## ReadMe
Overview of Workbook
1. Basic structure
| Input sheets | Formatted Outputs
2. Discussion
3. Input sheets
4. Cross-checking sheets sheets
5. Tables sheets
6. Charts
Results from Shazam programs runs
Results from Stata program runs
Tables for report
Cross-checks
Charts for Report
This workbook has the purpose of taking the basic outputs from Shazam programs and reformatting, and making calculations as necessary, to produce tables reading to be copied into the DNSP benchmarking report. The design of the workbook is intended to facilitate the easy updating of tables and charts if data is revised etc. If an additional year of data becomes available, changes will need to be made to the tables and to the formulas, and cell-ranges of series in the charts.
The workbook also takes the outputs from Stata programs which duplicate the Shazam results. This provides for cross-checking of programs. Some results are not duplicated, such as the calculation of average growth rates using regression of log variables against time is undertaken in Shazam alone (see sheet: 4.Shazam-Reg-Trends).
The first four input worksheets are where the results from running Shazam are copied. They are copied from the Shazam text output files using the Excel option: 'Data>Text to Columns…', and using Space delimited. THE DATA NEEDS TO BE COPIED ONTO THE CORRECT CELLS. IT IS CRUCIAL TO AVOID CUT-AND-PASTE OR MOVING CELLS OR COLUMNS to avoid disrupt the links in the workbook. It is recommended that the data be first be copied into some spare place (e/g/ on a temnporaty worksheet) and then--after parsing the numbers into Excel cells--COPYING into the relevant places in the input sheet.
'1.Shazam DNSP&State': For pasting the index and growth contributions results from the Shazam programs for individual DNSPs and the aggregated DNSP industry and for each of the States and Territories. This data is read by the worksheets: (a) 'Index Tables' ; (b) 'Individ-O&I Tables'; and (c) 'Growth Contrib.'.
'2.Shazam-pooled': For pasting the index results from the Shazam program for the multilaterial analysis jointly for all DNSPs. This data is used by the 'Index Tables' worksheet, rows 627 to 719.
'3.Shazam State-pooled': For pasting the index results from the Shazam program for the multilaterial analysis jointly for all States. This data is used by the 'Index Tables' worksheet, rows 724 to 816.
'4.Shazam-Reg-Trends': For pasting the econometric results from the same Shazam programs for individual DNSPs and the aggregated DNSP industry as used in 1 above. This data is read by the worksheet 'Appendix C Table'.
The next two input worksheets are where results from Stata programs are copied. These results are in files that are readable by Excel, and do not need to be parsed from text to numerical input. That said, the same instructions above apply. That is, the results must be copied onto the appropriate cell in a way that does not break the links whereby tables in other worksheets read the data.
'5.Stata-DNSP&State': For pasting the index outputs from the Stata programs for individual DNSPs and the aggregated DNSP industry and for each of the States and Territories. This is read by the worksheets 'Index Tables check' and 'I&O Tables checks', and 'Contrib. checks'.
'6.Stata-pooled': For pasting the index results from the Stata program for joint multilaterial TFP analysis. This data is read by the worksheet 'Index Tables check'.
The charts in this workbook are labelled with the Figure no. in the report. The charts are copied and pasted in PDF format into the document.
The Tables sheets serve the following functions:
(i) calculates growth rates
(ii) presents data in table formats for copying and pasting into Word.
(iii) assemble data to be read by charts.
'Index Tables': Includes the following tables used in the report:
- Aggregate industry indexes: Table 2.1; and Figure 2.1.
- Pooled results: Tables and figures in section 3.1.
- State index tables: Tables in section 4.1 plus tables 4.3, 4.5, 4.7, 4.9, 4.11 and 4.13. Figures 4.1, 4.2, 4.3, 4.7, 4.11, 4.15, 4.19, 4.23;
- Individual firm index tables: Tables 5.1, 5.3, 5.5, 5.7, 5.9, 5.11, 5.13, 5.15, 5.17 and 5.19. Figures 5.1, 5.5, 5.9, 5.13, 5.17, 5.21, 5.25, 5.29, 5.33, 5.37.
'Individ-O&I Tables': Tables are used in charts and in other Tables worksheets. Other tables worksheets reading from this sheet include 'Growth Contrib.' and 'Growth Rates Tables'. Various charts read from this sheet, including figures
2.2, 2.3& 2.4; 4.4, 4.5, 4.8, 4.9, 4.12, 4.13, 4.16, 4.17, 4.20, 4.21, 4.24, 4.25, 5.2, 5.3, 5.6, 5.7, 5.10, 5.11, 5.14, 5.15, 5.18, 5.19, 5.22, 5.23, 5.26, 5.27, 5.30, 5.31, 5.34, 5.35, 5.38, 5.39;
'Growth Contrib.': Includes the following tables used in the report:
- Industry-level growth rates and contributions of inputs and outputs average by period and by year: Report tables 2.2, 2.3 & 2.4
- State-level contributions of inputs and outputs average by period: Tables 4.4, 4.6, 4.8, 4.10, 4.12, 4.14
- DNSP-level contributions of inputs and outputs average by period: Tables 5.2, 5.4, 5.6, 5.8, 510, 5.12, 5.14, 5.16, 5.18, 5.20.
'Contributions ranked': For report figures 2.5, 2.6 & 2.7 the average contributions for industry data over the relevant period need to be sorted from highest to lowest. Similarly, for report figures 4.6, 4.10, 4.14, 4.18, 4.22 & 4.26 relating to States, and figures 5.4, 5.8, 5.12, 5.16, 5.20, 5.24, 5.28, 5.32, 5.36, and 5.40 relating to individual TNSPs.
'Growth Rates Tables': Tables used in Appendix D of the report.
'Appendix C Table': Table copied into report Appendix B.
There are three worksheets in which the results from the Stata programs are used to cross-check the results from the Shazam programs.
'Index Tables check': Involves cross-checking results for MTFP and MPFP that appear later in the 'Index Tables' worksheet.
'I&O Tables checks': Involves cross-checking results relating to individual inputs and outputs indexes and growth rates that appear later in the 'Individ-I&O Tables' worksheet.
'Contrib. checks': Involves cross-checking results relating to contributions to TFP growth of individual inputs and outputs that appear later in the 'Growth Contrib.' worksheet.

## Labels & Codes
Variable Labels & Codes
Key to acronyms used in sheet: "1.Shazam DNSP&State"
EVO | Evoenergy
AGD | Ausgrid
CIT | Citipower
END | Endeaviour Energy
ENX | Energex
ERG | Ergon Energy
ESS | Essential Energy
JEN | Jemena
PCR | Powercor
SAP | SA Power Networks
AND | AusNet Distribution
TND | TasNetworks Distribution
UED | United Energy
DIND | DNSP industry (NEM-wide)
DACT | DNSP industry in ACT
DNSW | DNSP industry in NSW
DVIC | DNSP industry in VIC
DQLD | DNSP industry in QLD
DSA | DNSP industry in SA
DTAS | DNSP industry in TAS
IDYEAR | Year
OUTIND | Output Index
INPIND | Input Index
PRODIND | TFP Index
PP1 | Opex PFP Index
PPK | Capital PFP Index
PP2 | Partial productivity of input 2
PP3 | Partial productivity of input 3
PP4 | Partial productivity of input 4
PP5 | Partial productivity of input 5
PP6 | Partial productivity of input 6
QB1 | Quantity index for output 1
QB2 | Quantity index for output 2
QB3 | Quantity index for output 3
QB4 | Quantity index for output 4
QB5 | Quantity index for output 5
MDINDEX | Index for Maximum Demand
OUTIND | Output Index
XB1 | Quantity index for input 1
XB2 | Quantity index for input 2
XB3 | Quantity index for input 3
XB4 | Quantity index for input 4
XB5 | Quantity index for input 5
XB6 | Quantity index for input 6
KIND | Index for capital inputs
OC1 | Contribution to TFP change of output 1
OC2 | Contribution to TFP change of output 2
OC3 | Contribution to TFP change of output 3
OC4 | Contribution to TFP change of output 4
OC5 | Contribution to TFP change of output 5
IC1 | Contribution to TFP change of input 1
IC2 | Contribution to TFP change of input 2
IC3 | Contribution to TFP change of input 3
IC4 | Contribution to TFP change of input 4
IC5 | Contribution to TFP change of input 5
IC6 | Contribution to TFP change of input 6
Output numeric codes |  |  | Input numeric codes
1 | Energy (GWh) |  | 1 | Opex
2 | Ratcheted Max Demand |  | 2 | O/H Subtransmission Lines
3 | Customer Numbers |  | 3 | O/H Distribution Lines
4 | Circuit Length |  | 4 | U/G Subtransmission
5 | CMOS |  | 5 | U/G Distribution Cables
|  |  | 6 | Transformers
Key to acronyms used in sheet: "Shazam MTFP Index Results"
CCDOI | Output index
CCDII | Input index
CCDTFP | TFP index
PPK | Capital partial factor productivity (PFP)
PP1 | Opex partial factor productivity (PFP)
PP2 | Partial productivity of input 2
PP3 | Partial productivity of input 3
PP4 | Partial productivity of input 4
PP5 | Partial productivity of input 5
PP6 | Partial productivity of input 6
Key to DB numeric codes:
1 | EVO | Evoenergy
2 | AGD | Ausgrid
3 | CIT | Citipower
4 | END | Endeaviour Energy
5 | ENX | Energex
6 | ERG | Ergon Energy
7 | ESS | Essential Energy
8 | JEN | Jemena
9 | PCR | Powercor
10 | SAP | SA Power Networks
11 | AND | AusNet Distribution
12 | TND | TasNetworks Distribution
13 | UED | United Energy
Key to Stata variable names:
dnsp | DNSP code
year | Year
outx | Output index
inx | Input index
tfpx | TFP index
opinx | Opex input index
kinx | Capital input index
opfpx | Opex PFP index
kpfpx | Capital PFP index
tfpdelta | TFP growth rate (log-difference)
outdelta | Output growth rate
indelta | Input growth rate
outdelta1 | Contribution of output 1 to TFP change
outdelta2 | Contribution of output 2 to TFP change
outdelta3 | Contribution of output 3 to TFP change
outdelta4 | Contribution of output 4 to TFP change
outdelta5 | Contribution of output 5 to TFP change
indelta1 | Contribution of input 1 to TFP change
indelta2 | Contribution of input 2 to TFP change
indelta3 | Contribution of input 3 to TFP change
indelta4 | Contribution of input 4 to TFP change
indelta5 | Contribution of input 5 to TFP change
indelta6 | Contribution of input 6 to TFP change
odelta | Contribution of non-capital inputs to TFP change
kdelta | Contribution of capital inputs to TFP change
q1x | Quantity index of output 1
q2x | Quantity index of output 2
q3x | Quantity index of output 3
q4x | Quantity index of output 4
q5x | Quantity index of output 5
mdindex | Qunatity index of Max. demand
x1x | Quantity index of input 1
x2x | Quantity index of input 2
x3x | Quantity index of input 3
x4x | Quantity index of input 4
x5x | Quantity index of input 5
x6x | Quantity index of input 6
outgrth1 | Growth rate of output 1
outgrth2 | Growth rate of output 2
outgrth3 | Growth rate of output 3
outgrth4 | Growth rate of output 4
outgrth5 | Growth rate of output 5
ingrth1 | Growth rate of input 1
ingrth2 | Growth rate of input 2
ingrth3 | Growth rate of input 3
ingrth4 | Growth rate of input 4
ingrth5 | Growth rate of input 5
ingrth6 | Growth rate of input 6

## 1.Shazam DNSP&State
Shazam MTFP Index Results for Individual DNSPs and Industry Average
1 | EVO | [5 empty] | Output, Input & PFP Indexes | [21 empty] | Contributions
| IDYEAR | OUTIND | INPIND | PRODIND | PP1 | PPK | IDYEAR | PP1 | PPK | PP2 | PP3 | PP4 | PP5 | PP6 | QB1 | QB2 | QB3 | QB4 | QB5 | MDINDEX | OUTIND | XB1 | XB2 | XB3 | XB4 | XB5 | XB6 | KIND | IDYEAR | OC1 | OC2 | OC3 | OC4 | OC5 | IC1 | IC2 | IC3 | IC4 | IC5 | IC6
| 2006 | 1 | 1 | 1 | 1 | 1 | 2006 | 1 | 1 | 1 | 1 | 1 | 1 | 1 | 1 | 1 | 1 | 1 | 1 | 1 | 1 | 1 | 1 | 1 | 1 | 1 | 1 | 1
| 2007 | 0.99655 | 1.0058 | 0.99079 | 1.0004 | 0.98216 | 2007 | 1.0004 | 0.98216 | 0.99655 | 1.0002 | 0.99655 | 0.97965 | 0.97402 | 1.0227 | 1 | 1.012 | 1.0076 | 1.2809 | 0.96915 | 0.99655 | 0.99612 | 1 | 0.99631 | 1 | 1.0173 | 1.0231 | 1.0147 | 2007 | 0.0019911 | -0.00014279 | 0.002165 | 0.0029124 | -0.010377 | 0.0046737 | -7.4491e-05 | 0.00051239 | -2.4393e-05 | -0.0045864 | -0.0063046
| 2008 | 1.0251 | 1.0428 | 0.98305 | 0.96582 | 0.99427 | 2008 | 0.96582 | 0.99427 | 1.0251 | 1.0345 | 1.0251 | 0.98209 | 0.98164 | 1.0323 | 1 | 1.0255 | 1.0197 | 0.7501 | 0.99208 | 1.0251 | 1.0614 | 1 | 0.9909 | 1 | 1.0438 | 1.0443 | 1.031 | 2008 | 0.00084207 | 0.00029879 | 0.0028026 | 0.0051671 | 0.019159 | -0.028005 | 9.5789e-06 | 0.00056005 | 9.2379e-06 | -0.0040224 | -0.0046647
| 2009 | 1.0301 | 1.0627 | 0.9693 | 0.95202 | 0.9791 | 2009 | 0.95202 | 0.9791 | 1.0301 | 1.0425 | 1.0301 | 0.95886 | 0.96027 | 1.0416 | 1 | 1.0426 | 1.0354 | 0.89068 | 0.97627 | 1.0301 | 1.082 | 1 | 0.98808 | 1 | 1.0743 | 1.0727 | 1.0521 | 2009 | 0.00079367 | -4.9253e-05 | 0.0031229 | 0.0061339 | -0.0051591 | -0.0054886 | -9.9261e-05 | 0.00039367 | -2.7878e-05 | -0.0067211 | -0.0069807
| 2010 | 1.0452 | 1.1256 | 0.92857 | 0.85638 | 0.97732 | 2010 | 0.85638 | 0.97732 | 1.0452 | 1.0571 | 1.0452 | 0.94543 | 0.95809 | 1.0501 | 1 | 1.0672 | 1.051 | 0.78671 | 0.98038 | 1.0452 | 1.2205 | 1 | 0.98872 | 1 | 1.1055 | 1.0909 | 1.0694 | 2010 | 0.00072004 | 9.4882e-05 | 0.0045205 | 0.0061328 | 0.0030676 | -0.048393 | 1.2542e-05 | -0.000171 | 1.0622e-05 | -0.0047457 | -0.0041801
| 2011 | 1.0358 | 1.1908 | 0.86983 | 0.76182 | 0.94817 | 2011 | 0.76182 | 0.94817 | 1.0358 | 1.0453 | 1.0358 | 0.90882 | 0.92451 | 1.055 | 1 | 1.0934 | 1.0733 | 1.4901 | 0.98523 | 1.0358 | 1.3596 | 1 | 0.9909 | 1 | 1.1397 | 1.1203 | 1.0924 | 2011 | 0.00042127 | -0.00022594 | 0.0045447 | 0.0084079 | -0.022214 | -0.042998 | 5.5328e-05 | -0.00020333 | -2.7304e-05 | -0.0065738 | -0.0065319
| 2012 | 1.1055 | 1.2393 | 0.89199 | 0.76057 | 0.99211 | 2012 | 0.76057 | 0.99211 | 0.9934 | 1.1313 | 1.1055 | 0.92779 | 0.98037 | 1.0482 | 1.1136 | 1.1209 | 1.0987 | 1.0408 | 1.1136 | 1.1055 | 1.4535 | 1.1128 | 0.97718 | 1 | 1.1915 | 1.1276 | 1.1143 | 2012 | -0.00058201 | 0.037668 | 0.0048055 | 0.0094907 | 0.013762 | -0.028017 | -0.003617 | 0.0017733 | -2.2102e-05 | -0.0085259 | -0.0015748
| 2013 | 1.1196 | 1.2985 | 0.86217 | 0.70351 | 0.98854 | 2013 | 0.70351 | 0.98854 | 1.0061 | 1.153 | 1.1196 | 0.91191 | 0.97362 | 1.0528 | 1.1136 | 1.1472 | 1.1123 | 0.94071 | 1.1074 | 1.1196 | 1.5914 | 1.1128 | 0.97097 | 1 | 1.2277 | 1.1499 | 1.1325 | 2013 | 0.00038798 | -2.3896e-05 | 0.004437 | 0.0049405 | 0.0029161 | -0.037008 | -3.518e-05 | 0.00077811 | -1.2146e-05 | -0.0054246 | -0.0049591
| 2014 | 1.1248 | 1.3982 | 0.80449 | 0.62452 | 0.97407 | 2014 | 0.62452 | 0.97407 | 1.0106 | 1.1711 | 0.29161 | 0.89159 | 0.95096 | 1.0259 | 1.1136 | 1.1566 | 1.1228 | 0.88584 | 1.0631 | 1.1248 | 1.8011 | 1.113 | 0.96047 | 3.8573 | 1.2616 | 1.1828 | 1.1548 | 2014 | -0.0022846 | -7.7809e-06 | 0.0015573 | 0.0037946 | 0.0016352 | -0.063444 | 0.00012656 | 0.0011797 | -0.00066934 | -0.0040845 | -0.0070498
| 2015 | 1.1392 | 1.3517 | 0.84278 | 0.67862 | 0.98043 | 2015 | 0.67862 | 0.98043 | 1.0235 | 1.2168 | 0.29425 | 0.8884 | 0.9496 | 1.0355 | 1.149 | 1.177 | 1.134 | 1.1053 | 1.149 | 1.1392 | 1.6787 | 1.113 | 0.93622 | 3.8715 | 1.2823 | 1.1997 | 1.1619 | 2015 | 0.00081492 | 0.010987 | 0.0033519 | 0.0040883 | -0.0065369 | 0.038085 | -1.9152e-05 | 0.0029235 | 2.7276e-06 | -0.0028307 | -0.0043674
| 2016 | 1.1435 | 1.0803 | 1.0585 | 1.2568 | 0.97457 | 2016 | 1.2568 | 0.97457 | 1.0273 | 1.2077 | 0.29516 | 0.88061 | 0.94475 | 1.0427 | 1.149 | 1.1971 | 1.1425 | 1.2004 | 1.0621 | 1.1435 | 0.90983 | 1.1131 | 0.94685 | 3.8742 | 1.2985 | 1.2104 | 1.1733 | 2016 | 0.00062275 | 9.5565e-05 | 0.0032896 | 0.0030951 | -0.0033434 | 0.23351 | -0.00017607 | -0.00081149 | -3.8627e-05 | -0.0040035 | -0.0043088
| 2017 | 1.147 | 1.1299 | 1.0151 | 1.1108 | 0.97122 | 2017 | 1.1108 | 0.97122 | 1.0667 | 1.194 | 0.29349 | 0.87327 | 0.94281 | 1.0565 | 1.149 | 1.2393 | 1.1471 | 1.3986 | 1.0823 | 1.147 | 1.0326 | 1.0753 | 0.96065 | 3.9083 | 1.3135 | 1.2166 | 1.181 | 2017 | 0.0011698 | 3.9092e-05 | 0.006697 | 0.0016709 | -0.0064926 | -0.041262 | 0.0012422 | -0.0018865 | 7.4223e-06 | -0.0020191 | -0.0010382
| 2018 | 1.1657 | 1.1976 | 0.97338 | 0.96897 | 0.97707 | 2018 | 0.96897 | 0.97707 | 1.083 | 1.2055 | 0.29707 | 0.87741 | 0.94663 | 1.034 | 1.149 | 1.2785 | 1.1582 | 1.147 | 1.0964 | 1.1657 | 1.203 | 1.0763 | 0.96699 | 3.9239 | 1.3286 | 1.2314 | 1.193 | 2018 | -0.0019199 | -7.4223e-05 | 0.0059292 | 0.0038182 | 0.0083809 | -0.053367 | -1.8232e-05 | -0.00089783 | 1.0595e-05 | -0.0010999 | -0.0027487
| 2019 | 1.1714 | 1.1949 | 0.98034 | 1.0124 | 0.96306 | 2019 | 1.0124 | 0.96306 | 1.0884 | 1.2096 | 0.29853 | 0.86866 | 0.92069 | 1.0464 | 1.149 | 1.3148 | 1.1691 | 1.3127 | 1.0966 | 1.1714 | 1.1571 | 1.0763 | 0.96841 | 3.9239 | 1.3485 | 1.2723 | 1.2163 | 2019 | 0.0010643 | 5.1418e-05 | 0.0054551 | 0.0038868 | -0.0055576 | 0.014582 | -1.1559e-05 | -0.00016861 | -2.4202e-05 | -0.0030294 | -0.0091195
| 2020 | 1.1892 | 1.1852 | 1.0034 | 1.0824 | 0.96165 | 2020 | 1.0824 | 0.96165 | 1.1049 | 1.2238 | 0.29925 | 0.85532 | 0.92161 | 1.0351 | 1.149 | 1.3413 | 1.2068 | 1.334 | 1.0855 | 1.1892 | 1.0987 | 1.0763 | 0.97175 | 3.974 | 1.3904 | 1.2904 | 1.2367 | 2020 | -0.00097326 | 2.948e-06 | 0.0038344 | 0.012908 | -0.00067511 | 0.018988 | 1.3471e-05 | -0.00043269 | -5.488e-05 | -0.0054252 | -0.0048991
2 | AGD
| IDYEAR | OUTIND | INPIND | PRODIND | PP1 | PPK | IDYEAR | PP1 | PPK | PP2 | PP3 | PP4 | PP5 | PP6 | QB1 | QB2 | QB3 | QB4 | QB5 | MDINDEX | OUTIND | XB1 | XB2 | XB3 | XB4 | XB5 | XB6 | KIND | IDYEAR | OC1 | OC2 | OC3 | OC4 | OC5 | IC1 | IC2 | IC3 | IC4 | IC5 | IC6
| 2006 | 1 | 1 | 1 | 1 | 1 | 2006 | 1 | 1 | 1 | 1 | 1 | 1 | 1 | 1 | 1 | 1 | 1 | 1 | 1 | 1 | 1 | 1 | 1 | 1 | 1 | 1 | 1
| 2007 | 1.0057 | 0.94912 | 1.0596 | 1.1884 | 0.9815 | 2007 | 1.1884 | 0.9815 | 1.0604 | 1.0078 | 1.0084 | 0.97579 | 0.96229 | 1.0107 | 1 | 1.01 | 1.0034 | 0.99267 | 0.98521 | 1.0057 | 0.84624 | 0.94844 | 0.99794 | 0.99733 | 1.0306 | 1.0451 | 1.0246 | 2007 | 0.0010145 | 3.7174e-05 | 0.0020987 | 0.0015476 | 0.00096231 | 0.064968 | 0.0022421 | 0.00011706 | 0.00021488 | -0.0041341 | -0.01119
| 2008 | 1.0037 | 1.1095 | 0.90469 | 0.83446 | 0.95633 | 2008 | 0.83446 | 0.95633 | 1.0578 | 1.0052 | 1.0157 | 0.9543 | 0.92279 | 1.0144 | 1.0279 | 1.0182 | 1.0124 | 1.1357 | 1.0279 | 1.0037 | 1.2029 | 0.94887 | 0.9985 | 0.98821 | 1.0518 | 1.0877 | 1.0496 | 2008 | 0.00041496 | 0.010436 | 0.0016431 | 0.0038617 | -0.018279 | -0.14024 | -8.7625e-05 | -2.9684e-05 | 0.00031012 | -0.0025124 | -0.013562
| 2009 | 0.99938 | 1.0821 | 0.92355 | 0.91733 | 0.92592 | 2009 | 0.91733 | 0.92592 | 1.0399 | 1.0002 | 1.0397 | 0.92684 | 0.87658 | 1.0195 | 1.043 | 1.0258 | 1.0186 | 1.2559 | 1.043 | 0.99938 | 1.0895 | 0.96104 | 0.99916 | 0.96119 | 1.0783 | 1.1401 | 1.0793 | 2009 | 0.0005208 | 0.0055828 | 0.0015457 | 0.0026461 | -0.014648 | 0.040627 | -0.0004782 | -7.4526e-05 | 0.0015852 | -0.0035852 | -0.013092
| 2010 | 1.0438 | 1.1551 | 0.90366 | 0.84521 | 0.93774 | 2010 | 0.84521 | 0.93774 | 1.0717 | 1.0482 | 1.0535 | 0.949 | 0.87529 | 1.0137 | 1.043 | 1.0328 | 1.0259 | 0.93722 | 1.032 | 1.0438 | 1.2349 | 0.97392 | 0.99575 | 0.99079 | 1.0999 | 1.1925 | 1.1131 | 2010 | -0.00082381 | 0.00013197 | 0.0015998 | 0.0034646 | 0.039096 | -0.047216 | -0.00063102 | 0.00034259 | -0.0017438 | -0.0019328 | -0.014058
| 2011 | 1.0478 | 1.1461 | 0.91426 | 0.88769 | 0.92442 | 2011 | 0.88769 | 0.92442 | 1.0529 | 1.0544 | 1.039 | 0.92541 | 0.86384 | 1.0149 | 1.0729 | 1.0404 | 1.0395 | 1.0684 | 1.0729 | 1.0478 | 1.1804 | 0.99524 | 0.99374 | 1.0085 | 1.1323 | 1.213 | 1.1335 | 2011 | 9.3522e-05 | 0.010558 | 0.0015248 | 0.0057228 | -0.014014 | 0.018698 | -0.00082268 | 0.00015304 | -0.0008359 | -0.0041805 | -0.0052369
| 2012 | 1.0613 | 1.2116 | 0.87588 | 0.81427 | 0.90776 | 2012 | 0.81427 | 0.90776 | 1.0574 | 1.073 | 1.0345 | 0.90802 | 0.83888 | 0.97425 | 1.0729 | 1.0488 | 1.0486 | 0.95573 | 0.97519 | 1.0613 | 1.3033 | 1.0036 | 0.98908 | 1.0258 | 1.1688 | 1.2651 | 1.1691 | 2012 | -0.0039471 | -7.2157e-05 | 0.0016729 | 0.0037878 | 0.01127 | -0.035951 | -0.00033089 | 0.00023265 | -0.00090815 | -0.0044375 | -0.014199
| 2013 | 1.0679 | 1.1341 | 0.94167 | 1.037 | 0.88939 | 2013 | 1.037 | 0.88939 | 1.0518 | 1.0836 | 1.0131 | 0.88959 | 0.81556 | 0.87443 | 1.0729 | 1.0575 | 1.0573 | 0.822 | 0.98282 | 1.0679 | 1.0298 | 1.0153 | 0.98555 | 1.0541 | 1.2005 | 1.3094 | 1.2007 | 2013 | -0.010072 | -7.6971e-05 | 0.001679 | 0.0034898 | 0.011233 | 0.084443 | -0.000461 | 0.00038706 | -0.0016059 | -0.0038332 | -0.012761
| 2014 | 1.0594 | 1.1959 | 0.88585 | 0.9228 | 0.8602 | 2014 | 0.9228 | 0.8602 | 1.0873 | 1.0553 | 0.95713 | 0.86041 | 0.78516 | 0.84738 | 1.0729 | 1.0679 | 1.0653 | 0.93936 | 0.84544 | 1.0594 | 1.148 | 0.97436 | 1.0039 | 1.1069 | 1.2313 | 1.3493 | 1.2316 | 2014 | -0.0029349 | 2.178e-05 | 0.0019609 | 0.0031859 | -0.010221 | -0.037964 | 0.0015838 | -0.0013228 | -0.0028148 | -0.003362 | -0.0092393
| 2015 | 1.0678 | 1.2721 | 0.83941 | 0.7927 | 0.86303 | 2015 | 0.7927 | 0.86303 | 1.0512 | 1.0516 | 1.0465 | 0.8587 | 0.78065 | 0.85092 | 1.0729 | 1.0798 | 1.0666 | 0.88627 | 0.87849 | 1.0678 | 1.3471 | 1.0158 | 1.0154 | 1.0204 | 1.2436 | 1.3679 | 1.2373 | 2015 | 0.00038729 | -1.3643e-07 | 0.0022212 | 0.00053424 | 0.0047879 | -0.059346 | -0.0015978 | -0.00076149 | 0.0047735 | -0.0012293 | -0.0036204
| 2016 | 1.0659 | 1.2308 | 0.86605 | 0.88563 | 0.84945 | 2016 | 0.88563 | 0.84945 | 1.0667 | 1.0332 | 0.99216 | 0.84777 | 0.77015 | 0.85051 | 1.0729 | 1.0919 | 1.07 | 0.95403 | 0.94903 | 1.0659 | 1.2036 | 0.99926 | 1.0317 | 1.0743 | 1.2573 | 1.384 | 1.2548 | 2016 | -0.00013696 | 7.4737e-05 | 0.0023033 | 0.0014348 | -0.0054848 | 0.042926 | 0.00064392 | -0.0010927 | -0.0031504 | -0.0018347 | -0.0044407
| 2017 | 1.0655 | 1.1683 | 0.91207 | 1.0017 | 0.86163 | 2017 | 1.0017 | 0.86163 | 1.0416 | 1.0185 | 0.97018 | 0.83492 | 0.80463 | 0.85221 | 1.0729 | 1.1039 | 1.0749 | 1.0021 | 1.0191 | 1.0655 | 1.0637 | 1.023 | 1.0462 | 1.0983 | 1.2762 | 1.3243 | 1.2367 | 2017 | 0.00017982 | 6.4125e-06 | 0.0022364 | 0.0019637 | -0.0047333 | 0.043825 | -0.00096135 | -0.00097913 | -0.0014768 | -0.0026386 | 0.014355
| 2018 | 1.0807 | 1.1092 | 0.97432 | 1.1875 | 0.8723 | 2018 | 1.1875 | 0.8723 | 1.0991 | 1.038 | 1.0208 | 0.83677 | 0.80674 | 0.84285 | 1.0729 | 1.1171 | 1.0801 | 0.89368 | 0.9439 | 1.0807 | 0.9101 | 0.98331 | 1.0411 | 1.0587 | 1.2916 | 1.3397 | 1.239 | 2018 | -0.001012 | -1.9824e-05 | 0.0023787 | 0.0020641 | 0.010752 | 0.052941 | 0.0015943 | 0.00030058 | 0.0022793 | -0.0017036 | -0.00355
| 2019 | 1.077 | 1.0921 | 0.98621 | 1.2594 | 0.86426 | 2019 | 1.2594 | 0.86426 | 1.0957 | 0.9757 | 1.0462 | 0.82372 | 0.80462 | 0.84408 | 1.0729 | 1.1294 | 1.0843 | 0.96919 | 0.97074 | 1.077 | 0.85517 | 0.98299 | 1.1038 | 1.0295 | 1.3075 | 1.3385 | 1.2462 | 2019 | 0.00011234 | 1.7997e-05 | 0.0022507 | 0.0016769 | -0.0075115 | 0.019837 | 1.4833e-05 | -0.0041978 | 0.0018169 | -0.0021152 | 0.00022956
| 2020 | 1.0542 | 1.052 | 1.0021 | 1.3889 | 0.84065 | 2020 | 1.3889 | 0.84065 | 1.0909 | 1.0142 | 0.97527 | 0.79439 | 0.77868 | 0.82782 | 1.0729 | 1.1396 | 1.0917 | 1.2075 | 0.98384 | 1.0542 | 0.75901 | 0.96634 | 1.0394 | 1.0809 | 1.327 | 1.3538 | 1.254 | 2020 | -0.0019942 | 9.7819e-05 | 0.0020627 | 0.0032126 | -0.024834 | 0.041261 | 0.00073487 | 0.004268 | -0.0032139 | -0.0029235 | -0.002696
3 | CIT
| IDYEAR | OUTIND | INPIND | PRODIND | PP1 | PPK | IDYEAR | PP1 | PPK | PP2 | PP3 | PP4 | PP5 | PP6 | QB1 | QB2 | QB3 | QB4 | QB5 | MDINDEX | OUTIND | XB1 | XB2 | XB3 | XB4 | XB5 | XB6 | KIND | IDYEAR | OC1 | OC2 | OC3 | OC4 | OC5 | IC1 | IC2 | IC3 | IC4 | IC5 | IC6
| 2006 | 1 | 1 | 1 | 1 | 1 | 2006 | 1 | 1 | 1 | 1 | 1 | 1 | 1 | 1 | 1 | 1 | 1 | 1 | 1 | 1 | 1 | 1 | 1 | 1 | 1 | 1 | 1
| 2007 | 1.0319 | 1.0591 | 0.97433 | 0.90317 | 0.99693 | 2007 | 0.90317 | 0.99693 | 1.0178 | 1.0178 | 0.97781 | 0.97937 | 1.018 | 1.0175 | 1.028 | 1.0169 | 1.0314 | 0.90093 | 1.028 | 1.0319 | 1.1425 | 1.0138 | 1.0138 | 1.0553 | 1.0536 | 1.0136 | 1.035 | 2007 | 0.0015453 | 0.0097719 | 0.003266 | 0.01269 | 0.0041043 | -0.029047 | -7.3574e-05 | -0.00086737 | -0.0038045 | -0.018213 | -0.0053729
| 2008 | 1.0566 | 1.0698 | 0.98765 | 0.97234 | 0.99406 | 2008 | 0.97234 | 0.99406 | 1.0893 | 1.0893 | 0.96884 | 0.97025 | 1.0048 | 1.0209 | 1.0755 | 1.0277 | 1.0214 | 0.69003 | 1.0755 | 1.0566 | 1.0867 | 0.96999 | 0.96999 | 1.0906 | 1.089 | 1.0516 | 1.0629 | 2008 | 0.00028889 | 0.015918 | 0.0020899 | -0.0038581 | 0.0092646 | 0.0068621 | 0.00024899 | 0.0028701 | -0.001117 | -0.0087661 | -0.010229
| 2009 | 1.0466 | 1.126 | 0.92954 | 0.81641 | 0.97009 | 2009 | 0.81641 | 0.97009 | 1.0795 | 1.0795 | 0.94224 | 0.94291 | 0.9829 | 1.0203 | 1.1043 | 1.0373 | 1.0299 | 1.2426 | 1.1043 | 1.0466 | 1.282 | 0.96954 | 0.96954 | 1.1108 | 1.11 | 1.0648 | 1.0789 | 2009 | -1.9085e-05 | 0.0092739 | 0.0016799 | 0.0030744 | -0.02352 | -0.037068 | -8.9111e-06 | 6.3055e-05 | -0.0021025 | -0.0083163 | -0.0036963
| 2010 | 1.0527 | 1.1686 | 0.90082 | 0.75554 | 0.95434 | 2010 | 0.75554 | 0.95434 | 1.0891 | 1.0891 | 0.93034 | 0.92831 | 0.95702 | 1.0393 | 1.1043 | 1.0515 | 1.0374 | 1.2768 | 1.0589 | 1.0527 | 1.3933 | 0.96657 | 0.96657 | 1.1315 | 1.134 | 1.1 | 1.1031 | 2010 | 0.0016601 | 1.6774e-07 | 0.0026372 | 0.0029645 | -0.0014552 | -0.022556 | 2.874e-05 | 0.00018685 | -0.00050558 | -0.0061628 | -0.0081739
| 2011 | 1.087 | 1.1822 | 0.9194 | 0.83969 | 0.94657 | 2011 | 0.83969 | 0.94657 | 1.1037 | 1.1058 | 0.99556 | 0.88765 | 0.973 | 1.0218 | 1.1043 | 1.066 | 1.0841 | 0.97912 | 1.0919 | 1.087 | 1.2945 | 0.9848 | 0.98295 | 1.0918 | 1.2245 | 1.1171 | 1.1483 | 2011 | -0.0015423 | -8.8977e-07 | 0.0026749 | 0.018118 | 0.012753 | 0.018667 | -0.00010373 | -0.0012259 | 0.0029294 | -0.027623 | -0.0042334
| 2012 | 1.0777 | 1.2834 | 0.83969 | 0.66101 | 0.91563 | 2012 | 0.66101 | 0.91563 | 1.0943 | 1.0923 | 0.79658 | 0.88202 | 0.94982 | 1.0184 | 1.1043 | 1.0802 | 1.0889 | 1.2733 | 1.0357 | 1.0777 | 1.6304 | 0.9848 | 0.98664 | 1.3529 | 1.2218 | 1.1346 | 1.177 | 2012 | -0.00028307 | 9.4658e-07 | 0.002563 | 0.0018031 | -0.012658 | -0.064178 | -5.3435e-06 | -0.0001839 | -0.015436 | 0.0012528 | -0.0035632
| 2013 | 1.0872 | 1.2822 | 0.84785 | 0.69091 | 0.91072 | 2013 | 0.69091 | 0.91072 | 1.1039 | 1.1016 | 0.78973 | 0.87651 | 0.94236 | 1.0011 | 1.1043 | 1.0941 | 1.1001 | 1.1914 | 1.1036 | 1.0872 | 1.5735 | 0.9848 | 0.98689 | 1.3766 | 1.2403 | 1.1537 | 1.1937 | 2013 | -0.001553 | -8.2727e-07 | 0.0024804 | 0.004173 | 0.0036578 | 0.011236 | 6.5362e-07 | -2.8034e-05 | -0.0011988 | -0.00532 | -0.0037764
| 2014 | 1.087 | 1.3096 | 0.83005 | 0.67494 | 0.89287 | 2014 | 0.67494 | 0.89287 | 1.0575 | 1.1401 | 0.73466 | 0.86266 | 0.91837 | 0.9907 | 1.1043 | 1.1049 | 1.1341 | 1.542 | 1.0971 | 1.087 | 1.6106 | 1.0279 | 0.95347 | 1.4796 | 1.2601 | 1.1837 | 1.2175 | 2014 | -0.00093585 | 1.0242e-06 | 0.0019127 | 0.012549 | -0.013633 | -0.0070751 | -0.00024028 | 0.0023858 | -0.0049448 | -0.0054563 | -0.0057873
| 2015 | 1.1064 | 1.3035 | 0.84882 | 0.7127 | 0.90144 | 2015 | 0.7127 | 0.90144 | 1.0733 | 1.1592 | 0.73403 | 0.86918 | 0.93055 | 0.99484 | 1.1043 | 1.1117 | 1.1402 | 1.1861 | 0.94833 | 1.1064 | 1.5525 | 1.0309 | 0.95451 | 1.5073 | 1.273 | 1.189 | 1.2274 | 2015 | 0.00037559 | -1.8152e-06 | 0.0011536 | 0.0020497 | 0.014115 | 0.010663 | -1.5213e-05 | -7.9206e-05 | -0.0012216 | -0.0033895 | -0.0012787
| 2016 | 1.1165 | 1.3188 | 0.84655 | 0.71475 | 0.8965 | 2016 | 0.71475 | 0.8965 | 1.0827 | 1.1833 | 0.67976 | 0.87081 | 0.9268 | 0.98343 | 1.1043 | 1.1393 | 1.1492 | 1.1289 | 1.0465 | 1.1165 | 1.562 | 1.0312 | 0.94348 | 1.6424 | 1.2821 | 1.2046 | 1.2454 | 2016 | -0.0010308 | -1.6698e-07 | 0.0047397 | 0.0032054 | 0.0021039 | -0.00068988 | -1.6997e-06 | 0.00079735 | -0.0058583 | -0.0024974 | -0.0034549
| 2017 | 1.1355 | 1.3108 | 0.86628 | 0.75407 | 0.90664 | 2017 | 0.75407 | 0.90664 | 1.1043 | 1.1905 | 0.69197 | 0.87882 | 0.93893 | 0.99035 | 1.1266 | 1.1506 | 1.1513 | 0.94941 | 1.1266 | 1.1355 | 1.5059 | 1.0283 | 0.95385 | 1.641 | 1.2921 | 1.2094 | 1.2525 | 2017 | 0.00062688 | 0.0069963 | 0.0018741 | 0.00069248 | 0.0067474 | 0.011539 | 1.4661e-05 | -0.00074445 | -5.1629e-05 | -0.0029309 | -0.0017265
| 2018 | 1.1384 | 1.2503 | 0.91053 | 0.87598 | 0.92101 | 2018 | 0.87598 | 0.92101 | 1.1167 | 1.2258 | 0.68168 | 0.90594 | 0.9391 | 0.97469 | 1.1645 | 1.1617 | 1.1479 | 1.1755 | 1.1645 | 1.1384 | 1.2996 | 1.0194 | 0.92867 | 1.67 | 1.2566 | 1.2122 | 1.2361 | 2018 | -0.0014251 | 0.011671 | 0.0018793 | -0.0011556 | -0.0084372 | 0.037452 | 4.9754e-05 | 0.0018093 | -0.00096184 | 0.01005 | -0.0011114
| 2019 | 1.1481 | 1.2928 | 0.88806 | 0.78616 | 0.92407 | 2019 | 0.78616 | 0.92407 | 1.1263 | 1.2371 | 0.6875 | 0.91273 | 0.93425 | 0.97289 | 1.1645 | 1.1696 | 1.1533 | 1.0234 | 1.1311 | 1.1481 | 1.4604 | 1.0194 | 0.92803 | 1.67 | 1.2579 | 1.2289 | 1.2425 | 2019 | -0.0001602 | -5.2958e-05 | 0.0012752 | 0.0018698 | 0.0055492 | -0.030447 | 1.6383e-06 | 7.9242e-06 | 0.00022766 | -5.5187e-05 | -0.0031985
| 2020 | 1.1304 | 1.2785 | 0.88414 | 0.82263 | 0.90341 | 2020 | 0.82263 | 0.90341 | 1.1077 | 1.2462 | 0.60823 | 0.91218 | 0.90385 | 0.86678 | 1.1753 | 1.1746 | 1.1563 | 1.3244 | 1.1753 | 1.1304 | 1.3741 | 1.0205 | 0.90705 | 1.8585 | 1.2392 | 1.2507 | 1.2513 | 2020 | -0.010324 | 0.0033051 | 0.00084793 | 0.0010929 | -0.01047 | 0.016235 | -4.5846e-06 | 0.0014827 | -0.0068626 | 0.0052133 | -0.0049374
4 | END
| IDYEAR | OUTIND | INPIND | PRODIND | PP1 | PPK | IDYEAR | PP1 | PPK | PP2 | PP3 | PP4 | PP5 | PP6 | QB1 | QB2 | QB3 | QB4 | QB5 | MDINDEX | OUTIND | XB1 | XB2 | XB3 | XB4 | XB5 | XB6 | KIND | IDYEAR | OC1 | OC2 | OC3 | OC4 | OC5 | IC1 | IC2 | IC3 | IC4 | IC5 | IC6
| 2006 | 1 | 1 | 1 | 1 | 1 | 2006 | 1 | 1 | 1 | 1 | 1 | 1 | 1 | 1 | 1 | 1 | 1 | 1 | 1 | 1 | 1 | 1 | 1 | 1 | 1 | 1 | 1
| 2007 | 1.0138 | 1.0676 | 0.94967 | 0.93978 | 0.95903 | 2007 | 0.93978 | 0.95903 | 1.0049 | 1.0126 | 0.92248 | 0.93555 | 0.95526 | 1.0167 | 1 | 1.012 | 1.0123 | 0.97835 | 0.98025 | 1.0138 | 1.0788 | 1.0089 | 1.0012 | 1.099 | 1.0837 | 1.0613 | 1.0571 | 2007 | 0.0016455 | 8.3105e-05 | 0.0026168 | 0.0056814 | 0.0037094 | -0.028578 | -0.00033947 | -8.7267e-05 | -0.0019039 | -0.016472 | -0.017994
| 2008 | 1.0152 | 1.1865 | 0.8556 | 0.77106 | 0.92166 | 2008 | 0.77106 | 0.92166 | 0.98811 | 1.0117 | 0.87194 | 0.86546 | 0.92339 | 1.0533 | 1 | 1.0237 | 1.0267 | 1.0484 | 0.97647 | 1.0152 | 1.3166 | 1.0274 | 1.0034 | 1.1643 | 1.173 | 1.0994 | 1.1015 | 2008 | 0.0035212 | 4.6989e-05 | 0.0024977 | 0.0064728 | -0.011218 | -0.082287 | -0.00063488 | -0.00021514 | -0.00093115 | -0.011684 | -0.0098847
| 2009 | 1.0491 | 1.1658 | 0.89988 | 0.86923 | 0.9235 | 2009 | 0.86923 | 0.9235 | 1.0167 | 1.0461 | 0.83874 | 0.84932 | 0.92792 | 1.0134 | 1.0596 | 1.0342 | 1.0354 | 1.003 | 1.0596 | 1.0491 | 1.207 | 1.0319 | 1.0029 | 1.2508 | 1.2352 | 1.1306 | 1.136 | 2009 | -0.0038813 | 0.022813 | 0.0023189 | 0.0040078 | 0.00764 | 0.035746 | -0.00014604 | 2.5299e-05 | -0.00124 | -0.0090428 | -0.0077765
| 2010 | 1.0816 | 1.1648 | 0.92858 | 0.93244 | 0.92307 | 2010 | 0.93244 | 0.92307 | 1.0453 | 1.0791 | 0.85895 | 0.82774 | 0.92654 | 1.0125 | 1.0596 | 1.043 | 1.0427 | 0.83397 | 1.0396 | 1.0816 | 1.16 | 1.0348 | 1.0023 | 1.2592 | 1.3067 | 1.1674 | 1.1717 | 2010 | -0.0001501 | 0.00019054 | 0.0020034 | 0.003538 | 0.024906 | 0.015699 | -9.421e-05 | -3.3547e-05 | -8.594e-05 | -0.007224 | -0.007358
| 2011 | 1.1074 | 1.2087 | 0.91618 | 0.90754 | 0.91992 | 2011 | 0.90754 | 0.91992 | 1.0701 | 1.1051 | 0.8336 | 0.7937 | 0.93275 | 1.0177 | 1.1014 | 1.0536 | 1.0537 | 0.81593 | 1.1014 | 1.1074 | 1.2203 | 1.0349 | 1.0021 | 1.3285 | 1.3953 | 1.1873 | 1.2038 | 2011 | 0.00047532 | 0.01471 | 0.0021789 | 0.0047148 | 0.0015166 | -0.019195 | -1.108e-05 | 4.5747e-05 | -0.0011021 | -0.011032 | -0.0057401
| 2012 | 1.0817 | 1.2423 | 0.87075 | 0.87237 | 0.86867 | 2012 | 0.87237 | 0.86867 | 1.0326 | 1.08 | 0.68384 | 0.73007 | 0.88666 | 0.95986 | 1.1014 | 1.0638 | 1.0659 | 0.99952 | 0.8937 | 1.0817 | 1.24 | 1.0475 | 1.0016 | 1.5818 | 1.4817 | 1.22 | 1.2453 | 2012 | -0.0056426 | 1.4417e-05 | 0.0019825 | 0.0050355 | -0.024881 | -0.0064107 | -0.00042492 | 9.9226e-05 | -0.0026625 | -0.0098688 | -0.0081046
| 2013 | 1.0706 | 1.2216 | 0.87642 | 0.96415 | 0.82609 | 2013 | 0.96415 | 0.82609 | 1.002 | 1.072 | 0.61042 | 0.6804 | 0.84148 | 0.9305 | 1.1014 | 1.0822 | 1.0801 | 1.1367 | 1.0122 | 1.0706 | 1.1105 | 1.0685 | 0.99871 | 1.7539 | 1.5736 | 1.2723 | 1.296 | 2013 | -0.0030148 | 1.5066e-05 | 0.0035674 | 0.0058271 | -0.016679 | 0.041628 | -0.00069713 | 0.00021467 | -0.0013706 | -0.010375 | -0.012626
| 2014 | 1.1086 | 1.3096 | 0.84655 | 0.88397 | 0.82271 | 2014 | 0.88397 | 0.82271 | 1.0575 | 1.1172 | 0.57062 | 0.67012 | 0.82686 | 0.90934 | 1.1014 | 1.1065 | 1.0944 | 0.92042 | 0.88942 | 1.1086 | 1.2541 | 1.0484 | 0.99227 | 1.9428 | 1.6543 | 1.3407 | 1.3475 | 2014 | -0.0021562 | -4.9733e-05 | 0.0046212 | 0.005768 | 0.026657 | -0.046931 | 0.00066763 | 0.0006827 | -0.0012456 | -0.0075675 | -0.015126
| 2015 | 1.1069 | 1.3366 | 0.82813 | 0.86018 | 0.80769 | 2015 | 0.86018 | 0.80769 | 1.0324 | 1.1319 | 0.55353 | 0.63836 | 0.82123 | 0.93786 | 1.1014 | 1.1251 | 1.1102 | 1.0347 | 0.95076 | 1.1069 | 1.2868 | 1.0721 | 0.97789 | 1.9996 | 1.7339 | 1.3478 | 1.3704 | 2015 | 0.0029289 | 3.8979e-05 | 0.0034936 | 0.0063538 | -0.014383 | -0.010549 | -0.00079872 | 0.0013763 | -0.0009755 | -0.0086437 | -0.00084016
| 2016 | 1.125 | 1.393 | 0.80759 | 0.81491 | 0.80358 | 2016 | 0.81491 | 0.80358 | 1.0526 | 1.1577 | 0.55796 | 0.62148 | 0.81648 | 0.96797 | 1.1014 | 1.1398 | 1.1244 | 0.99534 | 1.0841 | 1.125 | 1.3805 | 1.0687 | 0.97169 | 2.0162 | 1.8101 | 1.3778 | 1.3999 | 2016 | 0.0030452 | 3.9168e-05 | 0.0027798 | 0.0057486 | 0.0045968 | -0.028928 | 7.7205e-05 | 0.00059723 | -6.0277e-05 | -0.0070885 | -0.005914
| 2017 | 1.1767 | 1.3617 | 0.86418 | 0.92997 | 0.82377 | 2017 | 0.92997 | 0.82377 | 1.1008 | 1.211 | 0.54973 | 0.62202 | 0.84113 | 0.9721 | 1.1495 | 1.1585 | 1.1406 | 0.85676 | 1.1495 | 1.1767 | 1.2654 | 1.069 | 0.97175 | 2.1406 | 1.8918 | 1.399 | 1.4285 | 2017 | 0.00042039 | 0.016189 | 0.0033028 | 0.0061386 | 0.018959 | 0.036816 | -6.3499e-05 | 0.00011615 | -0.00084641 | -0.008641 | -0.0046683
| 2018 | 1.1921 | 1.3278 | 0.8978 | 1.0332 | 0.81867 | 2018 | 1.0332 | 0.81867 | 1.1588 | 1.2264 | 0.54997 | 0.60269 | 0.83461 | 0.96763 | 1.1495 | 1.1836 | 1.1576 | 0.8414 | 1.0604 | 1.1921 | 1.1538 | 1.0287 | 0.97206 | 2.1676 | 1.978 | 1.4284 | 1.4562 | 2018 | -0.00044523 | 2.2347e-05 | 0.0044803 | 0.0065221 | 0.0024006 | 0.036081 | 0.0015255 | -9.3465e-05 | -0.0018531 | -0.0048562 | -0.0056166
| 2019 | 1.1909 | 1.3158 | 0.90504 | 1.0927 | 0.80228 | 2019 | 1.0927 | 0.80228 | 1.1554 | 1.2279 | 0.52565 | 0.57404 | 0.82317 | 0.97458 | 1.1495 | 1.2096 | 1.1804 | 0.95079 | 1.1007 | 1.1909 | 1.0898 | 1.0307 | 0.96988 | 2.2655 | 2.0746 | 1.4467 | 1.4844 | 2019 | 0.00068905 | 9.9155e-05 | 0.0046107 | 0.0087808 | -0.01523 | 0.021935 | -8.1836e-05 | 0.00028417 | -0.00091415 | -0.008071 | -0.0040714
| 2020 | 1.179 | 1.2719 | 0.927 | 1.2112 | 0.78488 | 2020 | 1.2112 | 0.78488 | 1.1517 | 1.2234 | 0.51848 | 0.5501 | 0.80312 | 0.96019 | 1.1495 | 1.235 | 1.194 | 1.0869 | 1.1275 | 1.179 | 0.97346 | 1.0238 | 0.96377 | 2.274 | 2.1433 | 1.4681 | 1.5022 | 2020 | -0.0014621 | 0.00021555 | 0.004604 | 0.0054871 | -0.018828 | 0.042394 | 0.00037506 | 0.00066796 | -0.00017443 | -0.0049259 | -0.0043844
5 | ENX
| IDYEAR | OUTIND | INPIND | PRODIND | PP1 | PPK | IDYEAR | PP1 | PPK | PP2 | PP3 | PP4 | PP5 | PP6 | QB1 | QB2 | QB3 | QB4 | QB5 | MDINDEX | OUTIND | XB1 | XB2 | XB3 | XB4 | XB5 | XB6 | KIND | IDYEAR | OC1 | OC2 | OC3 | OC4 | OC5 | IC1 | IC2 | IC3 | IC4 | IC5 | IC6
| 2006 | 1 | 1 | 1 | 1 | 1 | 2006 | 1 | 1 | 1 | 1 | 1 | 1 | 1 | 1 | 1 | 1 | 1 | 1 | 1 | 1 | 1 | 1 | 1 | 1 | 1 | 1 | 1
| 2007 | 1.1207 | 1.1012 | 1.0177 | 0.96405 | 1.0494 | 2007 | 0.96405 | 1.0494 | 1.0779 | 1.1134 | 0.97613 | 1.0177 | 1.0431 | 1.0043 | 1.0929 | 1.0198 | 1.0212 | 0.70167 | 1.0929 | 1.1207 | 1.1625 | 1.0397 | 1.0065 | 1.1481 | 1.1012 | 1.0743 | 1.0679 | 2007 | 0.00051959 | 0.036508 | 0.004967 | 0.010773 | 0.061164 | -0.053853 | -0.0013 | -0.00085386 | -0.0061904 | -0.011644 | -0.022579
| 2008 | 1.1293 | 1.1523 | 0.98003 | 0.9322 | 1.0096 | 2008 | 0.9322 | 1.0096 | 1.0872 | 1.1177 | 0.84797 | 0.95071 | 1.0079 | 1.026 | 1.1352 | 1.0427 | 1.0392 | 0.81597 | 1.1352 | 1.1293 | 1.2114 | 1.0387 | 1.0104 | 1.3317 | 1.1878 | 1.1204 | 1.1185 | 2008 | 0.0020754 | 0.014359 | 0.0045454 | 0.0075956 | -0.020928 | -0.013301 | -0.00012632 | -0.0005009 | -0.006731 | -0.010213 | -0.014462
| 2009 | 1.184 | 1.1996 | 0.98701 | 0.94119 | 1.0132 | 2009 | 0.94119 | 1.0132 | 1.1149 | 1.1675 | 0.83646 | 0.92793 | 1.0056 | 1.0667 | 1.1898 | 1.0622 | 1.0593 | 0.75209 | 1.1898 | 1.184 | 1.258 | 1.0621 | 1.0142 | 1.4156 | 1.276 | 1.1775 | 1.1686 | 2009 | 0.0037507 | 0.018149 | 0.0040745 | 0.0088043 | 0.012579 | -0.015969 | -0.00053761 | -0.00040119 | -0.0022483 | -0.0061514 | -0.014953
| 2010 | 1.2235 | 1.231 | 0.99391 | 0.96104 | 1.0128 | 2010 | 0.96104 | 1.0128 | 1.1247 | 1.2032 | 0.81386 | 0.90757 | 1.0056 | 1.0764 | 1.2538 | 1.0788 | 1.0741 | 0.73765 | 1.2538 | 1.2235 | 1.2731 | 1.0878 | 1.0169 | 1.5033 | 1.3481 | 1.2166 | 1.208 | 2010 | 0.00084521 | 0.019767 | 0.0032669 | 0.0061483 | 0.002753 | -0.0039497 | -0.00083914 | -0.00031998 | -0.0028628 | -0.0072252 | -0.01062
| 2011 | 1.2431 | 1.2987 | 0.95722 | 0.88867 | 0.99754 | 2011 | 0.88867 | 0.99754 | 1.1198 | 1.2193 | 0.76019 | 0.88262 | 0.9918 | 1.0405 | 1.2538 | 1.0945 | 1.0882 | 0.67243 | 1.1949 | 1.2431 | 1.3989 | 1.1101 | 1.0196 | 1.6353 | 1.4085 | 1.2534 | 1.2462 | 2011 | -0.0032511 | -9.7307e-05 | 0.003025 | 0.0057067 | 0.010537 | -0.033548 | -0.0006864 | -0.00031022 | -0.0041682 | -0.0053107 | -0.0095078
| 2012 | 1.273 | 1.3473 | 0.9449 | 0.85036 | 0.99845 | 2012 | 0.85036 | 0.99845 | 1.1022 | 1.245 | 0.76629 | 0.87147 | 0.99154 | 1.0287 | 1.2538 | 1.1087 | 1.1004 | 0.5549 | 1.0966 | 1.273 | 1.4971 | 1.155 | 1.0225 | 1.6613 | 1.4608 | 1.2839 | 1.275 | 2012 | -0.0010853 | -0.00016909 | 0.0026941 | 0.0048571 | 0.017473 | -0.021903 | -0.0015223 | -0.00034887 | -0.00085692 | -0.0044791 | -0.0076142
| 2013 | 1.2722 | 1.4063 | 0.90463 | 0.79372 | 0.97618 | 2013 | 0.79372 | 0.97618 | 1.0987 | 1.2423 | 0.71659 | 0.84408 | 0.97002 | 1.0212 | 1.2538 | 1.1218 | 1.1098 | 0.58883 | 1.109 | 1.2722 | 1.6028 | 1.1579 | 1.0241 | 1.7753 | 1.5072 | 1.3115 | 1.3032 | 2013 | -0.00068577 | -3.183e-05 | 0.0023739 | 0.0036348 | -0.0059725 | -0.029225 | -4.1111e-05 | -0.00016603 | -0.0032439 | -0.0036155 | -0.0065769
| 2014 | 1.2708 | 1.3779 | 0.92232 | 0.86387 | 0.95879 | 2014 | 0.86387 | 0.95879 | 1.0771 | 1.2407 | 0.69981 | 0.81898 | 0.95194 | 1.0107 | 1.2538 | 1.1357 | 1.1166 | 0.62037 | 1.0693 | 1.2708 | 1.4711 | 1.1799 | 1.0243 | 1.816 | 1.5517 | 1.335 | 1.3255 | 2014 | -0.00096301 | -4.0363e-05 | 0.0024682 | 0.0025783 | -0.0050939 | 0.030704 | -0.00063036 | -3.3679e-05 | -0.0010704 | -0.0033128 | -0.0052415
| 2015 | 1.2589 | 1.4102 | 0.89274 | 0.83876 | 0.92382 | 2015 | 0.83876 | 0.92382 | 1.0807 | 1.2274 | 0.66521 | 0.79461 | 0.90356 | 1.026 | 1.2538 | 1.1527 | 1.1266 | 0.75933 | 1.1228 | 1.2589 | 1.5009 | 1.1649 | 1.0256 | 1.8925 | 1.5843 | 1.3933 | 1.3627 | 2015 | 0.0014046 | 1.8619e-05 | 0.0030132 | 0.0038156 | -0.01769 | -0.0039463 | 0.0004497 | -0.00016319 | -0.00201 | -0.0031343 | -0.014357
| 2016 | 1.2828 | 1.3634 | 0.94085 | 0.9615 | 0.9292 | 2016 | 0.9615 | 0.9292 | 1.0904 | 1.2493 | 0.68189 | 0.77937 | 0.91063 | 1.0252 | 1.2538 | 1.1728 | 1.1403 | 0.67734 | 1.1378 | 1.2828 | 1.3342 | 1.1765 | 1.0268 | 1.8812 | 1.6459 | 1.4087 | 1.3805 | 2016 | -7.3478e-05 | 3.521e-05 | 0.0035046 | 0.0051741 | 0.010163 | 0.0411 | -0.00041383 | -0.00012846 | 0.0002458 | -0.0047913 | -0.0023215
| 2017 | 1.3114 | 1.3806 | 0.94987 | 0.97758 | 0.93513 | 2017 | 0.97758 | 0.93513 | 1.0925 | 1.2766 | 0.69018 | 0.77393 | 0.91452 | 1.0357 | 1.2538 | 1.1949 | 1.1522 | 0.58167 | 1.1945 | 1.3114 | 1.3415 | 1.2003 | 1.0272 | 1.9001 | 1.6944 | 1.434 | 1.4024 | 2017 | 0.00095208 | -5.6036e-05 | 0.0037089 | 0.0043488 | 0.013083 | -0.001848 | -0.00077237 | -7.9314e-05 | -0.00049582 | -0.0035284 | -0.0057801
| 2018 | 1.3105 | 1.3883 | 0.94397 | 0.97389 | 0.92671 | 2018 | 0.97389 | 0.92671 | 1.0953 | 1.2761 | 0.68948 | 0.75218 | 0.90634 | 1.0312 | 1.2538 | 1.2159 | 1.1631 | 0.64071 | 1.2032 | 1.3105 | 1.3456 | 1.1965 | 1.027 | 1.9007 | 1.7423 | 1.4459 | 1.4142 | 2018 | -0.00040509 | 5.453e-05 | 0.0035904 | 0.0041088 | -0.0080066 | -0.0013562 | 0.00018689 | 2.6909e-05 | 0.00020899 | -0.0025367 | -0.0021024
| 2019 | 1.317 | 1.368 | 0.96276 | 1.0372 | 0.92369 | 2019 | 1.0372 | 0.92369 | 1.1079 | 1.2827 | 0.69829 | 0.73598 | 0.90142 | 1.0392 | 1.2538 | 1.2345 | 1.174 | 0.66392 | 1.2345 | 1.317 | 1.2698 | 1.1888 | 1.0268 | 1.8861 | 1.7895 | 1.4611 | 1.4258 | 2019 | 0.00072727 | 4.9918e-05 | 0.0031404 | 0.0041119 | -0.0030751 | 0.020981 | 0.00021196 | -1.3832e-05 | 0.00033476 | -0.0033405 | -0.0034184
| 2020 | 1.3175 | 1.3522 | 0.97436 | 1.095 | 0.91166 | 2020 | 1.095 | 0.91166 | 1.0862 | 1.2836 | 0.66633 | 0.72007 | 0.89137 | 1.0254 | 1.2628 | 1.2509 | 1.1829 | 0.71456 | 1.2628 | 1.3175 | 1.2032 | 1.2129 | 1.0264 | 1.9772 | 1.8297 | 1.478 | 1.4452 | 2020 | -0.0012646 | 0.0027065 | 0.0027395 | 0.0033064 | -0.0071359 | 0.01969 | -0.00071985 | 4.1797e-05 | -0.0021416 | -0.00187 | -0.0033728
6 | ERG
| IDYEAR | OUTIND | INPIND | PRODIND | PP1 | PPK | IDYEAR | PP1 | PPK | PP2 | PP3 | PP4 | PP5 | PP6 | QB1 | QB2 | QB3 | QB4 | QB5 | MDINDEX | OUTIND | XB1 | XB2 | XB3 | XB4 | XB5 | XB6 | KIND | IDYEAR | OC1 | OC2 | OC3 | OC4 | OC5 | IC1 | IC2 | IC3 | IC4 | IC5 | IC6
| 2006 | 1 | 1 | 1 | 1 | 1 | 2006 | 1 | 1 | 1 | 1 | 1 | 1 | 1 | 1 | 1 | 1 | 1 | 1 | 1 | 1 | 1 | 1 | 1 | 1 | 1 | 1 | 1
| 2007 | 1.1442 | 0.97072 | 1.1787 | 1.2854 | 1.1162 | 2007 | 1.2854 | 1.1162 | 1.1198 | 1.1343 | 1.0831 | 1.0261 | 1.1133 | 1.0067 | 1.0169 | 1.0176 | 1.012 | 0.70624 | 1.0169 | 1.1442 | 0.8902 | 1.0218 | 1.0087 | 1.0564 | 1.1152 | 1.0277 | 1.0251 | 2007 | 0.00079616 | 0.0099006 | 0.0056005 | 0.0066029 | 0.11183 | 0.042159 | -0.0021064 | -0.00096309 | -0.00020522 | -0.0035666 | -0.0055975
| 2008 | 1.1241 | 1.0079 | 1.1153 | 1.1787 | 1.0786 | 2008 | 1.1787 | 1.0786 | 1.0848 | 1.1035 | 1.0405 | 0.87416 | 1.0814 | 1.0243 | 1.0978 | 1.0378 | 1.0155 | 0.86374 | 1.0978 | 1.1241 | 0.95371 | 1.0362 | 1.0187 | 1.0803 | 1.2859 | 1.0395 | 1.0422 | 2008 | 0.0019416 | 0.033178 | 0.0043657 | 0.0016982 | -0.058919 | -0.023983 | -0.0012627 | -0.0029152 | -6.4457e-05 | -0.0044806 | -0.0048799
| 2009 | 1.09 | 1.0062 | 1.0832 | 1.1852 | 1.0233 | 2009 | 1.1852 | 1.0233 | 1.0223 | 1.0571 | 0.99456 | 0.76557 | 1.033 | 1.0477 | 1.0978 | 1.0626 | 1.023 | 0.98324 | 1.0844 | 1.09 | 0.91968 | 1.0662 | 1.0311 | 1.0959 | 1.4237 | 1.0552 | 1.0652 | 2009 | 0.0025974 | -0.00012788 | 0.0055827 | 0.003772 | -0.042676 | 0.011378 | -0.0032106 | -0.0017517 | 0.00020643 | -0.0023489 | -0.0025952
| 2010 | 1.1176 | 1.0221 | 1.0935 | 1.2419 | 1.013 | 2010 | 1.2419 | 1.013 | 1.0365 | 1.0764 | 0.84948 | 0.72852 | 0.99712 | 1.0571 | 1.1547 | 1.0846 | 1.0285 | 1.0041 | 1.1547 | 1.1176 | 0.89993 | 1.0783 | 1.0383 | 1.3157 | 1.5341 | 1.1209 | 1.1033 | 2010 | 0.0010026 | 0.022596 | 0.005062 | 0.0027565 | -0.0063541 | 0.0077366 | -0.0010503 | -0.0018524 | -0.00087012 | -0.0026432 | -0.016947
| 2011 | 1.1425 | 1.116 | 1.0237 | 1.0323 | 1.0139 | 2011 | 1.0323 | 1.0139 | 1.0504 | 1.0846 | 0.80812 | 0.70464 | 0.99327 | 0.98079 | 1.1547 | 1.1039 | 1.0295 | 0.94278 | 1.0903 | 1.1425 | 1.1067 | 1.0877 | 1.0534 | 1.4138 | 1.6214 | 1.1502 | 1.1268 | 2011 | -0.0083828 | -0.00042668 | 0.0044999 | 0.00037681 | 0.02595 | -0.073652 | -0.00075932 | -0.0035735 | -0.00036682 | -0.0018535 | -0.0077416
| 2012 | 1.1802 | 1.1385 | 1.0367 | 1.044 | 1.0216 | 2012 | 1.044 | 1.0216 | 1.0677 | 1.1065 | 0.80999 | 0.69009 | 0.99211 | 1.0152 | 1.1547 | 1.1204 | 1.0364 | 0.87102 | 1.1456 | 1.1802 | 1.1305 | 1.1054 | 1.0666 | 1.4571 | 1.7102 | 1.1896 | 1.1553 | 2012 | 0.0037635 | -0.0001388 | 0.0035169 | 0.0032249 | 0.022096 | -0.0041271 | -0.0018236 | -0.0024273 | -0.00017168 | -0.0019522 | -0.0094201
| 2013 | 1.1974 | 1.0488 | 1.1417 | 1.3332 | 1.0429 | 2013 | 1.3332 | 1.0429 | 1.2586 | 1.1112 | 0.86069 | 0.66494 | 0.98263 | 1.0007 | 1.1547 | 1.1383 | 1.0143 | 0.7901 | 1.1231 | 1.1974 | 0.89808 | 0.95138 | 1.0775 | 1.3912 | 1.8007 | 1.2185 | 1.1481 | 2013 | -0.0015324 | -0.00023649 | 0.0036323 | -0.010498 | 0.023068 | 0.077924 | 0.015137 | -0.002179 | 0.00026053 | -0.0018899 | -0.0071908
| 2014 | 1.2378 | 1.0821 | 1.1439 | 1.372 | 1.0274 | 2014 | 1.372 | 1.0274 | 1.3019 | 1.1277 | 0.87753 | 0.65934 | 0.93352 | 1.0171 | 1.1547 | 1.1567 | 1.0187 | 0.6933 | 1.0995 | 1.2378 | 0.90221 | 0.95081 | 1.0976 | 1.4106 | 1.8774 | 1.326 | 1.2048 | 2014 | 0.0016987 | -0.00015927 | 0.0035589 | 0.0020997 | 0.02603 | -0.00012267 | -0.00035216 | -0.0038915 | -7.0847e-05 | -0.0013292 | -0.025532
| 2015 | 1.1894 | 1.1532 | 1.0314 | 1.1443 | 0.96736 | 2015 | 1.1443 | 0.96736 | 1.2473 | 1.0318 | 0.86072 | 0.59659 | 0.89498 | 1.0126 | 1.1547 | 1.1669 | 1.0277 | 0.86194 | 1.1101 | 1.1894 | 1.0395 | 0.95362 | 1.1528 | 1.3819 | 1.9938 | 1.329 | 1.2296 | 2015 | -0.00045415 | 6.9367e-05 | 0.0020182 | 0.0041862 | -0.045678 | -0.050643 | -0.00018047 | -0.010382 | 0.00010814 | -0.0023901 | -0.00016289
| 2016 | 1.1899 | 1.171 | 1.0161 | 1.1368 | 0.94849 | 2016 | 1.1368 | 0.94849 | 1.2551 | 1.041 | 0.80455 | 0.58643 | 0.85607 | 1.0194 | 1.1547 | 1.1846 | 1.0263 | 0.87328 | 1.0912 | 1.1899 | 1.0467 | 0.94804 | 1.143 | 1.4789 | 2.029 | 1.3899 | 1.2545 | 2016 | 0.00071243 | 0.0001854 | 0.0036052 | -0.00061035 | -0.0035489 | -0.0025644 | 0.00024345 | 0.0021326 | -0.00029868 | -3.2654e-05 | -0.014808
| 2017 | 1.2529 | 1.1429 | 1.0962 | 1.329 | 0.97991 | 2017 | 1.329 | 0.97991 | 1.2465 | 1.1116 | 0.72461 | 0.60513 | 0.8727 | 0.98857 | 1.1547 | 1.1945 | 1.0279 | 0.68278 | 1.1243 | 1.2529 | 0.94268 | 1.0051 | 1.1271 | 1.729 | 2.0704 | 1.4356 | 1.2785 | 2017 | -0.0032091 | -0.00024171 | 0.0015878 | 0.00069665 | 0.052756 | 0.037344 | -0.0051757 | 0.0023039 | -0.00073994 | -0.0011322 | -0.0083108
| 2018 | 1.2333 | 1.1603 | 1.0629 | 1.2737 | 0.95355 | 2018 | 1.2737 | 0.95355 | 1.2192 | 1.0635 | 0.70826 | 0.61528 | 0.85367 | 0.98198 | 1.1547 | 1.2179 | 1.0244 | 0.75193 | 1.1024 | 1.2333 | 0.96827 | 1.0115 | 1.1596 | 1.7413 | 2.0044 | 1.4447 | 1.2933 | 2018 | -0.00073838 | 0.00015136 | 0.0046158 | -0.0015925 | -0.01819 | -0.0092704 | -0.00060399 | -0.0060635 | -1.0104e-05 | 0.0014111 | -0.00052906
| 2019 | 1.1908 | 1.1582 | 1.0282 | 1.2222 | 0.9269 | 2019 | 1.2222 | 0.9269 | 1.1775 | 1.054 | 0.67706 | 0.58599 | 0.82101 | 1.0013 | 1.1547 | 1.2272 | 1.0265 | 0.89176 | 1.1084 | 1.1908 | 0.97432 | 1.0113 | 1.1298 | 1.7588 | 2.0321 | 1.4504 | 1.2847 | 2019 | 0.002035 | 0.00022859 | 0.0021631 | 0.00099766 | -0.040453 | -0.0022833 | 1.6993e-05 | 0.0054917 | -3.011e-05 | -0.00045487 | -0.00094302
| 2020 | 1.2001 | 1.1724 | 1.0236 | 1.1877 | 0.9342 | 2020 | 1.1877 | 0.9342 | 1.1741 | 1.0547 | 0.68415 | 0.58626 | 0.83517 | 1.006 | 1.1547 | 1.2214 | 1.0306 | 0.86997 | 1.0613 | 1.2001 | 1.0104 | 1.0221 | 1.1378 | 1.7541 | 2.047 | 1.4369 | 1.2846 | 2020 | 0.00050265 | -2.3268e-05 | -0.0011439 | 0.0019796 | 0.0064101 | -0.013796 | -0.00092101 | -0.0013769 | 4.7802e-05 | 6.3743e-05 | 0.0038136
7 | ESS
| IDYEAR | OUTIND | INPIND | PRODIND | PP1 | PPK | IDYEAR | PP1 | PPK | PP2 | PP3 | PP4 | PP5 | PP6 | QB1 | QB2 | QB3 | QB4 | QB5 | MDINDEX | OUTIND | XB1 | XB2 | XB3 | XB4 | XB5 | XB6 | KIND | IDYEAR | OC1 | OC2 | OC3 | OC4 | OC5 | IC1 | IC2 | IC3 | IC4 | IC5 | IC6
| 2006 | 1 | 1 | 1 | 1 | 1 | 2006 | 1 | 1 | 1 | 1 | 1 | 1 | 1 | 1 | 1 | 1 | 1 | 1 | 1 | 1 | 1 | 1 | 1 | 1 | 1 | 1 | 1
| 2007 | 1.0741 | 1.1297 | 0.95082 | 0.89438 | 0.99496 | 2007 | 0.89438 | 0.99496 | 1.029 | 0.99544 | 1.0741 | 0.89294 | 1.0012 | 1.0008 | 1.0455 | 1.0077 | 0.94939 | 0.75426 | 1.0455 | 1.0741 | 1.201 | 1.0439 | 1.0791 | 1 | 1.2029 | 1.0729 | 1.0796 | 2007 | 0.00016397 | 0.020273 | 0.0023606 | -0.025816 | 0.074545 | -0.071392 | -0.0053564 | -0.015571 | -2.8885e-05 | -0.0074161 | -0.022194
| 2008 | 1.0688 | 1.2294 | 0.86941 | 0.75703 | 0.96149 | 2008 | 0.75703 | 0.96149 | 0.99909 | 0.93125 | 2.4528 | 1.2241 | 0.93987 | 1.006 | 1.0455 | 1.0198 | 0.93124 | 0.74993 | 1.0341 | 1.0688 | 1.4119 | 1.0698 | 1.1477 | 0.43576 | 0.87313 | 1.1372 | 1.1117 | 2008 | 0.00055797 | 0.00012522 | 0.0027686 | -0.0092244 | 0.00081655 | -0.070063 | -0.0016237 | -0.0094787 | 0.0016399 | 0.011187 | -0.016208
| 2009 | 1.0311 | 1.2307 | 0.83778 | 0.78072 | 0.8809 | 2009 | 0.78072 | 0.8809 | 0.90504 | 0.84745 | 1.7022 | 1.048 | 0.87728 | 1.0131 | 1.0466 | 1.0282 | 0.94086 | 0.90359 | 1.0466 | 1.0311 | 1.3207 | 1.1393 | 1.2167 | 0.60573 | 0.98389 | 1.1753 | 1.1705 | 2009 | 0.00072518 | 8.4488e-05 | 0.0017351 | 0.0048022 | -0.043324 | 0.028247 | -0.0046463 | -0.010551 | -0.000707 | -0.0042508 | -0.0091747
| 2010 | 1.0987 | 1.3056 | 0.84149 | 0.7764 | 0.88678 | 2010 | 0.7764 | 0.88678 | 0.89538 | 0.86233 | 1.7701 | 1.0081 | 0.8847 | 1.0116 | 1.047 | 1.0328 | 0.94529 | 0.6833 | 1.047 | 1.0987 | 1.4151 | 1.227 | 1.2741 | 0.62067 | 1.0898 | 1.2419 | 1.2389 | 2010 | -0.00012571 | 0.0011546 | 0.0013165 | 0.0025289 | 0.058637 | -0.027343 | -0.0046407 | -0.007576 | -2.203e-05 | -0.0029283 | -0.01659
| 2011 | 1.0767 | 1.3326 | 0.80798 | 0.76259 | 0.83888 | 2011 | 0.76259 | 0.83888 | 0.83786 | 0.80279 | 1.454 | 0.85997 | 0.85699 | 0.9982 | 1.047 | 1.0443 | 0.9551 | 0.78234 | 1.0275 | 1.0767 | 1.4119 | 1.2851 | 1.3412 | 0.7405 | 1.252 | 1.2564 | 1.2835 | 2011 | -0.0013665 | -2.9318e-05 | 0.0024441 | 0.0048201 | -0.026058 | 0.0011347 | -0.0030801 | -0.0097508 | -0.00018239 | -0.0048773 | -0.0036875
| 2012 | 1.0636 | 1.481 | 0.71819 | 0.6089 | 0.80755 | 2012 | 0.6089 | 0.80755 | 0.81765 | 0.77 | 1.1509 | 0.77722 | 0.83212 | 0.99068 | 1.047 | 1.0493 | 0.95624 | 0.83905 | 0.99562 | 1.0636 | 1.7468 | 1.3008 | 1.3813 | 0.92416 | 1.3685 | 1.2782 | 1.3171 | 2012 | -0.00074987 | 0.00021801 | 0.0010843 | 0.00056374 | -0.013345 | -0.09031 | -0.0007986 | -0.0055838 | -0.0005489 | -0.0037052 | -0.0046297
| 2013 | 1.0731 | 1.4402 | 0.74511 | 0.6787 | 0.79192 | 2013 | 0.6787 | 0.79192 | 0.75047 | 0.75117 | 0.92507 | 0.7437 | 0.83641 | 1.0273 | 1.047 | 1.0566 | 0.95769 | 0.82713 | 1.036 | 1.0731 | 1.5811 | 1.4299 | 1.4285 | 1.16 | 1.4429 | 1.283 | 1.355 | 2013 | 0.0036794 | 0.00018588 | 0.0015458 | 0.00070005 | 0.002729 | 0.045815 | -0.0065491 | -0.0073168 | -0.00048292 | -0.0021719 | -0.0013379
| 2014 | 1.1783 | 1.4103 | 0.83549 | 0.78582 | 0.86954 | 2014 | 0.78582 | 0.86954 | 0.79361 | 0.83584 | 0.77799 | 0.77583 | 0.92209 | 1.0054 | 1.1997 | 1.0691 | 0.95793 | 0.65225 | 1.1997 | 1.1783 | 1.4995 | 1.4847 | 1.4097 | 1.5146 | 1.5188 | 1.2779 | 1.3551 | 2014 | -0.0021547 | 0.053784 | 0.0025594 | 0.00011836 | 0.039248 | 0.02113 | -0.002292 | 0.0033533 | -0.00040231 | -0.001367 | 0.00051133
| 2015 | 1.1446 | 1.4197 | 0.80624 | 0.77968 | 0.82506 | 2015 | 0.77968 | 0.82506 | 0.73463 | 0.80512 | 0.68288 | 0.72012 | 0.88026 | 1.0256 | 1.1997 | 1.0851 | 0.95953 | 0.80949 | 1.1012 | 1.1446 | 1.4681 | 1.5581 | 1.4217 | 1.6762 | 1.5895 | 1.3004 | 1.3874 | 2015 | 0.0019895 | 0.00040761 | 0.0032471 | 0.00077107 | -0.035403 | 0.0063164 | -0.0038741 | -0.0027401 | -0.00026659 | -0.0025152 | -0.0035686
| 2016 | 1.1572 | 1.315 | 0.88001 | 0.99932 | 0.81806 | 2016 | 0.99932 | 0.81806 | 0.70429 | 0.80245 | 0.69065 | 0.71137 | 0.87705 | 1.0291 | 1.1997 | 1.1002 | 0.96189 | 0.79326 | 1.1512 | 1.1572 | 1.158 | 1.6431 | 1.4421 | 1.6755 | 1.6267 | 1.3194 | 1.4146 | 2016 | 0.00038604 | 0.0010664 | 0.0032545 | 0.0012023 | 0.005012 | 0.091366 | -0.004523 | -0.0040498 | -2.019e-05 | -0.0012829 | -0.0048632
| 2017 | 1.1335 | 1.3239 | 0.85616 | 0.97258 | 0.79754 | 2017 | 0.97258 | 0.79754 | 0.69022 | 0.78558 | 0.67061 | 0.67397 | 0.85457 | 1.0354 | 1.1997 | 1.1163 | 0.96268 | 0.88667 | 1.1984 | 1.1335 | 1.1655 | 1.6422 | 1.4429 | 1.6903 | 1.6818 | 1.3264 | 1.4212 | 2017 | 0.00064176 | 2.4086e-05 | 0.0033039 | 0.00039571 | -0.025067 | -0.0032368 | -1.2396e-05 | -0.00069085 | -2.3046e-05 | -0.0013208 | -0.0014842
| 2018 | 1.1621 | 1.3488 | 0.86163 | 0.94987 | 0.81098 | 2018 | 0.94987 | 0.81098 | 0.71792 | 0.79295 | 0.67738 | 0.67594 | 0.87041 | 1.0475 | 1.1997 | 1.1338 | 0.96318 | 0.80975 | 1.1986 | 1.1621 | 1.2235 | 1.6188 | 1.4656 | 1.7156 | 1.7193 | 1.3352 | 1.433 | 2018 | 0.001193 | -0.00025312 | 0.0034313 | 0.0002291 | 0.020351 | -0.015712 | 0.0016635 | -0.0029999 | -1.1728e-05 | -0.00041799 | -0.0011076
| 2019 | 1.1471 | 1.4274 | 0.8036 | 0.82557 | 0.78948 | 2019 | 0.82557 | 0.78948 | 0.70543 | 0.78418 | 0.64401 | 0.66028 | 0.8341 | 1.064 | 1.2252 | 1.147 | 0.96486 | 0.91295 | 1.2252 | 1.1471 | 1.3894 | 1.6261 | 1.4628 | 1.7811 | 1.7372 | 1.3752 | 1.4529 | 2019 | 0.0016884 | 0.0091369 | 0.0028008 | 0.00087097 | -0.027549 | -0.049873 | 8.6986e-05 | 0.00074752 | -6.7414e-05 | -5.8534e-05 | -0.0075093
| 2020 | 1.1368 | 1.4167 | 0.80246 | 0.84941 | 0.76985 | 2020 | 0.84941 | 0.76985 | 0.69246 | 0.75975 | 0.6214 | 0.63976 | 0.81825 | 1.0406 | 1.2252 | 1.1589 | 0.96559 | 0.94873 | 1.2103 | 1.1368 | 1.3384 | 1.6417 | 1.4963 | 1.8295 | 1.777 | 1.3894 | 1.4767 | 2020 | -0.0023401 | 0.00014861 | 0.0024201 | 0.00038238 | -0.0095725 | 0.015108 | -0.00056587 | -0.0052396 | -0.00012246 | -0.00075574 | -0.00088295
8 | JEN
| IDYEAR | OUTIND | INPIND | PRODIND | PP1 | PPK | IDYEAR | PP1 | PPK | PP2 | PP3 | PP4 | PP5 | PP6 | QB1 | QB2 | QB3 | QB4 | QB5 | MDINDEX | OUTIND | XB1 | XB2 | XB3 | XB4 | XB5 | XB6 | KIND | IDYEAR | OC1 | OC2 | OC3 | OC4 | OC5 | IC1 | IC2 | IC3 | IC4 | IC5 | IC6
| 2006 | 1 | 1 | 1 | 1 | 1 | 2006 | 1 | 1 | 1 | 1 | 1 | 1 | 1 | 1 | 1 | 1 | 1 | 1 | 1 | 1 | 1 | 1 | 1 | 1 | 1 | 1 | 1
| 2007 | 1.0386 | 1.0273 | 1.011 | 0.98373 | 1.0342 | 2007 | 0.98373 | 1.0342 | 1.037 | 1.0331 | 1.1506 | 0.99972 | 1.0315 | 1.0233 | 1.0773 | 1.0203 | 1.0089 | 1.0024 | 1.0773 | 1.0386 | 1.0558 | 1.0016 | 1.0054 | 0.9027 | 1.0389 | 1.0069 | 1.0043 | 2007 | 0.0021729 | 0.027721 | 0.0041151 | 0.0038792 | 1.7708e-05 | -0.023512 | -0.00010381 | -0.0016001 | 0.00016768 | -0.0011233 | -0.00076031
| 2008 | 1.0821 | 0.96063 | 1.1265 | 1.2693 | 1.0433 | 2008 | 1.2693 | 1.0433 | 1.0752 | 1.0631 | 1.1992 | 0.96433 | 1.0111 | 1.0493 | 1.145 | 1.0322 | 1.0261 | 0.94037 | 1.145 | 1.0821 | 0.85254 | 1.0065 | 1.0179 | 0.90237 | 1.1221 | 1.0702 | 1.0372 | 2008 | 0.0023489 | 0.022594 | 0.0023968 | 0.0072918 | 0.0063807 | 0.081602 | 0.00021522 | -0.0040414 | 2.6601e-05 | -0.00098382 | -0.0097156
| 2009 | 1.0967 | 0.99909 | 1.0977 | 1.1786 | 1.0389 | 2009 | 1.1786 | 1.0389 | 1.0397 | 1.0795 | 1.2154 | 0.93949 | 0.98353 | 1.0225 | 1.2183 | 1.0412 | 1.0364 | 1.0752 | 1.2183 | 1.0967 | 0.93051 | 1.0548 | 1.0159 | 0.90237 | 1.1673 | 1.1151 | 1.0557 | 2009 | -0.0024307 | 0.022952 | 0.0017306 | 0.0042429 | -0.013103 | -0.027243 | -0.0023853 | 0.00092553 | -1.2744e-05 | -0.0012811 | -0.0092624
| 2010 | 1.1184 | 1.0702 | 1.0451 | 1.0251 | 1.0609 | 2010 | 1.0251 | 1.0609 | 1.0548 | 1.1031 | 1.239 | 0.91911 | 1.0118 | 1.0401 | 1.2183 | 1.056 | 1.0441 | 0.9539 | 1.1869 | 1.1184 | 1.091 | 1.0604 | 1.0139 | 0.9027 | 1.2169 | 1.1054 | 1.0542 | 2010 | 0.0015966 | -2.5987e-05 | 0.0029067 | 0.0032346 | 0.011901 | -0.070401 | -0.00021545 | 0.00047536 | 1.8462e-05 | -0.00073504 | 0.0021199
| 2011 | 1.1347 | 1.0787 | 1.0519 | 1.0541 | 1.0515 | 2011 | 1.0541 | 1.0515 | 1.0805 | 1.132 | 1.2351 | 0.8925 | 0.94323 | 1.0317 | 1.2183 | 1.0478 | 1.0565 | 0.83857 | 1.2151 | 1.1347 | 1.0764 | 1.0502 | 1.0024 | 0.91875 | 1.2714 | 1.203 | 1.0792 | 2011 | -0.00077603 | -6.7683e-05 | -0.0014943 | 0.0051008 | 0.01169 | 0.005972 | 0.00046685 | 0.00354 | -4.1517e-05 | -0.0010315 | -0.01682
| 2012 | 1.1491 | 1.1402 | 1.0078 | 0.93995 | 1.0651 | 2012 | 0.93995 | 1.0651 | 1.0852 | 1.1623 | 1.1775 | 0.85987 | 0.94377 | 1.02 | 1.2183 | 1.0671 | 1.0671 | 0.77674 | 1.0663 | 1.1491 | 1.2225 | 1.0589 | 0.98862 | 0.97588 | 1.3364 | 1.2176 | 1.0788 | 2012 | -0.0010763 | -4.9707e-05 | 0.0037032 | 0.0042801 | 0.0057418 | -0.055424 | -0.00042369 | 0.0039429 | -0.00011604 | -0.0011634 | -0.0023018
| 2013 | 1.1361 | 1.1212 | 1.0133 | 0.97095 | 1.0465 | 2013 | 0.97095 | 1.0465 | 1.0602 | 1.1575 | 1.1675 | 0.81951 | 0.91513 | 0.99412 | 1.2183 | 1.0901 | 1.0728 | 0.94433 | 1.1673 | 1.1361 | 1.1701 | 1.0716 | 0.9815 | 0.97308 | 1.3863 | 1.2415 | 1.0856 | 2013 | -0.002378 | 1.4007e-05 | 0.0042609 | 0.0022328 | -0.0155 | 0.020197 | -0.00056791 | 0.0020716 | 5.6763e-06 | -0.00076179 | -0.0041203
| 2014 | 1.1399 | 1.1228 | 1.0153 | 0.98828 | 1.0363 | 2014 | 0.98828 | 1.0363 | 1.0928 | 1.1472 | 1.2753 | 0.76789 | 0.90168 | 0.9665 | 1.2183 | 1.1117 | 1.0773 | 0.9442 | 1.2106 | 1.1399 | 1.1534 | 1.0431 | 0.99363 | 0.89384 | 1.4845 | 1.2642 | 1.1 | 2014 | -0.0026004 | -2.9687e-05 | 0.0039245 | 0.0017703 | 0.00029392 | 0.0062509 | 0.0013074 | -0.0035317 | 0.00015931 | -0.0014167 | -0.0041865
| 2015 | 1.1697 | 1.1507 | 1.0165 | 0.9876 | 1.0392 | 2015 | 0.9876 | 1.0392 | 1.1159 | 1.1797 | 1.3083 | 0.73765 | 0.87654 | 0.98438 | 1.2183 | 1.1333 | 1.0923 | 0.77089 | 1.0471 | 1.1697 | 1.1843 | 1.0482 | 0.99146 | 0.89405 | 1.5857 | 1.3344 | 1.1255 | 2015 | 0.0017055 | -6.2139e-05 | 0.0038051 | 0.0057824 | 0.014518 | -0.011189 | -0.00023809 | 0.0005694 | -1.2771e-06 | -0.0013268 | -0.01235
| 2016 | 1.1788 | 1.1868 | 0.99328 | 0.94087 | 1.0329 | 2016 | 0.94087 | 1.0329 | 1.1209 | 1.1782 | 1.315 | 0.71968 | 0.87041 | 0.9785 | 1.2183 | 1.1579 | 1.1018 | 0.76492 | 1.1792 | 1.1788 | 1.2529 | 1.0517 | 1.0006 | 0.89647 | 1.638 | 1.3543 | 1.1413 | 2016 | -0.00054775 | -3.1891e-06 | 0.0042395 | 0.0036372 | 0.00047862 | -0.022358 | -0.00016467 | -0.002621 | -5.4085e-06 | -0.00057741 | -0.0051788
| 2017 | 1.1978 | 1.2121 | 0.98821 | 0.91283 | 1.0478 | 2017 | 0.91283 | 1.0478 | 1.1473 | 1.1908 | 1.2655 | 0.7067 | 0.88017 | 0.99662 | 1.2183 | 1.1832 | 1.1207 | 0.72641 | 1.1428 | 1.1978 | 1.3122 | 1.044 | 1.0059 | 0.94651 | 1.6949 | 1.3609 | 1.1432 | 2017 | 0.0016823 | -2.1675e-05 | 0.004243 | 0.0070679 | 0.0030039 | -0.020618 | 0.0003964 | -0.001474 | -9.7503e-05 | -0.00084955 | 0.0015503
| 2018 | 1.2112 | 1.1877 | 1.0197 | 1.0047 | 1.0321 | 2018 | 1.0047 | 1.0321 | 1.0277 | 1.2021 | 1.0915 | 0.65742 | 0.86747 | 0.98594 | 1.2183 | 1.2065 | 1.1484 | 0.75503 | 1.1742 | 1.2112 | 1.2056 | 1.1785 | 1.0075 | 1.1097 | 1.8423 | 1.3962 | 1.1735 | 2018 | -0.00098861 | 2.2635e-05 | 0.0039011 | 0.010267 | -0.0020973 | 0.035771 | -0.0060594 | -0.00045331 | -0.00030529 | -0.0016071 | -0.0070468
| 2019 | 1.2141 | 1.2259 | 0.99038 | 0.96437 | 1.0109 | 2019 | 0.96437 | 1.0109 | 1.0365 | 1.1735 | 0.93819 | 0.6414 | 0.85037 | 0.98826 | 1.2259 | 1.2294 | 1.159 | 0.84674 | 1.2259 | 1.2141 | 1.2589 | 1.1714 | 1.0346 | 1.294 | 1.8928 | 1.4277 | 1.2009 | 2019 | 0.00021293 | 0.0022719 | 0.0037589 | 0.0038891 | -0.0077599 | -0.018289 | 0.00023572 | -0.007324 | -0.00030183 | -0.00044002 | -0.0054627
| 2020 | 1.2253 | 1.1577 | 1.0584 | 1.1307 | 1.0138 | 2020 | 1.1307 | 1.0138 | 1.0512 | 1.2132 | 0.81668 | 0.6229 | 0.82762 | 0.95974 | 1.255 | 1.2513 | 1.1713 | 0.90117 | 1.255 | 1.2253 | 1.0837 | 1.1656 | 1.01 | 1.5004 | 1.9672 | 1.4806 | 1.2087 | 2020 | -0.0026829 | 0.008454 | 0.0034492 | 0.0043798 | -0.0043478 | 0.062238 | 0.00025149 | 0.0066613 | -0.00028673 | -0.00073987 | -0.010932
9 | PCR
| IDYEAR | OUTIND | INPIND | PRODIND | PP1 | PPK | IDYEAR | PP1 | PPK | PP2 | PP3 | PP4 | PP5 | PP6 | QB1 | QB2 | QB3 | QB4 | QB5 | MDINDEX | OUTIND | XB1 | XB2 | XB3 | XB4 | XB5 | XB6 | KIND | IDYEAR | OC1 | OC2 | OC3 | OC4 | OC5 | IC1 | IC2 | IC3 | IC4 | IC5 | IC6
| 2006 | 1 | 1 | 1 | 1 | 1 | 2006 | 1 | 1 | 1 | 1 | 1 | 1 | 1 | 1 | 1 | 1 | 1 | 1 | 1 | 1 | 1 | 1 | 1 | 1 | 1 | 1 | 1
| 2007 | 0.99656 | 0.958 | 1.0403 | 1.1368 | 0.9747 | 2007 | 1.1368 | 0.9747 | 0.99539 | 0.99593 | 0.94705 | 0.94677 | 0.96313 | 1.0149 | 1.055 | 1.0179 | 1.0035 | 1.1813 | 1.055 | 0.99656 | 0.87663 | 1.0012 | 1.0006 | 1.0523 | 1.0526 | 1.0347 | 1.0224 | 2007 | 0.0014746 | 0.02078 | 0.0035475 | 0.001466 | -0.030712 | 0.054506 | -4.4332e-05 | -0.00012239 | -4.775e-05 | -0.0053885 | -0.0059944
| 2008 | 1.058 | 0.97798 | 1.0819 | 1.181 | 1.0168 | 2008 | 1.181 | 1.0168 | 1.0543 | 1.054 | 0.99723 | 0.99687 | 0.98083 | 1.0357 | 1.1179 | 1.0367 | 1.0062 | 1.0175 | 1.1179 | 1.058 | 0.89587 | 1.0035 | 1.0038 | 1.061 | 1.0613 | 1.0787 | 1.0406 | 2008 | 0.0021091 | 0.023918 | 0.004349 | 0.0013778 | 0.028096 | -0.014231 | -9.3156e-05 | -0.00062324 | 2.0407e-05 | 0.0018179 | -0.0075303
| 2009 | 1.0203 | 1.0531 | 0.96888 | 1.0321 | 0.92455 | 2009 | 1.0321 | 0.92455 | 1.02 | 1.0198 | 0.74285 | 0.74258 | 0.9208 | 1.0338 | 1.216 | 1.0558 | 1.0176 | 1.4838 | 1.216 | 1.0203 | 0.98853 | 1.0002 | 1.0005 | 1.3735 | 1.374 | 1.1081 | 1.1036 | 2009 | -0.00021373 | 0.034051 | 0.0035465 | 0.0050995 | -0.0788 | -0.035509 | 0.00012727 | 0.00061772 | -0.0002994 | -0.032596 | -0.006317
| 2010 | 1.0565 | 1.0576 | 0.99902 | 1.1144 | 0.92754 | 2010 | 1.1144 | 0.92754 | 1.056 | 1.0558 | 0.68764 | 0.68739 | 0.9292 | 1.0523 | 1.216 | 1.0772 | 1.0254 | 1.3332 | 1.1821 | 1.0565 | 0.94804 | 1.0005 | 1.0007 | 1.5364 | 1.537 | 1.137 | 1.1391 | 2010 | 0.0018596 | -2.7057e-05 | 0.0046293 | 0.003684 | 0.024749 | 0.012604 | -1.3804e-06 | 0.00013272 | -0.00010838 | -0.012625 | -0.0042564
| 2011 | 1.0931 | 1.0694 | 1.0222 | 1.1081 | 0.96463 | 2011 | 1.1081 | 0.96463 | 1.0926 | 1.0894 | 0.76671 | 0.76725 | 0.9368 | 1.0318 | 1.216 | 1.1014 | 1.0203 | 1.1374 | 1.1516 | 1.0931 | 0.9865 | 1.0004 | 1.0034 | 1.4257 | 1.4247 | 1.1668 | 1.1332 | 2011 | -0.0020402 | -8.2957e-05 | 0.0051437 | -0.002305 | 0.033314 | -0.013772 | -2.0019e-06 | -0.0007043 | 7.7074e-05 | 0.0089617 | -0.0056644
| 2012 | 1.0919 | 1.1554 | 0.94501 | 0.93284 | 0.95271 | 2012 | 0.93284 | 0.95271 | 1.0838 | 1.0865 | 0.76585 | 0.76476 | 0.9105 | 1.0587 | 1.216 | 1.1199 | 1.0268 | 1.1974 | 1.0953 | 1.0919 | 1.1705 | 1.0074 | 1.005 | 1.4257 | 1.4277 | 1.1992 | 1.1461 | 2012 | 0.0026551 | -4.4224e-06 | 0.0037115 | 0.0029781 | -0.010457 | -0.069868 | -0.00026305 | -0.00042977 | -8.8657e-06 | -0.00079074 | -0.0060293
| 2013 | 1.0768 | 1.2023 | 0.89566 | 0.86574 | 0.91666 | 2013 | 0.86574 | 0.91666 | 1.0699 | 1.0678 | 0.75531 | 0.71294 | 0.86761 | 1.0402 | 1.216 | 1.1355 | 1.0309 | 1.3041 | 1.1661 | 1.0768 | 1.2438 | 1.0065 | 1.0085 | 1.4257 | 1.5104 | 1.2412 | 1.1747 | 2013 | -0.0018182 | -2.5214e-05 | 0.0030797 | 0.0018623 | -0.016962 | -0.025406 | 3.505e-05 | -0.00075751 | 2.6931e-08 | -0.0062229 | -0.007416
| 2014 | 1.0472 | 1.1677 | 0.89682 | 0.92742 | 0.87352 | 2014 | 0.92742 | 0.87352 | 1.0662 | 1.0312 | 0.61515 | 0.66614 | 0.81777 | 1.0182 | 1.2424 | 1.1525 | 1.0349 | 1.5813 | 1.2424 | 1.0472 | 1.1292 | 0.98223 | 1.0155 | 1.7024 | 1.5721 | 1.2806 | 1.1989 | 2014 | -0.0022058 | 0.0087629 | 0.0033199 | 0.0018606 | -0.039619 | 0.041226 | 0.00092652 | -0.0015503 | -0.0001784 | -0.0045006 | -0.0067511
| 2015 | 1.1003 | 1.2162 | 0.90472 | 0.90855 | 0.90037 | 2015 | 0.90855 | 0.90037 | 1.1216 | 1.0824 | 0.6444 | 0.64671 | 0.85088 | 1.0557 | 1.2424 | 1.1705 | 1.0387 | 1.2984 | 1.112 | 1.1003 | 1.2111 | 0.98104 | 1.0165 | 1.7075 | 1.7014 | 1.2931 | 1.222 | 2015 | 0.0036991 | -0.00029104 | 0.0033205 | 0.0016414 | 0.041058 | -0.029633 | 2.7243e-05 | -0.0001744 | -1.8862e-06 | -0.0087201 | -0.0021549
| 2016 | 1.1095 | 1.1498 | 0.96498 | 1.0806 | 0.8924 | 2016 | 1.0806 | 0.8924 | 1.1084 | 1.0895 | 0.63099 | 0.62608 | 0.84066 | 1.0502 | 1.2424 | 1.2042 | 1.0418 | 1.2891 | 1.2195 | 1.1095 | 1.0267 | 1.001 | 1.0183 | 1.7584 | 1.7722 | 1.3198 | 1.2433 | 2016 | -0.00052547 | 2.2677e-05 | 0.0062177 | 0.0013899 | 0.0012311 | 0.067924 | -0.0007474 | -0.00050189 | -3.3949e-05 | -0.0054383 | -0.0050619
| 2017 | 1.1622 | 1.2007 | 0.96789 | 1.0498 | 0.91344 | 2017 | 1.0498 | 0.91344 | 1.1429 | 1.1432 | 0.69082 | 0.61465 | 0.85598 | 1.0564 | 1.2424 | 1.2295 | 1.048 | 1.0158 | 1.2103 | 1.1622 | 1.1071 | 1.0169 | 1.0166 | 1.6823 | 1.8908 | 1.3577 | 1.2723 | 2017 | 0.00057778 | -0.00021743 | 0.0042846 | 0.002629 | 0.039113 | -0.028945 | -0.00062624 | 0.00037001 | 4.6648e-05 | -0.0077678 | -0.0064519
| 2018 | 1.1168 | 1.2256 | 0.91124 | 0.98385 | 0.86194 | 2018 | 0.98385 | 0.86194 | 1.1043 | 1.0981 | 0.67173 | 0.56219 | 0.80386 | 1.0596 | 1.2631 | 1.2588 | 1.0521 | 1.3991 | 1.2631 | 1.1168 | 1.1352 | 1.0113 | 1.017 | 1.6626 | 1.9865 | 1.3893 | 1.2957 | 2018 | 0.00033601 | 0.006901 | 0.0055103 | 0.0019534 | -0.054512 | -0.010692 | 0.00023315 | -7.8144e-06 | 1.363e-05 | -0.0045061 | -0.0055395
| 2019 | 1.1312 | 1.226 | 0.92271 | 1.0289 | 0.85539 | 2019 | 1.0289 | 0.85539 | 1.1171 | 1.1117 | 0.29941 | 0.53764 | 0.79826 | 1.0724 | 1.2688 | 1.2859 | 1.0577 | 1.3809 | 1.2688 | 1.1312 | 1.0995 | 1.0126 | 1.0176 | 3.7781 | 2.104 | 1.4171 | 1.3224 | 2019 | 0.0012063 | 0.0017318 | 0.004587 | 0.0024336 | 0.0028334 | 0.013093 | -4.5248e-05 | -0.00011312 | -0.000834 | -0.0063354 | -0.0060491
| 2020 | 1.1468 | 1.2168 | 0.9425 | 1.1094 | 0.84394 | 2020 | 1.1094 | 0.84394 | 1.1327 | 1.127 | 0.28866 | 0.50523 | 0.78315 | 1.0494 | 1.2944 | 1.3004 | 1.0646 | 1.3636 | 1.2944 | 1.1468 | 1.0338 | 1.0125 | 1.0176 | 3.973 | 2.2699 | 1.4644 | 1.3589 | 2020 | -0.0022011 | 0.007736 | 0.0022276 | 0.0028714 | 0.0030784 | 0.023964 | 7.8917e-06 | 8.2658e-06 | -4.0933e-05 | -0.0080465 | -0.0083789
10 | SAP
| IDYEAR | OUTIND | INPIND | PRODIND | PP1 | PPK | IDYEAR | PP1 | PPK | PP2 | PP3 | PP4 | PP5 | PP6 | QB1 | QB2 | QB3 | QB4 | QB5 | MDINDEX | OUTIND | XB1 | XB2 | XB3 | XB4 | XB5 | XB6 | KIND | IDYEAR | OC1 | OC2 | OC3 | OC4 | OC5 | IC1 | IC2 | IC3 | IC4 | IC5 | IC6
| 2006 | 1 | 1 | 1 | 1 | 1 | 2006 | 1 | 1 | 1 | 1 | 1 | 1 | 1 | 1 | 1 | 1 | 1 | 1 | 1 | 1 | 1 | 1 | 1 | 1 | 1 | 1 | 1
| 2007 | 0.97423 | 1.0032 | 0.97115 | 1.0512 | 0.94004 | 2007 | 1.0512 | 0.94004 | 0.96552 | 0.97418 | 0.95395 | 0.93649 | 0.92638 | 1.0278 | 1 | 1.0008 | 1.0058 | 1.153 | 0.99303 | 0.97423 | 0.9268 | 1.009 | 1.0001 | 1.0213 | 1.0403 | 1.0517 | 1.0364 | 2007 | 0.0028907 | -0.00077791 | -0.00011459 | 0.0025281 | -0.030633 | 0.019284 | -0.0001874 | -2.6986e-06 | -7.1859e-05 | -0.0085056 | -0.013688
| 2008 | 1.0732 | 1.0496 | 1.0225 | 1.0341 | 1.0133 | 2008 | 1.0341 | 1.0133 | 1.0542 | 1.0731 | 1.0294 | 0.99317 | 0.99866 | 1.0356 | 1.0704 | 1.0029 | 1.0117 | 0.83106 | 1.0704 | 1.0732 | 1.0378 | 1.018 | 1.0001 | 1.0425 | 1.0806 | 1.0747 | 1.0592 | 2008 | 0.00061141 | 0.028578 | 0.0010229 | 0.0030654 | 0.06349 | -0.027303 | -0.00022134 | 8.8703e-05 | -9.6455e-05 | -0.0091927 | -0.0084823
| 2009 | 1.102 | 1.1073 | 0.99526 | 0.96393 | 1.0111 | 2009 | 0.96393 | 1.0111 | 1.0659 | 1.1009 | 0.98552 | 0.97435 | 0.99679 | 1.0285 | 1.1546 | 1.0457 | 1.0212 | 0.91202 | 1.1546 | 1.102 | 1.1433 | 1.0339 | 1.001 | 1.1182 | 1.1311 | 1.1056 | 1.0899 | 2009 | -0.00068451 | 0.030144 | 0.0091102 | 0.0042839 | -0.016343 | -0.035975 | -0.00031721 | -0.0001579 | -0.00024292 | -0.0085975 | -0.008251
| 2010 | 1.0479 | 1.1288 | 0.92833 | 0.92179 | 0.9311 | 2010 | 0.92179 | 0.9311 | 0.99441 | 1.0466 | 0.94013 | 0.89658 | 0.90602 | 1.0501 | 1.1546 | 1.0618 | 1.028 | 1.2261 | 1.1197 | 1.0479 | 1.1369 | 1.0538 | 1.0012 | 1.1147 | 1.1688 | 1.1567 | 1.1255 | 2010 | 0.0022794 | 0.00023728 | 0.0032232 | 0.0030488 | -0.059126 | 0.0028116 | -0.00041947 | 3.5926e-05 | 1.0282e-05 | -0.0069392 | -0.014778
| 2011 | 1.0725 | 1.2311 | 0.87117 | 0.75573 | 0.93528 | 2011 | 0.75573 | 0.93528 | 1.0512 | 1.0702 | 1.0741 | 0.89878 | 0.90201 | 1.0278 | 1.1546 | 1.0735 | 1.0279 | 1.1098 | 1.1197 | 1.0725 | 1.4191 | 1.0202 | 1.0021 | 0.9985 | 1.1932 | 1.189 | 1.1467 | 2011 | -0.002328 | -0.0001943 | 0.0024874 | -3.4299e-05 | 0.023189 | -0.073505 | 0.00071794 | -7.1301e-05 | 0.00041815 | -0.0041955 | -0.010036
| 2012 | 1.1126 | 1.2635 | 0.88054 | 0.76226 | 0.94428 | 2012 | 0.76226 | 0.94428 | 1.0774 | 1.1159 | 0.97892 | 0.91341 | 0.89735 | 1.0059 | 1.1546 | 1.0839 | 1.0332 | 0.9016 | 1.0011 | 1.1126 | 1.4595 | 1.0327 | 0.99702 | 1.1365 | 1.218 | 1.2398 | 1.1782 | 2012 | -0.0022737 | -0.00028557 | 0.0021109 | 0.0024074 | 0.034745 | -0.0083587 | -0.00026543 | 0.0005611 | -0.00048824 | -0.0038374 | -0.013613
| 2013 | 1.0981 | 1.306 | 0.84081 | 0.71015 | 0.91706 | 2013 | 0.71015 | 0.91706 | 1.0593 | 1.1008 | 0.9596 | 0.88953 | 0.86534 | 1.0049 | 1.1546 | 1.0885 | 1.036 | 0.99733 | 1.0495 | 1.0981 | 1.5463 | 1.0366 | 0.9975 | 1.1443 | 1.2344 | 1.269 | 1.1974 | 2013 | -8.3754e-05 | 3.9008e-05 | 0.0009148 | 0.0012092 | -0.01517 | -0.022947 | -9.25e-05 | 2.1886e-05 | -2.6702e-05 | -0.0023375 | -0.0077018
| 2014 | 1.0679 | 1.3321 | 0.80163 | 0.67478 | 0.8788 | 2014 | 0.67478 | 0.8788 | 1.033 | 1.0812 | 0.91038 | 0.85194 | 0.8229 | 0.96794 | 1.1546 | 1.0936 | 1.0383 | 1.172 | 1.1026 | 1.0679 | 1.5825 | 1.0337 | 0.98766 | 1.173 | 1.2534 | 1.2977 | 1.2151 | 2014 | -0.0037235 | 6.5903e-05 | 0.0010223 | 0.0010463 | -0.026324 | -0.011044 | 5.3448e-05 | 0.0010444 | -8.4121e-05 | -0.0024977 | -0.0072782
| 2015 | 1.1156 | 1.356 | 0.8227 | 0.67849 | 0.90767 | 2015 | 0.67849 | 0.90767 | 1.0611 | 1.1636 | 0.91589 | 0.87748 | 0.84211 | 0.94413 | 1.1546 | 1.0964 | 1.0397 | 0.86719 | 0.99318 | 1.1156 | 1.6442 | 1.0513 | 0.95872 | 1.218 | 1.2713 | 1.3247 | 1.2291 | 2015 | -0.0024014 | -0.00021741 | 0.00048772 | 0.00054395 | 0.045312 | -0.0094991 | -0.00035533 | 0.0030136 | -0.00013832 | -0.0025377 | -0.0082631
| 2016 | 1.1031 | 1.2835 | 0.8595 | 0.80002 | 0.88748 | 2016 | 0.80002 | 0.88748 | 1.0575 | 1.1439 | 0.90975 | 0.84645 | 0.82561 | 0.94528 | 1.1546 | 1.1025 | 1.0469 | 0.97961 | 1.0039 | 1.1031 | 1.3789 | 1.0432 | 0.96436 | 1.2126 | 1.3033 | 1.3362 | 1.243 | 2016 | 3.1484e-05 | 0.00023287 | 0.0012522 | 0.0032011 | -0.015931 | 0.06186 | 0.00017736 | -0.00053121 | 4.6319e-05 | -0.0047267 | -0.0018526
| 2017 | 1.0884 | 1.3573 | 0.80188 | 0.68524 | 0.86779 | 2017 | 0.68524 | 0.86779 | 1.0285 | 1.1287 | 0.89814 | 0.82522 | 0.81099 | 0.93246 | 1.1546 | 1.1277 | 1.0488 | 1.0917 | 1.0629 | 1.0884 | 1.5883 | 1.0582 | 0.96427 | 1.2118 | 1.3189 | 1.342 | 1.2542 | 2017 | -0.0013594 | -1.2784e-05 | 0.004873 | 0.00082721 | -0.017807 | -0.049741 | -0.00025352 | -0.00030593 | 1.9224e-05 | -0.0009702 | -0.0046587
| 2018 | 1.1151 | 1.3568 | 0.82184 | 0.71647 | 0.8803 | 2018 | 0.71647 | 0.8803 | 1.0462 | 1.1449 | 0.88631 | 0.83485 | 0.82285 | 0.92691 | 1.1546 | 1.1484 | 1.0528 | 0.96686 | 1.0081 | 1.1151 | 1.5563 | 1.0658 | 0.97391 | 1.2581 | 1.3356 | 1.3551 | 1.2667 | 2018 | -0.00053908 | -9.7411e-05 | 0.0037854 | 0.001649 | 0.019432 | 0.0062651 | -0.00011336 | -0.00086318 | -9.7349e-05 | -0.0019729 | -0.0028719
| 2019 | 1.0966 | 1.3786 | 0.79545 | 0.6867 | 0.85686 | 2019 | 0.6867 | 0.85686 | 1.0331 | 1.1177 | 0.8668 | 0.79735 | 0.80644 | 0.91752 | 1.1546 | 1.1635 | 1.0527 | 1.0888 | 1.1276 | 1.0966 | 1.5969 | 1.0615 | 0.98113 | 1.2651 | 1.3753 | 1.3598 | 1.2798 | 2019 | -0.0010453 | 5.5897e-05 | 0.0028875 | -1.5174e-05 | -0.018598 | -0.009376 | 7.1458e-05 | -0.00068864 | -1.2856e-05 | -0.0049371 | -0.00097375
| 2020 | 1.1285 | 1.3353 | 0.84512 | 0.79292 | 0.86924 | 2020 | 0.79292 | 0.86924 | 1.0592 | 1.135 | 0.87384 | 0.80004 | 0.82096 | 0.89914 | 1.1546 | 1.1743 | 1.0541 | 0.90026 | 1.0658 | 1.1285 | 1.4232 | 1.0654 | 0.99421 | 1.2914 | 1.4105 | 1.3746 | 1.2982 | 2020 | -0.0018962 | -0.00012822 | 0.0017461 | 0.0004751 | 0.028461 | 0.041951 | -6.4914e-05 | -0.0012726 | -4.7697e-05 | -0.0043279 | -0.0043221
11 | AND
| IDYEAR | OUTIND | INPIND | PRODIND | PP1 | PPK | IDYEAR | PP1 | PPK | PP2 | PP3 | PP4 | PP5 | PP6 | QB1 | QB2 | QB3 | QB4 | QB5 | MDINDEX | OUTIND | XB1 | XB2 | XB3 | XB4 | XB5 | XB6 | KIND | IDYEAR | OC1 | OC2 | OC3 | OC4 | OC5 | IC1 | IC2 | IC3 | IC4 | IC5 | IC6
| 2006 | 1 | 1 | 1 | 1 | 1 | 2006 | 1 | 1 | 1 | 1 | 1 | 1 | 1 | 1 | 1 | 1 | 1 | 1 | 1 | 1 | 1 | 1 | 1 | 1 | 1 | 1 | 1
| 2007 | 1.0388 | 1.1054 | 0.9397 | 0.84902 | 0.99943 | 2007 | 0.84902 | 0.99943 | 1.0328 | 1.0357 | 1.0069 | 0.96377 | 0.97673 | 1.0138 | 1.0448 | 1.0185 | 1.0079 | 0.95214 | 1.0448 | 1.0388 | 1.2235 | 1.0058 | 1.003 | 1.0316 | 1.0778 | 1.0635 | 1.0394 | 2007 | 0.0014234 | 0.018196 | 0.0042737 | 0.0039008 | 0.01025 | -0.073442 | -0.00020628 | -0.00083493 | -0.00016221 | -0.012231 | -0.013362
| 2008 | 1.1312 | 1.1526 | 0.98142 | 0.85894 | 1.0732 | 2008 | 0.85894 | 1.0732 | 1.1179 | 1.1241 | 1.1312 | 1.0186 | 1.0476 | 1.066 | 1.1142 | 1.0366 | 1.0145 | 0.72248 | 1.1142 | 1.1312 | 1.3169 | 1.0118 | 1.0063 | 1 | 1.1105 | 1.0797 | 1.054 | 2008 | 0.0050412 | 0.026181 | 0.004212 | 0.0033689 | 0.0464 | -0.037716 | -3.292e-05 | -0.00062746 | 8.1158e-05 | -0.00063557 | -0.0028334
| 2009 | 1.1097 | 1.2637 | 0.87814 | 0.72669 | 0.99706 | 2009 | 0.72669 | 0.99706 | 1.0711 | 1.0985 | 1.0971 | 0.93134 | 0.92608 | 1.0476 | 1.1944 | 1.0548 | 1.029 | 0.99131 | 1.1944 | 1.1097 | 1.527 | 1.036 | 1.0102 | 1.0114 | 1.1915 | 1.1983 | 1.113 | 2009 | -0.0016933 | 0.027427 | 0.0034181 | 0.0061863 | -0.054504 | -0.05632 | -0.00062438 | -0.000965 | -0.00022304 | -0.01175 | -0.022143
| 2010 | 1.178 | 1.251 | 0.94164 | 0.7976 | 1.0522 | 2010 | 0.7976 | 1.0522 | 1.1124 | 1.1642 | 1.1739 | 0.94915 | 0.99473 | 1.0691 | 1.1985 | 1.0665 | 1.0352 | 0.73073 | 1.1985 | 1.178 | 1.4769 | 1.0589 | 1.0118 | 1.0035 | 1.2411 | 1.1842 | 1.1195 | 2010 | 0.0019563 | 0.0011977 | 0.0028188 | 0.0030675 | 0.050671 | 0.010258 | -0.00045846 | -0.00033909 | 2.2693e-05 | -0.0021717 | 0.0027899
| 2011 | 1.1574 | 1.2758 | 0.90722 | 0.77794 | 1.0069 | 2011 | 0.77794 | 1.0069 | 1.0918 | 1.1437 | 1.0112 | 0.89266 | 0.93389 | 1.0313 | 1.1985 | 1.0813 | 1.0411 | 0.82988 | 1.1371 | 1.1574 | 1.4878 | 1.0601 | 1.012 | 1.1446 | 1.2966 | 1.2394 | 1.1495 | 2011 | -0.0035667 | 1.3845e-05 | 0.0029244 | 0.0025607 | -0.019522 | -0.0034942 | -8.0986e-05 | -4.2666e-05 | -0.00022104 | -0.0064962 | -0.0093031
| 2012 | 1.1875 | 1.3192 | 0.90021 | 0.75269 | 1.0139 | 2012 | 0.75269 | 1.0139 | 1.1044 | 1.1628 | 1.0375 | 0.86497 | 0.95008 | 1.0266 | 1.1985 | 1.1045 | 1.0529 | 0.73193 | 1.1092 | 1.1875 | 1.5777 | 1.0753 | 1.0213 | 1.1446 | 1.3729 | 1.2499 | 1.1712 | 2012 | -0.00045074 | -8.1749e-05 | 0.0046137 | 0.0050969 | 0.016498 | -0.021408 | -0.00031082 | -0.0021875 | -6.7085e-07 | -0.0075149 | -0.0020184
| 2013 | 1.1788 | 1.3895 | 0.84838 | 0.67417 | 0.98834 | 2013 | 0.67417 | 0.98834 | 1.1149 | 1.1543 | 0.43157 | 0.82901 | 0.92157 | 1.0139 | 1.1985 | 1.1254 | 1.0558 | 0.79037 | 1.1637 | 1.1788 | 1.7486 | 1.0574 | 1.0212 | 2.7315 | 1.422 | 1.2792 | 1.1927 | 2013 | -0.0012143 | -1.326e-05 | 0.0039489 | 0.0012223 | -0.011292 | -0.041001 | 0.00038613 | 5.3749e-05 | -0.001788 | -0.0046634 | -0.0049321
| 2014 | 1.1575 | 1.4191 | 0.81563 | 0.64238 | 0.95658 | 2014 | 0.64238 | 0.95658 | 1.0265 | 1.1312 | 0.37031 | 0.77357 | 0.90537 | 1.0067 | 1.2018 | 1.1318 | 1.0662 | 0.93921 | 1.2018 | 1.1575 | 1.8019 | 1.1276 | 1.0232 | 3.1257 | 1.4963 | 1.2785 | 1.21 | 2014 | -0.00070306 | 0.0010576 | 0.0012058 | 0.0044 | -0.024234 | -0.012572 | -0.0015947 | -0.00049616 | -0.00030873 | -0.0064322 | 0.00030954
| 2015 | 1.1867 | 1.4651 | 0.80998 | 0.62179 | 0.96876 | 2015 | 0.62179 | 0.96876 | 1.0841 | 1.1621 | 0.40961 | 0.75489 | 0.90382 | 1.039 | 1.2018 | 1.1669 | 1.0685 | 0.84193 | 1.1237 | 1.1867 | 1.9086 | 1.0947 | 1.0212 | 2.8972 | 1.572 | 1.313 | 1.225 | 2015 | 0.0030797 | -7.465e-05 | 0.0063781 | 0.00088561 | 0.014675 | -0.024855 | 0.00062912 | 0.00017401 | 0.00024878 | -0.0038049 | -0.0042915
| 2016 | 1.1541 | 1.5368 | 0.75094 | 0.54896 | 0.92543 | 2016 | 0.54896 | 0.92543 | 1.0032 | 1.1319 | 0.39858 | 0.69843 | 0.85319 | 1.0219 | 1.2072 | 1.1773 | 1.077 | 1.0645 | 1.2072 | 1.1541 | 2.1023 | 1.1504 | 1.0196 | 2.8955 | 1.6524 | 1.3527 | 1.2471 | 2016 | -0.0016191 | 0.0018936 | 0.0020419 | 0.0036958 | -0.033914 | -0.036697 | -0.0014725 | 0.0002702 | 4.9022e-05 | -0.0058671 | -0.0040655
| 2017 | 1.217 | 1.4683 | 0.8288 | 0.66085 | 0.96138 | 2017 | 0.66085 | 0.96138 | 1.0629 | 1.1955 | 0.42088 | 0.69585 | 0.89014 | 1.0372 | 1.2072 | 1.2135 | 1.0819 | 0.77644 | 1.2012 | 1.217 | 1.8415 | 1.145 | 1.0179 | 2.8914 | 1.7489 | 1.3672 | 1.2658 | 2017 | 0.0014544 | -0.0001905 | 0.0061067 | 0.0017999 | 0.043884 | 0.055642 | 5.3945e-05 | 0.00056007 | -0.00010393 | -0.0065093 | -0.0040465
| 2018 | 1.1663 | 1.4404 | 0.80973 | 0.68789 | 0.90283 | 2018 | 0.68789 | 0.90283 | 1.0643 | 1.1499 | 0.3845 | 0.62094 | 0.82728 | 1.0233 | 1.2072 | 1.2253 | 1.0869 | 1.0828 | 1.2012 | 1.1663 | 1.6955 | 1.0959 | 1.0143 | 3.0333 | 1.8783 | 1.4098 | 1.2918 | 2018 | -0.0013171 | 0.00017146 | 0.0023784 | 0.0022974 | -0.046039 | 0.031635 | 0.0014149 | 0.0010264 | -0.00012295 | -0.0082099 | -0.0065086
| 2019 | 1.1793 | 1.4624 | 0.80642 | 0.67334 | 0.90895 | 2019 | 0.67334 | 0.90895 | 1.0778 | 1.1753 | 0.38331 | 0.60519 | 0.83391 | 1.0352 | 1.2537 | 1.2593 | 1.0961 | 1.1911 | 1.2537 | 1.1793 | 1.7514 | 1.0941 | 1.0034 | 3.0765 | 1.9486 | 1.4142 | 1.2974 | 2019 | 0.0011398 | 0.014664 | 0.0058256 | 0.0037797 | -0.014356 | -0.012821 | 7.4144e-05 | 0.0029585 | -2.0125e-05 | -0.0049178 | -0.00043145
| 2020 | 1.2083 | 1.5071 | 0.80173 | 0.65721 | 0.91507 | 2020 | 0.65721 | 0.91507 | 1.0742 | 1.203 | 0.34676 | 0.58959 | 0.84581 | 1.0084 | 1.3081 | 1.2832 | 1.1018 | 1.17 | 1.3081 | 1.2083 | 1.8385 | 1.1248 | 1.0044 | 3.4844 | 2.0493 | 1.4285 | 1.3204 | 2020 | -0.00257 | 0.016233 | 0.0038233 | 0.002234 | 0.0045579 | -0.02082 | -0.00071611 | -0.00040293 | -0.00042072 | -0.0050835 | -0.0026618
12 | TND
| IDYEAR | OUTIND | INPIND | PRODIND | PP1 | PPK | IDYEAR | PP1 | PPK | PP2 | PP3 | PP4 | PP5 | PP6 | QB1 | QB2 | QB3 | QB4 | QB5 | MDINDEX | OUTIND | XB1 | XB2 | XB3 | XB4 | XB5 | XB6 | KIND | IDYEAR | OC1 | OC2 | OC3 | OC4 | OC5 | IC1 | IC2 | IC3 | IC4 | IC5 | IC6
| 2006 | 1 | 1 | 1 | 1 | 1 | 2006 | 1 | 1 | 1 | 1 | 1 | 1 | 1 | 1 | 1 | 1 | 1 | 1 | 1 | 1 | 1 | 1 | 1 | 1 | 1 | 1 | 1
| 2007 | 0.97703 | 1.0086 | 0.96872 | 0.97902 | 0.96367 | 2007 | 0.97902 | 0.96367 | 0.97703 | 0.97703 | 0.97703 | 0.97678 | 0.94199 | 0.9929 | 1.08 | 1.0193 | 1 | 1.3359 | 1.08 | 0.97703 | 0.99797 | 1 | 1 | 1 | 1.0003 | 1.0372 | 1.0139 | 2007 | -0.00069454 | 0.03107 | 0.0038647 | -0.0004311 | -0.057045 | -0.00113 | 1.0976e-06 | 9.0869e-05 | 5.9822e-05 | -7.6842e-05 | -0.0074878
| 2008 | 0.97877 | 1.0251 | 0.95476 | 0.97114 | 0.94627 | 2008 | 0.97114 | 0.94627 | 0.97877 | 0.97877 | 0.97877 | 0.97851 | 0.8998 | 0.99829 | 1.0856 | 1.039 | 1 | 1.3775 | 1.0856 | 0.97877 | 1.0078 | 1 | 1 | 1 | 1.0003 | 1.0878 | 1.0343 | 2008 | 0.00052211 | 0.0021034 | 0.0045959 | 0.00040388 | -0.0058505 | -0.0024766 | 3.4535e-07 | 6.0783e-05 | 1.8835e-06 | -0.00013656 | -0.013742
| 2009 | 0.95256 | 1.0803 | 0.88179 | 0.84593 | 0.90286 | 2009 | 0.84593 | 0.90286 | 0.94622 | 0.95347 | 0.65595 | 0.94971 | 0.84101 | 1.0309 | 1.0856 | 1.0591 | 1.0027 | 1.6128 | 1.0668 | 0.95256 | 1.1261 | 1.0067 | 0.99905 | 1.4522 | 1.003 | 1.1326 | 1.055 | 2009 | 0.0034055 | 4.3586e-05 | 0.0040917 | 0.00092654 | -0.035605 | -0.038251 | -3.0606e-05 | 0.00054667 | -0.0014315 | 0.00017061 | -0.013376
| 2010 | 0.95856 | 1.1711 | 0.81853 | 0.71889 | 0.88049 | 2010 | 0.71889 | 0.88049 | 0.95218 | 0.9412 | 0.65704 | 0.91814 | 0.81117 | 1.0217 | 1.0856 | 1.0796 | 1.0199 | 1.6767 | 1.0452 | 0.95856 | 1.3334 | 1.0067 | 1.0185 | 1.4589 | 1.044 | 1.1817 | 1.0887 | 2010 | -0.0009894 | -2.7019e-05 | 0.0043864 | 0.0082267 | -0.0053168 | -0.060984 | 5.9755e-07 | -0.0052328 | -2.7101e-05 | -0.0048267 | -0.0096506
| 2011 | 1.0401 | 1.1759 | 0.88449 | 0.81037 | 0.92658 | 2011 | 0.81037 | 0.92658 | 1.0332 | 1.0113 | 0.6139 | 0.95658 | 0.83909 | 0.99913 | 1.0856 | 1.1006 | 1.0385 | 1.1589 | 1.0179 | 1.0401 | 1.2835 | 1.0067 | 1.0285 | 1.6942 | 1.0873 | 1.2395 | 1.1225 | 2011 | -0.0023874 | -7.5186e-05 | 0.0042962 | 0.0086276 | 0.071167 | 0.015351 | 4.4182e-07 | -0.0026096 | -0.00056859 | -0.0049924 | -0.011307
| 2012 | 1.0173 | 1.2279 | 0.82846 | 0.72649 | 0.89212 | 2012 | 0.72649 | 0.89212 | 1.0105 | 0.98244 | 0.58422 | 0.92335 | 0.79893 | 0.97063 | 1.0856 | 1.1107 | 1.0477 | 1.3463 | 0.98024 | 1.0173 | 1.4003 | 1.0067 | 1.0355 | 1.7413 | 1.1017 | 1.2733 | 1.1403 | 2012 | -0.0029043 | 1.033e-05 | 0.0019911 | 0.004038 | -0.0253 | -0.033097 | 9.7929e-07 | -0.0019016 | -8.9442e-05 | -0.001636 | -0.0065499
| 2013 | 1.0435 | 1.1436 | 0.91245 | 0.91832 | 0.91019 | 2013 | 0.91832 | 0.91019 | 1.0365 | 1.0044 | 0.60159 | 0.94106 | 0.8131 | 0.95482 | 1.0856 | 1.1166 | 1.0531 | 1.1589 | 0.96143 | 1.0435 | 1.1363 | 1.0067 | 1.039 | 1.7346 | 1.1089 | 1.2834 | 1.1465 | 2013 | -0.0016199 | -3.4137e-05 | 0.0011055 | 0.0022851 | 0.023694 | 0.075002 | -1.29e-06 | -0.00086994 | -1.0862e-06 | -0.00086469 | -0.0021346
| 2014 | 0.99295 | 1.1624 | 0.85424 | 0.85651 | 0.85306 | 2014 | 0.85651 | 0.85306 | 0.98668 | 0.95062 | 0.51937 | 0.87531 | 0.75758 | 0.92426 | 1.0856 | 1.1201 | 1.0606 | 1.5685 | 0.98999 | 0.99295 | 1.1593 | 1.0064 | 1.0445 | 1.9118 | 1.1344 | 1.3107 | 1.164 | 2014 | -0.003315 | 3.71e-05 | 0.0007322 | 0.0033489 | -0.050451 | -0.0067985 | 1.8979e-06 | -0.0014801 | -0.00031813 | -0.0025877 | -0.0050884
| 2015 | 1.0438 | 1.1063 | 0.9435 | 1.0639 | 0.88876 | 2015 | 1.0639 | 0.88876 | 1.0371 | 0.99441 | 0.54425 | 0.91365 | 0.78512 | 0.94089 | 1.0856 | 1.1293 | 1.0669 | 1.2085 | 0.98236 | 1.0438 | 0.98114 | 1.0064 | 1.0497 | 1.9178 | 1.1424 | 1.3295 | 1.1744 | 2015 | 0.0018592 | -3.786e-05 | 0.0016935 | 0.002552 | 0.043868 | 0.055958 | -8.0349e-07 | -0.0014022 | -1.4473e-05 | -0.0008844 | -0.0042096
| 2016 | 1.0367 | 1.1375 | 0.91133 | 0.98492 | 0.87731 | 2016 | 0.98492 | 0.87731 | 1.032 | 0.98121 | 0.51306 | 0.90081 | 0.77529 | 0.95384 | 1.0856 | 1.1384 | 1.0694 | 1.2971 | 1.0113 | 1.0367 | 1.0525 | 1.0045 | 1.0565 | 2.0205 | 1.1508 | 1.3371 | 1.1816 | 2016 | 0.0013521 | 2.9632e-06 | 0.0017158 | 0.0010494 | -0.010983 | -0.023679 | 8.2595e-06 | -0.0019014 | -0.000189 | -0.00098089 | -0.0010895
| 2017 | 1.052 | 1.2615 | 0.83392 | 0.76104 | 0.87897 | 2017 | 0.76104 | 0.87897 | 1.0479 | 0.98459 | 0.51372 | 0.91013 | 0.771 | 0.94247 | 1.0856 | 1.1477 | 1.0714 | 1.1877 | 1.0012 | 1.052 | 1.3823 | 1.0039 | 1.0684 | 2.0477 | 1.1558 | 1.3644 | 1.1968 | 2017 | -0.0011754 | -9.8083e-06 | 0.0017025 | 0.00082519 | 0.013316 | -0.096815 | 3.1789e-06 | -0.0029343 | -9.7692e-06 | -0.00026417 | -0.0034069
| 2018 | 1.0325 | 1.2224 | 0.84462 | 0.82659 | 0.85527 | 2018 | 0.82659 | 0.85527 | 1.0331 | 0.94951 | 0.51415 | 0.87773 | 0.75864 | 0.96502 | 1.0856 | 1.1488 | 1.0734 | 1.3694 | 1.0016 | 1.0325 | 1.2491 | 0.99938 | 1.0874 | 2.0081 | 1.1763 | 1.3609 | 1.2072 | 2018 | 0.0023067 | 5.8574e-05 | 0.00044275 | 0.0011651 | -0.022682 | 0.036376 | 1.9828e-05 | -0.0052456 | 6.2867e-05 | -0.0021326 | 0.00238
| 2019 | 1.0342 | 1.184 | 0.87354 | 0.9348 | 0.84356 | 2019 | 0.9348 | 0.84356 | 1.0401 | 0.94288 | 0.51432 | 0.86749 | 0.74452 | 0.97125 | 1.0856 | 1.1588 | 1.0779 | 1.3896 | 0.96558 | 1.0342 | 1.1064 | 0.99435 | 1.0969 | 2.0109 | 1.1922 | 1.3891 | 1.226 | 2019 | 0.00065134 | 6.8013e-06 | 0.0019325 | 0.001971 | -0.0028385 | 0.044248 | 2.1798e-05 | -0.00238 | 1.9484e-05 | -0.0014031 | -0.0085638
| 2020 | 1.0462 | 1.2028 | 0.86982 | 0.91453 | 0.84602 | 2020 | 0.91453 | 0.84602 | 1.0505 | 0.9516 | 0.49781 | 0.87083 | 0.73979 | 0.98931 | 1.0856 | 1.1728 | 1.0802 | 1.3451 | 1.0154 | 1.0462 | 1.144 | 0.99591 | 1.0995 | 2.1017 | 1.2014 | 1.4142 | 1.2367 | 2020 | 0.0018717 | -4.8157e-06 | 0.0026037 | 0.00096932 | 0.0060868 | -0.011382 | -7.6534e-06 | -0.00073845 | -0.00011096 | -0.0005309 | -0.003027
13 | UED
| IDYEAR | OUTIND | INPIND | PRODIND | PP1 | PPK | IDYEAR | PP1 | PPK | PP2 | PP3 | PP4 | PP5 | PP6 | QB1 | QB2 | QB3 | QB4 | QB5 | MDINDEX | OUTIND | XB1 | XB2 | XB3 | XB4 | XB5 | XB6 | KIND | IDYEAR | OC1 | OC2 | OC3 | OC4 | OC5 | IC1 | IC2 | IC3 | IC4 | IC5 | IC6
| 2006 | 1 | 1 | 1 | 1 | 1 | 2006 | 1 | 1 | 1 | 1 | 1 | 1 | 1 | 1 | 1 | 1 | 1 | 1 | 1 | 1 | 1 | 1 | 1 | 1 | 1 | 1 | 1
| 2007 | 1.0092 | 0.99291 | 1.0164 | 1.0705 | 0.9829 | 2007 | 1.0705 | 0.9829 | 1.0074 | 0.98566 | 0.99269 | 0.96731 | 0.97968 | 1.0073 | 1.0555 | 1.009 | 1.0075 | 1.2106 | 1.0555 | 1.0092 | 0.94278 | 1.0018 | 1.0239 | 1.0167 | 1.0433 | 1.0302 | 1.0268 | 2007 | 0.00067876 | 0.019386 | 0.0017213 | 0.0030543 | -0.015645 | 0.023425 | -5.1557e-05 | -0.0047003 | -0.00024108 | -0.0038769 | -0.0074398
| 2008 | 1.0359 | 1.0165 | 1.0191 | 1.0945 | 0.97396 | 2008 | 1.0945 | 0.97396 | 0.99968 | 1.0004 | 0.80197 | 0.94742 | 0.975 | 0.99754 | 1.1307 | 1.0186 | 1.016 | 1.2623 | 1.1307 | 1.0359 | 0.94641 | 1.0362 | 1.0354 | 1.2917 | 1.0934 | 1.0624 | 1.0636 | 2008 | -0.00090453 | 0.025267 | 0.0018822 | 0.0036033 | -0.0037903 | -0.0048592 | -0.0011872 | -0.0022928 | -0.003913 | -0.0029994 | -0.0082095
| 2009 | 1.0738 | 1.0292 | 1.0433 | 1.1154 | 0.99875 | 2009 | 1.1154 | 0.99875 | 1.0461 | 1.0591 | 0.85264 | 0.97233 | 0.96287 | 1.0124 | 1.2394 | 1.0251 | 1.0124 | 1.247 | 1.2394 | 1.0738 | 0.96266 | 1.0265 | 1.0138 | 1.2594 | 1.1043 | 1.1152 | 1.0751 | 2009 | 0.001385 | 0.033801 | 0.0012861 | -0.0015524 | 0.0010248 | -0.0028476 | 0.00014634 | 0.0043557 | 0.00048429 | -0.0016383 | -0.012958
| 2010 | 1.0886 | 1.0689 | 1.0185 | 1.0829 | 0.97909 | 2010 | 1.0829 | 0.97909 | 0.99382 | 1.0584 | 0.82943 | 0.94262 | 0.94395 | 1.0313 | 1.2394 | 1.0344 | 1.021 | 1.1606 | 1.1826 | 1.0886 | 1.0053 | 1.0954 | 1.0286 | 1.3125 | 1.1549 | 1.1533 | 1.1119 | 2010 | 0.0017287 | -2.2576e-05 | 0.0018406 | 0.0036439 | 0.0065316 | -0.019008 | -0.0036721 | -0.0028946 | -0.00086366 | -0.0031324 | -0.0082162
| 2011 | 1.084 | 1.1747 | 0.92278 | 0.88005 | 0.95588 | 2011 | 0.88005 | 0.95588 | 0.97403 | 1.0516 | 0.75627 | 0.89896 | 0.92491 | 1.0135 | 1.2394 | 1.0464 | 1.0276 | 1.2621 | 1.1457 | 1.084 | 1.2317 | 1.1129 | 1.0308 | 1.4333 | 1.2058 | 1.172 | 1.134 | 2011 | -0.0016206 | 3.2639e-05 | 0.0023011 | 0.0027088 | -0.0076964 | -0.081241 | -0.00093933 | -0.00050196 | -0.002019 | -0.0045793 | -0.0051331
| 2012 | 1.0601 | 1.2004 | 0.88308 | 0.85527 | 0.90508 | 2012 | 0.85527 | 0.90508 | 0.89457 | 1.0146 | 0.66622 | 0.8647 | 0.86394 | 1.0259 | 1.2394 | 1.0574 | 1.035 | 1.6452 | 1.0527 | 1.0601 | 1.2394 | 1.185 | 1.0448 | 1.5911 | 1.2259 | 1.227 | 1.1712 | 2012 | 0.0011752 | 0.00013136 | 0.0021011 | 0.0030667 | -0.028795 | -0.0025446 | -0.0048813 | -0.0028619 | -0.0018781 | -0.0017651 | -0.0077309
| 2013 | 1.0684 | 1.1514 | 0.92788 | 0.9675 | 0.90278 | 2013 | 0.9675 | 0.90278 | 0.93013 | 1.0289 | 0.70128 | 0.83598 | 0.84063 | 0.99254 | 1.2394 | 1.0715 | 1.0364 | 1.5592 | 1.1816 | 1.0684 | 1.1042 | 1.1486 | 1.0383 | 1.5234 | 1.278 | 1.2709 | 1.1834 | 2013 | -0.0031394 | -7.6693e-05 | 0.0027027 | 0.00058548 | 0.0077213 | 0.04842 | 0.0023406 | 0.0012895 | 0.00071375 | -0.0039976 | -0.0070649
| 2014 | 1.0605 | 1.169 | 0.9072 | 0.93906 | 0.88675 | 2014 | 0.93906 | 0.88675 | 0.8485 | 1.0288 | 0.83188 | 0.81178 | 0.82191 | 0.97233 | 1.2428 | 1.0746 | 1.0355 | 1.6569 | 1.2428 | 1.0605 | 1.1293 | 1.2498 | 1.0308 | 1.2748 | 1.3064 | 1.2903 | 1.1959 | 2014 | -0.0019426 | 0.0010416 | 0.00060206 | -0.00038136 | -0.006706 | -0.0087022 | -0.0064542 | 0.0015892 | 0.0037225 | -0.002133 | -0.003176
| 2015 | 1.082 | 1.1511 | 0.93999 | 1.0096 | 0.89795 | 2015 | 1.0096 | 0.89795 | 0.86475 | 1.0486 | 0.84897 | 0.80278 | 0.83359 | 0.96067 | 1.2428 | 1.0846 | 1.0395 | 1.4225 | 1.058 | 1.082 | 1.0717 | 1.2512 | 1.0318 | 1.2745 | 1.3478 | 1.298 | 1.2049 | 2015 | -0.0010979 | -0.00015568 | 0.0018361 | 0.0016688 | 0.017814 | 0.020437 | 7.894e-06 | -0.0002318 | 1.4918e-05 | -0.003082 | -0.0017119
| 2016 | 1.1072 | 1.2082 | 0.91643 | 0.89426 | 0.92831 | 2016 | 0.89426 | 0.92831 | 0.90193 | 1.0724 | 1.5243 | 0.79967 | 0.84307 | 1.0193 | 1.2428 | 1.0932 | 1.0397 | 1.1824 | 1.1651 | 1.1072 | 1.2382 | 1.2276 | 1.0325 | 0.72641 | 1.3846 | 1.3134 | 1.1927 | 2016 | 0.0055134 | -3.2587e-05 | 0.0015781 | 7.3752e-05 | 0.015943 | -0.054846 | 0.0016996 | -0.00010858 | 0.010761 | -0.0022033 | -0.0037544
| 2017 | 1.142 | 1.2032 | 0.94907 | 0.98016 | 0.92849 | 2017 | 0.98016 | 0.92849 | 0.93769 | 1.1043 | 0.81366 | 0.79766 | 0.85183 | 0.99099 | 1.2428 | 1.1046 | 1.0774 | 0.93826 | 1.1541 | 1.142 | 1.1651 | 1.2178 | 1.0341 | 1.4035 | 1.4316 | 1.3406 | 1.2299 | 2017 | -0.0026138 | -0.00012081 | 0.0020105 | 0.014946 | 0.016645 | 0.023243 | 0.00033738 | -0.00038882 | -0.012701 | -0.003972 | -0.0023912
| 2018 | 1.1369 | 1.1119 | 1.0225 | 1.2284 | 0.91744 | 2018 | 1.2284 | 0.91744 | 0.92585 | 1.0967 | 0.94874 | 0.78208 | 0.82938 | 0.96857 | 1.2428 | 1.118 | 1.0806 | 1.0216 | 1.195 | 1.1369 | 0.92553 | 1.228 | 1.0366 | 1.1984 | 1.4537 | 1.3708 | 1.2393 | 2018 | -0.0021076 | 1.3257e-05 | 0.0024074 | 0.0012604 | -0.0059763 | 0.084841 | -0.00096568 | -0.00052206 | 0.0032148 | -0.0013109 | -0.0063475
| 2019 | 1.1455 | 1.1198 | 1.0229 | 1.2345 | 0.9151 | 2019 | 1.2345 | 0.9151 | 0.93236 | 1.1035 | 0.91072 | 0.77231 | 0.82447 | 0.97191 | 1.2428 | 1.1385 | 1.0827 | 0.97646 | 1.2203 | 1.1455 | 0.92786 | 1.2285 | 1.038 | 1.2577 | 1.4831 | 1.3893 | 1.2517 | 2019 | 0.00032168 | -2.8415e-05 | 0.0035843 | 0.00077499 | 0.0028104 | -0.00076717 | 1.7117e-06 | -0.00027282 | -0.0010338 | -0.0018698 | -0.0031388
| 2020 | 1.161 | 1.1411 | 1.0174 | 1.1934 | 0.92128 | 2020 | 1.1934 | 0.92128 | 0.93446 | 1.1174 | 0.95489 | 0.76629 | 0.82922 | 0.94778 | 1.2428 | 1.1475 | 1.0842 | 0.75628 | 1.2198 | 1.161 | 0.97282 | 1.2424 | 1.039 | 1.2158 | 1.5151 | 1.4001 | 1.2602 | 2020 | -0.0022731 | -0.00010079 | 0.0014419 | 0.0004229 | 0.013976 | -0.01592 | -0.00070542 | -0.00016754 | 0.00071339 | -0.0015807 | -0.0011781
40 | DIND
| IDYEAR | OUTIND | INPIND | PRODIND | PP1 | PPK | IDYEAR | PP1 | PPK | PP2 | PP3 | PP4 | PP5 | PP6 | QB1 | QB2 | QB3 | QB4 | QB5 | MDINDEX | OUTIND | XB1 | XB2 | XB3 | XB4 | XB5 | XB6 | KIND | IDYEAR | OC1 | OC2 | OC3 | OC4 | OC5 | IC1 | IC2 | IC3 | IC4 | IC5 | IC6
| 2006 | 1 | 1 | 1 | 1 | 1 | 2006 | 1 | 1 | 1 | 1 | 1 | 1 | 1 | 1 | 1 | 1 | 1 | 1 | 1 | 1 | 1 | 1 | 1 | 1 | 1 | 1 | 1
| 2007 | 1.0351 | 1.0234 | 1.0115 | 1.0375 | 0.99565 | 2007 | 1.0375 | 0.99565 | 1.0265 | 1.0185 | 1.0033 | 0.97635 | 0.98598 | 1.0112 | 1.0325 | 1.0131 | 0.99239 | 0.89625 | 1.026 | 1.0351 | 0.99777 | 1.0084 | 1.0163 | 1.0317 | 1.0602 | 1.0499 | 1.0397 | 2007 | 0.0011077 | 0.013337 | 0.0031003 | -0.003384 | 0.020378 | 0.00068574 | -0.00044258 | -0.0024499 | -0.00065727 | -0.0073339 | -0.012916
| 2008 | 1.0558 | 1.0959 | 0.96348 | 0.92389 | 0.98946 | 2008 | 0.92389 | 0.98946 | 1.0357 | 1.024 | 1.003 | 0.9731 | 0.96955 | 1.0267 | 1.0729 | 1.0266 | 0.99202 | 0.89455 | 1.069 | 1.0558 | 1.1428 | 1.0194 | 1.0311 | 1.0527 | 1.085 | 1.089 | 1.0671 | 2008 | 0.0015241 | 0.015235 | 0.0029041 | -0.00014954 | 0.00027422 | -0.05189 | -0.0005696 | -0.0021807 | -0.00046128 | -0.0023081 | -0.011009
| 2009 | 1.0566 | 1.1139 | 0.94857 | 0.93446 | 0.9572 | 2009 | 0.93446 | 0.9572 | 1.0131 | 1.0127 | 0.99249 | 0.91896 | 0.93286 | 1.031 | 1.1175 | 1.0428 | 1.0017 | 1.0215 | 1.1152 | 1.0566 | 1.1307 | 1.0429 | 1.0434 | 1.0646 | 1.1498 | 1.1327 | 1.1039 | 2009 | 0.00045018 | 0.016127 | 0.0033411 | 0.004409 | -0.023562 | 0.0037675 | -0.0009601 | -0.0017734 | -0.00013974 | -0.0067051 | -0.010546
| 2010 | 1.0869 | 1.1528 | 0.94289 | 0.92285 | 0.9541 | 2010 | 0.92285 | 0.9541 | 1.0179 | 1.0289 | 0.98609 | 0.90282 | 0.92483 | 1.038 | 1.1315 | 1.0558 | 1.0086 | 0.93139 | 1.114 | 1.0869 | 1.1778 | 1.0678 | 1.0565 | 1.1023 | 1.2039 | 1.1753 | 1.1392 | 2010 | 0.00061394 | 0.0049165 | 0.0028173 | 0.00325 | 0.016685 | -0.015515 | -0.0011488 | -0.0017576 | -0.00078066 | -0.0047755 | -0.01031
| 2011 | 1.0976 | 1.1962 | 0.91752 | 0.87873 | 0.94055 | 2011 | 0.87873 | 0.94055 | 1.0138 | 1.0244 | 0.96207 | 0.87712 | 0.91127 | 1.0183 | 1.1423 | 1.0689 | 1.0147 | 0.9169 | 1.1083 | 1.0976 | 1.249 | 1.0826 | 1.0714 | 1.1408 | 1.2513 | 1.2044 | 1.1669 | 2011 | -0.0019402 | 0.0036955 | 0.0027098 | 0.0027721 | 0.0024703 | -0.021593 | -0.00065343 | -0.0022086 | -0.00069863 | -0.0046825 | -0.007146
| 2012 | 1.1075 | 1.2559 | 0.88185 | 0.81197 | 0.92523 | 2012 | 0.81197 | 0.92523 | 1.004 | 1.0239 | 0.92965 | 0.85271 | 0.89352 | 1.0033 | 1.1446 | 1.0816 | 1.021 | 0.88779 | 1.0278 | 1.1075 | 1.364 | 1.1031 | 1.0816 | 1.1913 | 1.2988 | 1.2395 | 1.197 | 2012 | -0.0014773 | 0.00072471 | 0.0025618 | 0.0027692 | 0.0044465 | -0.032598 | -0.00090679 | -0.0014308 | -0.00097689 | -0.0043864 | -0.0083772
| 2013 | 1.1065 | 1.2347 | 0.89618 | 0.8807 | 0.9046 | 2013 | 0.8807 | 0.9046 | 1.0075 | 1.0135 | 0.88668 | 0.82318 | 0.87046 | 0.97438 | 1.1446 | 1.0947 | 1.0198 | 0.88554 | 1.0699 | 1.1065 | 1.2564 | 1.0982 | 1.0917 | 1.248 | 1.3442 | 1.2712 | 1.2232 | 2013 | -0.002845 | -4.0705e-05 | 0.002539 | -0.00051038 | -1.2385e-05 | 0.030825 | 0.00022415 | -0.0014357 | -0.0011044 | -0.0040048 | -0.007519
| 2014 | 1.1121 | 1.259 | 0.88331 | 0.87277 | 0.88958 | 2014 | 0.87277 | 0.88958 | 1.0086 | 1.0175 | 0.84353 | 0.79967 | 0.85092 | 0.95626 | 1.1587 | 1.1071 | 1.0241 | 0.89934 | 1.0499 | 1.1121 | 1.2742 | 1.1026 | 1.0929 | 1.3184 | 1.3907 | 1.3069 | 1.2501 | 2014 | -0.001814 | 0.0046631 | 0.0023629 | 0.0018651 | -0.0020929 | -0.0062263 | -0.00015975 | -0.00012006 | -0.0012282 | -0.0036999 | -0.0080116
| 2015 | 1.1182 | 1.297 | 0.86214 | 0.83201 | 0.88054 | 2015 | 0.83201 | 0.88054 | 0.99603 | 1.0166 | 0.87131 | 0.7793 | 0.84032 | 0.96686 | 1.1594 | 1.122 | 1.0291 | 0.90436 | 1.0226 | 1.1182 | 1.344 | 1.1226 | 1.0999 | 1.2833 | 1.4349 | 1.3307 | 1.2699 | 2015 | 0.0010684 | 0.00023033 | 0.0027898 | 0.0021263 | -0.00072314 | -0.019873 | -0.00086929 | -0.0010066 | 0.00052331 | -0.0036283 | -0.0049012
| 2016 | 1.1213 | 1.2725 | 0.88112 | 0.9005 | 0.86971 | 2016 | 0.9005 | 0.86971 | 0.98722 | 1.0155 | 0.84912 | 0.76143 | 0.82849 | 0.97299 | 1.1597 | 1.1379 | 1.0331 | 0.92482 | 1.0817 | 1.1213 | 1.2451 | 1.1358 | 1.1041 | 1.3205 | 1.4726 | 1.3534 | 1.2892 | 2016 | 0.00058968 | 0.00021881 | 0.0030366 | 0.0017913 | -0.0028999 | 0.029058 | -0.00055011 | -0.00073255 | -0.00064486 | -0.0031447 | -0.0049451
| 2017 | 1.1427 | 1.2659 | 0.90263 | 0.94668 | 0.8784 | 2017 | 0.94668 | 0.8784 | 0.99114 | 1.0355 | 0.84331 | 0.75428 | 0.84095 | 0.97242 | 1.1664 | 1.1569 | 1.0375 | 0.84822 | 1.1236 | 1.1427 | 1.207 | 1.1529 | 1.1036 | 1.355 | 1.5149 | 1.3588 | 1.3009 | 2017 | -4.2908e-05 | 0.0021334 | 0.0034207 | 0.0018396 | 0.011577 | 0.011613 | -0.00074945 | 2.9033e-05 | -0.00065663 | -0.0035615 | -0.0014778
| 2018 | 1.1415 | 1.2518 | 0.91194 | 0.9921 | 0.8681 | 2018 | 0.9921 | 0.8681 | 1.003 | 1.0252 | 0.85486 | 0.73474 | 0.82948 | 0.96695 | 1.1694 | 1.1758 | 1.0403 | 0.88916 | 1.1011 | 1.1415 | 1.1506 | 1.1381 | 1.1134 | 1.3354 | 1.5537 | 1.3762 | 1.315 | 2018 | -0.00055872 | 0.0010234 | 0.0034466 | 0.001216 | -0.0061235 | 0.017375 | 0.00063171 | -0.0013861 | 0.00033536 | -0.002396 | -0.0033037
| 2019 | 1.1355 | 1.2578 | 0.90276 | 0.98999 | 0.85574 | 2019 | 0.98999 | 0.85574 | 0.99748 | 1.0207 | 0.85558 | 0.71286 | 0.81597 | 0.97362 | 1.1743 | 1.1942 | 1.0446 | 0.97421 | 1.1317 | 1.1355 | 1.1469 | 1.1383 | 1.1124 | 1.3271 | 1.5928 | 1.3915 | 1.3269 | 2019 | 0.00066036 | 0.0017307 | 0.0033905 | 0.0019132 | -0.013046 | 0.0011224 | 2.3775e-06 | 0.00010479 | 0.00015708 | -0.0028769 | -0.0032783
| 2020 | 1.1375 | 1.2446 | 0.91398 | 1.0413 | 0.84603 | 2020 | 1.0413 | 0.84603 | 0.99498 | 1.018 | 0.82221 | 0.69506 | 0.80768 | 0.95481 | 1.1813 | 1.2076 | 1.0489 | 0.99247 | 1.1391 | 1.1375 | 1.0924 | 1.1433 | 1.1174 | 1.3835 | 1.6366 | 1.4084 | 1.3445 | 2020 | -0.0019242 | 0.0023062 | 0.0024054 | 0.0018737 | -0.0028394 | 0.018241 | -0.00020187 | -0.00072423 | -0.00094401 | -0.002992 | -0.0028531
41 | DACT
| IDYEAR | OUTIND | INPIND | PRODIND | PP1 | PPK | IDYEAR | PP1 | PPK | PP2 | PP3 | PP4 | PP5 | PP6 | QB1 | QB2 | QB3 | QB4 | QB5 | MDINDEX | OUTIND | XB1 | XB2 | XB3 | XB4 | XB5 | XB6 | KIND | IDYEAR | OC1 | OC2 | OC3 | OC4 | OC5 | IC1 | IC2 | IC3 | IC4 | IC5 | IC6
| 2006 | 1 | 1 | 1 | 1 | 1 | 2006 | 1 | 1 | 1 | 1 | 1 | 1 | 1 | 1 | 1 | 1 | 1 | 1 | 1 | 1 | 1 | 1 | 1 | 1 | 1 | 1 | 1
| 2007 | 0.99655 | 1.0058 | 0.99079 | 1.0004 | 0.98216 | 2007 | 1.0004 | 0.98216 | 0.99655 | 1.0002 | 0.99655 | 0.97965 | 0.97402 | 1.0227 | 1 | 1.012 | 1.0076 | 1.2809 | 0.96915 | 0.99655 | 0.99612 | 1 | 0.99631 | 1 | 1.0173 | 1.0231 | 1.0147 | 2007 | 0.0019911 | -0.00014279 | 0.002165 | 0.0029124 | -0.010377 | 0.0046737 | -7.4491e-05 | 0.00051239 | -2.4393e-05 | -0.0045864 | -0.0063046
| 2008 | 1.0251 | 1.0428 | 0.98305 | 0.96582 | 0.99427 | 2008 | 0.96582 | 0.99427 | 1.0251 | 1.0345 | 1.0251 | 0.98209 | 0.98164 | 1.0323 | 1 | 1.0255 | 1.0197 | 0.7501 | 0.99208 | 1.0251 | 1.0614 | 1 | 0.9909 | 1 | 1.0438 | 1.0443 | 1.031 | 2008 | 0.00084207 | 0.00029879 | 0.0028026 | 0.0051671 | 0.019159 | -0.028005 | 9.5789e-06 | 0.00056005 | 9.2379e-06 | -0.0040224 | -0.0046647
| 2009 | 1.0301 | 1.0627 | 0.9693 | 0.95202 | 0.9791 | 2009 | 0.95202 | 0.9791 | 1.0301 | 1.0425 | 1.0301 | 0.95886 | 0.96027 | 1.0416 | 1 | 1.0426 | 1.0354 | 0.89068 | 0.97627 | 1.0301 | 1.082 | 1 | 0.98808 | 1 | 1.0743 | 1.0727 | 1.0521 | 2009 | 0.00079367 | -4.9253e-05 | 0.0031229 | 0.0061339 | -0.0051591 | -0.0054886 | -9.9261e-05 | 0.00039367 | -2.7878e-05 | -0.0067211 | -0.0069807
| 2010 | 1.0452 | 1.1256 | 0.92857 | 0.85638 | 0.97732 | 2010 | 0.85638 | 0.97732 | 1.0452 | 1.0571 | 1.0452 | 0.94543 | 0.95809 | 1.0501 | 1 | 1.0672 | 1.051 | 0.78671 | 0.98038 | 1.0452 | 1.2205 | 1 | 0.98872 | 1 | 1.1055 | 1.0909 | 1.0694 | 2010 | 0.00072004 | 9.4882e-05 | 0.0045205 | 0.0061328 | 0.0030676 | -0.048393 | 1.2542e-05 | -0.000171 | 1.0622e-05 | -0.0047457 | -0.0041801
| 2011 | 1.0358 | 1.1908 | 0.86983 | 0.76182 | 0.94817 | 2011 | 0.76182 | 0.94817 | 1.0358 | 1.0453 | 1.0358 | 0.90882 | 0.92451 | 1.055 | 1 | 1.0934 | 1.0733 | 1.4901 | 0.98523 | 1.0358 | 1.3596 | 1 | 0.9909 | 1 | 1.1397 | 1.1203 | 1.0924 | 2011 | 0.00042127 | -0.00022594 | 0.0045447 | 0.0084079 | -0.022214 | -0.042998 | 5.5328e-05 | -0.00020333 | -2.7304e-05 | -0.0065738 | -0.0065319
| 2012 | 1.1055 | 1.2393 | 0.89199 | 0.76057 | 0.99211 | 2012 | 0.76057 | 0.99211 | 0.9934 | 1.1313 | 1.1055 | 0.92779 | 0.98037 | 1.0482 | 1.1136 | 1.1209 | 1.0987 | 1.0408 | 1.1136 | 1.1055 | 1.4535 | 1.1128 | 0.97718 | 1 | 1.1915 | 1.1276 | 1.1143 | 2012 | -0.00058201 | 0.037668 | 0.0048055 | 0.0094907 | 0.013762 | -0.028017 | -0.003617 | 0.0017733 | -2.2102e-05 | -0.0085259 | -0.0015748
| 2013 | 1.1196 | 1.2985 | 0.86217 | 0.70351 | 0.98854 | 2013 | 0.70351 | 0.98854 | 1.0061 | 1.153 | 1.1196 | 0.91191 | 0.97362 | 1.0528 | 1.1136 | 1.1472 | 1.1123 | 0.94071 | 1.1074 | 1.1196 | 1.5914 | 1.1128 | 0.97097 | 1 | 1.2277 | 1.1499 | 1.1325 | 2013 | 0.00038798 | -2.3896e-05 | 0.004437 | 0.0049405 | 0.0029161 | -0.037008 | -3.518e-05 | 0.00077811 | -1.2146e-05 | -0.0054246 | -0.0049591
| 2014 | 1.1248 | 1.3982 | 0.80449 | 0.62452 | 0.97407 | 2014 | 0.62452 | 0.97407 | 1.0106 | 1.1711 | 0.29161 | 0.89159 | 0.95096 | 1.0259 | 1.1136 | 1.1566 | 1.1228 | 0.88584 | 1.0631 | 1.1248 | 1.8011 | 1.113 | 0.96047 | 3.8573 | 1.2616 | 1.1828 | 1.1548 | 2014 | -0.0022846 | -7.7809e-06 | 0.0015573 | 0.0037946 | 0.0016352 | -0.063444 | 0.00012656 | 0.0011797 | -0.00066934 | -0.0040845 | -0.0070498
| 2015 | 1.1392 | 1.3517 | 0.84278 | 0.67862 | 0.98043 | 2015 | 0.67862 | 0.98043 | 1.0235 | 1.2168 | 0.29425 | 0.8884 | 0.9496 | 1.0355 | 1.149 | 1.177 | 1.134 | 1.1053 | 1.149 | 1.1392 | 1.6787 | 1.113 | 0.93622 | 3.8715 | 1.2823 | 1.1997 | 1.1619 | 2015 | 0.00081492 | 0.010987 | 0.0033519 | 0.0040883 | -0.0065369 | 0.038085 | -1.9152e-05 | 0.0029235 | 2.7276e-06 | -0.0028307 | -0.0043674
| 2016 | 1.1435 | 1.0803 | 1.0585 | 1.2568 | 0.97457 | 2016 | 1.2568 | 0.97457 | 1.0273 | 1.2077 | 0.29516 | 0.88061 | 0.94475 | 1.0427 | 1.149 | 1.1971 | 1.1425 | 1.2004 | 1.0621 | 1.1435 | 0.90983 | 1.1131 | 0.94685 | 3.8742 | 1.2985 | 1.2104 | 1.1733 | 2016 | 0.00062275 | 9.5565e-05 | 0.0032896 | 0.0030951 | -0.0033434 | 0.23351 | -0.00017607 | -0.00081149 | -3.8627e-05 | -0.0040035 | -0.0043088
| 2017 | 1.147 | 1.1299 | 1.0151 | 1.1108 | 0.97122 | 2017 | 1.1108 | 0.97122 | 1.0667 | 1.194 | 0.29349 | 0.87327 | 0.94281 | 1.0565 | 1.149 | 1.2393 | 1.1471 | 1.3986 | 1.0823 | 1.147 | 1.0326 | 1.0753 | 0.96065 | 3.9083 | 1.3135 | 1.2166 | 1.181 | 2017 | 0.0011698 | 3.9092e-05 | 0.006697 | 0.0016709 | -0.0064926 | -0.041262 | 0.0012422 | -0.0018865 | 7.4223e-06 | -0.0020191 | -0.0010382
| 2018 | 1.1657 | 1.1976 | 0.97338 | 0.96897 | 0.97707 | 2018 | 0.96897 | 0.97707 | 1.083 | 1.2055 | 0.29707 | 0.87741 | 0.94663 | 1.034 | 1.149 | 1.2785 | 1.1582 | 1.147 | 1.0964 | 1.1657 | 1.203 | 1.0763 | 0.96699 | 3.9239 | 1.3286 | 1.2314 | 1.193 | 2018 | -0.0019199 | -7.4223e-05 | 0.0059292 | 0.0038182 | 0.0083809 | -0.053367 | -1.8232e-05 | -0.00089783 | 1.0595e-05 | -0.0010999 | -0.0027487
| 2019 | 1.1714 | 1.1949 | 0.98034 | 1.0124 | 0.96306 | 2019 | 1.0124 | 0.96306 | 1.0884 | 1.2096 | 0.29853 | 0.86866 | 0.92069 | 1.0464 | 1.149 | 1.3148 | 1.1691 | 1.3127 | 1.0966 | 1.1714 | 1.1571 | 1.0763 | 0.96841 | 3.9239 | 1.3485 | 1.2723 | 1.2163 | 2019 | 0.0010643 | 5.1418e-05 | 0.0054551 | 0.0038868 | -0.0055576 | 0.014582 | -1.1559e-05 | -0.00016861 | -2.4202e-05 | -0.0030294 | -0.0091195
| 2020 | 1.1892 | 1.1852 | 1.0034 | 1.0824 | 0.96165 | 2020 | 1.0824 | 0.96165 | 1.1049 | 1.2238 | 0.29925 | 0.85532 | 0.92161 | 1.0351 | 1.149 | 1.3413 | 1.2068 | 1.334 | 1.0855 | 1.1892 | 1.0987 | 1.0763 | 0.97175 | 3.974 | 1.3904 | 1.2904 | 1.2367 | 2020 | -0.00097326 | 2.948e-06 | 0.0038344 | 0.012908 | -0.00067511 | 0.018988 | 1.3471e-05 | -0.00043269 | -5.488e-05 | -0.0054252 | -0.0048991
42 | DNSW
| IDYEAR | OUTIND | INPIND | PRODIND | PP1 | PPK | IDYEAR | PP1 | PPK | PP2 | PP3 | PP4 | PP5 | PP6 | QB1 | QB2 | QB3 | QB4 | QB5 | MDINDEX | OUTIND | XB1 | XB2 | XB3 | XB4 | XB5 | XB6 | KIND | IDYEAR | OC1 | OC2 | OC3 | OC4 | OC5 | IC1 | IC2 | IC3 | IC4 | IC5 | IC6
| 2006 | 1 | 1 | 1 | 1 | 1 | 2006 | 1 | 1 | 1 | 1 | 1 | 1 | 1 | 1 | 1 | 1 | 1 | 1 | 1 | 1 | 1 | 1 | 1 | 1 | 1 | 1 | 1
| 2007 | 1.0165 | 1.0281 | 0.98873 | 1.0205 | 0.96763 | 2007 | 1.0205 | 0.96763 | 1.0176 | 0.96363 | 1.0079 | 0.95457 | 0.96173 | 1.0104 | 1.0091 | 1.0099 | 0.96466 | 0.86599 | 0.99575 | 1.0165 | 0.99613 | 0.99893 | 1.0549 | 1.0086 | 1.0649 | 1.057 | 1.0505 | 2007 | 0.00097967 | 0.0039555 | 0.0023391 | -0.016508 | 0.025602 | 0.0026721 | -0.00014225 | -0.0059511 | -0.00026906 | -0.0078686 | -0.01614
| 2008 | 1.0104 | 1.161 | 0.87029 | 0.78567 | 0.93582 | 2008 | 0.78567 | 0.93582 | 0.99703 | 0.91601 | 1.0162 | 0.96358 | 0.9149 | 1.024 | 1.0229 | 1.0201 | 0.9543 | 0.91887 | 1.0134 | 1.0104 | 1.2861 | 1.0134 | 1.1031 | 0.99433 | 1.0486 | 1.1044 | 1.0797 | 2008 | 0.001341 | 0.0053332 | 0.0021459 | -0.0049438 | -0.0098885 | -0.10538 | -0.00078247 | -0.0043679 | 0.00024252 | 0.002008 | -0.013298
| 2009 | 1.0066 | 1.144 | 0.87988 | 0.85327 | 0.89854 | 2009 | 0.85327 | 0.89854 | 0.96544 | 0.8745 | 1.0224 | 0.92039 | 0.8773 | 1.0164 | 1.0488 | 1.0287 | 0.96331 | 1.0258 | 1.0488 | 1.0066 | 1.1796 | 1.0426 | 1.151 | 0.98448 | 1.0936 | 1.1473 | 1.1202 | 2009 | -0.0007232 | 0.0098253 | 0.0017841 | 0.004256 | -0.018958 | 0.035714 | -0.0013195 | -0.0045366 | 0.00040038 | -0.0049769 | -0.010514
| 2010 | 1.0532 | 1.2021 | 0.87609 | 0.83018 | 0.90355 | 2010 | 0.83018 | 0.90355 | 0.9772 | 0.88477 | 1.0413 | 0.92678 | 0.87795 | 1.0129 | 1.0489 | 1.0355 | 0.9685 | 0.78603 | 1.0373 | 1.0532 | 1.2686 | 1.0777 | 1.1903 | 1.0114 | 1.1364 | 1.1996 | 1.1656 | 2010 | -0.000509 | 0.00033558 | 0.0016625 | 0.0027078 | 0.041071 | -0.027384 | -0.001662 | -0.003175 | -0.00091991 | -0.0032897 | -0.013151
| 2011 | 1.0554 | 1.2167 | 0.86742 | 0.84188 | 0.88088 | 2011 | 0.84188 | 0.88088 | 0.95505 | 0.8534 | 1.0175 | 0.88127 | 0.86629 | 1.0124 | 1.0764 | 1.0449 | 0.97899 | 0.87291 | 1.0725 | 1.0554 | 1.2536 | 1.1051 | 1.2367 | 1.0372 | 1.1976 | 1.2183 | 1.1981 | 2011 | -6.902e-05 | 0.0099531 | 0.0019208 | 0.0048059 | -0.014508 | 0.0048836 | -0.001164 | -0.0043001 | -0.00062787 | -0.0060334 | -0.0048076
| 2012 | 1.05 | 1.3001 | 0.80762 | 0.7432 | 0.84937 | 2012 | 0.7432 | 0.84937 | 0.93986 | 0.83083 | 0.96827 | 0.83696 | 0.83534 | 0.97339 | 1.0764 | 1.0529 | 0.98259 | 0.90313 | 0.95437 | 1.05 | 1.4128 | 1.1172 | 1.2638 | 1.0844 | 1.2546 | 1.257 | 1.2362 | 2012 | -0.0038325 | 3.0114e-06 | 0.0016304 | 0.0016462 | -0.0045459 | -0.046781 | -0.00052036 | -0.0023522 | -0.0013056 | -0.0053601 | -0.010014
| 2013 | 1.0515 | 1.2457 | 0.84408 | 0.87553 | 0.82408 | 2013 | 0.87553 | 0.82408 | 0.89771 | 0.81155 | 0.9277 | 0.80674 | 0.81354 | 0.92154 | 1.0764 | 1.0638 | 0.98661 | 0.88286 | 1.0024 | 1.0515 | 1.201 | 1.1713 | 1.2957 | 1.1335 | 1.3034 | 1.2925 | 1.276 | 2013 | -0.0052611 | 3.4593e-06 | 0.0021681 | 0.0017966 | 0.0027024 | 0.063323 | -0.0022561 | -0.0031599 | -0.0014104 | -0.0044671 | -0.0092862
| 2014 | 1.0784 | 1.2888 | 0.83671 | 0.84964 | 0.8271 | 2014 | 0.84964 | 0.8271 | 0.92246 | 0.8396 | 0.8924 | 0.7989 | 0.81239 | 0.89725 | 1.107 | 1.0785 | 0.98964 | 0.7865 | 0.92978 | 1.0784 | 1.2692 | 1.169 | 1.2844 | 1.2084 | 1.3498 | 1.3274 | 1.3038 | 2014 | -0.0025396 | 0.01053 | 0.0028232 | 0.0013361 | 0.013064 | -0.021341 | 0.00018268 | 0.0012593 | -0.0019511 | -0.0036032 | -0.0085258
| 2015 | 1.0719 | 1.3364 | 0.80215 | 0.78387 | 0.81263 | 2015 | 0.78387 | 0.81263 | 0.88163 | 0.82954 | 0.93738 | 0.77523 | 0.79755 | 0.91139 | 1.107 | 1.0932 | 0.9929 | 0.87378 | 0.94514 | 1.0719 | 1.3675 | 1.2159 | 1.2922 | 1.1436 | 1.3827 | 1.3441 | 1.3191 | 2015 | 0.0014637 | 6.4209e-05 | 0.0028168 | 0.0014544 | -0.011754 | -0.029647 | -0.0019538 | -0.00070521 | 0.0015877 | -0.0030357 | -0.0024765
| 2016 | 1.0778 | 1.297 | 0.83096 | 0.87639 | 0.80308 | 2016 | 0.87639 | 0.80308 | 0.87088 | 0.82404 | 0.90411 | 0.76368 | 0.7898 | 0.92063 | 1.107 | 1.1067 | 0.99683 | 0.87804 | 1.0308 | 1.0778 | 1.2298 | 1.2376 | 1.3079 | 1.1921 | 1.4113 | 1.3646 | 1.342 | 2016 | 0.00090632 | 0.00017232 | 0.0026656 | 0.0018072 | -0.00013019 | 0.041757 | -0.00094256 | -0.0016512 | -0.0014124 | -0.0027186 | -0.0051682
| 2017 | 1.082 | 1.2615 | 0.85769 | 0.95214 | 0.80639 | 2017 | 0.95214 | 0.80639 | 0.86842 | 0.82553 | 0.88191 | 0.74781 | 0.80489 | 0.92396 | 1.1217 | 1.1215 | 1 | 0.91517 | 1.0948 | 1.082 | 1.1364 | 1.2459 | 1.3107 | 1.2269 | 1.4469 | 1.3443 | 1.3418 | 2017 | 0.00035549 | 0.005071 | 0.0028024 | 0.0014345 | -0.005771 | 0.028909 | -0.00045512 | -0.00054868 | -0.0010558 | -0.0034423 | 0.0043706
| 2018 | 1.0992 | 1.2312 | 0.89278 | 1.0459 | 0.81224 | 2018 | 1.0459 | 0.81224 | 0.90727 | 0.82912 | 0.91895 | 0.74352 | 0.80737 | 0.92035 | 1.1217 | 1.139 | 1.0032 | 0.84035 | 1.0305 | 1.0992 | 1.0509 | 1.2115 | 1.3257 | 1.1961 | 1.4784 | 1.3614 | 1.3533 | 2018 | -0.00037093 | -4.8724e-05 | 0.0032167 | 0.0013822 | 0.011596 | 0.02891 | 0.0013572 | -0.0013854 | 0.00077721 | -0.0019838 | -0.0033601
| 2019 | 1.0911 | 1.2408 | 0.87936 | 1.0338 | 0.79837 | 2019 | 1.0338 | 0.79837 | 0.89843 | 0.81863 | 0.92225 | 0.72291 | 0.79255 | 0.92632 | 1.1268 | 1.1551 | 1.0078 | 0.93653 | 1.0614 | 1.0911 | 1.0555 | 1.2145 | 1.3329 | 1.1831 | 1.5093 | 1.3767 | 1.3667 | 2019 | 0.00060934 | 0.00185 | 0.0030538 | 0.0020774 | -0.014948 | -0.0015648 | -0.00010889 | -0.00076813 | 0.00039192 | -0.0024789 | -0.0032608
| 2020 | 1.074 | 1.21 | 0.88763 | 1.1102 | 0.77524 | 2020 | 1.1102 | 0.77524 | 0.88642 | 0.79821 | 0.87338 | 0.69709 | 0.77089 | 0.90916 | 1.1268 | 1.1698 | 1.011 | 1.0506 | 1.0731 | 1.074 | 0.96743 | 1.2117 | 1.3456 | 1.2298 | 1.5408 | 1.3933 | 1.3854 | 2020 | -0.0018958 | 0.0002117 | 0.0028948 | 0.001567 | -0.018558 | 0.033067 | 1.0932e-06 | -0.0013569 | -0.0013814 | -0.0028392 | -0.0023417
43 | DVIC
| IDYEAR | OUTIND | INPIND | PRODIND | PP1 | PPK | IDYEAR | PP1 | PPK | PP2 | PP3 | PP4 | PP5 | PP6 | QB1 | QB2 | QB3 | QB4 | QB5 | MDINDEX | OUTIND | XB1 | XB2 | XB3 | XB4 | XB5 | XB6 | KIND | IDYEAR | OC1 | OC2 | OC3 | OC4 | OC5 | IC1 | IC2 | IC3 | IC4 | IC5 | IC6
| 2006 | 1 | 1 | 1 | 1 | 1 | 2006 | 1 | 1 | 1 | 1 | 1 | 1 | 1 | 1 | 1 | 1 | 1 | 1 | 1 | 1 | 1 | 1 | 1 | 1 | 1 | 1 | 1
| 2007 | 1.0186 | 1.0206 | 0.99801 | 1.0035 | 0.9938 | 2007 | 1.0035 | 0.9938 | 1.0157 | 1.0151 | 1.0191 | 0.96361 | 0.98615 | 1.0144 | 1.0507 | 1.016 | 1.0063 | 1.0589 | 1.0507 | 1.0186 | 1.0151 | 1.0028 | 1.0034 | 0.99951 | 1.0571 | 1.0329 | 1.025 | 2007 | 0.0013968 | 0.01886 | 0.0032844 | 0.0027418 | -0.0078447 | -0.0042897 | -0.00011647 | -0.00076065 | -4.1552e-05 | -0.0078987 | -0.0073269
| 2008 | 1.0729 | 1.0369 | 1.0347 | 1.0594 | 1.0224 | 2008 | 1.0594 | 1.0224 | 1.0621 | 1.065 | 1.0336 | 0.97873 | 1.0034 | 1.0327 | 1.1156 | 1.0306 | 1.0109 | 0.89837 | 1.1156 | 1.0729 | 1.0127 | 1.0101 | 1.0074 | 1.038 | 1.0962 | 1.0693 | 1.0494 | 2008 | 0.0017314 | 0.023269 | 0.0031384 | 0.0021743 | 0.02159 | -0.00537 | -0.00011372 | -0.00074175 | -0.00024799 | -0.0020169 | -0.0072975
| 2009 | 1.0669 | 1.0995 | 0.9703 | 0.95249 | 0.98167 | 2009 | 0.95249 | 0.98167 | 1.0478 | 1.0623 | 1.0119 | 0.89304 | 0.95109 | 1.0283 | 1.1976 | 1.044 | 1.0218 | 1.1926 | 1.1976 | 1.0669 | 1.1201 | 1.0182 | 1.0043 | 1.0544 | 1.1947 | 1.1217 | 1.0868 | 2009 | -0.00039124 | 0.027169 | 0.0025015 | 0.0045735 | -0.039461 | -0.033626 | -0.00039349 | 0.00056727 | -0.00041842 | -0.013427 | -0.01136
| 2010 | 1.1028 | 1.1195 | 0.98508 | 0.97183 | 0.99449 | 2010 | 0.97183 | 0.99449 | 1.0654 | 1.0961 | 1.0276 | 0.87312 | 0.9673 | 1.0475 | 1.1985 | 1.0584 | 1.0292 | 1.0077 | 1.1649 | 1.1028 | 1.1347 | 1.0351 | 1.006 | 1.0732 | 1.263 | 1.14 | 1.1089 | 2010 | 0.0017936 | 0.00022272 | 0.0030177 | 0.0032985 | 0.024744 | -0.0081492 | -0.00052537 | -0.00024149 | -7.4416e-06 | -0.0058296 | -0.0032071
| 2011 | 1.1074 | 1.1524 | 0.96093 | 0.92761 | 0.98249 | 2011 | 0.92761 | 0.98249 | 1.0675 | 1.0989 | 1.0342 | 0.85869 | 0.93994 | 1.026 | 1.1985 | 1.0722 | 1.0308 | 0.98514 | 1.1438 | 1.1074 | 1.1938 | 1.0374 | 1.0077 | 1.0707 | 1.2896 | 1.1781 | 1.1271 | 2011 | -0.0020317 | -2.9484e-05 | 0.002772 | 0.00071486 | 0.0027446 | -0.018186 | -9.2428e-05 | -0.00039196 | 5.7916e-05 | -0.0031972 | -0.0071871
| 2012 | 1.112 | 1.2148 | 0.91541 | 0.84171 | 0.96698 | 2012 | 0.84171 | 0.96698 | 1.0529 | 1.0992 | 0.89904 | 0.83743 | 0.92249 | 1.0334 | 1.1985 | 1.0896 | 1.0391 | 1.0102 | 1.075 | 1.112 | 1.3211 | 1.0562 | 1.0117 | 1.2369 | 1.3279 | 1.2055 | 1.15 | 2012 | 0.0007015 | -1.0151e-05 | 0.0033837 | 0.0035668 | -0.0034496 | -0.0399 | -0.00069953 | -0.00087451 | -0.0020505 | -0.0042855 | -0.0049089
| 2013 | 1.1066 | 1.2355 | 0.89567 | 0.82487 | 0.94405 | 2013 | 0.82487 | 0.94405 | 1.0572 | 1.0923 | 0.84468 | 0.80185 | 0.89354 | 1.0121 | 1.1985 | 1.1068 | 1.0428 | 1.0709 | 1.1584 | 1.1066 | 1.3416 | 1.0467 | 1.0131 | 1.3101 | 1.3801 | 1.2385 | 1.1722 | 2013 | -0.0020207 | -2.0772e-05 | 0.0032788 | 0.00159 | -0.0076825 | -0.0053523 | 0.00034271 | -0.0002967 | -0.00078282 | -0.0051135 | -0.0057377
| 2014 | 1.0908 | 1.2425 | 0.87797 | 0.82486 | 0.91352 | 2014 | 0.82486 | 0.91352 | 1.0219 | 1.0719 | 0.81363 | 0.75827 | 0.86494 | 0.99487 | 1.2071 | 1.1176 | 1.0493 | 1.2482 | 1.205 | 1.0908 | 1.3225 | 1.0675 | 1.0176 | 1.3407 | 1.4386 | 1.2612 | 1.1941 | 2014 | -0.0016719 | 0.0027857 | 0.0020347 | 0.0027394 | -0.02026 | 0.0057528 | -0.00077024 | -0.00095975 | -0.00031214 | -0.0054772 | -0.0038249
| 2015 | 1.1218 | 1.2678 | 0.88483 | 0.82481 | 0.92563 | 2015 | 0.82481 | 0.92563 | 1.0596 | 1.1022 | 0.83378 | 0.74153 | 0.8747 | 1.0124 | 1.2071 | 1.1369 | 1.0531 | 1.0618 | 1.0666 | 1.1218 | 1.3601 | 1.0587 | 1.0178 | 1.3455 | 1.5128 | 1.2825 | 1.2119 | 2015 | 0.001704 | -0.00012233 | 0.0035116 | 0.0015736 | 0.021335 | -0.011277 | 0.00031009 | -8.7839e-05 | -2.7904e-05 | -0.0058189 | -0.0033206
| 2016 | 1.121 | 1.2904 | 0.86871 | 0.80496 | 0.91067 | 2016 | 0.80496 | 0.91067 | 1.0379 | 1.1002 | 0.81571 | 0.71453 | 0.8578 | 1.0177 | 1.2083 | 1.1568 | 1.0581 | 1.128 | 1.17 | 1.121 | 1.3926 | 1.08 | 1.0188 | 1.3742 | 1.5688 | 1.3068 | 1.2309 | 2016 | 0.00049965 | 0.00041046 | 0.003647 | 0.0020829 | -0.0073928 | -0.0074814 | -0.00079703 | -0.00029797 | -0.0002616 | -0.0046923 | -0.0041065
| 2017 | 1.1634 | 1.2862 | 0.90448 | 0.86447 | 0.93004 | 2017 | 0.86447 | 0.93004 | 1.0734 | 1.1431 | 0.80719 | 0.70844 | 0.8765 | 1.0197 | 1.2122 | 1.1797 | 1.0672 | 0.87307 | 1.1735 | 1.1634 | 1.3458 | 1.0838 | 1.0178 | 1.4413 | 1.6422 | 1.3273 | 1.2509 | 2017 | 0.00018473 | 0.0010677 | 0.0038905 | 0.0036313 | 0.028363 | 0.013785 | -0.00017823 | 0.00025315 | -0.000699 | -0.0064389 | -0.0035072
| 2018 | 1.1376 | 1.2605 | 0.90251 | 0.92047 | 0.8931 | 2018 | 0.92047 | 0.8931 | 1.0516 | 1.1183 | 0.75794 | 0.66009 | 0.83906 | 1.0089 | 1.2244 | 1.1979 | 1.0723 | 1.1522 | 1.2074 | 1.1376 | 1.2359 | 1.0817 | 1.0172 | 1.5009 | 1.7234 | 1.3558 | 1.2738 | 2018 | -0.0010239 | 0.0039397 | 0.0033401 | 0.0022005 | -0.030868 | 0.031532 | 7.953e-05 | 0.00014786 | -0.00051806 | -0.0056218 | -0.0053815
| 2019 | 1.1458 | 1.2788 | 0.89598 | 0.91191 | 0.88766 | 2019 | 0.91191 | 0.88766 | 1.0597 | 1.1278 | 0.70545 | 0.64287 | 0.83352 | 1.0157 | 1.2368 | 1.2222 | 1.0789 | 1.1928 | 1.2259 | 1.1458 | 1.2565 | 1.0813 | 1.016 | 1.6242 | 1.7824 | 1.3747 | 1.2908 | 2019 | 0.00064635 | 0.0037763 | 0.0041538 | 0.002669 | -0.0040456 | -0.0061694 | 3.5469e-05 | 0.00028803 | -0.0010189 | -0.004232 | -0.0033666
| 2020 | 1.1593 | 1.2858 | 0.90161 | 0.93807 | 0.88074 | 2020 | 0.93807 | 0.88074 | 1.0626 | 1.1417 | 0.64041 | 0.62268 | 0.82648 | 0.9771 | 1.2605 | 1.2374 | 1.085 | 1.1639 | 1.2553 | 1.1593 | 1.2358 | 1.091 | 1.0154 | 1.8102 | 1.8618 | 1.4027 | 1.3163 | 2020 | -0.0036998 | 0.0070487 | 0.0024296 | 0.0023913 | 0.003517 | 0.0060541 | -0.00032239 | 0.00014958 | -0.0013707 | -0.0049342 | -0.0050008
44 | DQLD
| IDYEAR | OUTIND | INPIND | PRODIND | PP1 | PPK | IDYEAR | PP1 | PPK | PP2 | PP3 | PP4 | PP5 | PP6 | QB1 | QB2 | QB3 | QB4 | QB5 | MDINDEX | OUTIND | XB1 | XB2 | XB3 | XB4 | XB5 | XB6 | KIND | IDYEAR | OC1 | OC2 | OC3 | OC4 | OC5 | IC1 | IC2 | IC3 | IC4 | IC5 | IC6
| 2006 | 1 | 1 | 1 | 1 | 1 | 2006 | 1 | 1 | 1 | 1 | 1 | 1 | 1 | 1 | 1 | 1 | 1 | 1 | 1 | 1 | 1 | 1 | 1 | 1 | 1 | 1 | 1
| 2007 | 1.1375 | 1.0318 | 1.1025 | 1.132 | 1.0846 | 2007 | 1.132 | 1.0846 | 1.1066 | 1.1286 | 0.99682 | 1.0286 | 1.0755 | 1.0053 | 1.0626 | 1.0191 | 1.0142 | 0.70443 | 1.0626 | 1.1375 | 1.0049 | 1.028 | 1.008 | 1.1412 | 1.1059 | 1.0577 | 1.0488 | 2007 | 0.00064876 | 0.027844 | 0.0054198 | 0.0075619 | 0.087399 | -0.0031171 | -0.0018678 | -0.0011787 | -0.0028579 | -0.0070311 | -0.015258
| 2008 | 1.128 | 1.0773 | 1.0471 | 1.0619 | 1.0398 | 2008 | 1.0619 | 1.0398 | 1.0877 | 1.1105 | 0.85924 | 0.9242 | 1.0335 | 1.0253 | 1.1203 | 1.041 | 1.0212 | 0.84484 | 1.1203 | 1.128 | 1.0623 | 1.0371 | 1.0158 | 1.3128 | 1.2205 | 1.0915 | 1.0848 | 2008 | 0.0020611 | 0.021404 | 0.0045744 | 0.0031493 | -0.039608 | -0.018691 | -0.0006628 | -0.0017094 | -0.0033406 | -0.0079191 | -0.010782
| 2009 | 1.1429 | 1.0998 | 1.0392 | 1.0759 | 1.017 | 2009 | 1.0759 | 1.017 | 1.0733 | 1.1147 | 0.82134 | 0.86239 | 1.0081 | 1.0592 | 1.1531 | 1.0623 | 1.0317 | 0.89181 | 1.1478 | 1.1429 | 1.0622 | 1.0648 | 1.0253 | 1.3915 | 1.3252 | 1.1337 | 1.1238 | 2009 | 0.0034126 | 0.011981 | 0.004639 | 0.004931 | -0.011875 | -0.0020857 | -0.0017283 | -0.001144 | -0.0010498 | -0.0044519 | -0.010249
| 2010 | 1.1763 | 1.1216 | 1.0487 | 1.1126 | 1.013 | 2010 | 1.1126 | 1.013 | 1.0875 | 1.1409 | 0.78986 | 0.83416 | 0.99481 | 1.0688 | 1.2143 | 1.0808 | 1.0394 | 0.89872 | 1.2143 | 1.1763 | 1.0572 | 1.0816 | 1.031 | 1.4892 | 1.4101 | 1.1824 | 1.1612 | 2010 | 0.00091832 | 0.021271 | 0.0039449 | 0.0035618 | -0.00090667 | 0.0019785 | -0.0010733 | -0.0010798 | -0.0017423 | -0.0050869 | -0.012672
| 2011 | 1.1969 | 1.2046 | 0.99358 | 0.97321 | 1.0036 | 2011 | 0.97321 | 1.0036 | 1.0926 | 1.1489 | 0.73946 | 0.80901 | 0.98386 | 1.0169 | 1.2143 | 1.0977 | 1.0435 | 0.83584 | 1.1531 | 1.1969 | 1.2298 | 1.0955 | 1.0417 | 1.6186 | 1.4794 | 1.2165 | 1.1926 | 2011 | -0.0051827 | -0.00026514 | 0.0036109 | 0.0018696 | 0.017359 | -0.053897 | -0.00087813 | -0.0019095 | -0.0022449 | -0.0036767 | -0.0087598
| 2012 | 1.2309 | 1.2392 | 0.99329 | 0.95791 | 1.0077 | 2012 | 0.95791 | 1.0077 | 1.0966 | 1.1707 | 0.74784 | 0.79724 | 0.98456 | 1.0234 | 1.2143 | 1.1127 | 1.0517 | 0.74597 | 1.1162 | 1.2309 | 1.285 | 1.1225 | 1.0514 | 1.6459 | 1.5439 | 1.2502 | 1.2214 | 2012 | 0.00064692 | -0.00016948 | 0.003034 | 0.0035673 | 0.020923 | -0.012925 | -0.001842 | -0.0014503 | -0.00049695 | -0.003383 | -0.008193
| 2013 | 1.2337 | 1.2178 | 1.013 | 1.0324 | 1.0004 | 2013 | 1.0324 | 1.0004 | 1.2063 | 1.1649 | 0.70642 | 0.76865 | 0.96514 | 1.0131 | 1.2143 | 1.1274 | 1.0371 | 0.71049 | 1.1146 | 1.2337 | 1.195 | 1.0227 | 1.0591 | 1.7464 | 1.605 | 1.2782 | 1.2332 | 2013 | -0.0010074 | -0.00015827 | 0.0028507 | -0.0063777 | 0.0069669 | 0.023535 | 0.0065345 | -0.0012274 | -0.0016463 | -0.0029581 | -0.0068572
| 2014 | 1.2506 | 1.2204 | 1.0248 | 1.0952 | 0.9855 | 2014 | 1.0952 | 0.9855 | 1.2143 | 1.1662 | 0.70047 | 0.75328 | 0.93908 | 1.0132 | 1.2143 | 1.1428 | 1.0421 | 0.66445 | 1.0814 | 1.2506 | 1.1419 | 1.0299 | 1.0724 | 1.7854 | 1.6603 | 1.3318 | 1.269 | 2014 | 2.0077e-05 | -0.00012011 | 0.0028776 | 0.0021603 | 0.0087184 | 0.015894 | -0.00056325 | -0.002037 | -0.00056107 | -0.002464 | -0.012332
| 2015 | 1.2209 | 1.2779 | 0.95546 | 0.9895 | 0.93523 | 2015 | 0.9895 | 0.93523 | 1.1893 | 1.101 | 0.65855 | 0.70954 | 0.89101 | 1.0207 | 1.2143 | 1.1575 | 1.0513 | 0.82135 | 1.1178 | 1.2209 | 1.2339 | 1.0266 | 1.109 | 1.854 | 1.7208 | 1.3703 | 1.3055 | 2015 | 0.0007271 | 4.5703e-05 | 0.0027487 | 0.0039895 | -0.031538 | -0.027217 | 0.00022034 | -0.0055479 | -0.0010528 | -0.0033833 | -0.0090745
| 2016 | 1.2328 | 1.2633 | 0.97581 | 1.0556 | 0.93215 | 2016 | 1.0556 | 0.93215 | 1.2004 | 1.1177 | 0.66603 | 0.69507 | 0.87931 | 1.0229 | 1.2143 | 1.1768 | 1.0536 | 0.79577 | 1.1192 | 1.2328 | 1.1678 | 1.0269 | 1.103 | 1.8509 | 1.7736 | 1.402 | 1.3225 | 2016 | 0.00021298 | 0.00012523 | 0.0036277 | 0.0010035 | 0.0046685 | 0.019226 | -2.8418e-05 | 0.00096462 | 0.00023537 | -0.0019299 | -0.0070243
| 2017 | 1.2778 | 1.2545 | 1.0186 | 1.1505 | 0.95083 | 2017 | 1.1505 | 0.95083 | 1.1914 | 1.1694 | 0.6771 | 0.70219 | 0.89074 | 1.0171 | 1.2143 | 1.1947 | 1.0576 | 0.64279 | 1.1665 | 1.2778 | 1.1107 | 1.0725 | 1.0927 | 1.8872 | 1.8197 | 1.4345 | 1.3439 | 2017 | -0.00056401 | -0.00016551 | 0.0030746 | 0.0016582 | 0.031877 | 0.018045 | -0.0027978 | 0.0012903 | -0.00062274 | -0.0023317 | -0.006546
| 2018 | 1.2656 | 1.267 | 0.99893 | 1.1227 | 0.93303 | 2018 | 1.1227 | 0.93303 | 1.1769 | 1.1362 | 0.6701 | 0.69173 | 0.87557 | 1.0118 | 1.2143 | 1.2166 | 1.0576 | 0.70793 | 1.163 | 1.2656 | 1.1273 | 1.0754 | 1.1139 | 1.8887 | 1.8296 | 1.4455 | 1.3565 | 2018 | -0.00052631 | 0.00010752 | 0.0040133 | 4.77e-05 | -0.013225 | -0.0053034 | -0.00013743 | -0.0032477 | 0.00010155 | 0.00015264 | -0.0014826
| 2019 | 1.2483 | 1.2565 | 0.99349 | 1.136 | 0.91969 | 2019 | 1.136 | 0.91969 | 1.1638 | 1.1407 | 0.66523 | 0.6674 | 0.8566 | 1.0242 | 1.2143 | 1.232 | 1.0618 | 0.80163 | 1.1842 | 1.2483 | 1.0988 | 1.0726 | 1.0943 | 1.8765 | 1.8704 | 1.4573 | 1.3573 | 2019 | 0.001222 | 0.00016332 | 0.0029731 | 0.0019054 | -0.02006 | 0.0092713 | 0.00016339 | 0.002872 | 0.00017665 | -0.0017027 | -0.0024449
| 2020 | 1.2526 | 1.2581 | 0.99568 | 1.1475 | 0.9156 | 2020 | 1.1475 | 0.9156 | 1.1514 | 1.1394 | 0.63896 | 0.65856 | 0.85602 | 1.0177 | 1.2197 | 1.2409 | 1.067 | 0.8085 | 1.1824 | 1.2526 | 1.0917 | 1.088 | 1.0994 | 1.9604 | 1.9021 | 1.4633 | 1.3681 | 2020 | -0.00064582 | 0.0017827 | 0.0015699 | 0.0022878 | -0.0015082 | 0.002633 | -0.00085575 | -0.00078738 | -0.0010223 | -0.00066256 | -0.00059511
45 | DSA
| IDYEAR | OUTIND | INPIND | PRODIND | PP1 | PPK | IDYEAR | PP1 | PPK | PP2 | PP3 | PP4 | PP5 | PP6 | QB1 | QB2 | QB3 | QB4 | QB5 | MDINDEX | OUTIND | XB1 | XB2 | XB3 | XB4 | XB5 | XB6 | KIND | IDYEAR | OC1 | OC2 | OC3 | OC4 | OC5 | IC1 | IC2 | IC3 | IC4 | IC5 | IC6
| 2006 | 1 | 1 | 1 | 1 | 1 | 2006 | 1 | 1 | 1 | 1 | 1 | 1 | 1 | 1 | 1 | 1 | 1 | 1 | 1 | 1 | 1 | 1 | 1 | 1 | 1 | 1 | 1
| 2007 | 0.97423 | 1.0032 | 0.97115 | 1.0512 | 0.94004 | 2007 | 1.0512 | 0.94004 | 0.96552 | 0.97418 | 0.95395 | 0.93649 | 0.92638 | 1.0278 | 1 | 1.0008 | 1.0058 | 1.153 | 0.99303 | 0.97423 | 0.9268 | 1.009 | 1.0001 | 1.0213 | 1.0403 | 1.0517 | 1.0364 | 2007 | 0.0028907 | -0.00077791 | -0.00011459 | 0.0025281 | -0.030633 | 0.019284 | -0.0001874 | -2.6986e-06 | -7.1859e-05 | -0.0085056 | -0.013688
| 2008 | 1.0732 | 1.0496 | 1.0225 | 1.0341 | 1.0133 | 2008 | 1.0341 | 1.0133 | 1.0542 | 1.0731 | 1.0294 | 0.99317 | 0.99866 | 1.0356 | 1.0704 | 1.0029 | 1.0117 | 0.83106 | 1.0704 | 1.0732 | 1.0378 | 1.018 | 1.0001 | 1.0425 | 1.0806 | 1.0747 | 1.0592 | 2008 | 0.00061141 | 0.028578 | 0.0010229 | 0.0030654 | 0.06349 | -0.027303 | -0.00022134 | 8.8703e-05 | -9.6455e-05 | -0.0091927 | -0.0084823
| 2009 | 1.102 | 1.1073 | 0.99526 | 0.96393 | 1.0111 | 2009 | 0.96393 | 1.0111 | 1.0659 | 1.1009 | 0.98552 | 0.97435 | 0.99679 | 1.0285 | 1.1546 | 1.0457 | 1.0212 | 0.91202 | 1.1546 | 1.102 | 1.1433 | 1.0339 | 1.001 | 1.1182 | 1.1311 | 1.1056 | 1.0899 | 2009 | -0.00068451 | 0.030144 | 0.0091102 | 0.0042839 | -0.016343 | -0.035975 | -0.00031721 | -0.0001579 | -0.00024292 | -0.0085975 | -0.008251
| 2010 | 1.0479 | 1.1288 | 0.92833 | 0.92179 | 0.9311 | 2010 | 0.92179 | 0.9311 | 0.99441 | 1.0466 | 0.94013 | 0.89658 | 0.90602 | 1.0501 | 1.1546 | 1.0618 | 1.028 | 1.2261 | 1.1197 | 1.0479 | 1.1369 | 1.0538 | 1.0012 | 1.1147 | 1.1688 | 1.1567 | 1.1255 | 2010 | 0.0022794 | 0.00023728 | 0.0032232 | 0.0030488 | -0.059126 | 0.0028116 | -0.00041947 | 3.5926e-05 | 1.0282e-05 | -0.0069392 | -0.014778
| 2011 | 1.0725 | 1.2311 | 0.87117 | 0.75573 | 0.93528 | 2011 | 0.75573 | 0.93528 | 1.0512 | 1.0702 | 1.0741 | 0.89878 | 0.90201 | 1.0278 | 1.1546 | 1.0735 | 1.0279 | 1.1098 | 1.1197 | 1.0725 | 1.4191 | 1.0202 | 1.0021 | 0.9985 | 1.1932 | 1.189 | 1.1467 | 2011 | -0.002328 | -0.0001943 | 0.0024874 | -3.4299e-05 | 0.023189 | -0.073505 | 0.00071794 | -7.1301e-05 | 0.00041815 | -0.0041955 | -0.010036
| 2012 | 1.1126 | 1.2635 | 0.88054 | 0.76226 | 0.94428 | 2012 | 0.76226 | 0.94428 | 1.0774 | 1.1159 | 0.97892 | 0.91341 | 0.89735 | 1.0059 | 1.1546 | 1.0839 | 1.0332 | 0.9016 | 1.0011 | 1.1126 | 1.4595 | 1.0327 | 0.99702 | 1.1365 | 1.218 | 1.2398 | 1.1782 | 2012 | -0.0022737 | -0.00028557 | 0.0021109 | 0.0024074 | 0.034745 | -0.0083587 | -0.00026543 | 0.0005611 | -0.00048824 | -0.0038374 | -0.013613
| 2013 | 1.0981 | 1.306 | 0.84081 | 0.71015 | 0.91706 | 2013 | 0.71015 | 0.91706 | 1.0593 | 1.1008 | 0.9596 | 0.88953 | 0.86534 | 1.0049 | 1.1546 | 1.0885 | 1.036 | 0.99733 | 1.0495 | 1.0981 | 1.5463 | 1.0366 | 0.9975 | 1.1443 | 1.2344 | 1.269 | 1.1974 | 2013 | -8.3754e-05 | 3.9008e-05 | 0.0009148 | 0.0012092 | -0.01517 | -0.022947 | -9.25e-05 | 2.1886e-05 | -2.6702e-05 | -0.0023375 | -0.0077018
| 2014 | 1.0679 | 1.3321 | 0.80163 | 0.67478 | 0.8788 | 2014 | 0.67478 | 0.8788 | 1.033 | 1.0812 | 0.91038 | 0.85194 | 0.8229 | 0.96794 | 1.1546 | 1.0936 | 1.0383 | 1.172 | 1.1026 | 1.0679 | 1.5825 | 1.0337 | 0.98766 | 1.173 | 1.2534 | 1.2977 | 1.2151 | 2014 | -0.0037235 | 6.5903e-05 | 0.0010223 | 0.0010463 | -0.026324 | -0.011044 | 5.3448e-05 | 0.0010444 | -8.4121e-05 | -0.0024977 | -0.0072782
| 2015 | 1.1156 | 1.356 | 0.8227 | 0.67849 | 0.90767 | 2015 | 0.67849 | 0.90767 | 1.0611 | 1.1636 | 0.91589 | 0.87748 | 0.84211 | 0.94413 | 1.1546 | 1.0964 | 1.0397 | 0.86719 | 0.99318 | 1.1156 | 1.6442 | 1.0513 | 0.95872 | 1.218 | 1.2713 | 1.3247 | 1.2291 | 2015 | -0.0024014 | -0.00021741 | 0.00048772 | 0.00054395 | 0.045312 | -0.0094991 | -0.00035533 | 0.0030136 | -0.00013832 | -0.0025377 | -0.0082631
| 2016 | 1.1031 | 1.2835 | 0.8595 | 0.80002 | 0.88748 | 2016 | 0.80002 | 0.88748 | 1.0575 | 1.1439 | 0.90975 | 0.84645 | 0.82561 | 0.94528 | 1.1546 | 1.1025 | 1.0469 | 0.97961 | 1.0039 | 1.1031 | 1.3789 | 1.0432 | 0.96436 | 1.2126 | 1.3033 | 1.3362 | 1.243 | 2016 | 3.1484e-05 | 0.00023287 | 0.0012522 | 0.0032011 | -0.015931 | 0.06186 | 0.00017736 | -0.00053121 | 4.6319e-05 | -0.0047267 | -0.0018526
| 2017 | 1.0884 | 1.3573 | 0.80188 | 0.68524 | 0.86779 | 2017 | 0.68524 | 0.86779 | 1.0285 | 1.1287 | 0.89814 | 0.82522 | 0.81099 | 0.93246 | 1.1546 | 1.1277 | 1.0488 | 1.0917 | 1.0629 | 1.0884 | 1.5883 | 1.0582 | 0.96427 | 1.2118 | 1.3189 | 1.342 | 1.2542 | 2017 | -0.0013594 | -1.2784e-05 | 0.004873 | 0.00082721 | -0.017807 | -0.049741 | -0.00025352 | -0.00030593 | 1.9224e-05 | -0.0009702 | -0.0046587
| 2018 | 1.1151 | 1.3568 | 0.82184 | 0.71647 | 0.8803 | 2018 | 0.71647 | 0.8803 | 1.0462 | 1.1449 | 0.88631 | 0.83485 | 0.82285 | 0.92691 | 1.1546 | 1.1484 | 1.0528 | 0.96686 | 1.0081 | 1.1151 | 1.5563 | 1.0658 | 0.97391 | 1.2581 | 1.3356 | 1.3551 | 1.2667 | 2018 | -0.00053908 | -9.7411e-05 | 0.0037854 | 0.001649 | 0.019432 | 0.0062651 | -0.00011336 | -0.00086318 | -9.7349e-05 | -0.0019729 | -0.0028719
| 2019 | 1.0966 | 1.3786 | 0.79545 | 0.6867 | 0.85686 | 2019 | 0.6867 | 0.85686 | 1.0331 | 1.1177 | 0.8668 | 0.79735 | 0.80644 | 0.91752 | 1.1546 | 1.1635 | 1.0527 | 1.0888 | 1.1276 | 1.0966 | 1.5969 | 1.0615 | 0.98113 | 1.2651 | 1.3753 | 1.3598 | 1.2798 | 2019 | -0.0010453 | 5.5897e-05 | 0.0028875 | -1.5174e-05 | -0.018598 | -0.009376 | 7.1458e-05 | -0.00068864 | -1.2856e-05 | -0.0049371 | -0.00097375
| 2020 | 1.1285 | 1.3353 | 0.84512 | 0.79292 | 0.86924 | 2020 | 0.79292 | 0.86924 | 1.0592 | 1.135 | 0.87384 | 0.80004 | 0.82096 | 0.89914 | 1.1546 | 1.1743 | 1.0541 | 0.90026 | 1.0658 | 1.1285 | 1.4232 | 1.0654 | 0.99421 | 1.2914 | 1.4105 | 1.3746 | 1.2982 | 2020 | -0.0018962 | -0.00012822 | 0.0017461 | 0.0004751 | 0.028461 | 0.041951 | -6.4914e-05 | -0.0012726 | -4.7697e-05 | -0.0043279 | -0.0043221
46 | DTAS
| IDYEAR | OUTIND | INPIND | PRODIND | PP1 | PPK | IDYEAR | PP1 | PPK | PP2 | PP3 | PP4 | PP5 | PP6 | QB1 | QB2 | QB3 | QB4 | QB5 | MDINDEX | OUTIND | XB1 | XB2 | XB3 | XB4 | XB5 | XB6 | KIND | IDYEAR | OC1 | OC2 | OC3 | OC4 | OC5 | IC1 | IC2 | IC3 | IC4 | IC5 | IC6
| 2006 | 1 | 1 | 1 | 1 | 1 | 2006 | 1 | 1 | 1 | 1 | 1 | 1 | 1 | 1 | 1 | 1 | 1 | 1 | 1 | 1 | 1 | 1 | 1 | 1 | 1 | 1 | 1
| 2007 | 0.97703 | 1.0086 | 0.96872 | 0.97902 | 0.96367 | 2007 | 0.97902 | 0.96367 | 0.97703 | 0.97703 | 0.97703 | 0.97678 | 0.94199 | 0.9929 | 1.08 | 1.0193 | 1 | 1.3359 | 1.08 | 0.97703 | 0.99797 | 1 | 1 | 1 | 1.0003 | 1.0372 | 1.0139 | 2007 | -0.00069454 | 0.03107 | 0.0038647 | -0.0004311 | -0.057045 | -0.00113 | 1.0976e-06 | 9.0869e-05 | 5.9822e-05 | -7.6842e-05 | -0.0074878
| 2008 | 0.97877 | 1.0251 | 0.95476 | 0.97114 | 0.94627 | 2008 | 0.97114 | 0.94627 | 0.97877 | 0.97877 | 0.97877 | 0.97851 | 0.8998 | 0.99829 | 1.0856 | 1.039 | 1 | 1.3775 | 1.0856 | 0.97877 | 1.0078 | 1 | 1 | 1 | 1.0003 | 1.0878 | 1.0343 | 2008 | 0.00052211 | 0.0021034 | 0.0045959 | 0.00040388 | -0.0058505 | -0.0024766 | 3.4535e-07 | 6.0783e-05 | 1.8835e-06 | -0.00013656 | -0.013742
| 2009 | 0.95256 | 1.0803 | 0.88179 | 0.84593 | 0.90286 | 2009 | 0.84593 | 0.90286 | 0.94622 | 0.95347 | 0.65595 | 0.94971 | 0.84101 | 1.0309 | 1.0856 | 1.0591 | 1.0027 | 1.6128 | 1.0668 | 0.95256 | 1.1261 | 1.0067 | 0.99905 | 1.4522 | 1.003 | 1.1326 | 1.055 | 2009 | 0.0034055 | 4.3586e-05 | 0.0040917 | 0.00092654 | -0.035605 | -0.038251 | -3.0606e-05 | 0.00054667 | -0.0014315 | 0.00017061 | -0.013376
| 2010 | 0.95856 | 1.1711 | 0.81853 | 0.71889 | 0.88049 | 2010 | 0.71889 | 0.88049 | 0.95218 | 0.9412 | 0.65704 | 0.91814 | 0.81117 | 1.0217 | 1.0856 | 1.0796 | 1.0199 | 1.6767 | 1.0452 | 0.95856 | 1.3334 | 1.0067 | 1.0185 | 1.4589 | 1.044 | 1.1817 | 1.0887 | 2010 | -0.0009894 | -2.7019e-05 | 0.0043864 | 0.0082267 | -0.0053168 | -0.060984 | 5.9755e-07 | -0.0052328 | -2.7101e-05 | -0.0048267 | -0.0096506
| 2011 | 1.0401 | 1.1759 | 0.88449 | 0.81037 | 0.92658 | 2011 | 0.81037 | 0.92658 | 1.0332 | 1.0113 | 0.6139 | 0.95658 | 0.83909 | 0.99913 | 1.0856 | 1.1006 | 1.0385 | 1.1589 | 1.0179 | 1.0401 | 1.2835 | 1.0067 | 1.0285 | 1.6942 | 1.0873 | 1.2395 | 1.1225 | 2011 | -0.0023874 | -7.5186e-05 | 0.0042962 | 0.0086276 | 0.071167 | 0.015351 | 4.4182e-07 | -0.0026096 | -0.00056859 | -0.0049924 | -0.011307
| 2012 | 1.0173 | 1.2279 | 0.82846 | 0.72649 | 0.89212 | 2012 | 0.72649 | 0.89212 | 1.0105 | 0.98244 | 0.58422 | 0.92335 | 0.79893 | 0.97063 | 1.0856 | 1.1107 | 1.0477 | 1.3463 | 0.98024 | 1.0173 | 1.4003 | 1.0067 | 1.0355 | 1.7413 | 1.1017 | 1.2733 | 1.1403 | 2012 | -0.0029043 | 1.033e-05 | 0.0019911 | 0.004038 | -0.0253 | -0.033097 | 9.7929e-07 | -0.0019016 | -8.9442e-05 | -0.001636 | -0.0065499
| 2013 | 1.0435 | 1.1436 | 0.91245 | 0.91832 | 0.91019 | 2013 | 0.91832 | 0.91019 | 1.0365 | 1.0044 | 0.60159 | 0.94106 | 0.8131 | 0.95482 | 1.0856 | 1.1166 | 1.0531 | 1.1589 | 0.96143 | 1.0435 | 1.1363 | 1.0067 | 1.039 | 1.7346 | 1.1089 | 1.2834 | 1.1465 | 2013 | -0.0016199 | -3.4137e-05 | 0.0011055 | 0.0022851 | 0.023694 | 0.075002 | -1.29e-06 | -0.00086994 | -1.0862e-06 | -0.00086469 | -0.0021346
| 2014 | 0.99295 | 1.1624 | 0.85424 | 0.85651 | 0.85306 | 2014 | 0.85651 | 0.85306 | 0.98668 | 0.95062 | 0.51937 | 0.87531 | 0.75758 | 0.92426 | 1.0856 | 1.1201 | 1.0606 | 1.5685 | 0.98999 | 0.99295 | 1.1593 | 1.0064 | 1.0445 | 1.9118 | 1.1344 | 1.3107 | 1.164 | 2014 | -0.003315 | 3.71e-05 | 0.0007322 | 0.0033489 | -0.050451 | -0.0067985 | 1.8979e-06 | -0.0014801 | -0.00031813 | -0.0025877 | -0.0050884
| 2015 | 1.0438 | 1.1063 | 0.9435 | 1.0639 | 0.88876 | 2015 | 1.0639 | 0.88876 | 1.0371 | 0.99441 | 0.54425 | 0.91365 | 0.78512 | 0.94089 | 1.0856 | 1.1293 | 1.0669 | 1.2085 | 0.98236 | 1.0438 | 0.98114 | 1.0064 | 1.0497 | 1.9178 | 1.1424 | 1.3295 | 1.1744 | 2015 | 0.0018592 | -3.786e-05 | 0.0016935 | 0.002552 | 0.043868 | 0.055958 | -8.0349e-07 | -0.0014022 | -1.4473e-05 | -0.0008844 | -0.0042096
| 2016 | 1.0367 | 1.1375 | 0.91133 | 0.98492 | 0.87731 | 2016 | 0.98492 | 0.87731 | 1.032 | 0.98121 | 0.51306 | 0.90081 | 0.77529 | 0.95384 | 1.0856 | 1.1384 | 1.0694 | 1.2971 | 1.0113 | 1.0367 | 1.0525 | 1.0045 | 1.0565 | 2.0205 | 1.1508 | 1.3371 | 1.1816 | 2016 | 0.0013521 | 2.9632e-06 | 0.0017158 | 0.0010494 | -0.010983 | -0.023679 | 8.2595e-06 | -0.0019014 | -0.000189 | -0.00098089 | -0.0010895
| 2017 | 1.052 | 1.2615 | 0.83392 | 0.76104 | 0.87897 | 2017 | 0.76104 | 0.87897 | 1.0479 | 0.98459 | 0.51372 | 0.91013 | 0.771 | 0.94247 | 1.0856 | 1.1477 | 1.0714 | 1.1877 | 1.0012 | 1.052 | 1.3823 | 1.0039 | 1.0684 | 2.0477 | 1.1558 | 1.3644 | 1.1968 | 2017 | -0.0011754 | -9.8083e-06 | 0.0017025 | 0.00082519 | 0.013316 | -0.096815 | 3.1789e-06 | -0.0029343 | -9.7692e-06 | -0.00026417 | -0.0034069
| 2018 | 1.0325 | 1.2224 | 0.84462 | 0.82659 | 0.85527 | 2018 | 0.82659 | 0.85527 | 1.0331 | 0.94951 | 0.51415 | 0.87773 | 0.75864 | 0.96502 | 1.0856 | 1.1488 | 1.0734 | 1.3694 | 1.0016 | 1.0325 | 1.2491 | 0.99938 | 1.0874 | 2.0081 | 1.1763 | 1.3609 | 1.2072 | 2018 | 0.0023067 | 5.8574e-05 | 0.00044275 | 0.0011651 | -0.022682 | 0.036376 | 1.9828e-05 | -0.0052456 | 6.2867e-05 | -0.0021326 | 0.00238
| 2019 | 1.0342 | 1.184 | 0.87354 | 0.9348 | 0.84356 | 2019 | 0.9348 | 0.84356 | 1.0401 | 0.94288 | 0.51432 | 0.86749 | 0.74452 | 0.97125 | 1.0856 | 1.1588 | 1.0779 | 1.3896 | 0.96558 | 1.0342 | 1.1064 | 0.99435 | 1.0969 | 2.0109 | 1.1922 | 1.3891 | 1.226 | 2019 | 0.00065134 | 6.8013e-06 | 0.0019325 | 0.001971 | -0.0028385 | 0.044248 | 2.1798e-05 | -0.00238 | 1.9484e-05 | -0.0014031 | -0.0085638
| 2020 | 1.0462 | 1.2028 | 0.86982 | 0.91453 | 0.84602 | 2020 | 0.91453 | 0.84602 | 1.0505 | 0.9516 | 0.49781 | 0.87083 | 0.73979 | 0.98931 | 1.0856 | 1.1728 | 1.0802 | 1.3451 | 1.0154 | 1.0462 | 1.144 | 0.99591 | 1.0995 | 2.1017 | 1.2014 | 1.4142 | 1.2367 | 2020 | 0.0018717 | -4.8157e-06 | 0.0026037 | 0.00096932 | 0.0060868 | -0.011382 | -7.6534e-06 | -0.00073845 | -0.00011096 | -0.0005309 | -0.003027

## 2.Shazam-pooled
Shazam Pooled MTFP Index Results
| Output, Input & TFP Indexes |  |  |  | PFP Indexes
| IDYEAR | CCDOI | CCDII | CCDTFP | IDYEAR | PPK | PP1 | PP2 | PP3 | PP4 | PP5 | PP6
| 106 | 1 | 1 | 1 | 106 | 1 | bar: PP1 to PP6
| 107 | 0.98917 | 1.0009 | 0.98831 | 107 | 0.97962 | 0.99302 | 0.98917 | 0.99283 | 0.98917 | 0.97239 | 0.9668
| 108 | 1.0356 | 1.0365 | 0.99906 | 108 | 1.0143 | 0.97565 | 1.0356 | 1.0451 | 1.0356 | 0.9921 | 0.99164
| 109 | 1.0338 | 1.0486 | 0.98588 | 109 | 1.0011 | 0.95545 | 1.0338 | 1.0463 | 1.0338 | 0.96231 | 0.96372
| 110 | 1.0528 | 1.1107 | 0.9479 | 110 | 1.0043 | 0.86265 | 1.0528 | 1.0648 | 1.0528 | 0.95235 | 0.9651
| 111 | 1.0185 | 1.1706 | 0.87002 | 111 | 0.95372 | 0.74912 | 1.0185 | 1.0278 | 1.0185 | 0.89367 | 0.9091
| 112 | 1.103 | 1.2135 | 0.90892 | 112 | 1.0172 | 0.75885 | 0.99116 | 1.1287 | 1.103 | 0.92569 | 0.97816
| 113 | 1.121 | 1.2692 | 0.88328 | 113 | 1.0189 | 0.70444 | 1.0074 | 1.1546 | 1.121 | 0.91313 | 0.97492
| 114 | 1.1292 | 1.3725 | 0.8227 | 114 | 0.99385 | 0.62694 | 1.0145 | 1.1757 | 0.29274 | 0.89504 | 0.95464
| 115 | 1.1376 | 1.3274 | 0.857 | 115 | 0.99962 | 0.67765 | 1.0221 | 1.2151 | 0.29383 | 0.88712 | 0.94823
| 116 | 1.1419 | 1.0736 | 1.0636 | 116 | 0.9955 | 1.2551 | 1.0259 | 1.206 | 0.29476 | 0.87941 | 0.94346
| 117 | 1.139 | 1.1203 | 1.0167 | 117 | 0.98682 | 1.103 | 1.0593 | 1.1857 | 0.29144 | 0.86717 | 0.93623
| 118 | 1.1661 | 1.1824 | 0.98621 | 118 | 1.0005 | 0.96929 | 1.0834 | 1.2059 | 0.29717 | 0.8777 | 0.94695
| 119 | 1.1669 | 1.1809 | 0.98818 | 119 | 0.98204 | 1.0085 | 1.0842 | 1.205 | 0.29738 | 0.86531 | 0.91714
| 120 | 1.1847 | 1.1716 | 1.0112 | 120 | 0.9819 | 1.0783 | 1.1007 | 1.2192 | 0.29812 | 0.85208 | 0.91812
| 206 | 8.4369 | 9.0556 | 0.93168 | 206 | 1.0473 | 0.76967 | 1.5301 | 1.4656 | 0.019391 | 1.6148 | 1.0454
| 207 | 8.488 | 8.6225 | 0.98441 | 207 | 1.0237 | 0.91504 | 1.6231 | 1.4775 | 0.019561 | 1.5763 | 1.0064
| 208 | 8.4504 | 9.959 | 0.84852 | 208 | 1.0162 | 0.64089 | 1.6151 | 1.4702 | 0.019654 | 1.5377 | 0.96263
| 209 | 8.3982 | 9.7699 | 0.8596 | 209 | 0.973 | 0.70324 | 1.5848 | 1.4601 | 0.020081 | 1.4907 | 0.91274
| 210 | 8.8407 | 10.2452 | 0.8629 | 210 | 1.0257 | 0.65308 | 1.6463 | 1.5423 | 0.020508 | 1.5384 | 0.9186
| 211 | 8.8614 | 10.212 | 0.86774 | 211 | 1.0031 | 0.68484 | 1.6148 | 1.549 | 0.020195 | 1.4979 | 0.90519
| 212 | 9.0028 | 10.8907 | 0.82665 | 212 | 0.9752 | 0.63017 | 1.6268 | 1.5812 | 0.020171 | 1.4743 | 0.88178
| 213 | 9.0932 | 10.1654 | 0.89452 | 213 | 0.96637 | 0.80554 | 1.6242 | 1.6028 | 0.019827 | 1.4498 | 0.86048
| 214 | 8.9988 | 10.7166 | 0.8397 | 214 | 0.92954 | 0.71507 | 1.6749 | 1.5572 | 0.018685 | 1.3988 | 0.82638
| 215 | 9.079 | 11.5341 | 0.78715 | 215 | 0.91599 | 0.61484 | 1.6209 | 1.5532 | 0.02045 | 1.3974 | 0.82241
| 216 | 9.0398 | 11.1039 | 0.81411 | 216 | 0.90765 | 0.68519 | 1.6407 | 1.5221 | 0.019339 | 1.3761 | 0.80931
| 217 | 9.0293 | 10.6032 | 0.85156 | 217 | 0.91368 | 0.7744 | 1.6008 | 1.4992 | 0.018895 | 1.3541 | 0.84484
| 218 | 9.1782 | 10.0851 | 0.91008 | 218 | 0.92352 | 0.92002 | 1.6928 | 1.5314 | 0.019925 | 1.3601 | 0.84892
| 219 | 9.1325 | 9.9884 | 0.91431 | 219 | 0.9058 | 0.97424 | 1.6849 | 1.4372 | 0.020389 | 1.3369 | 0.84539
| 220 | 8.892 | 9.5695 | 0.9292 | 220 | 0.88282 | 1.0688 | 1.6688 | 1.4861 | 0.018907 | 1.2825 | 0.81387
| 306 | 1.4592 | 0.97039 | 1.5037 | 306 | 1.4424 | 1.8501 | 12.4289 | 4.1677 | 0.15441 | 2.1154 | 0.74661
| 307 | 1.5117 | 1.0154 | 1.4888 | 307 | 1.4594 | 1.6777 | 12.7008 | 4.2589 | 0.15159 | 2.0801 | 0.76313
| 308 | 1.5629 | 1.0196 | 1.5329 | 308 | 1.5013 | 1.8235 | 13.7241 | 4.6021 | 0.15164 | 2.0805 | 0.76042
| 309 | 1.523 | 1.0652 | 1.4298 | 309 | 1.4391 | 1.5063 | 13.3803 | 4.4867 | 0.14509 | 1.9892 | 0.73182
| 310 | 1.5316 | 1.1148 | 1.3739 | 310 | 1.4304 | 1.3937 | 13.497 | 4.5259 | 0.14323 | 1.958 | 0.71242
| 311 | 1.596 | 1.1018 | 1.4485 | 311 | 1.461 | 1.5632 | 13.8041 | 4.6376 | 0.15468 | 1.8895 | 0.731
| 312 | 1.5701 | 1.1921 | 1.3172 | 312 | 1.4067 | 1.221 | 13.5803 | 4.5453 | 0.12281 | 1.863 | 0.70806
| 313 | 1.5833 | 1.1921 | 1.3281 | 313 | 1.3984 | 1.2758 | 13.6945 | 4.5824 | 0.12171 | 1.8506 | 0.70223
| 314 | 1.5724 | 1.2116 | 1.2979 | 314 | 1.3695 | 1.2379 | 13.0301 | 4.7104 | 0.11245 | 1.8091 | 0.67972
| 315 | 1.6073 | 1.2066 | 1.3321 | 315 | 1.385 | 1.3127 | 13.2803 | 4.8096 | 0.11283 | 1.8305 | 0.69165
| 316 | 1.6249 | 1.2246 | 1.3268 | 316 | 1.3805 | 1.3189 | 13.4216 | 4.9189 | 0.10468 | 1.8373 | 0.69014
| 317 | 1.6625 | 1.2288 | 1.353 | 317 | 1.3966 | 1.3998 | 13.772 | 4.9783 | 0.1072 | 1.8653 | 0.70338
| 318 | 1.6556 | 1.1693 | 1.4159 | 318 | 1.4001 | 1.6152 | 13.8331 | 5.092 | 0.10491 | 1.9101 | 0.6988
| 319 | 1.6764 | 1.2096 | 1.3859 | 319 | 1.41 | 1.4554 | 14.0069 | 5.1594 | 0.10622 | 1.932 | 0.69795
| 320 | 1.6343 | 1.1927 | 1.3703 | 320 | 1.3635 | 1.508 | 13.6416 | 5.1464 | 0.093054 | 1.9119 | 0.66863
| 406 | 5.7631 | 4.1494 | 1.3889 | 406 | 1.519 | 1.1996 | 1.2459 | 0.98113 | 0.10454 | 4.0554 | 1.2786
| 407 | 5.8421 | 4.4213 | 1.3214 | 407 | 1.4613 | 1.1273 | 1.2518 | 0.99338 | 0.096425 | 3.7935 | 1.2213
| 408 | 5.8495 | 4.8915 | 1.1958 | 408 | 1.4109 | 0.92482 | 1.2309 | 0.99246 | 0.091137 | 3.5091 | 1.1805
| 409 | 6.0425 | 4.8074 | 1.2569 | 409 | 1.4156 | 1.0421 | 1.266 | 1.0257 | 0.087629 | 3.4422 | 1.1857
| 410 | 6.2239 | 4.7873 | 1.3001 | 410 | 1.4215 | 1.1169 | 1.3003 | 1.0571 | 0.089659 | 3.3517 | 1.1829
| 411 | 6.3705 | 4.9448 | 1.2883 | 411 | 1.4271 | 1.0867 | 1.3308 | 1.0823 | 0.086985 | 3.2128 | 1.1904
| 412 | 6.2235 | 5.0567 | 1.2307 | 412 | 1.3598 | 1.0447 | 1.2844 | 1.0578 | 0.071368 | 2.9557 | 1.1318
| 413 | 6.1607 | 4.9564 | 1.243 | 413 | 1.3018 | 1.1548 | 1.2465 | 1.0502 | 0.063715 | 2.755 | 1.0743
| 414 | 6.3761 | 5.3107 | 1.2006 | 414 | 1.2986 | 1.0583 | 1.3148 | 1.0939 | 0.059533 | 2.7121 | 1.0551
| 415 | 6.3684 | 5.4462 | 1.1693 | 415 | 1.2649 | 1.0302 | 1.2842 | 1.1087 | 0.057771 | 2.5845 | 1.0483
| 416 | 6.4748 | 5.6644 | 1.1431 | 416 | 1.2622 | 0.97632 | 1.3098 | 1.1344 | 0.058254 | 2.5171 | 1.0426
| 417 | 6.7698 | 5.5143 | 1.2277 | 417 | 1.3038 | 1.1137 | 1.369 | 1.186 | 0.057368 | 2.5181 | 1.0736
| 418 | 6.8585 | 5.4706 | 1.2537 | 418 | 1.2624 | 1.2374 | 1.4413 | 1.2012 | 0.057396 | 2.4399 | 1.0653
| 419 | 6.8528 | 5.4087 | 1.267 | 419 | 1.2442 | 1.3089 | 1.4373 | 1.2029 | 0.05487 | 2.3244 | 1.0509
| 420 | 6.7879 | 5.2497 | 1.293 | 420 | 1.213 | 1.4515 | 1.4334 | 1.199 | 0.054146 | 2.2285 | 1.0258
| 506 | 7.0051 | 5.6559 | 1.2385 | 506 | 1.2593 | 1.2081 | 2.1409 | 0.69544 | 0.065541 | 3.9208 | 1.0874
| 507 | 7.8735 | 6.2283 | 1.2642 | 507 | 1.3261 | 1.1681 | 2.3145 | 0.77661 | 0.064164 | 4.0018 | 1.1376
| 508 | 7.9232 | 6.5104 | 1.217 | 508 | 1.2716 | 1.128 | 2.3313 | 0.7785 | 0.055665 | 3.7335 | 1.0977
| 509 | 8.3116 | 6.7874 | 1.2246 | 509 | 1.2821 | 1.1394 | 2.3917 | 0.81359 | 0.054936 | 3.6458 | 1.0957
| 510 | 8.5907 | 6.9764 | 1.2314 | 510 | 1.2771 | 1.1637 | 2.4135 | 0.83869 | 0.053465 | 3.5667 | 1.096
| 511 | 8.7357 | 7.3706 | 1.1852 | 511 | 1.2575 | 1.077 | 2.4049 | 0.8506 | 0.04998 | 3.4715 | 1.0818
| 512 | 8.9622 | 7.6662 | 1.1691 | 512 | 1.2611 | 1.0324 | 2.3715 | 0.87014 | 0.050473 | 3.4339 | 1.0835
| 513 | 8.9471 | 7.9669 | 1.123 | 513 | 1.2325 | 0.9627 | 2.3614 | 0.86736 | 0.047152 | 3.3227 | 1.059
| 514 | 8.929 | 7.7777 | 1.148 | 514 | 1.2131 | 1.0468 | 2.3128 | 0.86541 | 0.046004 | 3.2207 | 1.0382
| 515 | 8.821 | 7.9446 | 1.1103 | 515 | 1.1759 | 1.0136 | 2.3141 | 0.85383 | 0.04361 | 3.1163 | 0.98275
| 516 | 9.0066 | 7.6689 | 1.1744 | 516 | 1.1841 | 1.1642 | 2.3397 | 0.87079 | 0.044793 | 3.0627 | 0.99244
| 517 | 9.2257 | 7.7581 | 1.1892 | 517 | 1.1973 | 1.1861 | 2.349 | 0.8916 | 0.045429 | 3.0475 | 0.99868
| 518 | 9.2106 | 7.7824 | 1.1835 | 518 | 1.1875 | 1.1804 | 2.3527 | 0.89037 | 0.045339 | 2.9589 | 0.98877
| 519 | 9.2555 | 7.6557 | 1.209 | 519 | 1.1878 | 1.2571 | 2.3794 | 0.89488 | 0.045913 | 2.8949 | 0.98331
| 520 | 9.2517 | 7.5502 | 1.2254 | 520 | 1.1741 | 1.3261 | 2.3311 | 0.89486 | 0.043778 | 2.8302 | 0.97161
| 606 | 7.2351 | 5.8864 | 1.2291 | 606 | 1.4704 | 0.90856 | 1.1665 | 0.3776 | 0.83074 | 8.1007 | 2.0169
| 607 | 8.3286 | 5.7366 | 1.4518 | 607 | 1.6376 | 1.1749 | 1.3141 | 0.43091 | 0.90521 | 8.3619 | 2.259
| 608 | 8.1904 | 5.9771 | 1.3703 | 608 | 1.5784 | 1.0784 | 1.2744 | 0.41963 | 0.87049 | 7.1311 | 2.1964
| 609 | 7.9501 | 6.011 | 1.3226 | 609 | 1.4788 | 1.0855 | 1.2022 | 0.40241 | 0.83293 | 6.252 | 2.1003
| 610 | 8.1617 | 6.0943 | 1.3392 | 610 | 1.4689 | 1.1389 | 1.2204 | 0.41023 | 0.71228 | 5.9565 | 2.0298
| 611 | 8.5051 | 6.6332 | 1.2822 | 611 | 1.5107 | 0.96502 | 1.2607 | 0.42138 | 0.69074 | 5.8731 | 2.0612
| 612 | 8.8023 | 6.763 | 1.3015 | 612 | 1.523 | 0.97775 | 1.2839 | 0.43071 | 0.69364 | 5.7626 | 2.0627
| 613 | 8.9926 | 6.2299 | 1.4434 | 613 | 1.5615 | 1.2574 | 1.524 | 0.43557 | 0.7422 | 5.5913 | 2.0572
| 614 | 9.2947 | 6.4136 | 1.4492 | 614 | 1.5459 | 1.2937 | 1.5761 | 0.44194 | 0.75659 | 5.5432 | 1.954
| 615 | 9.0209 | 6.8775 | 1.3117 | 615 | 1.458 | 1.0898 | 1.5252 | 0.40839 | 0.74952 | 5.0658 | 1.8921
| 616 | 8.9398 | 6.9364 | 1.2888 | 616 | 1.4315 | 1.0725 | 1.5204 | 0.40819 | 0.69407 | 4.9332 | 1.793
| 617 | 9.3875 | 6.8349 | 1.3735 | 617 | 1.4501 | 1.2505 | 1.5059 | 0.43469 | 0.6234 | 5.0766 | 1.8228
| 618 | 9.2215 | 6.9391 | 1.3289 | 618 | 1.4102 | 1.1959 | 1.4698 | 0.41501 | 0.60806 | 5.1509 | 1.7794
| 619 | 8.8894 | 6.9452 | 1.2799 | 619 | 1.3629 | 1.1457 | 1.4172 | 0.41064 | 0.58033 | 4.8977 | 1.7085
| 620 | 8.9548 | 7.0435 | 1.2714 | 620 | 1.3712 | 1.1129 | 1.4126 | 0.41074 | 0.58617 | 4.8979 | 1.7372
| 706 | 8.5795 | 5.9333 | 1.446 | 706 | 1.4508 | 1.4109 | 1.6607 | 0.32295 | 0.71458 | 7.7782 | 1.7925
| 707 | 9.2772 | 6.6684 | 1.3912 | 707 | 1.4533 | 1.2703 | 1.7202 | 0.32362 | 0.77269 | 6.9919 | 1.8066
| 708 | 9.2495 | 7.1107 | 1.3008 | 708 | 1.4501 | 1.0773 | 1.6736 | 0.30335 | 1.7679 | 9.6041 | 1.6993
| 709 | 8.9304 | 7.1336 | 1.2519 | 709 | 1.3318 | 1.112 | 1.5173 | 0.27629 | 1.228 | 8.2289 | 1.5875
| 710 | 9.5709 | 7.6357 | 1.2534 | 710 | 1.3379 | 1.1122 | 1.5098 | 0.28277 | 1.2843 | 7.962 | 1.6102
| 711 | 9.422 | 7.7888 | 1.2097 | 711 | 1.2754 | 1.0974 | 1.4192 | 0.26443 | 1.0598 | 6.8224 | 1.5668
| 712 | 9.3654 | 8.7595 | 1.0692 | 712 | 1.1972 | 0.88168 | 1.3936 | 0.25521 | 0.84405 | 6.2043 | 1.5308
| 713 | 9.4703 | 8.638 | 1.0964 | 713 | 1.1622 | 0.98501 | 1.282 | 0.24954 | 0.67998 | 5.9504 | 1.5422
| 714 | 10.325 | 8.4045 | 1.2285 | 714 | 1.2836 | 1.1324 | 1.3461 | 0.27569 | 0.5678 | 6.1633 | 1.6881
| 715 | 10.0532 | 8.6597 | 1.1609 | 715 | 1.1689 | 1.1261 | 1.2489 | 0.26617 | 0.49953 | 5.734 | 1.6152
| 716 | 10.0028 | 8.114 | 1.2328 | 716 | 1.1405 | 1.4205 | 1.1784 | 0.26109 | 0.49723 | 5.5747 | 1.5839
| 717 | 9.8349 | 8.231 | 1.1949 | 717 | 1.1058 | 1.3877 | 1.1592 | 0.25657 | 0.48463 | 5.3016 | 1.5491
| 718 | 10.0828 | 8.3691 | 1.2048 | 718 | 1.1171 | 1.3552 | 1.2057 | 0.25897 | 0.48949 | 5.3167 | 1.5778
| 719 | 9.9385 | 8.8308 | 1.1254 | 719 | 1.0824 | 1.1763 | 1.1831 | 0.25575 | 0.46475 | 5.1866 | 1.5099
| 720 | 9.8482 | 8.8238 | 1.1161 | 720 | 1.0367 | 1.2101 | 1.1611 | 0.24774 | 0.44835 | 5.0245 | 1.4809
| 806 | 1.2714 | 1.1794 | 1.078 | 806 | 1.2111 | 0.91058 | 2.4301 | 0.61325 | 0.20457 | 1.7508 | 1.1655
| 807 | 1.3214 | 1.2167 | 1.086 | 807 | 1.2472 | 0.89642 | 2.5218 | 0.634 | 0.23555 | 1.7516 | 1.2031
| 808 | 1.3802 | 1.1336 | 1.2175 | 808 | 1.2551 | 1.1595 | 2.6211 | 0.65403 | 0.24611 | 1.6938 | 1.1823
| 809 | 1.3947 | 1.1918 | 1.1702 | 809 | 1.2389 | 1.0735 | 2.5272 | 0.66218 | 0.2487 | 1.6453 | 1.1467
| 810 | 1.4269 | 1.267 | 1.1262 | 810 | 1.2657 | 0.93672 | 2.5721 | 0.67888 | 0.25435 | 1.6148 | 1.1834
| 811 | 1.4519 | 1.2876 | 1.1275 | 811 | 1.2485 | 0.96603 | 2.6425 | 0.69867 | 0.25428 | 1.5726 | 1.1064
| 812 | 1.4728 | 1.3706 | 1.0746 | 812 | 1.2525 | 0.86289 | 2.6587 | 0.71863 | 0.24285 | 1.5178 | 1.109
| 813 | 1.4487 | 1.3518 | 1.0717 | 813 | 1.2126 | 0.88676 | 2.584 | 0.71196 | 0.23956 | 1.4391 | 1.0698
| 814 | 1.4532 | 1.3575 | 1.0705 | 814 | 1.1939 | 0.90236 | 2.6628 | 0.70546 | 0.2616 | 1.3481 | 1.0538
| 815 | 1.4989 | 1.3996 | 1.071 | 815 | 1.1936 | 0.90647 | 2.7334 | 0.72925 | 0.26977 | 1.3018 | 1.0298
| 816 | 1.5112 | 1.4463 | 1.0449 | 816 | 1.1773 | 0.8639 | 2.7466 | 0.72855 | 0.27125 | 1.2706 | 1.023
| 817 | 1.5379 | 1.4737 | 1.0436 | 817 | 1.2031 | 0.83944 | 2.8157 | 0.7375 | 0.26145 | 1.2496 | 1.036
| 818 | 1.5543 | 1.4582 | 1.066 | 818 | 1.1702 | 0.92345 | 2.5209 | 0.74416 | 0.22539 | 1.1619 | 1.0206
| 819 | 1.5538 | 1.5082 | 1.0302 | 819 | 1.1389 | 0.884 | 2.5355 | 0.72444 | 0.19321 | 1.1305 | 0.99776
| 820 | 1.5658 | 1.4374 | 1.0893 | 820 | 1.127 | 1.0348 | 2.5676 | 0.74779 | 0.16792 | 1.0962 | 0.96955
| 906 | 5.9205 | 4.088 | 1.4482 | 906 | 1.2624 | 1.6966 | 2.2429 | 0.14961 | 12.544 | 5.9703 | 2.2693
| 907 | 5.9106 | 3.945 | 1.4983 | 907 | 1.2349 | 1.9321 | 2.2366 | 0.14927 | 11.9009 | 5.6625 | 2.1895
| 908 | 6.2555 | 4.1349 | 1.5129 | 908 | 1.2755 | 2.0009 | 2.3615 | 0.15748 | 12.4922 | 5.9435 | 2.2228
| 909 | 6.0635 | 4.3216 | 1.4031 | 909 | 1.1729 | 1.7577 | 2.2966 | 0.15315 | 9.3536 | 4.4502 | 2.0975
| 910 | 6.2635 | 4.515 | 1.3873 | 910 | 1.1646 | 1.8933 | 2.3718 | 0.15817 | 8.6373 | 4.1094 | 2.1114
| 911 | 6.4676 | 4.479 | 1.444 | 911 | 1.2215 | 1.8787 | 2.4491 | 0.16289 | 9.6115 | 4.5778 | 2.1245
| 912 | 6.4693 | 4.7075 | 1.3742 | 912 | 1.2233 | 1.5838 | 2.4328 | 0.16267 | 9.6141 | 4.5693 | 2.0678
| 913 | 6.4004 | 4.9001 | 1.3062 | 913 | 1.1797 | 1.4746 | 2.4092 | 0.16038 | 9.5116 | 4.2731 | 1.9766
| 914 | 6.2499 | 4.8301 | 1.2939 | 914 | 1.1171 | 1.5861 | 2.4106 | 0.15552 | 7.7784 | 4.009 | 1.8707
| 915 | 6.5506 | 4.9838 | 1.3144 | 915 | 1.1562 | 1.55 | 2.5296 | 0.16285 | 8.1284 | 3.8825 | 1.9417
| 916 | 6.6012 | 4.8308 | 1.3665 | 916 | 1.1389 | 1.8424 | 2.4984 | 0.16381 | 7.9541 | 3.7563 | 1.9171
| 917 | 6.8839 | 5.0566 | 1.3614 | 917 | 1.1588 | 1.7818 | 2.5645 | 0.17111 | 8.6696 | 3.6713 | 1.9434
| 918 | 6.6519 | 5.0717 | 1.3116 | 918 | 1.1145 | 1.6792 | 2.4918 | 0.16528 | 8.4768 | 3.3766 | 1.8351
| 919 | 6.7371 | 5.104 | 1.32 | 919 | 1.107 | 1.7559 | 2.5205 | 0.16731 | 3.7781 | 3.229 | 1.8223
| 920 | 6.8344 | 5.0567 | 1.3516 | 920 | 1.0973 | 1.8945 | 2.5572 | 0.16972 | 3.6447 | 3.0363 | 1.7889
| 1006 | 6.955 | 3.7693 | 1.8452 | 1006 | 1.7727 | 2.018 | 3.5179 | 0.59432 | 0.26911 | 3.7615 | 1.9478
| 1007 | 6.7699 | 3.7695 | 1.7959 | 1007 | 1.6727 | 2.1195 | 3.3937 | 0.57848 | 0.25649 | 3.5196 | 1.8028
| 1008 | 7.4598 | 3.9309 | 1.8977 | 1008 | 1.8087 | 2.0857 | 3.7064 | 0.63739 | 0.27687 | 3.7336 | 1.944
| 1009 | 7.6647 | 4.1543 | 1.845 | 1009 | 1.8092 | 1.9452 | 3.7498 | 0.65429 | 0.26521 | 3.665 | 1.9415
| 1010 | 7.289 | 4.2191 | 1.7276 | 1010 | 1.6734 | 1.8603 | 3.4984 | 0.62209 | 0.25301 | 3.3727 | 1.7649
| 1011 | 7.4762 | 4.5951 | 1.627 | 1011 | 1.6884 | 1.5286 | 3.7065 | 0.63754 | 0.28971 | 3.3886 | 1.761
| 1012 | 7.773 | 4.7179 | 1.6476 | 1012 | 1.7123 | 1.5453 | 3.8073 | 0.66622 | 0.26463 | 3.4514 | 1.7558
| 1013 | 7.6787 | 4.8594 | 1.5802 | 1013 | 1.6694 | 1.4409 | 3.7468 | 0.65781 | 0.25964 | 3.3642 | 1.6947
| 1014 | 7.478 | 4.9406 | 1.5136 | 1014 | 1.6073 | 1.3711 | 3.6589 | 0.647 | 0.24667 | 3.2266 | 1.6139
| 1015 | 7.807 | 5.0308 | 1.5518 | 1015 | 1.6647 | 1.3777 | 3.7559 | 0.69585 | 0.248 | 3.3211 | 1.6504
| 1016 | 7.699 | 4.745 | 1.6225 | 1016 | 1.6243 | 1.6201 | 3.7331 | 0.68222 | 0.24567 | 3.195 | 1.6137
| 1017 | 7.6113 | 5.0119 | 1.5187 | 1017 | 1.6005 | 1.3904 | 3.638 | 0.67451 | 0.24303 | 3.1212 | 1.5883
| 1018 | 7.7968 | 5.0101 | 1.5562 | 1018 | 1.6211 | 1.4536 | 3.7002 | 0.68411 | 0.23979 | 3.1571 | 1.6113
| 1019 | 7.6741 | 5.0893 | 1.5079 | 1019 | 1.5803 | 1.3944 | 3.6567 | 0.66839 | 0.23471 | 3.0178 | 1.5805
| 1020 | 7.8922 | 4.9248 | 1.6025 | 1020 | 1.6016 | 1.6091 | 3.7468 | 0.67834 | 0.23647 | 3.0261 | 1.608
| 1106 | 3.689 | 2.9226 | 1.2623 | 1106 | 1.1137 | 1.5205 | 2.4246 | 0.24737 | 4.7442 | 2.2288 | 1.6844
| 1107 | 3.8521 | 3.193 | 1.2064 | 1107 | 1.1267 | 1.2977 | 2.5172 | 0.25754 | 4.802 | 2.1593 | 1.6538
| 1108 | 4.2298 | 3.3787 | 1.2519 | 1108 | 1.2029 | 1.3238 | 2.7476 | 0.28185 | 5.4397 | 2.3014 | 1.7887
| 1109 | 4.1001 | 3.6514 | 1.1229 | 1109 | 1.1115 | 1.1066 | 2.6011 | 0.27217 | 5.2132 | 2.079 | 1.5623
| 1110 | 4.4241 | 3.7017 | 1.1952 | 1110 | 1.1718 | 1.2346 | 2.7459 | 0.29319 | 5.6699 | 2.1537 | 1.7058
| 1111 | 4.3463 | 3.733 | 1.1643 | 1111 | 1.1451 | 1.204 | 2.6947 | 0.28799 | 4.8833 | 2.0252 | 1.6012
| 1112 | 4.489 | 3.8869 | 1.1549 | 1112 | 1.1361 | 1.1727 | 2.7437 | 0.29473 | 5.0436 | 1.9754 | 1.6398
| 1113 | 4.4648 | 4.0885 | 1.0921 | 1113 | 1.1108 | 1.0524 | 2.7753 | 0.29316 | 2.1021 | 1.897 | 1.5937
| 1114 | 4.385 | 4.1995 | 1.0442 | 1114 | 1.0631 | 1.003 | 2.5558 | 0.28736 | 1.8041 | 1.7706 | 1.566
| 1115 | 4.5184 | 4.4379 | 1.0182 | 1115 | 1.0342 | 0.97576 | 2.7129 | 0.29669 | 2.0057 | 1.7365 | 1.5712
| 1116 | 4.357 | 4.7643 | 0.91452 | 1116 | 0.94686 | 0.85421 | 2.4892 | 0.28654 | 1.9352 | 1.5931 | 1.4707
| 1117 | 4.6385 | 4.4948 | 1.0319 | 1117 | 1.0274 | 1.0382 | 2.6626 | 0.30556 | 2.063 | 1.6024 | 1.5491
| 1118 | 4.409 | 4.3932 | 1.0036 | 1118 | 0.96421 | 1.0718 | 2.6443 | 0.29149 | 1.8693 | 1.4182 | 1.4279
| 1119 | 4.4596 | 4.4557 | 1.0009 | 1119 | 0.9706 | 1.0495 | 2.679 | 0.29804 | 1.8642 | 1.3827 | 1.4399
| 1120 | 4.5851 | 4.5364 | 1.0107 | 1120 | 0.99343 | 1.0279 | 2.6792 | 0.30612 | 1.6922 | 1.3518 | 1.4655
| 1206 | 2.2579 | 1.769 | 1.2764 | 1206 | 1.1589 | 1.5151 | 39.7343 | 0.16794 | 0.65179 | 2.16 | 2.1226
| 1207 | 2.2021 | 1.7856 | 1.2333 | 1207 | 1.125 | 1.4806 | 38.7522 | 0.16379 | 0.63568 | 2.1061 | 1.9959
| 1208 | 2.2231 | 1.8204 | 1.2212 | 1208 | 1.102 | 1.4801 | 39.1218 | 0.16535 | 0.64174 | 2.1262 | 1.9213
| 1209 | 2.1568 | 1.96 | 1.1004 | 1209 | 0.99943 | 1.2852 | 37.7018 | 0.16057 | 0.42873 | 2.0571 | 1.7901
| 1210 | 2.1807 | 2.1267 | 1.0254 | 1210 | 0.98493 | 1.0974 | 38.1197 | 0.15925 | 0.43148 | 1.9982 | 1.7348
| 1211 | 2.3726 | 2.1496 | 1.1038 | 1211 | 1.0419 | 1.2404 | 41.4755 | 0.17158 | 0.40426 | 2.0875 | 1.7994
| 1212 | 2.3248 | 2.2212 | 1.0466 | 1212 | 1.0084 | 1.114 | 40.6389 | 0.16699 | 0.3854 | 2.0186 | 1.7164
| 1213 | 2.3887 | 2.1151 | 1.1293 | 1213 | 1.0228 | 1.4106 | 41.7568 | 0.171 | 0.39754 | 2.0609 | 1.7498
| 1214 | 2.2759 | 2.1126 | 1.0773 | 1214 | 0.9631 | 1.3173 | 39.7986 | 0.16206 | 0.34365 | 1.9193 | 1.6324
| 1215 | 2.3916 | 2.0263 | 1.1803 | 1215 | 1.0061 | 1.6357 | 41.8189 | 0.16947 | 0.35999 | 2.0027 | 1.6912
| 1216 | 2.3778 | 2.1037 | 1.1303 | 1216 | 0.98308 | 1.5159 | 41.6564 | 0.1674 | 0.33972 | 1.9767 | 1.6718
| 1217 | 2.4116 | 2.3069 | 1.0454 | 1217 | 0.97328 | 1.1707 | 42.2766 | 0.16788 | 0.33997 | 1.996 | 1.6616
| 1218 | 2.3536 | 2.2683 | 1.0376 | 1218 | 0.9087 | 1.2644 | 41.4438 | 0.16099 | 0.33834 | 1.9141 | 1.6258
| 1219 | 2.3558 | 2.1727 | 1.0843 | 1219 | 0.94119 | 1.4288 | 41.6927 | 0.15974 | 0.33818 | 1.8903 | 1.5942
| 1220 | 2.3828 | 2.2154 | 1.0756 | 1220 | 0.92618 | 1.3976 | 42.1049 | 0.1612 | 0.32729 | 1.8974 | 1.5839
| 1306 | 2.751 | 2.1794 | 1.2623 | 1306 | 1.3651 | 1.1068 | 3.3269 | 0.50827 | 1.9163 | 2.6332 | 1.3426
| 1307 | 2.766 | 2.1658 | 1.2771 | 1307 | 1.3359 | 1.1804 | 3.3391 | 0.49911 | 1.8952 | 2.5376 | 1.3104
| 1308 | 2.8383 | 2.2142 | 1.2819 | 1308 | 1.3286 | 1.2066 | 3.3126 | 0.50647 | 1.5307 | 2.4848 | 1.3039
| 1309 | 2.9459 | 2.2459 | 1.3117 | 1309 | 1.3586 | 1.2312 | 3.4705 | 0.53685 | 1.6295 | 2.5533 | 1.2892
| 1310 | 2.992 | 2.3271 | 1.2857 | 1310 | 1.3404 | 1.1975 | 3.3033 | 0.53746 | 1.588 | 2.4798 | 1.2662
| 1311 | 2.9739 | 2.5383 | 1.1716 | 1311 | 1.3206 | 0.97136 | 3.2316 | 0.53303 | 1.4453 | 2.3607 | 1.2384
| 1312 | 2.8918 | 2.6008 | 1.1119 | 1312 | 1.2379 | 0.93868 | 2.9512 | 0.51137 | 1.266 | 2.2579 | 1.1503
| 1313 | 2.9168 | 2.5018 | 1.1659 | 1313 | 1.2314 | 1.0627 | 3.0711 | 0.51904 | 1.3338 | 2.1847 | 1.1202
| 1314 | 2.8913 | 2.541 | 1.1378 | 1314 | 1.2067 | 1.03 | 2.7976 | 0.51827 | 1.5799 | 2.1185 | 1.0937
| 1315 | 2.9585 | 2.5075 | 1.1799 | 1315 | 1.2221 | 1.1107 | 2.8596 | 0.52976 | 1.6171 | 2.1011 | 1.1125
| 1316 | 3.0417 | 2.638 | 1.153 | 1316 | 1.2625 | 0.98836 | 2.9964 | 0.54433 | 2.9169 | 2.1027 | 1.1303
| 1317 | 3.1542 | 2.6262 | 1.2011 | 1317 | 1.2722 | 1.0892 | 3.1322 | 0.56354 | 1.5656 | 2.1089 | 1.1483
| 1318 | 3.1339 | 2.4268 | 1.2914 | 1318 | 1.257 | 1.3623 | 3.0863 | 0.55856 | 1.8217 | 2.0635 | 1.1158
| 1319 | 3.1608 | 2.4459 | 1.2923 | 1319 | 1.2538 | 1.3705 | 3.1114 | 0.56262 | 1.7506 | 2.0399 | 1.1104
| 1320 | 3.2224 | 2.4931 | 1.2925 | 1320 | 1.2687 | 1.3327 | 3.1366 | 0.57302 | 1.8463 | 2.0358 | 1.1233

## 3.Shazam State-pooled
Shazam Pooled MTFP Index Results
| Output, Input & TFP Indexes |  |  |  | PFP Indexes
| IDYEAR | CCDOI | CCDII | CCDTFP | IDYEAR | PPK | PP1 | PP2 | PP3 | PP4 | PP5 | PP6
| 4106 | 1 | 1 | 1 | 4106 | 1 | bar: PP1 to PP6
| 4107 | 0.98856 | 1.0022 | 0.98638 | 4107 | 0.97876 | 0.99241 | 0.98856 | 0.99222 | 0.98856 | 0.97179 | 0.9662
| 4108 | 1.0364 | 1.0357 | 1.0006 | 4108 | 1.0159 | 0.9764 | 1.0364 | 1.0459 | 1.0364 | 0.99285 | 0.9924
| 4109 | 1.0342 | 1.0493 | 0.98563 | 4109 | 1.0021 | 0.9558 | 1.0342 | 1.0467 | 1.0342 | 0.96267 | 0.96408
| 4110 | 1.0536 | 1.1084 | 0.95053 | 4110 | 1.0076 | 0.86328 | 1.0536 | 1.0656 | 1.0536 | 0.95304 | 0.9658
| 4111 | 1.0177 | 1.1713 | 0.86881 | 4111 | 0.95237 | 0.74852 | 1.0177 | 1.027 | 1.0177 | 0.89296 | 0.90838
| 4112 | 1.1032 | 1.2163 | 0.90704 | 4112 | 1.0146 | 0.75902 | 0.99137 | 1.129 | 1.1032 | 0.9259 | 0.97837
| 4113 | 1.1216 | 1.2732 | 0.8809 | 4113 | 1.0148 | 0.7048 | 1.0079 | 1.1551 | 1.1216 | 0.91358 | 0.97541
| 4114 | 1.1299 | 1.3784 | 0.81975 | 4114 | 0.99014 | 0.62735 | 1.0152 | 1.1764 | 0.29293 | 0.89562 | 0.95526
| 4115 | 1.1377 | 1.3334 | 0.85324 | 4115 | 0.99255 | 0.67772 | 1.0222 | 1.2152 | 0.29387 | 0.88722 | 0.94834
| 4116 | 1.1418 | 1.0738 | 1.0633 | 4116 | 0.9895 | 1.255 | 1.0258 | 1.2059 | 0.29472 | 0.8793 | 0.94334
| 4117 | 1.1385 | 1.1204 | 1.0161 | 4117 | 0.98133 | 1.1025 | 1.0588 | 1.1851 | 0.2913 | 0.86677 | 0.93579
| 4118 | 1.1661 | 1.1851 | 0.984 | 4118 | 0.99436 | 0.96934 | 1.0835 | 1.2059 | 0.29719 | 0.87774 | 0.94699
| 4119 | 1.1666 | 1.1829 | 0.98619 | 4119 | 0.97627 | 1.0082 | 1.0839 | 1.2046 | 0.2973 | 0.86507 | 0.91689
| 4120 | 1.1844 | 1.1748 | 1.0082 | 4120 | 0.97432 | 1.078 | 1.1004 | 1.2188 | 0.29804 | 0.85184 | 0.91787
| 4206 | 27.3946 | 19.7424 | 1.3876 | 4206 | 1.4787 | 1.254 | 1.7898 | 0.7172 | 0.054546 | 3.5353 | 1.5777
| 4207 | 27.8676 | 20.3414 | 1.37 | 4207 | 1.4275 | 1.2806 | 1.8227 | 0.69163 | 0.055017 | 3.3772 | 1.5184
| 4208 | 27.7011 | 22.8446 | 1.2126 | 4208 | 1.3907 | 0.98595 | 1.7859 | 0.65747 | 0.055471 | 3.4092 | 1.4445
| 4209 | 27.592 | 22.6007 | 1.2208 | 4209 | 1.3276 | 1.0707 | 1.7291 | 0.62759 | 0.055805 | 3.256 | 1.385
| 4210 | 28.9183 | 23.5412 | 1.2284 | 4210 | 1.3556 | 1.0434 | 1.7531 | 0.63603 | 0.05693 | 3.2841 | 1.3883
| 4211 | 28.9871 | 23.9084 | 1.2124 | 4211 | 1.315 | 1.0584 | 1.7138 | 0.61365 | 0.055646 | 3.1237 | 1.3703
| 4212 | 28.8543 | 25.6159 | 1.1264 | 4212 | 1.2624 | 0.93484 | 1.6874 | 0.59772 | 0.052979 | 2.9681 | 1.322
| 4213 | 28.9097 | 24.5138 | 1.1793 | 4213 | 1.2294 | 1.1019 | 1.6126 | 0.58415 | 0.050785 | 2.8624 | 1.2881
| 4214 | 29.6503 | 25.349 | 1.1697 | 4214 | 1.2353 | 1.0694 | 1.6571 | 0.60439 | 0.048857 | 2.8348 | 1.2864
| 4215 | 29.4654 | 26.4411 | 1.1144 | 4215 | 1.201 | 0.98627 | 1.5833 | 0.59697 | 0.051304 | 2.75 | 1.2625
| 4216 | 29.5926 | 25.6083 | 1.1556 | 4216 | 1.1912 | 1.1015 | 1.5623 | 0.59235 | 0.049428 | 2.706 | 1.2489
| 4217 | 29.7107 | 24.8994 | 1.1932 | 4217 | 1.1975 | 1.1968 | 1.558 | 0.59347 | 0.048219 | 2.65 | 1.2728
| 4218 | 30.1864 | 24.4282 | 1.2357 | 4218 | 1.1978 | 1.3148 | 1.6279 | 0.59612 | 0.050249 | 2.6351 | 1.2769
| 4219 | 29.9558 | 24.6135 | 1.217 | 4219 | 1.1775 | 1.2991 | 1.6115 | 0.5884 | 0.050414 | 2.5613 | 1.2531
| 4220 | 29.4663 | 24.0086 | 1.2273 | 4220 | 1.1433 | 1.3942 | 1.5889 | 0.57332 | 0.047709 | 2.4681 | 1.218
| 4306 | 16.3961 | 11.9569 | 1.3713 | 4306 | 1.2713 | 1.5488 | 2.913 | 0.26309 | 0.89352 | 3.2102 | 1.6573
| 4307 | 16.6916 | 12.1781 | 1.3706 | 4307 | 1.2627 | 1.5533 | 2.9572 | 0.26691 | 0.91007 | 3.0916 | 1.6334
| 4308 | 17.6192 | 12.5277 | 1.4064 | 4308 | 1.2944 | 1.6434 | 3.0989 | 0.28064 | 0.92504 | 3.147 | 1.6656
| 4309 | 17.4572 | 13.1461 | 1.3279 | 4309 | 1.2381 | 1.4722 | 3.0461 | 0.27892 | 0.90229 | 2.8611 | 1.5731
| 4310 | 18.0868 | 13.5814 | 1.3317 | 4310 | 1.2502 | 1.5057 | 3.1045 | 0.28848 | 0.91844 | 2.8038 | 1.6036
| 4311 | 18.1754 | 13.9256 | 1.3052 | 4311 | 1.2366 | 1.4382 | 3.1128 | 0.28942 | 0.92505 | 2.7595 | 1.5594
| 4312 | 18.2531 | 14.5954 | 1.2506 | 4312 | 1.2166 | 1.3051 | 3.0705 | 0.28951 | 0.80421 | 2.6913 | 1.5306
| 4313 | 18.1654 | 14.8627 | 1.2222 | 4313 | 1.1892 | 1.279 | 3.0833 | 0.28771 | 0.75561 | 2.5771 | 1.4826
| 4314 | 17.8819 | 14.9835 | 1.1934 | 4314 | 1.1458 | 1.2773 | 2.9762 | 0.28196 | 0.72685 | 2.4337 | 1.4332
| 4315 | 18.4391 | 15.3809 | 1.1988 | 4315 | 1.1508 | 1.2806 | 3.0943 | 0.29071 | 0.74685 | 2.3864 | 1.4532
| 4316 | 18.4082 | 15.7575 | 1.1682 | 4316 | 1.1255 | 1.2487 | 3.0282 | 0.28991 | 0.72999 | 2.2974 | 1.4238
| 4317 | 19.1672 | 15.7177 | 1.2195 | 4317 | 1.1567 | 1.3454 | 3.142 | 0.30219 | 0.72473 | 2.2852 | 1.4597
| 4318 | 18.6826 | 15.3739 | 1.2152 | 4318 | 1.1112 | 1.4279 | 3.0684 | 0.2947 | 0.67834 | 2.1225 | 1.3928
| 4319 | 18.8174 | 15.5845 | 1.2074 | 4319 | 1.1055 | 1.4147 | 3.092 | 0.29719 | 0.63136 | 2.0671 | 1.3836
| 4320 | 19.0555 | 15.6181 | 1.2201 | 4320 | 1.1012 | 1.4565 | 3.103 | 0.30112 | 0.57365 | 2.004 | 1.3732
| 4406 | 15.6615 | 11.497 | 1.3622 | 4406 | 1.5194 | 1.138 | 1.653 | 0.53574 | 0.13549 | 5.8443 | 1.5615
| 4407 | 17.8345 | 11.8588 | 1.5039 | 4407 | 1.6475 | 1.2896 | 1.8311 | 0.60525 | 0.1352 | 6.018 | 1.6812
| 4408 | 17.7018 | 12.4344 | 1.4236 | 4408 | 1.5753 | 1.2109 | 1.8016 | 0.59611 | 0.11665 | 5.4122 | 1.6171
| 4409 | 17.9584 | 12.6683 | 1.4176 | 4409 | 1.5398 | 1.2285 | 1.7801 | 0.59918 | 0.11165 | 5.0568 | 1.5793
| 4410 | 18.4962 | 12.9563 | 1.4276 | 4410 | 1.5289 | 1.2714 | 1.805 | 0.61371 | 0.10745 | 4.8948 | 1.5597
| 4411 | 18.8765 | 13.9595 | 1.3522 | 4411 | 1.5143 | 1.1153 | 1.8188 | 0.61984 | 0.10089 | 4.7613 | 1.5471
| 4412 | 19.4171 | 14.3369 | 1.3543 | 4412 | 1.5213 | 1.0981 | 1.8258 | 0.63173 | 0.10206 | 4.6931 | 1.5486
| 4413 | 19.4951 | 14.1247 | 1.3802 | 4413 | 1.5089 | 1.1854 | 2.012 | 0.62967 | 0.096575 | 4.5326 | 1.5206
| 4414 | 19.7725 | 14.1487 | 1.3975 | 4414 | 1.4896 | 1.2582 | 2.0263 | 0.63072 | 0.095807 | 4.4441 | 1.4803
| 4415 | 19.3775 | 14.7684 | 1.3121 | 4415 | 1.4241 | 1.1411 | 1.9923 | 0.59771 | 0.09042 | 4.2022 | 1.4099
| 4416 | 19.507 | 14.6275 | 1.3336 | 4416 | 1.4118 | 1.2138 | 2.0049 | 0.60498 | 0.091176 | 4.1042 | 1.3873
| 4417 | 20.1785 | 14.4942 | 1.3922 | 4417 | 1.4398 | 1.3201 | 1.9858 | 0.6317 | 0.092503 | 4.1379 | 1.4025
| 4418 | 19.991 | 14.653 | 1.3643 | 4418 | 1.4136 | 1.2886 | 1.962 | 0.61389 | 0.091569 | 4.0773 | 1.3789
| 4419 | 19.7144 | 14.5204 | 1.3577 | 4419 | 1.3936 | 1.3037 | 1.9399 | 0.61626 | 0.09089 | 3.9333 | 1.3489
| 4420 | 19.7829 | 14.5522 | 1.3594 | 4420 | 1.3872 | 1.3168 | 1.9192 | 0.61552 | 0.087301 | 3.8811 | 1.3479
| 4506 | 6.9293 | 3.7267 | 1.8594 | 4506 | 1.7961 | 2.0106 | 3.5049 | 0.59213 | 0.26812 | 3.7476 | 1.9406
| 4507 | 6.741 | 3.7318 | 1.8064 | 4507 | 1.6884 | 2.1104 | 3.3792 | 0.57601 | 0.2554 | 3.5045 | 1.7951
| 4508 | 7.4379 | 3.9032 | 1.9056 | 4508 | 1.825 | 2.0796 | 3.6955 | 0.63552 | 0.27606 | 3.7226 | 1.9383
| 4509 | 7.641 | 4.1193 | 1.8549 | 4509 | 1.8246 | 1.9392 | 3.7382 | 0.65227 | 0.26439 | 3.6537 | 1.9355
| 4510 | 7.2587 | 4.1945 | 1.7305 | 4510 | 1.6804 | 1.8526 | 3.4839 | 0.6195 | 0.25196 | 3.3587 | 1.7575
| 4511 | 7.4494 | 4.5717 | 1.6295 | 4511 | 1.6986 | 1.5231 | 3.6932 | 0.63525 | 0.28867 | 3.3764 | 1.7547
| 4512 | 7.7527 | 4.6949 | 1.6513 | 4512 | 1.7203 | 1.5412 | 3.7973 | 0.66447 | 0.26394 | 3.4424 | 1.7512
| 4513 | 7.6564 | 4.8522 | 1.5779 | 4513 | 1.6715 | 1.4367 | 3.736 | 0.6559 | 0.25889 | 3.3544 | 1.6898
| 4514 | 7.4527 | 4.9441 | 1.5074 | 4514 | 1.6048 | 1.3664 | 3.6466 | 0.64481 | 0.24584 | 3.2157 | 1.6084
| 4515 | 7.7887 | 5.0348 | 1.547 | 4515 | 1.6601 | 1.3745 | 3.7472 | 0.69423 | 0.24742 | 3.3133 | 1.6466
| 4516 | 7.6758 | 4.7424 | 1.6186 | 4516 | 1.6239 | 1.6152 | 3.7218 | 0.68016 | 0.24493 | 3.1853 | 1.6088
| 4517 | 7.5868 | 5.0404 | 1.5052 | 4517 | 1.5827 | 1.386 | 3.6263 | 0.67234 | 0.24225 | 3.1111 | 1.5832
| 4518 | 7.7752 | 5.0334 | 1.5447 | 4518 | 1.607 | 1.4496 | 3.69 | 0.68222 | 0.23913 | 3.1484 | 1.6068
| 4519 | 7.6501 | 5.1112 | 1.4967 | 4519 | 1.5668 | 1.39 | 3.6453 | 0.6663 | 0.23398 | 3.0084 | 1.5756
| 4520 | 7.8727 | 4.9425 | 1.5928 | 4520 | 1.5905 | 1.6051 | 3.7375 | 0.67667 | 0.23588 | 3.0186 | 1.604
| 4606 | 2.2505 | 1.7381 | 1.2949 | 4606 | 1.1918 | 1.5102 | 39.605 | 0.16739 | 0.64967 | 2.153 | 2.1157
| 4607 | 2.1928 | 1.7543 | 1.25 | 4607 | 1.1532 | 1.4744 | 38.589 | 0.1631 | 0.633 | 2.0972 | 1.9875
| 4608 | 2.2144 | 1.7881 | 1.2384 | 4608 | 1.1317 | 1.4743 | 38.9686 | 0.1647 | 0.63923 | 2.1179 | 1.9137
| 4609 | 2.1469 | 1.9166 | 1.1201 | 4609 | 1.0359 | 1.2793 | 37.5294 | 0.15983 | 0.42677 | 2.0477 | 1.7819
| 4610 | 2.171 | 2.0802 | 1.0436 | 4610 | 1.0191 | 1.0925 | 37.9505 | 0.15855 | 0.42957 | 1.9893 | 1.7271
| 4611 | 2.3654 | 2.1005 | 1.1261 | 4611 | 1.0781 | 1.2367 | 41.3492 | 0.17106 | 0.40303 | 2.0812 | 1.794
| 4612 | 2.3168 | 2.1762 | 1.0646 | 4612 | 1.0417 | 1.1102 | 40.4988 | 0.16641 | 0.38407 | 2.0117 | 1.7104
| 4613 | 2.3819 | 2.0621 | 1.1551 | 4613 | 1.0589 | 1.4066 | 41.6374 | 0.17051 | 0.3964 | 2.055 | 1.7448
| 4614 | 2.2673 | 2.0681 | 1.0963 | 4614 | 0.99491 | 1.3123 | 39.6472 | 0.16144 | 0.34234 | 1.912 | 1.6262
| 4615 | 2.3846 | 1.9803 | 1.2042 | 4615 | 1.0393 | 1.6309 | 41.6962 | 0.16897 | 0.35893 | 1.9968 | 1.6862
| 4616 | 2.3705 | 2.0517 | 1.1554 | 4616 | 1.0179 | 1.5112 | 41.5271 | 0.16688 | 0.33867 | 1.9705 | 1.6666
| 4617 | 2.4048 | 2.2558 | 1.066 | 4617 | 1.0104 | 1.1674 | 42.1568 | 0.16741 | 0.33901 | 1.9904 | 1.6569
| 4618 | 2.3451 | 2.2106 | 1.0609 | 4618 | 0.9501 | 1.2599 | 41.2956 | 0.16041 | 0.33713 | 1.9073 | 1.6199
| 4619 | 2.3472 | 2.1229 | 1.1057 | 4619 | 0.97316 | 1.4236 | 41.5405 | 0.15916 | 0.33695 | 1.8834 | 1.5884
| 4620 | 2.3744 | 2.1636 | 1.0974 | 4620 | 0.96114 | 1.3927 | 41.9562 | 0.16063 | 0.32613 | 1.8907 | 1.5783

## 4.Shazam-Reg-Trends
EVO
| ¦_OLS | LQO | T | PERIOD | 2006-2020
| VARIABLE | ESTIMATED | STANDARD | T-RATIO | PARTIAL | STANDARDIZED | ELASTICITY
| NAME | COEFFICIENT | ERROR | 13 | DF | P-VALUE | CORR. | COEFFICIENT | AT | MEANS
| T | 0.013332 | 0.0008851 | 15.06 | 0 | 0.973 | 0.9725 | 1.1872
| CONSTANT | -0.016819 | 0.008048 | -2.09 | 0.057-0.501 | 0 | -0.1872
| ¦_OLS | LQI | T | PERIOD | 2006-2020
| VARIABLE | ESTIMATED | STANDARD | T-RATIO | PARTIAL | STANDARDIZED | ELASTICITY
| NAME | COEFFICIENT | ERROR | 13 | DF | P-VALUE | CORR. | COEFFICIENT | AT | MEANS
| T | 0.012181 | 0.005368 | 2.269 | 0.041 | 0.533 | 0.5326 | 0.6521
| CONSTANT | 0.051979 | 0.04881 | 1.065 | 0.306 | 0.283 | 0 | 0.3479
| ¦_OLS | LTFP | T | PERIOD | 2006-2020
| VARIABLE | ESTIMATED | STANDARD | T-RATIO | PARTIAL | STANDARDIZED | ELASTICITY
| NAME | COEFFICIENT | ERROR | 13 | DF | P-VALUE | CORR. | COEFFICIENT | AT | MEANS
| T | 0.0011513 | 0.004942 | 0.233 | 0.819 | 0.064 | 0.0645 | -0.1546
| CONSTANT | -0.068798 | 0.04493 | -1.531 | 0.150-0.391 | 0 | 1.1546
| ¦_OLS | LPP1 | T | PERIOD | 2006-2020
| VARIABLE | ESTIMATED | STANDARD | T-RATIO | PARTIAL | STANDARDIZED | ELASTICITY
| NAME | COEFFICIENT | ERROR | 13 | DF | P-VALUE | CORR. | COEFFICIENT | AT | MEANS
| T | 0.0070753 | 0.01238 | 0.5714 | 0.577 | 0.157 | 0.1565 | -0.5304
| CONSTANT | -0.16332 | 0.1126 | -1.451 | 0.171-0.373 | 0 | 1.5304
| ¦_OLS | LPPK | T | PERIOD | 2006-2020
| VARIABLE | ESTIMATED | STANDARD | T-RATIO | PARTIAL | STANDARDIZED | ELASTICITY
| NAME | COEFFICIENT | ERROR | 13 | DF | P-VALUE | CORR. | COEFFICIENT | AT | MEANS
| T | -0.0016821 | 0.0007178 | -2.343 | 0.036-0.545 | -0.545 | 0.5912
| CONSTANT | -0.0093045 | 0.006526 | -1.426 | 0.178-0.368 | 0 | 0.4088
| ¦_OLS | LQO | T | PERIOD | 2006-2012
| VARIABLE | ESTIMATED | STANDARD | T-RATIO | PARTIAL | STANDARDIZED | ELASTICITY
| NAME | COEFFICIENT | ERROR | 5 | DF | P-VALUE | CORR. | COEFFICIENT | AT | MEANS
| T | 0.014191 | 0.003287 | 4.318 | 0.008 | 0.888 | 0.888 | 1.723
| CONSTANT | -0.023819 | 0.0147 | -1.621 | 0.166-0.587 | 0 | -0.723
| ¦_OLS | LQI | T | PERIOD | 2006-2012
| VARIABLE | ESTIMATED | STANDARD | T-RATIO | PARTIAL | STANDARDIZED | ELASTICITY
| NAME | COEFFICIENT | ERROR | 5 | DF | P-VALUE | CORR. | COEFFICIENT | AT | MEANS
| T | 0.037774 | 0.00363 | 10.4 | 0 | 0.978 | 0.9777 | 1.7169
| CONSTANT | -0.063091 | 0.01624 | -3.886 | 0.012-0.867 | 0 | -0.7169
| ¦_OLS | LTFP | T | PERIOD | 2006-2012
| VARIABLE | ESTIMATED | STANDARD | T-RATIO | PARTIAL | STANDARDIZED | ELASTICITY
| NAME | COEFFICIENT | ERROR | 5 | DF | P-VALUE | CORR. | COEFFICIENT | AT | MEANS
| T | -0.023582 | 0.00428 | -5.51 | 0.003-0.927 | -0.9266 | 1.7133
| CONSTANT | 0.039272 | 0.01914 | 2.052 | 0.095 | 0.676 | 0 | -0.7133
| ¦_OLS | LPP1 | T | PERIOD | 2006-2012
| VARIABLE | ESTIMATED | STANDARD | T-RATIO | PARTIAL | STANDARDIZED | ELASTICITY
| NAME | COEFFICIENT | ERROR | 5 | DF | P-VALUE | CORR. | COEFFICIENT | AT | MEANS
| T | -0.053081 | 0.008372 | -6.34 | 0.001-0.943 | -0.9431 | 1.8951
| CONSTANT | 0.10029 | 0.03744 | 2.679 | 0.044 | 0.768 | 0 | -0.8951
| ¦_OLS | LPPK | T | PERIOD | 2006-2012
| VARIABLE | ESTIMATED | STANDARD | T-RATIO | PARTIAL | STANDARDIZED | ELASTICITY
| NAME | COEFFICIENT | ERROR | 5 | DF | P-VALUE | CORR. | COEFFICIENT | AT | MEANS
| T | -0.0039782 | 0.003169 | -1.255 | 0.265-0.490 | -0.4895 | 0.8638
| CONSTANT | -0.0025096 | 0.01417 | -0.1771 | 0.866-0.079 | 0 | 0.1362
| ¦_OLS | LQO | T | PERIOD | 2012-2020
| VARIABLE | ESTIMATED | STANDARD | T-RATIO | PARTIAL | STANDARDIZED | ELASTICITY
| NAME | COEFFICIENT | ERROR | 7 | DF | P-VALUE | CORR. | COEFFICIENT | AT | MEANS
| T | 0.0084363 | 0.0004697 | 17.96 | 0 | 0.989 | 0.9893 | 0.6861
| CONSTANT | 0.042451 | 0.005307 | 7.999 | 0 | 0.949 | 0 | 0.3139
| ¦_OLS | LQI | T | PERIOD | 2012-2020
| VARIABLE | ESTIMATED | STANDARD | T-RATIO | PARTIAL | STANDARDIZED | ELASTICITY
| NAME | COEFFICIENT | ERROR | 7 | DF | P-VALUE | CORR. | COEFFICIENT | AT | MEANS
| T | -0.015288 | 0.009907 | -1.543 | 0.167-0.504 | -0.5038 | -0.8226
| CONSTANT | 0.37261 | 0.1119 | 3.329 | 0.013 | 0.783 | 0 | 1.8226
| ¦_OLS | LTFP | T | PERIOD | 2012-2020
| VARIABLE | ESTIMATED | STANDARD | T-RATIO | PARTIAL | STANDARDIZED | ELASTICITY
| NAME | COEFFICIENT | ERROR | 7 | DF | P-VALUE | CORR. | COEFFICIENT | AT | MEANS
| T | 0.023724 | 0.009683 | 2.45 | 0.044 | 0.679 | 0.6795 | -3.7718
| CONSTANT | -0.33016 | 0.1094 | -3.018 | 0.019-0.752 | 0 | 4.7718
| ¦_OLS | LPP1 | T | PERIOD | 2012-2020
| VARIABLE | ESTIMATED | STANDARD | T-RATIO | PARTIAL | STANDARDIZED | ELASTICITY
| NAME | COEFFICIENT | ERROR | 7 | DF | P-VALUE | CORR. | COEFFICIENT | AT | MEANS
| T | 0.064576 | 0.02483 | 2.601 | 0.035 | 0.701 | 0.701 | -5.864
| CONSTANT | -0.83147 | 0.2806 | -2.964 | 0.021-0.746 | 0 | 6.864
| ¦_OLS | LPPK | T | PERIOD | 2012-2020
| VARIABLE | ESTIMATED | STANDARD | T-RATIO | PARTIAL | STANDARDIZED | ELASTICITY
| NAME | COEFFICIENT | ERROR | 7 | DF | P-VALUE | CORR. | COEFFICIENT | AT | MEANS
| T | -0.0034394 | 0.0006367 | -5.402 | 0.001-0.898 | -0.8981 | 1.5451
| CONSTANT | 0.013348 | 0.007194 | 1.855 | 0.106 | 0.574 | 0 | -0.5451
AGD
| ¦_OLS | LQO | T | PERIOD | 2006-2020
| VARIABLE | ESTIMATED | STANDARD | T-RATIO | PARTIAL | STANDARDIZED | ELASTICITY
| NAME | COEFFICIENT | ERROR | 13 | DF | P-VALUE | CORR. | COEFFICIENT | AT | MEANS
| T | 0.0053767 | 0.0009331 | 5.762 | 0 | 0.848 | 0.8477 | 0.9505
| CONSTANT | 0.0022408 | 0.008484 | 0.2641 | 0.796 | 0.073 | 0 | 0.0495
| ¦_OLS | LQI | T | PERIOD | 2006-2020
| VARIABLE | ESTIMATED | STANDARD | T-RATIO | PARTIAL | STANDARDIZED | ELASTICITY
| NAME | COEFFICIENT | ERROR | 13 | DF | P-VALUE | CORR. | COEFFICIENT | AT | MEANS
| T | 0.006742 | 0.004456 | 1.513 | 0.154 | 0.387 | 0.3869 | 0.4612
| CONSTANT | 0.063006 | 0.04052 | 1.555 | 0.144 | 0.396 | 0 | 0.5388
| ¦_OLS | LTFP | T | PERIOD | 2006-2020
| VARIABLE | ESTIMATED | STANDARD | T-RATIO | PARTIAL | STANDARDIZED | ELASTICITY
| NAME | COEFFICIENT | ERROR | 13 | DF | P-VALUE | CORR. | COEFFICIENT | AT | MEANS
| T | -0.0013653 | 0.003955 | -0.3452 | 0.735-0.095 | -0.0953 | 0.1524
| CONSTANT | -0.060765 | 0.03596 | -1.69 | 0.115-0.424 | 0 | 0.8476
| ¦_OLS | LPP1 | T | PERIOD | 2006-2020
| VARIABLE | ESTIMATED | STANDARD | T-RATIO | PARTIAL | STANDARDIZED | ELASTICITY
| NAME | COEFFICIENT | ERROR | 13 | DF | P-VALUE | CORR. | COEFFICIENT | AT | MEANS
| T | 0.017153 | 0.009596 | 1.788 | 0.097 | 0.444 | 0.4442 | -8.1541
| CONSTANT | -0.15405 | 0.08725 | -1.766 | 0.101-0.440 | 0 | 9.1541
| ¦_OLS | LPPK | T | PERIOD | 2006-2020
| VARIABLE | ESTIMATED | STANDARD | T-RATIO | PARTIAL | STANDARDIZED | ELASTICITY
| NAME | COEFFICIENT | ERROR | 13 | DF | P-VALUE | CORR. | COEFFICIENT | AT | MEANS
| T | -0.011478 | 0.001188 | -9.665 | 0.000-0.937 | -0.9369 | 0.8811
| CONSTANT | -0.012389 | 0.0108 | -1.147 | 0.272-0.303 | 0 | 0.1189
| ¦_OLS | LQO | T | PERIOD | 2006-2012
| VARIABLE | ESTIMATED | STANDARD | T-RATIO | PARTIAL | STANDARDIZED | ELASTICITY
| NAME | COEFFICIENT | ERROR | 5 | DF | P-VALUE | CORR. | COEFFICIENT | AT | MEANS
| T | 0.010701 | 0.002445 | 4.376 | 0.007 | 0.89 | 0.8905 | 1.8985
| CONSTANT | -0.020257 | 0.01094 | -1.852 | 0.123-0.638 | 0 | -0.8985
| ¦_OLS | LQI | T | PERIOD | 2006-2012
| VARIABLE | ESTIMATED | STANDARD | T-RATIO | PARTIAL | STANDARDIZED | ELASTICITY
| NAME | COEFFICIENT | ERROR | 5 | DF | P-VALUE | CORR. | COEFFICIENT | AT | MEANS
| T | 0.035478 | 0.007919 | 4.48 | 0.007 | 0.895 | 0.8948 | 1.6471
| CONSTANT | -0.055753 | 0.03541 | -1.574 | 0.176-0.576 | 0 | -0.6471
| ¦_OLS | LTFP | T | PERIOD | 2006-2012
| VARIABLE | ESTIMATED | STANDARD | T-RATIO | PARTIAL | STANDARDIZED | ELASTICITY
| NAME | COEFFICIENT | ERROR | 5 | DF | P-VALUE | CORR. | COEFFICIENT | AT | MEANS
| T | -0.024777 | 0.008474 | -2.924 | 0.033-0.794 | -0.7943 | 1.558
| CONSTANT | 0.035496 | 0.0379 | 0.9366 | 0.392 | 0.386 | 0 | -0.558
| ¦_OLS | LPP1 | T | PERIOD | 2006-2012
| VARIABLE | ESTIMATED | STANDARD | T-RATIO | PARTIAL | STANDARDIZED | ELASTICITY
| NAME | COEFFICIENT | ERROR | 5 | DF | P-VALUE | CORR. | COEFFICIENT | AT | MEANS
| T | -0.042395 | 0.01983 | -2.138 | 0.086-0.691 | -0.691 | 2.0209
| CONSTANT | 0.085665 | 0.08869 | 0.9659 | 0.378 | 0.397 | 0 | -1.0209
| ¦_OLS | LPPK | T | PERIOD | 2006-2012
| VARIABLE | ESTIMATED | STANDARD | T-RATIO | PARTIAL | STANDARDIZED | ELASTICITY
| NAME | COEFFICIENT | ERROR | 5 | DF | P-VALUE | CORR. | COEFFICIENT | AT | MEANS
| T | -0.015349 | 0.00227 | -6.761 | 0.001-0.949 | -0.9494 | 1.1312
| CONSTANT | 0.0071208 | 0.01015 | 0.7014 | 0.514 | 0.299 | 0 | -0.1312
| ¦_OLS | LQO | T | PERIOD | 2012-2020
| VARIABLE | ESTIMATED | STANDARD | T-RATIO | PARTIAL | STANDARDIZED | ELASTICITY
| NAME | COEFFICIENT | ERROR | 7 | DF | P-VALUE | CORR. | COEFFICIENT | AT | MEANS
| T | 0.00060636 | 0.001045 | 0.5801 | 0.58 | 0.214 | 0.2142 | 0.1034
| CONSTANT | 0.057823 | 0.01181 | 4.896 | 0.002 | 0.88 | 0 | 0.8966
| ¦_OLS | LQI | T | PERIOD | 2012-2020
| VARIABLE | ESTIMATED | STANDARD | T-RATIO | PARTIAL | STANDARDIZED | ELASTICITY
| NAME | COEFFICIENT | ERROR | 7 | DF | P-VALUE | CORR. | COEFFICIENT | AT | MEANS
| T | -0.015236 | 0.006303 | -2.417 | 0.046-0.675 | -0.6745 | -1.1231
| CONSTANT | 0.31682 | 0.07121 | 4.449 | 0.003 | 0.859 | 0 | 2.1231
| ¦_OLS | LTFP | T | PERIOD | 2012-2020
| VARIABLE | ESTIMATED | STANDARD | T-RATIO | PARTIAL | STANDARDIZED | ELASTICITY
| NAME | COEFFICIENT | ERROR | 7 | DF | P-VALUE | CORR. | COEFFICIENT | AT | MEANS
| T | 0.015842 | 0.006338 | 2.5 | 0.041 | 0.687 | 0.6867 | -2.0567
| CONSTANT | -0.25899 | 0.07161 | -3.617 | 0.009-0.807 | 0 | 3.0567
| ¦_OLS | LPP1 | T | PERIOD | 2012-2020
| VARIABLE | ESTIMATED | STANDARD | T-RATIO | PARTIAL | STANDARDIZED | ELASTICITY
| NAME | COEFFICIENT | ERROR | 7 | DF | P-VALUE | CORR. | COEFFICIENT | AT | MEANS
| T | 0.05762 | 0.01606 | 3.589 | 0.009 | 0.805 | 0.8049 | 44.0443
| CONSTANT | -0.61943 | 0.1814 | -3.414 | 0.011-0.790 | 0 | -43.0443
| ¦_OLS | LPPK | T | PERIOD | 2012-2020
| VARIABLE | ESTIMATED | STANDARD | T-RATIO | PARTIAL | STANDARDIZED | ELASTICITY
| NAME | COEFFICIENT | ERROR | 7 | DF | P-VALUE | CORR. | COEFFICIENT | AT | MEANS
| T | -0.0061149 | 0.002212 | -2.765 | 0.028-0.722 | -0.7225 | 0.4729
| CONSTANT | -0.074965 | 0.02499 | -3 | 0.020-0.750 | 0 | 0.5271
CIT
| ¦_OLS | LQO | T | PERIOD | 2006-2020
| VARIABLE | ESTIMATED | STANDARD | T-RATIO | PARTIAL | STANDARDIZED | ELASTICITY
| NAME | COEFFICIENT | ERROR | 13 | DF | P-VALUE | CORR. | COEFFICIENT | AT | MEANS
| T | 0.0086353 | 0.0006854 | 12.6 | 0 | 0.961 | 0.9614 | 0.8375
| CONSTANT | 0.013408 | 0.006232 | 2.151 | 0.051 | 0.512 | 0 | 0.1625
| ¦_OLS | LQI | T | PERIOD | 2006-2020
| VARIABLE | ESTIMATED | STANDARD | T-RATIO | PARTIAL | STANDARDIZED | ELASTICITY
| NAME | COEFFICIENT | ERROR | 13 | DF | P-VALUE | CORR. | COEFFICIENT | AT | MEANS
| T | 0.017437 | 0.002964 | 5.883 | 0 | 0.853 | 0.8526 | 0.7283
| CONSTANT | 0.052039 | 0.02695 | 1.931 | 0.076 | 0.472 | 0 | 0.2717
| ¦_OLS | LTFP | T | PERIOD | 2006-2020
| VARIABLE | ESTIMATED | STANDARD | T-RATIO | PARTIAL | STANDARDIZED | ELASTICITY
| NAME | COEFFICIENT | ERROR | 13 | DF | P-VALUE | CORR. | COEFFICIENT | AT | MEANS
| T | -0.0088015 | 0.002862 | -3.075 | 0.009-0.649 | -0.6489 | 0.6457
| CONSTANT | -0.038631 | 0.02603 | -1.484 | 0.162-0.381 | 0 | 0.3543
| ¦_OLS | LPP1 | T | PERIOD | 2006-2020
| VARIABLE | ESTIMATED | STANDARD | T-RATIO | PARTIAL | STANDARDIZED | ELASTICITY
| NAME | COEFFICIENT | ERROR | 13 | DF | P-VALUE | CORR. | COEFFICIENT | AT | MEANS
| T | -0.012544 | 0.007203 | -1.742 | 0.105-0.435 | -0.4349 | 0.4314
| CONSTANT | -0.13229 | 0.06549 | -2.02 | 0.064-0.489 | 0 | 0.5686
| ¦_OLS | LPPK | T | PERIOD | 2006-2020
| VARIABLE | ESTIMATED | STANDARD | T-RATIO | PARTIAL | STANDARDIZED | ELASTICITY
| NAME | COEFFICIENT | ERROR | 13 | DF | P-VALUE | CORR. | COEFFICIENT | AT | MEANS
| T | -0.007604 | 0.001384 | -5.493 | 0.000-0.836 | -0.836 | 0.9036
| CONSTANT | -0.006493 | 0.01259 | -0.5159 | 0.615-0.142 | 0 | 0.0964
| ¦_OLS | LQO | T | PERIOD | 2006-2012
| VARIABLE | ESTIMATED | STANDARD | T-RATIO | PARTIAL | STANDARDIZED | ELASTICITY
| NAME | COEFFICIENT | ERROR | 5 | DF | P-VALUE | CORR. | COEFFICIENT | AT | MEANS
| T | 0.011597 | 0.002461 | 4.713 | 0.005 | 0.903 | 0.9035 | 0.9506
| CONSTANT | 0.0024111 | 0.01101 | 0.2191 | 0.835 | 0.098 | 0 | 0.0494
| ¦_OLS | LQI | T | PERIOD | 2006-2012
| VARIABLE | ESTIMATED | STANDARD | T-RATIO | PARTIAL | STANDARDIZED | ELASTICITY
| NAME | COEFFICIENT | ERROR | 5 | DF | P-VALUE | CORR. | COEFFICIENT | AT | MEANS
| T | 0.037748 | 0.003171 | 11.9 | 0 | 0.983 | 0.9828 | 1.2948
| CONSTANT | -0.034381 | 0.01418 | -2.424 | 0.060-0.735 | 0 | -0.2948
| ¦_OLS | LTFP | T | PERIOD | 2006-2012
| VARIABLE | ESTIMATED | STANDARD | T-RATIO | PARTIAL | STANDARDIZED | ELASTICITY
| NAME | COEFFICIENT | ERROR | 5 | DF | P-VALUE | CORR. | COEFFICIENT | AT | MEANS
| T | -0.026151 | 0.004875 | -5.365 | 0.003-0.923 | -0.923 | 1.5425
| CONSTANT | 0.036792 | 0.0218 | 1.688 | 0.152 | 0.602 | 0 | -0.5425
| ¦_OLS | LPP1 | T | PERIOD | 2006-2012
| VARIABLE | ESTIMATED | STANDARD | T-RATIO | PARTIAL | STANDARDIZED | ELASTICITY
| NAME | COEFFICIENT | ERROR | 5 | DF | P-VALUE | CORR. | COEFFICIENT | AT | MEANS
| T | -0.058573 | 0.01474 | -3.973 | 0.011-0.871 | -0.8715 | 1.3647
| CONSTANT | 0.062608 | 0.06592 | 0.9497 | 0.386 | 0.391 | 0 | -0.3647
| ¦_OLS | LPPK | T | PERIOD | 2006-2012
| VARIABLE | ESTIMATED | STANDARD | T-RATIO | PARTIAL | STANDARDIZED | ELASTICITY
| NAME | COEFFICIENT | ERROR | 5 | DF | P-VALUE | CORR. | COEFFICIENT | AT | MEANS
| T | -0.014603 | 0.001814 | -8.048 | 0.000-0.964 | -0.9635 | 1.7841
| CONSTANT | 0.02567 | 0.008114 | 3.164 | 0.025 | 0.817 | 0 | -0.7841
| ¦_OLS | LQO | T | PERIOD | 2012-2020
| VARIABLE | ESTIMATED | STANDARD | T-RATIO | PARTIAL | STANDARDIZED | ELASTICITY
| NAME | COEFFICIENT | ERROR | 7 | DF | P-VALUE | CORR. | COEFFICIENT | AT | MEANS
| T | 0.0078839 | 0.001171 | 6.733 | 0 | 0.931 | 0.9307 | 0.8042
| CONSTANT | 0.021117 | 0.01323 | 1.596 | 0.154 | 0.517 | 0 | 0.1958
| ¦_OLS | LQI | T | PERIOD | 2012-2020
| VARIABLE | ESTIMATED | STANDARD | T-RATIO | PARTIAL | STANDARDIZED | ELASTICITY
| NAME | COEFFICIENT | ERROR | 7 | DF | P-VALUE | CORR. | COEFFICIENT | AT | MEANS
| T | -0.0012957 | 0.002227 | -0.5818 | 0.579-0.215 | -0.2148 | -0.0556
| CONSTANT | 0.2705 | 0.02516 | 10.75 | 0 | 0.971 | 0 | 1.0556
| ¦_OLS | LTFP | T | PERIOD | 2012-2020
| VARIABLE | ESTIMATED | STANDARD | T-RATIO | PARTIAL | STANDARDIZED | ELASTICITY
| NAME | COEFFICIENT | ERROR | 7 | DF | P-VALUE | CORR. | COEFFICIENT | AT | MEANS
| T | 0.0091796 | 0.002416 | 3.8 | 0.007 | 0.821 | 0.8207 | -0.6804
| CONSTANT | -0.24938 | 0.0273 | -9.136 | 0.000-0.961 | 0 | 1.6804
| ¦_OLS | LPP1 | T | PERIOD | 2012-2020
| VARIABLE | ESTIMATED | STANDARD | T-RATIO | PARTIAL | STANDARDIZED | ELASTICITY
| NAME | COEFFICIENT | ERROR | 7 | DF | P-VALUE | CORR. | COEFFICIENT | AT | MEANS
| T | 0.030672 | 0.006128 | 5.005 | 0.002 | 0.884 | 0.8841 | -1.1238
| CONSTANT | -0.6376 | 0.06924 | -9.209 | 0.000-0.961 | 0 | 2.1238
| ¦_OLS | LPPK | T | PERIOD | 2012-2020
| VARIABLE | ESTIMATED | STANDARD | T-RATIO | PARTIAL | STANDARDIZED | ELASTICITY
| NAME | COEFFICIENT | ERROR | 7 | DF | P-VALUE | CORR. | COEFFICIENT | AT | MEANS
| T | 0.00096126 | 0.001588 | 0.6054 | 0.564 | 0.223 | 0.2231 | -0.1095
| CONSTANT | -0.10711 | 0.01794 | -5.971 | 0.001-0.914 | 0 | 1.1095
END
| ¦_OLS | LQO | T | PERIOD | 2006-2020
| VARIABLE | ESTIMATED | STANDARD | T-RATIO | PARTIAL | STANDARDIZED | ELASTICITY
| NAME | COEFFICIENT | ERROR | 13 | DF | P-VALUE | CORR. | COEFFICIENT | AT | MEANS
| T | 0.012581 | 0.001066 | 11.8 | 0 | 0.956 | 0.9563 | 1.0751
| CONSTANT | -0.0070269 | 0.009694 | -0.7248 | 0.481-0.197 | 0 | -0.0751
| ¦_OLS | LQI | T | PERIOD | 2006-2020
| VARIABLE | ESTIMATED | STANDARD | T-RATIO | PARTIAL | STANDARDIZED | ELASTICITY
| NAME | COEFFICIENT | ERROR | 13 | DF | P-VALUE | CORR. | COEFFICIENT | AT | MEANS
| T | 0.017544 | 0.002983 | 5.882 | 0 | 0.853 | 0.8526 | 0.6689
| CONSTANT | 0.069484 | 0.02712 | 2.562 | 0.024 | 0.579 | 0 | 0.3311
| ¦_OLS | LTFP | T | PERIOD | 2006-2020
| VARIABLE | ESTIMATED | STANDARD | T-RATIO | PARTIAL | STANDARDIZED | ELASTICITY
| NAME | COEFFICIENT | ERROR | 13 | DF | P-VALUE | CORR. | COEFFICIENT | AT | MEANS
| T | -0.0049633 | 0.003142 | -1.579 | 0.138-0.401 | -0.4012 | 0.3417
| CONSTANT | -0.076511 | 0.02857 | -2.678 | 0.019-0.596 | 0 | 0.6583
| ¦_OLS | LPP1 | T | PERIOD | 2006-2020
| VARIABLE | ESTIMATED | STANDARD | T-RATIO | PARTIAL | STANDARDIZED | ELASTICITY
| NAME | COEFFICIENT | ERROR | 13 | DF | P-VALUE | CORR. | COEFFICIENT | AT | MEANS
| T | 0.012434 | 0.006215 | 2 | 0.067 | 0.485 | 0.4852 | -1.4339
| CONSTANT | -0.16884 | 0.05651 | -2.988 | 0.010-0.638 | 0 | 2.4339
| ¦_OLS | LPPK | T | PERIOD | 2006-2020
| VARIABLE | ESTIMATED | STANDARD | T-RATIO | PARTIAL | STANDARDIZED | ELASTICITY
| NAME | COEFFICIENT | ERROR | 13 | DF | P-VALUE | CORR. | COEFFICIENT | AT | MEANS
| T | -0.016237 | 0.001614 | -10.06 | 0.000-0.941 | -0.9414 | 0.8929
| CONSTANT | -0.015586 | 0.01467 | -1.062 | 0.307-0.283 | 0 | 0.1071
| ¦_OLS | LQO | T | PERIOD | 2006-2012
| VARIABLE | ESTIMATED | STANDARD | T-RATIO | PARTIAL | STANDARDIZED | ELASTICITY
| NAME | COEFFICIENT | ERROR | 5 | DF | P-VALUE | CORR. | COEFFICIENT | AT | MEANS
| T | 0.016987 | 0.003005 | 5.654 | 0.002 | 0.93 | 0.9299 | 1.4165
| CONSTANT | -0.019979 | 0.01344 | -1.487 | 0.197-0.554 | 0 | -0.4165
| ¦_OLS | LQI | T | PERIOD | 2006-2012
| VARIABLE | ESTIMATED | STANDARD | T-RATIO | PARTIAL | STANDARDIZED | ELASTICITY
| NAME | COEFFICIENT | ERROR | 5 | DF | P-VALUE | CORR. | COEFFICIENT | AT | MEANS
| T | 0.031456 | 0.007073 | 4.448 | 0.007 | 0.893 | 0.8934 | 0.9282
| CONSTANT | 0.0097315 | 0.03163 | 0.3077 | 0.771 | 0.136 | 0 | 0.0718
| ¦_OLS | LTFP | T | PERIOD | 2006-2012
| VARIABLE | ESTIMATED | STANDARD | T-RATIO | PARTIAL | STANDARDIZED | ELASTICITY
| NAME | COEFFICIENT | ERROR | 5 | DF | P-VALUE | CORR. | COEFFICIENT | AT | MEANS
| T | -0.014469 | 0.008808 | -1.643 | 0.161-0.592 | -0.5921 | 0.6608
| CONSTANT | -0.029711 | 0.03939 | -0.7543 | 0.485-0.320 | 0 | 0.3392
| ¦_OLS | LPP1 | T | PERIOD | 2006-2012
| VARIABLE | ESTIMATED | STANDARD | T-RATIO | PARTIAL | STANDARDIZED | ELASTICITY
| NAME | COEFFICIENT | ERROR | 5 | DF | P-VALUE | CORR. | COEFFICIENT | AT | MEANS
| T | -0.010336 | 0.01632 | -0.6334 | 0.554-0.273 | -0.2725 | 0.3779
| CONSTANT | -0.068051 | 0.07298 | -0.9324 | 0.394-0.385 | 0 | 0.6221
| ¦_OLS | LPPK | T | PERIOD | 2006-2012
| VARIABLE | ESTIMATED | STANDARD | T-RATIO | PARTIAL | STANDARDIZED | ELASTICITY
| NAME | COEFFICIENT | ERROR | 5 | DF | P-VALUE | CORR. | COEFFICIENT | AT | MEANS
| T | -0.018005 | 0.003867 | -4.655 | 0.006-0.901 | -0.9014 | 0.9937
| CONSTANT | -0.00045539 | 0.0173 | -0.02633 | 0.980-0.012 | 0 | 0.0063
| ¦_OLS | LQO | T | PERIOD | 2012-2020
| VARIABLE | ESTIMATED | STANDARD | T-RATIO | PARTIAL | STANDARDIZED | ELASTICITY
| NAME | COEFFICIENT | ERROR | 7 | DF | P-VALUE | CORR. | COEFFICIENT | AT | MEANS
| T | 0.014506 | 0.002084 | 6.96 | 0 | 0.935 | 0.9347 | 1.252
| CONSTANT | -0.032114 | 0.02355 | -1.364 | 0.215-0.458 | 0 | -0.252
| ¦_OLS | LQI | T | PERIOD | 2012-2020
| VARIABLE | ESTIMATED | STANDARD | T-RATIO | PARTIAL | STANDARDIZED | ELASTICITY
| NAME | COEFFICIENT | ERROR | 7 | DF | P-VALUE | CORR. | COEFFICIENT | AT | MEANS
| T | 0.0060565 | 0.005394 | 1.123 | 0.299 | 0.391 | 0.3907 | 0.2482
| CONSTANT | 0.20178 | 0.06094 | 3.311 | 0.013 | 0.781 | 0 | 0.7518
| ¦_OLS | LTFP | T | PERIOD | 2012-2020
| VARIABLE | ESTIMATED | STANDARD | T-RATIO | PARTIAL | STANDARDIZED | ELASTICITY
| NAME | COEFFICIENT | ERROR | 7 | DF | P-VALUE | CORR. | COEFFICIENT | AT | MEANS
| T | 0.0084495 | 0.005138 | 1.645 | 0.144 | 0.528 | 0.5279 | -0.6594
| CONSTANT | -0.23389 | 0.05805 | -4.029 | 0.005-0.836 | 0 | 1.6594
| ¦_OLS | LPP1 | T | PERIOD | 2012-2020
| VARIABLE | ESTIMATED | STANDARD | T-RATIO | PARTIAL | STANDARDIZED | ELASTICITY
| NAME | COEFFICIENT | ERROR | 7 | DF | P-VALUE | CORR. | COEFFICIENT | AT | MEANS
| T | 0.034637 | 0.01194 | 2.9 | 0.023 | 0.739 | 0.7388 | -8.3371
| CONSTANT | -0.42671 | 0.1349 | -3.162 | 0.016-0.767 | 0 | 9.3371
| ¦_OLS | LPPK | T | PERIOD | 2012-2020
| VARIABLE | ESTIMATED | STANDARD | T-RATIO | PARTIAL | STANDARDIZED | ELASTICITY
| NAME | COEFFICIENT | ERROR | 7 | DF | P-VALUE | CORR. | COEFFICIENT | AT | MEANS
| T | -0.0080593 | 0.002415 | -3.337 | 0.012-0.784 | -0.7836 | 0.4394
| CONSTANT | -0.11309 | 0.02729 | -4.145 | 0.004-0.843 | 0 | 0.5606
ENX
| ¦_OLS | LQO | T | PERIOD | 2006-2020
| VARIABLE | ESTIMATED | STANDARD | T-RATIO | PARTIAL | STANDARDIZED | ELASTICITY
| NAME | COEFFICIENT | ERROR | 13 | DF | P-VALUE | CORR. | COEFFICIENT | AT | MEANS
| T | 0.015061 | 0.00235 | 6.409 | 0 | 0.872 | 0.8715 | 0.5797
| CONSTANT | 0.087349 | 0.02137 | 4.088 | 0.001 | 0.75 | 0 | 0.4203
| ¦_OLS | LQI | T | PERIOD | 2006-2020
| VARIABLE | ESTIMATED | STANDARD | T-RATIO | PARTIAL | STANDARDIZED | ELASTICITY
| NAME | COEFFICIENT | ERROR | 13 | DF | P-VALUE | CORR. | COEFFICIENT | AT | MEANS
| T | 0.019288 | 0.00356 | 5.419 | 0 | 0.833 | 0.8325 | 0.6142
| CONSTANT | 0.096914 | 0.03236 | 2.994 | 0.01 | 0.639 | 0 | 0.3858
| ¦_OLS | LTFP | T | PERIOD | 2006-2020
| VARIABLE | ESTIMATED | STANDARD | T-RATIO | PARTIAL | STANDARDIZED | ELASTICITY
| NAME | COEFFICIENT | ERROR | 13 | DF | P-VALUE | CORR. | COEFFICIENT | AT | MEANS
| T | -0.0042277 | 0.001966 | -2.151 | 0.051-0.512 | -0.5123 | 0.7795
| CONSTANT | -0.0095649 | 0.01787 | -0.5352 | 0.602-0.147 | 0 | 0.2205
| ¦_OLS | LPP1 | T | PERIOD | 2006-2020
| VARIABLE | ESTIMATED | STANDARD | T-RATIO | PARTIAL | STANDARDIZED | ELASTICITY
| NAME | COEFFICIENT | ERROR | 13 | DF | P-VALUE | CORR. | COEFFICIENT | AT | MEANS
| T | 0.0048069 | 0.005146 | 0.9341 | 0.367 | 0.251 | 0.2508 | -0.5759
| CONSTANT | -0.10523 | 0.04679 | -2.249 | 0.042-0.529 | 0 | 1.5759
| ¦_OLS | LPPK | T | PERIOD | 2006-2020
| VARIABLE | ESTIMATED | STANDARD | T-RATIO | PARTIAL | STANDARDIZED | ELASTICITY
| NAME | COEFFICIENT | ERROR | 13 | DF | P-VALUE | CORR. | COEFFICIENT | AT | MEANS
| T | -0.0093394 | 0.001015 | -9.197 | 0.000-0.931 | -0.931 | 2.4673
| CONSTANT | 0.044433 | 0.009232 | 4.813 | 0 | 0.8 | 0 | -1.4673
| ¦_OLS | LQO | T | PERIOD | 2006-2012
| VARIABLE | ESTIMATED | STANDARD | T-RATIO | PARTIAL | STANDARDIZED | ELASTICITY
| NAME | COEFFICIENT | ERROR | 5 | DF | P-VALUE | CORR. | COEFFICIENT | AT | MEANS
| T | 0.036135 | 0.005331 | 6.778 | 0.001 | 0.95 | 0.9497 | 0.9498
| CONSTANT | 0.0076336 | 0.02384 | 0.3202 | 0.762 | 0.142 | 0 | 0.0502
| ¦_OLS | LQI | T | PERIOD | 2006-2012
| VARIABLE | ESTIMATED | STANDARD | T-RATIO | PARTIAL | STANDARDIZED | ELASTICITY
| NAME | COEFFICIENT | ERROR | 5 | DF | P-VALUE | CORR. | COEFFICIENT | AT | MEANS
| T | 0.046079 | 0.003767 | 12.23 | 0 | 0.984 | 0.9837 | 1.0865
| CONSTANT | -0.014679 | 0.01685 | -0.8713 | 0.423-0.363 | 0 | -0.0865
| ¦_OLS | LTFP | T | PERIOD | 2006-2012
| VARIABLE | ESTIMATED | STANDARD | T-RATIO | PARTIAL | STANDARDIZED | ELASTICITY
| NAME | COEFFICIENT | ERROR | 5 | DF | P-VALUE | CORR. | COEFFICIENT | AT | MEANS
| T | -0.0099444 | 0.002856 | -3.482 | 0.018-0.841 | -0.8414 | 2.2776
| CONSTANT | 0.022313 | 0.01277 | 1.747 | 0.141 | 0.616 | 0 | -1.2776
| ¦_OLS | LPP1 | T | PERIOD | 2006-2012
| VARIABLE | ESTIMATED | STANDARD | T-RATIO | PARTIAL | STANDARDIZED | ELASTICITY
| NAME | COEFFICIENT | ERROR | 5 | DF | P-VALUE | CORR. | COEFFICIENT | AT | MEANS
| T | -0.022094 | 0.005436 | -4.064 | 0.010-0.876 | -0.8761 | 1.2696
| CONSTANT | 0.018766 | 0.02431 | 0.7719 | 0.475 | 0.326 | 0 | -0.2696
| ¦_OLS | LPPK | T | PERIOD | 2006-2012
| VARIABLE | ESTIMATED | STANDARD | T-RATIO | PARTIAL | STANDARDIZED | ELASTICITY
| NAME | COEFFICIENT | ERROR | 5 | DF | P-VALUE | CORR. | COEFFICIENT | AT | MEANS
| T | -0.003674 | 0.003247 | -1.132 | 0.309-0.452 | -0.4515 | -1.2911
| CONSTANT | 0.026079 | 0.01452 | 1.796 | 0.132 | 0.626 | 0 | 2.2911
| ¦_OLS | LQO | T | PERIOD | 2012-2020
| VARIABLE | ESTIMATED | STANDARD | T-RATIO | PARTIAL | STANDARDIZED | ELASTICITY
| NAME | COEFFICIENT | ERROR | 7 | DF | P-VALUE | CORR. | COEFFICIENT | AT | MEANS
| T | 0.0057258 | 0.00124 | 4.618 | 0.002 | 0.868 | 0.8677 | 0.2471
| CONSTANT | 0.19187 | 0.01401 | 13.7 | 0 | 0.982 | 0 | 0.7529
| ¦_OLS | LQI | T | PERIOD | 2012-2020
| VARIABLE | ESTIMATED | STANDARD | T-RATIO | PARTIAL | STANDARDIZED | ELASTICITY
| NAME | COEFFICIENT | ERROR | 7 | DF | P-VALUE | CORR. | COEFFICIENT | AT | MEANS
| T | -0.0012415 | 0.002149 | -0.5778 | 0.582-0.213 | -0.2133 | -0.0427
| CONSTANT | 0.33354 | 0.02428 | 13.74 | 0 | 0.982 | 0 | 1.0427
| ¦_OLS | LTFP | T | PERIOD | 2012-2020
| VARIABLE | ESTIMATED | STANDARD | T-RATIO | PARTIAL | STANDARDIZED | ELASTICITY
| NAME | COEFFICIENT | ERROR | 7 | DF | P-VALUE | CORR. | COEFFICIENT | AT | MEANS
| T | 0.0069673 | 0.002889 | 2.411 | 0.047 | 0.674 | 0.6736 | -1.1786
| CONSTANT | -0.14167 | 0.03265 | -4.34 | 0.003-0.854 | 0 | 2.1786
| ¦_OLS | LPP1 | T | PERIOD | 2012-2020
| VARIABLE | ESTIMATED | STANDARD | T-RATIO | PARTIAL | STANDARDIZED | ELASTICITY
| NAME | COEFFICIENT | ERROR | 7 | DF | P-VALUE | CORR. | COEFFICIENT | AT | MEANS
| T | 0.03678 | 0.005409 | 6.8 | 0 | 0.932 | 0.9319 | -5.3831
| CONSTANT | -0.47974 | 0.06112 | -7.849 | 0.000-0.948 | 0 | 6.3831
| ¦_OLS | LPPK | T | PERIOD | 2012-2020
| VARIABLE | ESTIMATED | STANDARD | T-RATIO | PARTIAL | STANDARDIZED | ELASTICITY
| NAME | COEFFICIENT | ERROR | 7 | DF | P-VALUE | CORR. | COEFFICIENT | AT | MEANS
| T | -0.0097577 | 0.001953 | -4.997 | 0.002-0.884 | -0.8838 | 1.804
| CONSTANT | 0.047837 | 0.02206 | 2.168 | 0.067 | 0.634 | 0 | -0.804
ERG
| ¦_OLS | LQO | T | PERIOD | 2006-2020
| VARIABLE | ESTIMATED | STANDARD | T-RATIO | PARTIAL | STANDARDIZED | ELASTICITY
| NAME | COEFFICIENT | ERROR | 13 | DF | P-VALUE | CORR. | COEFFICIENT | AT | MEANS
| T | 0.010188 | 0.002208 | 4.613 | 0 | 0.788 | 0.7879 | 0.536
| CONSTANT | 0.070559 | 0.02008 | 3.514 | 0.004 | 0.698 | 0 | 0.464
| ¦_OLS | LQI | T | PERIOD | 2006-2020
| VARIABLE | ESTIMATED | STANDARD | T-RATIO | PARTIAL | STANDARDIZED | ELASTICITY
| NAME | COEFFICIENT | ERROR | 13 | DF | P-VALUE | CORR. | COEFFICIENT | AT | MEANS
| T | 0.013606 | 0.001896 | 7.175 | 0 | 0.894 | 0.8935 | 1.295
| CONSTANT | -0.024796 | 0.01724 | -1.438 | 0.174-0.370 | 0 | -0.295
| ¦_OLS | LTFP | T | PERIOD | 2006-2020
| VARIABLE | ESTIMATED | STANDARD | T-RATIO | PARTIAL | STANDARDIZED | ELASTICITY
| NAME | COEFFICIENT | ERROR | 13 | DF | P-VALUE | CORR. | COEFFICIENT | AT | MEANS
| T | -0.0034185 | 0.003004 | -1.138 | 0.276-0.301 | -0.301 | -0.4021
| CONSTANT | 0.095355 | 0.02731 | 3.491 | 0.004 | 0.696 | 0 | 1.4021
| ¦_OLS | LPP1 | T | PERIOD | 2006-2020
| VARIABLE | ESTIMATED | STANDARD | T-RATIO | PARTIAL | STANDARDIZED | ELASTICITY
| NAME | COEFFICIENT | ERROR | 13 | DF | P-VALUE | CORR. | COEFFICIENT | AT | MEANS
| T | 0.0070046 | 0.005646 | 1.241 | 0.237 | 0.325 | 0.3254 | 0.3181
| CONSTANT | 0.12014 | 0.05133 | 2.34 | 0.036 | 0.544 | 0 | 0.6819
| ¦_OLS | LPPK | T | PERIOD | 2006-2020
| VARIABLE | ESTIMATED | STANDARD | T-RATIO | PARTIAL | STANDARDIZED | ELASTICITY
| NAME | COEFFICIENT | ERROR | 13 | DF | P-VALUE | CORR. | COEFFICIENT | AT | MEANS
| T | -0.0095218 | 0.001902 | -5.006 | 0.000-0.811 | -0.8114 | -41.213
| CONSTANT | 0.078023 | 0.01729 | 4.512 | 0.001 | 0.781 | 0 | 42.213
| ¦_OLS | LQO | T | PERIOD | 2006-2012
| VARIABLE | ESTIMATED | STANDARD | T-RATIO | PARTIAL | STANDARDIZED | ELASTICITY
| NAME | COEFFICIENT | ERROR | 5 | DF | P-VALUE | CORR. | COEFFICIENT | AT | MEANS
| T | 0.017438 | 0.007741 | 2.253 | 0.074 | 0.71 | 0.7097 | 0.6528
| CONSTANT | 0.037106 | 0.03462 | 1.072 | 0.333 | 0.432 | 0 | 0.3472
| ¦_OLS | LQI | T | PERIOD | 2006-2012
| VARIABLE | ESTIMATED | STANDARD | T-RATIO | PARTIAL | STANDARDIZED | ELASTICITY
| NAME | COEFFICIENT | ERROR | 5 | DF | P-VALUE | CORR. | COEFFICIENT | AT | MEANS
| T | 0.024356 | 0.006035 | 4.036 | 0.01 | 0.875 | 0.8747 | 2.7768
| CONSTANT | -0.062338 | 0.02699 | -2.31 | 0.069-0.718 | 0 | -1.7768
| ¦_OLS | LTFP | T | PERIOD | 2006-2012
| VARIABLE | ESTIMATED | STANDARD | T-RATIO | PARTIAL | STANDARDIZED | ELASTICITY
| NAME | COEFFICIENT | ERROR | 5 | DF | P-VALUE | CORR. | COEFFICIENT | AT | MEANS
| T | -0.0069176 | 0.01127 | -0.6137 | 0.566-0.265 | -0.2647 | -0.3855
| CONSTANT | 0.099444 | 0.05041 | 1.973 | 0.106 | 0.662 | 0 | 1.3855
| ¦_OLS | LPP1 | T | PERIOD | 2006-2012
| VARIABLE | ESTIMATED | STANDARD | T-RATIO | PARTIAL | STANDARDIZED | ELASTICITY
| NAME | COEFFICIENT | ERROR | 5 | DF | P-VALUE | CORR. | COEFFICIENT | AT | MEANS
| T | -0.0091848 | 0.02009 | -0.4571 | 0.667-0.200 | -0.2003 | -0.2933
| CONSTANT | 0.16199 | 0.08986 | 1.803 | 0.131 | 0.628 | 0 | 1.2933
| ¦_OLS | LPPK | T | PERIOD | 2006-2012
| VARIABLE | ESTIMATED | STANDARD | T-RATIO | PARTIAL | STANDARDIZED | ELASTICITY
| NAME | COEFFICIENT | ERROR | 5 | DF | P-VALUE | CORR. | COEFFICIENT | AT | MEANS
| T | -0.0068203 | 0.007763 | -0.8786 | 0.420-0.366 | -0.3657 | -0.7443
| CONSTANT | 0.063934 | 0.03472 | 1.842 | 0.125 | 0.636 | 0 | 1.7443
| ¦_OLS | LQO | T | PERIOD | 2012-2020
| VARIABLE | ESTIMATED | STANDARD | T-RATIO | PARTIAL | STANDARDIZED | ELASTICITY
| NAME | COEFFICIENT | ERROR | 7 | DF | P-VALUE | CORR. | COEFFICIENT | AT | MEANS
| T | 0.0015809 | 0.002903 | 0.5446 | 0.603 | 0.202 | 0.2016 | 0.0921
| CONSTANT | 0.17134 | 0.0328 | 5.224 | 0.001 | 0.892 | 0 | 0.9079
| ¦_OLS | LQI | T | PERIOD | 2012-2020
| VARIABLE | ESTIMATED | STANDARD | T-RATIO | PARTIAL | STANDARDIZED | ELASTICITY
| NAME | COEFFICIENT | ERROR | 7 | DF | P-VALUE | CORR. | COEFFICIENT | AT | MEANS
| T | 0.0090963 | 0.00402 | 2.263 | 0.058 | 0.65 | 0.6499 | 0.7866
| CONSTANT | 0.027152 | 0.04542 | 0.5977 | 0.569 | 0.22 | 0 | 0.2134
| ¦_OLS | LTFP | T | PERIOD | 2012-2020
| VARIABLE | ESTIMATED | STANDARD | T-RATIO | PARTIAL | STANDARDIZED | ELASTICITY
| NAME | COEFFICIENT | ERROR | 7 | DF | P-VALUE | CORR. | COEFFICIENT | AT | MEANS
| T | -0.0075154 | 0.005804 | -1.295 | 0.236-0.440 | -0.4396 | -1.3438
| CONSTANT | 0.14419 | 0.06558 | 2.199 | 0.064 | 0.639 | 0 | 2.3438
| ¦_OLS | LPP1 | T | PERIOD | 2012-2020
| VARIABLE | ESTIMATED | STANDARD | T-RATIO | PARTIAL | STANDARDIZED | ELASTICITY
| NAME | COEFFICIENT | ERROR | 7 | DF | P-VALUE | CORR. | COEFFICIENT | AT | MEANS
| T | 0.004267 | 0.01233 | 0.3461 | 0.739 | 0.13 | 0.1297 | 0.2335
| CONSTANT | 0.15405 | 0.1393 | 1.106 | 0.305 | 0.386 | 0 | 0.7665
| ¦_OLS | LPPK | T | PERIOD | 2012-2020
| VARIABLE | ESTIMATED | STANDARD | T-RATIO | PARTIAL | STANDARDIZED | ELASTICITY
| NAME | COEFFICIENT | ERROR | 7 | DF | P-VALUE | CORR. | COEFFICIENT | AT | MEANS
| T | -0.014128 | 0.002742 | -5.152 | 0.001-0.890 | -0.8896 | 6.7407
| CONSTANT | 0.13236 | 0.03098 | 4.272 | 0.004 | 0.85 | 0 | -5.7407
ESS
| ¦_OLS | LQO | T | PERIOD | 2006-2020
| VARIABLE | ESTIMATED | STANDARD | T-RATIO | PARTIAL | STANDARDIZED | ELASTICITY
| NAME | COEFFICIENT | ERROR | 13 | DF | P-VALUE | CORR. | COEFFICIENT | AT | MEANS
| T | 0.0088204 | 0.001713 | 5.148 | 0 | 0.819 | 0.8191 | 0.7274
| CONSTANT | 0.026447 | 0.01558 | 1.698 | 0.113 | 0.426 | 0 | 0.2726
| ¦_OLS | LQI | T | PERIOD | 2006-2020
| VARIABLE | ESTIMATED | STANDARD | T-RATIO | PARTIAL | STANDARDIZED | ELASTICITY
| NAME | COEFFICIENT | ERROR | 13 | DF | P-VALUE | CORR. | COEFFICIENT | AT | MEANS
| T | 0.016773 | 0.004526 | 3.706 | 0.003 | 0.717 | 0.7168 | 0.491
| CONSTANT | 0.13911 | 0.04115 | 3.381 | 0.005 | 0.684 | 0 | 0.509
| ¦_OLS | LTFP | T | PERIOD | 2006-2020
| VARIABLE | ESTIMATED | STANDARD | T-RATIO | PARTIAL | STANDARDIZED | ELASTICITY
| NAME | COEFFICIENT | ERROR | 13 | DF | P-VALUE | CORR. | COEFFICIENT | AT | MEANS
| T | -0.0079527 | 0.004645 | -1.712 | 0.111-0.429 | -0.4289 | 0.3609
| CONSTANT | -0.11267 | 0.04224 | -2.667 | 0.019-0.595 | 0 | 0.6391
| ¦_OLS | LPP1 | T | PERIOD | 2006-2020
| VARIABLE | ESTIMATED | STANDARD | T-RATIO | PARTIAL | STANDARDIZED | ELASTICITY
| NAME | COEFFICIENT | ERROR | 13 | DF | P-VALUE | CORR. | COEFFICIENT | AT | MEANS
| T | 0.0051694 | 0.008713 | 0.5933 | 0.563 | 0.162 | 0.1624 | -0.2089
| CONSTANT | -0.23936 | 0.07922 | -3.021 | 0.010-0.642 | 0 | 1.2089
| ¦_OLS | LPPK | T | PERIOD | 2006-2020
| VARIABLE | ESTIMATED | STANDARD | T-RATIO | PARTIAL | STANDARDIZED | ELASTICITY
| NAME | COEFFICIENT | ERROR | 13 | DF | P-VALUE | CORR. | COEFFICIENT | AT | MEANS
| T | -0.016675 | 0.002546 | -6.548 | 0.000-0.876 | -0.876 | 0.8405
| CONSTANT | -0.025309 | 0.02315 | -1.093 | 0.294-0.290 | 0 | 0.1595
| ¦_OLS | LQO | T | PERIOD | 2006-2012
| VARIABLE | ESTIMATED | STANDARD | T-RATIO | PARTIAL | STANDARDIZED | ELASTICITY
| NAME | COEFFICIENT | ERROR | 5 | DF | P-VALUE | CORR. | COEFFICIENT | AT | MEANS
| T | 0.0077633 | 0.005507 | 1.41 | 0.218 | 0.533 | 0.5333 | 0.5456
| CONSTANT | 0.025861 | 0.02463 | 1.05 | 0.342 | 0.425 | 0 | 0.4544
| ¦_OLS | LQI | T | PERIOD | 2006-2012
| VARIABLE | ESTIMATED | STANDARD | T-RATIO | PARTIAL | STANDARDIZED | ELASTICITY
| NAME | COEFFICIENT | ERROR | 5 | DF | P-VALUE | CORR. | COEFFICIENT | AT | MEANS
| T | 0.056023 | 0.006819 | 8.215 | 0 | 0.965 | 0.9649 | 1.0581
| CONSTANT | -0.012296 | 0.0305 | -0.4032 | 0.703-0.177 | 0 | -0.0581
| ¦_OLS | LTFP | T | PERIOD | 2006-2012
| VARIABLE | ESTIMATED | STANDARD | T-RATIO | PARTIAL | STANDARDIZED | ELASTICITY
| NAME | COEFFICIENT | ERROR | 5 | DF | P-VALUE | CORR. | COEFFICIENT | AT | MEANS
| T | -0.04826 | 0.006059 | -7.965 | 0.001-0.963 | -0.9628 | 1.2464
| CONSTANT | 0.038156 | 0.0271 | 1.408 | 0.218 | 0.533 | 0 | -0.2464
| ¦_OLS | LPP1 | T | PERIOD | 2006-2012
| VARIABLE | ESTIMATED | STANDARD | T-RATIO | PARTIAL | STANDARDIZED | ELASTICITY
| NAME | COEFFICIENT | ERROR | 5 | DF | P-VALUE | CORR. | COEFFICIENT | AT | MEANS
| T | -0.063638 | 0.01436 | -4.432 | 0.007-0.893 | -0.8928 | 1.0749
| CONSTANT | 0.01773 | 0.06422 | 0.2761 | 0.794 | 0.123 | 0 | -0.0749
| ¦_OLS | LPPK | T | PERIOD | 2006-2012
| VARIABLE | ESTIMATED | STANDARD | T-RATIO | PARTIAL | STANDARDIZED | ELASTICITY
| NAME | COEFFICIENT | ERROR | 5 | DF | P-VALUE | CORR. | COEFFICIENT | AT | MEANS
| T | -0.037979 | 0.003832 | -9.911 | 0.000-0.975 | -0.9755 | 1.5621
| CONSTANT | 0.054666 | 0.01714 | 3.19 | 0.024 | 0.819 | 0 | -0.5621
| ¦_OLS | LQO | T | PERIOD | 2012-2020
| VARIABLE | ESTIMATED | STANDARD | T-RATIO | PARTIAL | STANDARDIZED | ELASTICITY
| NAME | COEFFICIENT | ERROR | 7 | DF | P-VALUE | CORR. | COEFFICIENT | AT | MEANS
| T | 0.0071485 | 0.004016 | 1.78 | 0.118 | 0.558 | 0.5582 | 0.6328
| CONSTANT | 0.045639 | 0.04538 | 1.006 | 0.348 | 0.355 | 0 | 0.3672
| ¦_OLS | LQI | T | PERIOD | 2012-2020
| VARIABLE | ESTIMATED | STANDARD | T-RATIO | PARTIAL | STANDARDIZED | ELASTICITY
| NAME | COEFFICIENT | ERROR | 7 | DF | P-VALUE | CORR. | COEFFICIENT | AT | MEANS
| T | -0.0060549 | 0.0051 | -1.187 | 0.274-0.409 | -0.4094 | -0.1992
| CONSTANT | 0.401 | 0.05762 | 6.959 | 0 | 0.935 | 0 | 1.1992
| ¦_OLS | LTFP | T | PERIOD | 2012-2020
| VARIABLE | ESTIMATED | STANDARD | T-RATIO | PARTIAL | STANDARDIZED | ELASTICITY
| NAME | COEFFICIENT | ERROR | 7 | DF | P-VALUE | CORR. | COEFFICIENT | AT | MEANS
| T | 0.013203 | 0.007849 | 1.682 | 0.136 | 0.537 | 0.5365 | -0.6912
| CONSTANT | -0.35536 | 0.08869 | -4.007 | 0.005-0.834 | 0 | 1.6912
| ¦_OLS | LPP1 | T | PERIOD | 2012-2020
| VARIABLE | ESTIMATED | STANDARD | T-RATIO | PARTIAL | STANDARDIZED | ELASTICITY
| NAME | COEFFICIENT | ERROR | 7 | DF | P-VALUE | CORR. | COEFFICIENT | AT | MEANS
| T | 0.041992 | 0.01648 | 2.549 | 0.038 | 0.694 | 0.6938 | -2.2988
| CONSTANT | -0.66284 | 0.1862 | -3.561 | 0.009-0.803 | 0 | 3.2988
| ¦_OLS | LPPK | T | PERIOD | 2012-2020
| VARIABLE | ESTIMATED | STANDARD | T-RATIO | PARTIAL | STANDARDIZED | ELASTICITY
| NAME | COEFFICIENT | ERROR | 7 | DF | P-VALUE | CORR. | COEFFICIENT | AT | MEANS
| T | -0.006231 | 0.004114 | -1.514 | 0.174-0.497 | -0.4968 | 0.3224
| CONSTANT | -0.14409 | 0.04649 | -3.099 | 0.017-0.761 | 0 | 0.6776
JEN
| ¦_OLS | LQO | T | PERIOD | 2006-2020
| VARIABLE | ESTIMATED | STANDARD | T-RATIO | PARTIAL | STANDARDIZED | ELASTICITY
| NAME | COEFFICIENT | ERROR | 13 | DF | P-VALUE | CORR. | COEFFICIENT | AT | MEANS
| T | 0.012448 | 0.001066 | 11.67 | 0 | 0.955 | 0.9555 | 0.7718
| CONSTANT | 0.029446 | 0.009694 | 3.037 | 0.01 | 0.644 | 0 | 0.2282
| ¦_OLS | LQI | T | PERIOD | 2006-2020
| VARIABLE | ESTIMATED | STANDARD | T-RATIO | PARTIAL | STANDARDIZED | ELASTICITY
| NAME | COEFFICIENT | ERROR | 13 | DF | P-VALUE | CORR. | COEFFICIENT | AT | MEANS
| T | 0.015513 | 0.001972 | 7.868 | 0 | 0.909 | 0.9091 | 1.2272
| CONSTANT | -0.022973 | 0.01793 | -1.282 | 0.222-0.335 | 0 | -0.2272
| ¦_OLS | LTFP | T | PERIOD | 2006-2020
| VARIABLE | ESTIMATED | STANDARD | T-RATIO | PARTIAL | STANDARDIZED | ELASTICITY
| NAME | COEFFICIENT | ERROR | 13 | DF | P-VALUE | CORR. | COEFFICIENT | AT | MEANS
| T | -0.0030647 | 0.002212 | -1.385 | 0.189-0.359 | -0.3587 | -0.8787
| CONSTANT | 0.052419 | 0.02011 | 2.606 | 0.022 | 0.586 | 0 | 1.8787
| ¦_OLS | LPP1 | T | PERIOD | 2006-2020
| VARIABLE | ESTIMATED | STANDARD | T-RATIO | PARTIAL | STANDARDIZED | ELASTICITY
| NAME | COEFFICIENT | ERROR | 13 | DF | P-VALUE | CORR. | COEFFICIENT | AT | MEANS
| T | -0.006386 | 0.005347 | -1.194 | 0.254-0.314 | -0.3144 | -2.6677
| CONSTANT | 0.070239 | 0.04861 | 1.445 | 0.172 | 0.372 | 0 | 3.6677
| ¦_OLS | LPPK | T | PERIOD | 2006-2020
| VARIABLE | ESTIMATED | STANDARD | T-RATIO | PARTIAL | STANDARDIZED | ELASTICITY
| NAME | COEFFICIENT | ERROR | 13 | DF | P-VALUE | CORR. | COEFFICIENT | AT | MEANS
| T | -0.00068537 | 0.001056 | -0.6492 | 0.528-0.177 | -0.1772 | -0.1519
| CONSTANT | 0.041577 | 0.009599 | 4.331 | 0.001 | 0.769 | 0 | 1.1519
| ¦_OLS | LQO | T | PERIOD | 2006-2012
| VARIABLE | ESTIMATED | STANDARD | T-RATIO | PARTIAL | STANDARDIZED | ELASTICITY
| NAME | COEFFICIENT | ERROR | 5 | DF | P-VALUE | CORR. | COEFFICIENT | AT | MEANS
| T | 0.022388 | 0.002447 | 9.149 | 0 | 0.971 | 0.9714 | 1.069
| CONSTANT | -0.0057802 | 0.01094 | -0.5282 | 0.620-0.230 | 0 | -0.069
| ¦_OLS | LQI | T | PERIOD | 2006-2012
| VARIABLE | ESTIMATED | STANDARD | T-RATIO | PARTIAL | STANDARDIZED | ELASTICITY
| NAME | COEFFICIENT | ERROR | 5 | DF | P-VALUE | CORR. | COEFFICIENT | AT | MEANS
| T | 0.021403 | 0.007253 | 2.951 | 0.032 | 0.797 | 0.797 | 2.2993
| CONSTANT | -0.048379 | 0.03244 | -1.491 | 0.196-0.555 | 0 | -1.2993
| ¦_OLS | LTFP | T | PERIOD | 2006-2012
| VARIABLE | ESTIMATED | STANDARD | T-RATIO | PARTIAL | STANDARDIZED | ELASTICITY
| NAME | COEFFICIENT | ERROR | 5 | DF | P-VALUE | CORR. | COEFFICIENT | AT | MEANS
| T | 0.00098488 | 0.009401 | 0.1048 | 0.921 | 0.047 | 0.0468 | 0.0847
| CONSTANT | 0.042598 | 0.04204 | 1.013 | 0.357 | 0.413 | 0 | 0.9153
| ¦_OLS | LPP1 | T | PERIOD | 2006-2012
| VARIABLE | ESTIMATED | STANDARD | T-RATIO | PARTIAL | STANDARDIZED | ELASTICITY
| NAME | COEFFICIENT | ERROR | 5 | DF | P-VALUE | CORR. | COEFFICIENT | AT | MEANS
| T | -0.0093292 | 0.02169 | -0.4302 | 0.685-0.189 | -0.1889 | -0.6499
| CONSTANT | 0.094739 | 0.09699 | 0.9768 | 0.374 | 0.4 | 0 | 1.6499
| ¦_OLS | LPPK | T | PERIOD | 2006-2012
| VARIABLE | ESTIMATED | STANDARD | T-RATIO | PARTIAL | STANDARDIZED | ELASTICITY
| NAME | COEFFICIENT | ERROR | 5 | DF | P-VALUE | CORR. | COEFFICIENT | AT | MEANS
| T | 0.0085382 | 0.00208 | 4.105 | 0.009 | 0.878 | 0.8782 | 0.834
| CONSTANT | 0.0067959 | 0.009302 | 0.7306 | 0.498 | 0.311 | 0 | 0.166
| ¦_OLS | LQO | T | PERIOD | 2012-2020
| VARIABLE | ESTIMATED | STANDARD | T-RATIO | PARTIAL | STANDARDIZED | ELASTICITY
| NAME | COEFFICIENT | ERROR | 7 | DF | P-VALUE | CORR. | COEFFICIENT | AT | MEANS
| T | 0.010019 | 0.00112 | 8.944 | 0 | 0.959 | 0.9589 | 0.6666
| CONSTANT | 0.055131 | 0.01266 | 4.356 | 0.003 | 0.855 | 0 | 0.3334
| ¦_OLS | LQI | T | PERIOD | 2012-2020
| VARIABLE | ESTIMATED | STANDARD | T-RATIO | PARTIAL | STANDARDIZED | ELASTICITY
| NAME | COEFFICIENT | ERROR | 7 | DF | P-VALUE | CORR. | COEFFICIENT | AT | MEANS
| T | 0.0082172 | 0.003198 | 2.57 | 0.037 | 0.697 | 0.6967 | 0.5863
| CONSTANT | 0.063783 | 0.03613 | 1.765 | 0.121 | 0.555 | 0 | 0.4137
| ¦_OLS | LTFP | T | PERIOD | 2012-2020
| VARIABLE | ESTIMATED | STANDARD | T-RATIO | PARTIAL | STANDARDIZED | ELASTICITY
| NAME | COEFFICIENT | ERROR | 7 | DF | P-VALUE | CORR. | COEFFICIENT | AT | MEANS
| T | 0.0018017 | 0.002803 | 0.6428 | 0.541 | 0.236 | 0.2361 | 1.7747
| CONSTANT | -0.0086511 | 0.03167 | -0.2732 | 0.793-0.103 | 0 | -0.7747
| ¦_OLS | LPP1 | T | PERIOD | 2012-2020
| VARIABLE | ESTIMATED | STANDARD | T-RATIO | PARTIAL | STANDARDIZED | ELASTICITY
| NAME | COEFFICIENT | ERROR | 7 | DF | P-VALUE | CORR. | COEFFICIENT | AT | MEANS
| T | 0.011213 | 0.007311 | 1.534 | 0.169 | 0.502 | 0.5015 | -6.2849
| CONSTANT | -0.14297 | 0.0826 | -1.731 | 0.127-0.547 | 0 | 7.2849
| ¦_OLS | LPPK | T | PERIOD | 2012-2020
| VARIABLE | ESTIMATED | STANDARD | T-RATIO | PARTIAL | STANDARDIZED | ELASTICITY
| NAME | COEFFICIENT | ERROR | 7 | DF | P-VALUE | CORR. | COEFFICIENT | AT | MEANS
| T | -0.0050177 | 0.001185 | -4.236 | 0.004-0.848 | -0.8482 | -1.5628
| CONSTANT | 0.090511 | 0.01338 | 6.763 | 0 | 0.931 | 0 | 2.5628
PCR
| ¦_OLS | LQO | T | PERIOD | 2006-2020
| VARIABLE | ESTIMATED | STANDARD | T-RATIO | PARTIAL | STANDARDIZED | ELASTICITY
| NAME | COEFFICIENT | ERROR | 13 | DF | P-VALUE | CORR. | COEFFICIENT | AT | MEANS
| T | 0.0093885 | 0.001325 | 7.085 | 0 | 0.891 | 0.8912 | 0.9833
| CONSTANT | 0.0012718 | 0.01205 | 0.1056 | 0.918 | 0.029 | 0 | 0.0167
| ¦_OLS | LQI | T | PERIOD | 2006-2020
| VARIABLE | ESTIMATED | STANDARD | T-RATIO | PARTIAL | STANDARDIZED | ELASTICITY
| NAME | COEFFICIENT | ERROR | 13 | DF | P-VALUE | CORR. | COEFFICIENT | AT | MEANS
| T | 0.017948 | 0.002216 | 8.099 | 0 | 0.914 | 0.9136 | 1.2559
| CONSTANT | -0.029259 | 0.02015 | -1.452 | 0.170-0.374 | 0 | -0.2559
| ¦_OLS | LTFP | T | PERIOD | 2006-2020
| VARIABLE | ESTIMATED | STANDARD | T-RATIO | PARTIAL | STANDARDIZED | ELASTICITY
| NAME | COEFFICIENT | ERROR | 13 | DF | P-VALUE | CORR. | COEFFICIENT | AT | MEANS
| T | -0.0085596 | 0.002636 | -3.247 | 0.006-0.669 | -0.6692 | 1.8046
| CONSTANT | 0.030531 | 0.02397 | 1.274 | 0.225 | 0.333 | 0 | -0.8046
| ¦_OLS | LPP1 | T | PERIOD | 2006-2020
| VARIABLE | ESTIMATED | STANDARD | T-RATIO | PARTIAL | STANDARDIZED | ELASTICITY
| NAME | COEFFICIENT | ERROR | 13 | DF | P-VALUE | CORR. | COEFFICIENT | AT | MEANS
| T | -0.0043314 | 0.005559 | -0.7792 | 0.450-0.211 | -0.2112 | -1.3183
| CONSTANT | 0.060937 | 0.05054 | 1.206 | 0.249 | 0.317 | 0 | 2.3183
| ¦_OLS | LPPK | T | PERIOD | 2006-2020
| VARIABLE | ESTIMATED | STANDARD | T-RATIO | PARTIAL | STANDARDIZED | ELASTICITY
| NAME | COEFFICIENT | ERROR | 13 | DF | P-VALUE | CORR. | COEFFICIENT | AT | MEANS
| T | -0.011379 | 0.001549 | -7.345 | 0.000-0.898 | -0.8977 | 1.0896
| CONSTANT | 0.007488 | 0.01409 | 0.5316 | 0.604 | 0.146 | 0 | -0.0896
| ¦_OLS | LQO | T | PERIOD | 2006-2012
| VARIABLE | ESTIMATED | STANDARD | T-RATIO | PARTIAL | STANDARDIZED | ELASTICITY
| NAME | COEFFICIENT | ERROR | 5 | DF | P-VALUE | CORR. | COEFFICIENT | AT | MEANS
| T | 0.015971 | 0.003628 | 4.402 | 0.007 | 0.892 | 0.8916 | 1.4664
| CONSTANT | -0.020319 | 0.01623 | -1.252 | 0.266-0.489 | 0 | -0.4664
| ¦_OLS | LQI | T | PERIOD | 2006-2012
| VARIABLE | ESTIMATED | STANDARD | T-RATIO | PARTIAL | STANDARDIZED | ELASTICITY
| NAME | COEFFICIENT | ERROR | 5 | DF | P-VALUE | CORR. | COEFFICIENT | AT | MEANS
| T | 0.026127 | 0.006081 | 4.296 | 0.008 | 0.887 | 0.887 | 2.8799
| CONSTANT | -0.068219 | 0.0272 | -2.508 | 0.054-0.746 | 0 | -1.8799
| ¦_OLS | LTFP | T | PERIOD | 2006-2012
| VARIABLE | ESTIMATED | STANDARD | T-RATIO | PARTIAL | STANDARDIZED | ELASTICITY
| NAME | COEFFICIENT | ERROR | 5 | DF | P-VALUE | CORR. | COEFFICIENT | AT | MEANS
| T | -0.010156 | 0.008093 | -1.255 | 0.265-0.489 | -0.4894 | -5.5833
| CONSTANT | 0.0479 | 0.03619 | 1.323 | 0.243 | 0.509 | 0 | 6.5833
| ¦_OLS | LPP1 | T | PERIOD | 2006-2012
| VARIABLE | ESTIMATED | STANDARD | T-RATIO | PARTIAL | STANDARDIZED | ELASTICITY
| NAME | COEFFICIENT | ERROR | 5 | DF | P-VALUE | CORR. | COEFFICIENT | AT | MEANS
| T | -0.011351 | 0.01634 | -0.6948 | 0.518-0.297 | -0.2967 | -0.6797
| CONSTANT | 0.11221 | 0.07307 | 1.536 | 0.185 | 0.566 | 0 | 1.6797
| ¦_OLS | LPPK | T | PERIOD | 2006-2012
| VARIABLE | ESTIMATED | STANDARD | T-RATIO | PARTIAL | STANDARDIZED | ELASTICITY
| NAME | COEFFICIENT | ERROR | 5 | DF | P-VALUE | CORR. | COEFFICIENT | AT | MEANS
| T | -0.0092124 | 0.006146 | -1.499 | 0.194-0.557 | -0.5568 | 1.0438
| CONSTANT | 0.0015479 | 0.02749 | 0.05631 | 0.957 | 0.025 | 0 | -0.0438
| ¦_OLS | LQO | T | PERIOD | 2012-2020
| VARIABLE | ESTIMATED | STANDARD | T-RATIO | PARTIAL | STANDARDIZED | ELASTICITY
| NAME | COEFFICIENT | ERROR | 7 | DF | P-VALUE | CORR. | COEFFICIENT | AT | MEANS
| T | 0.0087925 | 0.002918 | 3.013 | 0.02 | 0.751 | 0.7514 | 0.9373
| CONSTANT | 0.0064663 | 0.03297 | 0.1961 | 0.85 | 0.074 | 0 | 0.0627
| ¦_OLS | LQI | T | PERIOD | 2012-2020
| VARIABLE | ESTIMATED | STANDARD | T-RATIO | PARTIAL | STANDARDIZED | ELASTICITY
| NAME | COEFFICIENT | ERROR | 7 | DF | P-VALUE | CORR. | COEFFICIENT | AT | MEANS
| T | 0.0058256 | 0.002721 | 2.141 | 0.07 | 0.629 | 0.6291 | 0.3593
| CONSTANT | 0.11429 | 0.03074 | 3.718 | 0.007 | 0.815 | 0 | 0.6407
| ¦_OLS | LTFP | T | PERIOD | 2012-2020
| VARIABLE | ESTIMATED | STANDARD | T-RATIO | PARTIAL | STANDARDIZED | ELASTICITY
| NAME | COEFFICIENT | ERROR | 7 | DF | P-VALUE | CORR. | COEFFICIENT | AT | MEANS
| T | 0.0029669 | 0.004016 | 0.7387 | 0.484 | 0.269 | 0.2689 | -0.4341
| CONSTANT | -0.10782 | 0.04538 | -2.376 | 0.049-0.668 | 0 | 1.4341
| ¦_OLS | LPP1 | T | PERIOD | 2012-2020
| VARIABLE | ESTIMATED | STANDARD | T-RATIO | PARTIAL | STANDARDIZED | ELASTICITY
| NAME | COEFFICIENT | ERROR | 7 | DF | P-VALUE | CORR. | COEFFICIENT | AT | MEANS
| T | 0.024563 | 0.007278 | 3.375 | 0.012 | 0.787 | 0.787 | -17.019
| CONSTANT | -0.28606 | 0.08223 | -3.479 | 0.010-0.796 | 0 | 18.019
| ¦_OLS | LPPK | T | PERIOD | 2012-2020
| VARIABLE | ESTIMATED | STANDARD | T-RATIO | PARTIAL | STANDARDIZED | ELASTICITY
| NAME | COEFFICIENT | ERROR | 7 | DF | P-VALUE | CORR. | COEFFICIENT | AT | MEANS
| T | -0.011746 | 0.003014 | -3.897 | 0.006-0.827 | -0.8273 | 1.1028
| CONSTANT | 0.012042 | 0.03406 | 0.3536 | 0.734 | 0.132 | 0 | -0.1028
SAP
| ¦_OLS | LQO | T | PERIOD | 2006-2020
| VARIABLE | ESTIMATED | STANDARD | T-RATIO | PARTIAL | STANDARDIZED | ELASTICITY
| NAME | COEFFICIENT | ERROR | 13 | DF | P-VALUE | CORR. | COEFFICIENT | AT | MEANS
| T | 0.0067467 | 0.001755 | 3.844 | 0.002 | 0.729 | 0.7293 | 0.7111
| CONSTANT | 0.021933 | 0.01596 | 1.374 | 0.193 | 0.356 | 0 | 0.2889
| ¦_OLS | LQI | T | PERIOD | 2006-2020
| VARIABLE | ESTIMATED | STANDARD | T-RATIO | PARTIAL | STANDARDIZED | ELASTICITY
| NAME | COEFFICIENT | ERROR | 13 | DF | P-VALUE | CORR. | COEFFICIENT | AT | MEANS
| T | 0.023788 | 0.002888 | 8.236 | 0 | 0.916 | 0.9161 | 0.9374
| CONSTANT | 0.012702 | 0.02626 | 0.4837 | 0.637 | 0.133 | 0 | 0.0626
| ¦_OLS | LTFP | T | PERIOD | 2006-2020
| VARIABLE | ESTIMATED | STANDARD | T-RATIO | PARTIAL | STANDARDIZED | ELASTICITY
| NAME | COEFFICIENT | ERROR | 13 | DF | P-VALUE | CORR. | COEFFICIENT | AT | MEANS
| T | -0.017041 | 0.002693 | -6.327 | 0.000-0.869 | -0.8688 | 1.0726
| CONSTANT | 0.0092313 | 0.02449 | 0.377 | 0.712 | 0.104 | 0 | -0.0726
| ¦_OLS | LPP1 | T | PERIOD | 2006-2020
| VARIABLE | ESTIMATED | STANDARD | T-RATIO | PARTIAL | STANDARDIZED | ELASTICITY
| NAME | COEFFICIENT | ERROR | 13 | DF | P-VALUE | CORR. | COEFFICIENT | AT | MEANS
| T | -0.029076 | 0.006272 | -4.636 | 0.000-0.789 | -0.7894 | 1.0729
| CONSTANT | 0.015799 | 0.05702 | 0.277 | 0.786 | 0.077 | 0 | -0.0729
| ¦_OLS | LPPK | T | PERIOD | 2006-2020
| VARIABLE | ESTIMATED | STANDARD | T-RATIO | PARTIAL | STANDARDIZED | ELASTICITY
| NAME | COEFFICIENT | ERROR | 13 | DF | P-VALUE | CORR. | COEFFICIENT | AT | MEANS
| T | -0.011169 | 0.001574 | -7.098 | 0.000-0.892 | -0.8916 | 1.0904
| CONSTANT | 0.0074088 | 0.01431 | 0.5178 | 0.613 | 0.142 | 0 | -0.0904
| ¦_OLS | LQO | T | PERIOD | 2006-2012
| VARIABLE | ESTIMATED | STANDARD | T-RATIO | PARTIAL | STANDARDIZED | ELASTICITY
| NAME | COEFFICIENT | ERROR | 5 | DF | P-VALUE | CORR. | COEFFICIENT | AT | MEANS
| T | 0.017438 | 0.006555 | 2.66 | 0.045 | 0.766 | 0.7655 | 1.3371
| CONSTANT | -0.017585 | 0.02931 | -0.5999 | 0.575-0.259 | 0 | -0.3371
| ¦_OLS | LQI | T | PERIOD | 2006-2012
| VARIABLE | ESTIMATED | STANDARD | T-RATIO | PARTIAL | STANDARDIZED | ELASTICITY
| NAME | COEFFICIENT | ERROR | 5 | DF | P-VALUE | CORR. | COEFFICIENT | AT | MEANS
| T | 0.04228 | 0.003742 | 11.3 | 0 | 0.981 | 0.981 | 1.6524
| CONSTANT | -0.066774 | 0.01674 | -3.99 | 0.010-0.872 | 0 | -0.6524
| ¦_OLS | LTFP | T | PERIOD | 2006-2012
| VARIABLE | ESTIMATED | STANDARD | T-RATIO | PARTIAL | STANDARDIZED | ELASTICITY
| NAME | COEFFICIENT | ERROR | 5 | DF | P-VALUE | CORR. | COEFFICIENT | AT | MEANS
| T | -0.024842 | 0.007175 | -3.462 | 0.018-0.840 | -0.84 | 1.9803
| CONSTANT | 0.049189 | 0.03209 | 1.533 | 0.186 | 0.565 | 0 | -0.9803
| ¦_OLS | LPP1 | T | PERIOD | 2006-2012
| VARIABLE | ESTIMATED | STANDARD | T-RATIO | PARTIAL | STANDARDIZED | ELASTICITY
| NAME | COEFFICIENT | ERROR | 5 | DF | P-VALUE | CORR. | COEFFICIENT | AT | MEANS
| T | -0.056764 | 0.01321 | -4.298 | 0.008-0.887 | -0.8871 | 2.7112
| CONSTANT | 0.14331 | 0.05907 | 2.426 | 0.06 | 0.735 | 0 | -1.7112
| ¦_OLS | LPPK | T | PERIOD | 2006-2012
| VARIABLE | ESTIMATED | STANDARD | T-RATIO | PARTIAL | STANDARDIZED | ELASTICITY
| NAME | COEFFICIENT | ERROR | 5 | DF | P-VALUE | CORR. | COEFFICIENT | AT | MEANS
| T | -0.0095261 | 0.006901 | -1.38 | 0.226-0.525 | -0.5253 | 1.1436
| CONSTANT | 0.0047857 | 0.03086 | 0.1551 | 0.883 | 0.069 | 0 | -0.1436
| ¦_OLS | LQO | T | PERIOD | 2012-2020
| VARIABLE | ESTIMATED | STANDARD | T-RATIO | PARTIAL | STANDARDIZED | ELASTICITY
| NAME | COEFFICIENT | ERROR | 7 | DF | P-VALUE | CORR. | COEFFICIENT | AT | MEANS
| T | 0.0019093 | 0.002129 | 0.8967 | 0.4 | 0.321 | 0.321 | 0.2148
| CONSTANT | 0.076786 | 0.02406 | 3.192 | 0.015 | 0.77 | 0 | 0.7852
| ¦_OLS | LQI | T | PERIOD | 2012-2020
| VARIABLE | ESTIMATED | STANDARD | T-RATIO | PARTIAL | STANDARDIZED | ELASTICITY
| NAME | COEFFICIENT | ERROR | 7 | DF | P-VALUE | CORR. | COEFFICIENT | AT | MEANS
| T | 0.0070166 | 0.002995 | 2.343 | 0.052 | 0.663 | 0.663 | 0.2711
| CONSTANT | 0.20754 | 0.03384 | 6.134 | 0 | 0.918 | 0 | 0.7289
| ¦_OLS | LTFP | T | PERIOD | 2012-2020
| VARIABLE | ESTIMATED | STANDARD | T-RATIO | PARTIAL | STANDARDIZED | ELASTICITY
| NAME | COEFFICIENT | ERROR | 7 | DF | P-VALUE | CORR. | COEFFICIENT | AT | MEANS
| T | -0.0051073 | 0.00437 | -1.169 | 0.281-0.404 | -0.4041 | 0.3005
| CONSTANT | -0.13075 | 0.04937 | -2.648 | 0.033-0.707 | 0 | 0.6995
| ¦_OLS | LPP1 | T | PERIOD | 2012-2020
| VARIABLE | ESTIMATED | STANDARD | T-RATIO | PARTIAL | STANDARDIZED | ELASTICITY
| NAME | COEFFICIENT | ERROR | 7 | DF | P-VALUE | CORR. | COEFFICIENT | AT | MEANS
| T | 0.0031133 | 0.009217 | 0.3378 | 0.745 | 0.127 | 0.1266 | -0.1049
| CONSTANT | -0.36063 | 0.1041 | -3.463 | 0.011-0.795 | 0 | 1.1049
| ¦_OLS | LPPK | T | PERIOD | 2012-2020
| VARIABLE | ESTIMATED | STANDARD | T-RATIO | PARTIAL | STANDARDIZED | ELASTICITY
| NAME | COEFFICIENT | ERROR | 7 | DF | P-VALUE | CORR. | COEFFICIENT | AT | MEANS
| T | -0.0096071 | 0.002275 | -4.224 | 0.004-0.847 | -0.8475 | 0.903
| CONSTANT | -0.011353 | 0.0257 | -0.4418 | 0.672-0.165 | 0 | 0.097
AND
| ¦_OLS | LQO | T | PERIOD | 2006-2020
| VARIABLE | ESTIMATED | STANDARD | T-RATIO | PARTIAL | STANDARDIZED | ELASTICITY
| NAME | COEFFICIENT | ERROR | 13 | DF | P-VALUE | CORR. | COEFFICIENT | AT | MEANS
| T | 0.0091797 | 0.002198 | 4.176 | 0.001 | 0.757 | 0.7569 | 0.5304
| CONSTANT | 0.065015 | 0.01998 | 3.253 | 0.006 | 0.67 | 0 | 0.4696
| ¦_OLS | LQI | T | PERIOD | 2006-2020
| VARIABLE | ESTIMATED | STANDARD | T-RATIO | PARTIAL | STANDARDIZED | ELASTICITY
| NAME | COEFFICIENT | ERROR | 13 | DF | P-VALUE | CORR. | COEFFICIENT | AT | MEANS
| T | 0.025829 | 0.003079 | 8.39 | 0 | 0.919 | 0.9187 | 0.7292
| CONSTANT | 0.076748 | 0.02799 | 2.742 | 0.017 | 0.605 | 0 | 0.2708
| ¦_OLS | LTFP | T | PERIOD | 2006-2020
| VARIABLE | ESTIMATED | STANDARD | T-RATIO | PARTIAL | STANDARDIZED | ELASTICITY
| NAME | COEFFICIENT | ERROR | 13 | DF | P-VALUE | CORR. | COEFFICIENT | AT | MEANS
| T | -0.016649 | 0.002488 | -6.691 | 0.000-0.880 | -0.8803 | 0.919
| CONSTANT | -0.011733 | 0.02262 | -0.5186 | 0.613-0.142 | 0 | 0.081
| ¦_OLS | LPP1 | T | PERIOD | 2006-2020
| VARIABLE | ESTIMATED | STANDARD | T-RATIO | PARTIAL | STANDARDIZED | ELASTICITY
| NAME | COEFFICIENT | ERROR | 13 | DF | P-VALUE | CORR. | COEFFICIENT | AT | MEANS
| T | -0.026953 | 0.005644 | -4.775 | 0.000-0.798 | -0.7981 | 0.6585
| CONSTANT | -0.11182 | 0.05132 | -2.179 | 0.048-0.517 | 0 | 0.3415
| ¦_OLS | LPPK | T | PERIOD | 2006-2020
| VARIABLE | ESTIMATED | STANDARD | T-RATIO | PARTIAL | STANDARDIZED | ELASTICITY
| NAME | COEFFICIENT | ERROR | 13 | DF | P-VALUE | CORR. | COEFFICIENT | AT | MEANS
| T | -0.009718 | 0.001754 | -5.539 | 0.000-0.838 | -0.8381 | 3.3079
| CONSTANT | 0.054242 | 0.01595 | 3.4 | 0.005 | 0.686 | 0 | -2.3079
| ¦_OLS | LQO | T | PERIOD | 2006-2012
| VARIABLE | ESTIMATED | STANDARD | T-RATIO | PARTIAL | STANDARDIZED | ELASTICITY
| NAME | COEFFICIENT | ERROR | 5 | DF | P-VALUE | CORR. | COEFFICIENT | AT | MEANS
| T | 0.027589 | 0.005434 | 5.077 | 0.004 | 0.915 | 0.9152 | 1.0338
| CONSTANT | -0.0036077 | 0.0243 | -0.1484 | 0.888-0.066 | 0 | -0.0338
| ¦_OLS | LQI | T | PERIOD | 2006-2012
| VARIABLE | ESTIMATED | STANDARD | T-RATIO | PARTIAL | STANDARDIZED | ELASTICITY
| NAME | COEFFICIENT | ERROR | 5 | DF | P-VALUE | CORR. | COEFFICIENT | AT | MEANS
| T | 0.042843 | 0.007016 | 6.106 | 0.002 | 0.939 | 0.939 | 0.9827
| CONSTANT | 0.0030246 | 0.03138 | 0.0964 | 0.927 | 0.043 | 0 | 0.0173
| ¦_OLS | LTFP | T | PERIOD | 2006-2012
| VARIABLE | ESTIMATED | STANDARD | T-RATIO | PARTIAL | STANDARDIZED | ELASTICITY
| NAME | COEFFICIENT | ERROR | 5 | DF | P-VALUE | CORR. | COEFFICIENT | AT | MEANS
| T | -0.015254 | 0.006922 | -2.204 | 0.079-0.702 | -0.702 | 0.902
| CONSTANT | -0.0066323 | 0.03095 | -0.2143 | 0.839-0.095 | 0 | 0.098
| ¦_OLS | LPP1 | T | PERIOD | 2006-2012
| VARIABLE | ESTIMATED | STANDARD | T-RATIO | PARTIAL | STANDARDIZED | ELASTICITY
| NAME | COEFFICIENT | ERROR | 5 | DF | P-VALUE | CORR. | COEFFICIENT | AT | MEANS
| T | -0.039331 | 0.01333 | -2.95 | 0.032-0.797 | -0.7969 | 0.7887
| CONSTANT | -0.042153 | 0.05963 | -0.7069 | 0.511-0.301 | 0 | 0.2113
| ¦_OLS | LPPK | T | PERIOD | 2006-2012
| VARIABLE | ESTIMATED | STANDARD | T-RATIO | PARTIAL | STANDARDIZED | ELASTICITY
| NAME | COEFFICIENT | ERROR | 5 | DF | P-VALUE | CORR. | COEFFICIENT | AT | MEANS
| T | 0.0013048 | 0.005993 | 0.2177 | 0.836 | 0.097 | 0.0969 | 0.2635
| CONSTANT | 0.014586 | 0.0268 | 0.5443 | 0.61 | 0.236 | 0 | 0.7365
| ¦_OLS | LQO | T | PERIOD | 2012-2020
| VARIABLE | ESTIMATED | STANDARD | T-RATIO | PARTIAL | STANDARDIZED | ELASTICITY
| NAME | COEFFICIENT | ERROR | 7 | DF | P-VALUE | CORR. | COEFFICIENT | AT | MEANS
| T | 0.0018437 | 0.002374 | 0.7768 | 0.463 | 0.282 | 0.2817 | 0.1216
| CONSTANT | 0.14654 | 0.02682 | 5.464 | 0.001 | 0.9 | 0 | 0.8784
| ¦_OLS | LQI | T | PERIOD | 2012-2020
| VARIABLE | ESTIMATED | STANDARD | T-RATIO | PARTIAL | STANDARDIZED | ELASTICITY
| NAME | COEFFICIENT | ERROR | 7 | DF | P-VALUE | CORR. | COEFFICIENT | AT | MEANS
| T | 0.011963 | 0.004291 | 2.788 | 0.027 | 0.725 | 0.7254 | 0.3582
| CONSTANT | 0.23584 | 0.04849 | 4.864 | 0.002 | 0.878 | 0 | 0.6418
| ¦_OLS | LTFP | T | PERIOD | 2012-2020
| VARIABLE | ESTIMATED | STANDARD | T-RATIO | PARTIAL | STANDARDIZED | ELASTICITY
| NAME | COEFFICIENT | ERROR | 7 | DF | P-VALUE | CORR. | COEFFICIENT | AT | MEANS
| T | -0.01012 | 0.00549 | -1.843 | 0.108-0.572 | -0.5716 | 0.5549
| CONSTANT | -0.089292 | 0.06203 | -1.439 | 0.193-0.478 | 0 | 0.4451
| ¦_OLS | LPP1 | T | PERIOD | 2012-2020
| VARIABLE | ESTIMATED | STANDARD | T-RATIO | PARTIAL | STANDARDIZED | ELASTICITY
| NAME | COEFFICIENT | ERROR | 7 | DF | P-VALUE | CORR. | COEFFICIENT | AT | MEANS
| T | -0.0058088 | 0.01151 | -0.5046 | 0.629-0.187 | -0.1873 | 0.1514
| CONSTANT | -0.35826 | 0.1301 | -2.754 | 0.028-0.721 | 0 | 0.8486
| ¦_OLS | LPPK | T | PERIOD | 2012-2020
| VARIABLE | ESTIMATED | STANDARD | T-RATIO | PARTIAL | STANDARDIZED | ELASTICITY
| NAME | COEFFICIENT | ERROR | 7 | DF | P-VALUE | CORR. | COEFFICIENT | AT | MEANS
| T | -0.01308 | 0.002544 | -5.141 | 0.001-0.889 | -0.8892 | 2.7126
| CONSTANT | 0.090837 | 0.02875 | 3.16 | 0.016 | 0.767 | 0 | -1.7126
TND
| ¦_OLS | LQO | T | PERIOD | 2006-2020
| VARIABLE | ESTIMATED | STANDARD | T-RATIO | PARTIAL | STANDARDIZED | ELASTICITY
| NAME | COEFFICIENT | ERROR | 13 | DF | P-VALUE | CORR. | COEFFICIENT | AT | MEANS
| T | 0.0054993 | 0.001455 | 3.78 | 0.002 | 0.724 | 0.7236 | 3.3552
| CONSTANT | -0.030882 | 0.01323 | -2.334 | 0.036-0.543 | 0 | -2.3552
| ¦_OLS | LQI | T | PERIOD | 2006-2020
| VARIABLE | ESTIMATED | STANDARD | T-RATIO | PARTIAL | STANDARDIZED | ELASTICITY
| NAME | COEFFICIENT | ERROR | 13 | DF | P-VALUE | CORR. | COEFFICIENT | AT | MEANS
| T | 0.012467 | 0.002904 | 4.293 | 0.001 | 0.766 | 0.7657 | 0.7723
| CONSTANT | 0.029402 | 0.02641 | 1.113 | 0.286 | 0.295 | 0 | 0.2277
| ¦_OLS | LTFP | T | PERIOD | 2006-2020
| VARIABLE | ESTIMATED | STANDARD | T-RATIO | PARTIAL | STANDARDIZED | ELASTICITY
| NAME | COEFFICIENT | ERROR | 13 | DF | P-VALUE | CORR. | COEFFICIENT | AT | MEANS
| T | -0.0069679 | 0.003252 | -2.143 | 0.052-0.511 | -0.5109 | 0.4804
| CONSTANT | -0.060284 | 0.02956 | -2.039 | 0.062-0.492 | 0 | 0.5196
| ¦_OLS | LPP1 | T | PERIOD | 2006-2020
| VARIABLE | ESTIMATED | STANDARD | T-RATIO | PARTIAL | STANDARDIZED | ELASTICITY
| NAME | COEFFICIENT | ERROR | 13 | DF | P-VALUE | CORR. | COEFFICIENT | AT | MEANS
| T | -0.0017072 | 0.007485 | -0.2281 | 0.823-0.063 | -0.0631 | 0.1083
| CONSTANT | -0.11243 | 0.06806 | -1.652 | 0.122-0.417 | 0 | 0.8917
| ¦_OLS | LPPK | T | PERIOD | 2006-2020
| VARIABLE | ESTIMATED | STANDARD | T-RATIO | PARTIAL | STANDARDIZED | ELASTICITY
| NAME | COEFFICIENT | ERROR | 13 | DF | P-VALUE | CORR. | COEFFICIENT | AT | MEANS
| T | -0.0097176 | 0.001486 | -6.542 | 0.000-0.876 | -0.8758 | 0.7125
| CONSTANT | -0.031368 | 0.01351 | -2.322 | 0.037-0.542 | 0 | 0.2875
| ¦_OLS | LQO | T | PERIOD | 2006-2012
| VARIABLE | ESTIMATED | STANDARD | T-RATIO | PARTIAL | STANDARDIZED | ELASTICITY
| NAME | COEFFICIENT | ERROR | 5 | DF | P-VALUE | CORR. | COEFFICIENT | AT | MEANS
| T | 0.0055597 | 0.006113 | 0.9095 | 0.405 | 0.377 | 0.3768 | -1.9665
| CONSTANT | -0.033548 | 0.02734 | -1.227 | 0.274-0.481 | 0 | 2.9665
| ¦_OLS | LQI | T | PERIOD | 2006-2012
| VARIABLE | ESTIMATED | STANDARD | T-RATIO | PARTIAL | STANDARDIZED | ELASTICITY
| NAME | COEFFICIENT | ERROR | 5 | DF | P-VALUE | CORR. | COEFFICIENT | AT | MEANS
| T | 0.037718 | 0.004152 | 9.085 | 0 | 0.971 | 0.971 | 1.6608
| CONSTANT | -0.060029 | 0.01857 | -3.233 | 0.023-0.822 | 0 | -0.6608
| ¦_OLS | LTFP | T | PERIOD | 2006-2012
| VARIABLE | ESTIMATED | STANDARD | T-RATIO | PARTIAL | STANDARDIZED | ELASTICITY
| NAME | COEFFICIENT | ERROR | 5 | DF | P-VALUE | CORR. | COEFFICIENT | AT | MEANS
| T | -0.032158 | 0.007348 | -4.377 | 0.007-0.891 | -0.8905 | 1.2592
| CONSTANT | 0.026482 | 0.03286 | 0.8059 | 0.457 | 0.339 | 0 | -0.2592
| ¦_OLS | LPP1 | T | PERIOD | 2006-2012
| VARIABLE | ESTIMATED | STANDARD | T-RATIO | PARTIAL | STANDARDIZED | ELASTICITY
| NAME | COEFFICIENT | ERROR | 5 | DF | P-VALUE | CORR. | COEFFICIENT | AT | MEANS
| T | -0.058482 | 0.01278 | -4.575 | 0.006-0.898 | -0.8984 | 1.5195
| CONSTANT | 0.079976 | 0.05717 | 1.399 | 0.221 | 0.53 | 0 | -0.5195
| ¦_OLS | LPPK | T | PERIOD | 2006-2012
| VARIABLE | ESTIMATED | STANDARD | T-RATIO | PARTIAL | STANDARDIZED | ELASTICITY
| NAME | COEFFICIENT | ERROR | 5 | DF | P-VALUE | CORR. | COEFFICIENT | AT | MEANS
| T | -0.017608 | 0.005183 | -3.397 | 0.019-0.835 | -0.8353 | 0.9627
| CONSTANT | -0.0027259 | 0.02318 | -0.1176 | 0.911-0.053 | 0 | 0.0373
| ¦_OLS | LQO | T | PERIOD | 2012-2020
| VARIABLE | ESTIMATED | STANDARD | T-RATIO | PARTIAL | STANDARDIZED | ELASTICITY
| NAME | COEFFICIENT | ERROR | 7 | DF | P-VALUE | CORR. | COEFFICIENT | AT | MEANS
| T | 0.0028558 | 0.002196 | 1.3 | 0.235 | 0.441 | 0.4411 | 0.965
| CONSTANT | 0.0011409 | 0.02482 | 0.04597 | 0.965 | 0.017 | 0 | 0.035
| ¦_OLS | LQI | T | PERIOD | 2012-2020
| VARIABLE | ESTIMATED | STANDARD | T-RATIO | PARTIAL | STANDARDIZED | ELASTICITY
| NAME | COEFFICIENT | ERROR | 7 | DF | P-VALUE | CORR. | COEFFICIENT | AT | MEANS
| T | 0.0042231 | 0.005622 | 0.7511 | 0.477 | 0.273 | 0.2731 | 0.2775
| CONSTANT | 0.12094 | 0.06353 | 1.904 | 0.099 | 0.584 | 0 | 0.7225
| ¦_OLS | LTFP | T | PERIOD | 2012-2020
| VARIABLE | ESTIMATED | STANDARD | T-RATIO | PARTIAL | STANDARDIZED | ELASTICITY
| NAME | COEFFICIENT | ERROR | 7 | DF | P-VALUE | CORR. | COEFFICIENT | AT | MEANS
| T | -0.0013673 | 0.006197 | -0.2206 | 0.832-0.083 | -0.0831 | 0.1115
| CONSTANT | -0.1198 | 0.07002 | -1.711 | 0.131-0.543 | 0 | 0.8885
| ¦_OLS | LPP1 | T | PERIOD | 2012-2020
| VARIABLE | ESTIMATED | STANDARD | T-RATIO | PARTIAL | STANDARDIZED | ELASTICITY
| NAME | COEFFICIENT | ERROR | 7 | DF | P-VALUE | CORR. | COEFFICIENT | AT | MEANS
| T | 0.0094666 | 0.01638 | 0.5779 | 0.581 | 0.213 | 0.2134 | -0.827
| CONSTANT | -0.23005 | 0.1851 | -1.243 | 0.254-0.425 | 0 | 1.827
| ¦_OLS | LPPK | T | PERIOD | 2012-2020
| VARIABLE | ESTIMATED | STANDARD | T-RATIO | PARTIAL | STANDARDIZED | ELASTICITY
| NAME | COEFFICIENT | ERROR | 7 | DF | P-VALUE | CORR. | COEFFICIENT | AT | MEANS
| T | -0.0074362 | 0.002376 | -3.13 | 0.017-0.764 | -0.7637 | 0.5943
| CONSTANT | -0.055832 | 0.02684 | -2.08 | 0.076-0.618 | 0 | 0.4057
UED
| ¦_OLS | LQO | T | PERIOD | 2006-2020
| VARIABLE | ESTIMATED | STANDARD | T-RATIO | PARTIAL | STANDARDIZED | ELASTICITY
| NAME | COEFFICIENT | ERROR | 13 | DF | P-VALUE | CORR. | COEFFICIENT | AT | MEANS
| T | 0.0091559 | 0.001132 | 8.088 | 0 | 0.913 | 0.9134 | 0.9224
| CONSTANT | 0.0061659 | 0.01029 | 0.5991 | 0.559 | 0.164 | 0 | 0.0776
| ¦_OLS | LQI | T | PERIOD | 2006-2020
| VARIABLE | ESTIMATED | STANDARD | T-RATIO | PARTIAL | STANDARDIZED | ELASTICITY
| NAME | COEFFICIENT | ERROR | 13 | DF | P-VALUE | CORR. | COEFFICIENT | AT | MEANS
| T | 0.010786 | 0.003088 | 3.493 | 0.004 | 0.696 | 0.6958 | 0.8031
| CONSTANT | 0.021149 | 0.02807 | 0.7534 | 0.465 | 0.205 | 0 | 0.1969
| ¦_OLS | LTFP | T | PERIOD | 2006-2020
| VARIABLE | ESTIMATED | STANDARD | T-RATIO | PARTIAL | STANDARDIZED | ELASTICITY
| NAME | COEFFICIENT | ERROR | 13 | DF | P-VALUE | CORR. | COEFFICIENT | AT | MEANS
| T | -0.0016297 | 0.003426 | -0.4757 | 0.642-0.131 | -0.1308 | 0.4653
| CONSTANT | -0.014984 | 0.03115 | -0.481 | 0.638-0.132 | 0 | 0.5347
| ¦_OLS | LPP1 | T | PERIOD | 2006-2020
| VARIABLE | ESTIMATED | STANDARD | T-RATIO | PARTIAL | STANDARDIZED | ELASTICITY
| NAME | COEFFICIENT | ERROR | 13 | DF | P-VALUE | CORR. | COEFFICIENT | AT | MEANS
| T | 0.0069527 | 0.007062 | 0.9846 | 0.343 | 0.263 | 0.2634 | 1.9033
| CONSTANT | -0.026397 | 0.0642 | -0.4111 | 0.688-0.113 | 0 | -0.9033
| ¦_OLS | LPPK | T | PERIOD | 2006-2020
| VARIABLE | ESTIMATED | STANDARD | T-RATIO | PARTIAL | STANDARDIZED | ELASTICITY
| NAME | COEFFICIENT | ERROR | 13 | DF | P-VALUE | CORR. | COEFFICIENT | AT | MEANS
| T | -0.0067813 | 0.001689 | -4.015 | 0.001-0.744 | -0.744 | 0.8598
| CONSTANT | -0.0088466 | 0.01536 | -0.5761 | 0.574-0.158 | 0 | 0.1402
| ¦_OLS | LQO | T | PERIOD | 2006-2012
| VARIABLE | ESTIMATED | STANDARD | T-RATIO | PARTIAL | STANDARDIZED | ELASTICITY
| NAME | COEFFICIENT | ERROR | 5 | DF | P-VALUE | CORR. | COEFFICIENT | AT | MEANS
| T | 0.013126 | 0.003982 | 3.297 | 0.022 | 0.828 | 0.8276 | 1.0825
| CONSTANT | -0.0040004 | 0.01781 | -0.2247 | 0.831-0.100 | 0 | -0.0825
| ¦_OLS | LQI | T | PERIOD | 2006-2012
| VARIABLE | ESTIMATED | STANDARD | T-RATIO | PARTIAL | STANDARDIZED | ELASTICITY
| NAME | COEFFICIENT | ERROR | 5 | DF | P-VALUE | CORR. | COEFFICIENT | AT | MEANS
| T | 0.033374 | 0.00596 | 5.599 | 0.003 | 0.929 | 0.9287 | 2.0845
| CONSTANT | -0.069456 | 0.02666 | -2.606 | 0.048-0.759 | 0 | -1.0845
| ¦_OLS | LTFP | T | PERIOD | 2006-2012
| VARIABLE | ESTIMATED | STANDARD | T-RATIO | PARTIAL | STANDARDIZED | ELASTICITY
| NAME | COEFFICIENT | ERROR | 5 | DF | P-VALUE | CORR. | COEFFICIENT | AT | MEANS
| T | -0.020248 | 0.009066 | -2.234 | 0.076-0.707 | -0.7067 | 5.2128
| CONSTANT | 0.065455 | 0.04054 | 1.614 | 0.167 | 0.585 | 0 | -4.2128
| ¦_OLS | LPP1 | T | PERIOD | 2006-2012
| VARIABLE | ESTIMATED | STANDARD | T-RATIO | PARTIAL | STANDARDIZED | ELASTICITY
| NAME | COEFFICIENT | ERROR | 5 | DF | P-VALUE | CORR. | COEFFICIENT | AT | MEANS
| T | -0.031124 | 0.01776 | -1.753 | 0.140-0.617 | -0.6169 | -13.7751
| CONSTANT | 0.13354 | 0.07942 | 1.681 | 0.154 | 0.601 | 0 | 14.7751
| ¦_OLS | LPPK | T | PERIOD | 2006-2012
| VARIABLE | ESTIMATED | STANDARD | T-RATIO | PARTIAL | STANDARDIZED | ELASTICITY
| NAME | COEFFICIENT | ERROR | 5 | DF | P-VALUE | CORR. | COEFFICIENT | AT | MEANS
| T | -0.012489 | 0.004396 | -2.841 | 0.036-0.786 | -0.7858 | 1.6583
| CONSTANT | 0.01983 | 0.01966 | 1.009 | 0.359 | 0.411 | 0 | -0.6583
| ¦_OLS | LQO | T | PERIOD | 2012-2020
| VARIABLE | ESTIMATED | STANDARD | T-RATIO | PARTIAL | STANDARDIZED | ELASTICITY
| NAME | COEFFICIENT | ERROR | 7 | DF | P-VALUE | CORR. | COEFFICIENT | AT | MEANS
| T | 0.012766 | 0.00141 | 9.053 | 0 | 0.96 | 0.9598 | 1.3889
| CONSTANT | -0.039319 | 0.01593 | -2.468 | 0.043-0.682 | 0 | -0.3889
| ¦_OLS | LQI | T | PERIOD | 2012-2020
| VARIABLE | ESTIMATED | STANDARD | T-RATIO | PARTIAL | STANDARDIZED | ELASTICITY
| NAME | COEFFICIENT | ERROR | 7 | DF | P-VALUE | CORR. | COEFFICIENT | AT | MEANS
| T | -0.0056943 | 0.00368 | -1.547 | 0.166-0.505 | -0.5048 | -0.4189
| CONSTANT | 0.21218 | 0.04158 | 5.102 | 0.001 | 0.888 | 0 | 1.4189
| ¦_OLS | LTFP | T | PERIOD | 2012-2020
| VARIABLE | ESTIMATED | STANDARD | T-RATIO | PARTIAL | STANDARDIZED | ELASTICITY
| NAME | COEFFICIENT | ERROR | 7 | DF | P-VALUE | CORR. | COEFFICIENT | AT | MEANS
| T | 0.018461 | 0.003262 | 5.659 | 0.001 | 0.906 | 0.9059 | -4.1927
| CONSTANT | -0.2515 | 0.03686 | -6.823 | 0.000-0.932 | 0 | 5.1927
| ¦_OLS | LPP1 | T | PERIOD | 2012-2020
| VARIABLE | ESTIMATED | STANDARD | T-RATIO | PARTIAL | STANDARDIZED | ELASTICITY
| NAME | COEFFICIENT | ERROR | 7 | DF | P-VALUE | CORR. | COEFFICIENT | AT | MEANS
| T | 0.042856 | 0.01034 | 4.144 | 0.004 | 0.843 | 0.8428 | 19.3948
| CONSTANT | -0.44711 | 0.1169 | -3.826 | 0.006-0.822 | 0 | -18.3948
| ¦_OLS | LPPK | T | PERIOD | 2012-2020
| VARIABLE | ESTIMATED | STANDARD | T-RATIO | PARTIAL | STANDARDIZED | ELASTICITY
| NAME | COEFFICIENT | ERROR | 7 | DF | P-VALUE | CORR. | COEFFICIENT | AT | MEANS
| T | 0.0035518 | 0.0017 | 2.089 | 0.075 | 0.62 | 0.6197 | -0.421
| CONSTANT | -0.13188 | 0.01921 | -6.865 | 0.000-0.933 | 0 | 1.421
DIND
| ¦_OLS | LQO | T | PERIOD | 2006-2020
| VARIABLE | ESTIMATED | STANDARD | T-RATIO | PARTIAL | STANDARDIZED | ELASTICITY
| NAME | COEFFICIENT | ERROR | 13 | DF | P-VALUE | CORR. | COEFFICIENT | AT | MEANS
| T | 0.0081962 | 0.0009113 | 8.994 | 0 | 0.928 | 0.9282 | 0.7139
| CONSTANT | 0.026283 | 0.008286 | 3.172 | 0.007 | 0.661 | 0 | 0.2861
| ¦_OLS | LQI | T | PERIOD | 2006-2020
| VARIABLE | ESTIMATED | STANDARD | T-RATIO | PARTIAL | STANDARDIZED | ELASTICITY
| NAME | COEFFICIENT | ERROR | 13 | DF | P-VALUE | CORR. | COEFFICIENT | AT | MEANS
| T | 0.015737 | 0.002706 | 5.815 | 0 | 0.85 | 0.8499 | 0.7201
| CONSTANT | 0.048929 | 0.02461 | 1.988 | 0.068 | 0.483 | 0 | 0.2799
| ¦_OLS | LTFP | T | PERIOD | 2006-2020
| VARIABLE | ESTIMATED | STANDARD | T-RATIO | PARTIAL | STANDARDIZED | ELASTICITY
| NAME | COEFFICIENT | ERROR | 13 | DF | P-VALUE | CORR. | COEFFICIENT | AT | MEANS
| T | -0.0075412 | 0.002013 | -3.745 | 0.002-0.720 | -0.7204 | 0.7271
| CONSTANT | -0.022647 | 0.01831 | -1.237 | 0.238-0.325 | 0 | 0.2729
| ¦_OLS | LPP1 | T | PERIOD | 2006-2020
| VARIABLE | ESTIMATED | STANDARD | T-RATIO | PARTIAL | STANDARDIZED | ELASTICITY
| NAME | COEFFICIENT | ERROR | 13 | DF | P-VALUE | CORR. | COEFFICIENT | AT | MEANS
| T | 0.0010703 | 0.004695 | 0.228 | 0.823 | 0.063 | 0.0631 | -0.1155
| CONSTANT | -0.082708 | 0.04269 | -1.938 | 0.075-0.473 | 0 | 1.1155
| ¦_OLS | LPPK | T | PERIOD | 2006-2020
| VARIABLE | ESTIMATED | STANDARD | T-RATIO | PARTIAL | STANDARDIZED | ELASTICITY
| NAME | COEFFICIENT | ERROR | 13 | DF | P-VALUE | CORR. | COEFFICIENT | AT | MEANS
| T | -0.012592 | 0.0006297 | -20 | 0.000-0.984 | -0.9841 | 1.1423
| CONSTANT | 0.012547 | 0.005726 | 2.191 | 0.047 | 0.519 | 0 | -0.1423
| ¦_OLS | LQO | T | PERIOD | 2006-2012
| VARIABLE | ESTIMATED | STANDARD | T-RATIO | PARTIAL | STANDARDIZED | ELASTICITY
| NAME | COEFFICIENT | ERROR | 5 | DF | P-VALUE | CORR. | COEFFICIENT | AT | MEANS
| T | 0.016159 | 0.001703 | 9.487 | 0 | 0.973 | 0.9733 | 1.0709
| CONSTANT | -0.0042766 | 0.007617 | -0.5614 | 0.599-0.244 | 0 | -0.0709
| ¦_OLS | LQI | T | PERIOD | 2006-2012
| VARIABLE | ESTIMATED | STANDARD | T-RATIO | PARTIAL | STANDARDIZED | ELASTICITY
| NAME | COEFFICIENT | ERROR | 5 | DF | P-VALUE | CORR. | COEFFICIENT | AT | MEANS
| T | 0.037366 | 0.002077 | 17.99 | 0 | 0.992 | 0.9924 | 1.3557
| CONSTANT | -0.039219 | 0.009291 | -4.221 | 0.008-0.884 | 0 | -0.3557
| ¦_OLS | LTFP | T | PERIOD | 2006-2012
| VARIABLE | ESTIMATED | STANDARD | T-RATIO | PARTIAL | STANDARDIZED | ELASTICITY
| NAME | COEFFICIENT | ERROR | 5 | DF | P-VALUE | CORR. | COEFFICIENT | AT | MEANS
| T | -0.021207 | 0.002627 | -8.073 | 0.000-0.964 | -0.9637 | 1.7005
| CONSTANT | 0.034943 | 0.01175 | 2.974 | 0.031 | 0.799 | 0 | -0.7005
| ¦_OLS | LPP1 | T | PERIOD | 2006-2012
| VARIABLE | ESTIMATED | STANDARD | T-RATIO | PARTIAL | STANDARDIZED | ELASTICITY
| NAME | COEFFICIENT | ERROR | 5 | DF | P-VALUE | CORR. | COEFFICIENT | AT | MEANS
| T | -0.034217 | 0.006624 | -5.166 | 0.004-0.918 | -0.9177 | 1.8144
| CONSTANT | 0.061436 | 0.02962 | 2.074 | 0.093 | 0.68 | 0 | -0.8144
| ¦_OLS | LPPK | T | PERIOD | 2006-2012
| VARIABLE | ESTIMATED | STANDARD | T-RATIO | PARTIAL | STANDARDIZED | ELASTICITY
| NAME | COEFFICIENT | ERROR | 5 | DF | P-VALUE | CORR. | COEFFICIENT | AT | MEANS
| T | -0.013693 | 0.001324 | -10.34 | 0.000-0.977 | -0.9774 | 1.5669
| CONSTANT | 0.019816 | 0.005923 | 3.346 | 0.02 | 0.831 | 0 | -0.5669
| ¦_OLS | LQO | T | PERIOD | 2012-2020
| VARIABLE | ESTIMATED | STANDARD | T-RATIO | PARTIAL | STANDARDIZED | ELASTICITY
| NAME | COEFFICIENT | ERROR | 7 | DF | P-VALUE | CORR. | COEFFICIENT | AT | MEANS
| T | 0.0043056 | 0.0007751 | 5.555 | 0.001 | 0.903 | 0.9028 | 0.4031
| CONSTANT | 0.070123 | 0.008758 | 8.007 | 0 | 0.95 | 0 | 0.5969
| ¦_OLS | LQI | T | PERIOD | 2012-2020
| VARIABLE | ESTIMATED | STANDARD | T-RATIO | PARTIAL | STANDARDIZED | ELASTICITY
| NAME | COEFFICIENT | ERROR | 7 | DF | P-VALUE | CORR. | COEFFICIENT | AT | MEANS
| T | -0.00027379 | 0.001935 | -0.1415 | 0.891-0.053 | -0.0534 | -0.013
| CONSTANT | 0.23396 | 0.02186 | 10.7 | 0 | 0.971 | 0 | 1.013
| ¦_OLS | LTFP | T | PERIOD | 2012-2020
| VARIABLE | ESTIMATED | STANDARD | T-RATIO | PARTIAL | STANDARDIZED | ELASTICITY
| NAME | COEFFICIENT | ERROR | 7 | DF | P-VALUE | CORR. | COEFFICIENT | AT | MEANS
| T | 0.0045794 | 0.001988 | 2.304 | 0.055 | 0.657 | 0.6567 | -0.444
| CONSTANT | -0.16384 | 0.02246 | -7.294 | 0.000-0.940 | 0 | 1.444
| ¦_OLS | LPP1 | T | PERIOD | 2012-2020
| VARIABLE | ESTIMATED | STANDARD | T-RATIO | PARTIAL | STANDARDIZED | ELASTICITY
| NAME | COEFFICIENT | ERROR | 7 | DF | P-VALUE | CORR. | COEFFICIENT | AT | MEANS
| T | 0.028854 | 0.004342 | 6.646 | 0 | 0.929 | 0.9291 | -3.6048
| CONSTANT | -0.40545 | 0.04906 | -8.265 | 0.000-0.952 | 0 | 4.6048
| ¦_OLS | LPPK | T | PERIOD | 2012-2020
| VARIABLE | ESTIMATED | STANDARD | T-RATIO | PARTIAL | STANDARDIZED | ELASTICITY
| NAME | COEFFICIENT | ERROR | 7 | DF | P-VALUE | CORR. | COEFFICIENT | AT | MEANS
| T | -0.0095973 | 0.001111 | -8.64 | 0.000-0.956 | -0.9562 | 0.822
| CONSTANT | -0.022861 | 0.01255 | -1.822 | 0.111-0.567 | 0 | 0.178

## 5.Stata-DNSP&State
dnsp | year | outx | inx | tfpx | opinx | kinx | opfpx | kpfpx | tfpdelta | outdelta | indelta | outdelta1 | outdelta2 | outdelta3 | outdelta4 | outdelta5 | indelta1 | indelta2 | indelta3 | indelta4 | indelta5 | indelta6 | odelta | kdelta | q1x | q2x | q3x | q4x | q5x | x1x | x2x | x3x | x4x | x5x | x6x | outgrth1 | outgrth2 | outgrth3 | outgrth4 | outgrth5 | ingrth1 | ingrth2 | ingrth3 | ingrth4 | ingrth5 | ingrth6
1.ACT: Evoenergy | 2006 | 1 | 1 | 1 | 1 | 1 | 1 | 1 | bar: q1x to x6x
1.ACT: Evoenergy | 2007 | 0.99655 | 1.0058 | 0.99079 | 0.99612 | 1.0147 | 1.0004 | 0.98216 | -0.0092552 | -0.0034513 | -0.0058039 | 0.0019911 | -0.00014279 | 0.0021649 | 0.0029126 | -0.010377 | 0.0046736 | -7.4491e-05 | 0.00051241 | -2.4393e-05 | -0.0045864 | -0.0063046 | -0.0038881 | 0.014549 | 1.0227 | 1 | 1.012 | 1.0076 | 1.2809 | 0.99612 | 1 | 0.99631 | 1 | 1.0173 | 1.0231 | 0.022434 | 0 | 0.011902 | 0.0076158 | 0.24754 | -0.0038883 | 0 | -0.0036924 | 0 | 0.01711 | 0.022877
1.ACT: Evoenergy | 2008 | 1.0251 | 1.0428 | 0.98305 | 1.0614 | 1.031 | 0.96582 | 0.99427 | -0.0078444 | 0.028269 | -0.036113 | 0.00084206 | 0.00029879 | 0.0028026 | 0.0051671 | 0.019159 | -0.028005 | 9.579e-06 | 0.00055999 | 9.2379e-06 | -0.0040223 | -0.0046647 | 0.063486 | 0.016019 | 1.0323 | 1 | 1.0255 | 1.0197 | 0.7501 | 1.0614 | 1 | 0.9909 | 1 | 1.0438 | 1.0443 | 0.009338 | 0 | 0.01331 | 0.011847 | -0.53508 | 0.063486 | 0 | -0.0054469 | 0 | 0.025776 | 0.020468
1.ACT: Evoenergy | 2009 | 1.0301 | 1.0627 | 0.9693 | 1.082 | 1.0521 | 0.95202 | 0.9791 | -0.014081 | 0.0048424 | -0.018924 | 0.00079367 | -4.9253e-05 | 0.003123 | 0.0061341 | -0.0051591 | -0.0054885 | -9.9261e-05 | 0.00039368 | -2.7878e-05 | -0.0067212 | -0.0069806 | 0.019231 | 0.020213 | 1.0416 | 1 | 1.0426 | 1.0354 | 0.89068 | 1.082 | 1 | 0.98808 | 1 | 1.0743 | 1.0727 | 0.0089564 | 0 | 0.016505 | 0.015289 | 0.17177 | 0.019231 | 0 | -0.0028523 | 0 | 0.028782 | 0.02686
1.ACT: Evoenergy | 2010 | 1.0452 | 1.1256 | 0.92857 | 1.2205 | 1.0694 | 0.85638 | 0.97731 | -0.042931 | 0.014536 | -0.057467 | 0.00072004 | 9.4881e-05 | 0.0045206 | 0.0061324 | 0.0030677 | -0.048393 | 1.2542e-05 | -0.00017092 | 1.0622e-05 | -0.0047456 | -0.0041802 | 0.12041 | 0.016361 | 1.0501 | 1 | 1.0672 | 1.051 | 0.78671 | 1.2205 | 1 | 0.98872 | 1 | 1.1055 | 1.0909 | 0.0081549 | 0 | 0.023364 | 0.015002 | -0.12412 | 0.12041 | 0 | 0.00065102 | 0 | 0.028644 | 0.016807
1.ACT: Evoenergy | 2011 | 1.0358 | 1.1908 | 0.86983 | 1.3596 | 1.0924 | 0.76182 | 0.94817 | -0.065345 | -0.009066 | -0.056279 | 0.00042126 | -0.00022594 | 0.0045446 | 0.0084082 | -0.022214 | -0.042998 | 5.5328e-05 | -0.00020342 | -2.7304e-05 | -0.0065737 | -0.0065318 | 0.10794 | 0.021209 | 1.055 | 1 | 1.0934 | 1.0733 | 1.4901 | 1.3596 | 1 | 0.9909 | 1 | 1.1397 | 1.1203 | 0.004632 | 0 | 0.024187 | 0.02103 | 0.63874 | 0.10794 | 0 | 0.0022013 | 0 | 0.030426 | 0.026612
1.ACT: Evoenergy | 2012 | 1.1055 | 1.2393 | 0.89199 | 1.4535 | 1.1143 | 0.76057 | 0.99211 | 0.02516 | 0.065144 | -0.039983 | -0.00058198 | 0.037668 | 0.0048055 | 0.0094906 | 0.013762 | -0.028017 | -0.003617 | 0.0017734 | -2.2102e-05 | -0.0085259 | -0.0015748 | 0.066778 | 0.019839 | 1.0482 | 1.1136 | 1.1209 | 1.0987 | 1.0408 | 1.4535 | 1.1128 | 0.97718 | 1 | 1.1915 | 1.1276 | -0.0064647 | 0.10758 | 0.02484 | 0.023347 | -0.35885 | 0.066778 | 0.10689 | -0.013947 | 0 | 0.044482 | 0.0064706
1.ACT: Evoenergy | 2013 | 1.1196 | 1.2985 | 0.86217 | 1.5914 | 1.1325 | 0.70351 | 0.98854 | -0.034003 | 0.012658 | -0.046661 | 0.00038796 | -2.3896e-05 | 0.004437 | 0.0049406 | 0.0029161 | -0.037008 | -3.518e-05 | 0.00077803 | -1.2146e-05 | -0.0054246 | -0.004959 | 0.090652 | 0.016266 | 1.0528 | 1.1136 | 1.1472 | 1.1123 | 0.94071 | 1.5914 | 1.1128 | 0.97097 | 1 | 1.2277 | 1.1499 | 0.0044124 | 0 | 0.023223 | 0.012262 | -0.10112 | 0.090653 | 0 | -0.006376 | 0 | 0.029923 | 0.019567
1.ACT: Evoenergy | 2014 | 1.1248 | 1.3982 | 0.80449 | 1.8011 | 1.1548 | 0.62452 | 0.97407 | -0.069247 | 0.0046946 | -0.073942 | -0.0022846 | -7.7802e-06 | 0.0015573 | 0.0037944 | 0.0016352 | -0.063444 | 0.00012656 | 0.0011798 | -0.00066934 | -0.0040844 | -0.0070499 | 0.12378 | 0.019438 | 1.0259 | 1.1136 | 1.1566 | 1.1228 | 0.88584 | 1.8011 | 1.113 | 0.96047 | 3.8573 | 1.2616 | 1.1828 | -0.025867 | 0 | 0.008175 | 0.0094323 | -0.060096 | 0.12378 | 0.00017632 | -0.010872 | 1.35 | 0.027236 | 0.028252
1.ACT: Evoenergy | 2015 | 1.1392 | 1.3517 | 0.84278 | 1.6787 | 1.1619 | 0.67862 | 0.98043 | 0.046499 | 0.012706 | 0.033793 | 0.00081491 | 0.010987 | 0.003352 | 0.0040884 | -0.0065369 | 0.038084 | -1.9149e-05 | 0.0029234 | 2.7277e-06 | -0.0028307 | -0.0043674 | -0.070368 | 0.0062033 | 1.0355 | 1.149 | 1.177 | 1.134 | 1.1053 | 1.6787 | 1.113 | 0.93622 | 3.8715 | 1.2823 | 1.1997 | 0.0092469 | 0.031282 | 0.017423 | 0.0099638 | 0.22136 | -0.070368 | -8.2331e-07 | -0.025567 | 0.0036648 | 0.016289 | 0.014137
1.ACT: Evoenergy | 2016 | 1.1435 | 1.0803 | 1.0585 | 0.90983 | 1.1733 | 1.2568 | 0.97457 | 0.22793 | 0.0037597 | 0.22417 | 0.00062277 | 9.5566e-05 | 0.0032896 | 0.0030951 | -0.0033434 | 0.23351 | -0.00017608 | -0.00081152 | -3.8627e-05 | -0.0040034 | -0.0043089 | -0.61252 | 0.0097549 | 1.0427 | 1.149 | 1.1971 | 1.1425 | 1.2004 | 0.90983 | 1.1131 | 0.94685 | 3.8742 | 1.2985 | 1.2104 | 0.0069963 | 0 | 0.01696 | 0.0074615 | 0.082491 | -0.61252 | 8.468e-05 | 0.011284 | 0.00068802 | 0.012558 | 0.0088765
1.ACT: Evoenergy | 2017 | 1.147 | 1.1299 | 1.0151 | 1.0326 | 1.181 | 1.1108 | 0.97122 | -0.041872 | 0.0030841 | -0.044956 | 0.0011698 | 3.9091e-05 | 0.0066969 | 0.0016708 | -0.0064926 | -0.041262 | 0.0012422 | -0.0018864 | 7.4222e-06 | -0.0020192 | -0.0010381 | 0.12662 | 0.0065247 | 1.0565 | 1.149 | 1.2393 | 1.1471 | 1.3986 | 1.0326 | 1.0753 | 0.96065 | 3.9083 | 1.3135 | 1.2166 | 0.013087 | 0 | 0.034646 | 0.0040267 | 0.15285 | 0.12662 | -0.034559 | 0.014469 | 0.0087646 | 0.011454 | 0.005134
1.ACT: Evoenergy | 2018 | 1.1657 | 1.1976 | 0.97338 | 1.203 | 1.193 | 0.96897 | 0.97707 | -0.041987 | 0.016134 | -0.058122 | -0.0019199 | -7.4223e-05 | 0.0059291 | 0.0038185 | 0.0083809 | -0.053367 | -1.8233e-05 | -0.00089784 | 1.0595e-05 | -0.0010999 | -0.0027488 | 0.15271 | 0.010129 | 1.034 | 1.149 | 1.2785 | 1.1582 | 1.147 | 1.203 | 1.0763 | 0.96699 | 3.9239 | 1.3286 | 1.2314 | -0.021506 | 0 | 0.031132 | 0.0095551 | -0.19836 | 0.15271 | 0.00094025 | 0.0065812 | 0.0039899 | 0.011412 | 0.012095
1.ACT: Evoenergy | 2019 | 1.1714 | 1.1949 | 0.98034 | 1.1571 | 1.2163 | 1.0124 | 0.96306 | 0.007129 | 0.0048999 | 0.002229 | 0.0010643 | 5.1418e-05 | 0.0054551 | 0.0038867 | -0.0055576 | 0.014582 | -1.1539e-05 | -0.00016862 | -2.4202e-05 | -0.0030294 | -0.0091195 | -0.038924 | 0.019342 | 1.0464 | 1.149 | 1.3148 | 1.1691 | 1.3127 | 1.1571 | 1.0763 | 0.96841 | 3.9239 | 1.3485 | 1.2723 | 0.011936 | 0 | 0.028053 | 0.0094186 | 0.13497 | -0.038924 | -2.2501e-06 | 0.0014695 | 0 | 0.014919 | 0.032685
1.ACT: Evoenergy | 2020 | 1.1892 | 1.1852 | 1.0034 | 1.0987 | 1.2367 | 1.0824 | 0.96165 | 0.023287 | 0.015097 | 0.0081897 | -0.00097328 | 2.9488e-06 | 0.0038344 | 0.012908 | -0.0006751 | 0.018988 | 1.3449e-05 | -0.00043269 | -5.488e-05 | -0.0054252 | -0.0048991 | -0.051765 | 0.016559 | 1.0351 | 1.149 | 1.3413 | 1.2068 | 1.334 | 1.0987 | 1.0763 | 0.97175 | 3.974 | 1.3904 | 1.2904 | -0.010906 | 0 | 0.019884 | 0.031695 | 0.016094 | -0.051765 | -9.2437e-06 | 0.0034418 | 0.01269 | 0.030575 | 0.014097
dnsp | year | outx | inx | tfpx | opinx | kinx | opfpx | kpfpx | tfpdelta | outdelta | indelta | outdelta1 | outdelta2 | outdelta3 | outdelta4 | outdelta5 | indelta1 | indelta2 | indelta3 | indelta4 | indelta5 | indelta6 | odelta | kdelta | q1x | q2x | q3x | q4x | q5x | x1x | x2x | x3x | x4x | x5x | x6x | outgrth1 | outgrth2 | outgrth3 | outgrth4 | outgrth5 | ingrth1 | ingrth2 | ingrth3 | ingrth4 | ingrth5 | ingrth6
2.AGD: Ausgrid | 2006 | 1 | 1 | 1 | 1 | 1 | 1 | 1 | bar: q1x to x6x
2.AGD: Ausgrid | 2007 | 1.0057 | 0.94912 | 1.0596 | 0.84624 | 1.0246 | 1.1884 | 0.9815 | 0.057878 | 0.0056601 | 0.052218 | 0.0010145 | 3.7173e-05 | 0.0020987 | 0.0015475 | 0.0009622 | 0.064968 | 0.0022421 | 0.00011706 | 0.00021488 | -0.0041342 | -0.01119 | -0.16695 | 0.02433 | 1.0107 | 1 | 1.01 | 1.0034 | 0.99267 | 0.84624 | 0.94844 | 0.99794 | 0.99733 | 1.0306 | 1.0451 | 0.01062 | 0 | 0.0099232 | 0.0034154 | -0.0073536 | -0.16695 | -0.052942 | -0.0020656 | -0.0026712 | 0.030169 | 0.044103
2.AGD: Ausgrid | 2008 | 1.0037 | 1.1095 | 0.90469 | 1.2029 | 1.0496 | 0.83446 | 0.95633 | -0.15804 | -0.0019229 | -0.15612 | 0.00041494 | 0.010436 | 0.0016431 | 0.0038619 | -0.018279 | -0.14024 | -8.761e-05 | -2.9709e-05 | 0.00031015 | -0.0025123 | -0.013562 | 0.35166 | 0.024061 | 1.0144 | 1.0279 | 1.0182 | 1.0124 | 1.1357 | 1.2029 | 0.94887 | 0.9985 | 0.98821 | 1.0518 | 1.0877 | 0.0037196 | 0.027523 | 0.0081023 | 0.0089366 | 0.13461 | 0.35166 | 0.00045818 | 0.00056806 | -0.0091909 | 0.020345 | 0.039984
2.AGD: Ausgrid | 2009 | 0.99938 | 1.0821 | 0.92355 | 1.0895 | 1.0793 | 0.91733 | 0.92592 | 0.02063 | -0.0043527 | 0.024983 | 0.00052085 | 0.0055829 | 0.0015456 | 0.0026461 | -0.014648 | 0.040627 | -0.0004782 | -7.4493e-05 | 0.0015852 | -0.0035853 | -0.013092 | -0.09903 | 0.027965 | 1.0195 | 1.043 | 1.0258 | 1.0186 | 1.2559 | 1.0895 | 0.96104 | 0.99916 | 0.96119 | 1.0783 | 1.1401 | 0.0049614 | 0.014603 | 0.00748 | 0.0060595 | 0.1006 | -0.099031 | 0.012745 | 0.00065758 | -0.027722 | 0.024846 | 0.047024
2.AGD: Ausgrid | 2010 | 1.0438 | 1.1551 | 0.90366 | 1.2349 | 1.1131 | 0.84521 | 0.93774 | -0.021771 | 0.043469 | -0.06524 | -0.00082381 | 0.00013198 | 0.0015998 | 0.0034645 | 0.039096 | -0.047216 | -0.00063104 | 0.00034255 | -0.0017439 | -0.0019328 | -0.014058 | 0.12535 | 0.030781 | 1.0137 | 1.043 | 1.0328 | 1.0259 | 0.93722 | 1.2349 | 0.97392 | 0.99575 | 0.99079 | 1.0999 | 1.1925 | -0.0056773 | 0 | 0.0067606 | 0.0071451 | -0.2927 | 0.12535 | 0.013312 | -0.0034168 | 0.030331 | 0.019845 | 0.044946
2.AGD: Ausgrid | 2011 | 1.0478 | 1.1461 | 0.91426 | 1.1804 | 1.1335 | 0.88769 | 0.92442 | 0.011661 | 0.0038857 | 0.0077753 | 9.3528e-05 | 0.010558 | 0.0015248 | 0.0057228 | -0.014014 | 0.018698 | -0.00082265 | 0.00015304 | -0.00083588 | -0.0041805 | -0.005237 | -0.045159 | 0.01819 | 1.0149 | 1.0729 | 1.0404 | 1.0395 | 1.0684 | 1.1804 | 0.99524 | 0.99375 | 1.0085 | 1.1323 | 1.213 | 0.0011854 | 0.028254 | 0.0073852 | 0.013176 | 0.13103 | -0.045159 | 0.021661 | -0.002018 | 0.017714 | 0.029055 | 0.017049
2.AGD: Ausgrid | 2012 | 1.0613 | 1.2116 | 0.87588 | 1.3033 | 1.1691 | 0.81427 | 0.90776 | -0.042883 | 0.012712 | -0.055594 | -0.0039472 | -7.2157e-05 | 0.0016728 | 0.003788 | 0.01127 | -0.035951 | -0.0003309 | 0.00023268 | -0.00090817 | -0.0044375 | -0.014199 | 0.099044 | 0.030896 | 0.97425 | 1.0729 | 1.0488 | 1.0486 | 0.95573 | 1.3033 | 1.0036 | 0.98908 | 1.0258 | 1.1688 | 1.2651 | -0.040894 | 0 | 0.0080015 | 0.0087486 | -0.11148 | 0.099044 | 0.0083969 | -0.0047088 | 0.017042 | 0.031679 | 0.042036
2.AGD: Ausgrid | 2013 | 1.0679 | 1.1341 | 0.94167 | 1.0298 | 1.2007 | 1.037 | 0.88939 | 0.072421 | 0.0062519 | 0.066169 | -0.010072 | -7.6971e-05 | 0.001679 | 0.0034895 | 0.011233 | 0.084443 | -0.000461 | 0.00038709 | -0.0016059 | -0.0038333 | -0.012761 | -0.23554 | 0.026702 | 0.87443 | 1.0729 | 1.0575 | 1.0573 | 0.822 | 1.0298 | 1.0153 | 0.98555 | 1.0541 | 1.2005 | 1.3094 | -0.1081 | 0 | 0.0082255 | 0.0082662 | -0.15073 | -0.23554 | 0.01159 | -0.003575 | 0.027184 | 0.026762 | 0.034443
2.AGD: Ausgrid | 2014 | 1.0594 | 1.1959 | 0.88585 | 1.148 | 1.2316 | 0.9228 | 0.8602 | -0.061106 | -0.0079872 | -0.053119 | -0.0029349 | 2.1779e-05 | 0.0019609 | 0.0031858 | -0.010221 | -0.037964 | 0.0015838 | -0.0013228 | -0.0028148 | -0.003362 | -0.0092392 | 0.10869 | 0.025386 | 0.84738 | 1.0729 | 1.0679 | 1.0653 | 0.93936 | 1.148 | 0.97436 | 1.0039 | 1.1069 | 1.2313 | 1.3493 | -0.031419 | 0 | 0.0098029 | 0.0074903 | 0.13345 | 0.10869 | -0.04119 | 0.01842 | 0.048848 | 0.025365 | 0.029997
2.AGD: Ausgrid | 2015 | 1.0678 | 1.2721 | 0.83941 | 1.3471 | 1.2373 | 0.7927 | 0.86303 | -0.05385 | 0.0079308 | -0.061781 | 0.00038728 | -1.3645e-07 | 0.0022213 | 0.00053434 | 0.004788 | -0.059345 | -0.0015978 | -0.00076145 | 0.0047736 | -0.0012293 | -0.0036203 | 0.15989 | 0.0046392 | 0.85092 | 1.0729 | 1.0798 | 1.0666 | 0.88627 | 1.3471 | 1.0158 | 1.0154 | 1.0204 | 1.2436 | 1.3679 | 0.0041687 | 0 | 0.011081 | 0.0012614 | -0.058173 | 0.15989 | 0.041665 | 0.011428 | -0.081346 | 0.0099193 | 0.013687
2.AGD: Ausgrid | 2016 | 1.0659 | 1.2308 | 0.86605 | 1.2036 | 1.2548 | 0.88563 | 0.84945 | 0.031242 | -0.0018091 | 0.033052 | -0.00013697 | 7.4738e-05 | 0.0023033 | 0.0014348 | -0.0054849 | 0.042926 | 0.0006439 | -0.0010927 | -0.0031504 | -0.0018347 | -0.0044407 | -0.11266 | 0.014048 | 0.85051 | 1.0729 | 1.0919 | 1.07 | 0.95403 | 1.2036 | 0.99926 | 1.0317 | 1.0743 | 1.2573 | 1.384 | -0.00048432 | 0 | 0.011152 | 0.003132 | 0.073678 | -0.11266 | -0.016433 | 0.015926 | 0.051515 | 0.011003 | 0.011737
2.AGD: Ausgrid | 2017 | 1.0655 | 1.1683 | 0.91207 | 1.0637 | 1.2367 | 1.0017 | 0.86163 | 0.051778 | -0.00034671 | 0.052124 | 0.00017977 | 6.4126e-06 | 0.0022364 | 0.0019639 | -0.0047332 | 0.043825 | -0.00096135 | -0.00097914 | -0.0014768 | -0.0026385 | 0.014355 | -0.12355 | -0.014583 | 0.85221 | 1.0729 | 1.1039 | 1.0749 | 1.0021 | 1.0637 | 1.023 | 1.0462 | 1.0983 | 1.2762 | 1.3243 | 0.0019937 | 0 | 0.010975 | 0.0045506 | 0.049136 | -0.12355 | 0.023452 | 0.013953 | 0.022057 | 0.014926 | -0.044141
2.AGD: Ausgrid | 2018 | 1.0807 | 1.1092 | 0.97432 | 0.9101 | 1.239 | 1.1875 | 0.8723 | 0.066024 | 0.014162 | 0.051861 | -0.001012 | -1.9824e-05 | 0.0023785 | 0.0020639 | 0.010752 | 0.052941 | 0.0015942 | 0.00030059 | 0.0022793 | -0.0017036 | -0.0035503 | -0.15595 | 0.0018635 | 0.84285 | 1.0729 | 1.1171 | 1.0801 | 0.89368 | 0.9101 | 0.98331 | 1.0411 | 1.0587 | 1.2916 | 1.3397 | -0.011038 | 0 | 0.011869 | 0.0049042 | -0.11449 | -0.15595 | -0.039541 | -0.004857 | -0.036714 | 0.011948 | 0.011543
2.AGD: Ausgrid | 2019 | 1.077 | 1.0921 | 0.98621 | 0.85516 | 1.2462 | 1.2594 | 0.86426 | 0.012132 | -0.0034534 | 0.015585 | 0.00011233 | 1.7997e-05 | 0.0022508 | 0.0016771 | -0.0075116 | 0.019837 | 1.4835e-05 | -0.0041978 | 0.0018169 | -0.0021153 | 0.00022956 | -0.062259 | 0.0058038 | 0.84408 | 1.0729 | 1.1294 | 1.0843 | 0.96919 | 0.85517 | 0.98299 | 1.1038 | 1.0295 | 1.3075 | 1.3385 | 0.0014564 | 0 | 0.010928 | 0.0038162 | 0.081118 | -0.062259 | -0.00033092 | 0.058484 | -0.028008 | 0.012258 | -0.0008259
2.AGD: Ausgrid | 2020 | 1.0542 | 1.052 | 1.0021 | 0.75901 | 1.254 | 1.3889 | 0.84065 | 0.015975 | -0.021456 | 0.037431 | -0.0019942 | 9.7819e-05 | 0.0020626 | 0.0032124 | -0.024834 | 0.041261 | 0.00073489 | 0.004268 | -0.0032139 | -0.0029236 | -0.0026959 | -0.11928 | 0.0062419 | 0.82782 | 1.0729 | 1.1396 | 1.0917 | 1.2075 | 0.75901 | 0.96634 | 1.0394 | 1.0809 | 1.327 | 1.3538 | -0.019461 | 0 | 0.00901 | 0.0068212 | 0.21988 | -0.11928 | -0.017083 | -0.060139 | 0.048745 | 0.0148 | 0.011319
dnsp | year | outx | inx | tfpx | opinx | kinx | opfpx | kpfpx | tfpdelta | outdelta | indelta | outdelta1 | outdelta2 | outdelta3 | outdelta4 | outdelta5 | indelta1 | indelta2 | indelta3 | indelta4 | indelta5 | indelta6 | odelta | kdelta | q1x | q2x | q3x | q4x | q5x | x1x | x2x | x3x | x4x | x5x | x6x | outgrth1 | outgrth2 | outgrth3 | outgrth4 | outgrth5 | ingrth1 | ingrth2 | ingrth3 | ingrth4 | ingrth5 | ingrth6
3.CIT: CitiPower | 2006 | 1 | 1 | 1 | 1 | 1 | 1 | 1 | bar: q1x to x6x
3.CIT: CitiPower | 2007 | 1.0319 | 1.0591 | 0.97433 | 1.1425 | 1.035 | 0.90317 | 0.99693 | -0.026001 | 0.031378 | -0.057379 | 0.0015453 | 0.0097719 | 0.003266 | 0.01269 | 0.0041043 | -0.029048 | -7.3575e-05 | -0.00086738 | -0.0038045 | -0.018213 | -0.0053729 | 0.13322 | 0.034448 | 1.0175 | 1.028 | 1.0169 | 1.0314 | 0.90093 | 1.1425 | 1.0138 | 1.0138 | 1.0553 | 1.0536 | 1.0136 | 0.017306 | 0.027575 | 0.016741 | 0.030934 | -0.10433 | 0.13322 | 0.013754 | 0.013754 | 0.053816 | 0.052229 | 0.013499
3.CIT: CitiPower | 2008 | 1.0566 | 1.0698 | 0.98765 | 1.0867 | 1.0629 | 0.97234 | 0.99406 | 0.013572 | 0.023703 | -0.010131 | 0.00028886 | 0.015918 | 0.0020898 | -0.0038581 | 0.0092646 | 0.006862 | 0.00024899 | 0.0028701 | -0.001117 | -0.0087661 | -0.010229 | -0.050092 | 0.026592 | 1.0209 | 1.0755 | 1.0277 | 1.0214 | 0.69003 | 1.0867 | 0.96999 | 0.96999 | 1.0906 | 1.089 | 1.0516 | 0.0033334 | 0.045174 | 0.010614 | -0.0097162 | -0.26669 | -0.050092 | -0.044222 | -0.044222 | 0.03292 | 0.033051 | 0.036835
3.CIT: CitiPower | 2009 | 1.0466 | 1.126 | 0.92954 | 1.282 | 1.0789 | 0.81641 | 0.97009 | -0.06064 | -0.0095112 | -0.051129 | -1.9056e-05 | 0.0092739 | 0.0016798 | 0.0030743 | -0.02352 | -0.037068 | -8.9075e-06 | 6.3034e-05 | -0.0021025 | -0.0083162 | -0.0036963 | 0.16529 | 0.014897 | 1.0203 | 1.1043 | 1.0373 | 1.0299 | 1.2426 | 1.282 | 0.96954 | 0.96954 | 1.1108 | 1.11 | 1.0648 | -0.00051238 | 0.026465 | 0.0093023 | 0.0082381 | 0.58824 | 0.16529 | -0.00046854 | -0.00046848 | 0.01833 | 0.019071 | 0.012488
3.CIT: CitiPower | 2010 | 1.0527 | 1.1686 | 0.90082 | 1.3933 | 1.1031 | 0.75554 | 0.95434 | -0.031376 | 0.005807 | -0.037183 | 0.0016601 | 1.6774e-07 | 0.0026371 | 0.0029647 | -0.0014551 | -0.022556 | 2.8739e-05 | 0.00018688 | -0.00050559 | -0.0061631 | -0.008174 | 0.083286 | 0.022174 | 1.0393 | 1.1043 | 1.0515 | 1.0374 | 1.2768 | 1.3933 | 0.96657 | 0.96657 | 1.1315 | 1.134 | 1.1 | 0.018404 | 0 | 0.013601 | 0.0072609 | 0.027097 | 0.083286 | -0.0030642 | -0.0030643 | 0.018521 | 0.021415 | 0.032483
3.CIT: CitiPower | 2011 | 1.087 | 1.1822 | 0.9194 | 1.2945 | 1.1483 | 0.83968 | 0.94657 | 0.020413 | 0.032002 | -0.011589 | -0.0015423 | -8.8981e-07 | 0.0026749 | 0.018118 | 0.012753 | 0.018667 | -0.00010373 | -0.0012259 | 0.0029294 | -0.027623 | -0.0042333 | -0.073591 | 0.040178 | 1.0218 | 1.1043 | 1.066 | 1.0841 | 0.97912 | 1.2945 | 0.9848 | 0.98295 | 1.0918 | 1.2245 | 1.1171 | -0.016998 | 0 | 0.013656 | 0.044044 | -0.26542 | -0.073591 | 0.018681 | 0.016804 | -0.035759 | 0.076794 | 0.015442
3.CIT: CitiPower | 2012 | 1.0777 | 1.2834 | 0.83969 | 1.6304 | 1.177 | 0.661 | 0.91563 | -0.090689 | -0.0085745 | -0.082114 | -0.00028307 | 9.4663e-07 | 0.002563 | 0.001803 | -0.012658 | -0.064178 | -5.3436e-06 | -0.00018387 | -0.015436 | 0.0012528 | -0.0035633 | 0.23069 | 0.024654 | 1.0184 | 1.1043 | 1.0803 | 1.0889 | 1.2733 | 1.6304 | 0.9848 | 0.98664 | 1.3529 | 1.2218 | 1.1346 | -0.0032684 | 0 | 0.01328 | 0.0044253 | 0.26274 | 0.23069 | 0 | 0.0037492 | 0.21441 | -0.0022086 | 0.015538
3.CIT: CitiPower | 2013 | 1.0872 | 1.2822 | 0.84785 | 1.5735 | 1.1937 | 0.69091 | 0.91072 | 0.0096714 | 0.0087576 | 0.00091376 | -0.0015529 | -8.2731e-07 | 0.0024804 | 0.0041732 | 0.0036578 | 0.011236 | 6.5364e-07 | -2.8062e-05 | -0.0011988 | -0.0053199 | -0.0037763 | -0.035486 | 0.014137 | 1.0011 | 1.1043 | 1.0941 | 1.1001 | 1.1914 | 1.5735 | 0.9848 | 0.98689 | 1.3766 | 1.2403 | 1.1537 | -0.017201 | 0 | 0.012762 | 0.010173 | -0.066515 | -0.035486 | 0 | 0.00024949 | 0.017392 | 0.015023 | 0.016647
3.CIT: CitiPower | 2014 | 1.087 | 1.3096 | 0.83005 | 1.6106 | 1.2175 | 0.67494 | 0.89287 | -0.021224 | -0.00010612 | -0.021118 | -0.00093587 | 1.0243e-06 | 0.0019128 | 0.012549 | -0.013633 | -0.0070752 | -0.00024028 | 0.0023859 | -0.0049447 | -0.0054565 | -0.0057874 | 0.023276 | 0.019688 | 0.9907 | 1.1043 | 1.1049 | 1.1341 | 1.542 | 1.6106 | 1.0279 | 0.95347 | 1.4796 | 1.2601 | 1.1837 | -0.010412 | 0 | 0.0098092 | 0.030466 | 0.25797 | 0.023276 | 0.042838 | -0.034452 | 0.072168 | 0.015815 | 0.025674
3.CIT: CitiPower | 2015 | 1.1064 | 1.3035 | 0.84882 | 1.5525 | 1.2274 | 0.7127 | 0.90145 | 0.022371 | 0.017692 | 0.0046785 | 0.00037558 | -1.8153e-06 | 0.0011536 | 0.00205 | 0.014115 | 0.010663 | -1.5211e-05 | -7.9208e-05 | -0.0012217 | -0.0033892 | -0.0012788 | -0.036743 | 0.0081361 | 0.99484 | 1.1043 | 1.1117 | 1.1402 | 1.1861 | 1.5525 | 1.0309 | 0.95451 | 1.5073 | 1.273 | 1.189 | 0.0041762 | 0 | 0.0060874 | 0.0053417 | -0.26245 | -0.036744 | 0.0029023 | 0.00109 | 0.01855 | 0.010159 | 0.0045211
3.CIT: CitiPower | 2016 | 1.1165 | 1.3188 | 0.84655 | 1.562 | 1.2454 | 0.71475 | 0.8965 | -0.0026871 | 0.009018 | -0.011705 | -0.0010308 | -1.6699e-07 | 0.0047396 | 0.0032055 | 0.0021039 | -0.00068992 | -1.6993e-06 | 0.00079732 | -0.0058582 | -0.0024976 | -0.0034549 | 0.0061493 | 0.014517 | 0.98343 | 1.1043 | 1.1393 | 1.1492 | 1.1289 | 1.562 | 1.0312 | 0.94348 | 1.6424 | 1.2821 | 1.2046 | -0.011535 | 0 | 0.024589 | 0.0078973 | -0.049372 | 0.0061491 | 0.00028524 | -0.011615 | 0.08584 | 0.0071521 | 0.013059
3.CIT: CitiPower | 2017 | 1.1355 | 1.3108 | 0.86628 | 1.5059 | 1.2525 | 0.75407 | 0.90664 | 0.023037 | 0.016937 | 0.0061003 | 0.00062682 | 0.0069963 | 0.0018741 | 0.00069238 | 0.0067474 | 0.011539 | 1.4658e-05 | -0.00074442 | -5.1601e-05 | -0.0029309 | -0.0017265 | -0.036618 | 0.0056967 | 0.99035 | 1.1266 | 1.1506 | 1.1513 | 0.94941 | 1.5059 | 1.0283 | 0.95385 | 1.641 | 1.2921 | 1.2094 | 0.0070074 | 0.019954 | 0.0098599 | 0.0018369 | -0.17319 | -0.036618 | -0.0028414 | 0.010927 | -0.00086745 | 0.0077764 | 0.0039294
3.CIT: CitiPower | 2018 | 1.1384 | 1.2503 | 0.91053 | 1.2996 | 1.2361 | 0.87598 | 0.92101 | 0.04982 | 0.002532 | 0.047288 | -0.0014251 | 0.011671 | 0.0018793 | -0.0011557 | -0.0084372 | 0.037452 | 4.9755e-05 | 0.0018093 | -0.00096184 | 0.01005 | -0.0011113 | -0.14733 | -0.013197 | 0.97469 | 1.1645 | 1.1617 | 1.1479 | 1.1755 | 1.2996 | 1.0195 | 0.92867 | 1.67 | 1.2566 | 1.2122 | -0.015936 | 0.033126 | 0.0095856 | -0.0029848 | 0.2136 | -0.14733 | -0.0086002 | -0.026749 | 0.017507 | -0.027862 | 0.0023567
3.CIT: CitiPower | 2019 | 1.1481 | 1.2928 | 0.88806 | 1.4604 | 1.2425 | 0.78616 | 0.92407 | -0.024983 | 0.008481 | -0.033464 | -0.00016013 | -5.2957e-05 | 0.0012752 | 0.0018697 | 0.0055492 | -0.030447 | 1.6391e-06 | 7.9185e-06 | 0.00022766 | -5.5317e-05 | -0.0031987 | 0.11667 | 0.0051653 | 0.97289 | 1.1645 | 1.1696 | 1.1533 | 1.0234 | 1.4604 | 1.0194 | 0.92803 | 1.67 | 1.2579 | 1.2289 | -0.0018509 | 0 | 0.0068055 | 0.0047351 | -0.1386 | 0.11667 | -4.2794e-05 | -0.0006962 | -1.5152e-05 | 0.0010115 | 0.013657
3.CIT: CitiPower | 2020 | 1.1304 | 1.2785 | 0.88414 | 1.3741 | 1.2513 | 0.82263 | 0.90341 | -0.0044218 | -0.015548 | 0.011126 | -0.010324 | 0.003305 | 0.00084794 | 0.0010928 | -0.01047 | 0.016234 | -4.5821e-06 | 0.0014828 | -0.0068626 | 0.0052134 | -0.0049374 | -0.0609 | 0.0070617 | 0.86678 | 1.1753 | 1.1746 | 1.1563 | 1.3244 | 1.3741 | 1.0205 | 0.90705 | 1.8585 | 1.2392 | 1.2507 | -0.11548 | 0.0092646 | 0.00422 | 0.0025466 | 0.25785 | -0.0609 | 0.0010495 | -0.022859 | 0.10696 | -0.014937 | 0.017537
dnsp | year | outx | inx | tfpx | opinx | kinx | opfpx | kpfpx | tfpdelta | outdelta | indelta | outdelta1 | outdelta2 | outdelta3 | outdelta4 | outdelta5 | indelta1 | indelta2 | indelta3 | indelta4 | indelta5 | indelta6 | odelta | kdelta | q1x | q2x | q3x | q4x | q5x | x1x | x2x | x3x | x4x | x5x | x6x | outgrth1 | outgrth2 | outgrth3 | outgrth4 | outgrth5 | ingrth1 | ingrth2 | ingrth3 | ingrth4 | ingrth5 | ingrth6
4.END: Endeavour Energy | 2006 | 1 | 1 | 1 | 1 | 1 | 1 | 1 | bar: q1x to x6x
4.END: Endeavour Energy | 2007 | 1.0138 | 1.0676 | 0.94967 | 1.0788 | 1.0571 | 0.93978 | 0.95903 | -0.051639 | 0.013736 | -0.065375 | 0.0016455 | 8.3104e-05 | 0.0026168 | 0.0056811 | 0.0037096 | -0.028578 | -0.00033947 | -8.7256e-05 | -0.0019039 | -0.016472 | -0.017994 | 0.075848 | 0.055573 | 1.0167 | 1 | 1.012 | 1.0123 | 0.97835 | 1.0788 | 1.0089 | 1.0012 | 1.099 | 1.0837 | 1.0613 | 0.016527 | 0 | 0.011905 | 0.012258 | -0.021893 | 0.075847 | 0.0088701 | 0.0012084 | 0.09443 | 0.080356 | 0.059508
4.END: Endeavour Energy | 2008 | 1.0152 | 1.1865 | 0.8556 | 1.3166 | 1.1015 | 0.77106 | 0.92166 | -0.10432 | 0.0013211 | -0.10564 | 0.0035212 | 4.6988e-05 | 0.0024978 | 0.0064729 | -0.011218 | -0.082287 | -0.00063488 | -0.00021518 | -0.00093116 | -0.011684 | -0.0098847 | 0.1992 | 0.04106 | 1.0533 | 1 | 1.0237 | 1.0267 | 1.0484 | 1.3166 | 1.0274 | 1.0034 | 1.1643 | 1.173 | 1.0994 | 0.035354 | 0 | 0.011487 | 0.014124 | 0.069166 | 0.1992 | 0.018148 | 0.0021826 | 0.057657 | 0.079192 | 0.035254
4.END: Endeavour Energy | 2009 | 1.0491 | 1.1658 | 0.89988 | 1.207 | 1.136 | 0.86923 | 0.9235 | 0.050464 | 0.032898 | 0.017566 | -0.0038813 | 0.022812 | 0.0023188 | 0.0040081 | 0.00764 | 0.035746 | -0.00014605 | 2.5286e-05 | -0.00124 | -0.0090428 | -0.0077764 | -0.086954 | 0.03091 | 1.0134 | 1.0596 | 1.0342 | 1.0354 | 1.003 | 1.207 | 1.0319 | 1.0029 | 1.2508 | 1.2352 | 1.1306 | -0.038597 | 0.057892 | 0.010248 | 0.0083735 | -0.044311 | -0.086954 | 0.0043533 | -0.00046551 | 0.071722 | 0.051722 | 0.028003
4.END: Endeavour Energy | 2010 | 1.0816 | 1.1648 | 0.92858 | 1.16 | 1.1717 | 0.93244 | 0.92307 | 0.031391 | 0.030488 | 0.00090385 | -0.00015007 | 0.00019054 | 0.0020034 | 0.0035377 | 0.024906 | 0.015699 | -9.42e-05 | -3.3505e-05 | -8.5932e-05 | -0.007224 | -0.0073579 | -0.039703 | 0.030951 | 1.0125 | 1.0596 | 1.043 | 1.0427 | 0.83397 | 1.16 | 1.0348 | 1.0023 | 1.2592 | 1.3067 | 1.1674 | -0.00087204 | 0 | 0.0084459 | 0.0070628 | -0.18452 | -0.039703 | 0.0027983 | -0.00061667 | 0.006679 | 0.056232 | 0.031982
4.END: Endeavour Energy | 2011 | 1.1074 | 1.2087 | 0.91618 | 1.2203 | 1.2038 | 0.90754 | 0.91992 | -0.013439 | 0.023596 | -0.037034 | 0.00047531 | 0.01471 | 0.0021789 | 0.0047151 | 0.0015164 | -0.019195 | -1.1108e-05 | 4.5706e-05 | -0.0011021 | -0.011032 | -0.0057403 | 0.050664 | 0.027017 | 1.0177 | 1.1014 | 1.0536 | 1.0537 | 0.81593 | 1.2203 | 1.0349 | 1.0021 | 1.3285 | 1.3953 | 1.1873 | 0.0051794 | 0.038651 | 0.010133 | 0.010443 | -0.02186 | 0.050663 | 0.00012613 | -0.00023312 | 0.053554 | 0.06559 | 0.016911
4.END: Endeavour Energy | 2012 | 1.0817 | 1.2423 | 0.87075 | 1.24 | 1.2453 | 0.87237 | 0.86867 | -0.050864 | -0.023491 | -0.027372 | -0.0056426 | 1.4417e-05 | 0.0019824 | 0.0050352 | -0.024881 | -0.0064104 | -0.0004249 | 9.9199e-05 | -0.0026625 | -0.0098689 | -0.0081047 | 0.016034 | 0.033832 | 0.95986 | 1.1014 | 1.0638 | 1.0659 | 0.99952 | 1.24 | 1.0475 | 1.0016 | 1.5818 | 1.4817 | 1.22 | -0.058557 | 0 | 0.0096268 | 0.011522 | 0.20294 | 0.016035 | 0.012132 | -0.00045421 | 0.17453 | 0.060066 | 0.027186
4.END: Endeavour Energy | 2013 | 1.0706 | 1.2216 | 0.87642 | 1.1105 | 1.296 | 0.96415 | 0.82609 | 0.0064905 | -0.010284 | 0.016775 | -0.0030148 | 1.5065e-05 | 0.0035674 | 0.0058273 | -0.016679 | 0.041628 | -0.00069713 | 0.00021472 | -0.0013706 | -0.010375 | -0.012625 | -0.11032 | 0.039978 | 0.9305 | 1.1014 | 1.0822 | 1.0801 | 1.1367 | 1.1105 | 1.0685 | 0.99871 | 1.7539 | 1.5736 | 1.2723 | -0.031073 | 0 | 0.017156 | 0.013248 | 0.12861 | -0.11032 | 0.019814 | -0.0029082 | 0.1033 | 0.060186 | 0.042017
4.END: Endeavour Energy | 2014 | 1.1086 | 1.3096 | 0.84655 | 1.2541 | 1.3475 | 0.88397 | 0.82271 | -0.03468 | 0.03484 | -0.06952 | -0.0021562 | -4.9733e-05 | 0.0046213 | 0.0057678 | 0.026657 | -0.046932 | 0.00066763 | 0.00068265 | -0.0012456 | -0.0075676 | -0.015126 | 0.12166 | 0.038934 | 0.90934 | 1.1014 | 1.1065 | 1.0944 | 0.92042 | 1.2541 | 1.0484 | 0.99227 | 1.9428 | 1.6543 | 1.3407 | -0.023002 | 0 | 0.022205 | 0.013131 | -0.21106 | 0.12166 | -0.01901 | -0.0064711 | 0.10226 | 0.050058 | 0.052363
4.END: Endeavour Energy | 2015 | 1.1069 | 1.3366 | 0.82813 | 1.2868 | 1.3704 | 0.86018 | 0.80769 | -0.021999 | -0.0015683 | -0.02043 | 0.0029289 | 3.8979e-05 | 0.0034935 | 0.0063538 | -0.014383 | -0.010549 | -0.0007987 | 0.0013763 | -0.0009755 | -0.0086436 | -0.00083997 | 0.025709 | 0.016856 | 0.93786 | 1.1014 | 1.1251 | 1.1102 | 1.0347 | 1.2868 | 1.0721 | 0.97789 | 1.9996 | 1.7339 | 1.3478 | 0.030889 | 0 | 0.016672 | 0.014356 | 0.11705 | 0.025709 | 0.022368 | -0.014604 | 0.028843 | 0.046986 | 0.0052602
4.END: Endeavour Energy | 2016 | 1.125 | 1.393 | 0.80759 | 1.3805 | 1.3999 | 0.81491 | 0.80358 | -0.025106 | 0.01621 | -0.041316 | 0.0030452 | 3.9168e-05 | 0.0027798 | 0.0057487 | 0.0045969 | -0.028928 | 7.7201e-05 | 0.0005972 | -6.027e-05 | -0.0070885 | -0.005914 | 0.070281 | 0.021317 | 0.96797 | 1.1014 | 1.1398 | 1.1244 | 0.99534 | 1.3805 | 1.0687 | 0.97169 | 2.0162 | 1.8101 | 1.3778 | 0.031602 | 0 | 0.013016 | 0.012768 | -0.038793 | 0.070281 | -0.0031367 | -0.0063613 | 0.0082354 | 0.043002 | 0.022009
4.END: Endeavour Energy | 2017 | 1.1767 | 1.3617 | 0.86418 | 1.2654 | 1.4285 | 0.92997 | 0.82377 | 0.067722 | 0.045009 | 0.022713 | 0.00042035 | 0.016189 | 0.0033027 | 0.0061386 | 0.018959 | 0.036816 | -6.3512e-05 | 0.00011615 | -0.00084642 | -0.008641 | -0.0046684 | -0.087068 | 0.020196 | 0.9721 | 1.1495 | 1.1585 | 1.1406 | 0.85676 | 1.2654 | 1.069 | 0.97175 | 2.1406 | 1.8918 | 1.399 | 0.004248 | 0.042795 | 0.016261 | 0.014298 | -0.14993 | -0.087068 | 0.00028669 | 6.4877e-05 | 0.05987 | 0.04415 | 0.015275
4.END: Endeavour Energy | 2018 | 1.1921 | 1.3278 | 0.8978 | 1.1538 | 1.4562 | 1.0332 | 0.81867 | 0.038168 | 0.01298 | 0.025187 | -0.00044518 | 2.2348e-05 | 0.0044804 | 0.0065221 | 0.0024006 | 0.036081 | 0.0015255 | -9.3396e-05 | -0.0018531 | -0.0048562 | -0.0056165 | -0.092311 | 0.019185 | 0.96763 | 1.1495 | 1.1836 | 1.1576 | 0.8414 | 1.1538 | 1.0287 | 0.97206 | 2.1676 | 1.978 | 1.4284 | -0.0046048 | 0 | 0.021443 | 0.014759 | -0.018087 | -0.092311 | -0.038409 | 0.00032304 | 0.012543 | 0.044549 | 0.02076
4.END: Endeavour Energy | 2019 | 1.1909 | 1.3158 | 0.90504 | 1.0898 | 1.4844 | 1.0927 | 0.80228 | 0.0080311 | -0.0010495 | 0.0090806 | 0.00068905 | 9.9155e-05 | 0.0046108 | 0.0087809 | -0.015229 | 0.021935 | -8.1869e-05 | 0.00028418 | -0.00091417 | -0.008071 | -0.0040714 | -0.057052 | 0.019177 | 0.97458 | 1.1495 | 1.2096 | 1.1804 | 0.95079 | 1.0898 | 1.0307 | 0.96988 | 2.2655 | 2.0746 | 1.4467 | 0.0071583 | 0 | 0.021665 | 0.019551 | 0.12223 | -0.057052 | 0.0019304 | -0.0022487 | 0.044186 | 0.047658 | 0.012755
4.END: Endeavour Energy | 2020 | 1.179 | 1.2719 | 0.927 | 0.97346 | 1.5022 | 1.2112 | 0.78488 | 0.023968 | -0.0099844 | 0.033953 | -0.0014621 | 0.00021555 | 0.0046038 | 0.0054868 | -0.018829 | 0.042395 | 0.00037509 | 0.00066796 | -0.00017443 | -0.0049259 | -0.0043846 | -0.11289 | 0.011936 | 0.96019 | 1.1495 | 1.235 | 1.194 | 1.0869 | 0.97346 | 1.0238 | 0.96377 | 2.274 | 2.1433 | 1.4681 | -0.014881 | 0 | 0.020782 | 0.011446 | 0.13374 | -0.11289 | -0.0067694 | -0.0063191 | 0.0037558 | 0.032612 | 0.014666
dnsp | year | outx | inx | tfpx | opinx | kinx | opfpx | kpfpx | tfpdelta | outdelta | indelta | outdelta1 | outdelta2 | outdelta3 | outdelta4 | outdelta5 | indelta1 | indelta2 | indelta3 | indelta4 | indelta5 | indelta6 | odelta | kdelta | q1x | q2x | q3x | q4x | q5x | x1x | x2x | x3x | x4x | x5x | x6x | outgrth1 | outgrth2 | outgrth3 | outgrth4 | outgrth5 | ingrth1 | ingrth2 | ingrth3 | ingrth4 | ingrth5 | ingrth6
5.ENX: Energex | 2006 | 1 | 1 | 1 | 1 | 1 | 1 | 1 | bar: q1x to x6x
5.ENX: Energex | 2007 | 1.1207 | 1.1012 | 1.0177 | 1.1625 | 1.0679 | 0.96405 | 1.0494 | 0.017513 | 0.11393 | -0.096419 | 0.00051954 | 0.036508 | 0.0049671 | 0.010773 | 0.061164 | -0.053853 | -0.0013 | -0.00085377 | -0.0061904 | -0.011643 | -0.022578 | 0.15054 | 0.065713 | 1.0043 | 1.0929 | 1.0198 | 1.0212 | 0.70167 | 1.1625 | 1.0397 | 1.0065 | 1.1481 | 1.1012 | 1.0743 | 0.0043073 | 0.088851 | 0.019638 | 0.020933 | -0.35429 | 0.15054 | 0.038886 | 0.0064752 | 0.1381 | 0.09643 | 0.07171
5.ENX: Energex | 2008 | 1.1293 | 1.1523 | 0.98003 | 1.2114 | 1.1185 | 0.9322 | 1.0096 | -0.037687 | 0.0076473 | -0.045334 | 0.0020755 | 0.014359 | 0.0045455 | 0.0075954 | -0.020928 | -0.013301 | -0.00012632 | -0.0005009 | -0.0067311 | -0.010213 | -0.014462 | 0.041249 | 0.04627 | 1.026 | 1.1352 | 1.0427 | 1.0392 | 0.81597 | 1.2114 | 1.0387 | 1.0104 | 1.3317 | 1.1878 | 1.1204 | 0.021404 | 0.037979 | 0.022132 | 0.017497 | 0.1509 | 0.04125 | -0.00093938 | 0.0038614 | 0.14839 | 0.075692 | 0.041956
5.ENX: Energex | 2009 | 1.184 | 1.1996 | 0.98701 | 1.258 | 1.1686 | 0.94119 | 1.0132 | 0.0070973 | 0.047358 | -0.040261 | 0.0037506 | 0.018149 | 0.0040744 | 0.0088045 | 0.012579 | -0.015969 | -0.00053759 | -0.00040122 | -0.0022483 | -0.0061513 | -0.014953 | 0.037756 | 0.043827 | 1.0667 | 1.1898 | 1.0622 | 1.0593 | 0.75209 | 1.258 | 1.0621 | 1.0142 | 1.4156 | 1.276 | 1.1775 | 0.038893 | 0.046984 | 0.018559 | 0.019222 | -0.081518 | 0.037756 | 0.022265 | 0.0037573 | 0.061033 | 0.07161 | 0.049702
5.ENX: Energex | 2010 | 1.2235 | 1.231 | 0.99391 | 1.2731 | 1.208 | 0.96105 | 1.0128 | 0.0069643 | 0.032781 | -0.025816 | 0.00084524 | 0.019767 | 0.0032668 | 0.0061483 | 0.0027532 | -0.0039495 | -0.00083915 | -0.00032 | -0.0028628 | -0.0072253 | -0.01062 | 0.011907 | 0.033145 | 1.0764 | 1.2538 | 1.0788 | 1.0741 | 0.73765 | 1.2731 | 1.0878 | 1.0169 | 1.5033 | 1.3481 | 1.2166 | 0.0090072 | 0.05235 | 0.015506 | 0.013863 | -0.019393 | 0.011907 | 0.02395 | 0.002653 | 0.060165 | 0.054967 | 0.032727
5.ENX: Energex | 2011 | 1.2431 | 1.2987 | 0.95722 | 1.3989 | 1.2462 | 0.88867 | 0.99754 | -0.037611 | 0.01592 | -0.053531 | -0.0032511 | -9.7308e-05 | 0.0030251 | 0.0057064 | 0.010537 | -0.033548 | -0.00068638 | -0.00031026 | -0.0041682 | -0.0053107 | -0.0095079 | 0.094213 | 0.031151 | 1.0405 | 1.2538 | 1.0945 | 1.0882 | 0.67243 | 1.3989 | 1.1101 | 1.0196 | 1.6353 | 1.4085 | 1.2534 | -0.033866 | 0 | 0.014433 | 0.012965 | -0.092565 | 0.094213 | 0.020306 | 0.0026224 | 0.084138 | 0.043804 | 0.02978
5.ENX: Energex | 2012 | 1.273 | 1.3473 | 0.9449 | 1.4971 | 1.275 | 0.85036 | 0.99845 | -0.012954 | 0.023771 | -0.036724 | -0.0010853 | -0.00016909 | 0.0026941 | 0.0048575 | 0.017474 | -0.021903 | -0.0015223 | -0.00034881 | -0.00085695 | -0.004479 | -0.0076141 | 0.067838 | 0.022858 | 1.0287 | 1.2538 | 1.1087 | 1.1004 | 0.5549 | 1.4971 | 1.155 | 1.0225 | 1.6613 | 1.4608 | 1.2839 | -0.011438 | 0 | 0.012958 | 0.011184 | -0.19212 | 0.067838 | 0.039596 | 0.0028987 | 0.015782 | 0.036477 | 0.024035
5.ENX: Energex | 2013 | 1.2722 | 1.4063 | 0.90463 | 1.6028 | 1.3032 | 0.79372 | 0.97618 | -0.04355 | -0.00068198 | -0.042868 | -0.00068578 | -3.183e-05 | 0.0023737 | 0.0036345 | -0.0059726 | -0.029225 | -4.1109e-05 | -0.00016602 | -0.0032439 | -0.0036155 | -0.0065771 | 0.068247 | 0.021877 | 1.0212 | 1.2538 | 1.1218 | 1.1098 | 0.58883 | 1.6028 | 1.1579 | 1.0241 | 1.7753 | 1.5072 | 1.3115 | -0.0073347 | 0 | 0.011723 | 0.0085142 | 0.059363 | 0.068247 | 0.0025598 | 0.0015068 | 0.066377 | 0.031252 | 0.021259
5.ENX: Energex | 2014 | 1.2708 | 1.3779 | 0.92232 | 1.4711 | 1.3255 | 0.86387 | 0.95879 | 0.019364 | -0.0010504 | 0.020415 | -0.00096295 | -4.0363e-05 | 0.0024683 | 0.0025785 | -0.0050939 | 0.030703 | -0.00063036 | -3.369e-05 | -0.0010704 | -0.0033129 | -0.0052414 | -0.085736 | 0.016914 | 1.0107 | 1.2538 | 1.1357 | 1.1166 | 0.62037 | 1.4711 | 1.1799 | 1.0243 | 1.816 | 1.5517 | 1.335 | -0.010357 | 0 | 0.012259 | 0.0060848 | 0.052177 | -0.085736 | 0.018797 | 0.00022983 | 0.022643 | 0.029138 | 0.017764
5.ENX: Energex | 2015 | 1.2589 | 1.4102 | 0.89274 | 1.5009 | 1.3627 | 0.83876 | 0.92382 | -0.032599 | -0.0094378 | -0.023161 | 0.0014045 | 1.8619e-05 | 0.0030133 | 0.0038156 | -0.01769 | -0.0039463 | 0.0004497 | -0.00016318 | -0.00201 | -0.0031343 | -0.014357 | 0.020057 | 0.027719 | 1.026 | 1.2538 | 1.1527 | 1.1266 | 0.75933 | 1.5009 | 1.1649 | 1.0256 | 1.8925 | 1.5843 | 1.3933 | 0.01507 | 0 | 0.014932 | 0.0089369 | 0.20211 | 0.020057 | -0.012756 | 0.001297 | 0.041263 | 0.020773 | 0.04272
5.ENX: Energex | 2016 | 1.2828 | 1.3634 | 0.94085 | 1.3342 | 1.3805 | 0.9615 | 0.9292 | 0.052494 | 0.018803 | 0.033691 | -7.3444e-05 | 3.521e-05 | 0.0035045 | 0.0051741 | 0.010163 | 0.0411 | -0.00041384 | -0.00012853 | 0.0002458 | -0.0047913 | -0.0023213 | -0.11776 | 0.013001 | 1.0252 | 1.2538 | 1.1728 | 1.1403 | 0.67734 | 1.3342 | 1.1765 | 1.0268 | 1.8812 | 1.6459 | 1.4087 | -0.0007728 | 0 | 0.017264 | 0.012049 | -0.11426 | -0.11776 | 0.0098482 | 0.0011515 | -0.0059576 | 0.038174 | 0.011011
5.ENX: Energex | 2017 | 1.3114 | 1.3806 | 0.94987 | 1.3415 | 1.4024 | 0.97758 | 0.93513 | 0.0095323 | 0.022036 | -0.012504 | 0.00095208 | -5.6036e-05 | 0.003709 | 0.0043486 | 0.013083 | -0.001848 | -0.00077235 | -7.9299e-05 | -0.0004958 | -0.0035284 | -0.0057803 | 0.0054455 | 0.015678 | 1.0357 | 1.2538 | 1.1949 | 1.1521 | 0.58167 | 1.3415 | 1.2003 | 1.0272 | 1.9001 | 1.6944 | 1.434 | 0.01019 | 0 | 0.018626 | 0.01038 | -0.15227 | 0.0054452 | 0.020058 | 0.00043116 | 0.0099587 | 0.029033 | 0.017772
5.ENX: Energex | 2018 | 1.3105 | 1.3883 | 0.94397 | 1.3456 | 1.4142 | 0.97389 | 0.92671 | -0.0062299 | -0.00065782 | -0.0055721 | -0.00040506 | 5.453e-05 | 0.0035903 | 0.0041089 | -0.0080065 | -0.0013559 | 0.00018687 | 2.6883e-05 | 0.00020897 | -0.0025366 | -0.0021023 | 0.0031223 | 0.0083824 | 1.0312 | 1.2538 | 1.2159 | 1.1631 | 0.64071 | 1.3456 | 1.1965 | 1.027 | 1.9007 | 1.7423 | 1.4459 | -0.0043491 | 0 | 0.017494 | 0.009424 | 0.096668 | 0.0031231 | -0.0032003 | -0.00025954 | 0.00034574 | 0.027845 | 0.0083296
5.ENX: Energex | 2019 | 1.317 | 1.368 | 0.96276 | 1.2698 | 1.4258 | 1.0372 | 0.92369 | 0.019709 | 0.0049545 | 0.014755 | 0.00072727 | 4.9918e-05 | 0.0031404 | 0.004112 | -0.0030751 | 0.020981 | 0.00021198 | -1.3741e-05 | 0.00033481 | -0.0033405 | -0.0034185 | -0.058026 | 0.0082219 | 1.0392 | 1.2538 | 1.2345 | 1.174 | 0.66392 | 1.2698 | 1.1888 | 1.0268 | 1.8861 | 1.7895 | 1.4611 | 0.0077324 | 0 | 0.015159 | 0.0093725 | 0.035596 | -0.058027 | -0.0064195 | -0.00019288 | -0.0077392 | 0.026735 | 0.010398
5.ENX: Energex | 2020 | 1.3175 | 1.3522 | 0.97436 | 1.2032 | 1.4452 | 1.095 | 0.91166 | 0.011979 | 0.00035151 | 0.011628 | -0.0012646 | 0.0027063 | 0.0027395 | 0.0033063 | -0.0071359 | 0.01969 | -0.00071986 | 4.1693e-05 | -0.0021417 | -0.00187 | -0.0033727 | -0.053841 | 0.013462 | 1.0254 | 1.2628 | 1.2509 | 1.1829 | 0.71456 | 1.2032 | 1.2129 | 1.0264 | 1.9772 | 1.8297 | 1.478 | -0.013438 | 0.0072017 | 0.013199 | 0.0075114 | 0.073498 | -0.053841 | 0.020067 | -0.00038707 | 0.047206 | 0.022203 | 0.011558
dnsp | year | outx | inx | tfpx | opinx | kinx | opfpx | kpfpx | tfpdelta | outdelta | indelta | outdelta1 | outdelta2 | outdelta3 | outdelta4 | outdelta5 | indelta1 | indelta2 | indelta3 | indelta4 | indelta5 | indelta6 | odelta | kdelta | q1x | q2x | q3x | q4x | q5x | x1x | x2x | x3x | x4x | x5x | x6x | outgrth1 | outgrth2 | outgrth3 | outgrth4 | outgrth5 | ingrth1 | ingrth2 | ingrth3 | ingrth4 | ingrth5 | ingrth6
6.ERG: Ergon Energy | 2006 | 1 | 1 | 1 | 1 | 1 | 1 | 1 | bar: q1x to x6x
6.ERG: Ergon Energy | 2007 | 1.1442 | 0.97072 | 1.1787 | 0.8902 | 1.0251 | 1.2854 | 1.1162 | 0.16445 | 0.13473 | 0.02972 | 0.00079614 | 0.0099007 | 0.0056005 | 0.0066031 | 0.11183 | 0.042159 | -0.0021063 | -0.00096319 | -0.00020522 | -0.0035667 | -0.0055973 | -0.11631 | 0.024811 | 1.0067 | 1.0169 | 1.0176 | 1.012 | 0.70624 | 0.8902 | 1.0218 | 1.0087 | 1.0564 | 1.1152 | 1.0277 | 0.0066712 | 0.016757 | 0.01746 | 0.011947 | -0.3478 | -0.11631 | 0.02159 | 0.0086885 | 0.054896 | 0.109 | 0.027362
6.ERG: Ergon Energy | 2008 | 1.1241 | 1.0079 | 1.1153 | 0.95371 | 1.0422 | 1.1787 | 1.0786 | -0.055322 | -0.017735 | -0.037586 | 0.0019416 | 0.033178 | 0.0043656 | 0.0016981 | -0.058919 | -0.023983 | -0.0012628 | -0.0029152 | -6.4457e-05 | -0.0044806 | -0.0048799 | 0.068915 | 0.016563 | 1.0243 | 1.0978 | 1.0378 | 1.0155 | 0.86374 | 0.95371 | 1.0362 | 1.0187 | 1.0803 | 1.2859 | 1.0395 | 0.017307 | 0.076594 | 0.019654 | 0.0034811 | 0.20131 | 0.068916 | 0.014002 | 0.0097927 | 0.022374 | 0.14249 | 0.011398
6.ERG: Ergon Energy | 2009 | 1.09 | 1.0062 | 1.0832 | 0.91968 | 1.0652 | 1.1852 | 1.0233 | -0.029173 | -0.030852 | 0.0016782 | 0.0025975 | -0.00012789 | 0.0055827 | 0.0037723 | -0.042676 | 0.011378 | -0.0032105 | -0.0017518 | 0.00020643 | -0.0023489 | -0.0025955 | -0.036339 | 0.021765 | 1.0477 | 1.0978 | 1.0626 | 1.023 | 0.98324 | 0.91968 | 1.0662 | 1.0311 | 1.0959 | 1.4237 | 1.0552 | 0.022663 | 0 | 0.023628 | 0.0073407 | 0.12959 | -0.036338 | 0.028531 | 0.012114 | 0.014329 | 0.10179 | 0.01494
6.ERG: Ergon Energy | 2010 | 1.1176 | 1.0221 | 1.0935 | 0.89993 | 1.1033 | 1.2419 | 1.0129 | 0.0094367 | 0.025063 | -0.015626 | 0.0010026 | 0.022596 | 0.005062 | 0.0027561 | -0.0063538 | 0.0077364 | -0.0010503 | -0.0018524 | -0.00087012 | -0.0026431 | -0.016947 | -0.0217 | 0.035204 | 1.0571 | 1.1547 | 1.0846 | 1.0285 | 1.0041 | 0.89993 | 1.0783 | 1.0383 | 1.3157 | 1.5341 | 1.1209 | 0.0089095 | 0.050496 | 0.020511 | 0.0053202 | 0.021025 | -0.0217 | 0.011243 | 0.0070363 | 0.18274 | 0.074675 | 0.060393
6.ERG: Ergon Energy | 2011 | 1.1425 | 1.116 | 1.0237 | 1.1067 | 1.1268 | 1.0323 | 1.0139 | -0.06593 | 0.022017 | -0.087946 | -0.0083827 | -0.00042668 | 0.0044999 | 0.00037705 | 0.025949 | -0.073652 | -0.00075933 | -0.0035734 | -0.00036682 | -0.0018536 | -0.0077415 | 0.20686 | 0.021078 | 0.98079 | 1.1547 | 1.1039 | 1.0295 | 0.94278 | 1.1067 | 1.0877 | 1.0534 | 1.4138 | 1.6214 | 1.1502 | -0.074943 | 0 | 0.01757 | 0.00098179 | -0.063046 | 0.20686 | 0.0087127 | 0.014403 | 0.071932 | 0.055339 | 0.025885
6.ERG: Ergon Energy | 2012 | 1.1802 | 1.1385 | 1.0367 | 1.1305 | 1.1553 | 1.044 | 1.0216 | 0.01254 | 0.032462 | -0.019922 | 0.0037634 | -0.0001388 | 0.003517 | 0.0032248 | 0.022096 | -0.0041271 | -0.0018237 | -0.0024273 | -0.00017168 | -0.0019521 | -0.0094201 | 0.02124 | 0.024926 | 1.0152 | 1.1547 | 1.1204 | 1.0364 | 0.87102 | 1.1305 | 1.1054 | 1.0666 | 1.4571 | 1.7102 | 1.1896 | 0.03452 | 0 | 0.014847 | 0.0066453 | -0.079174 | 0.02124 | 0.016104 | 0.012438 | 0.030159 | 0.053327 | 0.033632
6.ERG: Ergon Energy | 2013 | 1.1974 | 1.0488 | 1.1417 | 0.89808 | 1.1481 | 1.3332 | 1.0429 | 0.096495 | 0.014433 | 0.082062 | -0.0015324 | -0.00023649 | 0.0036323 | -0.010498 | 0.023068 | 0.077924 | 0.015137 | -0.0021789 | 0.00026053 | -0.0018899 | -0.0071907 | -0.23016 | -0.0062242 | 1.0007 | 1.1547 | 1.1383 | 1.0143 | 0.7901 | 0.89808 | 0.95138 | 1.0775 | 1.3912 | 1.8007 | 1.2185 | -0.014433 | 0 | 0.015843 | -0.021534 | -0.0975 | -0.23016 | -0.15002 | 0.010172 | -0.046281 | 0.051559 | 0.024031
6.ERG: Ergon Energy | 2014 | 1.2378 | 1.0821 | 1.1439 | 0.90221 | 1.2048 | 1.372 | 1.0274 | 0.0019293 | 0.033228 | -0.031299 | 0.0016987 | -0.00015927 | 0.0035588 | 0.0020998 | 0.02603 | -0.00012271 | -0.00035219 | -0.0038915 | -7.0845e-05 | -0.0013292 | -0.025532 | 0.0045795 | 0.048165 | 1.0171 | 1.1547 | 1.1567 | 1.0187 | 0.6933 | 0.90221 | 0.95081 | 1.0976 | 1.4106 | 1.8774 | 1.326 | 0.016223 | 0 | 0.016056 | 0.0043067 | -0.1307 | 0.0045795 | -0.0005973 | 0.018526 | 0.013844 | 0.041691 | 0.084506
6.ERG: Ergon Energy | 2015 | 1.1895 | 1.1532 | 1.0314 | 1.0395 | 1.2296 | 1.1443 | 0.96736 | -0.10351 | -0.039859 | -0.063651 | -0.00045406 | 6.9368e-05 | 0.0020182 | 0.0041863 | -0.045679 | -0.050643 | -0.00018048 | -0.010382 | 0.00010814 | -0.0023901 | -0.00016289 | 0.14165 | 0.020389 | 1.0126 | 1.1547 | 1.1669 | 1.0277 | 0.86194 | 1.0395 | 0.95362 | 1.1528 | 1.3819 | 1.9938 | 1.329 | -0.0043926 | 0 | 0.0087718 | 0.0088128 | 0.21772 | 0.14165 | 0.0029525 | 0.049039 | -0.020515 | 0.060152 | 0.0023003
6.ERG: Ergon Energy | 2016 | 1.1899 | 1.171 | 1.0161 | 1.0467 | 1.2545 | 1.1368 | 0.94849 | -0.014984 | 0.00034369 | -0.015328 | 0.00071234 | 0.0001854 | 0.0036053 | -0.00061038 | -0.0035489 | -0.0025642 | 0.00024345 | 0.0021324 | -0.00029868 | -3.2653e-05 | -0.014808 | 0.0069141 | 0.020044 | 1.0194 | 1.1547 | 1.1846 | 1.0263 | 0.87328 | 1.0467 | 0.94804 | 1.143 | 1.4789 | 2.029 | 1.3899 | 0.0066603 | 0 | 0.015076 | -0.0013446 | 0.013078 | 0.0069147 | -0.00587 | -0.0085351 | 0.067839 | 0.017512 | 0.044793
6.ERG: Ergon Energy | 2017 | 1.2529 | 1.1429 | 1.0962 | 0.94268 | 1.2785 | 1.329 | 0.97991 | 0.075879 | 0.05159 | 0.024289 | -0.003209 | -0.00024171 | 0.0015877 | 0.00069659 | 0.052756 | 0.037344 | -0.0051757 | 0.002304 | -0.00073994 | -0.0011322 | -0.008311 | -0.10468 | 0.019004 | 0.98857 | 1.1547 | 1.1945 | 1.0279 | 0.68278 | 0.94268 | 1.0051 | 1.1271 | 1.729 | 2.0704 | 1.4356 | -0.030684 | 0 | 0.0082803 | 0.0015537 | -0.24608 | -0.10469 | 0.05844 | -0.014041 | 0.15623 | 0.020204 | 0.032346
6.ERG: Ergon Energy | 2018 | 1.2333 | 1.1603 | 1.0629 | 0.96827 | 1.2933 | 1.2737 | 0.95355 | -0.03082 | -0.015754 | -0.015066 | -0.00073841 | 0.00015136 | 0.0046158 | -0.0015924 | -0.01819 | -0.0092703 | -0.00060401 | -0.0060636 | -1.0103e-05 | 0.0014111 | -0.00052908 | 0.026786 | 0.011511 | 0.98198 | 1.1547 | 1.2179 | 1.0244 | 0.75193 | 0.96827 | 1.0115 | 1.1596 | 1.7413 | 2.0044 | 1.4447 | -0.0066821 | 0 | 0.019422 | -0.0033856 | 0.096461 | 0.026786 | 0.0063961 | 0.028484 | 0.0070754 | -0.032385 | 0.0062913
6.ERG: Ergon Energy | 2019 | 1.1908 | 1.1582 | 1.0282 | 0.97432 | 1.2847 | 1.2222 | 0.9269 | -0.033231 | -0.035028 | 0.0017972 | 0.002035 | 0.00022859 | 0.0021632 | 0.00099769 | -0.040453 | -0.0022836 | 1.7039e-05 | 0.0054917 | -3.0111e-05 | -0.00045485 | -0.00094298 | 0.0062304 | -0.0066867 | 1.0013 | 1.1547 | 1.2272 | 1.0265 | 0.89176 | 0.97432 | 1.0113 | 1.1298 | 1.7588 | 2.0321 | 1.4504 | 0.019504 | 0 | 0.007604 | 0.0019932 | 0.17056 | 0.0062297 | -0.00021786 | -0.026075 | 0.01001 | 0.013742 | 0.0039789
6.ERG: Ergon Energy | 2020 | 1.2001 | 1.1724 | 1.0236 | 1.0104 | 1.2846 | 1.1877 | 0.9342 | -0.0044439 | 0.0077249 | -0.012169 | 0.00050269 | -2.3268e-05 | -0.0011439 | 0.0019795 | 0.0064099 | -0.013796 | -0.00092101 | -0.0013769 | 4.7805e-05 | 6.3744e-05 | 0.0038137 | 0.036393 | -0.00011666 | 1.006 | 1.1547 | 1.2214 | 1.0306 | 0.86997 | 1.0104 | 1.0221 | 1.1378 | 1.7541 | 2.047 | 1.4369 | 0.0046544 | 0 | -0.0047388 | 0.0040437 | -0.024731 | 0.036394 | 0.010568 | 0.0070782 | -0.0026859 | 0.0072728 | -0.0093694
dnsp | year | outx | inx | tfpx | opinx | kinx | opfpx | kpfpx | tfpdelta | outdelta | indelta | outdelta1 | outdelta2 | outdelta3 | outdelta4 | outdelta5 | indelta1 | indelta2 | indelta3 | indelta4 | indelta5 | indelta6 | odelta | kdelta | q1x | q2x | q3x | q4x | q5x | x1x | x2x | x3x | x4x | x5x | x6x | outgrth1 | outgrth2 | outgrth3 | outgrth4 | outgrth5 | ingrth1 | ingrth2 | ingrth3 | ingrth4 | ingrth5 | ingrth6
7.ESS: Essential Energy | 2006 | 1 | 1 | 1 | 1 | 1 | 1 | 1 | bar: q1x to x6x
7.ESS: Essential Energy | 2007 | 1.0741 | 1.1297 | 0.95082 | 1.201 | 1.0796 | 0.89438 | 0.99496 | -0.050433 | 0.071526 | -0.12196 | 0.00016397 | 0.020273 | 0.0023605 | -0.025816 | 0.074545 | -0.071393 | -0.0053564 | -0.015571 | -2.8885e-05 | -0.0074161 | -0.022194 | 0.18315 | 0.07658 | 1.0008 | 1.0455 | 1.0077 | 0.94939 | 0.75426 | 1.201 | 1.0439 | 1.0791 | 1 | 1.2029 | 1.0729 | 0.00077533 | 0.044456 | 0.0076823 | -0.051934 | -0.28202 | 0.18315 | 0.042954 | 0.076099 | 0 | 0.18476 | 0.070321
7.ESS: Essential Energy | 2008 | 1.0688 | 1.2294 | 0.86941 | 1.4119 | 1.1117 | 0.75703 | 0.96149 | -0.089503 | -0.0049563 | -0.084547 | 0.00055794 | 0.00012522 | 0.0027687 | -0.0092246 | 0.00081634 | -0.070064 | -0.0016237 | -0.0094786 | 0.0016399 | 0.011187 | -0.016208 | 0.16178 | 0.029266 | 1.006 | 1.0455 | 1.0198 | 0.93124 | 0.74993 | 1.4119 | 1.0698 | 1.1477 | 0.43576 | 0.87313 | 1.1372 | 0.0052293 | 0 | 0.011944 | -0.019309 | -0.0057555 | 0.16178 | 0.024524 | 0.061693 | -0.83067 | -0.32043 | 0.058262
7.ESS: Essential Energy | 2009 | 1.0311 | 1.2307 | 0.83778 | 1.3207 | 1.1705 | 0.78072 | 0.8809 | -0.037059 | -0.035977 | -0.0010823 | 0.00072518 | 8.4444e-05 | 0.0017351 | 0.0048023 | -0.043324 | 0.028247 | -0.0046462 | -0.010551 | -0.000707 | -0.0042508 | -0.0091748 | -0.066791 | 0.051563 | 1.0131 | 1.0466 | 1.0282 | 0.94086 | 0.90359 | 1.3207 | 1.1393 | 1.2167 | 0.60573 | 0.98389 | 1.1753 | 0.0069981 | 0.0010988 | 0.0082044 | 0.010284 | 0.1864 | -0.06679 | 0.062893 | 0.058323 | 0.32934 | 0.11943 | 0.032944
7.ESS: Essential Energy | 2010 | 1.0987 | 1.3056 | 0.84149 | 1.4151 | 1.2389 | 0.7764 | 0.88678 | 0.004411 | 0.063512 | -0.059101 | -0.00012566 | 0.0011547 | 0.0013164 | 0.0025291 | 0.058637 | -0.027343 | -0.0046407 | -0.0075761 | -2.203e-05 | -0.0029283 | -0.01659 | 0.069061 | 0.056855 | 1.0116 | 1.047 | 1.0328 | 0.94529 | 0.6833 | 1.4151 | 1.227 | 1.2741 | 0.62067 | 1.0898 | 1.2419 | -0.0014787 | 0.00033988 | 0.0044171 | 0.0046973 | -0.27944 | 0.069061 | 0.074242 | 0.046104 | 0.024368 | 0.10223 | 0.05509
7.ESS: Essential Energy | 2011 | 1.0767 | 1.3326 | 0.80798 | 1.4119 | 1.2835 | 0.76259 | 0.83888 | -0.040633 | -0.020189 | -0.020443 | -0.0013666 | -2.9319e-05 | 0.0024442 | 0.0048201 | -0.026058 | 0.0011349 | -0.0030801 | -0.0097509 | -0.00018239 | -0.0048774 | -0.0036876 | -0.0022478 | 0.035336 | 0.9982 | 1.047 | 1.0443 | 0.9551 | 0.78234 | 1.4119 | 1.2851 | 1.3412 | 0.7405 | 1.252 | 1.2564 | -0.013326 | 0 | 0.011089 | 0.010326 | 0.13535 | -0.0022471 | 0.046213 | 0.051354 | 0.17653 | 0.13879 | 0.01163
7.ESS: Essential Energy | 2012 | 1.0636 | 1.481 | 0.71819 | 1.7468 | 1.3171 | 0.6089 | 0.80755 | -0.11781 | -0.012229 | -0.10558 | -0.00074992 | 0.00021801 | 0.0010844 | 0.00056368 | -0.013345 | -0.09031 | -0.00079859 | -0.0055838 | -0.0005489 | -0.0037052 | -0.0046299 | 0.21284 | 0.025839 | 0.99068 | 1.047 | 1.0493 | 0.95624 | 0.83905 | 1.7468 | 1.3008 | 1.3813 | 0.92416 | 1.3685 | 1.2782 | -0.0075632 | 0 | 0.0047441 | 0.0011903 | 0.069985 | 0.21284 | 0.012187 | 0.029473 | 0.22156 | 0.088942 | 0.017222
7.ESS: Essential Energy | 2013 | 1.0731 | 1.4402 | 0.74511 | 1.5811 | 1.355 | 0.6787 | 0.79192 | 0.036797 | 0.0088402 | 0.027956 | 0.0036794 | 0.00018588 | 0.0015457 | 0.00070031 | 0.0027289 | 0.045815 | -0.0065491 | -0.0073167 | -0.00048292 | -0.0021719 | -0.0013379 | -0.099683 | 0.028387 | 1.0273 | 1.047 | 1.0566 | 0.95769 | 0.82713 | 1.5811 | 1.4299 | 1.4285 | 1.16 | 1.4429 | 1.283 | 0.036272 | 0 | 0.0069641 | 0.0015081 | -0.014313 | -0.099683 | 0.094566 | 0.033606 | 0.22728 | 0.052927 | 0.0036944
7.ESS: Essential Energy | 2014 | 1.1783 | 1.4103 | 0.83549 | 1.4995 | 1.3551 | 0.78582 | 0.86954 | 0.11449 | 0.093555 | 0.020933 | -0.0021547 | 0.053784 | 0.0025596 | 0.00011827 | 0.039248 | 0.02113 | -0.002292 | 0.0033534 | -0.00040231 | -0.001367 | 0.0005113 | -0.052999 | 4.8709e-05 | 1.0054 | 1.1997 | 1.0691 | 0.95793 | 0.65225 | 1.4995 | 1.4847 | 1.4097 | 1.5146 | 1.5188 | 1.2779 | -0.021492 | 0.1362 | 0.01176 | 0.00025678 | -0.23753 | -0.052999 | 0.037666 | -0.013256 | 0.2667 | 0.051254 | -0.0039674
7.ESS: Essential Energy | 2015 | 1.1446 | 1.4197 | 0.80624 | 1.4681 | 1.3874 | 0.77968 | 0.82506 | -0.035636 | -0.028988 | -0.0066478 | 0.0019895 | 0.0004076 | 0.003247 | 0.0007708 | -0.035403 | 0.0063166 | -0.003874 | -0.0027402 | -0.00026659 | -0.0025152 | -0.0035684 | -0.021136 | 0.023521 | 1.0256 | 1.1997 | 1.0851 | 0.95953 | 0.80949 | 1.4681 | 1.5581 | 1.4217 | 1.6762 | 1.5895 | 1.3004 | 0.019824 | 0 | 0.014838 | 0.0016685 | 0.21597 | -0.021136 | 0.048245 | 0.0084606 | 0.10142 | 0.045531 | 0.01744
7.ESS: Essential Energy | 2016 | 1.1572 | 1.315 | 0.88001 | 1.158 | 1.4146 | 0.99932 | 0.81806 | 0.087548 | 0.010921 | 0.076627 | 0.00038605 | 0.0010664 | 0.0032544 | 0.0012023 | 0.0050119 | 0.091366 | -0.004523 | -0.0040499 | -2.0191e-05 | -0.0012829 | -0.0048633 | -0.23727 | 0.019436 | 1.0291 | 1.1997 | 1.1002 | 0.96189 | 0.79326 | 1.158 | 1.6431 | 1.4421 | 1.6755 | 1.6267 | 1.3194 | 0.0034646 | 0 | 0.013818 | 0.0024518 | -0.020245 | -0.23727 | 0.053093 | 0.014245 | -0.00039699 | 0.023142 | 0.014569
7.ESS: Essential Energy | 2017 | 1.1335 | 1.3239 | 0.85616 | 1.1655 | 1.4212 | 0.97258 | 0.79754 | -0.027469 | -0.020701 | -0.0067679 | 0.00064183 | 2.4087e-05 | 0.003304 | 0.00039585 | -0.025067 | -0.0032368 | -1.2396e-05 | -0.00069076 | -2.3047e-05 | -0.0013208 | -0.0014841 | 0.0064144 | 0.0046997 | 1.0354 | 1.1997 | 1.1163 | 0.96268 | 0.88667 | 1.1655 | 1.6422 | 1.4429 | 1.6903 | 1.6818 | 1.3264 | 0.0060961 | 0 | 0.014534 | 0.00082176 | 0.11132 | 0.0064145 | -0.00052262 | 0.00054406 | 0.0087418 | 0.033307 | 0.0052685
7.ESS: Essential Energy | 2018 | 1.1621 | 1.3488 | 0.86163 | 1.2235 | 1.433 | 0.94987 | 0.81098 | 0.0063655 | 0.024951 | -0.018585 | 0.001193 | -0.00025313 | 0.0034313 | 0.00022897 | 0.020351 | -0.015712 | 0.0016636 | -0.003 | -1.1728e-05 | -0.00041798 | -0.0011076 | 0.048582 | 0.008247 | 1.0475 | 1.1997 | 1.1338 | 0.96318 | 0.80975 | 1.2235 | 1.6188 | 1.4656 | 1.7156 | 1.7193 | 1.3352 | 0.011573 | 0 | 0.015613 | 0.00052286 | -0.090746 | 0.048582 | -0.01439 | 0.015615 | 0.01491 | 0.022043 | 0.0065842
7.ESS: Essential Energy | 2019 | 1.1471 | 1.4274 | 0.8036 | 1.3894 | 1.4529 | 0.82557 | 0.78948 | -0.069726 | -0.013052 | -0.056674 | 0.0016884 | 0.0091372 | 0.0028007 | 0.00087124 | -0.027549 | -0.049873 | 8.6992e-05 | 0.00074754 | -6.7414e-05 | -5.854e-05 | -0.0075094 | 0.1272 | 0.013817 | 1.064 | 1.2252 | 1.147 | 0.96486 | 0.91295 | 1.3894 | 1.6261 | 1.4628 | 1.7811 | 1.7372 | 1.3752 | 0.015636 | 0.021043 | 0.011524 | 0.001738 | 0.11995 | 0.1272 | 0.0044938 | -0.0019387 | 0.03746 | 0.010376 | 0.02956
7.ESS: Essential Energy | 2020 | 1.1368 | 1.4167 | 0.80246 | 1.3384 | 1.4767 | 0.84941 | 0.76985 | -0.0014201 | -0.0089615 | 0.0075414 | -0.00234 | 0.00014861 | 0.0024202 | 0.00038208 | -0.0095724 | 0.015108 | -0.00056593 | -0.0052397 | -0.00012246 | -0.00075572 | -0.00088286 | -0.037431 | 0.016221 | 1.0406 | 1.2252 | 1.1589 | 0.96559 | 0.94873 | 1.3384 | 1.6417 | 1.4963 | 1.8295 | 1.777 | 1.3894 | -0.022232 | 0 | 0.010308 | 0.0007636 | 0.038437 | -0.037431 | 0.0095894 | 0.022695 | 0.026785 | 0.022612 | 0.010225
dnsp | year | outx | inx | tfpx | opinx | kinx | opfpx | kpfpx | tfpdelta | outdelta | indelta | outdelta1 | outdelta2 | outdelta3 | outdelta4 | outdelta5 | indelta1 | indelta2 | indelta3 | indelta4 | indelta5 | indelta6 | odelta | kdelta | q1x | q2x | q3x | q4x | q5x | x1x | x2x | x3x | x4x | x5x | x6x | outgrth1 | outgrth2 | outgrth3 | outgrth4 | outgrth5 | ingrth1 | ingrth2 | ingrth3 | ingrth4 | ingrth5 | ingrth6
8.JEN: Jemena | 2006 | 1 | 1 | 1 | 1 | 1 | 1 | 1 | bar: q1x to x6x
8.JEN: Jemena | 2007 | 1.0386 | 1.0273 | 1.011 | 1.0558 | 1.0043 | 0.98373 | 1.0342 | 0.010974 | 0.037906 | -0.026932 | 0.0021729 | 0.027721 | 0.004115 | 0.0038791 | 1.7691e-05 | -0.023512 | -0.00010381 | -0.0016001 | 0.00016768 | -0.0011233 | -0.00076031 | 0.05431 | 0.0042485 | 1.0233 | 1.0773 | 1.0203 | 1.0089 | 1.0024 | 1.0558 | 1.0016 | 1.0054 | 0.9027 | 1.0389 | 1.0069 | 0.023068 | 0.074504 | 0.020068 | 0.0088999 | 0.0023802 | 0.05431 | 0.0015832 | 0.0053624 | -0.10237 | 0.038189 | 0.0068941
8.JEN: Jemena | 2008 | 1.0821 | 0.96063 | 1.1265 | 0.85254 | 1.0372 | 1.2693 | 1.0433 | 0.10811 | 0.041012 | 0.067103 | 0.0023489 | 0.022594 | 0.0023969 | 0.0072919 | 0.0063807 | 0.081602 | 0.00021525 | -0.0040417 | 2.6601e-05 | -0.00098382 | -0.0097156 | -0.21384 | 0.032248 | 1.0493 | 1.145 | 1.0322 | 1.0261 | 0.94037 | 0.85254 | 1.0065 | 1.0179 | 0.90237 | 1.1221 | 1.0702 | 0.025025 | 0.060897 | 0.011663 | 0.016882 | -0.063864 | -0.21384 | 0.0048729 | 0.012384 | -0.00036368 | 0.07705 | 0.060957
8.JEN: Jemena | 2009 | 1.0967 | 0.99909 | 1.0977 | 0.93051 | 1.0557 | 1.1786 | 1.0389 | -0.025867 | 0.013392 | -0.039259 | -0.0024307 | 0.022952 | 0.0017305 | 0.004243 | -0.013103 | -0.027243 | -0.0023853 | 0.00092564 | -1.2744e-05 | -0.0012811 | -0.0092624 | 0.087513 | 0.017684 | 1.0225 | 1.2183 | 1.0412 | 1.0364 | 1.0752 | 0.93051 | 1.0548 | 1.0159 | 0.90237 | 1.1673 | 1.1151 | -0.025882 | 0.062022 | 0.0086055 | 0.0099437 | 0.13401 | 0.087513 | 0.046922 | -0.0019357 | 0 | 0.039488 | 0.041063
8.JEN: Jemena | 2010 | 1.1184 | 1.0702 | 1.0451 | 1.091 | 1.0542 | 1.0251 | 1.0609 | -0.049125 | 0.019613 | -0.068738 | 0.0015966 | -2.5986e-05 | 0.0029068 | 0.0032344 | 0.011901 | -0.070401 | -0.00021543 | 0.00047546 | 1.8462e-05 | -0.00073504 | 0.0021198 | 0.15914 | -0.0014011 | 1.0401 | 1.2183 | 1.056 | 1.0441 | 0.9539 | 1.091 | 1.0604 | 1.0139 | 0.9027 | 1.2169 | 1.1054 | 0.017074 | 0 | 0.014167 | 0.0074371 | -0.11973 | 0.15914 | 0.0052274 | -0.0020481 | 0.00036368 | 0.04155 | -0.0086978
8.JEN: Jemena | 2011 | 1.1347 | 1.0787 | 1.0519 | 1.0764 | 1.0792 | 1.0541 | 1.0515 | 0.0065384 | 0.014453 | -0.0079145 | -0.00077601 | -6.7683e-05 | -0.0014943 | 0.0051007 | 0.01169 | 0.005972 | 0.00046687 | 0.0035401 | -4.1518e-05 | -0.0010315 | -0.01682 | -0.013459 | 0.023397 | 1.0317 | 1.2183 | 1.0478 | 1.0565 | 0.83857 | 1.0764 | 1.0502 | 1.0024 | 0.91875 | 1.2714 | 1.203 | -0.0080407 | 0 | -0.007805 | 0.011758 | -0.12885 | -0.013459 | -0.0096423 | -0.011395 | 0.017624 | 0.043829 | 0.084609
8.JEN: Jemena | 2012 | 1.1491 | 1.1402 | 1.0078 | 1.2225 | 1.0788 | 0.93995 | 1.0651 | -0.042886 | 0.012599 | -0.055485 | -0.0010763 | -4.9707e-05 | 0.0037032 | 0.0042803 | 0.005742 | -0.055423 | -0.00042371 | 0.0039428 | -0.00011604 | -0.0011634 | -0.0023017 | 0.12724 | -0.00029035 | 1.02 | 1.2183 | 1.0671 | 1.0671 | 0.77674 | 1.2225 | 1.0589 | 0.98862 | 0.97588 | 1.3364 | 1.2176 | -0.011459 | 0 | 0.018219 | 0.010021 | -0.076594 | 0.12725 | 0.0082211 | -0.013814 | 0.060333 | 0.049839 | 0.012026
8.JEN: Jemena | 2013 | 1.1361 | 1.1212 | 1.0133 | 1.1701 | 1.0856 | 0.97095 | 1.0465 | 0.0054539 | -0.011371 | 0.016825 | -0.0023781 | 1.4007e-05 | 0.0042608 | 0.0022326 | -0.0155 | 0.020197 | -0.00056791 | 0.0020717 | 5.6759e-06 | -0.00076179 | -0.0041203 | -0.043825 | 0.0062836 | 0.99412 | 1.2183 | 1.0901 | 1.0728 | 0.94433 | 1.1701 | 1.0716 | 0.9815 | 0.97308 | 1.3863 | 1.2415 | -0.025681 | 0 | 0.021353 | 0.0052962 | 0.19537 | -0.043825 | 0.011967 | -0.0072257 | -0.0028807 | 0.036714 | 0.01944
8.JEN: Jemena | 2014 | 1.1399 | 1.1228 | 1.0153 | 1.1534 | 1.1 | 0.98828 | 1.0363 | 0.0019417 | 0.0033588 | -0.0014172 | -0.0026004 | -2.9687e-05 | 0.0039245 | 0.0017706 | 0.00029384 | 0.0062511 | 0.0013074 | -0.0035319 | 0.00015931 | -0.0014167 | -0.0041864 | -0.014336 | 0.013165 | 0.9665 | 1.2183 | 1.1117 | 1.0773 | 0.9442 | 1.1534 | 1.0431 | 0.99363 | 0.89384 | 1.4845 | 1.2642 | -0.028179 | 0 | 0.019631 | 0.004185 | -0.00013461 | -0.014335 | -0.026925 | 0.01228 | -0.084929 | 0.068415 | 0.018163
8.JEN: Jemena | 2015 | 1.1697 | 1.1507 | 1.0165 | 1.1843 | 1.1255 | 0.98761 | 1.0392 | 0.0012131 | 0.025749 | -0.024536 | 0.0017055 | -6.2138e-05 | 0.0038053 | 0.0057823 | 0.014518 | -0.011189 | -0.00023811 | 0.00056963 | -1.2768e-06 | -0.0013268 | -0.012351 | 0.026437 | 0.022924 | 0.98438 | 1.2183 | 1.1333 | 1.0923 | 0.77089 | 1.1843 | 1.0482 | 0.99146 | 0.89405 | 1.5857 | 1.3344 | 0.018328 | 0 | 0.019265 | 0.013822 | -0.20279 | 0.026437 | 0.0048108 | -0.002187 | 0.00022958 | 0.065928 | 0.054027
8.JEN: Jemena | 2016 | 1.1788 | 1.1868 | 0.99328 | 1.2529 | 1.1413 | 0.94087 | 1.0329 | -0.023102 | 0.0078042 | -0.030906 | -0.00054778 | -3.1893e-06 | 0.0042394 | 0.0036372 | 0.00047854 | -0.022358 | -0.00016469 | -0.0026211 | -5.409e-06 | -0.00057742 | -0.0051789 | 0.056282 | 0.013871 | 0.9785 | 1.2183 | 1.1579 | 1.1018 | 0.76492 | 1.2529 | 1.0517 | 1.0006 | 0.89647 | 1.638 | 1.3543 | -0.0059831 | 0 | 0.021438 | 0.0087041 | -0.0077812 | 0.056281 | 0.003367 | 0.0091451 | 0.0027053 | 0.032469 | 0.014829
8.JEN: Jemena | 2017 | 1.1978 | 1.2121 | 0.98821 | 1.3122 | 1.1432 | 0.91283 | 1.0478 | -0.0051166 | 0.015975 | -0.021092 | 0.0016824 | -2.1675e-05 | 0.0042429 | 0.0070678 | 0.003004 | -0.020618 | 0.00039643 | -0.001474 | -9.7503e-05 | -0.00084954 | 0.0015504 | 0.046233 | 0.0017017 | 0.99662 | 1.2183 | 1.1832 | 1.1207 | 0.72641 | 1.3122 | 1.044 | 1.0059 | 0.94651 | 1.6949 | 1.3609 | 0.01834 | 0 | 0.021622 | 0.017006 | -0.051658 | 0.046233 | -0.007337 | 0.0052901 | 0.054314 | 0.034171 | 0.0048262
8.JEN: Jemena | 2018 | 1.2112 | 1.1877 | 1.0197 | 1.2056 | 1.1735 | 1.0047 | 1.0321 | 0.031405 | 0.011105 | 0.0203 | -0.00098868 | 2.2635e-05 | 0.0039011 | 0.010267 | -0.0020972 | 0.035771 | -0.0060594 | -0.00045315 | -0.00030529 | -0.0016071 | -0.0070469 | -0.084755 | 0.026123 | 0.98594 | 1.2183 | 1.2065 | 1.1484 | 0.75503 | 1.2056 | 1.1785 | 1.0075 | 1.1097 | 1.8423 | 1.3962 | -0.010769 | 0 | 0.019532 | 0.024447 | 0.038646 | -0.084755 | 0.12121 | 0.001638 | 0.15903 | 0.083388 | 0.025635
8.JEN: Jemena | 2019 | 1.2141 | 1.2259 | 0.99038 | 1.2589 | 1.2009 | 0.96437 | 1.0109 | -0.029209 | 0.0023729 | -0.031582 | 0.00021295 | 0.0022719 | 0.0037589 | 0.0038892 | -0.00776 | -0.018289 | 0.00023571 | -0.007324 | -0.00030183 | -0.00044002 | -0.0054627 | 0.043306 | 0.023153 | 0.98826 | 1.2259 | 1.2294 | 1.159 | 0.84674 | 1.2589 | 1.1714 | 1.0346 | 1.294 | 1.8928 | 1.4277 | 0.0023534 | 0.0062356 | 0.018769 | 0.0091436 | 0.11464 | 0.043306 | -0.0061162 | 0.026511 | 0.15372 | 0.027044 | 0.02228
8.JEN: Jemena | 2020 | 1.2253 | 1.1577 | 1.0584 | 1.0837 | 1.2087 | 1.1307 | 1.0138 | 0.066445 | 0.0092525 | 0.057192 | -0.0026829 | 0.0084542 | 0.0034493 | 0.0043797 | -0.0043477 | 0.062238 | 0.00025148 | 0.0066613 | -0.00028673 | -0.00073987 | -0.010932 | -0.14986 | 0.0064204 | 0.95974 | 1.255 | 1.2513 | 1.1713 | 0.90117 | 1.0837 | 1.1656 | 1.01 | 1.5004 | 1.9672 | 1.4806 | -0.029287 | 0.023488 | 0.017628 | 0.010609 | 0.062303 | -0.14986 | -0.0048904 | -0.02404 | 0.14797 | 0.038522 | 0.036376
dnsp | year | outx | inx | tfpx | opinx | kinx | opfpx | kpfpx | tfpdelta | outdelta | indelta | outdelta1 | outdelta2 | outdelta3 | outdelta4 | outdelta5 | indelta1 | indelta2 | indelta3 | indelta4 | indelta5 | indelta6 | odelta | kdelta | q1x | q2x | q3x | q4x | q5x | x1x | x2x | x3x | x4x | x5x | x6x | outgrth1 | outgrth2 | outgrth3 | outgrth4 | outgrth5 | ingrth1 | ingrth2 | ingrth3 | ingrth4 | ingrth5 | ingrth6
9.PCR: Powercor | 2006 | 1 | 1 | 1 | 1 | 1 | 1 | 1 | bar: q1x to x6x
9.PCR: Powercor | 2007 | 0.99656 | 0.958 | 1.0403 | 0.87663 | 1.0224 | 1.1368 | 0.9747 | 0.039465 | -0.0034437 | 0.042908 | 0.0014746 | 0.02078 | 0.0035474 | 0.001466 | -0.030712 | 0.054506 | -4.434e-05 | -0.00012224 | -4.775e-05 | -0.0053885 | -0.0059946 | -0.13167 | 0.02218 | 1.0149 | 1.055 | 1.0179 | 1.0035 | 1.1813 | 0.87663 | 1.0012 | 1.0006 | 1.0523 | 1.0526 | 1.0347 | 0.014809 | 0.053548 | 0.017698 | 0.0035324 | 0.16659 | -0.13167 | 0.0011767 | 0.0006368 | 0.050957 | 0.05126 | 0.034121
9.PCR: Powercor | 2008 | 1.058 | 0.97798 | 1.0819 | 0.89587 | 1.0406 | 1.181 | 1.0168 | 0.039211 | 0.05985 | -0.020639 | 0.0021091 | 0.023918 | 0.0043491 | 0.0013777 | 0.028096 | -0.014231 | -9.3134e-05 | -0.00062342 | 2.0408e-05 | 0.0018179 | -0.0075303 | 0.021714 | 0.017595 | 1.0357 | 1.1179 | 1.0367 | 1.0062 | 1.0175 | 0.89587 | 1.0035 | 1.0038 | 1.061 | 1.0613 | 1.0787 | 0.020292 | 0.057866 | 0.018378 | 0.002638 | -0.14926 | 0.021714 | 0.0023504 | 0.0031358 | 0.0082223 | 0.0082772 | 0.041642
9.PCR: Powercor | 2009 | 1.0203 | 1.0531 | 0.96888 | 0.98853 | 1.1036 | 1.0321 | 0.92455 | -0.11029 | -0.036316 | -0.073977 | -0.0002137 | 0.034051 | 0.0035465 | 0.0050996 | -0.0788 | -0.035509 | 0.00012728 | 0.00061775 | -0.0002994 | -0.032596 | -0.0063169 | 0.098423 | 0.058767 | 1.0338 | 1.216 | 1.0558 | 1.0176 | 1.4838 | 0.98853 | 1.0002 | 1.0005 | 1.3735 | 1.374 | 1.1081 | -0.0018676 | 0.084127 | 0.018208 | 0.011288 | 0.37724 | 0.098423 | -0.0032787 | -0.0032786 | 0.25818 | 0.25818 | 0.026843
9.PCR: Powercor | 2010 | 1.0565 | 1.0576 | 0.99902 | 0.94804 | 1.1391 | 1.1144 | 0.92754 | 0.03064 | 0.034894 | -0.0042541 | 0.0018596 | -2.7057e-05 | 0.0046292 | 0.0036837 | 0.024749 | 0.012605 | -1.3789e-06 | 0.00013272 | -0.00010838 | -0.012625 | -0.0042564 | -0.041828 | 0.031657 | 1.0523 | 1.216 | 1.0772 | 1.0254 | 1.3332 | 0.94804 | 1.0005 | 1.0007 | 1.5364 | 1.537 | 1.137 | 0.017705 | 0 | 0.020075 | 0.0076385 | -0.107 | -0.041827 | 0.00022418 | 0.00022422 | 0.11212 | 0.11212 | 0.025813
9.PCR: Powercor | 2011 | 1.0931 | 1.0694 | 1.0222 | 0.9865 | 1.1332 | 1.1081 | 0.96463 | 0.022925 | 0.034029 | -0.011104 | -0.0020401 | -8.2957e-05 | 0.0051438 | -0.0023047 | 0.033313 | -0.013773 | -2.017e-06 | -0.00070417 | 7.7074e-05 | 0.0089618 | -0.0056645 | 0.039773 | -0.0051747 | 1.0318 | 1.216 | 1.1014 | 1.0203 | 1.1374 | 0.9865 | 1.0004 | 1.0034 | 1.4257 | 1.4247 | 1.1668 | -0.019617 | 0 | 0.022209 | -0.0049854 | -0.15885 | 0.039772 | -3.5691e-05 | 0.0026603 | -0.074807 | -0.075872 | 0.025879
9.PCR: Powercor | 2012 | 1.0919 | 1.1554 | 0.94501 | 1.1705 | 1.1461 | 0.93284 | 0.95271 | -0.078507 | -0.0011169 | -0.07739 | 0.0026551 | -4.4224e-06 | 0.0037115 | 0.0029782 | -0.010457 | -0.069868 | -0.00026304 | -0.00042989 | -8.8657e-06 | -0.00079077 | -0.0060293 | 0.17101 | 0.011316 | 1.0587 | 1.216 | 1.1199 | 1.0268 | 1.1974 | 1.1705 | 1.0074 | 1.005 | 1.4257 | 1.4277 | 1.1992 | 0.025751 | 0 | 0.016653 | 0.0063246 | 0.051439 | 0.17101 | 0.0069554 | 0.0015749 | 0 | 0.0021283 | 0.027357
9.PCR: Powercor | 2013 | 1.0768 | 1.2023 | 0.89566 | 1.2438 | 1.1747 | 0.86574 | 0.91666 | -0.053631 | -0.013863 | -0.039768 | -0.0018181 | -2.5214e-05 | 0.0030796 | 0.0018623 | -0.016962 | -0.025407 | 3.503e-05 | -0.00075748 | 2.6932e-08 | -0.0062229 | -0.0074161 | 0.060784 | 0.02471 | 1.0402 | 1.216 | 1.1355 | 1.0309 | 1.3041 | 1.2438 | 1.0065 | 1.0085 | 1.4257 | 1.5104 | 1.2412 | -0.017646 | 0 | 0.013826 | 0.0039597 | 0.085366 | 0.060784 | -0.00094563 | 0.0034906 | 0 | 0.056303 | 0.034392
9.PCR: Powercor | 2014 | 1.0472 | 1.1677 | 0.89682 | 1.1292 | 1.1989 | 0.92742 | 0.87352 | 0.0012908 | -0.027882 | 0.029172 | -0.0022058 | 0.0087629 | 0.0033201 | 0.0018607 | -0.039619 | 0.041226 | 0.00092653 | -0.0015504 | -0.0001784 | -0.0045005 | -0.0067509 | -0.096699 | 0.020322 | 1.0182 | 1.2424 | 1.1525 | 1.0349 | 1.5813 | 1.1292 | 0.98223 | 1.0155 | 1.7024 | 1.5721 | 1.2806 | -0.021344 | 0.021471 | 0.014913 | 0.00395 | 0.1927 | -0.096699 | -0.024381 | 0.0069674 | 0.17738 | 0.040011 | 0.031282
9.PCR: Powercor | 2015 | 1.1003 | 1.2162 | 0.90472 | 1.2111 | 1.222 | 0.90855 | 0.90037 | 0.0087713 | 0.049428 | -0.040657 | 0.0036991 | -0.00029104 | 0.0033205 | 0.0016413 | 0.041059 | -0.029633 | 2.7246e-05 | -0.00017443 | -1.8864e-06 | -0.0087201 | -0.0021549 | 0.069984 | 0.019158 | 1.0557 | 1.2424 | 1.1705 | 1.0387 | 1.2984 | 1.2111 | 0.98104 | 1.0165 | 1.7075 | 1.7014 | 1.2931 | 0.036087 | 0 | 0.015457 | 0.0036376 | -0.1971 | 0.069985 | -0.001212 | 0.00094212 | 0.0029686 | 0.079042 | 0.0097322
9.PCR: Powercor | 2016 | 1.1095 | 1.1498 | 0.96498 | 1.0267 | 1.2433 | 1.0806 | 0.8924 | 0.064476 | 0.0083359 | 0.05614 | -0.00052549 | 2.2677e-05 | 0.0062177 | 0.00139 | 0.001231 | 0.067924 | -0.00074739 | -0.00050187 | -3.3949e-05 | -0.0054383 | -0.0050621 | -0.16512 | 0.017224 | 1.0502 | 1.2424 | 1.2042 | 1.0418 | 1.2891 | 1.0267 | 1.001 | 1.0183 | 1.7584 | 1.7722 | 1.3198 | -0.0052088 | 0 | 0.028389 | 0.0029951 | -0.0071856 | -0.16512 | 0.020123 | 0.0018006 | 0.029373 | 0.040751 | 0.020423
9.PCR: Powercor | 2017 | 1.1622 | 1.2007 | 0.96789 | 1.1071 | 1.2723 | 1.0498 | 0.91344 | 0.0030127 | 0.046387 | -0.043374 | 0.0005778 | -0.00021743 | 0.0042846 | 0.0026289 | 0.039113 | -0.028945 | -0.00062624 | 0.00037015 | 4.6648e-05 | -0.0077679 | -0.006452 | 0.075373 | 0.023086 | 1.0564 | 1.2424 | 1.2295 | 1.048 | 1.0158 | 1.1071 | 1.0169 | 1.0166 | 1.6823 | 1.8908 | 1.3577 | 0.005925 | 0 | 0.020805 | 0.0059482 | -0.23829 | 0.075373 | 0.015796 | -0.0016502 | -0.044206 | 0.064804 | 0.028323
9.PCR: Powercor | 2018 | 1.1168 | 1.2256 | 0.91124 | 1.1352 | 1.2957 | 0.98385 | 0.86195 | -0.06031 | -0.039812 | -0.020498 | 0.00033593 | 0.0069009 | 0.0055102 | 0.0019534 | -0.054512 | -0.010692 | 0.00023315 | -7.923e-06 | 1.363e-05 | -0.004506 | -0.0055394 | 0.025031 | 0.018216 | 1.0596 | 1.2631 | 1.2588 | 1.0521 | 1.3991 | 1.1352 | 1.0113 | 1.017 | 1.6626 | 1.9865 | 1.3893 | 0.0030163 | 0.016531 | 0.023525 | 0.0038737 | 0.32018 | 0.025031 | -0.0054911 | 0.00036097 | -0.011792 | 0.049398 | 0.023019
9.PCR: Powercor | 2019 | 1.1312 | 1.226 | 0.92271 | 1.0995 | 1.3224 | 1.0289 | 0.85539 | 0.012508 | 0.012792 | -0.00028362 | 0.0012063 | 0.0017318 | 0.004587 | 0.0024334 | 0.0028332 | 0.013093 | -4.5271e-05 | -0.00011318 | -0.000834 | -0.0063354 | -0.0060491 | -0.031954 | 0.020425 | 1.0724 | 1.2688 | 1.2859 | 1.0577 | 1.3809 | 1.0995 | 1.0126 | 1.0176 | 3.7781 | 2.104 | 1.4171 | 0.011952 | 0.0045151 | 0.021296 | 0.0053294 | -0.013106 | -0.031954 | 0.0012372 | 0.00054523 | 0.82084 | 0.057444 | 0.019775
9.PCR: Powercor | 2020 | 1.1468 | 1.2168 | 0.9425 | 1.0338 | 1.3589 | 1.1094 | 0.84394 | 0.021226 | 0.013712 | 0.0075141 | -0.0022012 | 0.007736 | 0.0022277 | 0.0028712 | 0.0030785 | 0.023964 | 7.8956e-06 | 8.4323e-06 | -4.0932e-05 | -0.0080465 | -0.0083789 | -0.061613 | 0.027188 | 1.0494 | 1.2944 | 1.3004 | 1.0646 | 1.3636 | 1.0338 | 1.0125 | 1.0176 | 3.973 | 2.2699 | 1.4644 | -0.021644 | 0.019982 | 0.011224 | 0.0064596 | -0.012599 | -0.061613 | -9.7174e-05 | 5.328e-05 | 0.050287 | 0.075886 | 0.03283
dnsp | year | outx | inx | tfpx | opinx | kinx | opfpx | kpfpx | tfpdelta | outdelta | indelta | outdelta1 | outdelta2 | outdelta3 | outdelta4 | outdelta5 | indelta1 | indelta2 | indelta3 | indelta4 | indelta5 | indelta6 | odelta | kdelta | q1x | q2x | q3x | q4x | q5x | x1x | x2x | x3x | x4x | x5x | x6x | outgrth1 | outgrth2 | outgrth3 | outgrth4 | outgrth5 | ingrth1 | ingrth2 | ingrth3 | ingrth4 | ingrth5 | ingrth6
10.SAP: SA Power Networks | 2006 | 1 | 1 | 1 | 1 | 1 | 1 | 1 | bar: q1x to x6x
10.SAP: SA Power Networks | 2007 | 0.97423 | 1.0032 | 0.97115 | 0.9268 | 1.0364 | 1.0512 | 0.94004 | -0.029279 | -0.026107 | -0.0031722 | 0.0028907 | -0.00077791 | -0.00011459 | 0.0025278 | -0.030633 | 0.019284 | -0.0001874 | -2.6671e-06 | -7.1859e-05 | -0.0085055 | -0.013688 | -0.076016 | 0.035723 | 1.0278 | 1 | 1.0008 | 1.0058 | 1.153 | 0.9268 | 1.009 | 1.0001 | 1.0213 | 1.0403 | 1.0517 | 0.027382 | 0 | 0.0007534 | 0.0058265 | 0.1424 | -0.076016 | 0.0089769 | 5.3697e-05 | 0.021036 | 0.039509 | 0.050361
10.SAP: SA Power Networks | 2008 | 1.0732 | 1.0496 | 1.0225 | 1.0378 | 1.0592 | 1.0341 | 1.0133 | 0.05156 | 0.096768 | -0.045207 | 0.00061136 | 0.028578 | 0.0010229 | 0.0030657 | 0.06349 | -0.027303 | -0.00022134 | 8.8732e-05 | -9.6454e-05 | -0.0091928 | -0.0084822 | 0.1131 | 0.021752 | 1.0356 | 1.0704 | 1.0029 | 1.0117 | 0.83106 | 1.0378 | 1.018 | 1.0001 | 1.0425 | 1.0806 | 1.0747 | 0.0075832 | 0.068013 | 0.0021582 | 0.0057929 | -0.32746 | 0.1131 | 0.008897 | 5.3598e-05 | 0.020603 | 0.038007 | 0.02164
10.SAP: SA Power Networks | 2009 | 1.102 | 1.1073 | 0.99526 | 1.1433 | 1.0899 | 0.96393 | 1.0111 | -0.027031 | 0.02651 | -0.053541 | -0.00068447 | 0.030144 | 0.0091104 | 0.0042839 | -0.016343 | -0.035975 | -0.0003172 | -0.00015791 | -0.00024292 | -0.0085973 | -0.0082511 | 0.096821 | 0.02865 | 1.0285 | 1.1546 | 1.0457 | 1.0212 | 0.91202 | 1.1433 | 1.0339 | 1.001 | 1.1182 | 1.1311 | 1.1056 | -0.0068639 | 0.075738 | 0.041818 | 0.0093117 | 0.092957 | 0.096821 | 0.015446 | 0.00092404 | 0.070118 | 0.045634 | 0.028389
10.SAP: SA Power Networks | 2010 | 1.0479 | 1.1288 | 0.92833 | 1.1369 | 1.1255 | 0.92179 | 0.9311 | -0.069616 | -0.050337 | -0.019279 | 0.0022794 | 0.00023728 | 0.0032233 | 0.0030485 | -0.059126 | 0.0028114 | -0.00041947 | 3.5925e-05 | 1.028e-05 | -0.0069392 | -0.014778 | -0.0056314 | 0.0321 | 1.0501 | 1.1546 | 1.0618 | 1.028 | 1.2261 | 1.1369 | 1.0538 | 1.0012 | 1.1147 | 1.1688 | 1.1567 | 0.0208 | 0 | 0.015227 | 0.0067172 | 0.29592 | -0.005632 | 0.019123 | 0.00021263 | -0.0031828 | 0.032851 | 0.045139
10.SAP: SA Power Networks | 2011 | 1.0725 | 1.2311 | 0.87117 | 1.4191 | 1.1467 | 0.75573 | 0.93528 | -0.063552 | 0.023119 | -0.086671 | -0.0023279 | -0.0001943 | 0.0024873 | -3.4384e-05 | 0.023188 | -0.073505 | 0.00071794 | -7.1319e-05 | 0.00041815 | -0.0041955 | -0.010036 | 0.22176 | 0.018639 | 1.0278 | 1.1546 | 1.0735 | 1.0279 | 1.1098 | 1.4191 | 1.0202 | 1.0021 | 0.9985 | 1.1932 | 1.189 | -0.021492 | 0 | 0.010933 | -0.00017058 | -0.099609 | 0.22175 | -0.032421 | 0.0008296 | -0.11008 | 0.02067 | 0.02755
10.SAP: SA Power Networks | 2012 | 1.1126 | 1.2635 | 0.88054 | 1.4595 | 1.1782 | 0.76226 | 0.94428 | 0.010702 | 0.036704 | -0.026002 | -0.0022737 | -0.00028557 | 0.0021107 | 0.0024075 | 0.034745 | -0.0083587 | -0.00026543 | 0.00056111 | -0.00048824 | -0.0038375 | -0.013613 | 0.028094 | 0.027125 | 1.0059 | 1.1546 | 1.0839 | 1.0332 | 0.9016 | 1.4595 | 1.0327 | 0.99702 | 1.1365 | 1.218 | 1.2398 | -0.021574 | 0 | 0.0096394 | 0.0051935 | -0.2078 | 0.028094 | 0.012125 | -0.0050601 | 0.12947 | 0.020562 | 0.041883
10.SAP: SA Power Networks | 2013 | 1.0981 | 1.306 | 0.84081 | 1.5463 | 1.1974 | 0.71015 | 0.91706 | -0.046174 | -0.013091 | -0.033083 | -8.3688e-05 | 3.9008e-05 | 0.00091493 | 0.0012094 | -0.015171 | -0.022947 | -9.2494e-05 | 2.1873e-05 | -2.6699e-05 | -0.0023374 | -0.0077016 | 0.057723 | 0.01616 | 1.0049 | 1.1546 | 1.0885 | 1.036 | 0.99733 | 1.5463 | 1.0366 | 0.9975 | 1.1443 | 1.2344 | 1.269 | -0.00095339 | 0 | 0.0042709 | 0.0026728 | 0.10091 | 0.057723 | 0.0037931 | 0.00048721 | 0.0068394 | 0.013392 | 0.023235
10.SAP: SA Power Networks | 2014 | 1.0679 | 1.3321 | 0.80163 | 1.5825 | 1.2151 | 0.67478 | 0.8788 | -0.047719 | -0.027913 | -0.019806 | -0.0037235 | 6.5904e-05 | 0.0010222 | 0.0010463 | -0.026323 | -0.011044 | 5.3436e-05 | 0.0010444 | -8.4122e-05 | -0.0024978 | -0.0072785 | 0.02318 | 0.014708 | 0.96794 | 1.1546 | 1.0936 | 1.0383 | 1.172 | 1.5825 | 1.0337 | 0.98766 | 1.173 | 1.2534 | 1.2977 | -0.037471 | 0 | 0.0047078 | 0.0022774 | 0.16135 | 0.02318 | -0.0027567 | -0.0099192 | 0.024747 | 0.015263 | 0.022371
10.SAP: SA Power Networks | 2015 | 1.1156 | 1.356 | 0.8227 | 1.6442 | 1.2291 | 0.67849 | 0.90767 | 0.025946 | 0.043725 | -0.01778 | -0.0024013 | -0.00021741 | 0.00048771 | 0.00054393 | 0.045312 | -0.0094991 | -0.00035533 | 0.0030135 | -0.00013832 | -0.0025377 | -0.0082628 | 0.038237 | 0.011398 | 0.94413 | 1.1546 | 1.0964 | 1.0397 | 0.86719 | 1.6442 | 1.0513 | 0.95872 | 1.218 | 1.2714 | 1.3247 | -0.024899 | 0 | 0.0025473 | 0.0013428 | -0.30117 | 0.038237 | 0.01689 | -0.029741 | 0.037686 | 0.014191 | 0.020652
10.SAP: SA Power Networks | 2016 | 1.1031 | 1.2835 | 0.8595 | 1.3789 | 1.243 | 0.80002 | 0.88748 | 0.04376 | -0.011213 | 0.054973 | 3.151e-05 | 0.00023287 | 0.0012523 | 0.0032008 | -0.015931 | 0.06186 | 0.00017737 | -0.00053115 | 4.632e-05 | -0.0047266 | -0.0018528 | -0.17598 | 0.011286 | 0.94528 | 1.1546 | 1.1025 | 1.0469 | 0.97961 | 1.3789 | 1.0432 | 0.96436 | 1.2126 | 1.3033 | 1.3362 | 0.0012196 | 0 | 0.0054975 | 0.0068584 | 0.1219 | -0.17598 | -0.0078177 | 0.0058675 | -0.0044889 | 0.024794 | 0.0085738
10.SAP: SA Power Networks | 2017 | 1.0884 | 1.3573 | 0.80188 | 1.5883 | 1.2542 | 0.68524 | 0.86779 | -0.069388 | -0.013479 | -0.05591 | -0.0013595 | -1.2784e-05 | 0.0048731 | 0.00082729 | -0.017807 | -0.049741 | -0.00025352 | -0.00030596 | 1.9224e-05 | -0.00097025 | -0.0046586 | 0.14139 | 0.0089483 | 0.93246 | 1.1546 | 1.1277 | 1.0488 | 1.0917 | 1.5883 | 1.0582 | 0.96427 | 1.2118 | 1.3189 | 1.342 | -0.013661 | 0 | 0.02263 | 0.0018337 | 0.10836 | 0.14139 | 0.014349 | -9.2875e-05 | -0.00063229 | 0.011916 | 0.004389
10.SAP: SA Power Networks | 2018 | 1.1151 | 1.3568 | 0.82184 | 1.5563 | 1.2667 | 0.71647 | 0.8803 | 0.024576 | 0.02423 | 0.00034643 | -0.00053906 | -9.7411e-05 | 0.0037854 | 0.0016492 | 0.019432 | 0.0062651 | -0.00011337 | -0.0008632 | -9.7349e-05 | -0.0019728 | -0.0028719 | -0.020341 | 0.0099198 | 0.92691 | 1.1546 | 1.1484 | 1.0528 | 0.96686 | 1.5563 | 1.0658 | 0.97391 | 1.2581 | 1.3356 | 1.3551 | -0.0059654 | 0 | 0.018162 | 0.0038142 | -0.12145 | -0.020341 | 0.0071131 | 0.0099438 | 0.037485 | 0.012628 | 0.0097196
10.SAP: SA Power Networks | 2019 | 1.0966 | 1.3786 | 0.79545 | 1.5969 | 1.2798 | 0.6867 | 0.85686 | -0.032631 | -0.016715 | -0.015917 | -0.0010453 | 5.5898e-05 | 0.0028874 | -1.5328e-05 | -0.018598 | -0.009376 | 7.1453e-05 | -0.00068857 | -1.2856e-05 | -0.004937 | -0.00097362 | 0.025733 | 0.010278 | 0.91752 | 1.1546 | 1.1635 | 1.0527 | 1.0888 | 1.5969 | 1.0615 | 0.98113 | 1.2651 | 1.3753 | 1.3598 | -0.010186 | 0 | 0.013108 | -0.00014557 | 0.1188 | 0.025733 | -0.0040372 | 0.007386 | 0.0055503 | 0.029244 | 0.0034202
10.SAP: SA Power Networks | 2020 | 1.1285 | 1.3353 | 0.84512 | 1.4232 | 1.2982 | 0.79292 | 0.86924 | 0.060574 | 0.028658 | 0.031916 | -0.0018962 | -0.00012822 | 0.001746 | 0.00047524 | 0.028461 | 0.041952 | -6.491e-05 | -0.0012727 | -4.7697e-05 | -0.004328 | -0.0043221 | -0.11517 | 0.01431 | 0.89914 | 1.1546 | 1.1743 | 1.0541 | 0.90026 | 1.4232 | 1.0654 | 0.99421 | 1.2914 | 1.4105 | 1.3746 | -0.020232 | 0 | 0.0092328 | 0.0013205 | -0.19018 | -0.11517 | 0.0036986 | 0.013244 | 0.020571 | 0.025296 | 0.010821
dnsp | year | outx | inx | tfpx | opinx | kinx | opfpx | kpfpx | tfpdelta | outdelta | indelta | outdelta1 | outdelta2 | outdelta3 | outdelta4 | outdelta5 | indelta1 | indelta2 | indelta3 | indelta4 | indelta5 | indelta6 | odelta | kdelta | q1x | q2x | q3x | q4x | q5x | x1x | x2x | x3x | x4x | x5x | x6x | outgrth1 | outgrth2 | outgrth3 | outgrth4 | outgrth5 | ingrth1 | ingrth2 | ingrth3 | ingrth4 | ingrth5 | ingrth6
11.AND: AusNet Dist. | 2006 | 1 | 1 | 1 | 1 | 1 | 1 | 1 | bar: q1x to x6x
11.AND: AusNet Dist. | 2007 | 1.0388 | 1.1054 | 0.9397 | 1.2235 | 1.0394 | 0.84902 | 0.99943 | -0.062195 | 0.038043 | -0.10024 | 0.0014234 | 0.018196 | 0.0042737 | 0.0039007 | 0.01025 | -0.073442 | -0.00020627 | -0.00083499 | -0.00016221 | -0.012231 | -0.013362 | 0.20171 | 0.038615 | 1.0138 | 1.0448 | 1.0185 | 1.0079 | 0.95214 | 1.2235 | 1.0058 | 1.003 | 1.0316 | 1.0778 | 1.0635 | 0.013705 | 0.043824 | 0.018294 | 0.0078909 | -0.049047 | 0.20171 | 0.0057812 | 0.0029647 | 0.031142 | 0.074945 | 0.061586
11.AND: AusNet Dist. | 2008 | 1.1312 | 1.1526 | 0.98142 | 1.3169 | 1.054 | 0.85894 | 1.0732 | 0.043438 | 0.085203 | -0.041765 | 0.0050412 | 0.02618 | 0.0042121 | 0.0033689 | 0.0464 | -0.037716 | -3.2908e-05 | -0.00062749 | 8.1158e-05 | -0.0006356 | -0.0028334 | 0.073588 | 0.014015 | 1.066 | 1.1142 | 1.0366 | 1.0145 | 0.72248 | 1.3169 | 1.0118 | 1.0063 | 1 | 1.1105 | 1.0797 | 0.050179 | 0.064308 | 0.01763 | 0.0065506 | -0.27602 | 0.073589 | 0.0059724 | 0.0033416 | -0.031142 | 0.029832 | 0.015124
11.AND: AusNet Dist. | 2009 | 1.1097 | 1.2637 | 0.87814 | 1.527 | 1.113 | 0.72669 | 0.99706 | -0.11119 | -0.019166 | -0.092026 | -0.0016933 | 0.027427 | 0.0034182 | 0.006186 | -0.054504 | -0.05632 | -0.00062438 | -0.00096491 | -0.00022304 | -0.01175 | -0.022143 | 0.14803 | 0.05439 | 1.0476 | 1.1944 | 1.0548 | 1.029 | 0.99131 | 1.527 | 1.036 | 1.0102 | 1.0114 | 1.1915 | 1.1983 | -0.017388 | 0.069473 | 0.017472 | 0.014164 | 0.31634 | 0.14803 | 0.023605 | 0.0038132 | 0.011365 | 0.070436 | 0.10416
11.AND: AusNet Dist. | 2010 | 1.178 | 1.251 | 0.94164 | 1.4769 | 1.1195 | 0.7976 | 1.0522 | 0.069812 | 0.059711 | 0.010101 | 0.0019563 | 0.0011977 | 0.0028187 | 0.0030675 | 0.05067 | 0.010258 | -0.00045846 | -0.00033909 | 2.2694e-05 | -0.0021716 | 0.0027899 | -0.033393 | 0.0059031 | 1.0691 | 1.1985 | 1.0665 | 1.0352 | 0.73073 | 1.4769 | 1.0589 | 1.0118 | 1.0035 | 1.2411 | 1.1842 | 0.020317 | 0.0034699 | 0.011027 | 0.0060034 | -0.30498 | -0.033393 | 0.021883 | 0.0016555 | -0.0079156 | 0.040767 | -0.011793
11.AND: AusNet Dist. | 2011 | 1.1574 | 1.2758 | 0.90722 | 1.4878 | 1.1495 | 0.77794 | 1.0069 | -0.037228 | -0.01759 | -0.019638 | -0.0035668 | 1.3844e-05 | 0.0029244 | 0.0025607 | -0.019522 | -0.0034942 | -8.1e-05 | -4.2802e-05 | -0.00022104 | -0.0064963 | -0.0093032 | 0.0073719 | 0.026431 | 1.0313 | 1.1985 | 1.0813 | 1.0411 | 0.82988 | 1.4878 | 1.0601 | 1.012 | 1.1446 | 1.2966 | 1.2394 | -0.035987 | 0 | 0.013761 | 0.0056906 | 0.12723 | 0.0073719 | 0.0010895 | 0.00015296 | 0.13161 | 0.043777 | 0.045516
11.AND: AusNet Dist. | 2012 | 1.1875 | 1.3192 | 0.90021 | 1.5777 | 1.1712 | 0.75269 | 1.0139 | -0.0077634 | 0.025676 | -0.03344 | -0.00045065 | -8.1749e-05 | 0.0046139 | 0.0050971 | 0.016498 | -0.021408 | -0.00031082 | -0.0021874 | -6.7084e-07 | -0.0075148 | -0.0020184 | 0.058663 | 0.018709 | 1.0266 | 1.1985 | 1.1045 | 1.0529 | 0.73193 | 1.5777 | 1.0753 | 1.0213 | 1.1446 | 1.3729 | 1.2499 | -0.0045699 | 0 | 0.021253 | 0.011234 | -0.12559 | 0.058664 | 0.014275 | 0.0091501 | 0 | 0.057183 | 0.0084899
11.AND: AusNet Dist. | 2013 | 1.1788 | 1.3895 | 0.84838 | 1.7486 | 1.1927 | 0.67417 | 0.98834 | -0.059293 | -0.0073484 | -0.051944 | -0.0012143 | -1.326e-05 | 0.0039489 | 0.0012221 | -0.011292 | -0.041001 | 0.00038612 | 5.375e-05 | -0.001788 | -0.0046634 | -0.0049321 | 0.10282 | 0.018195 | 1.0139 | 1.1985 | 1.1254 | 1.0558 | 0.79037 | 1.7486 | 1.0574 | 1.0212 | 2.7315 | 1.422 | 1.2792 | -0.01242 | 0 | 0.018661 | 0.0027374 | 0.076818 | 0.10282 | -0.016819 | -5.629e-05 | 0.8698 | 0.035108 | 0.023119
11.AND: AusNet Dist. | 2014 | 1.1575 | 1.4191 | 0.81563 | 1.8019 | 1.21 | 0.64238 | 0.95658 | -0.039368 | -0.018273 | -0.021094 | -0.00070309 | 0.0010575 | 0.0012057 | 0.0044001 | -0.024234 | -0.012572 | -0.0015947 | -0.00049615 | -0.00030873 | -0.0064323 | 0.00030951 | 0.030032 | 0.014384 | 1.0067 | 1.2018 | 1.1318 | 1.0662 | 0.93921 | 1.8019 | 1.1276 | 1.0232 | 3.1257 | 1.4963 | 1.2785 | -0.0071379 | 0.0027062 | 0.0057007 | 0.0098351 | 0.17253 | 0.030032 | 0.064345 | 0.0019541 | 0.13481 | 0.050947 | -0.00053136
11.AND: AusNet Dist. | 2015 | 1.1867 | 1.4651 | 0.80998 | 1.9086 | 1.225 | 0.62179 | 0.96876 | -0.0069549 | 0.024944 | -0.031899 | 0.0030798 | -7.4649e-05 | 0.0063781 | 0.00088578 | 0.014675 | -0.024855 | 0.00062912 | 0.00017381 | 0.00024878 | -0.0038049 | -0.0042915 | 0.05752 | 0.012295 | 1.039 | 1.2018 | 1.1669 | 1.0685 | 0.84193 | 1.9086 | 1.0947 | 1.0212 | 2.8972 | 1.572 | 1.313 | 0.031515 | 0 | 0.030514 | 0.0021253 | -0.10934 | 0.05752 | -0.029674 | -0.0019653 | -0.07593 | 0.049386 | 0.026648
11.AND: AusNet Dist. | 2016 | 1.1541 | 1.5368 | 0.75094 | 2.1023 | 1.2471 | 0.54896 | 0.92543 | -0.075685 | -0.027902 | -0.047783 | -0.0016192 | 0.0018937 | 0.0020419 | 0.0036958 | -0.033914 | -0.036697 | -0.0014725 | 0.00027031 | 4.9022e-05 | -0.0058671 | -0.0040653 | 0.096679 | 0.017858 | 1.0219 | 1.2072 | 1.1773 | 1.077 | 1.0645 | 2.1023 | 1.1504 | 1.0196 | 2.8955 | 1.6524 | 1.3527 | -0.016562 | 0.0045396 | 0.008939 | 0.0079527 | 0.23453 | 0.096679 | 0.049691 | -0.0015874 | -0.00058396 | 0.049833 | 0.029753
11.AND: AusNet Dist. | 2017 | 1.217 | 1.4683 | 0.8288 | 1.8415 | 1.2658 | 0.66085 | 0.96138 | 0.09865 | 0.053054 | 0.045596 | 0.0014544 | -0.00019051 | 0.0061067 | 0.0017997 | 0.043884 | 0.055642 | 5.3966e-05 | 0.00056021 | -0.00010393 | -0.0065092 | -0.0040465 | -0.13245 | 0.014944 | 1.0372 | 1.2072 | 1.2135 | 1.0819 | 0.77644 | 1.8415 | 1.145 | 1.0179 | 2.8914 | 1.7489 | 1.3672 | 0.01489 | 0 | 0.030231 | 0.0045562 | -0.31551 | -0.13245 | -0.0047735 | -0.0016675 | -0.0013994 | 0.056757 | 0.010659
11.AND: AusNet Dist. | 2018 | 1.1663 | 1.4404 | 0.80973 | 1.6955 | 1.2918 | 0.68789 | 0.90283 | -0.023274 | -0.042509 | 0.019235 | -0.001317 | 0.00017147 | 0.0023785 | 0.0022975 | -0.046039 | 0.031635 | 0.0014149 | 0.0010262 | -0.00012295 | -0.0082099 | -0.0065086 | -0.082614 | 0.020328 | 1.0233 | 1.2072 | 1.2253 | 1.0869 | 1.0828 | 1.6955 | 1.0959 | 1.0143 | 3.0333 | 1.8783 | 1.4098 | -0.013512 | 0 | 0.0097422 | 0.0046021 | 0.33261 | -0.082613 | -0.043823 | -0.0035742 | 0.047893 | 0.071392 | 0.030724
11.AND: AusNet Dist. | 2019 | 1.1793 | 1.4624 | 0.80642 | 1.7514 | 1.2974 | 0.67334 | 0.90895 | -0.0041038 | 0.011054 | -0.015157 | 0.0011398 | 0.014664 | 0.0058255 | 0.0037799 | -0.014356 | -0.012821 | 7.4143e-05 | 0.0029587 | -2.0125e-05 | -0.0049178 | -0.00043152 | 0.032437 | 0.0042915 | 1.0352 | 1.2537 | 1.2593 | 1.0961 | 1.1911 | 1.7514 | 1.0941 | 1.0034 | 3.0765 | 1.9486 | 1.4142 | 0.01156 | 0.037776 | 0.02732 | 0.0083842 | 0.095302 | 0.032437 | -0.0016185 | -0.010826 | 0.014151 | 0.036752 | 0.0030733
11.AND: AusNet Dist. | 2020 | 1.2083 | 1.5071 | 0.80173 | 1.8385 | 1.3204 | 0.65721 | 0.91507 | -0.0058268 | 0.024278 | -0.030105 | -0.0025699 | 0.016233 | 0.0038233 | 0.0022338 | 0.0045581 | -0.020819 | -0.00071611 | -0.00040313 | -0.00042072 | -0.0050835 | -0.0026618 | 0.048527 | 0.017567 | 1.0084 | 1.3081 | 1.2832 | 1.1018 | 1.17 | 1.8385 | 1.1248 | 1.0044 | 3.4844 | 2.0493 | 1.4285 | -0.026189 | 0.042499 | 0.018805 | 0.0052541 | -0.017857 | 0.048527 | 0.027657 | 0.001014 | 0.12451 | 0.050389 | 0.010105
dnsp | year | outx | inx | tfpx | opinx | kinx | opfpx | kpfpx | tfpdelta | outdelta | indelta | outdelta1 | outdelta2 | outdelta3 | outdelta4 | outdelta5 | indelta1 | indelta2 | indelta3 | indelta4 | indelta5 | indelta6 | odelta | kdelta | q1x | q2x | q3x | q4x | q5x | x1x | x2x | x3x | x4x | x5x | x6x | outgrth1 | outgrth2 | outgrth3 | outgrth4 | outgrth5 | ingrth1 | ingrth2 | ingrth3 | ingrth4 | ingrth5 | ingrth6
12.TND: TasNetworks Dist. | 2006 | 1 | 1 | 1 | 1 | 1 | 1 | 1 | bar: q1x to x6x
12.TND: TasNetworks Dist. | 2007 | 0.97703 | 1.0086 | 0.96872 | 0.99797 | 1.0139 | 0.97902 | 0.96367 | -0.03178 | -0.023237 | -0.0085426 | -0.00069459 | 0.03107 | 0.0038647 | -0.00043105 | -0.057045 | -0.0011299 | 1.0977e-06 | 9.0869e-05 | 5.9822e-05 | -7.6869e-05 | -0.0074877 | -0.0020294 | 0.013768 | 0.9929 | 1.08 | 1.0193 | 1 | 1.3359 | 0.99797 | 1 | 1 | 1 | 1.0003 | 1.0372 | -0.0071282 | 0.076926 | 0.019134 | 9.3927e-06 | 0.28962 | -0.0020291 | 0 | 0 | 0 | 0.0002582 | 0.036524
12.TND: TasNetworks Dist. | 2008 | 0.97877 | 1.0251 | 0.95476 | 1.0078 | 1.0343 | 0.97115 | 0.94627 | -0.014517 | 0.0017749 | -0.016292 | 0.00052218 | 0.0021036 | 0.0045959 | 0.00040388 | -0.0058506 | -0.0024765 | 3.4538e-07 | 6.0783e-05 | 1.8835e-06 | -0.00013656 | -0.013742 | 0.0098467 | 0.019997 | 0.99829 | 1.0856 | 1.039 | 1 | 1.3775 | 1.0078 | 1 | 1 | 1 | 1.0003 | 1.0878 | 0.0054134 | 0.0052129 | 0.019151 | 0 | 0.030645 | 0.009847 | 0 | 0 | 0 | 0 | 0.047598
12.TND: TasNetworks Dist. | 2009 | 0.95256 | 1.0803 | 0.88179 | 1.1261 | 1.055 | 0.84593 | 0.90286 | -0.079509 | -0.027137 | -0.052372 | 0.0034055 | 4.3587e-05 | 0.0040918 | 0.00092669 | -0.035604 | -0.038251 | -3.0608e-05 | 0.00054647 | -0.0014315 | 0.00017057 | -0.013376 | 0.1109 | 0.01982 | 1.0309 | 1.0856 | 1.0591 | 1.0027 | 1.6128 | 1.1261 | 1.0067 | 0.99905 | 1.4522 | 1.003 | 1.1326 | 0.032128 | 0 | 0.019168 | 0.0027168 | 0.15769 | 0.1109 | 0.0066801 | -0.00094957 | 0.37308 | 0.0027416 | 0.040427
12.TND: TasNetworks Dist. | 2010 | 0.95856 | 1.1711 | 0.81853 | 1.3334 | 1.0887 | 0.71889 | 0.88049 | -0.07444 | 0.00628 | -0.08072 | -0.00098941 | -2.7019e-05 | 0.0043864 | 0.0082268 | -0.0053167 | -0.060984 | 5.9757e-07 | -0.0052328 | -2.7102e-05 | -0.0048266 | -0.0096505 | 0.16901 | 0.031376 | 1.0217 | 1.0856 | 1.0796 | 1.0199 | 1.6767 | 1.3334 | 1.0067 | 1.0185 | 1.4589 | 1.044 | 1.1817 | -0.0089416 | 0 | 0.019184 | 0.016966 | 0.038889 | 0.16901 | 0 | 0.019232 | 0.0046189 | 0.040083 | 0.042412
12.TND: TasNetworks Dist. | 2011 | 1.0401 | 1.1759 | 0.88449 | 1.2835 | 1.1225 | 0.81037 | 0.92658 | 0.077501 | 0.081628 | -0.0041271 | -0.0023874 | -7.5186e-05 | 0.0042962 | 0.0086274 | 0.071167 | 0.01535 | 4.4184e-07 | -0.0026096 | -0.00056859 | -0.0049925 | -0.011307 | -0.038156 | 0.030606 | 0.99913 | 1.0856 | 1.1006 | 1.0385 | 1.1589 | 1.2835 | 1.0067 | 1.0285 | 1.6942 | 1.0873 | 1.2395 | -0.022339 | 0 | 0.0192 | 0.018114 | -0.36934 | -0.038156 | 0 | 0.0098125 | 0.14953 | 0.040622 | 0.047782
12.TND: TasNetworks Dist. | 2012 | 1.0173 | 1.2279 | 0.82846 | 1.4003 | 1.1403 | 0.72649 | 0.89212 | -0.065438 | -0.022164 | -0.043273 | -0.0029043 | 1.033e-05 | 0.0019911 | 0.004038 | -0.0253 | -0.033097 | 9.7933e-07 | -0.0019016 | -8.9443e-05 | -0.001636 | -0.0065499 | 0.087102 | 0.015737 | 0.97063 | 1.0856 | 1.1107 | 1.0477 | 1.3463 | 1.4003 | 1.0067 | 1.0355 | 1.7413 | 1.1017 | 1.2733 | -0.028947 | 0 | 0.0091657 | 0.0088138 | 0.14987 | 0.087102 | 0 | 0.0067672 | 0.027399 | 0.013187 | 0.026888
12.TND: TasNetworks Dist. | 2013 | 1.0435 | 1.1436 | 0.91245 | 1.1363 | 1.1465 | 0.91832 | 0.91019 | 0.096561 | 0.025431 | 0.07113 | -0.0016199 | -3.4137e-05 | 0.0011056 | 0.0022851 | 0.023694 | 0.075002 | -1.29e-06 | -0.00086994 | -1.0858e-06 | -0.00086475 | -0.0021347 | -0.2089 | 0.0053705 | 0.95482 | 1.0856 | 1.1166 | 1.0531 | 1.1589 | 1.1363 | 1.0067 | 1.039 | 1.7346 | 1.1089 | 1.2834 | -0.016422 | 0 | 0.0052879 | 0.005108 | -0.14991 | -0.2089 | 0 | 0.0033655 | -0.0038685 | 0.0064349 | 0.0078524
12.TND: TasNetworks Dist. | 2014 | 0.99295 | 1.1624 | 0.85424 | 1.1593 | 1.164 | 0.85651 | 0.85306 | -0.065918 | -0.049648 | -0.016271 | -0.003315 | 3.71e-05 | 0.00073213 | 0.0033491 | -0.050451 | -0.0067985 | 1.8991e-06 | -0.00148 | -0.00031813 | -0.0025876 | -0.0050882 | 0.020039 | 0.015179 | 0.92426 | 1.0856 | 1.1201 | 1.0606 | 1.5685 | 1.1593 | 1.0064 | 1.0445 | 1.9118 | 1.1344 | 1.3107 | -0.032521 | 0 | 0.0031465 | 0.0071378 | 0.30267 | 0.020039 | -0.00034689 | 0.0053399 | 0.097302 | 0.022778 | 0.021077
12.TND: TasNetworks Dist. | 2015 | 1.0438 | 1.1063 | 0.9435 | 0.98114 | 1.1744 | 1.0639 | 0.88876 | 0.09938 | 0.049934 | 0.049446 | 0.0018592 | -3.786e-05 | 0.0016935 | 0.0025519 | 0.043868 | 0.055957 | -8.0286e-07 | -0.0014023 | -1.4473e-05 | -0.00088438 | -0.0042097 | -0.16686 | 0.0089383 | 0.94089 | 1.0856 | 1.1293 | 1.0669 | 1.2085 | 0.98114 | 1.0064 | 1.0497 | 1.9178 | 1.1424 | 1.3295 | 0.017832 | 0 | 0.0081908 | 0.00591 | -0.26072 | -0.16686 | 8.026e-05 | 0.0048987 | 0.0031409 | 0.0070678 | 0.014221
12.TND: TasNetworks Dist. | 2016 | 1.0367 | 1.1375 | 0.91133 | 1.0525 | 1.1816 | 0.98492 | 0.87731 | -0.034694 | -0.0068629 | -0.027831 | 0.0013521 | 2.9633e-06 | 0.0017159 | 0.0010493 | -0.010983 | -0.023679 | 8.2583e-06 | -0.0019013 | -0.000189 | -0.00098092 | -0.0010896 | 0.070243 | 0.0061064 | 0.95384 | 1.0856 | 1.1384 | 1.0694 | 1.2971 | 1.0525 | 1.0045 | 1.0565 | 2.0205 | 1.1508 | 1.3371 | 0.013666 | 0 | 0.0079735 | 0.0022881 | 0.070724 | 0.070243 | -0.0018914 | 0.0065014 | 0.052153 | 0.0072916 | 0.005736
12.TND: TasNetworks Dist. | 2017 | 1.052 | 1.2615 | 0.83392 | 1.3823 | 1.1968 | 0.76104 | 0.87897 | -0.088768 | 0.014658 | -0.10343 | -0.0011753 | -9.8084e-06 | 0.0017025 | 0.0008252 | 0.013316 | -0.096815 | 3.1767e-06 | -0.0029343 | -9.7698e-06 | -0.00026421 | -0.0034067 | 0.27253 | 0.01276 | 0.94247 | 1.0856 | 1.1477 | 1.0714 | 1.1877 | 1.3823 | 1.0039 | 1.0684 | 2.0477 | 1.1558 | 1.3644 | -0.011991 | 0 | 0.0081208 | 0.0019351 | -0.088131 | 0.27253 | -0.00067094 | 0.01122 | 0.013382 | 0.0043637 | 0.02021
12.TND: TasNetworks Dist. | 2018 | 1.0325 | 1.2224 | 0.84462 | 1.2491 | 1.2072 | 0.82659 | 0.85527 | 0.012752 | -0.018708 | 0.03146 | 0.0023068 | 5.8574e-05 | 0.00044284 | 0.0011651 | -0.022682 | 0.036376 | 1.9829e-05 | -0.0052454 | 6.2867e-05 | -0.0021326 | 0.00238 | -0.10134 | 0.0086282 | 0.96502 | 1.0856 | 1.1488 | 1.0734 | 1.3694 | 1.2491 | 0.99938 | 1.0874 | 2.0081 | 1.1763 | 1.3609 | 0.02364 | 0 | 0.00098856 | 0.0018569 | 0.14236 | -0.10134 | -0.0044744 | 0.01757 | -0.019553 | 0.01754 | -0.0025524
12.TND: TasNetworks Dist. | 2019 | 1.0342 | 1.184 | 0.87354 | 1.1064 | 1.226 | 0.9348 | 0.84356 | 0.033666 | 0.0017236 | 0.031943 | 0.00065134 | 6.8014e-06 | 0.0019325 | 0.0019714 | -0.0028385 | 0.044248 | 2.18e-05 | -0.0023801 | 1.9484e-05 | -0.001403 | -0.0085638 | -0.1213 | 0.015508 | 0.97125 | 1.0856 | 1.1588 | 1.0779 | 1.3896 | 1.1064 | 0.99435 | 1.0969 | 2.0109 | 1.1922 | 1.3891 | 0.0064383 | 0 | 0.0086794 | 0.0041659 | 0.014671 | -0.1213 | -0.0050426 | 0.0087346 | 0.0014031 | 0.013454 | 0.020517
12.TND: TasNetworks Dist. | 2020 | 1.0462 | 1.2028 | 0.86982 | 1.144 | 1.2367 | 0.91453 | 0.84602 | -0.0042705 | 0.011526 | -0.015797 | 0.0018717 | -4.8158e-06 | 0.0026037 | 0.00096928 | 0.0060866 | -0.011382 | -7.6528e-06 | -0.00073846 | -0.00011096 | -0.000531 | -0.003027 | 0.033451 | 0.008614 | 0.98931 | 1.0856 | 1.1728 | 1.0802 | 1.3451 | 1.144 | 0.99591 | 1.0995 | 2.1017 | 1.2014 | 1.4142 | 0.018428 | 0 | 0.011989 | 0.0021602 | -0.032603 | 0.033451 | 0.001568 | 0.0023183 | 0.044152 | 0.0076848 | 0.017902
dnsp | year | outx | inx | tfpx | opinx | kinx | opfpx | kpfpx | tfpdelta | outdelta | indelta | outdelta1 | outdelta2 | outdelta3 | outdelta4 | outdelta5 | indelta1 | indelta2 | indelta3 | indelta4 | indelta5 | indelta6 | odelta | kdelta | q1x | q2x | q3x | q4x | q5x | x1x | x2x | x3x | x4x | x5x | x6x | outgrth1 | outgrth2 | outgrth3 | outgrth4 | outgrth5 | ingrth1 | ingrth2 | ingrth3 | ingrth4 | ingrth5 | ingrth6
13.UED: United Energy | 2006 | 1 | 1 | 1 | 1 | 1 | 1 | 1 | bar: q1x to x6x
13.UED: United Energy | 2007 | 1.0092 | 0.99291 | 1.0164 | 0.94278 | 1.0268 | 1.0705 | 0.9829 | 0.016312 | 0.0091959 | 0.007116 | 0.00067881 | 0.019386 | 0.0017214 | 0.0030542 | -0.015645 | 0.023425 | -5.1591e-05 | -0.0047002 | -0.00024107 | -0.003877 | -0.0074397 | -0.058928 | 0.026446 | 1.0073 | 1.0555 | 1.009 | 1.0075 | 1.2106 | 0.94278 | 1.0018 | 1.0239 | 1.0167 | 1.0433 | 1.0302 | 0.0072264 | 0.053983 | 0.0089718 | 0.0074255 | 0.19115 | -0.058927 | 0.0017752 | 0.023642 | 0.016529 | 0.042427 | 0.029725
13.UED: United Energy | 2008 | 1.0359 | 1.0165 | 1.0191 | 0.94641 | 1.0636 | 1.0945 | 0.97396 | 0.0025957 | 0.026057 | -0.023461 | -0.00090459 | 0.025267 | 0.0018822 | 0.0036031 | -0.0037902 | -0.0048593 | -0.0011872 | -0.0022928 | -0.003913 | -0.0029995 | -0.0082097 | 0.0038443 | 0.035196 | 0.99754 | 1.1307 | 1.0185 | 1.016 | 1.2623 | 0.94641 | 1.0362 | 1.0354 | 1.2917 | 1.0934 | 1.0624 | -0.0096905 | 0.06885 | 0.0094081 | 0.008492 | 0.041751 | 0.0038442 | 0.0338 | 0.011178 | 0.2394 | 0.046844 | 0.030843
13.UED: United Energy | 2009 | 1.0738 | 1.0292 | 1.0433 | 0.96266 | 1.0751 | 1.1154 | 0.99875 | 0.023487 | 0.035944 | -0.012457 | 0.001385 | 0.0338 | 0.0012861 | -0.0015522 | 0.0010248 | -0.0028477 | 0.00014633 | 0.0043558 | 0.00048429 | -0.0016383 | -0.012958 | 0.01703 | 0.010803 | 1.0124 | 1.2394 | 1.0251 | 1.0124 | 1.247 | 0.96266 | 1.0265 | 1.0138 | 1.2594 | 1.1043 | 1.1152 | 0.014778 | 0.091791 | 0.0064302 | -0.0035987 | -0.012166 | 0.01703 | -0.0094035 | -0.021071 | -0.025318 | 0.0099851 | 0.048465
13.UED: United Energy | 2010 | 1.0886 | 1.0689 | 1.0185 | 1.0053 | 1.1119 | 1.0829 | 0.97909 | -0.024065 | 0.013722 | -0.037787 | 0.0017287 | -2.2577e-05 | 0.0018405 | 0.003644 | 0.0065316 | -0.019008 | -0.0036721 | -0.0028946 | -0.00086366 | -0.0031324 | -0.0082163 | 0.043301 | 0.033606 | 1.0313 | 1.2394 | 1.0344 | 1.021 | 1.1606 | 1.0053 | 1.0954 | 1.0286 | 1.3125 | 1.1549 | 1.1533 | 0.01853 | 0 | 0.0090385 | 0.0084903 | -0.071792 | 0.043301 | 0.064943 | 0.014415 | 0.041318 | 0.044759 | 0.033574
13.UED: United Energy | 2011 | 1.084 | 1.1747 | 0.92278 | 1.2317 | 1.134 | 0.88005 | 0.95588 | -0.098689 | -0.0042748 | -0.094414 | -0.0016206 | 3.2639e-05 | 0.0023011 | 0.0027085 | -0.0076965 | -0.081242 | -0.00093933 | -0.00050213 | -0.002019 | -0.0045792 | -0.0051331 | 0.20317 | 0.019715 | 1.0135 | 1.2394 | 1.0464 | 1.0276 | 1.2621 | 1.2317 | 1.1129 | 1.0308 | 1.4333 | 1.2058 | 1.172 | -0.017393 | 0 | 0.011462 | 0.0063856 | 0.083863 | 0.20317 | 0.015841 | 0.0021984 | 0.088069 | 0.043146 | 0.016098
13.UED: United Energy | 2012 | 1.0601 | 1.2004 | 0.88308 | 1.2394 | 1.1712 | 0.85527 | 0.90508 | -0.043983 | -0.022321 | -0.021662 | 0.0011752 | 0.00013136 | 0.0021011 | 0.0030667 | -0.028795 | -0.0025446 | -0.0048813 | -0.0028618 | -0.0018781 | -0.0017651 | -0.0077309 | 0.0062456 | 0.032292 | 1.0259 | 1.2394 | 1.0574 | 1.035 | 1.6452 | 1.2394 | 1.185 | 1.0448 | 1.5911 | 1.2259 | 1.227 | 0.012154 | 0 | 0.010492 | 0.0072192 | 0.26506 | 0.0062456 | 0.062785 | 0.013502 | 0.10445 | 0.01654 | 0.045875
13.UED: United Energy | 2013 | 1.0684 | 1.1514 | 0.92788 | 1.1042 | 1.1834 | 0.9675 | 0.90278 | 0.049495 | 0.0077934 | 0.041702 | -0.0031394 | -7.6693e-05 | 0.0027026 | 0.00058549 | 0.0077213 | 0.04842 | 0.0023406 | 0.0012896 | 0.00071374 | -0.0039975 | -0.0070648 | -0.11551 | 0.010336 | 0.99254 | 1.2394 | 1.0715 | 1.0364 | 1.5592 | 1.1042 | 1.1486 | 1.0383 | 1.5234 | 1.278 | 1.2709 | -0.033096 | 0 | 0.013223 | 0.0013333 | -0.053698 | -0.11551 | -0.031197 | -0.0062689 | -0.043485 | 0.041573 | 0.035141
13.UED: United Energy | 2014 | 1.0605 | 1.169 | 0.9072 | 1.1293 | 1.1959 | 0.93906 | 0.88675 | -0.02254 | -0.007386 | -0.015154 | -0.0019427 | 0.0010417 | 0.00060222 | -0.00038121 | -0.006706 | -0.0087026 | -0.0064542 | 0.0015891 | 0.0037225 | -0.002133 | -0.003176 | 0.022451 | 0.010534 | 0.97233 | 1.2428 | 1.0746 | 1.0355 | 1.6569 | 1.1293 | 1.2498 | 1.0308 | 1.2748 | 1.3064 | 1.2903 | -0.020571 | 0.002743 | 0.0029461 | -0.00087966 | 0.060786 | 0.02245 | 0.084474 | -0.0073039 | -0.17818 | 0.021989 | 0.015134
13.UED: United Energy | 2015 | 1.082 | 1.1511 | 0.93999 | 1.0717 | 1.2049 | 1.0096 | 0.89795 | 0.0355 | 0.020066 | 0.015434 | -0.0010979 | -0.00015568 | 0.0018361 | 0.0016689 | 0.017814 | 0.020437 | 7.9091e-06 | -0.00023172 | 1.4921e-05 | -0.0030821 | -0.0017119 | -0.052398 | 0.0075077 | 0.96067 | 1.2428 | 1.0846 | 1.0395 | 1.4225 | 1.0717 | 1.2512 | 1.0318 | 1.2745 | 1.3478 | 1.298 | -0.012064 | 0 | 0.0092155 | 0.0038765 | -0.15251 | -0.052398 | 0.0010893 | 0.0010609 | -0.00027022 | 0.031208 | 0.0059566
13.UED: United Energy | 2016 | 1.1072 | 1.2082 | 0.91643 | 1.2382 | 1.1928 | 0.89426 | 0.92831 | -0.025377 | 0.023075 | -0.048452 | 0.0055134 | -3.2587e-05 | 0.001578 | 7.3807e-05 | 0.015942 | -0.054846 | 0.0016996 | -0.00010863 | 0.010761 | -0.0022033 | -0.0037545 | 0.14443 | -0.010173 | 1.0193 | 1.2428 | 1.0932 | 1.0397 | 1.1824 | 1.2382 | 1.2276 | 1.0325 | 0.72641 | 1.3846 | 1.3134 | 0.05922 | 0 | 0.0079094 | 0.00017439 | -0.18494 | 0.14443 | -0.019021 | 0.00058523 | -0.56216 | 0.026963 | 0.011772
13.UED: United Energy | 2017 | 1.142 | 1.2032 | 0.94907 | 1.1651 | 1.2299 | 0.98016 | 0.92849 | 0.034995 | 0.030867 | 0.0041275 | -0.0026138 | -0.00012081 | 0.0020105 | 0.014946 | 0.016645 | 0.023243 | 0.00033732 | -0.00038878 | -0.012701 | -0.0039719 | -0.0023911 | -0.060856 | 0.030669 | 0.99099 | 1.2428 | 1.1046 | 1.0774 | 0.93826 | 1.1651 | 1.2178 | 1.0341 | 1.4035 | 1.4316 | 1.3406 | -0.028148 | 0 | 0.010368 | 0.035612 | -0.23124 | -0.060855 | -0.008006 | 0.0016214 | 0.65859 | 0.033386 | 0.020525
13.UED: United Energy | 2018 | 1.1369 | 1.1119 | 1.0225 | 0.92553 | 1.2393 | 1.2284 | 0.91744 | 0.074507 | -0.0044027 | 0.078909 | -0.0021076 | 1.3257e-05 | 0.0024075 | 0.0012605 | -0.0059763 | 0.084841 | -0.00096564 | -0.00052216 | 0.0032148 | -0.001311 | -0.0063477 | -0.23017 | 0.0075775 | 0.96857 | 1.2428 | 1.118 | 1.0806 | 1.0216 | 0.92553 | 1.228 | 1.0366 | 1.1984 | 1.4537 | 1.3708 | -0.022876 | 0 | 0.012069 | 0.0029591 | 0.085114 | -0.23017 | 0.0083041 | 0.0024343 | -0.15799 | 0.015316 | 0.0223
13.UED: United Energy | 2019 | 1.1455 | 1.1198 | 1.0229 | 0.92786 | 1.2517 | 1.2345 | 0.9151 | 0.00038246 | 0.007463 | -0.0070805 | 0.00032164 | -2.8416e-05 | 0.0035843 | 0.00077503 | 0.0028105 | -0.00076724 | 1.7382e-06 | -0.00027279 | -0.0010338 | -0.0018698 | -0.0031387 | 0.0025234 | 0.010018 | 0.97191 | 1.2428 | 1.1385 | 1.0827 | 0.97646 | 0.92786 | 1.2285 | 1.038 | 1.2578 | 1.4831 | 1.3893 | 0.0034384 | 0 | 0.018182 | 0.0019425 | -0.045204 | 0.0025232 | 0.00044667 | 0.0012895 | 0.04837 | 0.020029 | 0.013401
13.UED: United Energy | 2020 | 1.161 | 1.1411 | 1.0174 | 0.97282 | 1.2602 | 1.1934 | 0.92128 | -0.0053705 | 0.013467 | -0.018838 | -0.002273 | -0.00010079 | 0.0014418 | 0.00042312 | 0.013976 | -0.01592 | -0.00070544 | -0.00016743 | 0.00071339 | -0.0015807 | -0.0011781 | 0.04731 | 0.0067339 | 0.94778 | 1.2428 | 1.1475 | 1.0842 | 0.75628 | 0.97282 | 1.2424 | 1.039 | 1.2158 | 1.5151 | 1.4001 | -0.025141 | 0 | 0.0078889 | 0.00137 | -0.25553 | 0.04731 | 0.01122 | 0.00099621 | -0.033902 | 0.021297 | 0.0077264
industry | year | outx | inx | tfpx | opinx | kinx | opfpx | kpfpx | tfpdelta | outdelta | indelta | outdelta1 | outdelta2 | outdelta3 | outdelta4 | outdelta5 | indelta1 | indelta2 | indelta3 | indelta4 | indelta5 | indelta6 | odelta | kdelta | q1x | q2x | q3x | q4x | q5x | x1x | x2x | x3x | x4x | x5x | x6x | outgrth1 | outgrth2 | outgrth3 | outgrth4 | outgrth5 | ingrth1 | ingrth2 | ingrth3 | ingrth4 | ingrth5 | ingrth6
14.Total Industry | 2006 | 1 | 1 | 1 | 1 | 1 | 1 | 1 | bar: q1x to x6x
14.Total Industry | 2007 | 1.0351 | 1.0234 | 1.0115 | 0.99777 | 1.0397 | 1.0375 | 0.99565 | 0.011425 | 0.034538 | -0.023114 | 0.0011077 | 0.013337 | 0.0031003 | -0.0033841 | 0.020378 | 0.0006857 | -0.00044258 | -0.0024498 | -0.00065727 | -0.0073339 | -0.012916 | -0.0022345 | 0.038897 | 1.0112 | 1.0325 | 1.0131 | 0.99239 | 0.89625 | 0.99777 | 1.0084 | 1.0163 | 1.0317 | 1.0602 | 1.0499 | 0.011121 | 0.031982 | 0.012988 | -0.0076379 | -0.10953 | -0.0022345 | 0.0084094 | 0.016163 | 0.031253 | 0.058473 | 0.048659
14.Total Industry | 2008 | 1.0558 | 1.0959 | 0.96348 | 1.1428 | 1.0671 | 0.92389 | 0.98946 | -0.048632 | 0.019787 | -0.068419 | 0.0015241 | 0.015235 | 0.0029039 | -0.00014943 | 0.00027406 | -0.05189 | -0.0005696 | -0.0021807 | -0.00046128 | -0.0023081 | -0.011009 | 0.13572 | 0.026022 | 1.0267 | 1.0729 | 1.0266 | 0.99202 | 0.89455 | 1.1428 | 1.0194 | 1.0311 | 1.0527 | 1.085 | 1.089 | 0.015182 | 0.038347 | 0.013249 | -0.00036927 | -0.0019045 | 0.13572 | 0.010824 | 0.014489 | 0.020076 | 0.023125 | 0.036593
14.Total Industry | 2009 | 1.0566 | 1.1139 | 0.94857 | 1.1308 | 1.1039 | 0.93446 | 0.9572 | -0.015591 | 0.00076565 | -0.016357 | 0.00045016 | 0.016127 | 0.0033413 | 0.0044089 | -0.023562 | 0.0037676 | -0.00096011 | -0.0017734 | -0.00013973 | -0.0067052 | -0.010546 | -0.010607 | 0.033918 | 1.031 | 1.1175 | 1.0428 | 1.0017 | 1.0215 | 1.1308 | 1.0429 | 1.0434 | 1.0646 | 1.1498 | 1.1327 | 0.0042478 | 0.040799 | 0.015676 | 0.0097124 | 0.13267 | -0.010606 | 0.022798 | 0.011811 | 0.011303 | 0.058006 | 0.039337
14.Total Industry | 2010 | 1.0869 | 1.1528 | 0.94289 | 1.1778 | 1.1392 | 0.92285 | 0.9541 | -0.0060048 | 0.028283 | -0.034288 | 0.00061396 | 0.0049163 | 0.0028173 | 0.0032498 | 0.016685 | -0.015515 | -0.0011488 | -0.0017575 | -0.00078067 | -0.0047754 | -0.01031 | 0.040782 | 0.031524 | 1.038 | 1.1315 | 1.0558 | 1.0086 | 0.93139 | 1.1778 | 1.0678 | 1.0565 | 1.1023 | 1.2039 | 1.1753 | 0.0067147 | 0.012379 | 0.012367 | 0.0068811 | -0.092313 | 0.040782 | 0.023558 | 0.012467 | 0.034753 | 0.045999 | 0.036928
14.Total Industry | 2011 | 1.0976 | 1.1962 | 0.91752 | 1.249 | 1.1669 | 0.87873 | 0.94055 | -0.027275 | 0.0097074 | -0.036982 | -0.0019402 | 0.0036958 | 0.0027096 | 0.0027721 | 0.0024701 | -0.021593 | -0.00065342 | -0.0022086 | -0.00069862 | -0.0046825 | -0.007146 | 0.058691 | 0.024016 | 1.0183 | 1.1423 | 1.0689 | 1.0147 | 0.9169 | 1.249 | 1.0826 | 1.0714 | 1.1408 | 1.2513 | 1.2044 | -0.019165 | 0.0095332 | 0.012314 | 0.006034 | -0.015674 | 0.058691 | 0.013795 | 0.014078 | 0.034369 | 0.03859 | 0.024482
14.Total Industry | 2012 | 1.1075 | 1.2559 | 0.88185 | 1.364 | 1.197 | 0.81197 | 0.92523 | -0.039651 | 0.0090252 | -0.048676 | -0.0014773 | 0.00072448 | 0.002562 | 0.0027695 | 0.0044465 | -0.032598 | -0.00090679 | -0.0014309 | -0.0009769 | -0.0043864 | -0.0083771 | 0.088038 | 0.025442 | 1.0033 | 1.1446 | 1.0816 | 1.021 | 0.88779 | 1.364 | 1.1031 | 1.0816 | 1.1913 | 1.2988 | 1.2395 | -0.014843 | 0.0019929 | 0.011886 | 0.0061533 | -0.032264 | 0.088039 | 0.018758 | 0.0094714 | 0.043303 | 0.037253 | 0.028696
14.Total Industry | 2013 | 1.1065 | 1.2347 | 0.89618 | 1.2564 | 1.2232 | 0.8807 | 0.9046 | 0.016115 | -0.0008697 | 0.016985 | -0.002845 | -4.0705e-05 | 0.0025388 | -0.00051054 | -1.2323e-05 | 0.030825 | 0.00022416 | -0.0014356 | -0.0011044 | -0.0040048 | -0.007519 | -0.082123 | 0.021682 | 0.97438 | 1.1446 | 1.0947 | 1.0198 | 0.88554 | 1.2564 | 1.0982 | 1.0917 | 1.248 | 1.3442 | 1.2712 | -0.029213 | 0 | 0.012007 | -0.0011479 | -0.002542 | -0.082123 | -0.004425 | 0.0093018 | 0.046455 | 0.034374 | 0.025272
14.Total Industry | 2014 | 1.1121 | 1.259 | 0.88331 | 1.2742 | 1.2501 | 0.87277 | 0.88958 | -0.014462 | 0.004984 | -0.019446 | -0.001814 | 0.0046632 | 0.0023628 | 0.001865 | -0.0020931 | -0.0062261 | -0.00015975 | -0.00012008 | -0.0012282 | -0.0036999 | -0.0080116 | 0.014033 | 0.021726 | 0.95626 | 1.1587 | 1.1071 | 1.0241 | 0.89934 | 1.2742 | 1.1026 | 1.0929 | 1.3184 | 1.3907 | 1.3069 | -0.018764 | 0.012265 | 0.011297 | 0.0042202 | 0.015468 | 0.014034 | 0.0039206 | 0.0010967 | 0.054873 | 0.033958 | 0.027687
14.Total Industry | 2015 | 1.1182 | 1.297 | 0.86214 | 1.344 | 1.2699 | 0.83201 | 0.88054 | -0.024263 | 0.0054919 | -0.029755 | 0.0010684 | 0.00023026 | 0.0027899 | 0.0021263 | -0.00072298 | -0.019873 | -0.0008693 | -0.0010065 | 0.00052331 | -0.0036283 | -0.0049013 | 0.053314 | 0.015702 | 0.96686 | 1.1594 | 1.122 | 1.0291 | 0.90436 | 1.344 | 1.1226 | 1.0999 | 1.2833 | 1.4349 | 1.3307 | 0.011024 | 0.00061245 | 0.013351 | 0.0048151 | 0.0055574 | 0.053314 | 0.018048 | 0.0063553 | -0.026918 | 0.031291 | 0.018029
14.Total Industry | 2016 | 1.1213 | 1.2725 | 0.88112 | 1.2451 | 1.2892 | 0.9005 | 0.86971 | 0.021777 | 0.0027365 | 0.01904 | 0.00058969 | 0.00021899 | 0.0030365 | 0.0017912 | -0.0028999 | 0.029058 | -0.00055012 | -0.00073259 | -0.00064487 | -0.0031447 | -0.0049451 | -0.076365 | 0.015111 | 0.97299 | 1.1597 | 1.1379 | 1.0331 | 0.92482 | 1.2451 | 1.1358 | 1.1041 | 1.3205 | 1.4726 | 1.3534 | 0.0063142 | 0.00024282 | 0.014077 | 0.0039017 | 0.022375 | -0.076366 | 0.011622 | 0.0038345 | 0.02854 | 0.02594 | 0.016917
14.Total Industry | 2017 | 1.1427 | 1.2659 | 0.90263 | 1.207 | 1.3009 | 0.94668 | 0.8784 | 0.024125 | 0.018928 | 0.005197 | -4.2899e-05 | 0.0021332 | 0.0034209 | 0.0018397 | 0.011577 | 0.011613 | -0.00074943 | 2.8987e-05 | -0.00065663 | -0.0035615 | -0.0014778 | -0.031086 | 0.008986 | 0.97242 | 1.1664 | 1.1569 | 1.0375 | 0.84822 | 1.207 | 1.1529 | 1.1036 | 1.355 | 1.5149 | 1.3588 | -0.00058086 | 0.0057808 | 0.016574 | 0.0042416 | -0.086456 | -0.031086 | 0.014968 | -0.00053052 | 0.025785 | 0.028362 | 0.0039929
14.Total Industry | 2018 | 1.1415 | 1.2518 | 0.91194 | 1.1506 | 1.315 | 0.9921 | 0.8681 | 0.010261 | -0.0009963 | 0.011257 | -0.00055872 | 0.0010233 | 0.0034467 | 0.0012161 | -0.0061237 | 0.017376 | 0.00063172 | -0.0013861 | 0.00033536 | -0.002396 | -0.0033037 | -0.047856 | 0.010803 | 0.96695 | 1.1694 | 1.1758 | 1.0403 | 0.88916 | 1.1506 | 1.1381 | 1.1134 | 1.3354 | 1.5537 | 1.3762 | -0.005641 | 0.0025254 | 0.016122 | 0.0026586 | 0.047139 | -0.047856 | -0.012915 | 0.0089088 | -0.014596 | 0.025251 | 0.012743
14.Total Industry | 2019 | 1.1355 | 1.2578 | 0.90276 | 1.1469 | 1.3269 | 0.98999 | 0.85574 | -0.01012 | -0.0053513 | -0.0047689 | 0.00066041 | 0.0017309 | 0.0033902 | 0.001913 | -0.013046 | 0.0011222 | 2.3536e-06 | 0.00010465 | 0.00015709 | -0.0028769 | -0.0032784 | -0.0032158 | 0.0089865 | 0.97362 | 1.1743 | 1.1942 | 1.0446 | 0.97421 | 1.1469 | 1.1383 | 1.1124 | 1.3271 | 1.5928 | 1.3915 | 0.0068716 | 0.0042508 | 0.015537 | 0.004143 | 0.091346 | -0.0032162 | 0.00018841 | -0.00094976 | -0.0061964 | 0.024876 | 0.011072
14.Total Industry | 2020 | 1.1375 | 1.2446 | 0.91398 | 1.0924 | 1.3445 | 1.0413 | 0.84603 | 0.012348 | 0.0018216 | 0.010526 | -0.0019242 | 0.0023062 | 0.0024055 | 0.0018738 | -0.0028396 | 0.018241 | -0.00020186 | -0.00072413 | -0.000944 | -0.0029919 | -0.0028531 | -0.048692 | 0.013236 | 0.95481 | 1.1813 | 1.2076 | 1.0489 | 0.99247 | 1.0924 | 1.1433 | 1.1174 | 1.3835 | 1.6366 | 1.4084 | -0.019514 | 0.0058898 | 0.011183 | 0.004134 | 0.018567 | -0.048691 | 0.0043338 | 0.0045469 | 0.041616 | 0.027117 | 0.012025
state | year | outx | inx | tfpx | opinx | kinx | opfpx | kpfpx | tfpdelta | outdelta | indelta | outdelta1 | outdelta2 | outdelta3 | outdelta4 | outdelta5 | indelta1 | indelta2 | indelta3 | indelta4 | indelta5 | indelta6 | odelta | kdelta | q1x | q2x | q3x | q4x | q5x | x1x | x2x | x3x | x4x | x5x | x6x | outgrth1 | outgrth2 | outgrth3 | outgrth4 | outgrth5 | ingrth1 | ingrth2 | ingrth3 | ingrth4 | ingrth5 | ingrth6
ACT | 2006 | 1 | 1 | 1 | 1 | 1 | 1 | 1 | bar: q1x to x6x
ACT | 2007 | 0.99655 | 1.0058 | 0.99079 | 0.99612 | 1.0147 | 1.0004 | 0.98216 | -0.0092552 | -0.0034513 | -0.0058039 | 0.0019911 | -0.00014279 | 0.0021649 | 0.0029126 | -0.010377 | 0.0046736 | -7.4491e-05 | 0.00051241 | -2.4393e-05 | -0.0045864 | -0.0063046 | -0.0038881 | 0.014549 | 1.0227 | 1 | 1.012 | 1.0076 | 1.2809 | 0.99612 | 1 | 0.99631 | 1 | 1.0173 | 1.0231 | 0.022434 | 0 | 0.011902 | 0.0076158 | 0.24754 | -0.0038883 | 0 | -0.0036924 | 0 | 0.01711 | 0.022877
ACT | 2008 | 1.0251 | 1.0428 | 0.98305 | 1.0614 | 1.031 | 0.96582 | 0.99427 | -0.0078444 | 0.028269 | -0.036113 | 0.00084206 | 0.00029879 | 0.0028026 | 0.0051671 | 0.019159 | -0.028005 | 9.579e-06 | 0.00055999 | 9.2379e-06 | -0.0040223 | -0.0046647 | 0.063486 | 0.016019 | 1.0323 | 1 | 1.0255 | 1.0197 | 0.7501 | 1.0614 | 1 | 0.9909 | 1 | 1.0438 | 1.0443 | 0.009338 | 0 | 0.01331 | 0.011847 | -0.53508 | 0.063486 | 0 | -0.0054469 | 0 | 0.025776 | 0.020468
ACT | 2009 | 1.0301 | 1.0627 | 0.9693 | 1.082 | 1.0521 | 0.95202 | 0.9791 | -0.014081 | 0.0048424 | -0.018924 | 0.00079367 | -4.9253e-05 | 0.003123 | 0.0061341 | -0.0051591 | -0.0054885 | -9.9261e-05 | 0.00039368 | -2.7878e-05 | -0.0067212 | -0.0069806 | 0.019231 | 0.020213 | 1.0416 | 1 | 1.0426 | 1.0354 | 0.89068 | 1.082 | 1 | 0.98808 | 1 | 1.0743 | 1.0727 | 0.0089564 | 0 | 0.016505 | 0.015289 | 0.17177 | 0.019231 | 0 | -0.0028523 | 0 | 0.028782 | 0.02686
ACT | 2010 | 1.0452 | 1.1256 | 0.92857 | 1.2205 | 1.0694 | 0.85638 | 0.97731 | -0.042931 | 0.014536 | -0.057467 | 0.00072004 | 9.4881e-05 | 0.0045206 | 0.0061324 | 0.0030677 | -0.048393 | 1.2542e-05 | -0.00017092 | 1.0622e-05 | -0.0047456 | -0.0041802 | 0.12041 | 0.016361 | 1.0501 | 1 | 1.0672 | 1.051 | 0.78671 | 1.2205 | 1 | 0.98872 | 1 | 1.1055 | 1.0909 | 0.0081549 | 0 | 0.023364 | 0.015002 | -0.12412 | 0.12041 | 0 | 0.00065102 | 0 | 0.028644 | 0.016807
ACT | 2011 | 1.0358 | 1.1908 | 0.86983 | 1.3596 | 1.0924 | 0.76182 | 0.94817 | -0.065345 | -0.009066 | -0.056279 | 0.00042126 | -0.00022594 | 0.0045446 | 0.0084082 | -0.022214 | -0.042998 | 5.5328e-05 | -0.00020342 | -2.7304e-05 | -0.0065737 | -0.0065318 | 0.10794 | 0.021209 | 1.055 | 1 | 1.0934 | 1.0733 | 1.4901 | 1.3596 | 1 | 0.9909 | 1 | 1.1397 | 1.1203 | 0.004632 | 0 | 0.024187 | 0.02103 | 0.63874 | 0.10794 | 0 | 0.0022013 | 0 | 0.030426 | 0.026612
ACT | 2012 | 1.1055 | 1.2393 | 0.89199 | 1.4535 | 1.1143 | 0.76057 | 0.99211 | 0.02516 | 0.065144 | -0.039983 | -0.00058198 | 0.037668 | 0.0048055 | 0.0094906 | 0.013762 | -0.028017 | -0.003617 | 0.0017734 | -2.2102e-05 | -0.0085259 | -0.0015748 | 0.066778 | 0.019839 | 1.0482 | 1.1136 | 1.1209 | 1.0987 | 1.0408 | 1.4535 | 1.1128 | 0.97718 | 1 | 1.1915 | 1.1276 | -0.0064647 | 0.10758 | 0.02484 | 0.023347 | -0.35885 | 0.066778 | 0.10689 | -0.013947 | 0 | 0.044482 | 0.0064706
ACT | 2013 | 1.1196 | 1.2985 | 0.86217 | 1.5914 | 1.1325 | 0.70351 | 0.98854 | -0.034003 | 0.012658 | -0.046661 | 0.00038796 | -2.3896e-05 | 0.004437 | 0.0049406 | 0.0029161 | -0.037008 | -3.518e-05 | 0.00077803 | -1.2146e-05 | -0.0054246 | -0.004959 | 0.090652 | 0.016266 | 1.0528 | 1.1136 | 1.1472 | 1.1123 | 0.94071 | 1.5914 | 1.1128 | 0.97097 | 1 | 1.2277 | 1.1499 | 0.0044124 | 0 | 0.023223 | 0.012262 | -0.10112 | 0.090653 | 0 | -0.006376 | 0 | 0.029923 | 0.019567
ACT | 2014 | 1.1248 | 1.3982 | 0.80449 | 1.8011 | 1.1548 | 0.62452 | 0.97407 | -0.069247 | 0.0046946 | -0.073942 | -0.0022846 | -7.7802e-06 | 0.0015573 | 0.0037944 | 0.0016352 | -0.063444 | 0.00012656 | 0.0011798 | -0.00066934 | -0.0040844 | -0.0070499 | 0.12378 | 0.019438 | 1.0259 | 1.1136 | 1.1566 | 1.1228 | 0.88584 | 1.8011 | 1.113 | 0.96047 | 3.8573 | 1.2616 | 1.1828 | -0.025867 | 0 | 0.008175 | 0.0094323 | -0.060096 | 0.12378 | 0.00017632 | -0.010872 | 1.35 | 0.027236 | 0.028252
ACT | 2015 | 1.1392 | 1.3517 | 0.84278 | 1.6787 | 1.1619 | 0.67862 | 0.98043 | 0.046499 | 0.012706 | 0.033793 | 0.00081491 | 0.010987 | 0.003352 | 0.0040884 | -0.0065369 | 0.038084 | -1.9149e-05 | 0.0029234 | 2.7277e-06 | -0.0028307 | -0.0043674 | -0.070368 | 0.0062033 | 1.0355 | 1.149 | 1.177 | 1.134 | 1.1053 | 1.6787 | 1.113 | 0.93622 | 3.8715 | 1.2823 | 1.1997 | 0.0092469 | 0.031282 | 0.017423 | 0.0099638 | 0.22136 | -0.070368 | -8.2331e-07 | -0.025567 | 0.0036648 | 0.016289 | 0.014137
ACT | 2016 | 1.1435 | 1.0803 | 1.0585 | 0.90983 | 1.1733 | 1.2568 | 0.97457 | 0.22793 | 0.0037597 | 0.22417 | 0.00062277 | 9.5566e-05 | 0.0032896 | 0.0030951 | -0.0033434 | 0.23351 | -0.00017608 | -0.00081152 | -3.8627e-05 | -0.0040034 | -0.0043089 | -0.61252 | 0.0097549 | 1.0427 | 1.149 | 1.1971 | 1.1425 | 1.2004 | 0.90983 | 1.1131 | 0.94685 | 3.8742 | 1.2985 | 1.2104 | 0.0069963 | 0 | 0.01696 | 0.0074615 | 0.082491 | -0.61252 | 8.468e-05 | 0.011284 | 0.00068802 | 0.012558 | 0.0088765
ACT | 2017 | 1.147 | 1.1299 | 1.0151 | 1.0326 | 1.181 | 1.1108 | 0.97122 | -0.041872 | 0.0030841 | -0.044956 | 0.0011698 | 3.9091e-05 | 0.0066969 | 0.0016708 | -0.0064926 | -0.041262 | 0.0012422 | -0.0018864 | 7.4222e-06 | -0.0020192 | -0.0010381 | 0.12662 | 0.0065247 | 1.0565 | 1.149 | 1.2393 | 1.1471 | 1.3986 | 1.0326 | 1.0753 | 0.96065 | 3.9083 | 1.3135 | 1.2166 | 0.013087 | 0 | 0.034646 | 0.0040267 | 0.15285 | 0.12662 | -0.034559 | 0.014469 | 0.0087646 | 0.011454 | 0.005134
ACT | 2018 | 1.1657 | 1.1976 | 0.97338 | 1.203 | 1.193 | 0.96897 | 0.97707 | -0.041987 | 0.016134 | -0.058122 | -0.0019199 | -7.4223e-05 | 0.0059291 | 0.0038185 | 0.0083809 | -0.053367 | -1.8233e-05 | -0.00089784 | 1.0595e-05 | -0.0010999 | -0.0027488 | 0.15271 | 0.010129 | 1.034 | 1.149 | 1.2785 | 1.1582 | 1.147 | 1.203 | 1.0763 | 0.96699 | 3.9239 | 1.3286 | 1.2314 | -0.021506 | 0 | 0.031132 | 0.0095551 | -0.19836 | 0.15271 | 0.00094025 | 0.0065812 | 0.0039899 | 0.011412 | 0.012095
ACT | 2019 | 1.1714 | 1.1949 | 0.98034 | 1.1571 | 1.2163 | 1.0124 | 0.96306 | 0.007129 | 0.0048999 | 0.002229 | 0.0010643 | 5.1418e-05 | 0.0054551 | 0.0038867 | -0.0055576 | 0.014582 | -1.1539e-05 | -0.00016862 | -2.4202e-05 | -0.0030294 | -0.0091195 | -0.038924 | 0.019342 | 1.0464 | 1.149 | 1.3148 | 1.1691 | 1.3127 | 1.1571 | 1.0763 | 0.96841 | 3.9239 | 1.3485 | 1.2723 | 0.011936 | 0 | 0.028053 | 0.0094186 | 0.13497 | -0.038924 | -2.2501e-06 | 0.0014695 | 0 | 0.014919 | 0.032685
ACT | 2020 | 1.1892 | 1.1852 | 1.0034 | 1.0987 | 1.2367 | 1.0824 | 0.96165 | 0.023287 | 0.015097 | 0.0081897 | -0.00097328 | 2.9488e-06 | 0.0038344 | 0.012908 | -0.0006751 | 0.018988 | 1.3449e-05 | -0.00043269 | -5.488e-05 | -0.0054252 | -0.0048991 | -0.051765 | 0.016559 | 1.0351 | 1.149 | 1.3413 | 1.2068 | 1.334 | 1.0987 | 1.0763 | 0.97175 | 3.974 | 1.3904 | 1.2904 | -0.010906 | 0 | 0.019884 | 0.031695 | 0.016094 | -0.051765 | -9.2437e-06 | 0.0034418 | 0.01269 | 0.030575 | 0.014097
state | year | outx | inx | tfpx | opinx | kinx | opfpx | kpfpx | tfpdelta | outdelta | indelta | outdelta1 | outdelta2 | outdelta3 | outdelta4 | outdelta5 | indelta1 | indelta2 | indelta3 | indelta4 | indelta5 | indelta6 | odelta | kdelta | q1x | q2x | q3x | q4x | q5x | x1x | x2x | x3x | x4x | x5x | x6x | outgrth1 | outgrth2 | outgrth3 | outgrth4 | outgrth5 | ingrth1 | ingrth2 | ingrth3 | ingrth4 | ingrth5 | ingrth6
NSW | 2006 | 1 | 1 | 1 | 1 | 1 | 1 | 1 | bar: q1x to x6x
NSW | 2007 | 1.0165 | 1.0281 | 0.98873 | 0.99613 | 1.0505 | 1.0205 | 0.96763 | -0.011332 | 0.016367 | -0.027699 | 0.00097971 | 0.0039555 | 0.0023391 | -0.016509 | 0.025602 | 0.0026721 | -0.00014226 | -0.0059511 | -0.00026906 | -0.0078685 | -0.01614 | -0.0038824 | 0.049274 | 1.0104 | 1.0091 | 1.0099 | 0.96466 | 0.86599 | 0.99613 | 0.99893 | 1.0549 | 1.0086 | 1.0649 | 1.057 | 0.010361 | 0.0090554 | 0.0098908 | -0.035976 | -0.14388 | -0.0038824 | -0.0010701 | 0.053416 | 0.0085229 | 0.062865 | 0.055391
NSW | 2008 | 1.0104 | 1.161 | 0.87029 | 1.2861 | 1.0797 | 0.78567 | 0.93582 | -0.12759 | -0.0060118 | -0.12158 | 0.001341 | 0.0053334 | 0.0021461 | -0.0049435 | -0.0098887 | -0.10538 | -0.00078246 | -0.0043679 | 0.00024253 | 0.002008 | -0.013298 | 0.25546 | 0.027418 | 1.024 | 1.0229 | 1.0201 | 0.9543 | 0.91887 | 1.2861 | 1.0134 | 1.103 | 0.99433 | 1.0486 | 1.1044 | 0.013356 | 0.013574 | 0.0099644 | -0.010807 | 0.059268 | 0.25546 | 0.0144 | 0.044662 | -0.014213 | -0.015411 | 0.043907
NSW | 2009 | 1.0066 | 1.144 | 0.87988 | 1.1796 | 1.1202 | 0.85327 | 0.89854 | 0.010951 | -0.0038161 | 0.014767 | -0.00072314 | 0.009825 | 0.001784 | 0.0042558 | -0.018958 | 0.035714 | -0.0013195 | -0.0045365 | 0.00040037 | -0.0049769 | -0.010514 | -0.086363 | 0.036837 | 1.0164 | 1.0488 | 1.0287 | 0.96331 | 1.0258 | 1.1796 | 1.0426 | 1.151 | 0.98448 | 1.0936 | 1.1473 | -0.0074279 | 0.025026 | 0.0084004 | 0.0093979 | 0.11013 | -0.086363 | 0.028386 | 0.042568 | -0.0099469 | 0.042044 | 0.038147
NSW | 2010 | 1.0532 | 1.2021 | 0.87609 | 1.2686 | 1.1656 | 0.83018 | 0.90355 | -0.0043135 | 0.045268 | -0.049582 | -0.00050905 | 0.00033552 | 0.0016625 | 0.0027078 | 0.041071 | -0.027384 | -0.001662 | -0.0031751 | -0.00091992 | -0.0032897 | -0.013151 | 0.0727 | 0.039708 | 1.0129 | 1.0489 | 1.0355 | 0.9685 | 0.78603 | 1.2686 | 1.0777 | 1.1903 | 1.0114 | 1.1364 | 1.1996 | -0.0034403 | 6.7858e-05 | 0.0066263 | 0.0053729 | -0.26628 | 0.0727 | 0.033157 | 0.033589 | 0.026978 | 0.038347 | 0.04453
NSW | 2011 | 1.0554 | 1.2167 | 0.86742 | 1.2536 | 1.1981 | 0.84188 | 0.88088 | -0.0099467 | 0.0021025 | -0.012049 | -6.903e-05 | 0.0099534 | 0.0019208 | 0.0048058 | -0.014509 | 0.0048836 | -0.001164 | -0.0043 | -0.00062787 | -0.0060334 | -0.0048075 | -0.011885 | 0.027508 | 1.0124 | 1.0764 | 1.0449 | 0.97899 | 0.87291 | 1.2536 | 1.1051 | 1.2367 | 1.0372 | 1.1976 | 1.2183 | -0.00055967 | 0.025915 | 0.0090464 | 0.010774 | 0.10483 | -0.011885 | 0.025026 | 0.038205 | 0.025198 | 0.052458 | 0.015471
NSW | 2012 | 1.05 | 1.3001 | 0.80762 | 1.4128 | 1.2362 | 0.7432 | 0.84937 | -0.071432 | -0.0050983 | -0.066334 | -0.0038324 | 3.0111e-06 | 0.0016304 | 0.0016463 | -0.0045456 | -0.046782 | -0.00052036 | -0.0023523 | -0.0013056 | -0.0053601 | -0.010014 | 0.11957 | 0.03133 | 0.97339 | 1.0764 | 1.0529 | 0.98259 | 0.90313 | 1.4128 | 1.1172 | 1.2638 | 1.0844 | 1.2546 | 1.257 | -0.039256 | 0 | 0.0076247 | 0.0036789 | 0.034036 | 0.11956 | 0.010943 | 0.0217 | 0.044514 | 0.046492 | 0.031283
NSW | 2013 | 1.0515 | 1.2457 | 0.84408 | 1.201 | 1.276 | 0.87554 | 0.82408 | 0.044153 | 0.0014094 | 0.042744 | -0.0052611 | 3.4589e-06 | 0.0021682 | 0.0017966 | 0.0027022 | 0.063324 | -0.0022561 | -0.00316 | -0.0014104 | -0.0044671 | -0.0092864 | -0.16245 | 0.031629 | 0.92154 | 1.0764 | 1.0638 | 0.98661 | 0.88286 | 1.201 | 1.1713 | 1.2957 | 1.1335 | 1.3034 | 1.2925 | -0.05474 | 0 | 0.010319 | 0.004075 | -0.022693 | -0.16245 | 0.047287 | 0.024893 | 0.044214 | 0.038175 | 0.027849
NSW | 2014 | 1.0784 | 1.2888 | 0.83671 | 1.2692 | 1.3038 | 0.84964 | 0.8271 | -0.0087671 | 0.025212 | -0.033979 | -0.0025397 | 0.010529 | 0.0028231 | 0.0013359 | 0.013064 | -0.021342 | 0.00018268 | 0.0012594 | -0.0019511 | -0.0036031 | -0.0085256 | 0.055235 | 0.021558 | 0.89725 | 1.107 | 1.0785 | 0.98964 | 0.7865 | 1.2692 | 1.169 | 1.2844 | 1.2084 | 1.3498 | 1.3274 | -0.02671 | 0.028003 | 0.013658 | 0.0030655 | -0.11558 | 0.055234 | -0.0019788 | -0.0087694 | 0.064007 | 0.034987 | 0.026634
NSW | 2015 | 1.0719 | 1.3364 | 0.80215 | 1.3675 | 1.3191 | 0.78387 | 0.81263 | -0.042185 | -0.0059547 | -0.03623 | 0.0014637 | 6.4208e-05 | 0.0028167 | 0.0014544 | -0.011754 | -0.029647 | -0.0019538 | -0.00070519 | 0.0015877 | -0.0030357 | -0.0024766 | 0.074619 | 0.011702 | 0.91139 | 1.107 | 1.0932 | 0.9929 | 0.87378 | 1.3675 | 1.2159 | 1.2922 | 1.1436 | 1.3827 | 1.3441 | 0.015632 | 0 | 0.013541 | 0.0032959 | 0.10524 | 0.074619 | 0.039312 | 0.0060989 | -0.055126 | 0.024113 | 0.012484
NSW | 2016 | 1.0778 | 1.297 | 0.83096 | 1.2298 | 1.342 | 0.87639 | 0.80308 | 0.035286 | 0.0054217 | 0.029864 | 0.00090637 | 0.00017232 | 0.0026657 | 0.0018073 | -0.00012999 | 0.041757 | -0.00094257 | -0.0016513 | -0.0014124 | -0.0027187 | -0.0051682 | -0.10615 | 0.017235 | 0.92063 | 1.107 | 1.1067 | 0.99683 | 0.87804 | 1.2298 | 1.2376 | 1.3079 | 1.1921 | 1.4113 | 1.3646 | 0.010091 | 0 | 0.012325 | 0.0039443 | 0.0048634 | -0.10615 | 0.017688 | 0.012068 | 0.041563 | 0.020435 | 0.015175
NSW | 2017 | 1.082 | 1.2615 | 0.85769 | 1.1364 | 1.3418 | 0.95214 | 0.80639 | 0.031671 | 0.0038923 | 0.027778 | 0.00035545 | 0.005071 | 0.0028024 | 0.0014345 | -0.0057711 | 0.028909 | -0.00045513 | -0.00054862 | -0.0010558 | -0.0034422 | 0.0043708 | -0.07901 | -0.00021616 | 0.92396 | 1.1217 | 1.1215 | 1 | 0.91517 | 1.1364 | 1.2459 | 1.3107 | 1.2269 | 1.4469 | 1.3443 | 0.0036081 | 0.01321 | 0.013311 | 0.0032261 | 0.04142 | -0.079009 | 0.0067204 | 0.0020928 | 0.028744 | 0.024896 | -0.015025
NSW | 2018 | 1.0992 | 1.2312 | 0.89278 | 1.0509 | 1.3533 | 1.0459 | 0.81224 | 0.04009 | 0.015775 | 0.024315 | -0.00037094 | -4.8724e-05 | 0.0032167 | 0.0013822 | 0.011596 | 0.02891 | 0.0013572 | -0.0013854 | 0.00077718 | -0.0019839 | -0.0033602 | -0.078175 | 0.0085507 | 0.92035 | 1.1217 | 1.139 | 1.0032 | 0.84035 | 1.0509 | 1.2115 | 1.3257 | 1.1961 | 1.4783 | 1.3614 | -0.0039215 | 0 | 0.015439 | 0.003154 | -0.08529 | -0.078175 | -0.027983 | 0.011438 | -0.025364 | 0.021527 | 0.012699
NSW | 2019 | 1.0911 | 1.2408 | 0.87936 | 1.0555 | 1.3667 | 1.0338 | 0.79837 | -0.015147 | -0.0073569 | -0.0077898 | 0.00060939 | 0.0018501 | 0.0030537 | 0.0020776 | -0.014948 | -0.001565 | -0.00010888 | -0.00076819 | 0.00039195 | -0.0024788 | -0.0032608 | 0.0043306 | 0.0098626 | 0.92632 | 1.1268 | 1.1551 | 1.0078 | 0.93653 | 1.0555 | 1.2145 | 1.3329 | 1.1831 | 1.5093 | 1.3767 | 0.0064683 | 0.0045411 | 0.014055 | 0.004539 | 0.10837 | 0.0043301 | 0.0024274 | 0.0053715 | -0.010943 | 0.020753 | 0.011166
NSW | 2020 | 1.074 | 1.21 | 0.88763 | 0.96743 | 1.3854 | 1.1102 | 0.77523 | 0.0093689 | -0.01578 | 0.025149 | -0.0018958 | 0.0002117 | 0.0028949 | 0.0015667 | -0.018558 | 0.033067 | 1.0978e-06 | -0.0013569 | -0.0013813 | -0.0028393 | -0.0023417 | -0.087096 | 0.013625 | 0.90916 | 1.1268 | 1.1698 | 1.011 | 1.0506 | 0.96743 | 1.2117 | 1.3456 | 1.2298 | 1.5408 | 1.3933 | -0.018702 | 0 | 0.012623 | 0.003203 | 0.11491 | -0.087096 | -0.0023173 | 0.0094864 | 0.038666 | 0.020598 | 0.011932
state | year | outx | inx | tfpx | opinx | kinx | opfpx | kpfpx | tfpdelta | outdelta | indelta | outdelta1 | outdelta2 | outdelta3 | outdelta4 | outdelta5 | indelta1 | indelta2 | indelta3 | indelta4 | indelta5 | indelta6 | odelta | kdelta | q1x | q2x | q3x | q4x | q5x | x1x | x2x | x3x | x4x | x5x | x6x | outgrth1 | outgrth2 | outgrth3 | outgrth4 | outgrth5 | ingrth1 | ingrth2 | ingrth3 | ingrth4 | ingrth5 | ingrth6
VIC | 2006 | 1 | 1 | 1 | 1 | 1 | 1 | 1 | bar: q1x to x6x
VIC | 2007 | 1.0186 | 1.0206 | 0.99801 | 1.0151 | 1.025 | 1.0035 | 0.9938 | -0.001995 | 0.018439 | -0.020434 | 0.0013969 | 0.01886 | 0.0032844 | 0.0027417 | -0.0078448 | -0.0042895 | -0.0001165 | -0.00076072 | -4.155e-05 | -0.0078987 | -0.0073267 | 0.014984 | 0.024657 | 1.0144 | 1.0507 | 1.016 | 1.0063 | 1.0589 | 1.0151 | 1.0028 | 1.0034 | 0.99951 | 1.0571 | 1.0329 | 0.014318 | 0.049464 | 0.015855 | 0.0062658 | 0.05722 | 0.014985 | 0.0028126 | 0.0034434 | -0.00049103 | 0.055504 | 0.032382
VIC | 2008 | 1.0729 | 1.0369 | 1.0347 | 1.0127 | 1.0494 | 1.0594 | 1.0224 | 0.036114 | 0.051903 | -0.015788 | 0.0017315 | 0.023269 | 0.0031384 | 0.0021746 | 0.02159 | -0.0053704 | -0.0001137 | -0.00074173 | -0.00024799 | -0.002017 | -0.0072977 | -0.0023251 | 0.023539 | 1.0327 | 1.1156 | 1.0306 | 1.0109 | 0.89837 | 1.0127 | 1.0101 | 1.0074 | 1.038 | 1.0962 | 1.0693 | 0.017821 | 0.059971 | 0.014264 | 0.0046199 | -0.16439 | -0.0023259 | 0.0072857 | 0.0039474 | 0.03777 | 0.036342 | 0.0346
VIC | 2009 | 1.0669 | 1.0995 | 0.9703 | 1.1201 | 1.0868 | 0.95249 | 0.98167 | -0.064266 | -0.0056084 | -0.058657 | -0.00039126 | 0.027169 | 0.0025016 | 0.0045733 | -0.039461 | -0.033626 | -0.00039349 | 0.00056721 | -0.00041842 | -0.013427 | -0.011359 | 0.10075 | 0.035034 | 1.0283 | 1.1976 | 1.044 | 1.0218 | 1.1926 | 1.1201 | 1.0182 | 1.0043 | 1.0544 | 1.1947 | 1.1217 | -0.0042341 | 0.070852 | 0.012951 | 0.010667 | 0.2833 | 0.10075 | 0.0079403 | -0.0030911 | 0.015664 | 0.086016 | 0.047899
VIC | 2010 | 1.1028 | 1.1195 | 0.98508 | 1.1347 | 1.1089 | 0.97183 | 0.99449 | 0.015117 | 0.033077 | -0.01796 | 0.0017936 | 0.00022304 | 0.0030177 | 0.0032983 | 0.024744 | -0.0081492 | -0.00052539 | -0.00024139 | -7.4394e-06 | -0.0058295 | -0.0032072 | 0.012973 | 0.020108 | 1.0475 | 1.1984 | 1.0584 | 1.0292 | 1.0077 | 1.1347 | 1.0351 | 1.006 | 1.0732 | 1.263 | 1.14 | 0.018478 | 0.00074114 | 0.013688 | 0.0071909 | -0.16842 | 0.012973 | 0.016434 | 0.0017265 | 0.017687 | 0.055631 | 0.01618
VIC | 2011 | 1.1074 | 1.1524 | 0.96093 | 1.1938 | 1.1271 | 0.92761 | 0.98249 | -0.024826 | 0.0041702 | -0.028997 | -0.0020317 | -2.9485e-05 | 0.0027719 | 0.0007151 | 0.0027444 | -0.018186 | -9.2409e-05 | -0.00039195 | 5.791e-05 | -0.0031973 | -0.007187 | 0.050745 | 0.016305 | 1.026 | 1.1984 | 1.0722 | 1.0308 | 0.98514 | 1.1938 | 1.0374 | 1.0077 | 1.0707 | 1.2896 | 1.1781 | -0.020744 | 0 | 0.012986 | 0.0015502 | -0.022685 | 0.050746 | 0.0022187 | 0.0016251 | -0.0022845 | 0.020831 | 0.032863
VIC | 2012 | 1.112 | 1.2148 | 0.91541 | 1.3211 | 1.15 | 0.84171 | 0.96698 | -0.048527 | 0.0041926 | -0.052719 | 0.00070152 | -1.0151e-05 | 0.0033838 | 0.0035669 | -0.0034495 | -0.0399 | -0.00069956 | -0.00087452 | -0.0020505 | -0.0042854 | -0.004909 | 0.10136 | 0.020111 | 1.0334 | 1.1984 | 1.0896 | 1.0391 | 1.0102 | 1.3211 | 1.0562 | 1.0117 | 1.2369 | 1.3279 | 1.2055 | 0.0072393 | 0 | 0.016088 | 0.0080327 | 0.025088 | 0.10136 | 0.017955 | 0.003972 | 0.14425 | 0.029269 | 0.022931
VIC | 2013 | 1.1066 | 1.2355 | 0.89567 | 1.3416 | 1.1722 | 0.82487 | 0.94405 | -0.021795 | -0.0048551 | -0.01694 | -0.0020206 | -2.0772e-05 | 0.0032788 | 0.0015901 | -0.0076825 | -0.0053523 | 0.00034274 | -0.00029676 | -0.00078282 | -0.0051136 | -0.0057376 | 0.015356 | 0.019136 | 1.0121 | 1.1984 | 1.1068 | 1.0428 | 1.0709 | 1.3416 | 1.0467 | 1.0131 | 1.3101 | 1.3801 | 1.2385 | -0.020819 | 0 | 0.015636 | 0.0035894 | 0.058428 | 0.015356 | -0.0089943 | 0.0013978 | 0.057513 | 0.038557 | 0.027027
VIC | 2014 | 1.0908 | 1.2425 | 0.87797 | 1.3225 | 1.1941 | 0.82486 | 0.91352 | -0.019964 | -0.014373 | -0.0055913 | -0.0016719 | 0.0027856 | 0.0020346 | 0.0027391 | -0.02026 | 0.0057528 | -0.00077027 | -0.00095968 | -0.00031213 | -0.0054772 | -0.0038249 | -0.014357 | 0.018509 | 0.99487 | 1.2071 | 1.1176 | 1.0493 | 1.2482 | 1.3225 | 1.0675 | 1.0176 | 1.3407 | 1.4386 | 1.2612 | -0.017199 | 0.0072302 | 0.0097099 | 0.0061817 | 0.15312 | -0.014357 | 0.019634 | 0.0044463 | 0.023083 | 0.041512 | 0.018163
VIC | 2015 | 1.1218 | 1.2678 | 0.88483 | 1.3601 | 1.2119 | 0.82481 | 0.92563 | 0.0077804 | 0.028003 | -0.020222 | 0.001704 | -0.00012233 | 0.0035117 | 0.0015739 | 0.021335 | -0.011277 | 0.00031012 | -8.7964e-05 | -2.7914e-05 | -0.0058188 | -0.0033207 | 0.028069 | 0.014827 | 1.0124 | 1.2071 | 1.1369 | 1.0531 | 1.0618 | 1.3601 | 1.0587 | 1.0178 | 1.3455 | 1.5128 | 1.2825 | 0.017496 | 0 | 0.017086 | 0.0036861 | -0.16171 | 0.028068 | -0.0082218 | 0.00015301 | 0.0035403 | 0.050323 | 0.016779
VIC | 2016 | 1.121 | 1.2904 | 0.86871 | 1.3926 | 1.2309 | 0.80496 | 0.91067 | -0.018389 | -0.00075293 | -0.017637 | 0.00049972 | 0.00041034 | 0.0036471 | 0.0020828 | -0.0073929 | -0.0074811 | -0.00079706 | -0.00029798 | -0.00026159 | -0.0046923 | -0.0041065 | 0.023606 | 0.015542 | 1.0177 | 1.2083 | 1.1568 | 1.0581 | 1.128 | 1.3926 | 1.08 | 1.0188 | 1.3742 | 1.5688 | 1.3068 | 0.0052054 | 0.00096824 | 0.017424 | 0.0046933 | 0.060541 | 0.023607 | 0.019918 | 0.00105 | 0.021153 | 0.036334 | 0.018757
VIC | 2017 | 1.1634 | 1.2862 | 0.90448 | 1.3458 | 1.2509 | 0.86447 | 0.93004 | 0.040352 | 0.037137 | 0.0032153 | 0.00018472 | 0.0010678 | 0.0038904 | 0.0036312 | 0.028363 | 0.013785 | -0.00017821 | 0.00025318 | -0.00069901 | -0.0064389 | -0.0035071 | -0.034186 | 0.016093 | 1.0197 | 1.2122 | 1.1797 | 1.0672 | 0.87307 | 1.3458 | 1.0838 | 1.0178 | 1.4413 | 1.6422 | 1.3273 | 0.0019685 | 0.0031917 | 0.01955 | 0.0085786 | -0.25623 | -0.034187 | 0.0034929 | -0.0010727 | 0.047639 | 0.045707 | 0.015571
VIC | 2018 | 1.1376 | 1.2605 | 0.90251 | 1.2359 | 1.2738 | 0.92047 | 0.8931 | -0.0021733 | -0.022411 | 0.020238 | -0.0010239 | 0.0039399 | 0.0033401 | 0.0022007 | -0.030868 | 0.031532 | 7.9532e-05 | 0.00014784 | -0.00051806 | -0.0056217 | -0.0053815 | -0.085181 | 0.018118 | 1.0089 | 1.2244 | 1.1979 | 1.0723 | 1.1522 | 1.2359 | 1.0817 | 1.0172 | 1.5009 | 1.7234 | 1.3558 | -0.010689 | 0.010059 | 0.015308 | 0.0047231 | 0.27738 | -0.085182 | -0.0019111 | -0.00049506 | 0.040545 | 0.048269 | 0.021246
VIC | 2019 | 1.1458 | 1.2788 | 0.89598 | 1.2565 | 1.2908 | 0.91191 | 0.88766 | -0.0072637 | 0.0071995 | -0.014463 | 0.00064631 | 0.0037762 | 0.0041538 | 0.002669 | -0.0040458 | -0.0061692 | 3.5449e-05 | 0.00028812 | -0.0010189 | -0.0042321 | -0.0033666 | 0.016539 | 0.013302 | 1.0157 | 1.2368 | 1.2222 | 1.0789 | 1.1928 | 1.2565 | 1.0813 | 1.016 | 1.6242 | 1.7824 | 1.3747 | 0.006718 | 0.010035 | 0.020123 | 0.0061235 | 0.034653 | 0.016539 | -0.00044395 | -0.0012279 | 0.078963 | 0.033639 | 0.013822
VIC | 2020 | 1.1593 | 1.2858 | 0.90161 | 1.2358 | 1.3163 | 0.93807 | 0.88074 | 0.0062625 | 0.011687 | -0.0054242 | -0.0036998 | 0.0070486 | 0.0024297 | 0.0023913 | 0.003517 | 0.0060542 | -0.00032237 | 0.0001496 | -0.0013707 | -0.0049341 | -0.0050009 | -0.016594 | 0.019516 | 0.9771 | 1.2605 | 1.2374 | 1.085 | 1.1639 | 1.2358 | 1.091 | 1.0154 | 1.8102 | 1.8618 | 1.4027 | -0.038728 | 0.019028 | 0.012345 | 0.0056839 | -0.024531 | -0.016594 | 0.0090002 | -0.00055876 | 0.10842 | 0.043596 | 0.020171
state | year | outx | inx | tfpx | opinx | kinx | opfpx | kpfpx | tfpdelta | outdelta | indelta | outdelta1 | outdelta2 | outdelta3 | outdelta4 | outdelta5 | indelta1 | indelta2 | indelta3 | indelta4 | indelta5 | indelta6 | odelta | kdelta | q1x | q2x | q3x | q4x | q5x | x1x | x2x | x3x | x4x | x5x | x6x | outgrth1 | outgrth2 | outgrth3 | outgrth4 | outgrth5 | ingrth1 | ingrth2 | ingrth3 | ingrth4 | ingrth5 | ingrth6
QLD | 2006 | 1 | 1 | 1 | 1 | 1 | 1 | 1 | bar: q1x to x6x
QLD | 2007 | 1.1375 | 1.0318 | 1.1025 | 1.0049 | 1.0488 | 1.132 | 1.0846 | 0.097563 | 0.12887 | -0.03131 | 0.00064882 | 0.027844 | 0.0054198 | 0.007562 | 0.087399 | -0.003117 | -0.0018678 | -0.0011788 | -0.0028579 | -0.0070311 | -0.015257 | 0.0049028 | 0.047647 | 1.0053 | 1.0626 | 1.0191 | 1.0142 | 0.70443 | 1.0049 | 1.028 | 1.008 | 1.1412 | 1.1059 | 1.0577 | 0.0052428 | 0.060712 | 0.018898 | 0.014105 | -0.35036 | 0.004903 | 0.027597 | 0.0079264 | 0.13206 | 0.10064 | 0.056073
QLD | 2008 | 1.128 | 1.0773 | 1.0471 | 1.0623 | 1.0848 | 1.0619 | 1.0398 | -0.051524 | -0.0084191 | -0.043105 | 0.002061 | 0.021404 | 0.0045745 | 0.0031491 | -0.039607 | -0.018691 | -0.00066278 | -0.0017093 | -0.0033406 | -0.0079191 | -0.010782 | 0.055527 | 0.033747 | 1.0253 | 1.1203 | 1.041 | 1.0212 | 0.84484 | 1.0623 | 1.0371 | 1.0158 | 1.3128 | 1.2205 | 1.0915 | 0.019784 | 0.052897 | 0.021291 | 0.0068756 | 0.18175 | 0.055527 | 0.0088086 | 0.0077559 | 0.1401 | 0.098644 | 0.031441
QLD | 2009 | 1.1429 | 1.0998 | 1.0392 | 1.0622 | 1.1238 | 1.0759 | 1.0169 | -0.0076207 | 0.013088 | -0.020709 | 0.0034126 | 0.011981 | 0.0046389 | 0.0049309 | -0.011875 | -0.0020858 | -0.0017284 | -0.0011441 | -0.0010498 | -0.0044519 | -0.010249 | -5.0545e-05 | 0.035341 | 1.0592 | 1.1531 | 1.0623 | 1.0317 | 0.89181 | 1.0622 | 1.0648 | 1.0253 | 1.3915 | 1.3252 | 1.1337 | 0.032513 | 0.028879 | 0.020279 | 0.010246 | 0.0541 | -5.0946e-05 | 0.026368 | 0.0092577 | 0.0582 | 0.08231 | 0.037995
QLD | 2010 | 1.1763 | 1.1216 | 1.0487 | 1.0572 | 1.1612 | 1.1126 | 1.013 | 0.0091138 | 0.02879 | -0.019676 | 0.00091835 | 0.021271 | 0.0039449 | 0.003562 | -0.00090665 | 0.0019784 | -0.0010733 | -0.0010799 | -0.0017423 | -0.0050869 | -0.012672 | -0.0047884 | 0.032712 | 1.0688 | 1.2143 | 1.0808 | 1.0394 | 0.89872 | 1.0572 | 1.0816 | 1.031 | 1.4892 | 1.4101 | 1.1824 | 0.008969 | 0.051646 | 0.017211 | 0.0074257 | 0.0077229 | -0.0047888 | 0.015639 | 0.0055444 | 0.067873 | 0.062069 | 0.042022
QLD | 2011 | 1.1969 | 1.2046 | 0.99358 | 1.2298 | 1.1926 | 0.97321 | 1.0036 | -0.053975 | 0.017391 | -0.071366 | -0.0051827 | -0.00026514 | 0.0036108 | 0.0018694 | 0.017358 | -0.053897 | -0.00087815 | -0.0019095 | -0.0022449 | -0.0036766 | -0.0087599 | 0.15129 | 0.026663 | 1.0169 | 1.2143 | 1.0977 | 1.0435 | 0.83584 | 1.2298 | 1.0955 | 1.0417 | 1.6186 | 1.4794 | 1.2165 | -0.049732 | 0 | 0.015504 | 0.0039581 | -0.072535 | 0.15129 | 0.012755 | 0.010414 | 0.08333 | 0.048002 | 0.028461
QLD | 2012 | 1.2309 | 1.2392 | 0.99329 | 1.285 | 1.2214 | 0.95791 | 1.0077 | -0.00028878 | 0.028002 | -0.028291 | 0.00064693 | -0.00016948 | 0.0030341 | 0.0035671 | 0.020923 | -0.012925 | -0.001842 | -0.0014502 | -0.00049697 | -0.003383 | -0.0081931 | 0.043843 | 0.023908 | 1.0234 | 1.2143 | 1.1127 | 1.0517 | 0.74597 | 1.285 | 1.1225 | 1.0514 | 1.6459 | 1.5439 | 1.2502 | 0.0063399 | 0 | 0.013604 | 0.0077795 | -0.11375 | 0.043844 | 0.024389 | 0.0092311 | 0.016734 | 0.042665 | 0.027291
QLD | 2013 | 1.2337 | 1.2178 | 1.013 | 1.195 | 1.2332 | 1.0324 | 1.0004 | 0.019655 | 0.0022746 | 0.01738 | -0.0010074 | -0.00015827 | 0.0028506 | -0.0063775 | 0.0069672 | 0.023535 | 0.0065345 | -0.0012275 | -0.0016463 | -0.0029582 | -0.006857 | -0.072566 | 0.0095998 | 1.0131 | 1.2143 | 1.1274 | 1.0371 | 0.71049 | 1.195 | 1.0227 | 1.0591 | 1.7464 | 1.605 | 1.2782 | -0.010113 | 0 | 0.013135 | -0.013927 | -0.048735 | -0.072566 | -0.0931 | 0.0072768 | 0.059245 | 0.038797 | 0.022203
QLD | 2014 | 1.2506 | 1.2204 | 1.0248 | 1.1419 | 1.269 | 1.0952 | 0.9855 | 0.011593 | 0.013656 | -0.0020632 | 2.0092e-05 | -0.00012011 | 0.0028776 | 0.0021604 | 0.0087183 | 0.015894 | -0.00056327 | -0.002037 | -0.00056108 | -0.002464 | -0.012332 | -0.045454 | 0.028649 | 1.0132 | 1.2143 | 1.1428 | 1.0421 | 0.66445 | 1.1419 | 1.0299 | 1.0724 | 1.7854 | 1.6603 | 1.3318 | 0.00010955 | 0 | 0.013564 | 0.0047623 | -0.066989 | -0.045454 | 0.007031 | 0.012468 | 0.022117 | 0.033851 | 0.041025
QLD | 2015 | 1.2209 | 1.2779 | 0.95546 | 1.2339 | 1.3055 | 0.98949 | 0.93523 | -0.070082 | -0.024027 | -0.046055 | 0.00072705 | 4.5703e-05 | 0.0027486 | 0.0039894 | -0.031538 | -0.027217 | 0.00022038 | -0.0055479 | -0.0010528 | -0.0033833 | -0.0090745 | 0.077488 | 0.028327 | 1.0207 | 1.2143 | 1.1575 | 1.0513 | 0.82135 | 1.2339 | 1.0266 | 1.109 | 1.854 | 1.7208 | 1.3703 | 0.0073895 | 0 | 0.012817 | 0.0088445 | 0.21199 | 0.077488 | -0.0032333 | 0.033576 | 0.037691 | 0.035797 | 0.028512
QLD | 2016 | 1.2328 | 1.2633 | 0.97581 | 1.1678 | 1.3225 | 1.0556 | 0.93215 | 0.021081 | 0.0096375 | 0.011443 | 0.00021296 | 0.00012523 | 0.0036278 | 0.0010033 | 0.0046682 | 0.019226 | -2.8419e-05 | 0.00096457 | 0.00023538 | -0.0019299 | -0.0070243 | -0.055043 | 0.012935 | 1.0229 | 1.2143 | 1.1768 | 1.0536 | 0.79577 | 1.1678 | 1.0269 | 1.103 | 1.8509 | 1.7736 | 1.402 | 0.0021497 | 0 | 0.016515 | 0.0021064 | -0.031629 | -0.055042 | 0.00031952 | -0.0054381 | -0.0016656 | 0.030245 | 0.02286
QLD | 2017 | 1.2778 | 1.2545 | 1.0186 | 1.1107 | 1.3439 | 1.1505 | 0.95082 | 0.042918 | 0.035881 | 0.0070375 | -0.00056399 | -0.00016551 | 0.0030745 | 0.0016584 | 0.031877 | 0.018045 | -0.0027978 | 0.0012904 | -0.00062274 | -0.0023316 | -0.0065461 | -0.050158 | 0.016045 | 1.0171 | 1.2143 | 1.1947 | 1.0576 | 0.64279 | 1.1107 | 1.0725 | 1.0927 | 1.8872 | 1.8197 | 1.4345 | -0.0057183 | 0 | 0.015098 | 0.0038467 | -0.2135 | -0.050158 | 0.04343 | -0.009376 | 0.019397 | 0.025676 | 0.022964
QLD | 2018 | 1.2656 | 1.267 | 0.99893 | 1.1273 | 1.3565 | 1.1227 | 0.93303 | -0.0195 | -0.0095828 | -0.0099167 | -0.00052632 | 0.00010752 | 0.0040133 | 4.7501e-05 | -0.013225 | -0.0053033 | -0.00013744 | -0.0032478 | 0.00010156 | 0.00015265 | -0.0014824 | 0.014814 | 0.0093076 | 1.0118 | 1.2143 | 1.2166 | 1.0576 | 0.70793 | 1.1273 | 1.0754 | 1.1139 | 1.8887 | 1.8296 | 1.4455 | -0.0052452 | 0 | 0.01815 | -3.1061e-05 | 0.096536 | 0.014814 | 0.0026979 | 0.019263 | 0.00081169 | 0.0054304 | 0.0076005
QLD | 2019 | 1.2483 | 1.2565 | 0.99349 | 1.0988 | 1.3573 | 1.136 | 0.91969 | -0.0054604 | -0.013796 | 0.0083356 | 0.0012221 | 0.00016332 | 0.0029732 | 0.0019056 | -0.02006 | 0.0092713 | 0.00016337 | 0.002872 | 0.00017664 | -0.0017027 | -0.002445 | -0.025573 | 0.00060348 | 1.0242 | 1.2143 | 1.232 | 1.0618 | 0.80163 | 1.0988 | 1.0726 | 1.0943 | 1.8765 | 1.8704 | 1.4573 | 0.012267 | 0 | 0.012595 | 0.0039401 | 0.1243 | -0.025573 | -0.0025963 | -0.01778 | -0.006496 | 0.02201 | 0.008108
QLD | 2020 | 1.2526 | 1.2581 | 0.99568 | 1.0917 | 1.3681 | 1.1475 | 0.9156 | 0.0021962 | 0.0034863 | -0.0012901 | -0.00064586 | 0.0017826 | 0.00157 | 0.0022876 | -0.0015081 | 0.0026331 | -0.00085576 | -0.00078745 | -0.0010223 | -0.00066256 | -0.00059511 | -0.006526 | 0.0079443 | 1.0177 | 1.2197 | 1.2409 | 1.067 | 0.8085 | 1.0917 | 1.088 | 1.0994 | 1.9604 | 1.9021 | 1.4633 | -0.0064045 | 0.0044758 | 0.0071619 | 0.0049622 | 0.0085245 | -0.0065257 | 0.014214 | 0.0046707 | 0.043763 | 0.016822 | 0.004158
state | year | outx | inx | tfpx | opinx | kinx | opfpx | kpfpx | tfpdelta | outdelta | indelta | outdelta1 | outdelta2 | outdelta3 | outdelta4 | outdelta5 | indelta1 | indelta2 | indelta3 | indelta4 | indelta5 | indelta6 | odelta | kdelta | q1x | q2x | q3x | q4x | q5x | x1x | x2x | x3x | x4x | x5x | x6x | outgrth1 | outgrth2 | outgrth3 | outgrth4 | outgrth5 | ingrth1 | ingrth2 | ingrth3 | ingrth4 | ingrth5 | ingrth6
SA | 2006 | 1 | 1 | 1 | 1 | 1 | 1 | 1 | bar: q1x to x6x
SA | 2007 | 0.97423 | 1.0032 | 0.97115 | 0.9268 | 1.0364 | 1.0512 | 0.94004 | -0.029279 | -0.026107 | -0.0031722 | 0.0028907 | -0.00077791 | -0.00011459 | 0.0025278 | -0.030633 | 0.019284 | -0.0001874 | -2.6671e-06 | -7.1859e-05 | -0.0085055 | -0.013688 | -0.076016 | 0.035723 | 1.0278 | 1 | 1.0008 | 1.0058 | 1.153 | 0.9268 | 1.009 | 1.0001 | 1.0213 | 1.0403 | 1.0517 | 0.027382 | 0 | 0.0007534 | 0.0058265 | 0.1424 | -0.076016 | 0.0089769 | 5.3697e-05 | 0.021036 | 0.039509 | 0.050361
SA | 2008 | 1.0732 | 1.0496 | 1.0225 | 1.0378 | 1.0592 | 1.0341 | 1.0133 | 0.05156 | 0.096768 | -0.045207 | 0.00061136 | 0.028578 | 0.0010229 | 0.0030657 | 0.06349 | -0.027303 | -0.00022134 | 8.8732e-05 | -9.6454e-05 | -0.0091928 | -0.0084822 | 0.1131 | 0.021752 | 1.0356 | 1.0704 | 1.0029 | 1.0117 | 0.83106 | 1.0378 | 1.018 | 1.0001 | 1.0425 | 1.0806 | 1.0747 | 0.0075832 | 0.068013 | 0.0021582 | 0.0057929 | -0.32746 | 0.1131 | 0.008897 | 5.3598e-05 | 0.020603 | 0.038007 | 0.02164
SA | 2009 | 1.102 | 1.1073 | 0.99526 | 1.1433 | 1.0899 | 0.96393 | 1.0111 | -0.027031 | 0.02651 | -0.053541 | -0.00068447 | 0.030144 | 0.0091104 | 0.0042839 | -0.016343 | -0.035975 | -0.0003172 | -0.00015791 | -0.00024292 | -0.0085973 | -0.0082511 | 0.096821 | 0.02865 | 1.0285 | 1.1546 | 1.0457 | 1.0212 | 0.91202 | 1.1433 | 1.0339 | 1.001 | 1.1182 | 1.1311 | 1.1056 | -0.0068639 | 0.075738 | 0.041818 | 0.0093117 | 0.092957 | 0.096821 | 0.015446 | 0.00092404 | 0.070118 | 0.045634 | 0.028389
SA | 2010 | 1.0479 | 1.1288 | 0.92833 | 1.1369 | 1.1255 | 0.92179 | 0.9311 | -0.069616 | -0.050337 | -0.019279 | 0.0022794 | 0.00023728 | 0.0032233 | 0.0030485 | -0.059126 | 0.0028114 | -0.00041947 | 3.5925e-05 | 1.028e-05 | -0.0069392 | -0.014778 | -0.0056314 | 0.0321 | 1.0501 | 1.1546 | 1.0618 | 1.028 | 1.2261 | 1.1369 | 1.0538 | 1.0012 | 1.1147 | 1.1688 | 1.1567 | 0.0208 | 0 | 0.015227 | 0.0067172 | 0.29592 | -0.005632 | 0.019123 | 0.00021263 | -0.0031828 | 0.032851 | 0.045139
SA | 2011 | 1.0725 | 1.2311 | 0.87117 | 1.4191 | 1.1467 | 0.75573 | 0.93528 | -0.063552 | 0.023119 | -0.086671 | -0.0023279 | -0.0001943 | 0.0024873 | -3.4384e-05 | 0.023188 | -0.073505 | 0.00071794 | -7.1319e-05 | 0.00041815 | -0.0041955 | -0.010036 | 0.22176 | 0.018639 | 1.0278 | 1.1546 | 1.0735 | 1.0279 | 1.1098 | 1.4191 | 1.0202 | 1.0021 | 0.9985 | 1.1932 | 1.189 | -0.021492 | 0 | 0.010933 | -0.00017058 | -0.099609 | 0.22175 | -0.032421 | 0.0008296 | -0.11008 | 0.02067 | 0.02755
SA | 2012 | 1.1126 | 1.2635 | 0.88054 | 1.4595 | 1.1782 | 0.76226 | 0.94428 | 0.010702 | 0.036704 | -0.026002 | -0.0022737 | -0.00028557 | 0.0021107 | 0.0024075 | 0.034745 | -0.0083587 | -0.00026543 | 0.00056111 | -0.00048824 | -0.0038375 | -0.013613 | 0.028094 | 0.027125 | 1.0059 | 1.1546 | 1.0839 | 1.0332 | 0.9016 | 1.4595 | 1.0327 | 0.99702 | 1.1365 | 1.218 | 1.2398 | -0.021574 | 0 | 0.0096394 | 0.0051935 | -0.2078 | 0.028094 | 0.012125 | -0.0050601 | 0.12947 | 0.020562 | 0.041883
SA | 2013 | 1.0981 | 1.306 | 0.84081 | 1.5463 | 1.1974 | 0.71015 | 0.91706 | -0.046174 | -0.013091 | -0.033083 | -8.3688e-05 | 3.9008e-05 | 0.00091493 | 0.0012094 | -0.015171 | -0.022947 | -9.2494e-05 | 2.1873e-05 | -2.6699e-05 | -0.0023374 | -0.0077016 | 0.057723 | 0.01616 | 1.0049 | 1.1546 | 1.0885 | 1.036 | 0.99733 | 1.5463 | 1.0366 | 0.9975 | 1.1443 | 1.2344 | 1.269 | -0.00095339 | 0 | 0.0042709 | 0.0026728 | 0.10091 | 0.057723 | 0.0037931 | 0.00048721 | 0.0068394 | 0.013392 | 0.023235
SA | 2014 | 1.0679 | 1.3321 | 0.80163 | 1.5825 | 1.2151 | 0.67478 | 0.8788 | -0.047719 | -0.027913 | -0.019806 | -0.0037235 | 6.5904e-05 | 0.0010222 | 0.0010463 | -0.026323 | -0.011044 | 5.3436e-05 | 0.0010444 | -8.4122e-05 | -0.0024978 | -0.0072785 | 0.02318 | 0.014708 | 0.96794 | 1.1546 | 1.0936 | 1.0383 | 1.172 | 1.5825 | 1.0337 | 0.98766 | 1.173 | 1.2534 | 1.2977 | -0.037471 | 0 | 0.0047078 | 0.0022774 | 0.16135 | 0.02318 | -0.0027567 | -0.0099192 | 0.024747 | 0.015263 | 0.022371
SA | 2015 | 1.1156 | 1.356 | 0.8227 | 1.6442 | 1.2291 | 0.67849 | 0.90767 | 0.025946 | 0.043725 | -0.01778 | -0.0024013 | -0.00021741 | 0.00048771 | 0.00054393 | 0.045312 | -0.0094991 | -0.00035533 | 0.0030135 | -0.00013832 | -0.0025377 | -0.0082628 | 0.038237 | 0.011398 | 0.94413 | 1.1546 | 1.0964 | 1.0397 | 0.86719 | 1.6442 | 1.0513 | 0.95872 | 1.218 | 1.2714 | 1.3247 | -0.024899 | 0 | 0.0025473 | 0.0013428 | -0.30117 | 0.038237 | 0.01689 | -0.029741 | 0.037686 | 0.014191 | 0.020652
SA | 2016 | 1.1031 | 1.2835 | 0.8595 | 1.3789 | 1.243 | 0.80002 | 0.88748 | 0.04376 | -0.011213 | 0.054973 | 3.151e-05 | 0.00023287 | 0.0012523 | 0.0032008 | -0.015931 | 0.06186 | 0.00017737 | -0.00053115 | 4.632e-05 | -0.0047266 | -0.0018528 | -0.17598 | 0.011286 | 0.94528 | 1.1546 | 1.1025 | 1.0469 | 0.97961 | 1.3789 | 1.0432 | 0.96436 | 1.2126 | 1.3033 | 1.3362 | 0.0012196 | 0 | 0.0054975 | 0.0068584 | 0.1219 | -0.17598 | -0.0078177 | 0.0058675 | -0.0044889 | 0.024794 | 0.0085738
SA | 2017 | 1.0884 | 1.3573 | 0.80188 | 1.5883 | 1.2542 | 0.68524 | 0.86779 | -0.069388 | -0.013479 | -0.05591 | -0.0013595 | -1.2784e-05 | 0.0048731 | 0.00082729 | -0.017807 | -0.049741 | -0.00025352 | -0.00030596 | 1.9224e-05 | -0.00097025 | -0.0046586 | 0.14139 | 0.0089483 | 0.93246 | 1.1546 | 1.1277 | 1.0488 | 1.0917 | 1.5883 | 1.0582 | 0.96427 | 1.2118 | 1.3189 | 1.342 | -0.013661 | 0 | 0.02263 | 0.0018337 | 0.10836 | 0.14139 | 0.014349 | -9.2875e-05 | -0.00063229 | 0.011916 | 0.004389
SA | 2018 | 1.1151 | 1.3568 | 0.82184 | 1.5563 | 1.2667 | 0.71647 | 0.8803 | 0.024576 | 0.02423 | 0.00034643 | -0.00053906 | -9.7411e-05 | 0.0037854 | 0.0016492 | 0.019432 | 0.0062651 | -0.00011337 | -0.0008632 | -9.7349e-05 | -0.0019728 | -0.0028719 | -0.020341 | 0.0099198 | 0.92691 | 1.1546 | 1.1484 | 1.0528 | 0.96686 | 1.5563 | 1.0658 | 0.97391 | 1.2581 | 1.3356 | 1.3551 | -0.0059654 | 0 | 0.018162 | 0.0038142 | -0.12145 | -0.020341 | 0.0071131 | 0.0099438 | 0.037485 | 0.012628 | 0.0097196
SA | 2019 | 1.0966 | 1.3786 | 0.79545 | 1.5969 | 1.2798 | 0.6867 | 0.85686 | -0.032631 | -0.016715 | -0.015917 | -0.0010453 | 5.5898e-05 | 0.0028874 | -1.5328e-05 | -0.018598 | -0.009376 | 7.1453e-05 | -0.00068857 | -1.2856e-05 | -0.004937 | -0.00097362 | 0.025733 | 0.010278 | 0.91752 | 1.1546 | 1.1635 | 1.0527 | 1.0888 | 1.5969 | 1.0615 | 0.98113 | 1.2651 | 1.3753 | 1.3598 | -0.010186 | 0 | 0.013108 | -0.00014557 | 0.1188 | 0.025733 | -0.0040372 | 0.007386 | 0.0055503 | 0.029244 | 0.0034202
SA | 2020 | 1.1285 | 1.3353 | 0.84512 | 1.4232 | 1.2982 | 0.79292 | 0.86924 | 0.060574 | 0.028658 | 0.031916 | -0.0018962 | -0.00012822 | 0.001746 | 0.00047524 | 0.028461 | 0.041952 | -6.491e-05 | -0.0012727 | -4.7697e-05 | -0.004328 | -0.0043221 | -0.11517 | 0.01431 | 0.89914 | 1.1546 | 1.1743 | 1.0541 | 0.90026 | 1.4232 | 1.0654 | 0.99421 | 1.2914 | 1.4105 | 1.3746 | -0.020232 | 0 | 0.0092328 | 0.0013205 | -0.19018 | -0.11517 | 0.0036986 | 0.013244 | 0.020571 | 0.025296 | 0.010821
state | year | outx | inx | tfpx | opinx | kinx | opfpx | kpfpx | tfpdelta | outdelta | indelta | outdelta1 | outdelta2 | outdelta3 | outdelta4 | outdelta5 | indelta1 | indelta2 | indelta3 | indelta4 | indelta5 | indelta6 | odelta | kdelta | q1x | q2x | q3x | q4x | q5x | x1x | x2x | x3x | x4x | x5x | x6x | outgrth1 | outgrth2 | outgrth3 | outgrth4 | outgrth5 | ingrth1 | ingrth2 | ingrth3 | ingrth4 | ingrth5 | ingrth6
TAS | 2006 | 1 | 1 | 1 | 1 | 1 | 1 | 1 | bar: q1x to x6x
TAS | 2007 | 0.97703 | 1.0086 | 0.96872 | 0.99797 | 1.0139 | 0.97902 | 0.96367 | -0.03178 | -0.023237 | -0.0085426 | -0.00069459 | 0.03107 | 0.0038647 | -0.00043105 | -0.057045 | -0.0011299 | 1.0977e-06 | 9.0869e-05 | 5.9822e-05 | -7.6869e-05 | -0.0074877 | -0.0020294 | 0.013768 | 0.9929 | 1.08 | 1.0193 | 1 | 1.3359 | 0.99797 | 1 | 1 | 1 | 1.0003 | 1.0372 | -0.0071282 | 0.076926 | 0.019134 | 9.3927e-06 | 0.28962 | -0.0020291 | 0 | 0 | 0 | 0.0002582 | 0.036524
TAS | 2008 | 0.97877 | 1.0251 | 0.95476 | 1.0078 | 1.0343 | 0.97115 | 0.94627 | -0.014517 | 0.0017749 | -0.016292 | 0.00052218 | 0.0021036 | 0.0045959 | 0.00040388 | -0.0058506 | -0.0024765 | 3.4538e-07 | 6.0783e-05 | 1.8835e-06 | -0.00013656 | -0.013742 | 0.0098467 | 0.019997 | 0.99829 | 1.0856 | 1.039 | 1 | 1.3775 | 1.0078 | 1 | 1 | 1 | 1.0003 | 1.0878 | 0.0054134 | 0.0052129 | 0.019151 | 0 | 0.030645 | 0.009847 | 0 | 0 | 0 | 0 | 0.047598
TAS | 2009 | 0.95256 | 1.0803 | 0.88179 | 1.1261 | 1.055 | 0.84593 | 0.90286 | -0.079509 | -0.027137 | -0.052372 | 0.0034055 | 4.3587e-05 | 0.0040918 | 0.00092669 | -0.035604 | -0.038251 | -3.0608e-05 | 0.00054647 | -0.0014315 | 0.00017057 | -0.013376 | 0.1109 | 0.01982 | 1.0309 | 1.0856 | 1.0591 | 1.0027 | 1.6128 | 1.1261 | 1.0067 | 0.99905 | 1.4522 | 1.003 | 1.1326 | 0.032128 | 0 | 0.019168 | 0.0027168 | 0.15769 | 0.1109 | 0.0066801 | -0.00094957 | 0.37308 | 0.0027416 | 0.040427
TAS | 2010 | 0.95856 | 1.1711 | 0.81853 | 1.3334 | 1.0887 | 0.71889 | 0.88049 | -0.07444 | 0.00628 | -0.08072 | -0.00098941 | -2.7019e-05 | 0.0043864 | 0.0082268 | -0.0053167 | -0.060984 | 5.9757e-07 | -0.0052328 | -2.7102e-05 | -0.0048266 | -0.0096505 | 0.16901 | 0.031376 | 1.0217 | 1.0856 | 1.0796 | 1.0199 | 1.6767 | 1.3334 | 1.0067 | 1.0185 | 1.4589 | 1.044 | 1.1817 | -0.0089416 | 0 | 0.019184 | 0.016966 | 0.038889 | 0.16901 | 0 | 0.019232 | 0.0046189 | 0.040083 | 0.042412
TAS | 2011 | 1.0401 | 1.1759 | 0.88449 | 1.2835 | 1.1225 | 0.81037 | 0.92658 | 0.077501 | 0.081628 | -0.0041271 | -0.0023874 | -7.5186e-05 | 0.0042962 | 0.0086274 | 0.071167 | 0.01535 | 4.4184e-07 | -0.0026096 | -0.00056859 | -0.0049925 | -0.011307 | -0.038156 | 0.030606 | 0.99913 | 1.0856 | 1.1006 | 1.0385 | 1.1589 | 1.2835 | 1.0067 | 1.0285 | 1.6942 | 1.0873 | 1.2395 | -0.022339 | 0 | 0.0192 | 0.018114 | -0.36934 | -0.038156 | 0 | 0.0098125 | 0.14953 | 0.040622 | 0.047782
TAS | 2012 | 1.0173 | 1.2279 | 0.82846 | 1.4003 | 1.1403 | 0.72649 | 0.89212 | -0.065438 | -0.022164 | -0.043273 | -0.0029043 | 1.033e-05 | 0.0019911 | 0.004038 | -0.0253 | -0.033097 | 9.7933e-07 | -0.0019016 | -8.9443e-05 | -0.001636 | -0.0065499 | 0.087102 | 0.015737 | 0.97063 | 1.0856 | 1.1107 | 1.0477 | 1.3463 | 1.4003 | 1.0067 | 1.0355 | 1.7413 | 1.1017 | 1.2733 | -0.028947 | 0 | 0.0091657 | 0.0088138 | 0.14987 | 0.087102 | 0 | 0.0067672 | 0.027399 | 0.013187 | 0.026888
TAS | 2013 | 1.0435 | 1.1436 | 0.91245 | 1.1363 | 1.1465 | 0.91832 | 0.91019 | 0.096561 | 0.025431 | 0.07113 | -0.0016199 | -3.4137e-05 | 0.0011056 | 0.0022851 | 0.023694 | 0.075002 | -1.29e-06 | -0.00086994 | -1.0858e-06 | -0.00086475 | -0.0021347 | -0.2089 | 0.0053705 | 0.95482 | 1.0856 | 1.1166 | 1.0531 | 1.1589 | 1.1363 | 1.0067 | 1.039 | 1.7346 | 1.1089 | 1.2834 | -0.016422 | 0 | 0.0052879 | 0.005108 | -0.14991 | -0.2089 | 0 | 0.0033655 | -0.0038685 | 0.0064349 | 0.0078524
TAS | 2014 | 0.99295 | 1.1624 | 0.85424 | 1.1593 | 1.164 | 0.85651 | 0.85306 | -0.065918 | -0.049648 | -0.016271 | -0.003315 | 3.71e-05 | 0.00073213 | 0.0033491 | -0.050451 | -0.0067985 | 1.8991e-06 | -0.00148 | -0.00031813 | -0.0025876 | -0.0050882 | 0.020039 | 0.015179 | 0.92426 | 1.0856 | 1.1201 | 1.0606 | 1.5685 | 1.1593 | 1.0064 | 1.0445 | 1.9118 | 1.1344 | 1.3107 | -0.032521 | 0 | 0.0031465 | 0.0071378 | 0.30267 | 0.020039 | -0.00034689 | 0.0053399 | 0.097302 | 0.022778 | 0.021077
TAS | 2015 | 1.0438 | 1.1063 | 0.9435 | 0.98114 | 1.1744 | 1.0639 | 0.88876 | 0.09938 | 0.049934 | 0.049446 | 0.0018592 | -3.786e-05 | 0.0016935 | 0.0025519 | 0.043868 | 0.055957 | -8.0286e-07 | -0.0014023 | -1.4473e-05 | -0.00088438 | -0.0042097 | -0.16686 | 0.0089383 | 0.94089 | 1.0856 | 1.1293 | 1.0669 | 1.2085 | 0.98114 | 1.0064 | 1.0497 | 1.9178 | 1.1424 | 1.3295 | 0.017832 | 0 | 0.0081908 | 0.00591 | -0.26072 | -0.16686 | 8.026e-05 | 0.0048987 | 0.0031409 | 0.0070678 | 0.014221
TAS | 2016 | 1.0367 | 1.1375 | 0.91133 | 1.0525 | 1.1816 | 0.98492 | 0.87731 | -0.034694 | -0.0068629 | -0.027831 | 0.0013521 | 2.9633e-06 | 0.0017159 | 0.0010493 | -0.010983 | -0.023679 | 8.2583e-06 | -0.0019013 | -0.000189 | -0.00098092 | -0.0010896 | 0.070243 | 0.0061064 | 0.95384 | 1.0856 | 1.1384 | 1.0694 | 1.2971 | 1.0525 | 1.0045 | 1.0565 | 2.0205 | 1.1508 | 1.3371 | 0.013666 | 0 | 0.0079735 | 0.0022881 | 0.070724 | 0.070243 | -0.0018914 | 0.0065014 | 0.052153 | 0.0072916 | 0.005736
TAS | 2017 | 1.052 | 1.2615 | 0.83392 | 1.3823 | 1.1968 | 0.76104 | 0.87897 | -0.088768 | 0.014658 | -0.10343 | -0.0011753 | -9.8084e-06 | 0.0017025 | 0.0008252 | 0.013316 | -0.096815 | 3.1767e-06 | -0.0029343 | -9.7698e-06 | -0.00026421 | -0.0034067 | 0.27253 | 0.01276 | 0.94247 | 1.0856 | 1.1477 | 1.0714 | 1.1877 | 1.3823 | 1.0039 | 1.0684 | 2.0477 | 1.1558 | 1.3644 | -0.011991 | 0 | 0.0081208 | 0.0019351 | -0.088131 | 0.27253 | -0.00067094 | 0.01122 | 0.013382 | 0.0043637 | 0.02021
TAS | 2018 | 1.0325 | 1.2224 | 0.84462 | 1.2491 | 1.2072 | 0.82659 | 0.85527 | 0.012752 | -0.018708 | 0.03146 | 0.0023068 | 5.8574e-05 | 0.00044284 | 0.0011651 | -0.022682 | 0.036376 | 1.9829e-05 | -0.0052454 | 6.2867e-05 | -0.0021326 | 0.00238 | -0.10134 | 0.0086282 | 0.96502 | 1.0856 | 1.1488 | 1.0734 | 1.3694 | 1.2491 | 0.99938 | 1.0874 | 2.0081 | 1.1763 | 1.3609 | 0.02364 | 0 | 0.00098856 | 0.0018569 | 0.14236 | -0.10134 | -0.0044744 | 0.01757 | -0.019553 | 0.01754 | -0.0025524
TAS | 2019 | 1.0342 | 1.184 | 0.87354 | 1.1064 | 1.226 | 0.9348 | 0.84356 | 0.033666 | 0.0017236 | 0.031943 | 0.00065134 | 6.8014e-06 | 0.0019325 | 0.0019714 | -0.0028385 | 0.044248 | 2.18e-05 | -0.0023801 | 1.9484e-05 | -0.001403 | -0.0085638 | -0.1213 | 0.015508 | 0.97125 | 1.0856 | 1.1588 | 1.0779 | 1.3896 | 1.1064 | 0.99435 | 1.0969 | 2.0109 | 1.1922 | 1.3891 | 0.0064383 | 0 | 0.0086794 | 0.0041659 | 0.014671 | -0.1213 | -0.0050426 | 0.0087346 | 0.0014031 | 0.013454 | 0.020517
TAS | 2020 | 1.0462 | 1.2028 | 0.86982 | 1.144 | 1.2367 | 0.91453 | 0.84602 | -0.0042705 | 0.011526 | -0.015797 | 0.0018717 | -4.8158e-06 | 0.0026037 | 0.00096928 | 0.0060866 | -0.011382 | -7.6528e-06 | -0.00073846 | -0.00011096 | -0.000531 | -0.003027 | 0.033451 | 0.008614 | 0.98931 | 1.0856 | 1.1728 | 1.0802 | 1.3451 | 1.144 | 0.99591 | 1.0995 | 2.1017 | 1.2014 | 1.4142 | 0.018428 | 0 | 0.011989 | 0.0021602 | -0.032603 | 0.033451 | 0.001568 | 0.0023183 | 0.044152 | 0.0076848 | 0.017902

## 6.Stata-pooled
dnsp | year | outx | inx | tfpx | opinx | kinx | opfpx | kpfpx | tfpdelta | outdelta | indelta | outdelta1 | outdelta2 | outdelta3 | outdelta4 | outdelta5 | indelta1 | indelta2 | indelta3 | indelta4 | indelta5 | indelta6 | odelta | kdelta | q1x | q2x | q3x | q4x | q5x | x1x | x2x | x3x | x4x | x5x | x6x
1.ACT: Evoenergy | 2006 | 1 | 1 | 1 | 1 | 1 | 1 | 1 | bar: q1x to x6x
1.ACT: Evoenergy | 2007 | 0.98917 | 1.0009 | 0.98831 | 0.99612 | 1.0097 | 0.99302 | 0.97962 | -0.011764 | -0.01089 | 0.00087394 | 0.0015368 | -0.002369 | 0.0010068 | -0.00080791 | -0.010257 | -0.021914 | 0.00051454 | 0.0041837 | 9.3299e-05 | 0.0066121 | 0.011384 | -0.0038881 | 0.0096999 | 1.0227 | 1 | 1.012 | 1.0076 | 1.2809 | 0.99612 | 1 | 0.99631 | 1 | 1.0173 | 1.0231
1.ACT: Evoenergy | 2008 | 1.0356 | 1.0365 | 0.99906 | 1.0614 | 1.021 | 0.97565 | 1.0143 | 0.010824 | 0.04584 | 0.035016 | 0.0020356 | 0.0049571 | 0.0055818 | 0.013499 | 0.019767 | 0.046564 | -6.6166e-05 | -0.012449 | -3.5334e-05 | 0.00081037 | 0.00019222 | 0.063486 | 0.0111 | 1.0323 | 1 | 1.0255 | 1.0197 | 0.7501 | 1.0614 | 1 | 0.9909 | 1 | 1.0438 | 1.0443
1.ACT: Evoenergy | 2009 | 1.0338 | 1.0486 | 0.98588 | 1.082 | 1.0326 | 0.95545 | 1.0011 | -0.013281 | -0.0016976 | 0.011583 | 0.00064221 | -0.00081713 | 0.002839 | 0.0051 | -0.0094617 | -0.01263 | 0.00068564 | 0.0036982 | 0.00010663 | 0.0090371 | 0.010686 | 0.019231 | 0.01131 | 1.0416 | 1 | 1.0426 | 1.0354 | 0.89068 | 1.082 | 1 | 0.98808 | 1 | 1.0743 | 1.0727
1.ACT: Evoenergy | 2010 | 1.0528 | 1.1107 | 0.9479 | 1.2205 | 1.0484 | 0.86265 | 1.0043 | -0.039286 | 0.018234 | 0.05752 | 0.0011215 | 0.0015741 | 0.0055813 | 0.0089994 | 0.00095791 | 0.064188 | -8.6633e-05 | -0.011656 | -4.0629e-05 | 0.00061822 | 0.0044967 | 0.12041 | 0.01511 | 1.0501 | 1 | 1.0672 | 1.051 | 0.78671 | 1.2205 | 1 | 0.98872 | 1 | 1.1055 | 1.0909
1.ACT: Evoenergy | 2011 | 1.0185 | 1.1706 | 0.87002 | 1.3596 | 1.0679 | 0.74912 | 0.95372 | -0.085729 | -0.033167 | 0.052563 | -0.00043086 | -0.0037485 | 0.0027619 | 0.0026981 | -0.034447 | 0.029708 | -0.00038217 | 0.01017 | 0.00010443 | 0.0091127 | 0.0038494 | 0.10794 | 0.018485 | 1.055 | 1 | 1.0934 | 1.0733 | 1.4901 | 1.3596 | 1 | 0.9909 | 1 | 1.1397 | 1.1203
1.ACT: Evoenergy | 2012 | 1.103 | 1.2135 | 0.90892 | 1.4535 | 1.0844 | 0.75885 | 1.0172 | 0.043738 | 0.079688 | 0.035951 | 9.9875e-05 | 0.042361 | 0.006671 | 0.014934 | 0.015622 | 0.018554 | 0.003874 | 0.0048796 | 8.4537e-05 | 0.009914 | -0.0013556 | 0.066778 | 0.015292 | 1.0482 | 1.1136 | 1.1209 | 1.0987 | 1.0408 | 1.4535 | 1.1128 | 0.97718 | 1 | 1.1915 | 1.1276
1.ACT: Evoenergy | 2013 | 1.121 | 1.2692 | 0.88328 | 1.5914 | 1.1003 | 0.70444 | 1.0189 | -0.028615 | 0.016254 | 0.044868 | 0.00063988 | 0.00091677 | 0.0051894 | 0.0068172 | 0.0026905 | 0.035401 | -0.00018689 | 0.0019945 | 4.6455e-05 | 0.0054729 | 0.0021404 | 0.090652 | 0.014552 | 1.0528 | 1.1136 | 1.1472 | 1.1123 | 0.94071 | 1.5914 | 1.1128 | 0.97097 | 1 | 1.2277 | 1.1499
1.ACT: Evoenergy | 2014 | 1.1292 | 1.3725 | 0.8227 | 1.8011 | 1.1362 | 0.62694 | 0.99385 | -0.07105 | 0.0072267 | 0.078277 | -0.0023203 | 0.00029849 | 0.001808 | 0.0045125 | 0.002928 | 0.025794 | 0.00070868 | 0.017965 | 0.012334 | 0.0087568 | 0.012717 | 0.12378 | 0.032106 | 1.0259 | 1.1136 | 1.1566 | 1.1228 | 0.88584 | 1.8011 | 1.113 | 0.96047 | 3.8573 | 1.2616 | 1.1828
1.ACT: Evoenergy | 2015 | 1.1376 | 1.3274 | 0.857 | 1.6787 | 1.138 | 0.67765 | 0.99962 | 0.04085 | 0.0074027 | -0.033447 | 0.00027436 | 0.0091738 | 0.0021778 | 0.00020848 | -0.0044318 | -0.013268 | -0.00010151 | -0.0072353 | 3.9861e-05 | 0.0016994 | -0.014582 | -0.070368 | 0.0016186 | 1.0355 | 1.149 | 1.177 | 1.134 | 1.1053 | 1.6787 | 1.113 | 0.93622 | 3.8715 | 1.2823 | 1.1997
1.ACT: Evoenergy | 2016 | 1.1419 | 1.0736 | 1.0636 | 0.90983 | 1.1471 | 1.2551 | 0.9955 | 0.216 | 0.0038283 | -0.21217 | 0.00019301 | -0.0017623 | 0.0023886 | 1.2169e-05 | 0.0029968 | -0.14291 | -0.00091221 | -0.031312 | -5.1182e-05 | -0.0043402 | -0.032642 | -0.61252 | 0.0079567 | 1.0427 | 1.149 | 1.1971 | 1.1425 | 1.2004 | 0.90983 | 1.1131 | 0.94685 | 3.8742 | 1.2985 | 1.2104
1.ACT: Evoenergy | 2017 | 1.139 | 1.1203 | 1.0167 | 1.0326 | 1.1542 | 1.103 | 0.98682 | -0.045151 | -0.0025561 | 0.042595 | 0.0010381 | -0.00072084 | 0.0065864 | 0.00042885 | -0.0098886 | 0.027838 | -0.0012746 | 0.0035164 | 9.7331e-05 | 0.0022853 | 0.010133 | 0.12662 | 0.006195 | 1.0565 | 1.149 | 1.2393 | 1.1471 | 1.3986 | 1.0326 | 1.0753 | 0.96065 | 3.9083 | 1.3135 | 1.2166
1.ACT: Evoenergy | 2018 | 1.1661 | 1.1824 | 0.98621 | 1.203 | 1.1655 | 0.96929 | 1.0005 | -0.030425 | 0.023479 | 0.053905 | -0.0016555 | 0.0013687 | 0.0070416 | 0.0065151 | 0.01021 | 0.020729 | 0.00029225 | 0.013936 | 5.457e-05 | 0.0042422 | 0.01465 | 0.15271 | 0.0097377 | 1.034 | 1.149 | 1.2785 | 1.1582 | 1.147 | 1.203 | 1.0763 | 0.96699 | 3.9239 | 1.3286 | 1.2314
1.ACT: Evoenergy | 2019 | 1.1669 | 1.1809 | 0.98818 | 1.1571 | 1.1882 | 1.0085 | 0.98204 | 0.0019977 | 0.00069957 | -0.0012981 | 0.00086832 | -0.00094815 | 0.0051466 | 0.0023343 | -0.0067015 | -0.0095322 | -0.00019575 | -0.0036546 | -3.5215e-05 | 0.0015543 | 0.010565 | -0.038924 | 0.019305 | 1.0464 | 1.149 | 1.3148 | 1.1691 | 1.3127 | 1.1571 | 1.0763 | 0.96841 | 3.9239 | 1.3485 | 1.2723
1.ACT: Evoenergy | 2020 | 1.1847 | 1.1716 | 1.0112 | 1.0987 | 1.2066 | 1.0783 | 0.9819 | 0.023036 | 0.015169 | -0.0078663 | -0.0010345 | -5.4377e-05 | 0.0039869 | 0.013432 | -0.0011609 | -0.013476 | 0.00022077 | 0.0037667 | 4.72e-05 | 0.0048557 | -0.0032811 | -0.051765 | 0.015306 | 1.0351 | 1.149 | 1.3413 | 1.2068 | 1.334 | 1.0987 | 1.0763 | 0.97175 | 3.974 | 1.3904 | 1.2904
2.AGD: Ausgrid | 2006 | 8.4369 | 9.0556 | 0.93168 | 10.9616 | 8.0555 | 0.76968 | 1.0473 | -0.081914 | 1.9631 | 2.045 | 0.22619 | 0.80417 | 0.41552 | 0.82979 | -0.31257 | 0.88793 | 0.066831 | 0.26919 | 0.13401 | 0.17423 | 0.51283 | 2.3003 | 1.8986 | bar: q1x to x6x
2.AGD: Ausgrid | 2007 | 8.488 | 8.6225 | 0.98441 | 9.2762 | 8.2913 | 0.91504 | 1.0237 | 0.055058 | 0.0060462 | -0.049012 | 0.00083782 | -0.00067904 | 0.0017585 | 0.0013511 | 0.0027778 | -0.081733 | -0.00033522 | -0.00010343 | 0.0072422 | 0.0028788 | 0.023038 | -0.16695 | 0.028862 | 1.0107 | 1 | 1.01 | 1.0034 | 0.99267 | 0.84624 | 0.94844 | 0.99794 | 0.99733 | 1.0306 | 1.0451
2.AGD: Ausgrid | 2008 | 8.4504 | 9.959 | 0.84852 | 13.1853 | 8.3154 | 0.6409 | 1.0162 | -0.14855 | -0.0044439 | 0.14411 | 0.001026 | 0.012855 | 0.0028376 | 0.0046057 | -0.025769 | 0.15659 | -0.0022476 | 2.739e-06 | -0.017882 | 0.0045295 | 0.0031204 | 0.35166 | 0.0028983 | 1.0144 | 1.0279 | 1.0182 | 1.0124 | 1.1357 | 1.2029 | 0.94887 | 0.9985 | 0.98821 | 1.0518 | 1.0877
2.AGD: Ausgrid | 2009 | 8.3982 | 9.7699 | 0.8596 | 11.9421 | 8.6312 | 0.70324 | 0.973 | 0.012974 | -0.0062007 | -0.019175 | 0.00092196 | 0.0071402 | 0.0023294 | 0.0031318 | -0.019724 | -0.056019 | 0.0027423 | 0.00047583 | 0.0067274 | -0.00032671 | 0.027225 | -0.09903 | 0.037274 | 1.0195 | 1.043 | 1.0258 | 1.0186 | 1.2559 | 1.0895 | 0.96104 | 0.99916 | 0.96119 | 1.0783 | 1.1401
2.AGD: Ausgrid | 2010 | 8.8407 | 10.2452 | 0.8629 | 13.537 | 8.6191 | 0.65308 | 1.0257 | 0.0038395 | 0.051348 | 0.047509 | -0.0038389 | -0.011158 | -0.004192 | 8.5566e-05 | 0.070452 | 0.030371 | -0.0061366 | -0.0017602 | -0.0087391 | 0.014888 | 0.018886 | 0.12535 | -0.0014025 | 1.0137 | 1.043 | 1.0328 | 1.0259 | 0.93722 | 1.2349 | 0.97392 | 0.99575 | 0.99079 | 1.0999 | 1.1925
2.AGD: Ausgrid | 2011 | 8.8614 | 10.2121 | 0.86774 | 12.9392 | 8.8341 | 0.68484 | 1.0031 | 0.005586 | 0.0023408 | -0.0032452 | -0.00011723 | 0.0099089 | 0.0011357 | 0.005561 | -0.014148 | -0.036423 | 0.0021921 | -0.00040516 | 0.011735 | 0.0014733 | 0.018183 | -0.045159 | 0.02464 | 1.0149 | 1.0729 | 1.0404 | 1.0395 | 1.0684 | 1.1804 | 0.99524 | 0.99375 | 1.0085 | 1.1323 | 1.213
2.AGD: Ausgrid | 2012 | 9.0028 | 10.8907 | 0.82665 | 14.2864 | 9.2318 | 0.63017 | 0.9752 | -0.048507 | 0.015836 | 0.064344 | -0.0052594 | -0.0047941 | -0.0007347 | 0.0024097 | 0.024215 | 0.035508 | 0.00085221 | 0.00010173 | 0.01047 | -0.0010345 | 0.018446 | 0.099044 | 0.044033 | 0.97425 | 1.0729 | 1.0488 | 1.0486 | 0.95573 | 1.3033 | 1.0036 | 0.98908 | 1.0258 | 1.1688 | 1.2651
2.AGD: Ausgrid | 2013 | 9.0932 | 10.1655 | 0.89452 | 11.2883 | 9.4096 | 0.80554 | 0.96637 | 0.078902 | 0.0099846 | -0.068917 | -0.011558 | -0.0051139 | -0.00089008 | 0.0020128 | 0.025534 | -0.12905 | 0.00088548 | -0.0015029 | 0.011108 | 0.016553 | 0.033091 | -0.23554 | 0.019075 | 0.87443 | 1.0729 | 1.0575 | 1.0573 | 0.822 | 1.0298 | 1.0153 | 0.98555 | 1.0541 | 1.2005 | 1.3094
2.AGD: Ausgrid | 2014 | 8.9988 | 10.7166 | 0.8397 | 12.5844 | 9.6809 | 0.71507 | 0.92954 | -0.06324 | -0.010437 | 0.052803 | -0.0025969 | 0.001447 | 0.0027226 | 0.0036632 | -0.015672 | 0.076849 | -0.0054221 | 0.0028717 | -0.0034933 | -0.0056517 | -0.01235 | 0.10869 | 0.028426 | 0.84738 | 1.0729 | 1.0679 | 1.0653 | 0.93936 | 1.148 | 0.97436 | 1.0039 | 1.1069 | 1.2313 | 1.3493
2.AGD: Ausgrid | 2015 | 9.079 | 11.5341 | 0.78715 | 14.7663 | 9.9117 | 0.61485 | 0.91599 | -0.064629 | 0.0088785 | 0.073507 | 0.00039043 | -9.0655e-06 | 0.0022484 | 0.00053927 | 0.0057094 | 0.069391 | 0.0052327 | 0.0014868 | 0.0082813 | -0.0020758 | -0.0088081 | 0.15989 | 0.023561 | 0.85092 | 1.0729 | 1.0798 | 1.0666 | 0.88627 | 1.3471 | 1.0158 | 1.0154 | 1.0204 | 1.2436 | 1.3679
2.AGD: Ausgrid | 2016 | 9.0398 | 11.1039 | 0.81411 | 13.1931 | 9.9595 | 0.68519 | 0.90765 | 0.033683 | -0.0043263 | -0.038009 | 0.0011652 | 0.0049655 | 0.0048527 | 0.0029363 | -0.018246 | -0.057982 | -0.00074374 | 0.0014648 | 0.0011935 | 0.0082495 | 0.0098088 | -0.11266 | 0.0048147 | 0.85051 | 1.0729 | 1.0919 | 1.07 | 0.95403 | 1.2036 | 0.99926 | 1.0317 | 1.0743 | 1.2573 | 1.384
2.AGD: Ausgrid | 2017 | 9.0293 | 10.6032 | 0.85156 | 11.6597 | 9.8823 | 0.7744 | 0.91368 | 0.044971 | -0.0011679 | -0.046139 | 0.0002942 | 0.00042605 | 0.0024839 | 0.0021187 | -0.0064906 | -0.064777 | 0.0025821 | 0.0015955 | 0.0086662 | 0.010915 | -0.0051207 | -0.12355 | -0.0077829 | 0.85221 | 1.0729 | 1.1039 | 1.0749 | 1.0021 | 1.0637 | 1.023 | 1.0462 | 1.0983 | 1.2762 | 1.3243
2.AGD: Ausgrid | 2018 | 9.1782 | 10.085 | 0.91008 | 9.9761 | 9.9383 | 0.92002 | 0.92352 | 0.066465 | 0.016362 | -0.050103 | -0.0013722 | -0.0013171 | 0.0017448 | 0.0017004 | 0.015606 | -0.050863 | -0.0008588 | -0.00082094 | 0.0042807 | 0.00086453 | -0.0027059 | -0.15595 | 0.0056435 | 0.84285 | 1.0729 | 1.1171 | 1.0801 | 0.89368 | 0.9101 | 0.98331 | 1.0411 | 1.0587 | 1.2916 | 1.3397
2.AGD: Ausgrid | 2019 | 9.1325 | 9.9884 | 0.91431 | 9.374 | 10.0823 | 0.97424 | 0.9058 | 0.0046311 | -0.004996 | -0.0096271 | 0.000428 | 0.0011957 | 0.0028884 | 0.0020572 | -0.011565 | -0.027 | 0.00058264 | 0.0071988 | 0.0032107 | 0.0058633 | 0.00051755 | -0.062259 | 0.014386 | 0.84408 | 1.0729 | 1.1294 | 1.0843 | 0.96919 | 0.85517 | 0.98299 | 1.1038 | 1.0295 | 1.3075 | 1.3385
2.AGD: Ausgrid | 2020 | 8.892 | 9.5695 | 0.9292 | 8.32 | 10.0723 | 1.0688 | 0.88282 | 0.016161 | -0.026685 | -0.042846 | -0.0003148 | 0.006499 | 0.0053833 | 0.005194 | -0.043447 | -0.036606 | 0.0011781 | -0.0077195 | 0.0020745 | 0.010338 | -0.012111 | -0.11928 | -0.00099141 | 0.82782 | 1.0729 | 1.1396 | 1.0917 | 1.2075 | 0.75901 | 0.96634 | 1.0394 | 1.0809 | 1.327 | 1.3538
3.CIT: CitiPower | 2006 | 1.4592 | 0.97039 | 1.5037 | 0.78871 | 1.0117 | 1.8501 | 1.4424 | 0.48136 | -1.8073 | -2.2886 | -0.13708 | -0.60659 | -0.36874 | -1.0164 | 0.32159 | -0.74151 | -0.1137 | -0.33727 | -0.17686 | -0.41731 | -0.50199 | -2.356 | -2.2982 | bar: q1x to x6x
3.CIT: CitiPower | 2007 | 1.5117 | 1.0154 | 1.4888 | 0.90111 | 1.0358 | 1.6777 | 1.4594 | -0.0099477 | 0.035389 | 0.045336 | 0.0017005 | 0.010547 | 0.0036832 | 0.015006 | 0.0044521 | 0.010897 | 0.00051282 | 0.0045151 | 0.0023389 | 0.016088 | 0.010985 | 0.13322 | 0.023627 | 1.0175 | 1.028 | 1.0169 | 1.0314 | 0.90093 | 1.1425 | 1.0138 | 1.0138 | 1.0553 | 1.0536 | 1.0136
3.CIT: CitiPower | 2008 | 1.5629 | 1.0196 | 1.5329 | 0.85708 | 1.041 | 1.8235 | 1.5013 | 0.029185 | 0.033271 | 0.0040863 | 0.00044797 | 0.017205 | 0.0026428 | -0.0010715 | 0.014047 | 0.024585 | -0.0020183 | -0.019894 | 0.00084709 | -0.012538 | 0.013104 | -0.050092 | 0.0050026 | 1.0209 | 1.0755 | 1.0277 | 1.0214 | 0.69003 | 1.0867 | 0.96999 | 0.96999 | 1.0906 | 1.089 | 1.0516
3.CIT: CitiPower | 2009 | 1.523 | 1.0652 | 1.4298 | 1.0111 | 1.0583 | 1.5063 | 1.4391 | -0.069655 | -0.025844 | 0.043811 | -0.00045921 | 0.0079456 | 0.00037239 | -0.0056749 | -0.028028 | 0.00096378 | 0.0008572 | 0.012617 | 0.0011585 | 0.02157 | 0.0066446 | 0.16529 | 0.01648 | 1.0203 | 1.1043 | 1.0373 | 1.0299 | 1.2426 | 1.282 | 0.96954 | 0.96954 | 1.1108 | 1.11 | 1.0648
3.CIT: CitiPower | 2010 | 1.5316 | 1.1148 | 1.3739 | 1.0989 | 1.0707 | 1.3937 | 1.4304 | -0.039861 | 0.0056213 | 0.045482 | 0.0017014 | -0.00012665 | 0.0026529 | 0.0024486 | -0.0010549 | 0.060539 | -0.00091239 | -0.012655 | 0.00050703 | -0.010993 | 0.0089964 | 0.083286 | 0.011645 | 1.0393 | 1.1043 | 1.0515 | 1.0374 | 1.2768 | 1.3933 | 0.96657 | 0.96657 | 1.1315 | 1.134 | 1.1
3.CIT: CitiPower | 2011 | 1.596 | 1.1018 | 1.4485 | 1.021 | 1.0924 | 1.5632 | 1.461 | 0.052853 | 0.041178 | -0.011675 | -0.0014407 | 0.00067185 | 0.0033277 | 0.022352 | 0.016267 | -0.03041 | 2.2047e-05 | -0.0039783 | -0.0017982 | 0.011973 | 0.012517 | -0.073591 | 0.020022 | 1.0218 | 1.1043 | 1.066 | 1.0841 | 0.97912 | 1.2945 | 0.9848 | 0.98295 | 1.0918 | 1.2245 | 1.1171
3.CIT: CitiPower | 2012 | 1.5701 | 1.1921 | 1.3172 | 1.2859 | 1.1162 | 1.221 | 1.4067 | -0.095034 | -0.016344 | 0.078691 | -0.00047603 | -0.00071475 | 0.0021071 | -0.001772 | -0.015488 | 0.039358 | 0.00073344 | 0.01118 | 0.0096297 | 0.012007 | 0.0057822 | 0.23069 | 0.021556 | 1.0184 | 1.1043 | 1.0803 | 1.0889 | 1.2733 | 1.6304 | 0.9848 | 0.98664 | 1.3529 | 1.2218 | 1.1346
3.CIT: CitiPower | 2013 | 1.5833 | 1.1921 | 1.3282 | 1.2411 | 1.1323 | 1.2758 | 1.3984 | 0.0083147 | 0.008375 | 6.0288e-05 | -0.001464 | 0.00062465 | 0.0030879 | 0.0075522 | -0.0014258 | -0.0035322 | -8.9716e-05 | -0.0012798 | 0.00081131 | 0.0021012 | 0.0020495 | -0.035486 | 0.014309 | 1.0011 | 1.1043 | 1.0941 | 1.1001 | 1.1914 | 1.5735 | 0.9848 | 0.98689 | 1.3766 | 1.2403 | 1.1537
3.CIT: CitiPower | 2014 | 1.5724 | 1.2116 | 1.2979 | 1.2703 | 1.1482 | 1.2379 | 1.3695 | -0.023072 | -0.0068937 | 0.016178 | -0.001172 | -0.00077336 | 0.0013804 | 0.0091463 | -0.015475 | 0.00376 | 0.0010573 | -0.0032554 | 0.0030928 | 0.0048771 | 0.0066463 | 0.023276 | 0.013992 | 0.9907 | 1.1043 | 1.1049 | 1.1341 | 1.542 | 1.6106 | 1.0279 | 0.95347 | 1.4796 | 1.2601 | 1.1837
3.CIT: CitiPower | 2015 | 1.6073 | 1.2066 | 1.3321 | 1.2245 | 1.1605 | 1.3127 | 1.385 | 0.026047 | 0.02192 | -0.0041264 | 0.00073729 | 0.0013706 | 0.0022986 | 0.0091564 | 0.0083573 | -0.0095708 | 0.00016199 | 0.0015561 | 0.00070087 | 0.0040015 | -0.00097609 | -0.036743 | 0.010596 | 0.99484 | 1.1043 | 1.1117 | 1.1402 | 1.1861 | 1.5525 | 1.0309 | 0.95451 | 1.5073 | 1.273 | 1.189
3.CIT: CitiPower | 2016 | 1.6249 | 1.2246 | 1.3268 | 1.232 | 1.177 | 1.3189 | 1.3805 | -0.0039839 | 0.010869 | 0.014853 | -0.0010449 | 0.00012608 | 0.0050511 | 0.0039935 | 0.002743 | 0.010528 | -3.7038e-06 | -0.0015616 | 0.0037037 | 0.0015371 | 0.00064944 | 0.0061493 | 0.014151 | 0.98343 | 1.1043 | 1.1393 | 1.1492 | 1.1289 | 1.562 | 1.0312 | 0.94348 | 1.6424 | 1.2821 | 1.2046
3.CIT: CitiPower | 2017 | 1.6625 | 1.2288 | 1.353 | 1.1877 | 1.1904 | 1.3998 | 1.3966 | 0.019556 | 0.022929 | 0.0033734 | 0.00076078 | 0.0077303 | 0.0022947 | 0.0028809 | 0.0092622 | 0.0071604 | -0.00018202 | -0.00042279 | 0.00013958 | -9.7509e-06 | -0.003312 | -0.036618 | 0.011311 | 0.99035 | 1.1266 | 1.1506 | 1.1513 | 0.94941 | 1.5059 | 1.0283 | 0.95385 | 1.641 | 1.2921 | 1.2094
3.CIT: CitiPower | 2018 | 1.6556 | 1.1693 | 1.4159 | 1.025 | 1.1825 | 1.6152 | 1.4001 | 0.045398 | -0.0041679 | -0.049566 | -0.0016041 | 0.011729 | 0.0015954 | -0.0035585 | -0.01233 | -0.045349 | 3.3919e-05 | 0.00027178 | 0.00038882 | -0.0028323 | -0.0020789 | -0.14733 | -0.0066242 | 0.97469 | 1.1645 | 1.1617 | 1.1479 | 1.1755 | 1.2996 | 1.0195 | 0.92867 | 1.67 | 1.2566 | 1.2122
3.CIT: CitiPower | 2019 | 1.6763 | 1.2096 | 1.3859 | 1.1518 | 1.1889 | 1.4554 | 1.41 | -0.021376 | 0.01244 | 0.033816 | -5.6695e-05 | 0.00038764 | 0.0016844 | 0.0042058 | 0.0062185 | 0.021658 | 0.00021789 | 0.0032228 | -0.00035141 | 0.0038852 | 0.005183 | 0.11667 | 0.0054011 | 0.97289 | 1.1645 | 1.1696 | 1.1533 | 1.0234 | 1.4604 | 1.0194 | 0.92803 | 1.67 | 1.2579 | 1.2289
3.CIT: CitiPower | 2020 | 1.6343 | 1.1927 | 1.3703 | 1.0838 | 1.1986 | 1.508 | 1.3635 | -0.011303 | -0.025378 | -0.014075 | -0.010883 | 0.003052 | 0.00056737 | -0.00089303 | -0.017222 | -0.020679 | 0.00018735 | -0.00024587 | 0.004078 | -0.00065841 | 0.0032428 | -0.0609 | 0.0081353 | 0.86678 | 1.1753 | 1.1746 | 1.1563 | 1.3244 | 1.3741 | 1.0205 | 0.90705 | 1.8585 | 1.2392 | 1.2507
4.END: Endeavour Energy | 2006 | 5.7631 | 4.1494 | 1.3889 | 4.804 | 3.7941 | 1.1996 | 1.519 | 0.013456 | 1.2602 | 1.2468 | 0.11624 | 0.34292 | 0.18543 | 0.83588 | -0.22022 | 0.4965 | 0.10043 | 0.34358 | 0.010453 | 0.12859 | 0.16723 | 1.489 | 1.1523 | bar: q1x to x6x
4.END: Endeavour Energy | 2007 | 5.8421 | 4.4213 | 1.3214 | 5.1826 | 3.998 | 1.1273 | 1.4613 | -0.049845 | 0.013615 | 0.06346 | 0.0014935 | -0.00051041 | 0.0023906 | 0.0055294 | 0.0047119 | 0.035737 | -0.00048479 | 0.00054873 | 0.00043016 | 0.012817 | 0.014413 | 0.075848 | 0.052348 | 1.0167 | 1 | 1.012 | 1.0123 | 0.97835 | 1.0788 | 1.0089 | 1.0012 | 1.099 | 1.0837 | 1.0613
4.END: Endeavour Energy | 2008 | 5.8495 | 4.8915 | 1.1958 | 6.325 | 4.146 | 0.92482 | 1.4109 | -0.099814 | 0.0012573 | 0.10107 | 0.0034351 | -0.00028859 | 0.0023699 | 0.0063869 | -0.010646 | 0.078088 | 0.0010616 | 0.00015723 | 0.0010415 | 0.011021 | 0.0097021 | 0.1992 | 0.036341 | 1.0533 | 1 | 1.0237 | 1.0267 | 1.0484 | 1.3166 | 1.0274 | 1.0034 | 1.1643 | 1.173 | 1.0994
4.END: Endeavour Energy | 2009 | 6.0425 | 4.8074 | 1.2569 | 5.7982 | 4.2685 | 1.0421 | 1.4156 | 0.04981 | 0.032469 | -0.017342 | -0.004423 | 0.020694 | 0.0015123 | 0.0034679 | 0.011217 | -0.034776 | 0.0015566 | -0.00028236 | 0.00077 | 0.0072625 | 0.0081273 | -0.086954 | 0.029122 | 1.0134 | 1.0596 | 1.0342 | 1.0354 | 1.003 | 1.207 | 1.0319 | 1.0029 | 1.2508 | 1.2352 | 1.1306
4.END: Endeavour Energy | 2010 | 6.2239 | 4.7873 | 1.3001 | 5.5725 | 4.3783 | 1.1169 | 1.4215 | 0.033768 | 0.029584 | -0.0041845 | -0.001286 | -0.0042473 | 0.00031271 | 0.0024054 | 0.032399 | -0.034166 | 0.0023369 | -0.0012368 | 0.00026859 | 0.0087738 | 0.019839 | -0.039703 | 0.025404 | 1.0125 | 1.0596 | 1.043 | 1.0427 | 0.83397 | 1.16 | 1.0348 | 1.0023 | 1.2592 | 1.3067 | 1.1674
4.END: Endeavour Energy | 2011 | 6.3705 | 4.9448 | 1.2883 | 5.8621 | 4.4638 | 1.0867 | 1.4271 | -0.0090915 | 0.023268 | 0.03236 | 6.1172e-05 | 0.013091 | 0.0015625 | 0.0043021 | 0.0042509 | 0.025147 | -0.0016644 | 0.00024635 | -0.0012886 | 0.0097131 | 0.00020623 | 0.050664 | 0.019342 | 1.0177 | 1.1014 | 1.0536 | 1.0537 | 0.81593 | 1.2203 | 1.0349 | 1.0021 | 1.3285 | 1.3953 | 1.1873
4.END: Endeavour Energy | 2012 | 6.2234 | 5.0567 | 1.2307 | 5.9569 | 4.5767 | 1.0447 | 1.3598 | -0.045731 | -0.023346 | 0.022384 | -0.0054737 | 0.00067316 | 0.0022332 | 0.005203 | -0.025982 | 0.0085058 | -0.0036046 | 0.00064402 | -0.00054099 | 0.0099693 | 0.0074106 | 0.016034 | 0.024971 | 0.95986 | 1.1014 | 1.0638 | 1.0659 | 0.99952 | 1.24 | 1.0475 | 1.0016 | 1.5818 | 1.4817 | 1.22
4.END: Endeavour Energy | 2013 | 6.1607 | 4.9564 | 1.243 | 5.3347 | 4.7323 | 1.1548 | 1.3018 | 0.0098933 | -0.010138 | -0.020032 | -0.0028385 | 0.00070344 | 0.0038294 | 0.0060026 | -0.017835 | -0.049553 | 0.00192 | -0.00153 | 0.0010374 | 0.0097992 | 0.018295 | -0.11032 | 0.033443 | 0.9305 | 1.1014 | 1.0822 | 1.0801 | 1.1367 | 1.1105 | 1.0685 | 0.99871 | 1.7539 | 1.5736 | 1.2723
4.END: Endeavour Energy | 2014 | 6.3761 | 5.3107 | 1.2006 | 6.0249 | 4.9101 | 1.0583 | 1.2986 | -0.034659 | 0.03437 | 0.069029 | -0.0027377 | -0.0023222 | 0.0037554 | 0.0051877 | 0.030486 | 0.061005 | -0.0015677 | -0.00010307 | 0.00010709 | 0.0032168 | 0.0063712 | 0.12166 | 0.036867 | 0.90934 | 1.1014 | 1.1065 | 1.0944 | 0.92042 | 1.2541 | 1.0484 | 0.99227 | 1.9428 | 1.6543 | 1.3407
4.END: Endeavour Energy | 2015 | 6.3684 | 5.4462 | 1.1693 | 6.1818 | 5.0347 | 1.0302 | 1.2649 | -0.0264 | -0.0012038 | 0.025197 | 0.0033846 | 0.00182 | 0.0041718 | 0.0068078 | -0.017388 | 0.011271 | 0.0022517 | -0.0008722 | 0.006979 | 0.010067 | -0.0045005 | 0.025709 | 0.025068 | 0.93786 | 1.1014 | 1.1251 | 1.1102 | 1.0347 | 1.2868 | 1.0721 | 0.97789 | 1.9996 | 1.7339 | 1.3478
4.END: Endeavour Energy | 2016 | 6.4748 | 5.6644 | 1.1431 | 6.6318 | 5.1297 | 0.97632 | 1.2622 | -0.022719 | 0.016566 | 0.039285 | 0.0035031 | 0.0018288 | 0.0034615 | 0.006205 | 0.001568 | 0.029498 | 0.0013476 | -0.00091163 | -0.00057189 | 0.0060938 | 0.0038298 | 0.070281 | 0.018702 | 0.96797 | 1.1014 | 1.1398 | 1.1244 | 0.99534 | 1.3805 | 1.0687 | 0.97169 | 2.0162 | 1.8101 | 1.3778
4.END: Endeavour Energy | 2017 | 6.7697 | 5.5143 | 1.2277 | 6.0788 | 5.1922 | 1.1137 | 1.3038 | 0.071394 | 0.044545 | -0.026849 | -0.00015687 | 0.013933 | 0.0024434 | 0.005563 | 0.022763 | -0.043892 | 0.0023126 | -0.0014242 | 0.00040454 | 0.0092972 | 0.0064529 | -0.087068 | 0.012093 | 0.9721 | 1.1495 | 1.1585 | 1.1406 | 0.85676 | 1.2654 | 1.069 | 0.97175 | 2.1406 | 1.8918 | 1.399
4.END: Endeavour Energy | 2018 | 6.8585 | 5.4706 | 1.2537 | 5.5428 | 5.4328 | 1.2374 | 1.2624 | 0.020983 | 0.013027 | -0.0079569 | -0.00038408 | 0.00026096 | 0.0045711 | 0.0065826 | 0.001996 | -0.032422 | 0.0044583 | 0.00077305 | 0.013649 | 0.0013137 | 0.0042709 | -0.092311 | 0.045308 | 0.96763 | 1.1495 | 1.1836 | 1.1576 | 0.8414 | 1.1538 | 1.0287 | 0.97206 | 2.1676 | 1.978 | 1.4284
4.END: Endeavour Energy | 2019 | 6.8528 | 5.4087 | 1.267 | 5.2354 | 5.5076 | 1.3089 | 1.2442 | 0.010556 | -0.00082988 | -0.011386 | 0.00096001 | 0.0011579 | 0.0050138 | 0.0090505 | -0.017012 | -0.024934 | 0.00036592 | -0.0010136 | 0.00093807 | 0.0074979 | 0.0057597 | -0.057052 | 0.013674 | 0.97458 | 1.1495 | 1.2096 | 1.1804 | 0.95079 | 1.0898 | 1.0307 | 0.96988 | 2.2655 | 2.0746 | 1.4467
4.END: Endeavour Energy | 2020 | 6.7879 | 5.2497 | 1.293 | 4.6765 | 5.5961 | 1.4515 | 1.213 | 0.020319 | -0.009514 | -0.029833 | -0.00087295 | 0.0025171 | 0.0054803 | 0.0060737 | -0.022712 | -0.044257 | 0.005832 | -0.0011619 | 0.00076449 | 0.0040526 | 0.0049363 | -0.11289 | 0.015938 | 0.96019 | 1.1495 | 1.235 | 1.194 | 1.0869 | 0.97346 | 1.0238 | 0.96377 | 2.274 | 2.1433 | 1.4681
5.ENX: Energex | 2006 | 7.0051 | 5.6559 | 1.2385 | 5.7984 | 5.5629 | 1.2081 | 1.2593 | -0.04304 | 0.03149 | 0.074531 | 0.024787 | -0.0014144 | 0.036035 | 0.090366 | -0.11828 | 0.077764 | -0.029947 | 0.084029 | 0.014203 | -0.078186 | 0.0066686 | 0.21503 | -0.0059526 | bar: q1x to x6x
5.ENX: Energex | 2007 | 7.8735 | 6.2283 | 1.2642 | 6.7405 | 5.9373 | 1.1681 | 1.3261 | 0.020469 | 0.11687 | 0.096403 | -0.0023069 | 0.026028 | -0.00080574 | 0.0030004 | 0.090956 | 0.056938 | 0.0015924 | -0.00063114 | 0.0042684 | 0.011782 | 0.022453 | 0.15054 | 0.065132 | 1.0043 | 1.0929 | 1.0198 | 1.0212 | 0.70167 | 1.1625 | 1.0397 | 1.0065 | 1.1481 | 1.1012 | 1.0743
5.ENX: Energex | 2008 | 7.9232 | 6.5104 | 1.217 | 7.0243 | 6.2309 | 1.128 | 1.2716 | -0.038 | 0.0062914 | 0.044291 | 0.0025786 | 0.016384 | 0.0055853 | 0.0090231 | -0.027279 | 0.028615 | -0.0016271 | -0.0011369 | 0.0038922 | 0.0078456 | 0.0067025 | 0.041249 | 0.048269 | 1.026 | 1.1352 | 1.0427 | 1.0392 | 0.81597 | 1.2114 | 1.0387 | 1.0104 | 1.3317 | 1.1878 | 1.1204
5.ENX: Energex | 2009 | 8.3116 | 6.7874 | 1.2246 | 7.2946 | 6.483 | 1.1394 | 1.2821 | 0.006179 | 0.047851 | 0.041672 | 0.0026732 | 0.014038 | 0.0018074 | 0.0057755 | 0.023557 | -0.0082999 | 0.0032977 | 0.0024619 | 0.011308 | 0.012512 | 0.020393 | 0.037756 | 0.039663 | 1.0667 | 1.1898 | 1.0622 | 1.0593 | 0.75209 | 1.258 | 1.0621 | 1.0142 | 1.4156 | 1.276 | 1.1775
5.ENX: Energex | 2010 | 8.5907 | 6.9764 | 1.2314 | 7.382 | 6.7268 | 1.1637 | 1.2771 | 0.0055681 | 0.03303 | 0.027461 | 0.00043569 | 0.018404 | 0.0024431 | 0.005055 | 0.0066924 | 0.0090538 | 0.00095902 | -3.6208e-05 | 0.0041258 | 0.0056934 | 0.0076657 | 0.011907 | 0.036918 | 1.0764 | 1.2538 | 1.0788 | 1.0741 | 0.73765 | 1.2731 | 1.0878 | 1.0169 | 1.5033 | 1.3481 | 1.2166
5.ENX: Energex | 2011 | 8.7357 | 7.3706 | 1.1852 | 8.1113 | 6.9469 | 1.077 | 1.2575 | -0.038234 | 0.016731 | 0.054966 | -0.0039023 | -0.0024442 | 0.0018124 | 0.0040849 | 0.017181 | 0.032561 | 0.0022775 | 0.00035839 | 0.0064902 | 0.0056901 | 0.007589 | 0.094213 | 0.032198 | 1.0405 | 1.2538 | 1.0945 | 1.0882 | 0.67243 | 1.3989 | 1.1101 | 1.0196 | 1.6353 | 1.4085 | 1.2534
5.ENX: Energex | 2012 | 8.9622 | 7.6662 | 1.1691 | 8.6806 | 7.1069 | 1.0324 | 1.2611 | -0.013717 | 0.025601 | 0.039318 | -0.0021571 | -0.0042471 | 0.0005539 | 0.0019747 | 0.029477 | 0.0095884 | 0.0041722 | 0.0013274 | 0.006488 | 0.0072551 | 0.010487 | 0.067838 | 0.022764 | 1.0287 | 1.2538 | 1.1087 | 1.1004 | 0.5549 | 1.4971 | 1.155 | 1.0225 | 1.6613 | 1.4608 | 1.2839
5.ENX: Energex | 2013 | 8.9471 | 7.9669 | 1.123 | 9.2937 | 7.2591 | 0.9627 | 1.2325 | -0.040163 | -0.0016855 | 0.038477 | -0.00089408 | -0.00079951 | 0.0019961 | 0.0031287 | -0.0051167 | 0.052711 | -0.0021912 | -0.0012597 | -0.0055651 | -0.00078745 | -0.0044303 | 0.068247 | 0.021202 | 1.0212 | 1.2538 | 1.1218 | 1.1098 | 0.58883 | 1.6028 | 1.1579 | 1.0241 | 1.7753 | 1.5072 | 1.3115
5.ENX: Energex | 2014 | 8.929 | 7.7777 | 1.148 | 8.5301 | 7.3604 | 1.0468 | 1.2131 | 0.022009 | -0.002019 | -0.024028 | -0.0012284 | -0.0010138 | 0.0019823 | 0.00191 | -0.0036691 | -0.024729 | -0.00079323 | 0.00064648 | -0.00073923 | 0.0027421 | -0.0011551 | -0.085736 | 0.013857 | 1.0107 | 1.2538 | 1.1357 | 1.1166 | 0.62037 | 1.4711 | 1.1799 | 1.0243 | 1.816 | 1.5517 | 1.335
5.ENX: Energex | 2015 | 8.821 | 7.9446 | 1.1103 | 8.7029 | 7.5015 | 1.0136 | 1.1759 | -0.033412 | -0.012178 | 0.021234 | 0.00154 | 0.00046767 | 0.0032935 | 0.0041915 | -0.021671 | -0.016475 | -0.00033173 | 0.00085781 | 0.00083122 | 0.0068435 | 0.029508 | 0.020057 | 0.018982 | 1.026 | 1.2538 | 1.1527 | 1.1266 | 0.75933 | 1.5009 | 1.1649 | 1.0256 | 1.8925 | 1.5843 | 1.3933
5.ENX: Energex | 2016 | 9.0066 | 7.6689 | 1.1744 | 7.7361 | 7.6062 | 1.1642 | 1.1841 | 0.056148 | 0.020822 | -0.035326 | 0.00014577 | 0.00088442 | 0.0040045 | 0.0058571 | 0.0099303 | -0.032651 | 0.0018248 | -0.00039634 | 0.00070862 | 0.0051373 | -0.0099494 | -0.11776 | 0.013866 | 1.0252 | 1.2538 | 1.1728 | 1.1403 | 0.67734 | 1.3342 | 1.1765 | 1.0268 | 1.8812 | 1.6459 | 1.4087
5.ENX: Energex | 2017 | 9.2257 | 7.7582 | 1.1892 | 7.7783 | 7.7057 | 1.1861 | 1.1973 | 0.012468 | 0.02404 | 0.011572 | 0.00061449 | -0.0014075 | 0.0030387 | 0.0034316 | 0.018363 | -0.0030444 | 0.0011871 | 0.0015917 | 0.00037643 | 0.003413 | 0.0080481 | 0.0054455 | 0.012987 | 1.0357 | 1.2538 | 1.1949 | 1.1521 | 0.58167 | 1.3415 | 1.2003 | 1.0272 | 1.9001 | 1.6944 | 1.434
5.ENX: Energex | 2018 | 9.2106 | 7.7824 | 1.1835 | 7.8027 | 7.7564 | 1.1804 | 1.1875 | -0.0047615 | -0.0016344 | 0.0031271 | -6.9522e-05 | 0.0013697 | 0.0043395 | 0.0051136 | -0.012388 | 0.0095108 | -0.001257 | 0.00023707 | -0.0040394 | 0.00050598 | -0.0018304 | 0.0031223 | 0.0065694 | 1.0312 | 1.2538 | 1.2159 | 1.1631 | 0.64071 | 1.3456 | 1.1965 | 1.027 | 1.9007 | 1.7423 | 1.4459
5.ENX: Energex | 2019 | 9.2555 | 7.6557 | 1.209 | 7.3628 | 7.7919 | 1.2571 | 1.1878 | 0.021269 | 0.0048545 | -0.016414 | 0.0010492 | 0.0012538 | 0.0038239 | 0.005036 | -0.0063084 | -0.027863 | 0.00018223 | 0.0021463 | 0.00046347 | 0.0037918 | 0.0048647 | -0.058026 | 0.0045653 | 1.0392 | 1.2538 | 1.2345 | 1.174 | 0.66392 | 1.2698 | 1.1888 | 1.0268 | 1.8861 | 1.7895 | 1.4611
5.ENX: Energex | 2020 | 9.2517 | 7.5502 | 1.2254 | 6.9769 | 7.8797 | 1.3261 | 1.1741 | 0.013475 | -0.00040744 | -0.013883 | -0.0010626 | 0.0035865 | 0.0032259 | 0.0039598 | -0.010117 | -0.016629 | 0.00047559 | 0.00043313 | -0.00055749 | 0.00051039 | 0.0018843 | -0.053841 | 0.011204 | 1.0254 | 1.2628 | 1.2509 | 1.1829 | 0.71456 | 1.2032 | 1.2129 | 1.0264 | 1.9772 | 1.8297 | 1.478
6.ERG: Ergon Energy | 2006 | 7.2351 | 5.8864 | 1.2291 | 7.9633 | 4.9206 | 0.90856 | 1.4704 | 0.0030734 | -0.24586 | -0.24893 | -0.037184 | -0.22901 | -0.18257 | 0.53981 | -0.33691 | 0.064201 | 0.062055 | 0.1298 | -0.097031 | -0.1299 | -0.27806 | 0.13225 | -0.47087 | bar: q1x to x6x
6.ERG: Ergon Energy | 2007 | 8.3286 | 5.7366 | 1.4518 | 7.0889 | 5.086 | 1.1749 | 1.6376 | 0.16652 | 0.14075 | -0.025778 | -0.0014017 | 0.0022521 | 0.0037929 | -0.033997 | 0.1701 | -0.061266 | 0.0033966 | 0.014245 | 0.0005617 | 0.0088287 | 0.0084556 | -0.11631 | 0.033057 | 1.0067 | 1.0169 | 1.0176 | 1.012 | 0.70624 | 0.8902 | 1.0218 | 1.0087 | 1.0564 | 1.1152 | 1.0277
6.ERG: Ergon Energy | 2008 | 8.1904 | 5.9771 | 1.3703 | 7.5947 | 5.189 | 1.0784 | 1.5784 | -0.057804 | -0.016735 | 0.041069 | 0.0025741 | 0.033969 | 0.0046703 | 0.015188 | -0.073137 | 0.04571 | -0.007466 | -0.010676 | 0.00021394 | 0.011343 | 0.0019436 | 0.068915 | 0.020051 | 1.0243 | 1.0978 | 1.0378 | 1.0155 | 0.86374 | 0.95371 | 1.0362 | 1.0187 | 1.0803 | 1.2859 | 1.0395
6.ERG: Ergon Energy | 2009 | 7.9501 | 6.011 | 1.3226 | 7.3237 | 5.3762 | 1.0855 | 1.4788 | -0.035441 | -0.02978 | 0.0056613 | 0.0029646 | 0.0015316 | 0.0056655 | 0.012768 | -0.052709 | -0.045144 | 0.019291 | 0.01959 | -5.0672e-05 | 0.0065968 | 0.0053784 | -0.036339 | 0.035442 | 1.0477 | 1.0978 | 1.0626 | 1.023 | 0.98324 | 0.91968 | 1.0662 | 1.0311 | 1.0959 | 1.4237 | 1.0552
6.ERG: Ergon Energy | 2010 | 8.1617 | 6.0943 | 1.3392 | 7.1665 | 5.5565 | 1.1389 | 1.4689 | 0.012501 | 0.026265 | 0.013765 | 0.00085208 | 0.021158 | 0.0047426 | 0.00073299 | -0.0012202 | -0.004799 | -0.0022305 | -0.0051558 | 0.0020668 | 0.0062896 | 0.017593 | -0.0217 | 0.032987 | 1.0571 | 1.1547 | 1.0846 | 1.0285 | 1.0041 | 0.89993 | 1.0783 | 1.0383 | 1.3157 | 1.5341 | 1.1209
6.ERG: Ergon Energy | 2011 | 8.5051 | 6.6332 | 1.2822 | 8.8134 | 5.63 | 0.96502 | 1.5107 | -0.043505 | 0.041225 | 0.08473 | -0.0096714 | -0.0061656 | 0.0030304 | -0.031396 | 0.085427 | 0.088306 | -0.0022722 | -0.013206 | 0.00087068 | 0.0043206 | 0.0067106 | 0.20686 | 0.013146 | 0.98079 | 1.1547 | 1.1039 | 1.0295 | 0.94278 | 1.1067 | 1.0877 | 1.0534 | 1.4138 | 1.6214 | 1.1502
6.ERG: Ergon Energy | 2012 | 8.8023 | 6.763 | 1.3015 | 9.0026 | 5.7797 | 0.97775 | 1.523 | 0.014972 | 0.034342 | 0.01937 | 0.003019 | -0.0020057 | 0.0029301 | -0.0072703 | 0.037669 | -0.014299 | 0.0049499 | 0.012091 | 0.00037355 | 0.0041974 | 0.012057 | 0.02124 | 0.026244 | 1.0152 | 1.1547 | 1.1204 | 1.0364 | 0.87102 | 1.1305 | 1.1054 | 1.0666 | 1.4571 | 1.7102 | 1.1896
6.ERG: Ergon Energy | 2013 | 8.9926 | 6.2299 | 1.4434 | 7.1517 | 5.7588 | 1.2574 | 1.5615 | 0.10348 | 0.021388 | -0.082096 | -0.0023963 | -0.0034173 | 0.002745 | -0.027552 | 0.052009 | -0.079324 | -0.017442 | 0.0026205 | -0.00056617 | 0.0044372 | 0.0081793 | -0.23016 | -0.0036258 | 1.0007 | 1.1547 | 1.1383 | 1.0143 | 0.7901 | 0.89808 | 0.95138 | 1.0775 | 1.3912 | 1.8007 | 1.2185
6.ERG: Ergon Energy | 2014 | 9.2947 | 6.4136 | 1.4492 | 7.1846 | 6.0125 | 1.2937 | 1.5459 | 0.0039962 | 0.033045 | 0.029049 | 0.00097358 | -0.0023015 | 0.0028971 | -0.0098598 | 0.041336 | 0.013937 | -0.0087511 | -0.0032259 | 0.00014569 | 0.0035515 | 0.023392 | 0.0045795 | 0.043106 | 1.0171 | 1.1547 | 1.1567 | 1.0187 | 0.6933 | 0.90221 | 0.95081 | 1.0976 | 1.4106 | 1.8774 | 1.326
6.ERG: Ergon Energy | 2015 | 9.0209 | 6.8775 | 1.3117 | 8.2779 | 6.1871 | 1.0898 | 1.458 | -0.099737 | -0.029904 | 0.069833 | -0.00015303 | 0.0010024 | 0.0021185 | 0.0091258 | -0.041997 | 0.052878 | 0.0022294 | 0.01178 | -0.00024468 | 0.0050646 | -0.0018741 | 0.14165 | 0.028632 | 1.0126 | 1.1547 | 1.1669 | 1.0277 | 0.86194 | 1.0395 | 0.95362 | 1.1528 | 1.3819 | 1.9938 | 1.329
6.ERG: Ergon Energy | 2016 | 8.9398 | 6.9364 | 1.2888 | 8.3353 | 6.2451 | 1.0725 | 1.4315 | -0.017561 | -0.0090282 | 0.0085323 | 0.0014153 | 0.002679 | 0.0039731 | 0.013218 | -0.030314 | 0.0035404 | -0.0065882 | -0.008459 | 0.00069606 | 0.0012734 | 0.01807 | 0.0069141 | 0.0093272 | 1.0194 | 1.1547 | 1.1846 | 1.0263 | 0.87328 | 1.0467 | 0.94804 | 1.143 | 1.4789 | 2.029 | 1.3899
6.ERG: Ergon Energy | 2017 | 9.3875 | 6.8349 | 1.3735 | 7.5068 | 6.4738 | 1.2505 | 1.4501 | 0.063604 | 0.048864 | -0.01474 | -0.0040041 | -0.0034928 | 0.00077516 | -0.017327 | 0.072913 | -0.044843 | 0.0086139 | 0.01312 | 0.0017706 | 0.0018242 | 0.0047735 | -0.10468 | 0.03597 | 0.98857 | 1.1547 | 1.1945 | 1.0279 | 0.68278 | 0.94268 | 1.0051 | 1.1271 | 1.729 | 2.0704 | 1.4356
6.ERG: Ergon Energy | 2018 | 9.2215 | 6.9391 | 1.3289 | 7.7106 | 6.5391 | 1.1959 | 1.4102 | -0.032984 | -0.017845 | 0.015138 | -9.7579e-05 | 0.0021872 | 0.0048314 | 0.0097551 | -0.034521 | 0.021102 | -0.0040104 | 0.002765 | 5.0774e-05 | -0.0027771 | -0.0019918 | 0.026786 | 0.010037 | 0.98198 | 1.1547 | 1.2179 | 1.0244 | 0.75193 | 0.96827 | 1.0115 | 1.1596 | 1.7413 | 2.0044 | 1.4447
6.ERG: Ergon Energy | 2019 | 8.8894 | 6.9452 | 1.2799 | 7.7588 | 6.5227 | 1.1457 | 1.3629 | -0.037544 | -0.036669 | 0.00087503 | 0.0028394 | 0.0033032 | 0.0027477 | 0.017956 | -0.063516 | 0.0011978 | -0.00092291 | -0.0011391 | 9.1827e-05 | 0.0011221 | 0.00052531 | 0.0062304 | -0.0025164 | 1.0013 | 1.1547 | 1.2272 | 1.0265 | 0.89176 | 0.97432 | 1.0113 | 1.1298 | 1.7588 | 2.0321 | 1.4504
6.ERG: Ergon Energy | 2020 | 8.9548 | 7.0435 | 1.2714 | 8.0464 | 6.5306 | 1.1129 | 1.3712 | -0.0067247 | 0.0073213 | 0.014046 | 0.00038415 | -0.00033623 | -0.0011562 | 0.00014633 | 0.0082832 | 0.025662 | -0.0035992 | -0.0026254 | -7.3628e-05 | 0.00048214 | -0.0057995 | 0.036393 | 0.0012114 | 1.006 | 1.1547 | 1.2214 | 1.0306 | 0.86997 | 1.0104 | 1.0221 | 1.1378 | 1.7541 | 2.047 | 1.4369
7.ESS: Essential Energy | 2006 | 8.5795 | 5.9333 | 1.446 | 6.0809 | 5.9137 | 1.4109 | 1.4508 | 0.12872 | -0.042807 | -0.17153 | -0.011672 | -0.10651 | 0.012856 | 0.16158 | -0.099062 | -0.10443 | -0.0095748 | 0.00080267 | -0.0026493 | -0.042049 | -0.013621 | -0.28007 | -0.099226 | bar: q1x to x6x
7.ESS: Essential Energy | 2007 | 9.2772 | 6.6684 | 1.3912 | 7.3032 | 6.3837 | 1.2703 | 1.4533 | -0.038631 | 0.078177 | 0.11681 | -0.0010256 | 0.016378 | -0.00071021 | -0.060472 | 0.12401 | 0.092617 | -0.0078523 | -0.00017075 | -1.4172e-05 | 0.016205 | 0.016023 | 0.18315 | 0.076481 | 1.0008 | 1.0455 | 1.0077 | 0.94939 | 0.75426 | 1.201 | 1.0439 | 1.0791 | 1 | 1.2029 | 1.0729
7.ESS: Essential Energy | 2008 | 9.2495 | 7.1107 | 1.3008 | 8.5856 | 6.3783 | 1.0773 | 1.4501 | -0.067207 | -0.0029898 | 0.064217 | 0.00040345 | -0.00025913 | 0.0023351 | -0.013036 | 0.0075667 | 0.057029 | 0.0014363 | 0.020641 | -0.0081841 | -0.025758 | 0.019052 | 0.16178 | -0.00084712 | 1.006 | 1.0455 | 1.0198 | 0.93124 | 0.74993 | 1.4119 | 1.0698 | 1.1477 | 0.43576 | 0.87313 | 1.1372
7.ESS: Essential Energy | 2009 | 8.9304 | 7.1336 | 1.2519 | 8.0309 | 6.7054 | 1.112 | 1.3318 | -0.038323 | -0.035103 | 0.0032206 | 0.0011143 | 0.0012233 | 0.0027242 | 0.016948 | -0.057113 | -0.030508 | 0.00010952 | 0.0068217 | 0.0032836 | 0.0097175 | 0.013796 | -0.066791 | 0.050015 | 1.0131 | 1.0466 | 1.0282 | 0.94086 | 0.90359 | 1.3207 | 1.1393 | 1.2167 | 0.60573 | 0.98389 | 1.1753
7.ESS: Essential Energy | 2010 | 9.5709 | 7.6357 | 1.2534 | 8.6051 | 7.1536 | 1.1122 | 1.3379 | 0.0012471 | 0.069266 | 0.068019 | -0.0012565 | -0.0020276 | -0.0016008 | -0.031441 | 0.10559 | 0.00059365 | 0.0064535 | 0.02993 | 0.00022049 | 0.0072309 | 0.02359 | 0.069061 | 0.064703 | 1.0116 | 1.047 | 1.0328 | 0.94529 | 0.6833 | 1.4151 | 1.227 | 1.2741 | 0.62067 | 1.0898 | 1.2419
7.ESS: Essential Energy | 2011 | 9.4219 | 7.7888 | 1.2097 | 8.5858 | 7.3876 | 1.0974 | 1.2754 | -0.035538 | -0.015687 | 0.019852 | -0.00129 | 6.2722e-05 | 0.0024493 | 0.0056475 | -0.022556 | -0.0053605 | 0.002738 | 0.0047365 | 0.0016349 | 0.010676 | 0.0054269 | -0.0022478 | 0.032177 | 0.9982 | 1.047 | 1.0443 | 0.9551 | 0.78234 | 1.4119 | 1.2851 | 1.3412 | 0.7405 | 1.252 | 1.2564
7.ESS: Essential Energy | 2012 | 9.3654 | 8.7595 | 1.0692 | 10.6222 | 7.8226 | 0.88168 | 1.1972 | -0.12347 | -0.0060219 | 0.11745 | -0.00096972 | -0.0004664 | 0.00042932 | -0.006755 | 0.0017399 | 0.11446 | 0.0013053 | 0.0070784 | 0.0022618 | 0.007917 | -0.015577 | 0.21284 | 0.057214 | 0.99068 | 1.047 | 1.0493 | 0.95624 | 0.83905 | 1.7468 | 1.3008 | 1.3813 | 0.92416 | 1.3685 | 1.2782
7.ESS: Essential Energy | 2013 | 9.4703 | 8.638 | 1.0964 | 9.6144 | 8.1488 | 0.98501 | 1.1622 | 0.025108 | 0.011138 | -0.013969 | 0.003352 | -0.00039766 | 0.00096649 | -0.0055472 | 0.012765 | -0.065772 | 0.010202 | 0.027619 | 0.002261 | 0.0045216 | 0.0071987 | -0.099683 | 0.040858 | 1.0273 | 1.047 | 1.0566 | 0.95769 | 0.82713 | 1.5811 | 1.4299 | 1.4285 | 1.16 | 1.4429 | 1.283
7.ESS: Essential Energy | 2014 | 10.325 | 8.4045 | 1.2285 | 9.1181 | 8.0436 | 1.1324 | 1.2836 | 0.1138 | 0.086407 | -0.027394 | -0.0023384 | 0.051316 | 0.0018306 | -0.0074713 | 0.04307 | -0.023741 | -0.0049247 | -0.020844 | 0.0024194 | 0.0045081 | 0.015189 | -0.052999 | -0.012994 | 1.0054 | 1.1997 | 1.0691 | 0.95793 | 0.65225 | 1.4995 | 1.4847 | 1.4097 | 1.5146 | 1.5188 | 1.2779
7.ESS: Essential Energy | 2015 | 10.0532 | 8.6597 | 1.1609 | 8.9274 | 8.6003 | 1.1261 | 1.1689 | -0.056581 | -0.026677 | 0.029904 | 0.0023191 | 0.0015119 | 0.0041449 | 0.012526 | -0.047179 | 0.01074 | 0.010842 | 0.028408 | 0.0011076 | 0.0038454 | -0.025039 | -0.021136 | 0.066925 | 1.0256 | 1.1997 | 1.0851 | 0.95953 | 0.80949 | 1.4681 | 1.5581 | 1.4217 | 1.6762 | 1.5895 | 1.3004
7.ESS: Essential Energy | 2016 | 10.0028 | 8.114 | 1.2328 | 7.0417 | 8.7701 | 1.4205 | 1.1405 | 0.060056 | -0.0050266 | -0.065083 | 0.0014072 | 0.0039556 | 0.0057805 | 0.031986 | -0.048155 | -0.11589 | 0.0098211 | 0.02491 | 2.5542e-05 | 0.0020991 | 0.013948 | -0.23727 | 0.019553 | 1.0291 | 1.1997 | 1.1002 | 0.96189 | 0.79326 | 1.158 | 1.6431 | 1.4421 | 1.6755 | 1.6267 | 1.3194
7.ESS: Essential Energy | 2017 | 9.8349 | 8.231 | 1.1949 | 7.087 | 8.8941 | 1.3877 | 1.1058 | -0.031234 | -0.016923 | 0.014311 | 0.00064517 | 8.9343e-05 | 0.0032604 | 0.0010797 | -0.021998 | -0.0017048 | 0.00045014 | 0.011502 | 9.4408e-05 | 0.0028894 | 0.0010789 | 0.0064144 | 0.014034 | 1.0354 | 1.1997 | 1.1163 | 0.96268 | 0.88667 | 1.1655 | 1.6422 | 1.4429 | 1.6903 | 1.6818 | 1.3264
7.ESS: Essential Energy | 2018 | 10.0828 | 8.3691 | 1.2048 | 7.4398 | 9.0256 | 1.3552 | 1.1171 | 0.0082485 | 0.024895 | 0.016647 | 0.00090998 | -0.0009389 | 0.0026981 | -0.0070942 | 0.02932 | 0.033057 | -0.0066428 | -0.0057949 | 0.00012264 | 0.0016872 | -0.0057823 | 0.048582 | 0.014677 | 1.0475 | 1.1997 | 1.1338 | 0.96318 | 0.80975 | 1.2235 | 1.6188 | 1.4656 | 1.7156 | 1.7193 | 1.3352
7.ESS: Essential Energy | 2019 | 9.9385 | 8.8308 | 1.1254 | 8.449 | 9.1823 | 1.1763 | 1.0824 | -0.068106 | -0.014415 | 0.053691 | 0.0020161 | 0.009926 | 0.003682 | 0.012155 | -0.042193 | 0.059166 | -0.0037642 | -0.005925 | 0.00036123 | 0.00070899 | 0.0031446 | 0.1272 | 0.01721 | 1.064 | 1.2252 | 1.147 | 0.96486 | 0.91295 | 1.3894 | 1.6261 | 1.4628 | 1.7811 | 1.7372 | 1.3752
7.ESS: Essential Energy | 2020 | 9.8482 | 8.8238 | 1.1161 | 8.1386 | 9.4995 | 1.2101 | 1.0367 | -0.0083463 | -0.0091309 | -0.00078456 | -0.0021554 | 0.00046125 | 0.0026312 | 0.0037057 | -0.013774 | -0.0018668 | -0.00044598 | 0.0088398 | 0.00035735 | 0.0018367 | -0.0095056 | -0.037431 | 0.033961 | 1.0406 | 1.2252 | 1.1589 | 0.96559 | 0.94873 | 1.3384 | 1.6417 | 1.4963 | 1.8295 | 1.777 | 1.3894
8.JEN: Jemena | 2006 | 1.2714 | 1.1794 | 1.078 | 1.3962 | 1.0497 | 0.91058 | 1.2111 | -0.034732 | -2.0472 | -2.0125 | -0.10512 | -0.49671 | -0.24544 | -1.6023 | 0.40239 | -0.72762 | -0.13684 | -0.65483 | -0.012295 | -0.076533 | -0.40436 | -1.7629 | -2.2027 | bar: q1x to x6x
8.JEN: Jemena | 2007 | 1.3214 | 1.2167 | 1.086 | 1.4741 | 1.0595 | 0.89642 | 1.2472 | 0.0074349 | 0.038628 | 0.031194 | 0.0023529 | 0.028948 | 0.0044439 | 0.0051744 | -0.0022903 | 0.011641 | 0.00064911 | 0.017635 | -0.00096572 | 0.003688 | -0.0014533 | 0.05431 | 0.0092439 | 1.0233 | 1.0773 | 1.0203 | 1.0089 | 1.0024 | 1.0558 | 1.0016 | 1.0054 | 0.9027 | 1.0389 | 1.0069
8.JEN: Jemena | 2008 | 1.3802 | 1.1336 | 1.2175 | 1.1903 | 1.0996 | 1.1595 | 1.2551 | 0.11423 | 0.043489 | -0.07074 | 0.0025422 | 0.023728 | 0.0026979 | 0.0087566 | 0.0057636 | -0.024863 | -0.0073843 | -0.041307 | -0.00020433 | 0.0038369 | -0.00081799 | -0.21384 | 0.037187 | 1.0493 | 1.145 | 1.0322 | 1.0261 | 0.94037 | 0.85254 | 1.0065 | 1.0179 | 0.90237 | 1.1221 | 1.0702
8.JEN: Jemena | 2009 | 1.3947 | 1.1918 | 1.1702 | 1.2992 | 1.1257 | 1.0735 | 1.2389 | -0.039596 | 0.010457 | 0.050052 | -0.0025842 | 0.023149 | 0.0016095 | 0.0034717 | -0.01519 | -0.010006 | 0.0057095 | 0.031219 | 9.8423e-05 | 0.0043855 | 0.018646 | 0.087513 | 0.023418 | 1.0225 | 1.2183 | 1.0412 | 1.0364 | 1.0752 | 0.93051 | 1.0548 | 1.0159 | 0.90237 | 1.1673 | 1.1151
8.JEN: Jemena | 2010 | 1.4269 | 1.267 | 1.1262 | 1.5233 | 1.1273 | 0.93672 | 1.2657 | -0.038295 | 0.022849 | 0.061144 | 0.0018567 | 0.00089706 | 0.0033753 | 0.0054187 | 0.011301 | 0.087754 | -0.0050796 | -0.017877 | -0.00014457 | 0.0024692 | -0.0059781 | 0.15914 | 0.0014649 | 1.0401 | 1.2183 | 1.056 | 1.0441 | 0.9539 | 1.091 | 1.0604 | 1.0139 | 0.9027 | 1.2169 | 1.1054
8.JEN: Jemena | 2011 | 1.4519 | 1.2876 | 1.1275 | 1.5029 | 1.1629 | 0.96602 | 1.2485 | 0.0011626 | 0.017345 | 0.016183 | -0.00022417 | 0.0023364 | -0.00050447 | 0.010707 | 0.0050306 | -0.015127 | 0.0017753 | 0.0048681 | 0.00023516 | 0.0036451 | 0.020786 | -0.013459 | 0.03105 | 1.0317 | 1.2183 | 1.0478 | 1.0565 | 0.83857 | 1.0764 | 1.0502 | 1.0024 | 0.91875 | 1.2714 | 1.203
8.JEN: Jemena | 2012 | 1.4728 | 1.3706 | 1.0746 | 1.7069 | 1.1759 | 0.86289 | 1.2525 | -0.048064 | 0.014347 | 0.06241 | -0.00068432 | 0.0017159 | 0.0045536 | 0.0084126 | 0.00034873 | 0.039421 | 0.0027997 | 0.01787 | 0.00065319 | 0.0045003 | -0.0028346 | 0.12724 | 0.011134 | 1.02 | 1.2183 | 1.0671 | 1.0671 | 0.77674 | 1.2225 | 1.0589 | 0.98862 | 0.97588 | 1.3364 | 1.2176
8.JEN: Jemena | 2013 | 1.4487 | 1.3518 | 1.0717 | 1.6337 | 1.1947 | 0.88675 | 1.2126 | -0.0027545 | -0.016547 | -0.013793 | -0.0025576 | -0.00048353 | 0.0041578 | 0.0011567 | -0.018821 | -0.0025973 | -0.00021389 | -0.0011066 | -4.6508e-05 | 0.0027733 | -0.012602 | -0.043825 | 0.015814 | 0.99412 | 1.2183 | 1.0901 | 1.0728 | 0.94433 | 1.1701 | 1.0716 | 0.9815 | 0.97308 | 1.3863 | 1.2415
8.JEN: Jemena | 2014 | 1.4532 | 1.3575 | 1.0705 | 1.6104 | 1.2172 | 0.90236 | 1.1939 | -0.0011344 | 0.0031065 | 0.0042409 | -0.0024172 | 0.0010248 | 0.0044776 | 0.004219 | -0.0041977 | -0.00010273 | -0.002046 | 0.0027004 | -0.00085314 | 0.0051319 | -0.00058953 | -0.014336 | 0.018676 | 0.9665 | 1.2183 | 1.1117 | 1.0773 | 0.9442 | 1.1534 | 1.0431 | 0.99363 | 0.89384 | 1.4845 | 1.2642
8.JEN: Jemena | 2015 | 1.4989 | 1.3996 | 1.071 | 1.6536 | 1.2558 | 0.90647 | 1.1936 | 0.00049921 | 0.030989 | 0.03049 | 0.0022736 | 0.002145 | 0.0048503 | 0.010962 | 0.010758 | 0.006865 | 0.00043143 | 0.0050974 | 8.2725e-06 | 0.0050757 | 0.013012 | 0.026437 | 0.031231 | 0.98438 | 1.2183 | 1.1333 | 1.0923 | 0.77089 | 1.1843 | 1.0482 | 0.99146 | 0.89405 | 1.5857 | 1.3344
8.JEN: Jemena | 2016 | 1.5112 | 1.4463 | 1.0449 | 1.7493 | 1.2836 | 0.8639 | 1.1773 | -0.024644 | 0.008176 | 0.03282 | -0.00053517 | 0.0001101 | 0.0043985 | 0.0039902 | 0.00021234 | 0.029436 | 0.0002477 | 0.011585 | 2.9202e-05 | 0.0026264 | -0.011105 | 0.056282 | 0.021891 | 0.9785 | 1.2183 | 1.1579 | 1.1018 | 0.76492 | 1.2529 | 1.0517 | 1.0006 | 0.89647 | 1.638 | 1.3543
8.JEN: Jemena | 2017 | 1.5379 | 1.4737 | 1.0436 | 1.8321 | 1.2783 | 0.83944 | 1.2031 | -0.0012831 | 0.01751 | 0.018793 | 0.0019091 | 0.00074822 | 0.0046843 | 0.0090075 | 0.0011607 | 0.010234 | -0.0023054 | -0.014661 | 0.00048069 | 0.0022334 | 0.022811 | 0.046233 | -0.0041176 | 0.99662 | 1.2183 | 1.1832 | 1.1207 | 0.72641 | 1.3122 | 1.044 | 1.0059 | 0.94651 | 1.6949 | 1.3609
8.JEN: Jemena | 2018 | 1.5543 | 1.4582 | 1.066 | 1.6832 | 1.3283 | 0.92345 | 1.1702 | 0.021232 | 0.010626 | -0.010606 | -0.0012054 | -0.00078138 | 0.0036574 | 0.0087017 | 0.00025384 | -0.030531 | 0.0060979 | 0.0081503 | 0.0015782 | 0.0063725 | -0.0022741 | -0.084755 | 0.038369 | 0.98594 | 1.2183 | 1.2065 | 1.1484 | 0.75503 | 1.2056 | 1.1785 | 1.0075 | 1.1097 | 1.8423 | 1.3962
8.JEN: Jemena | 2019 | 1.5538 | 1.5082 | 1.0302 | 1.7577 | 1.3642 | 0.884 | 1.1389 | -0.034123 | -0.00035672 | 0.033767 | 6.731e-05 | 0.0016937 | 0.0035829 | 0.0025377 | -0.0082383 | 0.014986 | -0.00092188 | 0.011987 | 0.001503 | 0.0020961 | 0.0041173 | 0.043306 | 0.02669 | 0.98826 | 1.2259 | 1.2294 | 1.159 | 0.84674 | 1.2589 | 1.1714 | 1.0346 | 1.294 | 1.8928 | 1.4277
8.JEN: Jemena | 2020 | 1.5658 | 1.4374 | 1.0893 | 1.5131 | 1.3893 | 1.0348 | 1.127 | 0.055765 | 0.0076964 | -0.048069 | -0.0026199 | 0.0092352 | 0.0037803 | 0.0057717 | -0.0084709 | -0.048361 | -0.00019142 | -0.0038493 | 0.0014607 | 0.0028753 | -3.2329e-06 | -0.14986 | 0.018199 | 0.95974 | 1.255 | 1.2513 | 1.1713 | 0.90117 | 1.0837 | 1.1656 | 1.01 | 1.5004 | 1.9672 | 1.4806
9.PCR: Powercor | 2006 | 5.9205 | 4.088 | 1.4482 | 3.4896 | 4.6899 | 1.6966 | 1.2624 | 0.28483 | 1.33 | 1.0452 | 0.085642 | 0.24909 | 0.12141 | 1.0388 | -0.16492 | 0.31678 | 0.064058 | 0.60246 | -0.02783 | -0.052109 | 0.14183 | 0.83565 | 1.2166 | bar: q1x to x6x
9.PCR: Powercor | 2007 | 5.9106 | 3.945 | 1.4983 | 3.0591 | 4.7862 | 1.9321 | 1.2349 | 0.033949 | -0.0016687 | -0.035618 | 0.0016357 | 0.0208 | 0.0041036 | 0.0072247 | -0.035433 | -0.052645 | 0.00027133 | 0.0039962 | 0.00044491 | 0.0056468 | 0.0066681 | -0.13167 | 0.020322 | 1.0149 | 1.055 | 1.0179 | 1.0035 | 1.1813 | 0.87663 | 1.0012 | 1.0006 | 1.0523 | 1.0526 | 1.0347
9.PCR: Powercor | 2008 | 6.2555 | 4.1349 | 1.5129 | 3.1263 | 4.9045 | 2.0009 | 1.2755 | 0.0097012 | 0.056707 | 0.047006 | 0.0019001 | 0.022928 | 0.0037275 | -0.0033313 | 0.031483 | 0.013593 | 0.0015857 | 0.026226 | -0.00013453 | -0.0025638 | 0.0082999 | 0.021714 | 0.024418 | 1.0357 | 1.1179 | 1.0367 | 1.0062 | 1.0175 | 0.89587 | 1.0035 | 1.0038 | 1.061 | 1.0613 | 1.0787
9.PCR: Powercor | 2009 | 6.0635 | 4.3216 | 1.4031 | 3.4496 | 5.1699 | 1.7577 | 1.1729 | -0.075336 | -0.031168 | 0.044168 | 0.00018584 | 0.034312 | 0.0047504 | 0.016574 | -0.086991 | 0.034434 | -0.0020497 | -0.033609 | 0.0026871 | 0.035553 | 0.0071528 | 0.098423 | 0.052689 | 1.0338 | 1.216 | 1.0558 | 1.0176 | 1.4838 | 0.98853 | 1.0002 | 1.0005 | 1.3735 | 1.374 | 1.1081
9.PCR: Powercor | 2010 | 6.2635 | 4.515 | 1.3873 | 3.3083 | 5.3784 | 1.8933 | 1.1646 | -0.011331 | 0.032447 | 0.043778 | 0.0017437 | -0.00022375 | 0.0042845 | 0.0014697 | 0.025173 | -0.012471 | 0.0021314 | 0.036574 | 0.00078201 | 0.012304 | 0.0044576 | -0.041828 | 0.039539 | 1.0523 | 1.216 | 1.0772 | 1.0254 | 1.3332 | 0.94804 | 1.0005 | 1.0007 | 1.5364 | 1.537 | 1.137
9.PCR: Powercor | 2011 | 6.4676 | 4.479 | 1.444 | 3.4425 | 5.295 | 1.8787 | 1.2215 | 0.040061 | 0.032065 | -0.0079958 | -0.0022142 | -0.00068605 | 0.0042949 | -0.0087758 | 0.039446 | 0.013355 | -0.0010252 | -0.017071 | -0.00057481 | -0.0089686 | 0.0062887 | 0.039773 | -0.015634 | 1.0318 | 1.216 | 1.1014 | 1.0203 | 1.1374 | 0.9865 | 1.0004 | 1.0034 | 1.4257 | 1.4247 | 1.1668
9.PCR: Powercor | 2012 | 6.4693 | 4.7075 | 1.3742 | 4.0846 | 5.2883 | 1.5838 | 1.2233 | -0.049494 | 0.00026769 | 0.049762 | 0.0025801 | -3.6573e-05 | 0.0035845 | 0.0025595 | -0.0084199 | 0.067614 | -0.001214 | -0.025205 | 0.0001909 | 0.0016111 | 0.0067651 | 0.17101 | -0.0012651 | 1.0587 | 1.216 | 1.1199 | 1.0268 | 1.1974 | 1.1705 | 1.0074 | 1.005 | 1.4257 | 1.4277 | 1.1992
9.PCR: Powercor | 2013 | 6.4004 | 4.9001 | 1.3062 | 4.3406 | 5.4255 | 1.4746 | 1.1797 | -0.050803 | -0.010715 | 0.040088 | -0.0018424 | -0.00020852 | 0.0027842 | -0.00016569 | -0.011282 | 0.024506 | -3.1561e-05 | 0.00074452 | -5.799e-07 | 0.0066386 | 0.0082308 | 0.060784 | 0.025626 | 1.0402 | 1.216 | 1.1355 | 1.0309 | 1.3041 | 1.2438 | 1.0065 | 1.0085 | 1.4257 | 1.5104 | 1.2412
9.PCR: Powercor | 2014 | 6.2499 | 4.8301 | 1.2939 | 3.9405 | 5.5945 | 1.5861 | 1.1171 | -0.0094065 | -0.023788 | -0.014382 | -0.0020563 | 0.0088198 | 0.0035612 | 0.0046716 | -0.038784 | -0.039903 | -0.00031875 | 0.01231 | 0.0015794 | 0.0044537 | 0.0074971 | -0.096699 | 0.030674 | 1.0182 | 1.2424 | 1.1525 | 1.0349 | 1.5813 | 1.1292 | 0.98223 | 1.0155 | 1.7024 | 1.5721 | 1.2806
9.PCR: Powercor | 2015 | 6.5506 | 4.9838 | 1.3144 | 4.2261 | 5.6655 | 1.55 | 1.1562 | 0.015664 | 0.046985 | 0.031321 | 0.0033188 | -0.0010833 | 0.0022779 | -0.0069729 | 0.049445 | 0.028675 | -0.00055018 | -0.0088412 | 9.0586e-05 | 0.0095896 | 0.0023572 | 0.069984 | 0.0126 | 1.0557 | 1.2424 | 1.1705 | 1.0387 | 1.2984 | 1.2111 | 0.98104 | 1.0165 | 1.7075 | 1.7014 | 1.2931
9.PCR: Powercor | 2016 | 6.6012 | 4.8308 | 1.3665 | 3.5829 | 5.7962 | 1.8424 | 1.1389 | 0.038873 | 0.0076954 | -0.031178 | -0.00048998 | 8.4404e-05 | 0.0061425 | 0.0020246 | -6.6038e-05 | -0.065775 | 0.0020247 | 0.022091 | 0.00012495 | 0.0050608 | 0.0052955 | -0.16512 | 0.022817 | 1.0502 | 1.2424 | 1.2042 | 1.0418 | 1.2891 | 1.0267 | 1.001 | 1.0183 | 1.7584 | 1.7722 | 1.3198
9.PCR: Powercor | 2017 | 6.8839 | 5.0566 | 1.3614 | 3.8634 | 5.9406 | 1.7818 | 1.1588 | -0.0037525 | 0.041929 | 0.045681 | 0.00034522 | -0.00080927 | 0.0034567 | -0.0038426 | 0.042779 | 0.027801 | 0.00079288 | 0.0022449 | -0.00043349 | 0.0081682 | 0.0071076 | 0.075373 | 0.024598 | 1.0564 | 1.2424 | 1.2295 | 1.048 | 1.0158 | 1.1071 | 1.0169 | 1.0166 | 1.6823 | 1.8908 | 1.3577
9.PCR: Powercor | 2018 | 6.6519 | 5.0717 | 1.3116 | 3.9613 | 5.9687 | 1.6792 | 1.1145 | -0.037259 | -0.03428 | 0.0029788 | 0.00061015 | 0.0075059 | 0.0063129 | 0.010182 | -0.05889 | 0.010463 | -0.0012643 | -0.017671 | 1.373e-05 | 0.0054283 | 0.0060087 | 0.025031 | 0.0047308 | 1.0596 | 1.2631 | 1.2588 | 1.0521 | 1.3991 | 1.1352 | 1.0113 | 1.017 | 1.6626 | 1.9865 | 1.3893
9.PCR: Powercor | 2019 | 6.7371 | 5.104 | 1.32 | 3.8367 | 6.0859 | 1.7559 | 1.107 | 0.0063838 | 0.012725 | 0.0063408 | 0.0011296 | 0.0015595 | 0.0043182 | 0.00098005 | 0.0047372 | -0.012708 | -5.2563e-05 | -0.001611 | 0.0076896 | 0.0068157 | 0.0062072 | -0.031954 | 0.019434 | 1.0724 | 1.2688 | 1.2859 | 1.0577 | 1.3809 | 1.0995 | 1.0126 | 1.0176 | 3.7781 | 2.104 | 1.4171
9.PCR: Powercor | 2020 | 6.8344 | 5.0567 | 1.3516 | 3.6075 | 6.2282 | 1.8945 | 1.0973 | 0.023662 | 0.014348 | -0.0093135 | -0.0022571 | 0.0072477 | 0.0018097 | -0.00040111 | 0.0079493 | -0.023043 | -0.00025823 | -0.0043232 | 0.00049085 | 0.0087455 | 0.0090742 | -0.061613 | 0.023126 | 1.0494 | 1.2944 | 1.3004 | 1.0646 | 1.3636 | 1.0338 | 1.0125 | 1.0176 | 3.973 | 2.2699 | 1.4644
10.SAP: SA Power Networks | 2006 | 6.955 | 3.7693 | 1.8452 | 3.4464 | 3.9233 | 2.018 | 1.7727 | 0.3113 | 0.017483 | -0.29382 | 0.0032994 | 0.014656 | -0.020289 | 0.061504 | -0.041687 | -0.01507 | -0.013532 | -0.25653 | 0.025757 | -0.017756 | -0.01669 | -0.045666 | -0.46217 | bar: q1x to x6x
10.SAP: SA Power Networks | 2007 | 6.7699 | 3.7695 | 1.796 | 3.1942 | 4.0474 | 2.1195 | 1.6727 | -0.027034 | -0.026969 | 6.428e-05 | 0.0030999 | 0.0013046 | 0.001009 | 0.010354 | -0.042737 | -0.023719 | 0.00037949 | -0.00015957 | 0.00027203 | 0.0070355 | 0.016256 | -0.076016 | 0.031145 | 1.0278 | 1 | 1.0008 | 1.0058 | 1.153 | 0.9268 | 1.009 | 1.0001 | 1.0213 | 1.0403 | 1.0517
10.SAP: SA Power Networks | 2008 | 7.4598 | 3.9309 | 1.8977 | 3.5766 | 4.1243 | 2.0857 | 1.8087 | 0.055118 | 0.09704 | 0.041923 | 0.00011231 | 0.024107 | -0.0011912 | -0.012391 | 0.086403 | 0.035939 | -9.828e-05 | -0.0040616 | 4.4127e-05 | 0.0050982 | 0.0050009 | 0.1131 | 0.018825 | 1.0356 | 1.0704 | 1.0029 | 1.0117 | 0.83106 | 1.0378 | 1.018 | 1.0001 | 1.0425 | 1.0806 | 1.0747
10.SAP: SA Power Networks | 2009 | 7.6647 | 4.1543 | 1.845 | 3.9402 | 4.2364 | 1.9452 | 1.8092 | -0.028172 | 0.027095 | 0.055267 | -0.00064551 | 0.029955 | 0.0091108 | 0.005139 | -0.016464 | 0.032364 | 0.00091348 | 0.002188 | 0.00096032 | 0.0089088 | 0.0099318 | 0.096821 | 0.026823 | 1.0285 | 1.1546 | 1.0457 | 1.0212 | 0.91202 | 1.1433 | 1.0339 | 1.001 | 1.1182 | 1.1311 | 1.1056
10.SAP: SA Power Networks | 2010 | 7.289 | 4.2191 | 1.7276 | 3.9181 | 4.3559 | 1.8603 | 1.6734 | -0.06573 | -0.05026 | 0.01547 | 0.0026241 | 0.0033729 | 0.004871 | 0.014846 | -0.075974 | -0.0013934 | 0.00048257 | -0.002363 | -9.6973e-05 | 0.0040039 | 0.014837 | -0.0056314 | 0.027803 | 1.0501 | 1.1546 | 1.0618 | 1.028 | 1.2261 | 1.1369 | 1.0538 | 1.0012 | 1.1147 | 1.1688 | 1.1567
10.SAP: SA Power Networks | 2011 | 7.4762 | 4.5951 | 1.627 | 4.8909 | 4.428 | 1.5286 | 1.6884 | -0.060022 | 0.025364 | 0.085387 | -0.0026037 | -0.0027619 | 0.0010649 | -0.00973 | 0.039395 | 0.083789 | -0.00086169 | -0.00074653 | -0.0011253 | 0.001254 | 0.0030767 | 0.22176 | 0.01642 | 1.0278 | 1.1546 | 1.0735 | 1.0279 | 1.1098 | 1.4191 | 1.0202 | 1.0021 | 0.9985 | 1.1932 | 1.189
10.SAP: SA Power Networks | 2012 | 7.773 | 4.7179 | 1.6476 | 5.0302 | 4.5396 | 1.5453 | 1.7123 | 0.012563 | 0.038937 | 0.026373 | -0.0026936 | -0.0040593 | 4.0249e-05 | -0.011879 | 0.057528 | 0.0042841 | 0.00073816 | -0.00021844 | 0.0015832 | 0.0033841 | 0.016602 | 0.028094 | 0.024892 | 1.0059 | 1.1546 | 1.0839 | 1.0332 | 0.9016 | 1.4595 | 1.0327 | 0.99702 | 1.1365 | 1.218 | 1.2398
10.SAP: SA Power Networks | 2013 | 7.6787 | 4.8594 | 1.5802 | 5.3291 | 4.5997 | 1.4409 | 1.6694 | -0.041746 | -0.012205 | 0.029541 | -2.0682e-05 | 0.00055449 | 0.0011803 | 0.0031385 | -0.017058 | 0.029742 | -0.00047674 | -0.0041161 | -0.00023309 | -0.0012364 | 0.0058612 | 0.057723 | 0.013145 | 1.0049 | 1.1546 | 1.0885 | 1.036 | 0.99733 | 1.5463 | 1.0366 | 0.9975 | 1.1443 | 1.2344 | 1.269
10.SAP: SA Power Networks | 2014 | 7.478 | 4.9406 | 1.5136 | 5.4541 | 4.6525 | 1.3711 | 1.6073 | -0.043061 | -0.026496 | 0.016566 | -0.0035651 | 0.0009368 | 0.0014783 | 0.0043202 | -0.029666 | 0.015238 | -0.00051672 | -0.00414 | 5.0336e-05 | 0.00036664 | 0.0055679 | 0.02318 | 0.011423 | 0.96794 | 1.1546 | 1.0936 | 1.0383 | 1.172 | 1.5825 | 1.0337 | 0.98766 | 1.173 | 1.2534 | 1.2977
10.SAP: SA Power Networks | 2015 | 7.807 | 5.0308 | 1.5518 | 5.6667 | 4.6897 | 1.3777 | 1.6647 | 0.024952 | 0.043054 | 0.018102 | -0.0027087 | -0.0030904 | -0.0010736 | -0.010315 | 0.060242 | 0.0042666 | 0.00085707 | -0.0033602 | 0.00055689 | 0.003014 | 0.012767 | 0.038237 | 0.0079689 | 0.94413 | 1.1546 | 1.0964 | 1.0397 | 0.86719 | 1.6442 | 1.0513 | 0.95872 | 1.218 | 1.2714 | 1.3247
10.SAP: SA Power Networks | 2016 | 7.699 | 4.745 | 1.6225 | 4.7523 | 4.7399 | 1.6201 | 1.6243 | 0.044556 | -0.013928 | -0.058484 | 0.00039763 | 0.0033102 | 0.0028989 | 0.014777 | -0.035312 | -0.062559 | -0.0011032 | 0.0020347 | -0.00056915 | 0.005921 | -0.0022077 | -0.17598 | 0.010644 | 0.94528 | 1.1546 | 1.1025 | 1.0469 | 0.97961 | 1.3789 | 1.0432 | 0.96436 | 1.2126 | 1.3033 | 1.3362
10.SAP: SA Power Networks | 2017 | 7.6113 | 5.0119 | 1.5187 | 5.474 | 4.7557 | 1.3904 | 1.6005 | -0.066167 | -0.011453 | 0.054715 | -0.0013599 | -0.00018172 | 0.004711 | 0.00017717 | -0.014799 | 0.050083 | 0.00010107 | -0.0062072 | -0.00030666 | -0.0034237 | 0.014468 | 0.14139 | 0.0033219 | 0.93246 | 1.1546 | 1.1277 | 1.0488 | 1.0917 | 1.5883 | 1.0582 | 0.96427 | 1.2118 | 1.3189 | 1.342
10.SAP: SA Power Networks | 2018 | 7.7968 | 5.0101 | 1.5562 | 5.3638 | 4.8095 | 1.4536 | 1.6211 | 0.024439 | 0.024075 | -0.00036371 | -0.00068431 | -0.0013847 | 0.0030326 | -0.0032375 | 0.026349 | -0.0050687 | -8.3462e-07 | 0.0026382 | 0.00030767 | 0.0013167 | 0.00044321 | -0.020341 | 0.011257 | 0.92691 | 1.1546 | 1.1484 | 1.0528 | 0.96686 | 1.5563 | 1.0658 | 0.97391 | 1.2581 | 1.3356 | 1.3551
10.SAP: SA Power Networks | 2019 | 7.6741 | 5.0893 | 1.5079 | 5.5036 | 4.8562 | 1.3944 | 1.5803 | -0.031559 | -0.015864 | 0.015695 | -0.00094225 | 0.00079457 | 0.0032458 | 0.0027753 | -0.021737 | 0.0099043 | -0.00013251 | 0.0012577 | 3.3004e-05 | 0.0045221 | 0.00011005 | 0.025733 | 0.0096623 | 0.91752 | 1.1546 | 1.1635 | 1.0527 | 1.0888 | 1.5969 | 1.0615 | 0.98113 | 1.2651 | 1.3753 | 1.3598
10.SAP: SA Power Networks | 2020 | 7.8922 | 4.9248 | 1.6025 | 4.9049 | 4.9276 | 1.6091 | 1.6016 | 0.060885 | 0.028031 | -0.032854 | -0.0020694 | -0.0018227 | 0.00080102 | -0.0059327 | 0.037054 | -0.045464 | 0.00011377 | 0.0034407 | 0.00013836 | 0.003964 | 0.0049532 | -0.11517 | 0.014597 | 0.89914 | 1.1546 | 1.1743 | 1.0541 | 0.90026 | 1.4232 | 1.0654 | 0.99421 | 1.2914 | 1.4105 | 1.3746
11.AND: AusNet Dist. | 2006 | 3.689 | 2.9226 | 1.2623 | 2.4262 | 3.3124 | 1.5205 | 1.1137 | -0.23869 | -0.76051 | -0.52182 | -0.028844 | -0.26581 | -0.086246 | -0.33111 | -0.048504 | -0.26555 | -0.0088138 | 0.082317 | -0.037153 | -0.063227 | -0.22939 | -0.70389 | -0.39719 | bar: q1x to x6x
11.AND: AusNet Dist. | 2007 | 3.8521 | 3.193 | 1.2064 | 2.9685 | 3.419 | 1.2977 | 1.1267 | -0.045243 | 0.043255 | 0.088498 | 0.0016034 | 0.018724 | 0.0040224 | 0.0023026 | 0.016603 | 0.072431 | 0.00013226 | -0.010231 | 0.00074766 | 0.0095794 | 0.01584 | 0.20171 | 0.031681 | 1.0138 | 1.0448 | 1.0185 | 1.0079 | 0.95214 | 1.2235 | 1.0058 | 1.003 | 1.0316 | 1.0778 | 1.0635
11.AND: AusNet Dist. | 2008 | 4.2298 | 3.3787 | 1.2519 | 3.1952 | 3.5164 | 1.3238 | 1.2029 | 0.037014 | 0.093544 | 0.05653 | 0.005365 | 0.027247 | 0.0037627 | 0.00035346 | 0.056816 | 0.034667 | 0.00026262 | 0.014389 | -0.00039042 | 0.0046607 | 0.002941 | 0.073588 | 0.028106 | 1.066 | 1.1142 | 1.0366 | 1.0145 | 0.72248 | 1.3169 | 1.0118 | 1.0063 | 1 | 1.1105 | 1.0797
11.AND: AusNet Dist. | 2009 | 4.1001 | 3.6514 | 1.1229 | 3.705 | 3.6887 | 1.1066 | 1.1115 | -0.10876 | -0.031155 | 0.077601 | -0.0021549 | 0.025552 | 0.003936 | 0.010045 | -0.068533 | 0.057065 | 0.00064008 | -0.015596 | 0.0010067 | 0.0076044 | 0.02688 | 0.14803 | 0.04783 | 1.0476 | 1.1944 | 1.0548 | 1.029 | 0.99131 | 1.527 | 1.036 | 1.0102 | 1.0114 | 1.1915 | 1.1983
11.AND: AusNet Dist. | 2010 | 4.4241 | 3.7017 | 1.1952 | 3.5833 | 3.7755 | 1.2346 | 1.1718 | 0.062375 | 0.07606 | 0.013684 | 0.0025653 | 0.0033663 | 0.0020795 | -0.0020958 | 0.070144 | -0.013353 | 0.0009232 | 0.022256 | -0.00011669 | 0.0085218 | -0.0045471 | -0.033393 | 0.023255 | 1.0691 | 1.1985 | 1.0665 | 1.0352 | 0.73073 | 1.4769 | 1.0589 | 1.0118 | 1.0035 | 1.2411 | 1.1842
11.AND: AusNet Dist. | 2011 | 4.3463 | 3.733 | 1.1643 | 3.6098 | 3.7954 | 1.204 | 1.1451 | -0.026193 | -0.017757 | 0.0084358 | -0.0035814 | -0.00013709 | 0.0029506 | 0.0028961 | -0.019885 | 0.0027665 | -0.00033582 | -0.0060543 | 0.0012402 | 0.0049995 | 0.0058197 | 0.0073719 | 0.0052597 | 1.0313 | 1.1985 | 1.0813 | 1.0411 | 0.82988 | 1.4878 | 1.0601 | 1.012 | 1.1446 | 1.2966 | 1.2394
11.AND: AusNet Dist. | 2012 | 4.489 | 3.8869 | 1.1549 | 3.8279 | 3.9511 | 1.1727 | 1.1361 | -0.0080853 | 0.032308 | 0.040393 | -0.00019136 | 0.00080951 | 0.0042828 | 0.0029537 | 0.024453 | 0.022362 | 0.0004908 | 0.0020423 | 3.6084e-06 | 0.0078499 | 0.0076449 | 0.058663 | 0.040206 | 1.0266 | 1.1985 | 1.1045 | 1.0529 | 0.73193 | 1.5777 | 1.0753 | 1.0213 | 1.1446 | 1.3729 | 1.2499
11.AND: AusNet Dist. | 2013 | 4.4648 | 4.0885 | 1.0921 | 4.2425 | 4.0193 | 1.0524 | 1.1108 | -0.055945 | -0.0053905 | 0.050554 | -0.0011629 | 0.0001313 | 0.003869 | 0.00087113 | -0.009099 | 0.039714 | -0.00044981 | -0.0037177 | 0.0068873 | 0.0035328 | 0.0045876 | 0.10282 | 0.017118 | 1.0139 | 1.1985 | 1.1254 | 1.0558 | 0.79037 | 1.7486 | 1.0574 | 1.0212 | 2.7315 | 1.422 | 1.2792
11.AND: AusNet Dist. | 2014 | 4.385 | 4.1995 | 1.0442 | 4.3718 | 4.1246 | 1.003 | 1.0631 | -0.044843 | -0.018044 | 0.026799 | -0.00074042 | 0.00089912 | 0.0012454 | 0.0047181 | -0.024166 | 0.012472 | 0.0023315 | 0.0032478 | 0.0014651 | 0.0059852 | 0.001298 | 0.030032 | 0.025854 | 1.0067 | 1.2018 | 1.1318 | 1.0662 | 0.93921 | 1.8019 | 1.1276 | 1.0232 | 3.1257 | 1.4963 | 1.2785
11.AND: AusNet Dist. | 2015 | 4.5184 | 4.4379 | 1.0182 | 4.6306 | 4.3689 | 0.97576 | 1.0342 | -0.025231 | 0.029973 | 0.055204 | 0.0032537 | 0.00061936 | 0.0060963 | -0.00075919 | 0.020763 | 0.024652 | -9.3993e-05 | 0.026661 | -0.00055092 | -0.0049927 | 0.009529 | 0.05752 | 0.057532 | 1.039 | 1.2018 | 1.1669 | 1.0685 | 0.84193 | 1.9086 | 1.0947 | 1.0212 | 2.8972 | 1.572 | 1.313
11.AND: AusNet Dist. | 2016 | 4.357 | 4.7643 | 0.91452 | 5.1007 | 4.6015 | 0.85421 | 0.94686 | -0.10734 | -0.036368 | 0.070975 | -0.0019502 | 0.00067948 | 0.0024231 | 0.0064979 | -0.044018 | 0.03469 | 0.001627 | 0.01804 | 0.00016405 | 0.0083433 | 0.0081105 | 0.096679 | 0.051888 | 1.0219 | 1.2072 | 1.1773 | 1.077 | 1.0645 | 2.1023 | 1.1504 | 1.0196 | 2.8955 | 1.6524 | 1.3527
11.AND: AusNet Dist. | 2017 | 4.6384 | 4.4948 | 1.032 | 4.4679 | 4.5149 | 1.0382 | 1.0274 | 0.1208 | 0.062588 | -0.058217 | 0.0018499 | 0.0012297 | 0.0055853 | -0.0015674 | 0.05549 | -0.054955 | 6.9852e-05 | -0.010242 | -0.00039688 | 0.0076533 | -0.00034631 | -0.13245 | -0.019015 | 1.0372 | 1.2072 | 1.2135 | 1.0819 | 0.77644 | 1.8415 | 1.145 | 1.0179 | 2.8914 | 1.7489 | 1.3672
11.AND: AusNet Dist. | 2018 | 4.409 | 4.3932 | 1.0036 | 4.1137 | 4.5727 | 1.0718 | 0.96421 | -0.027852 | -0.050733 | -0.022881 | -0.0016729 | -0.0011068 | 0.0027842 | 0.0052964 | -0.056034 | -0.030458 | -0.0018649 | -0.0066485 | 0.00046932 | 0.0091537 | 0.006467 | -0.082614 | 0.01272 | 1.0233 | 1.2072 | 1.2253 | 1.0869 | 1.0828 | 1.6955 | 1.0959 | 1.0143 | 3.0333 | 1.8783 | 1.4098
11.AND: AusNet Dist. | 2019 | 4.4596 | 4.4557 | 1.0009 | 4.2493 | 4.5947 | 1.0495 | 0.9706 | -0.0027158 | 0.011416 | 0.014132 | 0.0011202 | 0.01451 | 0.0057904 | 0.0038342 | -0.013839 | 0.012605 | -0.00023894 | -0.0052687 | 0.00018864 | 0.0060614 | 0.00078448 | 0.032437 | 0.0048097 | 1.0352 | 1.2537 | 1.2593 | 1.0961 | 1.1911 | 1.7514 | 1.0941 | 1.0034 | 3.0765 | 1.9486 | 1.4142
11.AND: AusNet Dist. | 2020 | 4.5851 | 4.5364 | 1.0107 | 4.4606 | 4.6154 | 1.0279 | 0.99343 | 0.0097956 | 0.027746 | 0.01795 | -0.0024257 | 0.016529 | 0.0036489 | 0.0012003 | 0.0087932 | 0.021026 | 0.00069585 | -0.011541 | 0.001002 | 0.0047464 | 0.0020205 | 0.048527 | 0.0044909 | 1.0084 | 1.3081 | 1.2832 | 1.1018 | 1.17 | 1.8385 | 1.1248 | 1.0044 | 3.4844 | 2.0493 | 1.4285
12.TND: TasNetworks Dist. | 2006 | 2.2579 | 1.769 | 1.2764 | 1.4903 | 1.9483 | 1.5151 | 1.1589 | 0.23334 | -0.70838 | -0.94172 | -0.052795 | -0.27345 | -0.24408 | -0.34666 | 0.20861 | -0.40502 | -0.077711 | -0.029141 | 0.0020904 | -0.14025 | -0.29169 | -1.0963 | -0.86245 | bar: q1x to x6x
12.TND: TasNetworks Dist. | 2007 | 2.2021 | 1.7856 | 1.2333 | 1.4872 | 1.9574 | 1.4806 | 1.125 | -0.034343 | -0.025029 | 0.0093147 | -0.0023643 | 0.02451 | -7.8775e-05 | -0.0038287 | -0.043267 | 0.010954 | -0.0012121 | 0.0014799 | -0.00014732 | 0.00027227 | -0.0020316 | -0.0020294 | 0.0046845 | 0.9929 | 1.08 | 1.0193 | 1 | 1.3359 | 0.99797 | 1 | 1 | 1 | 1.0003 | 1.0372
12.TND: TasNetworks Dist. | 2008 | 2.2231 | 1.8204 | 1.2212 | 1.502 | 2.0174 | 1.4801 | 1.102 | -0.0098505 | 0.0094939 | 0.019344 | 0.002073 | 0.0075992 | 0.0080977 | 0.0035546 | -0.011831 | -0.0024819 | -0.00038138 | 0.00098991 | -4.6384e-06 | 0.00071013 | 0.020512 | 0.0098467 | 0.030186 | 0.99829 | 1.0856 | 1.039 | 1 | 1.3775 | 1.0078 | 1 | 1 | 1 | 1.0003 | 1.0878
12.TND: TasNetworks Dist. | 2009 | 2.1568 | 1.96 | 1.1004 | 1.6781 | 2.158 | 1.2852 | 0.99943 | -0.10414 | -0.030293 | 0.073848 | 0.0019089 | -0.0050404 | 0.00072104 | -0.0019912 | -0.025891 | 0.026544 | 6.2307e-05 | 0.004494 | 0.0040311 | -0.0022792 | 0.040996 | 0.1109 | 0.067362 | 1.0309 | 1.0856 | 1.0591 | 1.0027 | 1.6128 | 1.1261 | 1.0067 | 0.99905 | 1.4522 | 1.003 | 1.1326
12.TND: TasNetworks Dist. | 2010 | 2.1807 | 2.1267 | 1.0254 | 1.9871 | 2.214 | 1.0974 | 0.98493 | -0.070629 | 0.011022 | 0.081651 | -8.3082e-05 | 0.0031245 | 0.0063451 | 0.0098697 | -0.0082341 | 0.066488 | 0.00051836 | 0.0039208 | 0.0001209 | 0.0045085 | 0.0060943 | 0.16901 | 0.025631 | 1.0217 | 1.0856 | 1.0796 | 1.0199 | 1.6767 | 1.3334 | 1.0067 | 1.0185 | 1.4589 | 1.044 | 1.1817
12.TND: TasNetworks Dist. | 2011 | 2.3726 | 2.1496 | 1.1038 | 1.9127 | 2.2772 | 1.2404 | 1.0419 | 0.073684 | 0.084374 | 0.010689 | 0.00012976 | 0.0086947 | 0.0098908 | 0.013458 | 0.052201 | -0.0048112 | 0.00038327 | 0.0049896 | 0.0016385 | 0.0043493 | 0.0041399 | -0.038156 | 0.028151 | 0.99913 | 1.0856 | 1.1006 | 1.0385 | 1.1589 | 1.2835 | 1.0067 | 1.0285 | 1.6942 | 1.0873 | 1.2395
12.TND: TasNetworks Dist. | 2012 | 2.3248 | 2.2212 | 1.0466 | 2.0868 | 2.3054 | 1.114 | 1.0084 | -0.053157 | -0.020378 | 0.032779 | -0.0031877 | -0.0011946 | 0.0011728 | 0.0032739 | -0.020442 | 0.022634 | 0.00084951 | -0.0035628 | 0.00042348 | 0.0037516 | 0.0086835 | 0.087102 | 0.012289 | 0.97063 | 1.0856 | 1.1107 | 1.0477 | 1.3463 | 1.4003 | 1.0067 | 1.0355 | 1.7413 | 1.1017 | 1.2733
12.TND: TasNetworks Dist. | 2013 | 2.3887 | 2.1151 | 1.1293 | 1.6934 | 2.3354 | 1.4106 | 1.0228 | 0.076056 | 0.027136 | -0.048921 | -0.00046481 | 0.0039477 | 0.0036601 | 0.004506 | 0.015487 | -0.052821 | -0.001119 | 0.011861 | -0.0001816 | -0.0025615 | -0.004098 | -0.2089 | 0.012924 | 0.95482 | 1.0856 | 1.1166 | 1.0531 | 1.1589 | 1.1363 | 1.0067 | 1.039 | 1.7346 | 1.1089 | 1.2834
12.TND: TasNetworks Dist. | 2014 | 2.2759 | 2.1126 | 1.0773 | 1.7277 | 2.3631 | 1.3173 | 0.9631 | -0.047192 | -0.048378 | -0.0011857 | -0.0044721 | -0.0042903 | -0.0020815 | 0.00082256 | -0.038356 | -0.012015 | 0.00034795 | -0.0061542 | 0.0012284 | 0.0068952 | 0.008512 | 0.020039 | 0.011807 | 0.92426 | 1.0856 | 1.1201 | 1.0606 | 1.5685 | 1.1593 | 1.0064 | 1.0445 | 1.9118 | 1.1344 | 1.3107
12.TND: TasNetworks Dist. | 2015 | 2.3916 | 2.0263 | 1.1803 | 1.4622 | 2.3773 | 1.6357 | 1.0061 | 0.091339 | 0.049597 | -0.041742 | 0.00307 | 0.0043782 | 0.0045169 | 0.0050129 | 0.032619 | -0.043165 | -0.00042726 | 0.0064687 | 2.1924e-05 | 0.00045787 | -0.0050978 | -0.16686 | 0.005967 | 0.94089 | 1.0856 | 1.1293 | 1.0669 | 1.2085 | 0.98114 | 1.0064 | 1.0497 | 1.9178 | 1.1424 | 1.3295
12.TND: TasNetworks Dist. | 2016 | 2.3778 | 2.1037 | 1.1303 | 1.5686 | 2.4188 | 1.5159 | 0.98308 | -0.043287 | -0.0057835 | 0.037504 | 0.001228 | -0.00034268 | 0.0014587 | 0.00083219 | -0.0089596 | 0.026065 | -0.00025505 | 0.0050877 | 0.00053816 | 0.00012108 | 0.0059468 | 0.070243 | 0.017313 | 0.95384 | 1.0856 | 1.1384 | 1.0694 | 1.2971 | 1.0525 | 1.0045 | 1.0565 | 2.0205 | 1.1508 | 1.3371
12.TND: TasNetworks Dist. | 2017 | 2.4116 | 2.3069 | 1.0454 | 2.06 | 2.4778 | 1.1707 | 0.97328 | -0.078114 | 0.014107 | 0.092221 | -0.00082928 | 0.0011343 | 0.0024087 | 0.0014592 | 0.009934 | 0.074041 | 0.00058601 | -0.0049727 | 0.00021758 | 0.0023058 | 0.020043 | 0.27253 | 0.024126 | 0.94247 | 1.0856 | 1.1477 | 1.0714 | 1.1877 | 1.3823 | 1.0039 | 1.0684 | 2.0477 | 1.1558 | 1.3644
12.TND: TasNetworks Dist. | 2018 | 2.3536 | 2.2683 | 1.0376 | 1.8614 | 2.59 | 1.2644 | 0.9087 | -0.0074605 | -0.024371 | -0.01691 | 0.00033364 | -0.0067736 | -0.0039827 | -0.0027401 | -0.011208 | -0.044115 | -0.00063026 | 0.010825 | -0.00021125 | 0.0017399 | 0.015482 | -0.10134 | 0.044283 | 0.96502 | 1.0856 | 1.1488 | 1.0734 | 1.3694 | 1.2491 | 0.99938 | 1.0874 | 2.0081 | 1.1763 | 1.3609
12.TND: TasNetworks Dist. | 2019 | 2.3558 | 2.1727 | 1.0843 | 1.6488 | 2.503 | 1.4288 | 0.94119 | 0.043989 | 0.00094549 | -0.043043 | 0.00041503 | -0.00078652 | 0.0013826 | 0.0014828 | -0.0015484 | -0.020777 | 0.00015621 | 0.00051273 | 6.9725e-05 | 0.0023371 | -0.025342 | -0.1213 | -0.034183 | 0.97125 | 1.0856 | 1.1588 | 1.0779 | 1.3896 | 1.1064 | 0.99435 | 1.0969 | 2.0109 | 1.1922 | 1.3891
12.TND: TasNetworks Dist. | 2020 | 2.3828 | 2.2154 | 1.0756 | 1.7049 | 2.5727 | 1.3976 | 0.92618 | -0.0080535 | 0.011406 | 0.01946 | 0.0019942 | 0.0005569 | 0.0029168 | 0.0012698 | 0.0046686 | 0.0011199 | 0.0003973 | 0.0016766 | 0.00051441 | 0.0021161 | 0.013635 | 0.033451 | 0.027489 | 0.98931 | 1.0856 | 1.1728 | 1.0802 | 1.3451 | 1.144 | 0.99591 | 1.0995 | 2.1017 | 1.2014 | 1.4142
13.UED: United Energy | 2006 | 2.751 | 2.1794 | 1.2623 | 2.4856 | 2.0152 | 1.1068 | 1.3651 | 0.16004 | 0.14366 | -0.016376 | 0.059142 | 0.16217 | 0.15788 | -0.26023 | 0.02469 | 0.13037 | 0.048401 | -0.22046 | -0.02637 | -0.016237 | 0.067913 | 0.377 | -0.24426 | bar: q1x to x6x
13.UED: United Energy | 2007 | 2.766 | 2.1658 | 1.2771 | 2.3433 | 2.0705 | 1.1804 | 1.3359 | 0.011694 | 0.0054531 | -0.0062409 | 0.00059502 | 0.019636 | 0.0018455 | 0.00064445 | -0.017268 | -0.023836 | -0.00014999 | 0.004479 | 3.095e-05 | 0.0047196 | 0.0085158 | -0.058928 | 0.027093 | 1.0073 | 1.0555 | 1.009 | 1.0075 | 1.2106 | 0.94278 | 1.0018 | 1.0239 | 1.0167 | 1.0433 | 1.0302
13.UED: United Energy | 2008 | 2.8383 | 2.2142 | 1.2819 | 2.3524 | 2.1364 | 1.2066 | 1.3286 | 0.0037482 | 0.025814 | 0.022066 | -0.00094861 | 0.025808 | 0.0019453 | 0.0031168 | -0.0041078 | 0.015283 | -0.0029263 | -0.0020481 | -0.00036615 | 0.0017033 | 0.01042 | 0.0038443 | 0.031307 | 0.99754 | 1.1307 | 1.0185 | 1.016 | 1.2623 | 0.94641 | 1.0362 | 1.0354 | 1.2917 | 1.0934 | 1.0624
13.UED: United Energy | 2009 | 2.9459 | 2.2459 | 1.3117 | 2.3928 | 2.1683 | 1.2312 | 1.3586 | 0.022952 | 0.037186 | 0.014234 | 0.0013947 | 0.03454 | 0.0013349 | -0.0021501 | 0.0020663 | -0.0097511 | 0.001943 | -0.0013409 | 0.0017496 | 0.0031147 | 0.018519 | 0.01703 | 0.01485 | 1.0124 | 1.2394 | 1.0251 | 1.0124 | 1.247 | 0.96266 | 1.0265 | 1.0138 | 1.2594 | 1.1043 | 1.1152
13.UED: United Energy | 2010 | 2.992 | 2.3271 | 1.2857 | 2.4986 | 2.2322 | 1.1975 | 1.3404 | -0.01996 | 0.015554 | 0.035513 | 0.0017999 | 4.3396e-05 | 0.0018578 | 0.0044961 | 0.0073564 | 0.030549 | -0.0016281 | -0.0030782 | -0.0040264 | 0.0010089 | 0.012688 | 0.043301 | 0.029033 | 1.0313 | 1.2394 | 1.0344 | 1.021 | 1.1606 | 1.0053 | 1.0954 | 1.0286 | 1.3125 | 1.1549 | 1.1533
13.UED: United Energy | 2011 | 2.9739 | 2.5383 | 1.1716 | 3.0615 | 2.2519 | 0.97136 | 1.3206 | -0.092963 | -0.0060942 | 0.086868 | -0.001703 | -6.2737e-05 | 0.0023917 | 0.0016622 | -0.0083823 | 0.065805 | -0.0025496 | 0.0020825 | -0.0017466 | 0.006125 | 0.017152 | 0.20317 | 0.0087897 | 1.0135 | 1.2394 | 1.0464 | 1.0276 | 1.2621 | 1.2317 | 1.1129 | 1.0308 | 1.4333 | 1.2058 | 1.172
13.UED: United Energy | 2012 | 2.8918 | 2.6008 | 1.1119 | 3.0807 | 2.3361 | 0.93868 | 1.2379 | -0.052289 | -0.027974 | 0.024315 | 0.0010227 | -0.00025249 | 0.0022977 | -0.0013282 | -0.029713 | 0.0025349 | 0.0062163 | 0.0048276 | 0.0044648 | 0.0031761 | 0.0030955 | 0.0062456 | 0.036706 | 1.0259 | 1.2394 | 1.0574 | 1.035 | 1.6452 | 1.2394 | 1.185 | 1.0448 | 1.5911 | 1.2259 | 1.227
13.UED: United Energy | 2013 | 2.9168 | 2.5018 | 1.1659 | 2.7447 | 2.3686 | 1.0627 | 1.2314 | 0.047429 | 0.0086146 | -0.038815 | -0.003107 | 0.00014742 | 0.0026789 | 0.0032067 | 0.0056886 | -0.040155 | -0.0030607 | -0.0023766 | -0.0020678 | 0.0040805 | 0.004765 | -0.11551 | 0.013825 | 0.99254 | 1.2394 | 1.0715 | 1.0364 | 1.5592 | 1.1042 | 1.1486 | 1.0383 | 1.5234 | 1.278 | 1.2709
13.UED: United Energy | 2014 | 2.8913 | 2.541 | 1.1378 | 2.807 | 2.396 | 1.03 | 1.2067 | -0.024373 | -0.0087868 | 0.015586 | -0.0020182 | 0.00099948 | 0.00064131 | -0.0011551 | -0.0072543 | 0.0084363 | 0.0057818 | -0.0012439 | -0.0027837 | 0.0026008 | 0.0027947 | 0.022451 | 0.011469 | 0.97233 | 1.2428 | 1.0746 | 1.0355 | 1.6569 | 1.1293 | 1.2498 | 1.0308 | 1.2748 | 1.3064 | 1.2903
13.UED: United Energy | 2015 | 2.9585 | 2.5075 | 1.1799 | 2.6637 | 2.4208 | 1.1107 | 1.2221 | 0.036272 | 0.022981 | -0.013291 | -0.00092989 | 0.00026096 | 0.0017197 | 0.0065558 | 0.015374 | -0.017105 | 0.00042721 | -0.00012549 | 0.00050326 | 0.0034357 | -0.00042706 | -0.052398 | 0.010319 | 0.96067 | 1.2428 | 1.0846 | 1.0395 | 1.4225 | 1.0717 | 1.2512 | 1.0318 | 1.2745 | 1.3478 | 1.298
13.UED: United Energy | 2016 | 3.0417 | 2.638 | 1.153 | 3.0776 | 2.4092 | 0.98836 | 1.2625 | -0.023015 | 0.027731 | 0.050747 | 0.0056833 | 5.4625e-05 | 0.0015818 | 0.0010904 | 0.019321 | 0.053369 | 0.00028931 | 0.0023912 | -0.0083518 | 0.0038166 | -0.00076767 | 0.14443 | -0.0047986 | 1.0193 | 1.2428 | 1.0932 | 1.0397 | 1.1824 | 1.2382 | 1.2276 | 1.0325 | 0.72641 | 1.3846 | 1.3134
13.UED: United Energy | 2017 | 3.1542 | 2.6262 | 1.2011 | 2.8959 | 2.4793 | 1.0892 | 1.2722 | 0.040807 | 0.036298 | -0.0045098 | -0.0025243 | 0.0002025 | 0.0019353 | 0.019063 | 0.017622 | -0.022422 | -0.0018981 | -0.0029653 | 0.010201 | 0.0028515 | 0.009723 | -0.060856 | 0.028692 | 0.99099 | 1.2428 | 1.1046 | 1.0774 | 0.93826 | 1.1651 | 1.2178 | 1.0341 | 1.4035 | 1.4316 | 1.3406
13.UED: United Energy | 2018 | 3.1339 | 2.4268 | 1.2914 | 2.3005 | 2.4931 | 1.3623 | 1.257 | 0.072509 | -0.0064432 | -0.078952 | -0.0021741 | -2.2223e-05 | 0.002478 | 0.00087702 | -0.0076019 | -0.077934 | -0.001311 | 0.0012375 | -0.0055311 | 0.0019559 | 0.0026303 | -0.23017 | 0.0055283 | 0.96857 | 1.2428 | 1.118 | 1.0806 | 1.0216 | 0.92553 | 1.228 | 1.0366 | 1.1984 | 1.4537 | 1.3708
13.UED: United Energy | 2019 | 3.1608 | 2.4459 | 1.2923 | 2.3063 | 2.5209 | 1.3705 | 1.2538 | 0.00068812 | 0.0085388 | 0.0078507 | 0.00036461 | 4.7632e-05 | 0.0036407 | 0.0016793 | 0.0028066 | 0.00037441 | 0.00022696 | 0.00055927 | 0.001261 | 0.002364 | 0.003065 | 0.0025234 | 0.011088 | 0.97191 | 1.2428 | 1.1385 | 1.0827 | 0.97646 | 0.92786 | 1.2285 | 1.038 | 1.2578 | 1.4831 | 1.3893
13.UED: United Energy | 2020 | 3.2224 | 2.4931 | 1.2925 | 2.418 | 2.5398 | 1.3327 | 1.2687 | 0.00017587 | 0.0193 | 0.019124 | -0.002202 | 0.00016895 | 0.0013755 | 0.0035757 | 0.016382 | 0.010509 | 0.0015507 | 0.0015068 | 0.00048672 | 0.002626 | 0.0024448 | 0.04731 | 0.0074857 | 0.94778 | 1.2428 | 1.1475 | 1.0842 | 0.75628 | 0.97282 | 1.2424 | 1.039 | 1.2158 | 1.5151 | 1.4001

## Index Tables check
TFP Results by DNSP | [13 empty] | TFP Results by DNSP
1.EVO productivity indexes 2006-2020 | [13 empty] | 1.EVO productivity indexes 2006-2020
| Output | Input | TFP | PFP Index | [10 empty] | Output | Input | TFP | PFP Index
Year | Index | Index | Index | Opex | Capital | [8 empty] | Year | Index | Index | Index | Opex | Capital
2006 | 1 | 1 | 1 | 1 | 1 | [8 empty] | 2006 | 0 | 0 | 0 | 0 | 0
2007 | 0.99655 | 1.0058 | 0.99079 | 1.0004 | 0.98216 | [8 empty] | 2007 | 7.2718e-08 | -2.4881e-07 | 6.1035e-09 | -9.7954e-08 | 8.6327e-09
2008 | 1.0251 | 1.0428 | 0.98305 | 0.96582 | 0.99427 | [8 empty] | 2008 | 2.4535e-07 | 2.943e-07 | -4.3183e-08 | 3.0291e-08 | -1.2841e-07
2009 | 1.0301 | 1.0627 | 0.9693 | 0.95202 | 0.9791 | [8 empty] | 2009 | 2.7952e-07 | 1.9314e-07 | 2.3166e-07 | 2.6633e-07 | 2.0222e-07
2010 | 1.0452 | 1.1256 | 0.92857 | 0.85638 | 0.97731 | [8 empty] | 2010 | -2.4196e-07 | -3.1797e-07 | 1.2872e-07 | 4.1039e-07 | -5.0964e-08
2011 | 1.0358 | 1.1908 | 0.86983 | 0.76182 | 0.94817 | [8 empty] | 2011 | -3.4622e-08 | -1.8244e-07 | 3.0837e-07 | 4.3806e-07 | 2.043e-07
2012 | 1.1055 | 1.2393 | 0.89199 | 0.76057 | 0.99211 | [8 empty] | 2012 | -7.7675e-08 | -2.5797e-07 | -5.617e-08 | -1.089e-07 | 4.5892e-08
2013 | 1.1196 | 1.2985 | 0.86217 | 0.70351 | 0.98854 | [8 empty] | 2013 | -4.8035e-07 | 1.2154e-07 | 6.3212e-08 | 1.0122e-08 | 6.6647e-08
2014 | 1.1248 | 1.3982 | 0.80449 | 0.62452 | 0.97407 | [8 empty] | 2014 | -2.6421e-07 | 8.0818e-08 | -7.0188e-08 | 1.4539e-08 | -5.1547e-08
2015 | 1.1392 | 1.3517 | 0.84278 | 0.67862 | 0.98043 | [8 empty] | 2015 | -4.2501e-07 | 2.8677e-07 | -3.5082e-08 | -1.3105e-07 | 1.4003e-07
2016 | 1.1435 | 1.0803 | 1.0585 | 1.2568 | 0.97457 | [8 empty] | 2016 | -2.4821e-07 | -2.3279e-07 | -1.7274e-07 | -6.929e-08 | 1.3056e-07
2017 | 1.147 | 1.1299 | 1.0151 | 1.1108 | 0.97122 | [8 empty] | 2017 | -1.9617e-07 | -3.9076e-07 | 3.8708e-07 | 3.052e-07 | 1.5292e-07
2018 | 1.1657 | 1.1976 | 0.97338 | 0.96897 | 0.97707 | [8 empty] | 2018 | 4.1527e-07 | -1.1336e-07 | -3.4357e-08 | 1.9877e-07 | 1.9118e-07
2019 | 1.1714 | 1.1949 | 0.98034 | 1.0124 | 0.96306 | [8 empty] | 2019 | 1.5665e-07 | 4.1325e-07 | 3.392e-08 | -1.8816e-07 | 3.1349e-07
2020 | 1.1892 | 1.1852 | 1.0034 | 1.0824 | 0.96165 | [8 empty] | 2020 | 8.4419e-08 | -4.23e-07 | 3.3377e-07 | 1.1558e-06 | -1.3751e-08
2.AGD productivity indexes, 2006-2020 | [13 empty] | 2.AGD productivity indexes, 2006-2020
| Output | Input | TFP | PFP Index | [10 empty] | Output | Input | TFP | PFP Index
Year | Index | Index | Index | Opex | Capital | [8 empty] | Year | Index | Index | Index | Opex | Capital
2006 | 1 | 1 | 1 | 1 | 1 | [8 empty] | 2006 | 0 | 0 | 0 | 0 | 0
2007 | 1.0057 | 0.94912 | 1.0596 | 1.1884 | 0.9815 | [8 empty] | 2007 | 1.5032e-07 | 9.4429e-08 | -7.1346e-07 | -1.1088e-06 | -1.7495e-07
2008 | 1.0037 | 1.1095 | 0.90469 | 0.83446 | 0.95633 | [8 empty] | 2008 | 1.2537e-07 | 4.8724e-07 | -1.5948e-07 | -2.5535e-07 | -3.139e-07
2009 | 0.99938 | 1.0821 | 0.92355 | 0.91733 | 0.92592 | [8 empty] | 2009 | -2.5835e-07 | -4.9559e-07 | 3.6844e-08 | -2.0191e-07 | 1.4661e-07
2010 | 1.0438 | 1.1551 | 0.90366 | 0.84521 | 0.93774 | [8 empty] | 2010 | -2.6241e-07 | -1.3243e-07 | -3.7944e-07 | -7.6841e-07 | -1.7012e-07
2011 | 1.0478 | 1.1461 | 0.91426 | 0.88769 | 0.92442 | [8 empty] | 2011 | -5.3694e-07 | -1.9357e-07 | -2.8349e-07 | -2.6038e-07 | -2.9353e-07
2012 | 1.0613 | 1.2116 | 0.87588 | 0.81427 | 0.90776 | [8 empty] | 2012 | 4.2846e-07 | -1.1887e-07 | -1.3007e-07 | -2.5786e-07 | 4.0745e-08
2013 | 1.0679 | 1.1341 | 0.94167 | 1.037 | 0.88939 | [8 empty] | 2013 | 1.2151e-07 | -6.7436e-08 | -3.6245e-07 | -6.7494e-07 | -3.944e-07
2014 | 1.0594 | 1.1959 | 0.88585 | 0.9228 | 0.8602 | [8 empty] | 2014 | -4.4772e-07 | 7.1938e-07 | -4.586e-07 | -6.6642e-07 | -4.2681e-07
2015 | 1.0678 | 1.2721 | 0.83941 | 0.7927 | 0.86303 | [8 empty] | 2015 | -7.9178e-08 | 2.2498e-07 | 4.4e-08 | -1.3304e-07 | 1.2179e-07
2016 | 1.0659 | 1.2308 | 0.86605 | 0.88563 | 0.84945 | [8 empty] | 2016 | -7.7576e-08 | 3.8803e-08 | 7.4944e-09 | -1.4212e-07 | -3.9449e-08
2017 | 1.0655 | 1.1683 | 0.91207 | 1.0017 | 0.86163 | [8 empty] | 2017 | 3.7363e-07 | 5.4839e-07 | 1.591e-07 | 8.5022e-08 | 2.7169e-07
2018 | 1.0807 | 1.1092 | 0.97432 | 1.1875 | 0.8723 | [8 empty] | 2018 | 2.4674e-07 | 3.0648e-07 | -2.8634e-07 | 1.26e-07 | -3.3222e-07
2019 | 1.077 | 1.0921 | 0.98621 | 1.2594 | 0.86426 | [8 empty] | 2019 | -5.2039e-07 | 6.8576e-07 | -1.6762e-07 | -1.1469e-07 | -2.1857e-07
2020 | 1.0542 | 1.052 | 1.0021 | 1.3889 | 0.84065 | [8 empty] | 2020 | -4.7794e-07 | 1.3043e-07 | -2.0804e-07 | -1.2048e-06 | -3.9916e-07
3.CIT productivity indexes 2006-2020 | [13 empty] | 3.CIT productivity indexes 2006-2020
| Output | Input | TFP | PFP Index | [10 empty] | Output | Input | TFP | PFP Index
Year | Index | Index | Index | Opex | Capital | [8 empty] | Year | Index | Index | Index | Opex | Capital
2006 | 1 | 1 | 1 | 1 | 1 | [8 empty] | 2006 | 0 | 0 | 0 | 0 | 0
2007 | 1.0319 | 1.0591 | 0.97433 | 0.90317 | 0.99693 | [8 empty] | 2007 | 2.5272e-07 | -1.2191e-07 | -3.3885e-07 | -6.4544e-07 | -2.0728e-07
2008 | 1.0566 | 1.0698 | 0.98765 | 0.97234 | 0.99406 | [8 empty] | 2008 | 2.0068e-07 | 2.726e-08 | -1.6856e-07 | -8.3004e-07 | 4.7427e-08
2009 | 1.0466 | 1.126 | 0.92954 | 0.81641 | 0.97009 | [8 empty] | 2009 | 6.4445e-08 | 9.185e-08 | -4.0147e-08 | -6.6921e-07 | 1.1637e-07
2010 | 1.0527 | 1.1686 | 0.90082 | 0.75554 | 0.95434 | [8 empty] | 2010 | 4.7384e-07 | 3.2142e-07 | -1.3002e-07 | -2.4629e-07 | -2.4406e-07
2011 | 1.087 | 1.1822 | 0.9194 | 0.83968 | 0.94657 | [8 empty] | 2011 | -4.7923e-07 | 2.4773e-07 | -2.5434e-07 | -6.9242e-07 | -1.7844e-07
2012 | 1.0777 | 1.2834 | 0.83969 | 0.661 | 0.91563 | [8 empty] | 2012 | -6.84e-07 | -8.6418e-08 | -3.3987e-07 | -6.759e-07 | -3.2156e-07
2013 | 1.0872 | 1.2822 | 0.84785 | 0.69091 | 0.91072 | [8 empty] | 2013 | -3.9971e-07 | -2.7136e-07 | 7.2444e-08 | -1.9455e-07 | 2.0325e-09
2014 | 1.087 | 1.3096 | 0.83005 | 0.67494 | 0.89287 | [8 empty] | 2014 | 2.057e-07 | 3.6682e-07 | -8.4671e-08 | -2.6165e-07 | -2.2212e-07
2015 | 1.1064 | 1.3035 | 0.84882 | 0.7127 | 0.90145 | [8 empty] | 2015 | 5.4413e-07 | -3.2792e-07 | 2.0104e-07 | -3.5563e-07 | 2.9077e-07
2016 | 1.1165 | 1.3188 | 0.84655 | 0.71475 | 0.8965 | [8 empty] | 2016 | 5.4198e-07 | 7.9523e-07 | 9.5375e-09 | -4.3608e-07 | 3.9161e-08
2017 | 1.1355 | 1.3108 | 0.86628 | 0.75407 | 0.90664 | [8 empty] | 2017 | 1.6729e-07 | -8.2611e-08 | 1.1052e-07 | -4.7706e-07 | 1.0166e-07
2018 | 1.1384 | 1.2503 | 0.91053 | 0.87598 | 0.92101 | [8 empty] | 2018 | -4.7577e-08 | 2.2621e-08 | 3.3263e-08 | -7.262e-07 | 8.6884e-08
2019 | 1.1481 | 1.2928 | 0.88806 | 0.78616 | 0.92407 | [8 empty] | 2019 | -4.0802e-08 | 8.9095e-07 | -9.3795e-08 | -3.205e-07 | -2.0275e-07
2020 | 1.1304 | 1.2785 | 0.88414 | 0.82263 | 0.90341 | [8 empty] | 2020 | -6.3388e-07 | 6.1066e-07 | -2.6472e-07 | -9.5418e-07 | -2.7658e-07
4.END productivity indexes, 2006-2020 | [13 empty] | 4.END productivity indexes, 2006-2020
| Output | Input | TFP | PFP Index | [10 empty] | Output | Input | TFP | PFP Index
Year | Index | Index | Index | Opex | Capital | [8 empty] | Year | Index | Index | Index | Opex | Capital
2006 | 1 | 1 | 1 | 1 | 1 | [8 empty] | 2006 | 0 | 0 | 0 | 0 | 0
2007 | 1.0138 | 1.0676 | 0.94967 | 0.93978 | 0.95903 | [8 empty] | 2007 | 1.9402e-08 | 1.2304e-07 | -5.6676e-08 | -9.1267e-08 | -1.0373e-07
2008 | 1.0152 | 1.1865 | 0.8556 | 0.77106 | 0.92166 | [8 empty] | 2008 | 1.7023e-07 | 1.9848e-07 | -1.0594e-07 | -4.6121e-07 | 1.247e-07
2009 | 1.0491 | 1.1658 | 0.89988 | 0.86923 | 0.9235 | [8 empty] | 2009 | -1.1675e-07 | 6.7888e-07 | -1.0855e-07 | -3.1689e-07 | 7.6849e-08
2010 | 1.0816 | 1.1648 | 0.92858 | 0.93244 | 0.92307 | [8 empty] | 2010 | -2.6107e-07 | 4.6481e-07 | -9.2719e-08 | -1.1118e-07 | -8.45e-08
2011 | 1.1074 | 1.2087 | 0.91618 | 0.90754 | 0.91992 | [8 empty] | 2011 | 4.0495e-07 | 6.1177e-07 | -3.7465e-07 | -5.2442e-07 | -1.5298e-07
2012 | 1.0817 | 1.2423 | 0.87075 | 0.87237 | 0.86867 | [8 empty] | 2012 | -3.6987e-07 | 4.8325e-07 | -4.0524e-07 | -1.3518e-07 | -5.1667e-07
2013 | 1.0706 | 1.2216 | 0.87642 | 0.96415 | 0.82609 | [8 empty] | 2013 | 1.2665e-09 | 4.3369e-07 | -5.3803e-08 | -8.253e-08 | -1.134e-08
2014 | 1.1086 | 1.3096 | 0.84655 | 0.88397 | 0.82271 | [8 empty] | 2014 | -1.3834e-07 | 1.1136e-06 | -4.0572e-07 | -4.9701e-07 | -3.0712e-07
2015 | 1.1069 | 1.3366 | 0.82813 | 0.86018 | 0.80769 | [8 empty] | 2015 | -4.9452e-07 | -1.4442e-08 | -3.0988e-07 | -5.0141e-07 | -6.8275e-08
2016 | 1.125 | 1.393 | 0.80759 | 0.81491 | 0.80358 | [8 empty] | 2016 | -1.5376e-07 | 4.23e-07 | -1.1989e-07 | 5.2789e-08 | 2.1119e-08
2017 | 1.1767 | 1.3617 | 0.86418 | 0.92997 | 0.82377 | [8 empty] | 2017 | -6.7792e-07 | 9.5175e-07 | -5.3512e-07 | -2.2766e-07 | -5.936e-07
2018 | 1.1921 | 1.3278 | 0.8978 | 1.0332 | 0.81867 | [8 empty] | 2018 | -6.1347e-07 | 4.287e-08 | -2.4314e-07 | -6.7551e-07 | -1.3508e-07
2019 | 1.1909 | 1.3158 | 0.90504 | 1.0927 | 0.80228 | [8 empty] | 2019 | -1.1892e-07 | 1.0979e-06 | -3.0141e-07 | -8.6822e-07 | 3.3932e-08
2020 | 1.179 | 1.2719 | 0.927 | 1.2112 | 0.78488 | [8 empty] | 2020 | -1.1641e-06 | 3.3575e-07 | -8.0339e-07 | -1.2599e-06 | -6.452e-07
5.ENX productivity indexes, 2006-2020 | [13 empty] | 5.ENX productivity indexes, 2006-2020
| Output | Input | TFP | PFP Index | [10 empty] | Output | Input | TFP | PFP Index
Year | Index | Index | Index | Opex | Capital | [8 empty] | Year | Index | Index | Index | Opex | Capital
2006 | 1 | 1 | 1 | 1 | 1 | [8 empty] | 2006 | 0 | 0 | 0 | 0 | 0
2007 | 1.1207 | 1.1012 | 1.0177 | 0.96405 | 1.0494 | [8 empty] | 2007 | -7.856e-08 | 4.8855e-07 | 1.7434e-07 | -7.6917e-07 | -2.8038e-08
2008 | 1.1293 | 1.1523 | 0.98003 | 0.9322 | 1.0096 | [8 empty] | 2008 | -1.0176e-07 | 4.9001e-07 | -2.0714e-07 | -5.5039e-07 | 3.6259e-07
2009 | 1.184 | 1.1996 | 0.98701 | 0.94119 | 1.0132 | [8 empty] | 2009 | 2.6846e-07 | 5.7177e-07 | -7.1892e-09 | -6.4988e-07 | 7.537e-07
2010 | 1.2235 | 1.231 | 0.99391 | 0.96105 | 1.0128 | [8 empty] | 2010 | 2.32e-07 | -1.6582e-07 | 3.5954e-07 | 1.8638e-07 | 2.049e-07
2011 | 1.2431 | 1.2987 | 0.95722 | 0.88867 | 0.99754 | [8 empty] | 2011 | -1.6354e-07 | 7.1004e-07 | -3.1458e-07 | -5.4619e-07 | 2.8729e-08
2012 | 1.273 | 1.3473 | 0.9449 | 0.85036 | 0.99845 | [8 empty] | 2012 | 3.2121e-07 | 1.1813e-07 | 3.9942e-07 | -1.528e-07 | 7.8375e-07
2013 | 1.2722 | 1.4063 | 0.90463 | 0.79372 | 0.97618 | [8 empty] | 2013 | 4.7758e-07 | 2.1986e-07 | -2.9664e-08 | -1.6255e-07 | 6.9809e-08
2014 | 1.2708 | 1.3779 | 0.92232 | 0.86387 | 0.95879 | [8 empty] | 2014 | -1.433e-07 | 3.9416e-07 | 8.5115e-08 | -1.1318e-07 | 3.3223e-07
2015 | 1.2589 | 1.4102 | 0.89274 | 0.83876 | 0.92382 | [8 empty] | 2015 | 3.5765e-07 | -3.4744e-08 | 8.0704e-08 | 8.1907e-08 | 2.2019e-07
2016 | 1.2828 | 1.3634 | 0.94085 | 0.9615 | 0.9292 | [8 empty] | 2016 | -1.4026e-07 | 3.2152e-07 | 7.4548e-08 | -2.8725e-07 | 4.6112e-07
2017 | 1.3114 | 1.3806 | 0.94987 | 0.97758 | 0.93513 | [8 empty] | 2017 | -4.4159e-08 | 9.688e-07 | -2.3763e-07 | -5.7978e-07 | 8.5417e-08
2018 | 1.3105 | 1.3883 | 0.94397 | 0.97389 | 0.92671 | [8 empty] | 2018 | 5.9584e-07 | 2.4034e-07 | 1.7147e-07 | 6.5588e-08 | 1.8641e-07
2019 | 1.317 | 1.368 | 0.96276 | 1.0372 | 0.92369 | [8 empty] | 2019 | 6.6147e-07 | 2.3499e-07 | 2.2048e-07 | -5.2254e-07 | 3.1764e-07
2020 | 1.3175 | 1.3522 | 0.97436 | 1.095 | 0.91166 | [8 empty] | 2020 | -3.2965e-07 | 5.7301e-07 | -7.9764e-08 | -3.5678e-07 | 1.6142e-08
6.ERG productivity indexes, 2006-2020 | [13 empty] | 6.ERG productivity indexes, 2006-2020
| Output | Input | TFP | PFP Index | [10 empty] | Output | Input | TFP | PFP Index
Year | Index | Index | Index | Opex | Capital | [8 empty] | Year | Index | Index | Index | Opex | Capital
2006 | 1 | 1 | 1 | 1 | 1 | [8 empty] | 2006 | 0 | 0 | 0 | 0 | 0
2007 | 1.1442 | 0.97072 | 1.1787 | 1.2854 | 1.1162 | [8 empty] | 2007 | 3.9231e-07 | -6.7908e-08 | 5.6131e-07 | -1.0719e-07 | 1.0243e-07
2008 | 1.1241 | 1.0079 | 1.1153 | 1.1787 | 1.0786 | [8 empty] | 2008 | -1.0295e-06 | 1.9386e-08 | -6.8868e-07 | -9.6426e-07 | -5.087e-07
2009 | 1.09 | 1.0062 | 1.0832 | 1.1852 | 1.0233 | [8 empty] | 2009 | -3.4522e-07 | -1.0712e-08 | -1.0678e-07 | 3.7872e-07 | -5.7831e-07
2010 | 1.1176 | 1.0221 | 1.0935 | 1.2419 | 1.0129 | [8 empty] | 2010 | -2.3354e-07 | -1.6222e-07 | 4.8877e-07 | 5.1691e-07 | -5.6458e-08
2011 | 1.1425 | 1.116 | 1.0237 | 1.0323 | 1.0139 | [8 empty] | 2011 | 3.4124e-07 | -2.149e-07 | -1.3213e-07 | 8.1886e-08 | 1.1446e-07
2012 | 1.1802 | 1.1385 | 1.0367 | 1.044 | 1.0216 | [8 empty] | 2012 | -5.88e-08 | -1.6498e-07 | 4.5937e-07 | -4.2871e-07 | 4.0154e-08
2013 | 1.1974 | 1.0488 | 1.1417 | 1.3332 | 1.0429 | [8 empty] | 2013 | -2.6575e-07 | -4.2653e-07 | -1.6332e-07 | 1.0508e-07 | -3.5185e-07
2014 | 1.2378 | 1.0821 | 1.1439 | 1.372 | 1.0274 | [8 empty] | 2014 | 2.7008e-09 | -1.5773e-07 | -3.8751e-07 | -3.4586e-07 | -1.5434e-07
2015 | 1.1895 | 1.1532 | 1.0314 | 1.1443 | 0.96736 | [8 empty] | 2015 | 5.024e-07 | 1.2418e-07 | 1.8402e-08 | 3.7315e-07 | 2.8522e-07
2016 | 1.1899 | 1.171 | 1.0161 | 1.1368 | 0.94849 | [8 empty] | 2016 | 3.9026e-07 | -2.6614e-07 | 6.4386e-07 | 7.58e-07 | 2.1231e-07
2017 | 1.2529 | 1.1429 | 1.0962 | 1.329 | 0.97991 | [8 empty] | 2017 | 6.2485e-08 | -2.3355e-07 | 3.4439e-08 | -4.2633e-07 | 2.0729e-07
2018 | 1.2333 | 1.1603 | 1.0629 | 1.2737 | 0.95355 | [8 empty] | 2018 | 3.1407e-07 | -1.5592e-07 | -2.9804e-07 | 1.9714e-07 | -2.7256e-07
2019 | 1.1908 | 1.1582 | 1.0282 | 1.2222 | 0.9269 | [8 empty] | 2019 | -6.7612e-08 | 4.2332e-07 | 1.3475e-07 | 6.9397e-08 | 8.6252e-08
2020 | 1.2001 | 1.1724 | 1.0236 | 1.1877 | 0.9342 | [8 empty] | 2020 | -4.0079e-07 | -3.9326e-07 | 2.1389e-07 | 5.854e-08 | 6.5679e-08
7.ESS productivity indexes 2006-2020 | [13 empty] | 7.ESS productivity indexes 2006-2020
| Output | Input | TFP | PFP Index | [10 empty] | Output | Input | TFP | PFP Index
Year | Index | Index | Index | Opex | Capital | [8 empty] | Year | Index | Index | Index | Opex | Capital
2006 | 1 | 1 | 1 | 1 | 1 | [8 empty] | 2006 | 0 | 0 | 0 | 0 | 0
2007 | 1.0741 | 1.1297 | 0.95082 | 0.89438 | 0.99496 | [8 empty] | 2007 | 2.7075e-07 | 2.901e-07 | -1.9382e-07 | -2.4382e-07 | -1.2244e-07
2008 | 1.0688 | 1.2294 | 0.86941 | 0.75703 | 0.96149 | [8 empty] | 2008 | -3.8389e-07 | 2.4319e-07 | -3.2612e-07 | -5.621e-07 | -5.4501e-08
2009 | 1.0311 | 1.2307 | 0.83778 | 0.78072 | 0.8809 | [8 empty] | 2009 | -5.9143e-08 | -5.4668e-07 | 1.3477e-08 | -1.1722e-07 | 8.9484e-08
2010 | 1.0987 | 1.3056 | 0.84149 | 0.7764 | 0.88678 | [8 empty] | 2010 | -2.2583e-07 | 1.4097e-07 | -1.3271e-07 | -4.5792e-07 | 8.5156e-08
2011 | 1.0767 | 1.3326 | 0.80798 | 0.76259 | 0.83888 | [8 empty] | 2011 | -5.3064e-07 | -5.2564e-07 | 1.6228e-08 | 1.1426e-07 | -3.6478e-08
2012 | 1.0636 | 1.481 | 0.71819 | 0.6089 | 0.80755 | [8 empty] | 2012 | -3.2645e-07 | 4.7594e-07 | -1.0089e-07 | -6.4275e-08 | -1.3863e-07
2013 | 1.0731 | 1.4402 | 0.74511 | 0.6787 | 0.79192 | [8 empty] | 2013 | 1.4873e-07 | -3.0177e-07 | -5.5173e-08 | -1.9473e-07 | 8.7624e-08
2014 | 1.1783 | 1.4103 | 0.83549 | 0.78582 | 0.86954 | [8 empty] | 2014 | 5.135e-07 | 5.4696e-07 | -1.1167e-07 | -1.2572e-07 | -1.3996e-08
2015 | 1.1446 | 1.4197 | 0.80624 | 0.77968 | 0.82506 | [8 empty] | 2015 | 1.412e-07 | -6.48e-07 | 7.5857e-08 | 9.8959e-08 | 8.5375e-08
2016 | 1.1572 | 1.315 | 0.88001 | 0.99932 | 0.81806 | [8 empty] | 2016 | -5.5052e-07 | -1.2808e-07 | -1.3498e-07 | 9.5848e-09 | -1.5415e-07
2017 | 1.1335 | 1.3239 | 0.85616 | 0.97258 | 0.79754 | [8 empty] | 2017 | 3.9072e-07 | -4.0993e-08 | 3.9976e-07 | 5.264e-07 | 4.1779e-07
2018 | 1.1621 | 1.3488 | 0.86163 | 0.94987 | 0.81098 | [8 empty] | 2018 | 1.5755e-07 | 2.2392e-08 | -1.0459e-07 | -3.136e-07 | 1.0651e-08
2019 | 1.1471 | 1.4274 | 0.8036 | 0.82557 | 0.78948 | [8 empty] | 2019 | 5.5363e-07 | -6.4545e-09 | 9.6024e-08 | 2.4888e-07 | 1.1923e-07
2020 | 1.1368 | 1.4167 | 0.80246 | 0.84941 | 0.76985 | [8 empty] | 2020 | 3.2173e-08 | -1.9335e-07 | -1.9645e-08 | -1.0847e-07 | 1.6252e-07
8.JEN productivity indexes, 2006-2020 | [13 empty] | 8.JEN productivity indexes, 2006-2020
| Output | Input | TFP | PFP Index | [10 empty] | Output | Input | TFP | PFP Index
Year | Index | Index | Index | Opex | Capital | [8 empty] | Year | Index | Index | Index | Opex | Capital
2006 | 1 | 1 | 1 | 1 | 1 | [8 empty] | 2006 | 0 | 0 | 0 | 0 | 0
2007 | 1.0386 | 1.0273 | 1.011 | 0.98373 | 1.0342 | [8 empty] | 2007 | -5.3423e-07 | -2.6367e-08 | 2.5026e-07 | 3.9325e-08 | 2.3224e-07
2008 | 1.0821 | 0.96063 | 1.1265 | 1.2693 | 1.0433 | [8 empty] | 2008 | 5.3097e-07 | 2.2929e-07 | -2.6867e-07 | -8.9508e-08 | -3.9669e-07
2009 | 1.0967 | 0.99909 | 1.0977 | 1.1786 | 1.0389 | [8 empty] | 2009 | -4.0131e-08 | 3.6221e-07 | -1.1261e-07 | -1.0661e-06 | -7.6118e-08
2010 | 1.1184 | 1.0702 | 1.0451 | 1.0251 | 1.0609 | [8 empty] | 2010 | -4.3864e-07 | 4.6243e-07 | 2.8438e-07 | 6.3324e-09 | -6.0895e-07
2011 | 1.1347 | 1.0787 | 1.0519 | 1.0541 | 1.0515 | [8 empty] | 2011 | -5.9546e-07 | -1.0052e-07 | -2.278e-07 | -9.7575e-07 | 1.7406e-07
2012 | 1.1491 | 1.1402 | 1.0078 | 0.93995 | 1.0651 | [8 empty] | 2012 | 5.3528e-07 | -3.5112e-07 | 2.1896e-09 | 1.4016e-07 | 1.7386e-07
2013 | 1.1361 | 1.1212 | 1.0133 | 0.97095 | 1.0465 | [8 empty] | 2013 | -4.8914e-07 | 2.3045e-07 | -5.9473e-07 | -5.0047e-07 | -6.754e-07
2014 | 1.1399 | 1.1228 | 1.0153 | 0.98828 | 1.0363 | [8 empty] | 2014 | -4.3274e-08 | 2.4396e-07 | -2.5726e-07 | 2.8786e-07 | -1.4314e-07
2015 | 1.1697 | 1.1507 | 1.0165 | 0.98761 | 1.0392 | [8 empty] | 2015 | 4.9535e-07 | 9.1713e-08 | 1.2837e-07 | 3.9293e-07 | -1.9067e-07
2016 | 1.1788 | 1.1868 | 0.99328 | 0.94087 | 1.0329 | [8 empty] | 2016 | 4.7107e-07 | 3.0518e-09 | -4.5816e-07 | -4.5536e-07 | -1.0965e-06
2017 | 1.1978 | 1.2121 | 0.98821 | 0.91283 | 1.0478 | [8 empty] | 2017 | -1.6483e-07 | -2.3598e-07 | -3.5439e-07 | -4.718e-07 | -9.1056e-07
2018 | 1.2112 | 1.1877 | 1.0197 | 1.0047 | 1.0321 | [8 empty] | 2018 | -2.8649e-07 | -1.9724e-07 | -7.1002e-07 | 1.0978e-07 | 3.5782e-09
2019 | 1.2141 | 1.2259 | 0.99038 | 0.96437 | 1.0109 | [8 empty] | 2019 | 6.813e-08 | 4.6291e-07 | -3.0153e-07 | -4.4139e-07 | -7.6015e-07
2020 | 1.2253 | 1.1577 | 1.0584 | 1.1307 | 1.0138 | [8 empty] | 2020 | 3.7315e-07 | -3.5513e-07 | -4.3454e-07 | 8.5939e-07 | -6.5752e-07
9.PCR productivity indexes 2006-2020 | [13 empty] | 9.PCR productivity indexes 2006-2020
| Output | Input | TFP | PFP Index | [10 empty] | Output | Input | TFP | PFP Index
Year | Index | Index | Index | Opex | Capital | [8 empty] | Year | Index | Index | Index | Opex | Capital
2006 | 1 | 1 | 1 | 1 | 1 | [8 empty] | 2006 | 0 | 0 | 0 | 0 | 0
2007 | 0.99656 | 0.958 | 1.0403 | 1.1368 | 0.9747 | [8 empty] | 2007 | 4.2508e-08 | -1.1096e-07 | -3.6078e-07 | 3.7562e-07 | 8.1409e-08
2008 | 1.058 | 0.97798 | 1.0819 | 1.181 | 1.0168 | [8 empty] | 2008 | 3.8667e-07 | 1.3743e-07 | 3.2112e-08 | 7.8242e-07 | 1.2444e-07
2009 | 1.0203 | 1.0531 | 0.96888 | 1.0321 | 0.92455 | [8 empty] | 2009 | 3.5499e-07 | 4.1801e-08 | 1.9829e-07 | 2.8772e-07 | 2.3781e-07
2010 | 1.0565 | 1.0576 | 0.99902 | 1.1144 | 0.92754 | [8 empty] | 2010 | 1.5752e-07 | -5.3635e-07 | 6.0663e-08 | 6.462e-07 | -1.6777e-07
2011 | 1.0931 | 1.0694 | 1.0222 | 1.1081 | 0.96463 | [8 empty] | 2011 | -1.0137e-07 | 3.3587e-07 | 2.132e-07 | 1.8084e-07 | 3.23e-07
2012 | 1.0919 | 1.1554 | 0.94501 | 0.93284 | 0.95271 | [8 empty] | 2012 | 7.9155e-07 | 3.6265e-07 | 2.0445e-07 | 2.9362e-07 | 1.9942e-07
2013 | 1.0768 | 1.2023 | 0.89566 | 0.86574 | 0.91666 | [8 empty] | 2013 | 1.4251e-07 | 5.2818e-07 | 1.8089e-09 | 3.7643e-08 | 3.3419e-08
2014 | 1.0472 | 1.1677 | 0.89682 | 0.92742 | 0.87352 | [8 empty] | 2014 | 7.0075e-07 | -3.5109e-07 | 3.0875e-07 | 1.458e-07 | 4.89e-07
2015 | 1.1003 | 1.2162 | 0.90472 | 0.90855 | 0.90037 | [8 empty] | 2015 | 4.5102e-07 | -8.28e-07 | 7.4284e-07 | 1.0054e-06 | 5.7665e-07
2016 | 1.1095 | 1.1498 | 0.96498 | 1.0806 | 0.8924 | [8 empty] | 2016 | 7.9915e-07 | 8.461e-09 | 3.1666e-07 | 9.0569e-08 | 3.8537e-07
2017 | 1.1622 | 1.2007 | 0.96789 | 1.0498 | 0.91344 | [8 empty] | 2017 | 8.6104e-07 | 1.7863e-07 | 5.8435e-07 | 7.9192e-07 | 4.5802e-07
2018 | 1.1168 | 1.2256 | 0.91124 | 0.98385 | 0.86195 | [8 empty] | 2018 | 2.4953e-07 | 3.5564e-07 | 4.26e-07 | 2.8506e-07 | 4.1189e-07
2019 | 1.1312 | 1.226 | 0.92271 | 1.0289 | 0.85539 | [8 empty] | 2019 | 2.0115e-07 | -3.0075e-08 | 2.6898e-07 | 2.5151e-07 | 1.8515e-07
2020 | 1.1468 | 1.2168 | 0.9425 | 1.1094 | 0.84394 | [8 empty] | 2020 | 4.0622e-07 | -4.7644e-07 | 4.2914e-07 | -5.9906e-08 | 4.117e-07
10.SAP productivity indexes, 2006-2020 | [13 empty] | 10.SAP productivity indexes, 2006-2020
| Output | Input | TFP | PFP Index | [10 empty] | Output | Input | TFP | PFP Index
Year | Index | Index | Index | Opex | Capital | [8 empty] | Year | Index | Index | Index | Opex | Capital
2006 | 1 | 1 | 1 | 1 | 1 | [8 empty] | 2006 | 0 | 0 | 0 | 0 | 0
2007 | 0.97423 | 1.0032 | 0.97115 | 1.0512 | 0.94004 | [8 empty] | 2007 | -5.489e-08 | 1.6599e-07 | -1.0854e-07 | -4.8042e-08 | -1.6388e-07
2008 | 1.0732 | 1.0496 | 1.0225 | 1.0341 | 1.0133 | [8 empty] | 2008 | -8.4869e-08 | -4.661e-07 | 3.9019e-07 | 2.4155e-08 | -1.1849e-07
2009 | 1.102 | 1.1073 | 0.99526 | 0.96393 | 1.0111 | [8 empty] | 2009 | 8.739e-07 | -6.0606e-07 | 6.6916e-07 | 1.1506e-06 | 5.6397e-07
2010 | 1.0479 | 1.1288 | 0.92833 | 0.92179 | 0.9311 | [8 empty] | 2010 | 7.644e-07 | -1.3599e-07 | 5.4998e-07 | 5.9247e-07 | 4.6708e-07
2011 | 1.0725 | 1.2311 | 0.87117 | 0.75573 | 0.93528 | [8 empty] | 2011 | 5.5196e-07 | 6.7612e-08 | 8.4341e-08 | 7.3875e-08 | -2.4715e-08
2012 | 1.1126 | 1.2635 | 0.88054 | 0.76226 | 0.94428 | [8 empty] | 2012 | -1.1876e-07 | 1.1597e-09 | -1.7001e-07 | 1.2713e-07 | -5.1798e-07
2013 | 1.0981 | 1.306 | 0.84081 | 0.71015 | 0.91706 | [8 empty] | 2013 | 4.9609e-07 | -2.9107e-07 | 4.4129e-07 | 4.6304e-07 | 2.5798e-07
2014 | 1.0679 | 1.3321 | 0.80163 | 0.67478 | 0.8788 | [8 empty] | 2014 | -9.2155e-08 | 4.2474e-07 | 4.3304e-08 | 2.2501e-07 | -2.5306e-07
2015 | 1.1156 | 1.356 | 0.8227 | 0.67849 | 0.90767 | [8 empty] | 2015 | 8.873e-08 | -3.5792e-07 | 3.4088e-07 | 4.1162e-07 | 1.3094e-07
2016 | 1.1031 | 1.2835 | 0.8595 | 0.80002 | 0.88748 | [8 empty] | 2016 | 7.1857e-07 | -1.7726e-07 | 1.6382e-07 | 6.6366e-07 | -2.0745e-07
2017 | 1.0884 | 1.3573 | 0.80188 | 0.68524 | 0.86779 | [8 empty] | 2017 | 7.6048e-07 | 4.1311e-07 | 1.6719e-08 | 3.204e-07 | -2.9958e-07
2018 | 1.1151 | 1.3568 | 0.82184 | 0.71647 | 0.8803 | [8 empty] | 2018 | 2.2381e-07 | 2.5167e-07 | 9.8674e-08 | 5.3506e-07 | -2.4171e-07
2019 | 1.0966 | 1.3786 | 0.79545 | 0.6867 | 0.85686 | [8 empty] | 2019 | 9.4267e-07 | -2.9759e-07 | 2.682e-07 | 5.003e-07 | 1.4218e-07
2020 | 1.1285 | 1.3353 | 0.84512 | 0.79292 | 0.86924 | [8 empty] | 2020 | 9.1744e-07 | -2.6411e-07 | 1.6785e-07 | 7.0866e-07 | -9.6825e-08
11.AND productivity indexes, 2006-2020 | [13 empty] | 11.AND productivity indexes, 2006-2020
| Output | Input | TFP | PFP Index | [10 empty] | Output | Input | TFP | PFP Index
Year | Index | Index | Index | Opex | Capital | [8 empty] | Year | Index | Index | Index | Opex | Capital
2006 | 1 | 1 | 1 | 1 | 1 | [8 empty] | 2006 | 0 | 0 | 0 | 0 | 0
2007 | 1.0388 | 1.1054 | 0.9397 | 0.84902 | 0.99943 | [8 empty] | 2007 | 2.785e-07 | -2.2465e-07 | -4.8212e-08 | -3.6346e-09 | -1.2775e-07
2008 | 1.1312 | 1.1526 | 0.98142 | 0.85894 | 1.0732 | [8 empty] | 2008 | -2.3736e-07 | 3.8044e-07 | 5.5945e-08 | 2.6886e-07 | -2.4542e-07
2009 | 1.1097 | 1.2637 | 0.87814 | 0.72669 | 0.99706 | [8 empty] | 2009 | 1.1648e-07 | -6.5094e-08 | 1.1105e-08 | -1.5549e-08 | 1.1362e-07
2010 | 1.178 | 1.251 | 0.94164 | 0.7976 | 1.0522 | [8 empty] | 2010 | -4.5163e-07 | -2.6517e-07 | -3.0856e-07 | -2.804e-07 | -7.2955e-07
2011 | 1.1574 | 1.2758 | 0.90722 | 0.77794 | 1.0069 | [8 empty] | 2011 | -3.7775e-07 | -7.0206e-08 | -6.4287e-07 | -2.3746e-07 | -4.9181e-07
2012 | 1.1875 | 1.3192 | 0.90021 | 0.75269 | 1.0139 | [8 empty] | 2012 | -5.191e-08 | -7.103e-07 | 1.3281e-07 | 3.9943e-07 | -1.8326e-07
2013 | 1.1788 | 1.3895 | 0.84838 | 0.67417 | 0.98834 | [8 empty] | 2013 | -4.6223e-07 | -1.5658e-07 | 2.0736e-08 | 2.551e-07 | -2.7191e-07
2014 | 1.1575 | 1.4191 | 0.81563 | 0.64238 | 0.95658 | [8 empty] | 2014 | -3.1604e-07 | -7.8636e-08 | -2.0896e-07 | -8.756e-08 | -4.6167e-07
2015 | 1.1867 | 1.4651 | 0.80998 | 0.62179 | 0.96876 | [8 empty] | 2015 | -1.1857e-07 | 2.0992e-07 | -3.3268e-07 | -2.3959e-08 | -5.7116e-07
2016 | 1.1541 | 1.5368 | 0.75094 | 0.54896 | 0.92543 | [8 empty] | 2016 | -5.2321e-07 | -1.8376e-07 | -1.7519e-08 | -2.9526e-08 | -9.4241e-08
2017 | 1.217 | 1.4683 | 0.8288 | 0.66085 | 0.96138 | [8 empty] | 2017 | -5.7664e-07 | -4.6414e-07 | -1.6554e-07 | -2.3273e-07 | -2.5629e-08
2018 | 1.1663 | 1.4404 | 0.80973 | 0.68789 | 0.90283 | [8 empty] | 2018 | 2.8381e-07 | -4.0077e-07 | 1.6425e-07 | 4.1777e-07 | 6.2878e-08
2019 | 1.1793 | 1.4624 | 0.80642 | 0.67334 | 0.90895 | [8 empty] | 2019 | -4.2121e-07 | -1.1452e-07 | 1.0023e-07 | 3.1126e-07 | 9.1827e-08
2020 | 1.2083 | 1.5071 | 0.80173 | 0.65721 | 0.91507 | [8 empty] | 2020 | 1.9154e-07 | 2.3627e-07 | 1.3674e-07 | 4.698e-07 | -4.562e-08
12.TND productivity indexes, 2006-2020 | [13 empty] | 12.TND productivity indexes, 2006-2020
| Output | Input | TFP | PFP Index | [10 empty] | Output | Input | TFP | PFP Index
Year | Index | Index | Index | Opex | Capital | [8 empty] | Year | Index | Index | Index | Opex | Capital
2006 | 1 | 1 | 1 | 1 | 1 | [8 empty] | 2006 | 0 | 0 | 0 | 0 | 0
2007 | 0.97703 | 1.0086 | 0.96872 | 0.97902 | 0.96367 | [8 empty] | 2007 | -2.0749e-07 | 2.5415e-07 | -6.1927e-08 | 1.2718e-07 | -7.3363e-08
2008 | 0.97877 | 1.0251 | 0.95476 | 0.97115 | 0.94627 | [8 empty] | 2008 | -2.0236e-08 | -4.693e-07 | 2.2292e-07 | 5.7225e-07 | 1.2941e-07
2009 | 0.95256 | 1.0803 | 0.88179 | 0.84593 | 0.90286 | [8 empty] | 2009 | 2.0701e-07 | 5.22e-07 | 6.7622e-08 | 7.0146e-07 | -1.5513e-07
2010 | 0.95856 | 1.1711 | 0.81853 | 0.71889 | 0.88049 | [8 empty] | 2010 | 3.4305e-07 | -5.3078e-08 | 4.6745e-07 | 7.9068e-07 | 1.632e-07
2011 | 1.0401 | 1.1759 | 0.88449 | 0.81037 | 0.92658 | [8 empty] | 2011 | 3.4905e-07 | 6.2729e-08 | -1.2332e-07 | 3.8225e-07 | -2.9353e-07
2012 | 1.0173 | 1.2279 | 0.82846 | 0.72649 | 0.89212 | [8 empty] | 2012 | -1.4283e-07 | -3.0472e-08 | -7.1991e-09 | 4.9419e-07 | -3.1495e-07
2013 | 1.0435 | 1.1436 | 0.91245 | 0.91832 | 0.91019 | [8 empty] | 2013 | -7.0257e-07 | -2.9711e-07 | -2.0762e-07 | 6.1289e-07 | -6.1828e-07
2014 | 0.99295 | 1.1624 | 0.85424 | 0.85651 | 0.85306 | [8 empty] | 2014 | 1.6008e-07 | 3.1116e-07 | 3.8048e-07 | 8.5303e-07 | 1.0314e-07
2015 | 1.0438 | 1.1063 | 0.9435 | 1.0639 | 0.88876 | [8 empty] | 2015 | -2.4883e-07 | 3.0768e-07 | 1.8433e-07 | 3.5032e-07 | 5.3432e-08
2016 | 1.0367 | 1.1375 | 0.91133 | 0.98492 | 0.87731 | [8 empty] | 2016 | -2.1635e-07 | 4.127e-07 | -5.7149e-08 | 3.4464e-07 | -2.446e-07
2017 | 1.052 | 1.2615 | 0.83392 | 0.76104 | 0.87897 | [8 empty] | 2017 | 3.2932e-07 | 5.9654e-08 | 2.5421e-09 | 3.0535e-07 | -2.7952e-07
2018 | 1.0325 | 1.2224 | 0.84462 | 0.82659 | 0.85527 | [8 empty] | 2018 | -3.0367e-07 | 3.6077e-07 | 5.493e-08 | 1.2885e-08 | 3.9417e-08
2019 | 1.0342 | 1.184 | 0.87354 | 0.9348 | 0.84356 | [8 empty] | 2019 | -1.9767e-07 | -2.5711e-07 | 5.5569e-07 | 8.5394e-07 | 4.03e-07
2020 | 1.0462 | 1.2028 | 0.86982 | 0.91453 | 0.84602 | [8 empty] | 2020 | -8.1177e-09 | 4.9994e-07 | 2.6681e-07 | 7.7781e-07 | -1.1727e-07
13.UED productivity indexes, 2006-2020 | [13 empty] | 13.UED productivity indexes, 2006-2020
| Output | Input | TFP | PFP Index | [10 empty] | Output | Input | TFP | PFP Index
Year | Index | Index | Index | Opex | Capital | [8 empty] | Year | Index | Index | Index | Opex | Capital
2006 | 1 | 1 | 1 | 1 | 1 | [8 empty] | 2006 | 0 | 0 | 0 | 0 | 0
2007 | 1.0092 | 0.99291 | 1.0164 | 1.0705 | 0.9829 | [8 empty] | 2007 | 3.6231e-07 | -3.4736e-07 | 7.5596e-07 | 5.1282e-07 | 5.969e-07
2008 | 1.0359 | 1.0165 | 1.0191 | 1.0945 | 0.97396 | [8 empty] | 2008 | -1.2305e-07 | -2.6939e-07 | -4.4698e-07 | 3.8415e-07 | -2.323e-07
2009 | 1.0738 | 1.0292 | 1.0433 | 1.1154 | 0.99875 | [8 empty] | 2009 | 5.3627e-08 | -3.4606e-07 | 8.7387e-07 | 3.7582e-08 | 5.0925e-07
2010 | 1.0886 | 1.0689 | 1.0185 | 1.0829 | 0.97909 | [8 empty] | 2010 | 4.8418e-07 | -4.4938e-07 | 1.823e-07 | 2.3381e-07 | 3.118e-07
2011 | 1.084 | 1.1747 | 0.92278 | 0.88005 | 0.95588 | [8 empty] | 2011 | -1.9449e-07 | -3.9579e-07 | -1.0996e-07 | -8.5169e-08 | -2.8716e-07
2012 | 1.0601 | 1.2004 | 0.88308 | 0.85527 | 0.90508 | [8 empty] | 2012 | 4.7454e-07 | 1.8076e-07 | -1.3617e-07 | -9.2513e-08 | -2.6969e-07
2013 | 1.0684 | 1.1514 | 0.92788 | 0.9675 | 0.90278 | [8 empty] | 2013 | 2.2244e-07 | -7.6557e-07 | 2.9594e-07 | 6.536e-07 | 3.4814e-08
2014 | 1.0605 | 1.169 | 0.9072 | 0.93906 | 0.88675 | [8 empty] | 2014 | 4.8901e-07 | 3.3966e-07 | 3.2997e-07 | 1.4367e-07 | 3.8537e-07
2015 | 1.082 | 1.1511 | 0.93999 | 1.0096 | 0.89795 | [8 empty] | 2015 | 8.7759e-07 | -3.4591e-07 | 4.5352e-07 | -2.8381e-08 | 3.9701e-07
2016 | 1.1072 | 1.2082 | 0.91643 | 0.89426 | 0.92831 | [8 empty] | 2016 | 1.0739e-07 | 5.7549e-08 | 3.2447e-07 | 2.7061e-07 | 1.7705e-07
2017 | 1.142 | 1.2032 | 0.94907 | 0.98016 | 0.92849 | [8 empty] | 2017 | 6.3386e-07 | -5.7266e-07 | 4.7625e-07 | 5.3636e-07 | 2.5541e-07
2018 | 1.1369 | 1.1119 | 1.0225 | 1.2284 | 0.91744 | [8 empty] | 2018 | 6.8535e-08 | -7.0648e-09 | 2.0987e-07 | 8.0729e-07 | 1.6964e-08
2019 | 1.1455 | 1.1198 | 1.0229 | 1.2345 | 0.9151 | [8 empty] | 2019 | 7.3781e-07 | -5.3772e-08 | 3.3555e-07 | 6.9971e-07 | 2.8296e-07
2020 | 1.161 | 1.1411 | 1.0174 | 1.1934 | 0.92128 | [8 empty] | 2020 | 4.4326e-07 | -7.4471e-07 | 7.1502e-07 | 1.1785e-06 | 5.5355e-07
40.DIND productivity indexes, 2006-2020 | [13 empty] | 40.DIND productivity indexes, 2006-2020
| Output | Input | TFP | PFP Index | [10 empty] | Output | Input | TFP | PFP Index
Year | Index | Index | Index | Opex | Capital | [8 empty] | Year | Index | Index | Index | Opex | Capital
2006 | 1 | 1 | 1 | 1 | 1 | [8 empty] | 2006 | 0 | 0 | 0 | 0 | 0
2007 | 1.0351 | 1.0234 | 1.0115 | 1.0375 | 0.99565 | [8 empty] | 2007 | -1.7432e-07 | 2.1355e-08 | 1.0658e-07 | -5.3387e-07 | -1.337e-07
2008 | 1.0558 | 1.0959 | 0.96348 | 0.92389 | 0.98946 | [8 empty] | 2008 | -6.671e-07 | -1.4813e-07 | -5.4016e-07 | -1.0014e-06 | -1.6673e-07
2009 | 1.0566 | 1.1139 | 0.94857 | 0.93446 | 0.9572 | [8 empty] | 2009 | 4.8721e-08 | -1.3905e-07 | 5.1392e-09 | -1.7079e-07 | 1.6617e-07
2010 | 1.0869 | 1.1528 | 0.94289 | 0.92285 | 0.9541 | [8 empty] | 2010 | 3.9478e-07 | 9.6741e-09 | -4.466e-07 | -8.005e-07 | -1.8722e-07
2011 | 1.0976 | 1.1962 | 0.91752 | 0.87873 | 0.94055 | [8 empty] | 2011 | 2.2662e-07 | 4.5725e-07 | -3.9077e-07 | -7.4584e-07 | -2.4107e-07
2012 | 1.1075 | 1.2559 | 0.88185 | 0.81197 | 0.92523 | [8 empty] | 2012 | 6.2601e-07 | -1.9389e-07 | 1.8893e-08 | -2.1297e-07 | 1.6071e-07
2013 | 1.1065 | 1.2347 | 0.89618 | 0.8807 | 0.9046 | [8 empty] | 2013 | -1.0821e-07 | -1.405e-07 | -1.875e-07 | -5.3549e-07 | 1.3411e-07
2014 | 1.1121 | 1.259 | 0.88331 | 0.87277 | 0.88958 | [8 empty] | 2014 | -3.0057e-07 | 2.4338e-09 | -6.1379e-08 | -1.3095e-07 | -5.8647e-09
2015 | 1.1182 | 1.297 | 0.86214 | 0.83201 | 0.88054 | [8 empty] | 2015 | -1.6174e-07 | -4.8897e-08 | -5.3808e-08 | -2.6049e-07 | 1.1078e-07
2016 | 1.1213 | 1.2725 | 0.88112 | 0.9005 | 0.86971 | [8 empty] | 2016 | -6.1569e-09 | 4.4331e-07 | -2.1033e-07 | -7.1234e-07 | 1.8129e-07
2017 | 1.1427 | 1.2659 | 0.90263 | 0.94668 | 0.8784 | [8 empty] | 2017 | 1.2183e-07 | 2.3569e-07 | 5.9085e-08 | -2.6068e-07 | 1.8284e-07
2018 | 1.1415 | 1.2518 | 0.91194 | 0.9921 | 0.8681 | [8 empty] | 2018 | 2.6916e-07 | -2.9177e-07 | 2.3172e-07 | 2.6939e-08 | 2.6632e-07
2019 | 1.1355 | 1.2578 | 0.90276 | 0.98999 | 0.85574 | [8 empty] | 2019 | 8.4e-07 | 5.3773e-07 | 1.8955e-08 | -2.5518e-07 | 3.532e-08
2020 | 1.1375 | 1.2446 | 0.91398 | 1.0413 | 0.84603 | [8 empty] | 2020 | 1.4773e-07 | -1.0854e-07 | 3.2299e-07 | -2.3377e-07 | 3.7371e-07
41.DACT productivity indexes, 2006-2020 | [13 empty] | 41.DACT productivity indexes, 2006-2020
| Output | Input | TFP | PFP Index | [10 empty] | Output | Input | TFP | PFP Index
Year | Index | Index | Index | Opex | Capital | [8 empty] | Year | Index | Index | Index | Opex | Capital
2006 | 1 | 1 | 1 | 1 | 1 | [8 empty] | 2006 | 0 | 0 | 0 | 0 | 0
2007 | 0.99655 | 1.0058 | 0.99079 | 1.0004 | 0.98216 | [8 empty] | 2007 | 7.2718e-08 | -2.4881e-07 | 6.1035e-09 | -9.7954e-08 | 8.6327e-09
2008 | 1.0251 | 1.0428 | 0.98305 | 0.96582 | 0.99427 | [8 empty] | 2008 | 2.4535e-07 | 2.943e-07 | -4.3183e-08 | 3.0291e-08 | -1.2841e-07
2009 | 1.0301 | 1.0627 | 0.9693 | 0.95202 | 0.9791 | [8 empty] | 2009 | 2.7952e-07 | 1.9314e-07 | 2.3166e-07 | 2.6633e-07 | 2.0222e-07
2010 | 1.0452 | 1.1256 | 0.92857 | 0.85638 | 0.97731 | [8 empty] | 2010 | -2.4196e-07 | -3.1797e-07 | 1.2872e-07 | 4.1039e-07 | -5.0964e-08
2011 | 1.0358 | 1.1908 | 0.86983 | 0.76182 | 0.94817 | [8 empty] | 2011 | -3.4622e-08 | -1.8244e-07 | 3.0837e-07 | 4.3806e-07 | 2.043e-07
2012 | 1.1055 | 1.2393 | 0.89199 | 0.76057 | 0.99211 | [8 empty] | 2012 | -7.7675e-08 | -2.5797e-07 | -5.617e-08 | -1.089e-07 | 4.5892e-08
2013 | 1.1196 | 1.2985 | 0.86217 | 0.70351 | 0.98854 | [8 empty] | 2013 | -4.8035e-07 | 1.2154e-07 | 6.3212e-08 | 1.0122e-08 | 6.6647e-08
2014 | 1.1248 | 1.3982 | 0.80449 | 0.62452 | 0.97407 | [8 empty] | 2014 | -2.6421e-07 | 8.0818e-08 | -7.0188e-08 | 1.4539e-08 | -5.1547e-08
2015 | 1.1392 | 1.3517 | 0.84278 | 0.67862 | 0.98043 | [8 empty] | 2015 | -4.2501e-07 | 2.8677e-07 | -3.5082e-08 | -1.3105e-07 | 1.4003e-07
2016 | 1.1435 | 1.0803 | 1.0585 | 1.2568 | 0.97457 | [8 empty] | 2016 | -2.4821e-07 | -2.3279e-07 | -1.7274e-07 | -6.929e-08 | 1.3056e-07
2017 | 1.147 | 1.1299 | 1.0151 | 1.1108 | 0.97122 | [8 empty] | 2017 | -1.9617e-07 | -3.9076e-07 | 3.8708e-07 | 3.052e-07 | 1.5292e-07
2018 | 1.1657 | 1.1976 | 0.97338 | 0.96897 | 0.97707 | [8 empty] | 2018 | 4.1527e-07 | -1.1336e-07 | -3.4357e-08 | 1.9877e-07 | 1.9118e-07
2019 | 1.1714 | 1.1949 | 0.98034 | 1.0124 | 0.96306 | [8 empty] | 2019 | 1.5665e-07 | 4.1325e-07 | 3.392e-08 | -1.8816e-07 | 3.1349e-07
2020 | 1.1892 | 1.1852 | 1.0034 | 1.0824 | 0.96165 | [8 empty] | 2020 | 8.4419e-08 | -4.23e-07 | 3.3377e-07 | 1.1558e-06 | -1.3751e-08
42.DNSW productivity indexes, 2006-2020 | [13 empty] | 42.DNSW productivity indexes, 2006-2020
| Output | Input | TFP | PFP Index | [10 empty] | Output | Input | TFP | PFP Index
Year | Index | Index | Index | Opex | Capital | [8 empty] | Year | Index | Index | Index | Opex | Capital
2006 | 1 | 1 | 1 | 1 | 1 | [8 empty] | 2006 | 0 | 0 | 0 | 0 | 0
2007 | 1.0165 | 1.0281 | 0.98873 | 1.0205 | 0.96763 | [8 empty] | 2007 | 1.4195e-07 | 1.8546e-07 | -1.4284e-07 | -6.8591e-07 | -1.8455e-07
2008 | 1.0104 | 1.161 | 0.87029 | 0.78567 | 0.93582 | [8 empty] | 2008 | 4.7437e-07 | -3.7083e-07 | 4.1329e-07 | 6.4457e-07 | 1.7076e-07
2009 | 1.0066 | 1.144 | 0.87988 | 0.85327 | 0.89854 | [8 empty] | 2009 | 4.0878e-08 | -4.6638e-08 | -1.3073e-07 | 9.5677e-08 | -2.6759e-07
2010 | 1.0532 | 1.2021 | 0.87609 | 0.83018 | 0.90355 | [8 empty] | 2010 | 1.8439e-07 | -1.1282e-07 | -5.0256e-08 | 3.4048e-07 | -3.7799e-07
2011 | 1.0554 | 1.2167 | 0.86742 | 0.84188 | 0.88088 | [8 empty] | 2011 | -2.3808e-07 | -7.3085e-07 | -9.556e-08 | 1.7771e-07 | -2.9586e-07
2012 | 1.05 | 1.3001 | 0.80762 | 0.7432 | 0.84937 | [8 empty] | 2012 | -2.7871e-07 | -4.2026e-07 | 1.3722e-07 | -1.2753e-07 | 2.7619e-07
2013 | 1.0515 | 1.2457 | 0.84408 | 0.87554 | 0.82408 | [8 empty] | 2013 | -3.4171e-07 | -5.3322e-07 | 1.7385e-07 | 5.8813e-07 | -1.2006e-07
2014 | 1.0784 | 1.2888 | 0.83671 | 0.84964 | 0.8271 | [8 empty] | 2014 | -3.8314e-07 | -4.4913e-07 | -1.5629e-07 | -2.7098e-07 | -1.3728e-08
2015 | 1.0719 | 1.3364 | 0.80215 | 0.78387 | 0.81263 | [8 empty] | 2015 | -6.3725e-07 | -6.0535e-07 | -3.2482e-07 | -2.1768e-07 | -2.7657e-07
2016 | 1.0778 | 1.297 | 0.83096 | 0.87639 | 0.80308 | [8 empty] | 2016 | -9.1125e-08 | -4.0532e-07 | -2.1779e-07 | 4.7269e-08 | -2.3585e-07
2017 | 1.082 | 1.2615 | 0.85769 | 0.95214 | 0.80639 | [8 empty] | 2017 | 1.0921e-07 | -9.5272e-07 | 3.2981e-07 | 6.9031e-07 | 2.3379e-07
2018 | 1.0992 | 1.2312 | 0.89278 | 1.0459 | 0.81224 | [8 empty] | 2018 | -3.2137e-07 | -7.3334e-08 | -1.7628e-07 | 7.2345e-07 | -2.8699e-07
2019 | 1.0911 | 1.2408 | 0.87936 | 1.0338 | 0.79837 | [8 empty] | 2019 | -2.0042e-07 | 1.0336e-07 | 1.227e-07 | 4.5559e-07 | 1.6924e-07
2020 | 1.074 | 1.21 | 0.88763 | 1.1102 | 0.77523 | [8 empty] | 2020 | -2.4924e-07 | -3.3246e-07 | 1.1972e-07 | 2.0935e-08 | -2.7275e-09
43.DVIC productivity indexes, 2006-2020 | [13 empty] | 43.DVIC productivity indexes, 2006-2020
| Output | Input | TFP | PFP Index | [10 empty] | Output | Input | TFP | PFP Index
Year | Index | Index | Index | Opex | Capital | [8 empty] | Year | Index | Index | Index | Opex | Capital
2006 | 1 | 1 | 1 | 1 | 1 | [8 empty] | 2006 | 0 | 0 | 0 | 0 | 0
2007 | 1.0186 | 1.0206 | 0.99801 | 1.0035 | 0.9938 | [8 empty] | 2007 | -3.5702e-07 | -1.697e-07 | 1.3989e-07 | 5.2647e-07 | 4.0106e-08
2008 | 1.0729 | 1.0369 | 1.0347 | 1.0594 | 1.0224 | [8 empty] | 2008 | 4.2684e-07 | 9.6001e-08 | 2.3071e-08 | -4.9525e-07 | -3.231e-07
2009 | 1.0669 | 1.0995 | 0.9703 | 0.95249 | 0.98167 | [8 empty] | 2009 | 1.4646e-07 | 4.0533e-07 | -3.0296e-07 | -1.7223e-07 | -3.3025e-07
2010 | 1.1028 | 1.1195 | 0.98508 | 0.97183 | 0.99449 | [8 empty] | 2010 | 2.8159e-07 | 4.765e-07 | -1.4053e-08 | -1.3252e-07 | 7.4312e-08
2011 | 1.1074 | 1.1524 | 0.96093 | 0.92761 | 0.98249 | [8 empty] | 2011 | -3.2569e-07 | 9.5856e-08 | 2.0563e-07 | 4.3039e-07 | 5.6783e-08
2012 | 1.112 | 1.2148 | 0.91541 | 0.84171 | 0.96698 | [8 empty] | 2012 | 1.7446e-07 | 3.2333e-08 | 3.3983e-07 | 6.8613e-07 | 2.717e-07
2013 | 1.1066 | 1.2355 | 0.89567 | 0.82487 | 0.94405 | [8 empty] | 2013 | 4.1797e-07 | -1.0719e-07 | 3.6709e-07 | 5.5335e-07 | 2.1741e-07
2014 | 1.0908 | 1.2425 | 0.87797 | 0.82486 | 0.91352 | [8 empty] | 2014 | 1.8005e-09 | -4.9775e-07 | -2.3714e-08 | 2.8072e-07 | -7.2616e-08
2015 | 1.1218 | 1.2678 | 0.88483 | 0.82481 | 0.92563 | [8 empty] | 2015 | 8.5411e-08 | 5.9051e-07 | -4.9728e-08 | -1.9109e-08 | -5.9635e-08
2016 | 1.121 | 1.2904 | 0.86871 | 0.80496 | 0.91067 | [8 empty] | 2016 | -2.7399e-07 | 1.6042e-07 | 3.2279e-08 | 3.9774e-07 | -1.6192e-07
2017 | 1.1634 | 1.2862 | 0.90448 | 0.86447 | 0.93004 | [8 empty] | 2017 | 7.0496e-09 | -1.2398e-07 | -1.6996e-08 | 7.5082e-08 | -4.5875e-08
2018 | 1.1376 | 1.2605 | 0.90251 | 0.92047 | 0.8931 | [8 empty] | 2018 | 1.8349e-07 | 4.039e-07 | 2.7191e-08 | -1.021e-07 | 2.3513e-07
2019 | 1.1458 | 1.2788 | 0.89598 | 0.91191 | 0.88766 | [8 empty] | 2019 | -9.758e-08 | -4.7793e-07 | -7.4112e-09 | 2.9153e-07 | -8.1915e-08
2020 | 1.1593 | 1.2858 | 0.90161 | 0.93807 | 0.88074 | [8 empty] | 2020 | 2.4084e-07 | 2.6489e-08 | 9.7614e-08 | 4.495e-07 | -2.2987e-08
44.DQLD productivity indexes, 2006-2020 | [13 empty] | 44.DQLD productivity indexes, 2006-2020
| Output | Input | TFP | PFP Index | [10 empty] | Output | Input | TFP | PFP Index
Year | Index | Index | Index | Opex | Capital | [8 empty] | Year | Index | Index | Index | Opex | Capital
2006 | 1 | 1 | 1 | 1 | 1 | [8 empty] | 2006 | 0 | 0 | 0 | 0 | 0
2007 | 1.1375 | 1.0318 | 1.1025 | 1.132 | 1.0846 | [8 empty] | 2007 | 6.2469e-08 | -6.0392e-07 | 2.4599e-07 | 4.4572e-07 | -4.5814e-07
2008 | 1.128 | 1.0773 | 1.0471 | 1.0619 | 1.0398 | [8 empty] | 2008 | 2.001e-07 | 3.4167e-07 | -7.8026e-08 | -2.9286e-07 | -5.0362e-08
2009 | 1.1429 | 1.0998 | 1.0392 | 1.0759 | 1.0169 | [8 empty] | 2009 | 1.8776e-07 | -1.6136e-08 | -5.495e-07 | -4.8488e-07 | -1.0796e-07
2010 | 1.1763 | 1.1216 | 1.0487 | 1.1126 | 1.013 | [8 empty] | 2010 | 2.9223e-07 | 6.6924e-07 | -4.561e-07 | -1.301e-06 | 1.3624e-07
2011 | 1.1969 | 1.2046 | 0.99358 | 0.97321 | 1.0036 | [8 empty] | 2011 | 1.8183e-07 | -2.0816e-07 | -4.8522e-07 | -1.0017e-06 | -6.1388e-07
2012 | 1.2309 | 1.2392 | 0.99329 | 0.95791 | 1.0077 | [8 empty] | 2012 | -1.0395e-07 | -4.4144e-08 | -5.6237e-07 | -7.6679e-07 | -3.6343e-07
2013 | 1.2337 | 1.2178 | 1.013 | 1.0324 | 1.0004 | [8 empty] | 2013 | -1.3593e-07 | 6.1842e-07 | -4.7837e-07 | -9.7621e-07 | -2.1897e-07
2014 | 1.2506 | 1.2204 | 1.0248 | 1.0952 | 0.9855 | [8 empty] | 2014 | -1.165e-08 | 9.3443e-07 | -2.6829e-07 | -3.4155e-07 | -3.9624e-07
2015 | 1.2209 | 1.2779 | 0.95546 | 0.98949 | 0.93523 | [8 empty] | 2015 | -2.3098e-07 | 7.0139e-07 | -3.6827e-07 | -9.3785e-07 | -1.542e-07
2016 | 1.2328 | 1.2633 | 0.97581 | 1.0556 | 0.93215 | [8 empty] | 2016 | -4.576e-07 | 2.2118e-07 | -6.6485e-07 | -1.1048e-06 | -6.1292e-07
2017 | 1.2778 | 1.2545 | 1.0186 | 1.1505 | 0.95082 | [8 empty] | 2017 | -4.9931e-07 | -2.9401e-07 | -7.2144e-07 | -5.2515e-07 | -2.4324e-07
2018 | 1.2656 | 1.267 | 0.99893 | 1.1227 | 0.93303 | [8 empty] | 2018 | -2.6558e-08 | -2.1977e-07 | -5.7144e-07 | -8.4431e-07 | -3.2378e-07
2019 | 1.2483 | 1.2565 | 0.99349 | 1.136 | 0.91969 | [8 empty] | 2019 | 3.1335e-07 | -3.4013e-07 | -3.2974e-07 | -6.6388e-07 | -1.0684e-07
2020 | 1.2526 | 1.2581 | 0.99568 | 1.1475 | 0.9156 | [8 empty] | 2020 | -2.0293e-07 | -3.7854e-07 | -3.9833e-07 | -3.2748e-07 | -3.1203e-07
45.DSA productivity indexes, 2006-2020 | [13 empty] | 45.DSA productivity indexes, 2006-2020
| Output | Input | TFP | PFP Index | [10 empty] | Output | Input | TFP | PFP Index
Year | Index | Index | Index | Opex | Capital | [8 empty] | Year | Index | Index | Index | Opex | Capital
2006 | 1 | 1 | 1 | 1 | 1 | [8 empty] | 2006 | 0 | 0 | 0 | 0 | 0
2007 | 0.97423 | 1.0032 | 0.97115 | 1.0512 | 0.94004 | [8 empty] | 2007 | -5.489e-08 | 1.6599e-07 | -1.0854e-07 | -4.8042e-08 | -1.6388e-07
2008 | 1.0732 | 1.0496 | 1.0225 | 1.0341 | 1.0133 | [8 empty] | 2008 | -8.4869e-08 | -4.661e-07 | 3.9019e-07 | 2.4155e-08 | -1.1849e-07
2009 | 1.102 | 1.1073 | 0.99526 | 0.96393 | 1.0111 | [8 empty] | 2009 | 8.739e-07 | -6.0606e-07 | 6.6916e-07 | 1.1506e-06 | 5.6397e-07
2010 | 1.0479 | 1.1288 | 0.92833 | 0.92179 | 0.9311 | [8 empty] | 2010 | 7.644e-07 | -1.3599e-07 | 5.4998e-07 | 5.9247e-07 | 4.6708e-07
2011 | 1.0725 | 1.2311 | 0.87117 | 0.75573 | 0.93528 | [8 empty] | 2011 | 5.5196e-07 | 6.7612e-08 | 8.4341e-08 | 7.3875e-08 | -2.4715e-08
2012 | 1.1126 | 1.2635 | 0.88054 | 0.76226 | 0.94428 | [8 empty] | 2012 | -1.1876e-07 | 1.1597e-09 | -1.7001e-07 | 1.2713e-07 | -5.1798e-07
2013 | 1.0981 | 1.306 | 0.84081 | 0.71015 | 0.91706 | [8 empty] | 2013 | 4.9609e-07 | -2.9107e-07 | 4.4129e-07 | 4.6304e-07 | 2.5798e-07
2014 | 1.0679 | 1.3321 | 0.80163 | 0.67478 | 0.8788 | [8 empty] | 2014 | -9.2155e-08 | 4.2474e-07 | 4.3304e-08 | 2.2501e-07 | -2.5306e-07
2015 | 1.1156 | 1.356 | 0.8227 | 0.67849 | 0.90767 | [8 empty] | 2015 | 8.873e-08 | -3.5792e-07 | 3.4088e-07 | 4.1162e-07 | 1.3094e-07
2016 | 1.1031 | 1.2835 | 0.8595 | 0.80002 | 0.88748 | [8 empty] | 2016 | 7.1857e-07 | -1.7726e-07 | 1.6382e-07 | 6.6366e-07 | -2.0745e-07
2017 | 1.0884 | 1.3573 | 0.80188 | 0.68524 | 0.86779 | [8 empty] | 2017 | 7.6048e-07 | 4.1311e-07 | 1.6719e-08 | 3.204e-07 | -2.9958e-07
2018 | 1.1151 | 1.3568 | 0.82184 | 0.71647 | 0.8803 | [8 empty] | 2018 | 2.2381e-07 | 2.5167e-07 | 9.8674e-08 | 5.3506e-07 | -2.4171e-07
2019 | 1.0966 | 1.3786 | 0.79545 | 0.6867 | 0.85686 | [8 empty] | 2019 | 9.4267e-07 | -2.9759e-07 | 2.682e-07 | 5.003e-07 | 1.4218e-07
2020 | 1.1285 | 1.3353 | 0.84512 | 0.79292 | 0.86924 | [8 empty] | 2020 | 9.1744e-07 | -2.6411e-07 | 1.6785e-07 | 7.0866e-07 | -9.6825e-08
46.DTAS productivity indexes, 2006-2020 | [13 empty] | 46.DTAS productivity indexes, 2006-2020
| Output | Input | TFP | PFP Index | [10 empty] | Output | Input | TFP | PFP Index
Year | Index | Index | Index | Opex | Capital | [8 empty] | Year | Index | Index | Index | Opex | Capital
2006 | 1 | 1 | 1 | 1 | 1 | [8 empty] | 2006 | 0 | 0 | 0 | 0 | 0
2007 | 0.97703 | 1.0086 | 0.96872 | 0.97902 | 0.96367 | [8 empty] | 2007 | -2.0749e-07 | 2.5415e-07 | -6.1927e-08 | 1.2718e-07 | -7.3363e-08
2008 | 0.97877 | 1.0251 | 0.95476 | 0.97115 | 0.94627 | [8 empty] | 2008 | -2.0236e-08 | -4.693e-07 | 2.2292e-07 | 5.7225e-07 | 1.2941e-07
2009 | 0.95256 | 1.0803 | 0.88179 | 0.84593 | 0.90286 | [8 empty] | 2009 | 2.0701e-07 | 5.22e-07 | 6.7622e-08 | 7.0146e-07 | -1.5513e-07
2010 | 0.95856 | 1.1711 | 0.81853 | 0.71889 | 0.88049 | [8 empty] | 2010 | 3.4305e-07 | -5.3078e-08 | 4.6745e-07 | 7.9068e-07 | 1.632e-07
2011 | 1.0401 | 1.1759 | 0.88449 | 0.81037 | 0.92658 | [8 empty] | 2011 | 3.4905e-07 | 6.2729e-08 | -1.2332e-07 | 3.8225e-07 | -2.9353e-07
2012 | 1.0173 | 1.2279 | 0.82846 | 0.72649 | 0.89212 | [8 empty] | 2012 | -1.4283e-07 | -3.0472e-08 | -7.1991e-09 | 4.9419e-07 | -3.1495e-07
2013 | 1.0435 | 1.1436 | 0.91245 | 0.91832 | 0.91019 | [8 empty] | 2013 | -7.0257e-07 | -2.9711e-07 | -2.0762e-07 | 6.1289e-07 | -6.1828e-07
2014 | 0.99295 | 1.1624 | 0.85424 | 0.85651 | 0.85306 | [8 empty] | 2014 | 1.6008e-07 | 3.1116e-07 | 3.8048e-07 | 8.5303e-07 | 1.0314e-07
2015 | 1.0438 | 1.1063 | 0.9435 | 1.0639 | 0.88876 | [8 empty] | 2015 | -2.4883e-07 | 3.0768e-07 | 1.8433e-07 | 3.5032e-07 | 5.3432e-08
2016 | 1.0367 | 1.1375 | 0.91133 | 0.98492 | 0.87731 | [8 empty] | 2016 | -2.1635e-07 | 4.127e-07 | -5.7149e-08 | 3.4464e-07 | -2.446e-07
2017 | 1.052 | 1.2615 | 0.83392 | 0.76104 | 0.87897 | [8 empty] | 2017 | 3.2932e-07 | 5.9654e-08 | 2.5421e-09 | 3.0535e-07 | -2.7952e-07
2018 | 1.0325 | 1.2224 | 0.84462 | 0.82659 | 0.85527 | [8 empty] | 2018 | -3.0367e-07 | 3.6077e-07 | 5.493e-08 | 1.2885e-08 | 3.9417e-08
2019 | 1.0342 | 1.184 | 0.87354 | 0.9348 | 0.84356 | [8 empty] | 2019 | -1.9767e-07 | -2.5711e-07 | 5.5569e-07 | 8.5394e-07 | 4.03e-07
2020 | 1.0462 | 1.2028 | 0.86982 | 0.91453 | 0.84602 | [8 empty] | 2020 | -8.1177e-09 | 4.9994e-07 | 2.6681e-07 | 7.7781e-07 | -1.1727e-07
Pooled MTFP Output, Input & TFP Indexes
DNSP Multilateral TFP indexes, 2006-2020 | [13 empty] | DNSP Multilateral TFP indexes, 2006-2020
Year | EVO | AGD | CIT | END | ENX | ERG | ESS | JEN | PCR | SAP | AND | TND | UED | Year | EVO | AGD | CIT | END | ENX | ERG | ESS | JEN | PCR | SAP | AND | TND | UED
2006 | 1 | 0.93168 | 1.5037 | 1.3889 | 1.2385 | 1.2291 | 1.446 | 1.078 | 1.4482 | 1.8452 | 1.2623 | 1.2764 | 1.2623 | 2006 | 0 | -4.4701e-08 | 1.4393e-07 | 6.3084e-07 | 4.11e-07 | -4.3205e-08 | -2.9798e-07 | -1.5678e-07 | -2.5599e-07 | 2.2613e-07 | 1.0195e-06 | 4.7224e-07 | -3.1159e-07
2007 | 0.98831 | 0.98441 | 1.4888 | 1.3214 | 1.2642 | 1.4518 | 1.3912 | 1.086 | 1.4983 | 1.796 | 1.2064 | 1.2333 | 1.2771 | 2007 | -6.7747e-08 | -2.3326e-07 | -8.9546e-08 | -2.774e-08 | 5.9974e-07 | -1.027e-07 | 3.1761e-07 | 4.4371e-07 | 6.6358e-07 | 1.7433e-07 | 2.956e-07 | 1.0096e-06 | 1.2054e-06
2008 | 0.99906 | 0.84852 | 1.5329 | 1.1958 | 1.217 | 1.3703 | 1.3008 | 1.2175 | 1.5129 | 1.8977 | 1.2519 | 1.2212 | 1.2819 | 2008 | -1.2881e-07 | -2.126e-07 | -1.0329e-07 | -1.6443e-07 | -4.6861e-07 | -3.0987e-07 | -8.1863e-09 | -1.3605e-07 | 1.8574e-07 | 1.2375e-06 | 3.9496e-07 | 1.2339e-06 | 1.1435e-07
2009 | 0.98588 | 0.8596 | 1.4298 | 1.2569 | 1.2246 | 1.3226 | 1.2519 | 1.1702 | 1.4031 | 1.845 | 1.1229 | 1.1004 | 1.3117 | 2009 | 1.7689e-07 | -7.1632e-09 | -1.7271e-07 | 6.1563e-07 | 7.3761e-07 | 4.5673e-07 | -2.8815e-07 | -4.7359e-07 | 2.7132e-07 | 1.7439e-06 | 1.9446e-07 | 7.4617e-07 | 1.0248e-06
2010 | 0.9479 | 0.8629 | 1.3739 | 1.3001 | 1.2314 | 1.3392 | 1.2534 | 1.1262 | 1.3873 | 1.7276 | 1.1952 | 1.0254 | 1.2857 | 2010 | 1.1644e-07 | -3.6068e-07 | -1.8253e-07 | 5.1803e-07 | 1.2248e-06 | 3.0518e-07 | -5.0415e-08 | -1.7088e-07 | 2.8506e-07 | 1.3039e-06 | -2.2008e-07 | 1.0018e-06 | 2.7608e-07
2011 | 0.87002 | 0.86774 | 1.4485 | 1.2883 | 1.1852 | 1.2822 | 1.2097 | 1.1275 | 1.444 | 1.627 | 1.1643 | 1.1038 | 1.1716 | 2011 | 3.1018e-07 | -2.6241e-07 | -7.9169e-07 | -5.5806e-07 | -5.4041e-07 | 3.1669e-07 | -9.1911e-08 | -6.0783e-08 | 7.3335e-07 | 4.0416e-07 | 3.2812e-07 | 5.0972e-08 | 2.6891e-07
2012 | 0.90892 | 0.82665 | 1.3172 | 1.2307 | 1.1691 | 1.3015 | 1.0692 | 1.0746 | 1.3742 | 1.6476 | 1.1549 | 1.0466 | 1.1119 | 2012 | -9.2705e-08 | -7.4563e-08 | -1.4222e-07 | -1.3533e-07 | 2.7658e-07 | 5.4708e-07 | -1.4081e-07 | 3e-07 | 1.2045e-07 | -3.2928e-08 | 7.5591e-07 | 6.2775e-07 | -2.2632e-07
2013 | 0.88328 | 0.89452 | 1.3282 | 1.243 | 1.123 | 1.4434 | 1.0964 | 1.0717 | 1.3062 | 1.5802 | 1.0921 | 1.1293 | 1.1659 | 2013 | -2.4725e-08 | -2.8958e-07 | 2.7237e-07 | 3.4061e-07 | -2.5779e-07 | -4.5645e-07 | 1.0716e-07 | 3.8646e-07 | 1.5905e-07 | 1.3009e-06 | 8.2413e-07 | 2.2493e-07 | 6.6152e-07
2014 | 0.8227 | 0.8397 | 1.2979 | 1.2006 | 1.148 | 1.4492 | 1.2285 | 1.0705 | 1.2939 | 1.5136 | 1.0442 | 1.0773 | 1.1378 | 2014 | -8.4256e-08 | -4.2771e-07 | 2.3822e-07 | -2.0299e-07 | -1.0312e-07 | 4.0595e-07 | 2.47e-07 | 4.0538e-07 | 1.1933e-06 | 2.6296e-07 | -4.5471e-09 | 1.1242e-06 | 4.6988e-07
2015 | 0.857 | 0.78715 | 1.3321 | 1.1693 | 1.1103 | 1.3117 | 1.1609 | 1.071 | 1.3144 | 1.5518 | 1.0182 | 1.1803 | 1.1799 | 2015 | 2.3277e-08 | 1.2988e-07 | 1.8632e-07 | -2.7029e-07 | 4.0195e-07 | 3.6265e-07 | 1.4313e-07 | 9.3983e-07 | 8.9715e-07 | 9.6068e-07 | 3.5615e-07 | 1.1714e-07 | 3.2751e-07
2016 | 1.0636 | 0.81411 | 1.3268 | 1.1431 | 1.1744 | 1.2888 | 1.2328 | 1.0449 | 1.3665 | 1.6225 | 0.91452 | 1.1303 | 1.153 | 2016 | 3.1593e-07 | -2.8824e-08 | -2.8242e-07 | 1.5485e-07 | 4.6298e-07 | -3.0998e-08 | -4.7736e-07 | 1.0663e-07 | 7.211e-07 | 5.6659e-07 | 3.5181e-07 | 6.6143e-07 | 2.2997e-07
2017 | 1.0167 | 0.85156 | 1.353 | 1.2277 | 1.1892 | 1.3735 | 1.1949 | 1.0436 | 1.3614 | 1.5187 | 1.032 | 1.0454 | 1.2011 | 2017 | 1.519e-08 | 1.4491e-07 | -3.1899e-07 | -3.8356e-07 | -3.0411e-08 | 8.7746e-08 | 6.1093e-07 | 1.9421e-07 | 5.8946e-07 | 4.6568e-07 | 8.3141e-07 | 7.3811e-07 | 7.1883e-07
2018 | 0.98621 | 0.91008 | 1.4159 | 1.2537 | 1.1835 | 1.3289 | 1.2048 | 1.066 | 1.3116 | 1.5562 | 1.0036 | 1.0376 | 1.2914 | 2018 | -1.0096e-07 | -1.3067e-07 | 1.8906e-07 | 4.2188e-07 | 2.374e-07 | 3.2707e-08 | 1.2773e-07 | -1.4865e-07 | 5.1838e-07 | 8.9588e-07 | 3.6575e-07 | 6.7662e-07 | 2.1333e-07
2019 | 0.98818 | 0.91431 | 1.3859 | 1.267 | 1.209 | 1.2799 | 1.1254 | 1.0302 | 1.32 | 1.5079 | 1.0009 | 1.0843 | 1.2923 | 2019 | 7.8313e-08 | -1.1073e-08 | -2.308e-07 | 4.1702e-07 | 6.4556e-07 | 3.1363e-07 | 2.9302e-07 | -2.8168e-08 | 4.921e-09 | 1.5685e-06 | 4.6004e-07 | 7.6883e-07 | 1.157e-06
2020 | 1.0112 | 0.9292 | 1.3703 | 1.293 | 1.2254 | 1.2714 | 1.1161 | 1.0893 | 1.3516 | 1.6025 | 1.0107 | 1.0756 | 1.2925 | 2020 | -4.2038e-08 | -5.5667e-07 | -8.3183e-07 | -5.7307e-07 | 1.7487e-07 | 1.3153e-08 | 5.928e-08 | 8.8387e-07 | 4.8702e-07 | 1.493e-06 | 8.6941e-07 | 6.1669e-07 | 1.4891e-06
DNSP Multilateral Output indexes, 2006-2020 | bar: EVO to ENX
Year | EVO | AGD | CIT | END | ENX | ERG | ESS | JEN | PCR | SAP | AND | TND | UED | Year | EVO | AGD | CIT | END | ENX | ERG | ESS | JEN | PCR | SAP | AND | TND | UED
2006 | 1 | 8.4369 | 1.4592 | 5.7631 | 7.0051 | 7.2351 | 8.5795 | 1.2714 | 5.9205 | 6.955 | 3.689 | 2.2579 | 2.751 | 2006 | 0 | 8.0658e-07 | 2.6242e-07 | -4.5499e-07 | -1.1938e-06 | -3.6764e-06 | -1.0988e-06 | -4.4392e-07 | -1.3373e-06 | -2.038e-06 | -1.1934e-06 | -7.2243e-07 | -7.562e-07
2007 | 0.98917 | 8.488 | 1.5117 | 5.8421 | 7.8735 | 8.3286 | 9.2772 | 1.3214 | 5.9106 | 6.7699 | 3.8521 | 2.2021 | 2.766 | 2007 | 2.0789e-08 | -1.6127e-06 | 3.3367e-07 | 4.4855e-07 | -9.2282e-07 | -1.4871e-06 | -3.2628e-06 | -2.0444e-07 | -1.3434e-06 | -2.4001e-06 | -7.9941e-07 | -1.1739e-06 | -4.512e-07
2008 | 1.0356 | 8.4504 | 1.5629 | 5.8495 | 7.9232 | 8.1904 | 9.2495 | 1.3802 | 6.2555 | 7.4598 | 4.2298 | 2.2231 | 2.8383 | 2008 | 2.373e-07 | -1.4159e-06 | -2.5851e-07 | 1.4165e-06 | -1.2457e-06 | -6.1815e-06 | -4.9186e-06 | -3.1065e-07 | 1.1774e-07 | -7.8378e-07 | -6.6147e-07 | -3.0502e-07 | -1.2611e-06
2009 | 1.0338 | 8.3982 | 1.523 | 6.0425 | 8.3116 | 7.9501 | 8.9304 | 1.3947 | 6.0635 | 7.6647 | 4.1001 | 2.1568 | 2.9459 | 2009 | -1.9237e-07 | -9.729e-07 | -9.6931e-08 | 1.2643e-06 | 9.3994e-09 | -2.8041e-06 | -2.7538e-06 | -8.9774e-07 | 9.2194e-07 | 1.2685e-06 | -1.3901e-06 | 4.0106e-07 | -2.3671e-07
2010 | 1.0528 | 8.8407 | 1.5316 | 6.2239 | 8.5907 | 8.1617 | 9.5709 | 1.4269 | 6.2635 | 7.289 | 4.4241 | 2.1807 | 2.992 | 2010 | -5.3552e-07 | -2.5342e-06 | 3.561e-07 | -9.6539e-07 | 1.8253e-06 | -3.4235e-07 | -3.7778e-06 | -6.5952e-07 | -2.4022e-06 | 4.5685e-07 | -2.3885e-06 | 9.3842e-09 | -5.6473e-07
2011 | 1.0185 | 8.8614 | 1.596 | 6.3705 | 8.7357 | 8.5051 | 9.4219 | 1.4519 | 6.4676 | 7.4762 | 4.3463 | 2.3726 | 2.9739 | 2011 | 3.6081e-07 | -9.5966e-07 | 1.7418e-07 | 8.3453e-07 | -1.9838e-06 | 7.2937e-08 | -2.6134e-06 | -7.7721e-07 | -4.6909e-07 | -1.0352e-06 | -2.4659e-06 | -3.9705e-07 | -1.0277e-06
2012 | 1.103 | 9.0028 | 1.5701 | 6.2234 | 8.9622 | 8.8023 | 9.3654 | 1.4728 | 6.4693 | 7.773 | 4.489 | 2.3248 | 2.8918 | 2012 | 2.6906e-07 | -3.1372e-08 | 1.8207e-07 | -1.293e-06 | 1.9987e-06 | -1.6395e-06 | -1.8055e-06 | -3.7276e-07 | -7.3364e-08 | -3.2748e-06 | -1.8265e-06 | -8.2736e-07 | -1.5229e-06
2013 | 1.121 | 9.0932 | 1.5833 | 6.1607 | 8.9471 | 8.9926 | 9.4703 | 1.4487 | 6.4004 | 7.6787 | 4.4648 | 2.3887 | 2.9168 | 2013 | 3.047e-07 | -2.3707e-06 | 1.1428e-07 | 6.1832e-07 | -3.8047e-06 | -3.1421e-06 | -1.2601e-06 | -7.2515e-07 | -3.4225e-07 | -3.9236e-07 | -2.5551e-06 | -6.7291e-07 | -1.1156e-06
2014 | 1.1292 | 8.9988 | 1.5724 | 6.3761 | 8.929 | 9.2947 | 10.325 | 1.4532 | 6.2499 | 7.478 | 4.385 | 2.2759 | 2.8913 | 2014 | -9.0649e-07 | -2.4523e-06 | -2.5655e-07 | 2.9495e-07 | -1.8384e-07 | -2.304e-06 | -6.8936e-06 | -4.2191e-07 | 7.0605e-07 | 2.6227e-07 | -3.1689e-06 | -4.6219e-08 | -3.4091e-07
2015 | 1.1376 | 9.079 | 1.6073 | 6.3684 | 8.821 | 9.0209 | 10.0532 | 1.4989 | 6.5506 | 7.807 | 4.5184 | 2.3916 | 2.9585 | 2015 | 4.3304e-08 | 2.4139e-07 | 5.5269e-07 | -1.5844e-06 | -1.8677e-07 | -6.7145e-07 | -4.0738e-06 | 2.0226e-07 | 1.2236e-06 | 3.3752e-07 | -1.7942e-06 | -2.442e-07 | -9.0347e-08
2016 | 1.1419 | 9.0398 | 1.6249 | 6.4748 | 9.0066 | 8.9398 | 10.0028 | 1.5112 | 6.6012 | 7.699 | 4.357 | 2.3778 | 3.0417 | 2016 | 3.4172e-07 | 8.8013e-08 | 8.783e-08 | -1.2177e-07 | -6.7438e-07 | -1.3398e-06 | -1.4835e-06 | -4.1883e-07 | 1.0902e-06 | -8.6746e-07 | -4.5575e-07 | -2.8217e-07 | 2.5813e-07
2017 | 1.139 | 9.0293 | 1.6625 | 6.7697 | 9.2257 | 9.3875 | 9.8349 | 1.5379 | 6.8839 | 7.6113 | 4.6384 | 2.4116 | 3.1542 | 2017 | 1.9775e-07 | 2.6354e-06 | -2.0658e-07 | -2.7891e-06 | -1.6679e-06 | -1.9591e-06 | -8.8519e-07 | -1.2104e-07 | 1.866e-06 | -1.1474e-06 | -2.3311e-06 | -7.5369e-07 | -9.2415e-07
2018 | 1.1661 | 9.1782 | 1.6556 | 6.8585 | 9.2106 | 9.2215 | 10.0828 | 1.5543 | 6.6519 | 7.7968 | 4.409 | 2.3536 | 3.1339 | 2018 | -8.7738e-09 | -6.9519e-07 | -6.0631e-08 | -1.5521e-06 | -8.1476e-07 | -2.5649e-06 | -6.7099e-06 | -8.1596e-07 | 9.7275e-07 | -3.8101e-07 | -4.6429e-07 | -3.071e-07 | -3.9714e-07
2019 | 1.1669 | 9.1325 | 1.6763 | 6.8528 | 9.2555 | 8.8894 | 9.9385 | 1.5538 | 6.7371 | 7.6741 | 4.4596 | 2.3558 | 3.1608 | 2019 | -2.1187e-08 | 1.1772e-06 | -2.4796e-09 | 8.2693e-07 | -7.5562e-08 | -4.1718e-07 | -1.356e-06 | -1.3916e-07 | -8.8364e-07 | -5.6265e-07 | -4.7791e-07 | 4.5593e-08 | 1.451e-07
2020 | 1.1847 | 8.892 | 1.6343 | 6.7879 | 9.2517 | 8.9548 | 9.8482 | 1.5658 | 6.8344 | 7.8922 | 4.5851 | 2.3828 | 3.2224 | 2020 | -1.657e-07 | -2.431e-06 | 1.936e-07 | -3.6504e-06 | -3.9501e-06 | -2.4485e-06 | -2.2483e-06 | -4.0607e-07 | -4.1165e-07 | -5.6277e-07 | -2.7014e-07 | -4.4688e-07 | 3.0026e-07
DNSP Multilateral Input indexes, 2006-2020 | bar: EVO to ENX
Year | EVO | AGD | CIT | END | ENX | ERG | ESS | JEN | PCR | SAP | AND | TND | UED | Year | EVO | AGD | CIT | END | ENX | ERG | ESS | JEN | PCR | SAP | AND | TND | UED
2006 | 1 | 9.0556 | 0.97039 | 4.1494 | 5.6559 | 5.8864 | 5.9333 | 1.1794 | 4.088 | 3.7693 | 2.9226 | 1.769 | 2.1794 | 2006 | 0 | -1.0925e-06 | -2.6501e-08 | -7.8494e-07 | -6.7978e-07 | 2.691e-07 | -5.5917e-07 | -6.1648e-07 | 1.6656e-07 | 6.9839e-08 | -3.1375e-07 | -6.8162e-07 | -2.7122e-07
2007 | 1.0009 | 8.6225 | 1.0154 | 4.4213 | 6.2283 | 5.7366 | 6.6684 | 1.2167 | 3.945 | 3.7695 | 3.193 | 1.7856 | 2.1658 | 2007 | 2.8093e-07 | -2.641e-07 | -3.3212e-07 | -4.6448e-08 | 2.6074e-07 | 4.4534e-07 | -1.7563e-07 | 3.8727e-08 | -3.0518e-07 | 3.0312e-07 | -6.9576e-07 | -8.4916e-07 | -3.7424e-07
2008 | 1.0365 | 9.959 | 1.0196 | 4.8915 | 6.5104 | 5.9771 | 7.1107 | 1.1336 | 4.1349 | 3.9309 | 3.3787 | 1.8204 | 2.2142 | 2008 | -6.1218e-08 | -1.7097e-06 | 4.4949e-07 | 1.1487e-06 | 9.7656e-07 | -1.5085e-07 | -1.1283e-06 | -2.5362e-07 | 7.1448e-07 | -3.4599e-07 | -8.7097e-08 | -1.0257e-06 | 6.4957e-08
2009 | 1.0486 | 9.7699 | 1.0652 | 4.8074 | 6.7874 | 6.011 | 7.1336 | 1.1918 | 4.3216 | 4.1543 | 3.6514 | 1.96 | 2.2459 | 2009 | 7.8232e-08 | -3.0295e-06 | 6.4453e-08 | -2.8299e-07 | 7.3608e-07 | -3.4485e-08 | -1.8305e-06 | 3.2377e-07 | 4.6991e-07 | -1.2776e-06 | -8.1929e-07 | 4.341e-07 | -7.7515e-08
2010 | 1.1107 | 10.2452 | 1.1148 | 4.7873 | 6.9764 | 6.0943 | 7.6357 | 1.267 | 4.515 | 4.2191 | 3.7017 | 2.1267 | 2.3271 | 2010 | -1.2772e-07 | 4.9799e-06 | 1.6784e-07 | -2.1273e-06 | -9.2975e-07 | 4.6448e-08 | -5.9445e-07 | -4.0508e-07 | -1.2533e-06 | -1.8242e-06 | -9.2282e-07 | -6.3823e-07 | -5.8408e-07
2011 | 1.1706 | 10.2121 | 1.1018 | 4.9448 | 7.3706 | 6.6332 | 7.7888 | 1.2876 | 4.479 | 4.5951 | 3.733 | 2.1496 | 2.5383 | 2011 | -4.7775e-08 | 4.3793e-07 | 4.763e-07 | 5.9494e-07 | 1.1037e-06 | 1.7788e-06 | -1.3954e-06 | -5.8715e-07 | -1.1292e-07 | -6.954e-07 | 7.9605e-07 | -5.9482e-07 | 7.0129e-08
2012 | 1.2135 | 10.8907 | 1.1921 | 5.0567 | 7.6662 | 6.763 | 8.7595 | 1.3706 | 4.7075 | 4.7179 | 3.8869 | 2.2212 | 2.6008 | 2012 | -7.6553e-08 | 8.5785e-07 | -1.8537e-07 | -1.7371e-07 | -9.9957e-07 | 1.017e-06 | 1.2494e-07 | -6.5166e-07 | 6.1832e-07 | 1.7795e-07 | -8.9932e-07 | -5.4742e-07 | -2.4857e-07
2013 | 1.2692 | 10.1655 | 1.1921 | 4.9564 | 7.9669 | 6.2299 | 8.638 | 1.3518 | 4.9001 | 4.8594 | 4.0885 | 2.1151 | 2.5018 | 2013 | -4.1061e-07 | 9.613e-08 | -3.0217e-07 | -1.1806e-06 | -4.0054e-07 | 3.0243e-08 | 8.0457e-07 | -1.6109e-07 | 8.0066e-07 | -1.9401e-06 | -1.4156e-06 | -4.6248e-07 | -1.2924e-06
2014 | 1.3725 | 10.7166 | 1.2116 | 5.3107 | 7.7777 | 6.4136 | 8.4045 | 1.3575 | 4.8301 | 4.9406 | 4.1995 | 2.1126 | 2.541 | 2014 | -2.1536e-07 | 4.2871e-06 | -1.4783e-07 | 1.0244e-06 | 1.734e-07 | 5.8936e-07 | 2.0093e-07 | -2.2701e-07 | 7.5989e-09 | 1.42e-07 | -2.4036e-07 | -9.57e-07 | -4.7324e-07
2015 | 1.3274 | 11.5341 | 1.2066 | 5.4462 | 7.9446 | 6.8775 | 8.6597 | 1.3996 | 4.9838 | 5.0308 | 4.4379 | 2.0263 | 2.5075 | 2015 | -3.4959e-07 | -6.1703e-06 | -1.7581e-07 | -5.3098e-07 | 3.1216e-07 | 1.2809e-06 | -2.8459e-06 | -7.9989e-07 | -1.7142e-06 | -7.0377e-07 | 2.4368e-07 | -4.2514e-07 | -2.1252e-07
2016 | 1.0736 | 11.1039 | 1.2246 | 5.6644 | 7.6689 | 6.9364 | 8.114 | 1.4463 | 4.8308 | 4.745 | 4.7643 | 2.1037 | 2.638 | 2016 | -3.0324e-07 | -2.9053e-06 | 4.2872e-07 | -1.4033e-06 | 4.299e-07 | -8.916e-07 | -1.5598e-06 | 1.4776e-07 | 1.2362e-06 | -1.5641e-06 | -2.0395e-07 | -1.7009e-07 | 9.8511e-08
2017 | 1.1203 | 10.6032 | 1.2288 | 5.5143 | 7.7582 | 6.8349 | 8.231 | 1.4737 | 5.0566 | 5.0119 | 4.4948 | 2.3069 | 2.6262 | 2017 | -2.2899e-07 | 3.3102e-06 | 5.4079e-07 | -7.1912e-07 | 2.5775e-06 | 1.3193e-06 | -2.571e-06 | -2.382e-07 | -6.4301e-08 | -3.2425e-07 | -1.7622e-06 | -3.5857e-07 | -1.0473e-06
2018 | 1.1824 | 10.085 | 1.1693 | 5.4706 | 7.7824 | 6.9391 | 8.3691 | 1.4582 | 5.0717 | 5.0101 | 4.3932 | 2.2683 | 2.4268 | 2018 | 3.2543e-07 | -4.1855e-06 | 4.3199e-07 | -1.3215e-06 | 2.4545e-07 | 4.7238e-07 | -2.1897e-06 | -1.0979e-07 | 1.5604e-07 | -7.9587e-07 | -1.18e-06 | -8.1935e-07 | -3.3206e-07
2019 | 1.1809 | 9.9884 | 1.2096 | 5.4087 | 7.6557 | 6.9452 | 8.8308 | 1.5082 | 5.104 | 5.0893 | 4.4557 | 2.1727 | 2.4459 | 2019 | -5.405e-07 | 3.938e-07 | 2.621e-07 | 1.161e-06 | 3.2098e-07 | 1.9009e-06 | -1.4611e-06 | 4.4777e-07 | 5.0812e-08 | -1.5065e-06 | -1.8613e-06 | -1.3237e-06 | -4.3997e-07
2020 | 1.1716 | 9.5695 | 1.1927 | 5.2497 | 7.5502 | 7.0435 | 8.8238 | 1.4374 | 5.0567 | 4.9248 | 4.5364 | 2.2154 | 2.4931 | 2020 | -8.8715e-08 | 3.0621e-06 | 2.3907e-07 | 8.3008e-08 | -4.9133e-07 | -1.2467e-06 | -4.4006e-08 | -5.2497e-07 | -1.0699e-06 | -1.2989e-06 | -1.6028e-06 | -1.2319e-06 | -7.7257e-07
DNSP Multilateral Opex PFP indexes, 2006-2020 | bar: EVO to ENX
Year | EVO | AGD | CIT | END | ENX | ERG | ESS | JEN | PCR | SAP | AND | TND | UED | Year | EVO | AGD | CIT | END | ENX | ERG | ESS | JEN | PCR | SAP | AND | TND | UED
2006 | 1 | 0.76968 | 1.8501 | 1.1996 | 1.2081 | 0.90856 | 1.4109 | 0.91058 | 1.6966 | 2.018 | 1.5205 | 1.5151 | 1.1068 | 2006 | 0 | 2.7601e-07 | 3.9067e-07 | 7.2433e-07 | 2.1947e-07 | -2.446e-07 | -4.8687e-07 | -3.9062e-09 | -6.8884e-07 | -1.2311e-06 | -7.8475e-07 | -3.158e-07 | -3.6535e-07
2007 | 0.99302 | 0.91504 | 1.6777 | 1.1273 | 1.1681 | 1.1749 | 1.2703 | 0.89642 | 1.9321 | 2.1195 | 1.2977 | 1.4806 | 1.1804 | 2007 | -1.7932e-07 | -6.6035e-08 | -9.127e-08 | -2.9527e-07 | -4.7741e-07 | -7.2083e-07 | -8.5687e-07 | -8.7601e-09 | -7.7566e-07 | -7.9466e-07 | -2.718e-07 | -5.8183e-07 | 1.9508e-08
2008 | 0.97565 | 0.6409 | 1.8235 | 0.92482 | 1.128 | 1.0784 | 1.0773 | 1.1595 | 2.0009 | 2.0857 | 1.3238 | 1.4801 | 1.2066 | 2008 | -1.1228e-08 | 1.8785e-07 | -4.5941e-07 | -4.1473e-07 | -3.045e-07 | -4.4003e-07 | -1.1062e-06 | -3.6835e-07 | -3.3926e-07 | 4.1249e-07 | -3.2317e-07 | 1.6227e-07 | -4.933e-07
2009 | 0.95545 | 0.70324 | 1.5063 | 1.0421 | 1.1394 | 1.0855 | 1.112 | 1.0735 | 1.7577 | 1.9452 | 1.1066 | 1.2852 | 1.2312 | 2009 | 2.9894e-07 | 1.4883e-07 | -6.0495e-07 | -4.6363e-07 | -3.7824e-07 | 3.2739e-07 | -4.4814e-07 | -9.1648e-07 | -5.2897e-07 | 1.1659e-06 | 8.0711e-08 | 2.697e-08 | -8.4291e-07
2010 | 0.86265 | 0.65308 | 1.3937 | 1.1169 | 1.1637 | 1.1389 | 1.1122 | 0.93672 | 1.8933 | 1.8603 | 1.2346 | 1.0974 | 1.1975 | 2010 | 4.2156e-07 | -2.6061e-07 | 1.7595e-07 | 5.3055e-08 | 5.6203e-07 | -2.907e-07 | -5.1998e-07 | -3.4994e-07 | 2.0102e-07 | -3.1271e-07 | -7.5254e-07 | 8.9691e-07 | -2.4916e-07
2011 | 0.74912 | 0.68484 | 1.5632 | 1.0867 | 1.077 | 0.96502 | 1.0974 | 0.96602 | 1.8787 | 1.5286 | 1.204 | 1.2404 | 0.97136 | 2011 | 4.6651e-07 | 1.3228e-07 | -1.0759e-06 | -9.0459e-07 | -5.3518e-07 | -3.016e-07 | 8.2214e-08 | -4.4357e-07 | 1.05e-07 | -3.2023e-07 | -5.6651e-07 | -5.5069e-08 | -8.3323e-07
2012 | 0.75885 | 0.63017 | 1.221 | 1.0447 | 1.0324 | 0.97775 | 0.88168 | 0.86289 | 1.5838 | 1.5453 | 1.1727 | 1.114 | 0.93868 | 2012 | -1.9697e-07 | 1.4784e-07 | -8.0424e-07 | -3.6266e-07 | 1.7876e-07 | -1.7745e-07 | -1.2327e-07 | 1.4297e-07 | -4.575e-07 | -5.3048e-07 | -3.8971e-08 | 3.2164e-07 | -7.8961e-07
2013 | 0.70444 | 0.80554 | 1.2758 | 1.1548 | 0.9627 | 1.2574 | 0.98501 | 0.88675 | 1.4746 | 1.4409 | 1.0524 | 1.4106 | 1.0627 | 2013 | 1.237e-08 | 1.1955e-08 | 1.3486e-07 | -3.2557e-07 | 1.6104e-07 | -9.907e-07 | -2.7804e-07 | -5.1038e-07 | -4.6127e-07 | 1.6703e-07 | 1.3313e-08 | 1.5265e-07 | -5.1533e-07
2014 | 0.62694 | 0.71507 | 1.2379 | 1.0583 | 1.0468 | 1.2937 | 1.1324 | 0.90236 | 1.5861 | 1.3711 | 1.003 | 1.3173 | 1.03 | 2014 | -6.1464e-08 | -2.4698e-07 | -4.5256e-07 | -9.3536e-07 | 6.8508e-07 | -8.9422e-07 | 2.1996e-07 | 2.1867e-07 | -3.7597e-07 | 6.0699e-08 | -2.4339e-07 | 6.4516e-07 | -1.9913e-07
2015 | 0.67765 | 0.61485 | 1.3127 | 1.0302 | 1.0136 | 1.0898 | 1.1261 | 0.90647 | 1.55 | 1.3777 | 0.97576 | 1.6357 | 1.1107 | 2015 | -1.1671e-07 | 1.9706e-07 | -5.7085e-07 | 2.4345e-08 | 6.0641e-07 | -2.4622e-07 | -3.604e-07 | 4.307e-07 | 1.3834e-06 | 6.385e-08 | -2.5789e-07 | -4.2333e-07 | -3.5316e-07
2016 | 1.2551 | 0.68519 | 1.3189 | 0.97632 | 1.1642 | 1.0725 | 1.4205 | 0.8639 | 1.8424 | 1.6201 | 0.85421 | 1.5159 | 0.98836 | 2016 | 1.9094e-07 | 2.1748e-07 | -8.3975e-07 | 1.6672e-07 | 4.591e-07 | 2.3627e-07 | 3.9768e-07 | -4.1339e-07 | -8.4137e-08 | 6.8909e-07 | -2.5914e-07 | -7.5073e-07 | -4.8515e-07
2017 | 1.103 | 0.7744 | 1.3998 | 1.1137 | 1.1861 | 1.2505 | 1.3877 | 0.83944 | 1.7818 | 1.3904 | 1.0382 | 1.1707 | 1.0892 | 2017 | -1.0034e-07 | 9.8339e-08 | -5.0112e-07 | 1.6322e-07 | 1.6425e-07 | -8.3675e-07 | 4.5947e-07 | -5.0396e-07 | 1.0656e-06 | 3.516e-07 | -8.1488e-07 | -2.3746e-07 | -2.6491e-07
2018 | 0.96929 | 0.92002 | 1.6152 | 1.2374 | 1.1804 | 1.1959 | 1.3552 | 0.92345 | 1.6792 | 1.4536 | 1.0718 | 1.2644 | 1.3623 | 2018 | 1.712e-07 | 2.6757e-07 | -6.7133e-07 | 2.7238e-07 | 6.9764e-07 | -5.5183e-08 | -7.193e-08 | -4.5461e-07 | 2.6568e-07 | 5.1907e-07 | 1.5226e-07 | -9.7549e-07 | 2.502e-07
2019 | 1.0085 | 0.97424 | 1.4554 | 1.3089 | 1.2571 | 1.1457 | 1.1763 | 0.884 | 1.7559 | 1.3944 | 1.0495 | 1.4288 | 1.3705 | 2019 | 2.0421e-07 | 3.6716e-07 | -5.874e-07 | 5.9174e-08 | 6.2045e-07 | -4.2548e-07 | -1.235e-07 | -4.2464e-07 | 2.2546e-07 | -2.057e-07 | -8.4328e-08 | -3.3531e-08 | -2.6929e-07
2020 | 1.0783 | 1.0688 | 1.508 | 1.4515 | 1.3261 | 1.1129 | 1.2101 | 1.0348 | 1.8945 | 1.6091 | 1.0279 | 1.3976 | 1.3327 | 2020 | 3.8282e-07 | -5.9197e-07 | -1.1697e-06 | -1.0085e-06 | 2.1543e-07 | -1.141e-07 | -6.4195e-07 | 4.9115e-07 | -8.5623e-07 | 9.8915e-07 | 5.2408e-07 | 2.4125e-07 | 5.824e-07
DNSP Multilateral Capital PFP indexes, 2006-2020 | bar: EVO to ENX
Year | EVO | AGD | CIT | END | ENX | ERG | ESS | JEN | PCR | SAP | AND | TND | UED | Year | EVO | AGD | CIT | END | ENX | ERG | ESS | JEN | PCR | SAP | AND | TND | UED
2006 | 1 | 1.0473 | 1.4424 | 1.519 | 1.2593 | 1.4704 | 1.4508 | 1.2111 | 1.2624 | 1.7727 | 1.1137 | 1.1589 | 1.3651 | 2006 | 0 | -3.8149e-07 | 5.605e-07 | 4.5615e-07 | -3.5234e-07 | 1.9382e-07 | 4.1206e-07 | 1.8793e-07 | 4.61e-07 | 2.251e-07 | -1.7902e-07 | 6.9204e-07 | 5.8943e-07
2007 | 0.97962 | 1.0237 | 1.4594 | 1.4613 | 1.3261 | 1.6376 | 1.4533 | 1.2472 | 1.2349 | 1.6727 | 1.1267 | 1.125 | 1.3359 | 2007 | 3.5509e-08 | -1.1296e-07 | 8.5556e-08 | -1.1855e-07 | 1.9128e-07 | -2.2789e-08 | 8.3893e-08 | 7.2716e-08 | -2.5308e-07 | -2.718e-07 | -9.5901e-08 | 1.7851e-07 | 5.5131e-07
2008 | 1.0143 | 1.0162 | 1.5013 | 1.4109 | 1.2716 | 1.5784 | 1.4501 | 1.2551 | 1.2755 | 1.8087 | 1.2029 | 1.102 | 1.3286 | 2008 | -2.4469e-07 | 4.026e-08 | 8.1116e-07 | 5.1253e-07 | -2.8971e-07 | -1.1575e-07 | -4.441e-07 | 5.1964e-08 | 1.7784e-08 | 1.5878e-07 | 5.944e-07 | 4.7991e-07 | 8.2779e-09
2009 | 1.0011 | 0.973 | 1.4391 | 1.4156 | 1.2821 | 1.4788 | 1.3318 | 1.2389 | 1.1729 | 1.8092 | 1.1115 | 0.99943 | 1.3586 | 2009 | 9.7878e-08 | 3.092e-07 | -2.0575e-07 | 6.1793e-07 | 6.034e-07 | -9.4284e-07 | 2.4956e-07 | -1.7798e-07 | 7.1506e-07 | 9.4342e-07 | 1.0507e-07 | 8.948e-08 | 8.0116e-07
2010 | 1.0043 | 1.0257 | 1.4304 | 1.4215 | 1.2771 | 1.4689 | 1.3379 | 1.2657 | 1.1646 | 1.6734 | 1.1718 | 0.98493 | 1.3404 | 2010 | -4.3962e-07 | -6.1615e-07 | 1.5488e-09 | 3.2641e-07 | 1.6528e-07 | -1.1559e-07 | 8.2672e-08 | -4.8001e-07 | 2.1236e-07 | 1.189e-06 | 4.874e-07 | 4.8761e-07 | 8.9408e-07
2011 | 0.95372 | 1.0031 | 1.461 | 1.4271 | 1.2575 | 1.5107 | 1.2754 | 1.2485 | 1.2215 | 1.6884 | 1.1451 | 1.0419 | 1.3206 | 2011 | 1.7554e-07 | -2.2121e-07 | 3.3688e-07 | 3.0228e-08 | -5.1085e-07 | 1.5913e-07 | -6.0044e-07 | -3.6812e-07 | 6.3394e-07 | 3.0136e-08 | -4.5834e-07 | 3.4323e-07 | -4.3784e-07
2012 | 1.0172 | 0.9752 | 1.4067 | 1.3598 | 1.2611 | 1.523 | 1.1972 | 1.2525 | 1.2233 | 1.7123 | 1.1361 | 1.0084 | 1.2379 | 2012 | -1.143e-07 | 1.9371e-09 | -2.573e-07 | -5.4823e-07 | 4.2998e-07 | 2.4591e-07 | -7.3383e-07 | 3.8889e-07 | 2.4635e-07 | -7.2656e-07 | 1.4854e-08 | -6.9366e-08 | -1.3447e-07
2013 | 1.0189 | 0.96637 | 1.3984 | 1.3018 | 1.2325 | 1.5615 | 1.1622 | 1.2126 | 1.1797 | 1.6694 | 1.1108 | 1.0228 | 1.2314 | 2013 | 4.7351e-07 | -3.2335e-07 | 2.6536e-07 | 5.697e-07 | -2.2083e-07 | -3.4325e-07 | -1.5933e-07 | -5.9158e-08 | 2.7456e-07 | 1.0502e-06 | 3.4035e-07 | -8.9378e-08 | 3.3227e-07
2014 | 0.99385 | 0.92954 | 1.3695 | 1.2986 | 1.2131 | 1.5459 | 1.2836 | 1.1939 | 1.1171 | 1.6073 | 1.0631 | 0.9631 | 1.2067 | 2014 | -2.7871e-07 | -4.1698e-07 | 9.2316e-08 | -6.9135e-07 | 1.4242e-07 | -2.5739e-07 | -1.0574e-07 | -3.9506e-07 | 8.2986e-07 | 4.2729e-07 | -5.2863e-07 | 4.5058e-07 | 7.9687e-07
2015 | 0.99962 | 0.91599 | 1.385 | 1.2649 | 1.1759 | 1.458 | 1.1689 | 1.1936 | 1.1562 | 1.6647 | 1.0342 | 1.0061 | 1.2221 | 2015 | -3.8657e-08 | 1.4726e-07 | 3.6288e-07 | 4.8775e-08 | 4.0617e-07 | -2.6657e-07 | 3.6501e-07 | 4.5578e-08 | 5.2256e-07 | 7.3975e-07 | -1.2539e-07 | 1.8275e-07 | 8.4155e-07
2016 | 0.9955 | 0.90765 | 1.3805 | 1.2622 | 1.1841 | 1.4315 | 1.1405 | 1.1773 | 1.1389 | 1.6243 | 0.94686 | 0.98308 | 1.2625 | 2016 | -1.0238e-07 | -2.7848e-08 | 4.2285e-07 | -1.5076e-08 | 4.426e-07 | 3.8855e-07 | -2.2106e-07 | -5.518e-07 | 8.2233e-07 | -2.0262e-07 | 2.0495e-07 | 1.196e-07 | 1.681e-07
2017 | 0.98682 | 0.91368 | 1.3966 | 1.3038 | 1.1973 | 1.4501 | 1.1058 | 1.2031 | 1.1588 | 1.6005 | 1.0274 | 0.97328 | 1.2722 | 2017 | 2.9714e-08 | 2.3479e-07 | 3.0075e-07 | -8.1307e-07 | 2.8954e-08 | 8.3443e-08 | 7.4727e-07 | -1.6674e-07 | 6.8103e-07 | 8.5838e-08 | 5.2576e-07 | 1.047e-07 | 4.3125e-07
2018 | 1.0005 | 0.92352 | 1.4001 | 1.2624 | 1.1875 | 1.4102 | 1.1171 | 1.1702 | 1.1145 | 1.6211 | 0.96421 | 0.9087 | 1.257 | 2018 | 1.0213e-07 | -3.1039e-07 | 7.8011e-08 | -5.4169e-08 | 7.2281e-08 | -6.3577e-07 | 2.9312e-07 | -2.3911e-08 | 9.1178e-07 | 1.3479e-07 | 2.7437e-07 | 3.6362e-07 | 4.4753e-07
2019 | 0.98204 | 0.9058 | 1.41 | 1.2442 | 1.1878 | 1.3629 | 1.0824 | 1.1389 | 1.107 | 1.5803 | 0.9706 | 0.94119 | 1.2538 | 2019 | 6.7413e-08 | -1.8739e-07 | 3.2304e-07 | 4.8285e-07 | 6.3345e-07 | 3.0464e-08 | 4.8629e-07 | 2.4846e-07 | 1.3909e-07 | 1.0581e-06 | 1.632e-07 | 7.4814e-07 | 9.1652e-07
2020 | 0.9819 | 0.88282 | 1.3635 | 1.213 | 1.1741 | 1.3712 | 1.0367 | 1.127 | 1.0973 | 1.6016 | 0.99343 | 0.92618 | 1.2687 | 2020 | -2.0264e-07 | -4.2428e-07 | 1.5779e-07 | -8.2906e-07 | -3.6875e-07 | 4.2934e-07 | 6.4648e-07 | 4.1955e-07 | 4.7078e-07 | 1.8784e-08 | 1.7352e-07 | 3.2484e-07 | 1.3161e-06

## I&O Tables checks
Individual Outputs & Inputs Indexes
DIND: individual output & input indexes, 2006-2020
| Output Indexes | [6 empty] | Input Indexes | [6 empty] | Partial Productivity Indexes | [8 empty] | Output Indexes | [6 empty] | Input Indexes | [6 empty] | Partial Productivity Indexes
Year | Energy | Rat. max demand | Customers | Circuit length | CMOS | Max Demand | Total Output | Real Opex | O/H Sub-tran. lines | O/H Distr. lines | U/G Sub-tran. lines | U/G Distr. lines | Trans-formers | Total Input | Real Opex | O/H Sub-tran. lines | O/H Distr. lines | U/G Sub-tran. lines | U/G Distr. lines | Trans-formers | Capital |  | Year | Energy | Rat. max demand | Customers | Circuit length | CMOS | Max Demand | Total Output | Real Opex | O/H Sub-tran. lines | O/H Distr. lines | U/G Sub-tran. lines | U/G Distr. lines | Trans-formers | Total Input | Real Opex | O/H Sub-tran. lines | O/H Distr. lines | U/G Sub-tran. lines | U/G Distr. lines | Trans-formers | Capital
2006 | 1 | 1 | 1 | 1 | 1 |  | 1 | 1 | 1 | 1 | 1 | 1 | 1 | 1 | 1 | 1 | 1 | 1 | 1 | 1 | 1 |  | 2006 | 0 | 0 | 0 | 0 | 0 |  | 0 | 0 | 0 | 0 | 0 | 0 | 0 | 0 | 0 | 0 | 0 | 0 | 0 | 0 | 0
2007 | 1.0112 | 1.0325 | 1.0131 | 0.99239 | 0.89625 |  | 1.0351 | 0.99777 | 1.0084 | 1.0163 | 1.0317 | 1.0602 | 1.0499 | 1.0234 | 1.0375 | 1.0265 | 1.0185 | 1.0033 | 0.97635 | 0.98598 | 0.99565 |  | 2007 | -9.5757e-08 | -5.2111e-07 | 2.0595e-07 | -3.0929e-08 | 4.9374e-08 |  | -1.7432e-07 | 2.5262e-08 | -9.4719e-08 | -2.8221e-07 | 1.4906e-07 | -4.5394e-07 | 2.6559e-07 | 2.1355e-08 | -4.9163e-07 | 3.5542e-07 | -7.6409e-08 | 1.9388e-07 | -6.5043e-08 | -1.0584e-07 | 0
2008 | 1.0267 | 1.0729 | 1.0266 | 0.99202 | 0.89455 |  | 1.0558 | 1.1428 | 1.0194 | 1.0311 | 1.0527 | 1.085 | 1.089 | 1.0959 | 0.92389 | 1.0357 | 1.024 | 1.003 | 0.9731 | 0.96955 | 0.98946 |  | 2008 | -3.7914e-07 | -4.3808e-08 | -1.7128e-08 | -2.068e-08 | -3.9513e-08 |  | -6.671e-07 | 3.6446e-07 | -2.1069e-07 | 9.5222e-08 | -3.0932e-07 | 6.5308e-08 | 1.6516e-07 | -1.4813e-07 | -3.6767e-07 | -3.3537e-08 | -4.2964e-07 | -4.4571e-07 | -4.2494e-07 | -3.0193e-07 | 0
2009 | 1.031 | 1.1175 | 1.0428 | 1.0017 | 1.0215 |  | 1.0566 | 1.1308 | 1.0429 | 1.0434 | 1.0646 | 1.1498 | 1.1327 | 1.1139 | 0.93446 | 1.0131 | 1.0127 | 0.99249 | 0.91896 | 0.93286 | 0.9572 |  | 2009 | -4.7371e-08 | 2.1373e-07 | 2.4118e-07 | -2.806e-07 | 4.4049e-07 |  | 4.8721e-08 | 2.985e-07 | -1.3879e-07 | -4.509e-09 | -2.0004e-07 | 4.2041e-07 | -8.0498e-08 | -1.3905e-07 | 1.7288e-07 | -9.5144e-08 | -1.8626e-07 | 1.9841e-07 | 1.2442e-07 | 7.2218e-08 | 0
2010 | 1.038 | 1.1315 | 1.0558 | 1.0086 | 0.93139 |  | 1.0869 | 1.1778 | 1.0678 | 1.0565 | 1.1023 | 1.2039 | 1.1753 | 1.1528 | 0.92285 | 1.0179 | 1.0289 | 0.98609 | 0.90282 | 0.92483 | 0.9541 |  | 2010 | 2.7793e-07 | -3.599e-07 | -4.7002e-07 | 3.6159e-07 | 9.1422e-08 |  | 3.9478e-07 | 2.2546e-07 | 6.0092e-07 | 1.7548e-07 | -9.1705e-08 | 2.0624e-07 | 8.7959e-08 | 9.6741e-09 | 3.2488e-09 | -5.6641e-07 | 2.683e-08 | -1.8428e-07 | -1.041e-07 | -1.2322e-07 | 0
2011 | 1.0183 | 1.1423 | 1.0689 | 1.0147 | 0.9169 |  | 1.0976 | 1.249 | 1.0826 | 1.0714 | 1.1408 | 1.2513 | 1.2044 | 1.1962 | 0.87873 | 1.0138 | 1.0244 | 0.96207 | 0.87712 | 0.91127 | 0.94055 |  | 2011 | -2.2949e-07 | -3.2813e-07 | 3.1899e-07 | -1.6911e-07 | 4.7486e-08 |  | 2.2662e-07 | -4.5687e-07 | -2.1645e-08 | 3.4588e-07 | 1.342e-08 | -3.8651e-07 | -2.4135e-07 | 4.5725e-07 | -5.18e-08 | -1.6409e-07 | 1.0722e-07 | -1.4079e-07 | -1.7426e-07 | -1.1779e-07 | 0
2012 | 1.0033 | 1.1446 | 1.0816 | 1.021 | 0.88779 |  | 1.1075 | 1.364 | 1.1031 | 1.0816 | 1.1913 | 1.2988 | 1.2395 | 1.2559 | 0.81197 | 1.004 | 1.0239 | 0.92965 | 0.85271 | 0.89352 | 0.92523 |  | 2012 | -7.621e-08 | 3.5744e-07 | -4.9149e-07 | 8.696e-08 | 6.0164e-08 |  | 6.2601e-07 | -2.5705e-07 | 4.4621e-07 | -3.2596e-07 | -3.0273e-07 | 4.2891e-07 | -2.1301e-07 | -1.9389e-07 | 2.0802e-07 | -3.7585e-07 | 5.8088e-08 | 1.7328e-07 | 1.2516e-07 | 1.2417e-07 | 0
2013 | 0.97438 | 1.1446 | 1.0947 | 1.0198 | 0.88554 |  | 1.1065 | 1.2564 | 1.0982 | 1.0917 | 1.248 | 1.3442 | 1.2712 | 1.2347 | 0.8807 | 1.0075 | 1.0135 | 0.88668 | 0.82318 | 0.87046 | 0.9046 |  | 2013 | 7.056e-08 | 3.5744e-07 | 4.4269e-07 | -1.4431e-07 | 1.1052e-07 |  | -1.0821e-07 | 4.2703e-07 | -8.7738e-08 | -9.346e-08 | 3.5561e-07 | 1.4846e-07 | -2.3688e-07 | -1.405e-07 | -5.0063e-09 | 4.4384e-07 | 1.2917e-07 | -1.4544e-09 | -1.0936e-07 | -2.405e-08 | 0
2014 | 0.95626 | 1.1587 | 1.1071 | 1.0241 | 0.89934 |  | 1.1121 | 1.2742 | 1.1026 | 1.0929 | 1.3184 | 1.3907 | 1.3069 | 1.259 | 0.87277 | 1.0086 | 1.0175 | 0.84353 | 0.79967 | 0.85092 | 0.88958 |  | 2014 | 1.1308e-07 | -2.491e-07 | -9.4505e-08 | -1.5221e-07 | 9.0601e-08 |  | -3.0057e-07 | 2.4676e-07 | 9.6451e-08 | -1.5931e-07 | 3.2188e-07 | -2.5352e-08 | -3.1345e-07 | 2.4338e-09 | -8.1928e-08 | -4.5306e-07 | -1.5626e-07 | -1.6283e-07 | -1.0472e-07 | -1.7371e-07 | 0
2015 | 0.96686 | 1.1594 | 1.122 | 1.0291 | 0.90436 |  | 1.1182 | 1.344 | 1.1226 | 1.0999 | 1.2833 | 1.4349 | 1.3307 | 1.297 | 0.83202 | 0.99603 | 1.0166 | 0.87131 | 0.7793 | 0.84032 | 0.88054 |  | 2015 | 4.5481e-08 | -3.5778e-07 | -5.5652e-07 | -1.9814e-08 | 1.0676e-07 |  | -1.6174e-07 | 2.3207e-07 | -5.2399e-08 | -1.8707e-08 | 4.0778e-07 | -1.0158e-07 | 5.0252e-07 | -4.8897e-08 | 6.9822e-08 | -3.5838e-08 | -3.1545e-07 | 1.3343e-07 | 6.0422e-08 | 4.2393e-08 | 0
2016 | 0.97299 | 1.1597 | 1.1379 | 1.0331 | 0.92482 |  | 1.1213 | 1.2451 | 1.1358 | 1.1041 | 1.3205 | 1.4726 | 1.3534 | 1.2725 | 0.9005 | 0.98722 | 1.0155 | 0.84912 | 0.76143 | 0.82849 | 0.86971 |  | 2016 | 6.3127e-08 | 2.1456e-07 | -4.6101e-07 | -6.3919e-08 | 9.6568e-08 |  | -6.1569e-09 | -3.9436e-07 | -1.825e-07 | -2.8781e-07 | -3.6903e-08 | 3.4643e-07 | 4.3488e-07 | 4.4331e-07 | 1.314e-07 | -4.1146e-09 | 7.7087e-08 | 1.2045e-07 | 1.3419e-08 | 1.0729e-07 | 0
2017 | 0.97242 | 1.1664 | 1.1569 | 1.0375 | 0.84822 |  | 1.1427 | 1.207 | 1.1529 | 1.1036 | 1.355 | 1.5149 | 1.3588 | 1.2659 | 0.94669 | 0.99114 | 1.0355 | 0.84331 | 0.75428 | 0.84095 | 0.8784 |  | 2017 | 7.0699e-08 | -5.0072e-07 | -3.6068e-07 | 2.4868e-07 | 1.444e-07 |  | 1.2183e-07 | -1.274e-07 | 2.8506e-07 | 3.6949e-08 | 3.3656e-07 | 2.7482e-07 | 1.5923e-07 | 2.3569e-07 | 4.1552e-07 | 1.6445e-07 | 6.4582e-07 | 2.5998e-07 | 1.8349e-07 | 3.1121e-07 | 0
2018 | 0.96695 | 1.1694 | 1.1758 | 1.0403 | 0.88916 |  | 1.1415 | 1.1506 | 1.1381 | 1.1134 | 1.3354 | 1.5537 | 1.3762 | 1.2518 | 0.9921 | 1.003 | 1.0252 | 0.85486 | 0.73474 | 0.82948 | 0.8681 |  | 2018 | 9.2844e-08 | -1.4368e-07 | -2.8735e-07 | 2.0871e-07 | 8.2808e-08 |  | 2.6916e-07 | -4.067e-07 | -2.3015e-07 | 3.345e-07 | 3.2816e-07 | 1.4816e-07 | 2.9238e-07 | -2.9177e-07 | 3.0964e-07 | 1.2857e-08 | 1.8258e-08 | 2.9857e-07 | 1.6535e-07 | 2.4873e-07 | 0
2019 | 0.97362 | 1.1743 | 1.1942 | 1.0446 | 0.97421 |  | 1.1355 | 1.1469 | 1.1383 | 1.1124 | 1.3271 | 1.5928 | 1.3915 | 1.2578 | 0.98999 | 0.99748 | 1.0207 | 0.85558 | 0.71286 | 0.81597 | 0.85574 |  | 2019 | 1.2801e-07 | 2.549e-07 | -2.0071e-07 | -7.7148e-08 | 4.902e-08 |  | 8.4e-07 | -6.0211e-08 | 2.2736e-07 | 3.0573e-07 | 4.0295e-07 | 4.5847e-07 | 2.6237e-07 | 5.3773e-07 | 3.7613e-07 | 3.0812e-07 | 2.9603e-07 | 3.2062e-07 | 2.7549e-07 | 3.0573e-07 | 0
2020 | 0.95481 | 1.1813 | 1.2076 | 1.0489 | 0.99247 |  | 1.1375 | 1.0924 | 1.1433 | 1.1174 | 1.3835 | 1.6366 | 1.4084 | 1.2446 | 1.0413 | 0.99498 | 1.018 | 0.82221 | 0.69506 | 0.80768 | 0.84603 |  | 2020 | 6.6238e-08 | 4.0108e-07 | -3.9346e-07 | 1.0085e-07 | 1.1132e-07 |  | 1.4773e-07 | -1.5023e-07 | 7.502e-08 | -3.1924e-07 | 2.6472e-07 | -1.8813e-07 | -4.786e-07 | -1.0854e-07 | 5.6e-08 | 3.3813e-07 | 3.189e-07 | 4.2023e-07 | 2.6773e-07 | 3.4932e-07 | 0
1.EVO: individual output & input indexes, 2006-2020
| Output Indexes | [6 empty] | Input Indexes | [6 empty] | Partial Productivity Indexes | [8 empty] | Output Indexes | [6 empty] | Input Indexes | [6 empty] | Partial Productivity Indexes
Year | Energy | Rat. max demand | Customers | Circuit length | CMOS | Max Demand | Total Output | Real Opex | O/H Sub-tran. lines | O/H Distr. lines | U/G Sub-tran. lines | U/G Distr. lines | Trans-formers | Total Input | Real Opex | O/H Sub-tran. lines | O/H Distr. lines | U/G Sub-tran. lines | U/G Distr. lines | Trans-formers | Capital |  | Year | Energy | Rat. max demand | Customers | Circuit length | CMOS | Max Demand | Total Output | Real Opex | O/H Sub-tran. lines | O/H Distr. lines | U/G Sub-tran. lines | U/G Distr. lines | Trans-formers | Total Input | Real Opex | O/H Sub-tran. lines | O/H Distr. lines | U/G Sub-tran. lines | U/G Distr. lines | Trans-formers | Capital
2006 | 1 | 1 | 1 | 1 | 1 |  | 1 | 1 | 1 | 1 | 1 | 1 | 1 | 1 | 1 | 1 | 1 | 1 | 1 | 1 | 1 |  | 2006 | 0 | 0 | 0 | 0 | 0 |  | 0 | 0 | 0 | 0 | 0 | 0 | 0 | 0 | 0 | 0 | 0 | 0 | 0 | 0 | 0
2007 | 1.0227 | 1 | 1.012 | 1.0076 | 1.2809 |  | 0.99655 | 0.99612 | 1 | 0.99631 | 1 | 1.0173 | 1.0231 | 1.0058 | 1.0004 | 0.99655 | 1.0002 | 0.99655 | 0.97965 | 0.97402 | 0.98216 |  | 2007 | -3.2643e-07 | 0 | 3.8104e-07 | -1.0826e-07 | 1.2632e-07 |  | 7.2718e-08 | -9.8817e-08 | 0 | -5.321e-08 | 0 | -1.4404e-07 | 5.4966e-07 | -2.4881e-07 | 1.681e-07 | 7.2718e-08 | 2.1496e-07 | 7.2718e-08 | 1.1084e-07 | 2.051e-08 | 0
2008 | 1.0323 | 1 | 1.0255 | 1.0197 | 0.7501 |  | 1.0251 | 1.0614 | 1 | 0.9909 | 1 | 1.0438 | 1.0443 | 1.0428 | 0.96582 | 1.0251 | 1.0345 | 1.0251 | 0.98209 | 0.98164 | 0.99427 |  | 2008 | 2.3324e-07 | 0 | 3.6485e-07 | 8.1894e-08 | 5.2477e-08 |  | 2.4535e-07 | -1.6895e-07 | 0 | 4.6494e-09 | 0 | -1.6856e-07 | -4.2405e-07 | 2.943e-07 | -4.7375e-08 | 2.4535e-07 | 1.7671e-07 | 2.4535e-07 | -6.7518e-08 | -9.5627e-08 | 0
2009 | 1.0416 | 1 | 1.0426 | 1.0354 | 0.89068 |  | 1.0301 | 1.082 | 1 | 0.98808 | 1 | 1.0743 | 1.0727 | 1.0627 | 0.95202 | 1.0301 | 1.0425 | 1.0301 | 0.95886 | 0.96027 | 0.9791 |  | 2009 | 3.5215e-07 | 0 | 2.012e-07 | 2.4365e-07 | 3.0901e-08 |  | 2.7952e-07 | 2.0986e-07 | 0 | 6.5115e-08 | 0 | -2.6057e-07 | 3.2258e-07 | 1.9314e-07 | 1.2471e-07 | 2.7952e-07 | 2.8885e-07 | 2.7952e-07 | 1.3875e-07 | 5.6621e-08 | 0
2010 | 1.0501 | 1 | 1.0672 | 1.051 | 0.78671 |  | 1.0452 | 1.2205 | 1 | 0.98872 | 1 | 1.1055 | 1.0909 | 1.1256 | 0.85638 | 1.0452 | 1.0571 | 1.0452 | 0.94543 | 0.95809 | 0.97732 |  | 2010 | -5.7648e-08 | 0 | -1.1265e-07 | -8.0025e-08 | 3.1229e-08 |  | -2.4196e-07 | 1.6349e-07 | 0 | 5.686e-08 | 0 | -2.8154e-07 | 1.2342e-07 | -3.1797e-07 | -7.1037e-08 | -2.4196e-07 | 2.7382e-07 | -2.4196e-07 | -7.5304e-08 | -1.6702e-07 | 0
2011 | 1.055 | 1 | 1.0934 | 1.0733 | 1.4901 |  | 1.0358 | 1.3596 | 1 | 0.9909 | 1 | 1.1397 | 1.1203 | 1.1908 | 0.76182 | 1.0358 | 1.0453 | 1.0358 | 0.90882 | 0.92451 | 0.94817 |  | 2011 | 2.4467e-07 | 0 | -2.974e-07 | 4.0298e-07 | -2.4503e-07 |  | -3.4622e-08 | 2.123e-07 | 0 | 6.4254e-08 | 0 | -3.4325e-07 | -4.2787e-07 | -1.8244e-07 | 1.0543e-07 | -3.4622e-08 | 3.9097e-07 | -3.4622e-08 | 6.2938e-08 | 1.5445e-07 | 0
2012 | 1.0482 | 1.1136 | 1.1209 | 1.0987 | 1.0408 |  | 1.1055 | 1.4535 | 1.1128 | 0.97718 | 1 | 1.1915 | 1.1276 | 1.2393 | 0.76057 | 0.9934 | 1.1313 | 1.1055 | 0.92779 | 0.98037 | 0.99211 |  | 2012 | 9.6512e-08 | -2.4315e-07 | 4.9756e-07 | -9.2438e-08 | 2.2739e-07 |  | -7.7675e-08 | -7.4409e-08 | -5.2725e-07 | 1.5981e-08 | 0 | -1.108e-07 | 2.9247e-07 | -2.5797e-07 | 3.0041e-08 | 1.1115e-08 | 1.2181e-09 | -7.7675e-08 | -7.4491e-08 | -2.4762e-08 | 0
2013 | 1.0528 | 1.1136 | 1.1472 | 1.1123 | 0.94071 |  | 1.1196 | 1.5914 | 1.1128 | 0.97097 | 1 | 1.2277 | 1.1499 | 1.2985 | 0.70351 | 1.0061 | 1.153 | 1.1196 | 0.91191 | 0.97362 | 0.98854 |  | 2013 | 1.9211e-07 | -2.4315e-07 | 3.7934e-07 | 4.343e-07 | 6.7749e-08 |  | -4.8035e-07 | 1.5946e-07 | -5.2725e-07 | -9.1911e-09 | 0 | -1.7049e-07 | 2.2394e-07 | 1.2154e-07 | -3.1066e-08 | -3.3888e-07 | -2.488e-07 | -4.8035e-07 | -1.8805e-07 | -1.1331e-08 | 0
2014 | 1.0259 | 1.1136 | 1.1566 | 1.1228 | 0.88584 |  | 1.1248 | 1.8011 | 1.113 | 0.96047 | 3.8573 | 1.2616 | 1.1828 | 1.3982 | 0.62452 | 1.0106 | 1.1711 | 0.29161 | 0.89159 | 0.95096 | 0.97407 |  | 2014 | 3.5155e-07 | -2.4315e-07 | 1.9796e-07 | 2.7731e-07 | 1.2528e-07 |  | -2.6421e-07 | -5.0134e-07 | -3.0876e-07 | 3.2632e-08 | 8.3847e-08 | 2.2941e-07 | 3.8683e-07 | 8.0818e-08 | -1.9636e-07 | -3.9561e-07 | -8.546e-07 | -1.4538e-07 | -3.6225e-07 | -3.0987e-07 | 0
2015 | 1.0355 | 1.149 | 1.177 | 1.134 | 1.1053 |  | 1.1392 | 1.6787 | 1.113 | 0.93622 | 3.8715 | 1.2823 | 1.1997 | 1.3517 | 0.67862 | 1.0235 | 1.2168 | 0.29425 | 0.8884 | 0.9496 | 0.98043 |  | 2015 | 1.5038e-08 | 1.2711e-07 | -4.1893e-08 | 5.0145e-07 | 1.0155e-08 |  | -4.2501e-07 | -3.8059e-07 | -2.6244e-07 | 2.6137e-08 | 1.4745e-07 | 4.2351e-08 | 3.679e-07 | 2.8677e-07 | -8.5406e-08 | -4.4232e-08 | 2.5709e-07 | 1.0407e-08 | -1.0985e-07 | -3.8488e-08 | 0
2016 | 1.0427 | 1.149 | 1.1971 | 1.1425 | 1.2004 |  | 1.1435 | 0.90983 | 1.1131 | 0.94685 | 3.8742 | 1.2985 | 1.2104 | 1.0803 | 1.2568 | 1.0273 | 1.2077 | 0.29516 | 0.88061 | 0.94475 | 0.97457 |  | 2016 | -1.2565e-07 | 1.2711e-07 | 3.0767e-07 | -1.943e-07 | 4.1118e-07 |  | -2.4821e-07 | 4.4221e-08 | 3.2112e-08 | -6.1188e-08 | 7.1349e-07 | 5.9159e-07 | -3.4017e-07 | -2.3279e-07 | -7.8148e-08 | 3.9653e-07 | 4.8804e-07 | -3.0613e-08 | -2.4743e-08 | -6.7606e-08 | 0
2017 | 1.0565 | 1.149 | 1.2393 | 1.1471 | 1.3986 |  | 1.147 | 1.0326 | 1.0753 | 0.96065 | 3.9083 | 1.3135 | 1.2166 | 1.1299 | 1.1108 | 1.0667 | 1.194 | 0.29349 | 0.87327 | 0.94281 | 0.97122 |  | 2017 | 3.1586e-09 | 1.2711e-07 | 4.6906e-07 | -2.5186e-07 | 2.744e-07 |  | -1.9617e-07 | -2.8466e-07 | -1.743e-07 | 6.9729e-08 | 2.9913e-07 | -7.3082e-08 | -2.2428e-07 | -3.9076e-07 | -3.7483e-07 | -2.9903e-08 | -5.1223e-07 | -4.1147e-08 | -2.1853e-07 | -2.3965e-07 | 0
2018 | 1.034 | 1.149 | 1.2785 | 1.1582 | 1.147 |  | 1.1657 | 1.203 | 1.0763 | 0.96699 | 3.9239 | 1.3286 | 1.2314 | 1.1976 | 0.96897 | 1.083 | 1.2055 | 0.29707 | 0.87741 | 0.94663 | 0.97707 |  | 2018 | 1.873e-08 | 1.2711e-07 | -1.4594e-07 | 3.7519e-07 | -1.5166e-07 |  | 4.1527e-07 | -1.4938e-07 | 3.1652e-07 | 3.6421e-08 | 6.0715e-08 | 5.3763e-07 | 1.976e-08 | -1.1336e-07 | -4.0194e-09 | 4.4884e-07 | -2.9437e-07 | 2.6221e-08 | -4.1414e-08 | -9.0544e-09 | 0
2019 | 1.0464 | 1.149 | 1.3148 | 1.1691 | 1.3127 |  | 1.1714 | 1.1571 | 1.0763 | 0.96841 | 3.9239 | 1.3485 | 1.2723 | 1.1949 | 1.0124 | 1.0884 | 1.2096 | 0.29853 | 0.86866 | 0.92069 | 0.96306 |  | 2019 | -2.1455e-07 | 1.2711e-07 | -1.2672e-07 | 1.1964e-07 | 5.7672e-07 |  | 1.5665e-07 | 4.1306e-08 | -6.7665e-08 | 8.4036e-08 | 6.0715e-08 | 2.394e-07 | 7.8445e-08 | 4.1325e-07 | -4.1269e-07 | -3.2383e-07 | 4.8532e-08 | 2.7966e-08 | -3.7831e-08 | -3.2394e-08 | 0
2020 | 1.0351 | 1.149 | 1.3413 | 1.2068 | 1.334 |  | 1.1892 | 1.0987 | 1.0763 | 0.97175 | 3.974 | 1.3904 | 1.2904 | 1.1852 | 1.0824 | 1.1049 | 1.2238 | 0.29925 | 0.85532 | 0.92161 | 0.96165 |  | 2020 | 2.2662e-07 | 1.2711e-07 | -7.6988e-08 | 3.2063e-07 | -1.3398e-07 |  | 8.4419e-08 | 1.8612e-07 | 3.7964e-08 | -2.182e-09 | 8.3134e-07 | -3.1235e-07 | -9.1583e-08 | -4.23e-07 | 4.9498e-07 | -4.701e-07 | -1.2175e-07 | -7.3277e-08 | -5.408e-08 | -5.9346e-08 | 0
2.AGD: individual output & input indexes, 2006-2020
| Output Indexes | [6 empty] | Input Indexes | [6 empty] | Partial Productivity Indexes | [8 empty] | Output Indexes | [6 empty] | Input Indexes | [6 empty] | Partial Productivity Indexes
Year | Energy | Rat. max demand | Customers | Circuit length | CMOS | Max Demand | Total Output | Real Opex | O/H Sub-tran. lines | O/H Distr. lines | U/G Sub-tran. lines | U/G Distr. lines | Trans-formers | Total Input | Real Opex | O/H Sub-tran. lines | O/H Distr. lines | U/G Sub-tran. lines | U/G Distr. lines | Trans-formers | Capital |  | Year | Energy | Rat. max demand | Customers | Circuit length | CMOS | Max Demand | Total Output | Real Opex | O/H Sub-tran. lines | O/H Distr. lines | U/G Sub-tran. lines | U/G Distr. lines | Trans-formers | Total Input | Real Opex | O/H Sub-tran. lines | O/H Distr. lines | U/G Sub-tran. lines | U/G Distr. lines | Trans-formers | Capital
2006 | 1 | 1 | 1 | 1 | 1 |  | 1 | 1 | 1 | 1 | 1 | 1 | 1 | 1 | 1 | 1 | 1 | 1 | 1 | 1 | 1 |  | 2006 | 0 | 0 | 0 | 0 | 0 |  | 0 | 0 | 0 | 0 | 0 | 0 | 0 | 0 | 0 | 0 | 0 | 0 | 0 | 0 | 0
2007 | 1.0107 | 1 | 1.01 | 1.0034 | 0.99267 |  | 1.0057 | 0.84624 | 0.94844 | 0.99794 | 0.99733 | 1.0306 | 1.0451 | 0.94912 | 1.1884 | 1.0604 | 1.0078 | 1.0084 | 0.97579 | 0.96229 | 0.9815 |  | 2007 | -3.7761e-07 | 0 | -4.2767e-07 | 1.874e-07 | 9.7064e-08 |  | 1.5032e-07 | 3.3756e-08 | 8.5258e-09 | -5.3197e-08 | -6.5482e-08 | -1.9961e-07 | -1.5911e-07 | 9.4429e-08 | -7.9571e-07 | -7.4302e-07 | -3.9315e-07 | 1.3385e-07 | -1.9333e-07 | -3.0802e-07 | 0
2008 | 1.0144 | 1.0279 | 1.0182 | 1.0124 | 1.1357 |  | 1.0037 | 1.2029 | 0.94887 | 0.9985 | 0.98821 | 1.0518 | 1.0877 | 1.1095 | 0.83446 | 1.0578 | 1.0052 | 1.0157 | 0.9543 | 0.92279 | 0.95633 |  | 2008 | -7.9315e-08 | -1.2665e-08 | -1.6581e-07 | -4.7789e-07 | -1.9789e-07 |  | 1.2537e-07 | 4.5482e-07 | 4.5596e-08 | 1.2539e-07 | -4.1084e-09 | 2.1826e-07 | 4.9358e-07 | 4.8724e-07 | -3.6628e-07 | -5.7919e-07 | -6.4652e-07 | -4.8232e-07 | -2.5371e-07 | -4.4073e-07 | 0
2009 | 1.0195 | 1.043 | 1.0258 | 1.0186 | 1.2559 |  | 0.99938 | 1.0895 | 0.96104 | 0.99916 | 0.96119 | 1.0783 | 1.1401 | 1.0821 | 0.91733 | 1.0399 | 1.0002 | 1.0397 | 0.92684 | 0.87658 | 0.92592 |  | 2009 | -4.2693e-07 | 8.9668e-08 | 3.683e-07 | -1.3573e-08 | -1.4168e-08 |  | -2.5835e-07 | 4.3223e-07 | 5.8408e-08 | 6.8578e-08 | -2.8004e-08 | -4.9178e-07 | -1.9659e-07 | -4.9559e-07 | -1.8955e-07 | -1.686e-07 | -6.3857e-07 | -6.0049e-08 | -8.5062e-08 | -3.339e-07 | 0
2010 | 1.0137 | 1.043 | 1.0328 | 1.0259 | 0.93722 |  | 1.0438 | 1.2349 | 0.97392 | 0.99575 | 0.99079 | 1.0999 | 1.1925 | 1.1551 | 0.84521 | 1.0717 | 1.0482 | 1.0535 | 0.949 | 0.87529 | 0.93774 |  | 2010 | 5.5321e-08 | 8.9668e-08 | 9.137e-08 | -6.0402e-08 | -1.076e-08 |  | -2.6241e-07 | -1.4061e-08 | 7.44e-08 | 9.4199e-08 | 5.3848e-08 | 1.9874e-07 | 1.2123e-07 | -1.3243e-07 | -2.3714e-07 | -2.693e-07 | -7.6385e-07 | 4.3179e-08 | -2.168e-07 | -3.7439e-07 | 0
2011 | 1.0149 | 1.0729 | 1.0404 | 1.0395 | 1.0684 |  | 1.0478 | 1.1804 | 0.99524 | 0.99375 | 1.0085 | 1.1323 | 1.213 | 1.1461 | 0.88769 | 1.0529 | 1.0544 | 1.039 | 0.92541 | 0.86384 | 0.92442 |  | 2011 | 4.0022e-07 | 3.8851e-07 | -2.8806e-07 | 3.687e-07 | 4.3053e-07 |  | -5.3694e-07 | -1.2032e-08 | 4.144e-08 | 1.2897e-07 | -3.5789e-07 | -3.9767e-07 | -2.1204e-07 | -1.9357e-07 | -2.687e-07 | 6.11e-08 | -2.0399e-08 | -7.2041e-07 | -1.9566e-07 | -2.9095e-07 | 0
2012 | 0.97425 | 1.0729 | 1.0488 | 1.0486 | 0.95573 |  | 1.0613 | 1.3033 | 1.0036 | 0.98908 | 1.0258 | 1.1688 | 1.2651 | 1.2116 | 0.81427 | 1.0574 | 1.073 | 1.0345 | 0.90802 | 0.83888 | 0.90776 |  | 2012 | -1.8404e-08 | 3.8851e-07 | 3.097e-07 | 3.0367e-07 | 2.693e-08 |  | 4.2846e-07 | 3.2819e-07 | -1.6299e-07 | 7.3985e-08 | 3.8807e-07 | -3.7604e-07 | 2.0057e-07 | -1.1887e-07 | -8.3764e-08 | -1.9139e-07 | -1.2813e-07 | 8.8962e-08 | 8.2981e-09 | -1.731e-07 | 0
2013 | 0.87443 | 1.0729 | 1.0575 | 1.0573 | 0.822 |  | 1.0679 | 1.0298 | 1.0153 | 0.98555 | 1.0541 | 1.2005 | 1.3094 | 1.1341 | 1.037 | 1.0518 | 1.0836 | 1.0131 | 0.88959 | 0.81556 | 0.88939 |  | 2013 | -2.6334e-08 | 3.8851e-07 | -1.0886e-07 | 3.6995e-07 | 6.9351e-09 |  | 1.2151e-07 | -1.2789e-07 | -2.4806e-07 | 1.6573e-07 | 4.4057e-07 | -1.2255e-07 | 3.4721e-07 | -6.7436e-08 | -5.6639e-07 | -7.4074e-07 | -1.1415e-07 | -7.194e-08 | -2.0194e-07 | -3.2643e-07 | 0
2014 | 0.84738 | 1.0729 | 1.0679 | 1.0653 | 0.93936 |  | 1.0594 | 1.148 | 0.97436 | 1.0039 | 1.1069 | 1.2313 | 1.3493 | 1.1959 | 0.9228 | 1.0873 | 1.0553 | 0.95713 | 0.86041 | 0.78516 | 0.8602 |  | 2014 | 1.0448e-08 | 3.8851e-07 | 1.1412e-07 | -1.5858e-07 | 4.4289e-08 |  | -4.4772e-07 | -3.6749e-07 | -1.2128e-07 | 5.3354e-07 | -4.9452e-07 | -2.7539e-07 | 6.6429e-08 | 7.1938e-07 | -2.6842e-07 | -3.9762e-07 | -8.2227e-08 | -2.624e-07 | -2.5344e-07 | -3.4886e-07 | 0
2015 | 0.85092 | 1.0729 | 1.0798 | 1.0666 | 0.88627 |  | 1.0678 | 1.3471 | 1.0158 | 1.0154 | 1.0204 | 1.2436 | 1.3679 | 1.2721 | 0.7927 | 1.0512 | 1.0516 | 1.0465 | 0.8587 | 0.78065 | 0.86303 |  | 2015 | 7.0696e-08 | 3.8851e-07 | -2.9539e-07 | 4.03e-07 | 6.149e-08 |  | -7.9178e-08 | -1.992e-07 | 3.1114e-07 | 2.0463e-07 | 2.0605e-07 | 1.0911e-07 | 4.043e-07 | 2.2498e-07 | -7.5394e-08 | 3.5477e-07 | -4.2309e-09 | 2.566e-07 | -3.3536e-08 | -1.7175e-07 | 0
2016 | 0.85051 | 1.0729 | 1.0919 | 1.07 | 0.95403 |  | 1.0659 | 1.2036 | 0.99926 | 1.0317 | 1.0743 | 1.2573 | 1.384 | 1.2308 | 0.88563 | 1.0667 | 1.0332 | 0.99216 | 0.84777 | 0.77015 | 0.84945 |  | 2016 | 2.3787e-08 | 3.8851e-07 | -1.5755e-08 | 3.6934e-07 | -1.5888e-08 |  | -7.7576e-08 | -3.6912e-07 | -9.4559e-09 | 1.213e-07 | -2.7913e-07 | 5.3215e-08 | -3.1325e-07 | 3.8803e-08 | -1.1948e-07 | -5.8559e-07 | -6.205e-07 | -1.6813e-07 | -1.1386e-07 | -1.9611e-07 | 0
2017 | 0.85221 | 1.0729 | 1.1039 | 1.0749 | 1.0021 |  | 1.0655 | 1.0637 | 1.023 | 1.0462 | 1.0983 | 1.2762 | 1.3243 | 1.1683 | 1.0017 | 1.0416 | 1.0185 | 0.97018 | 0.83492 | 0.80463 | 0.86163 |  | 2017 | -1.4744e-08 | 3.8851e-07 | 1.6861e-08 | 4.4003e-07 | 5.3996e-07 |  | 3.7363e-07 | 4.7029e-07 | 2.527e-07 | 4.4775e-07 | -4.0402e-07 | 1.9626e-07 | -3.4084e-07 | 5.4839e-07 | 5.3976e-07 | -4.3498e-08 | -4.2111e-07 | 1.4239e-07 | 1.5611e-07 | 8.2018e-08 | 0
2018 | 0.84285 | 1.0729 | 1.1171 | 1.0801 | 0.89368 |  | 1.0807 | 0.9101 | 0.98331 | 1.0411 | 1.0587 | 1.2916 | 1.3397 | 1.1092 | 1.1875 | 1.0991 | 1.038 | 1.0208 | 0.83677 | 0.80674 | 0.8723 |  | 2018 | -2.1599e-09 | 3.8851e-07 | 1.0722e-07 | -3.698e-07 | 4.8487e-08 |  | 2.4674e-07 | -3.0064e-08 | -3.0724e-09 | 4.3034e-07 | 2.8357e-07 | -1.9078e-07 | 3.4904e-08 | 3.0648e-07 | 1.8619e-07 | -5.0249e-07 | -2.5291e-07 | -2.2947e-07 | -1.5134e-07 | -2.0966e-07 | 0
2019 | 0.84408 | 1.0729 | 1.1294 | 1.0843 | 0.96919 |  | 1.077 | 0.85517 | 0.98299 | 1.1038 | 1.0295 | 1.3075 | 1.3385 | 1.0921 | 1.2594 | 1.0957 | 0.9757 | 1.0462 | 0.82372 | 0.80462 | 0.86426 |  | 2019 | -1.0036e-08 | 3.8851e-07 | 4.4539e-07 | 5.1683e-07 | 4.386e-08 |  | -5.2039e-07 | 2.394e-08 | -2.5224e-08 | 4.2399e-07 | -2.0544e-07 | 5.0816e-07 | 1.3033e-07 | 6.8576e-07 | 1.4498e-08 | -1.3886e-09 | -2.1784e-07 | -4.7339e-07 | -8.3119e-08 | -1.3004e-07 | 0
2020 | 0.82782 | 1.0729 | 1.1396 | 1.0917 | 1.2075 |  | 1.0542 | 0.75901 | 0.96634 | 1.0394 | 1.0809 | 1.327 | 1.3538 | 1.052 | 1.3889 | 1.0909 | 1.0142 | 0.97527 | 0.79439 | 0.77868 | 0.84065 |  | 2020 | -4.4153e-08 | 3.8851e-07 | 2.8434e-07 | -1.0885e-07 | -6.4194e-08 |  | -4.7794e-07 | -2.7431e-08 | -9.8579e-09 | 4.0582e-07 | 1.7868e-07 | 2.8012e-07 | -1.8066e-07 | 1.3043e-07 | -5.3554e-08 | -7.0656e-07 | -1.0159e-06 | -4.2436e-07 | -3.6344e-07 | -4.4133e-07 | 0
yrs
yrs
yrs
3.CIT: individual output & input indexes, 2006-2020
| Output Indexes | [6 empty] | Input Indexes | [6 empty] | Partial Productivity Indexes | [8 empty] | Output Indexes | [6 empty] | Input Indexes | [6 empty] | Partial Productivity Indexes
Year | Energy | Rat. max demand | Customers | Circuit length | CMOS | Max Demand | Total Output | Real Opex | O/H Sub-tran. lines | O/H Distr. lines | U/G Sub-tran. lines | U/G Distr. lines | Trans-formers | Total Input | Real Opex | O/H Sub-tran. lines | O/H Distr. lines | U/G Sub-tran. lines | U/G Distr. lines | Trans-formers | Capital |  | Year | Energy | Rat. max demand | Customers | Circuit length | CMOS | Max Demand | Total Output | Real Opex | O/H Sub-tran. lines | O/H Distr. lines | U/G Sub-tran. lines | U/G Distr. lines | Trans-formers | Total Input | Real Opex | O/H Sub-tran. lines | O/H Distr. lines | U/G Sub-tran. lines | U/G Distr. lines | Trans-formers | Capital
2006 | 1 | 1 | 1 | 1 | 1 |  | 1 | 1 | 1 | 1 | 1 | 1 | 1 | 1 | 1 | 1 | 1 | 1 | 1 | 1 | 1 |  | 2006 | 0 | 0 | 0 | 0 | 0 |  | 0 | 0 | 0 | 0 | 0 | 0 | 0 | 0 | 0 | 0 | 0 | 0 | 0 | 0 | 0
2007 | 1.0175 | 1.028 | 1.0169 | 1.0314 | 0.90093 |  | 1.0319 | 1.1425 | 1.0138 | 1.0138 | 1.0553 | 1.0536 | 1.0136 | 1.0591 | 0.90317 | 1.0178 | 1.0178 | 0.97781 | 0.97936 | 1.018 | 0.99693 |  | 2007 | 8.3618e-09 | 1.5468e-07 | -2.9567e-07 | 1.3142e-07 | 7.0953e-10 |  | 2.5272e-07 | 2.8133e-07 | -2.1841e-07 | -3.3762e-07 | -4.202e-07 | -3.5705e-07 | -1.8732e-07 | -1.2191e-07 | -3.4678e-08 | 2.3653e-07 | 3.562e-07 | -1.1141e-07 | -1.1025e-07 | 2.7168e-07 | 0
2008 | 1.0209 | 1.0755 | 1.0277 | 1.0214 | 0.69003 |  | 1.0566 | 1.0867 | 0.96999 | 0.96999 | 1.0906 | 1.089 | 1.0516 | 1.0698 | 0.97234 | 1.0893 | 1.0893 | 0.96884 | 0.97025 | 1.0048 | 0.99406 |  | 2008 | 2.347e-07 | -4.0051e-07 | 1.4656e-08 | 2.0147e-07 | 4.91e-08 |  | 2.0068e-07 | -6.4545e-08 | -1.2086e-08 | -1.313e-07 | -4.032e-07 | 8.6693e-08 | -1.3206e-08 | 2.726e-08 | 2.6554e-08 | -6.3016e-07 | -4.9628e-07 | -1.1265e-07 | -9.4082e-08 | -3.8825e-07 | 0
2009 | 1.0203 | 1.1043 | 1.0373 | 1.0299 | 1.2426 |  | 1.0466 | 1.282 | 0.96954 | 0.96954 | 1.1108 | 1.11 | 1.0648 | 1.126 | 0.81641 | 1.0795 | 1.0795 | 0.94224 | 0.94291 | 0.98289 | 0.97009 |  | 2009 | 2.6354e-07 | 4.8683e-08 | -1.7368e-07 | -3.633e-07 | 5.2126e-07 |  | 6.4445e-08 | -3.7924e-07 | 2.1706e-08 | -3.7898e-08 | -3.0383e-07 | 2.8547e-07 | 1.7101e-07 | 9.185e-08 | -1.272e-07 | -5.3841e-07 | -4.7204e-07 | -1.891e-07 | -1.3574e-07 | -2.4662e-07 | 0
2010 | 1.0393 | 1.1043 | 1.0515 | 1.0374 | 1.2768 |  | 1.0527 | 1.3933 | 0.96657 | 0.96657 | 1.1315 | 1.134 | 1.1 | 1.1686 | 0.75554 | 1.0891 | 1.0891 | 0.93034 | 0.92831 | 0.95702 | 0.95434 |  | 2010 | 3.9481e-07 | 4.8683e-08 | -4.3315e-07 | -1.8484e-07 | -2.3654e-07 |  | 4.7384e-07 | 3.1585e-07 | -2.265e-08 | -8.2255e-08 | -5.9531e-07 | 3.6987e-08 | -1.0216e-07 | 3.2142e-07 | 1.0171e-07 | -3.6694e-07 | -2.9978e-07 | 4.3563e-08 | 2.2864e-08 | -1.5753e-07 | 0
2011 | 1.0218 | 1.1043 | 1.066 | 1.0841 | 0.97912 |  | 1.087 | 1.2945 | 0.9848 | 0.98295 | 1.0918 | 1.2245 | 1.1171 | 1.1822 | 0.83968 | 1.1037 | 1.1058 | 0.99556 | 0.88765 | 0.973 | 0.94657 |  | 2011 | 2.0226e-08 | 4.8683e-08 | 3.8869e-07 | -2.4734e-08 | -3.0786e-08 |  | -4.7923e-07 | -6.0394e-08 | -1.4371e-08 | -4.9033e-08 | -5.4872e-07 | 4.8501e-07 | 3.9815e-07 | 2.4773e-07 | -1.4519e-07 | -6.1692e-07 | -6.3052e-07 | -9.2288e-08 | -2.3722e-07 | -3.7363e-07 | 0
2012 | 1.0184 | 1.1043 | 1.0803 | 1.0889 | 1.2733 |  | 1.0777 | 1.6304 | 0.9848 | 0.98664 | 1.3529 | 1.2218 | 1.1346 | 1.2834 | 0.66101 | 1.0943 | 1.0923 | 0.79658 | 0.88202 | 0.94982 | 0.91563 |  | 2012 | -2.5185e-08 | 4.8683e-08 | 2.6321e-07 | 1.6275e-07 | 3.9075e-07 |  | -6.84e-07 | -2.8425e-07 | -1.4371e-08 | -3.9313e-08 | 2.1972e-07 | -3.5912e-08 | 2.8851e-07 | -8.6418e-08 | -7.7851e-08 | -9.3544e-08 | -6.2378e-07 | -1.3002e-07 | -2.3599e-07 | -3.7819e-07 | 0
2013 | 1.0011 | 1.1043 | 1.0941 | 1.1001 | 1.1914 |  | 1.0872 | 1.5735 | 0.9848 | 0.98689 | 1.3766 | 1.2403 | 1.1537 | 1.2822 | 0.69091 | 1.1039 | 1.1016 | 0.78973 | 0.87651 | 0.94236 | 0.91072 |  | 2013 | -2.2263e-07 | 4.8683e-08 | -2.0599e-07 | -2.1277e-07 | 3.8219e-07 |  | -3.9971e-07 | 1.3045e-07 | -1.4371e-08 | 2.787e-08 | 2.7687e-08 | -3.1068e-07 | -1.2014e-07 | -2.7136e-07 | -5.0488e-08 | -4.6393e-07 | 1.4747e-07 | 2.7223e-08 | -4.8605e-08 | -1.9741e-07 | 0
2014 | 0.9907 | 1.1043 | 1.1049 | 1.1341 | 1.542 |  | 1.087 | 1.6106 | 1.0279 | 0.95347 | 1.4796 | 1.2601 | 1.1837 | 1.3096 | 0.67494 | 1.0575 | 1.1401 | 0.73466 | 0.86266 | 0.91837 | 0.89287 |  | 2014 | -1.2544e-07 | 4.8683e-08 | 1.606e-08 | 1.0549e-07 | -1.5594e-07 |  | 2.057e-07 | 1.4601e-07 | -1.3866e-07 | -5.013e-08 | -6.6191e-07 | -2.5792e-07 | -1.6852e-07 | 3.6682e-07 | -4.5339e-08 | 2.0385e-07 | -3.3325e-07 | 2.5492e-08 | -1.7824e-07 | -3.4497e-07 | 0
2015 | 0.99484 | 1.1043 | 1.1117 | 1.1402 | 1.1861 |  | 1.1064 | 1.5525 | 1.0309 | 0.95451 | 1.5073 | 1.273 | 1.189 | 1.3035 | 0.7127 | 1.0733 | 1.1592 | 0.73403 | 0.86918 | 0.93055 | 0.90144 |  | 2015 | -8.5959e-08 | 4.8683e-08 | -4.5341e-07 | 2.9563e-07 | 5.8797e-07 |  | 5.4413e-07 | -1.1436e-08 | -5.1545e-07 | -8.7497e-08 | 1.4647e-07 | -2.8404e-07 | 4.1505e-07 | -3.2792e-07 | 1.746e-07 | 3.3633e-07 | -2.4935e-07 | 1.9245e-07 | 8.4645e-08 | -1.7321e-07 | 0
2016 | 0.98343 | 1.1043 | 1.1393 | 1.1492 | 1.1289 |  | 1.1165 | 1.562 | 1.0312 | 0.94348 | 1.6424 | 1.2821 | 1.2046 | 1.3188 | 0.71475 | 1.0827 | 1.1833 | 0.67976 | 0.87081 | 0.9268 | 0.8965 |  | 2016 | -8.5876e-08 | 4.8683e-08 | -2.0893e-07 | 1.7448e-07 | -1.861e-07 |  | 5.4198e-07 | -2.8683e-07 | -4.2613e-07 | -7.4455e-08 | -4.0917e-07 | -2.4963e-07 | 3.4895e-07 | 7.9523e-07 | 2.4694e-07 | 1.5362e-07 | 7.227e-07 | 1.6191e-07 | 8.3165e-08 | -1.3653e-07 | 0
2017 | 0.99035 | 1.1266 | 1.1506 | 1.1513 | 0.94941 |  | 1.1355 | 1.5059 | 1.0283 | 0.95385 | 1.641 | 1.2921 | 1.2094 | 1.3108 | 0.75407 | 1.1043 | 1.1905 | 0.69197 | 0.87882 | 0.93893 | 0.90664 |  | 2017 | -1.3578e-07 | -2.1933e-07 | 2.9999e-08 | 1.5913e-07 | 1.134e-07 |  | 1.6729e-07 | -5.5151e-07 | -2.9893e-07 | -3.2659e-08 | -4.8335e-07 | -3.1847e-07 | 2.0975e-07 | -8.2611e-08 | 1.3114e-08 | 5.3385e-07 | -1.3945e-07 | 1.2897e-07 | 2.8498e-08 | -2.5143e-07 | 0
2018 | 0.97469 | 1.1645 | 1.1617 | 1.1479 | 1.1755 |  | 1.1384 | 1.2996 | 1.0195 | 0.92867 | 1.67 | 1.2566 | 1.2122 | 1.2503 | 0.87598 | 1.1167 | 1.2258 | 0.68168 | 0.90594 | 0.9391 | 0.92101 |  | 2018 | -1.0308e-07 | -9.4559e-08 | 4.4081e-07 | -1.6106e-07 | 1.9403e-07 |  | -4.7577e-08 | -8.4305e-09 | 4.261e-07 | -7.6984e-08 | 3.215e-07 | 4.1329e-07 | 7.2251e-07 | 2.2621e-08 | -5.3067e-08 | -1.9839e-07 | -1.2788e-07 | -6.9551e-08 | -8.2609e-08 | -4.5499e-07 | 0
2019 | 0.97289 | 1.1645 | 1.1696 | 1.1533 | 1.0234 |  | 1.1481 | 1.4604 | 1.0194 | 0.92803 | 1.67 | 1.2579 | 1.2289 | 1.2928 | 0.78616 | 1.1263 | 1.2371 | 0.6875 | 0.91273 | 0.93425 | 0.92407 |  | 2019 | -2.8327e-08 | -9.4559e-08 | 4.614e-07 | 6.1104e-08 | 1.3962e-08 |  | -4.0802e-08 | 2.1075e-07 | -2.045e-07 | 2.9852e-08 | 4.9133e-08 | 1.3799e-07 | -1.2332e-07 | 8.9095e-07 | -6.9963e-09 | 1.6628e-08 | -4.5588e-07 | 8.0186e-09 | -7.786e-08 | -3.962e-07 | 0
2020 | 0.86678 | 1.1753 | 1.1746 | 1.1563 | 1.3244 |  | 1.1304 | 1.3741 | 1.0205 | 0.90705 | 1.8585 | 1.2392 | 1.2507 | 1.2785 | 0.82263 | 1.1077 | 1.2462 | 0.60823 | 0.91218 | 0.90384 | 0.90341 |  | 2020 | -3.2212e-08 | -2.2832e-07 | -3.0676e-07 | -4.5723e-08 | 6.6727e-08 |  | -6.3388e-07 | 9.6466e-08 | 1.7571e-07 | 3.0998e-09 | -5.1256e-07 | -4.401e-07 | 7.4374e-07 | 6.1066e-07 | -2.2057e-07 | -4.783e-07 | -5.2675e-07 | -1.0562e-07 | -2.7125e-07 | -6.132e-07 | 0
4.END: individual output & input indexes, 2006-2020
| Output Indexes | [6 empty] | Input Indexes | [6 empty] | Partial Productivity Indexes | [8 empty] | Output Indexes | [6 empty] | Input Indexes | [6 empty] | Partial Productivity Indexes
Year | Energy | Rat. max demand | Customers | Circuit length | CMOS | Max Demand | Total Output | Real Opex | O/H Sub-tran. lines | O/H Distr. lines | U/G Sub-tran. lines | U/G Distr. lines | Trans-formers | Total Input | Real Opex | O/H Sub-tran. lines | O/H Distr. lines | U/G Sub-tran. lines | U/G Distr. lines | Trans-formers | Capital |  | Year | Energy | Rat. max demand | Customers | Circuit length | CMOS | Max Demand | Total Output | Real Opex | O/H Sub-tran. lines | O/H Distr. lines | U/G Sub-tran. lines | U/G Distr. lines | Trans-formers | Total Input | Real Opex | O/H Sub-tran. lines | O/H Distr. lines | U/G Sub-tran. lines | U/G Distr. lines | Trans-formers | Capital
2006 | 1 | 1 | 1 | 1 | 1 |  | 1 | 1 | 1 | 1 | 1 | 1 | 1 | 1 | 1 | 1 | 1 | 1 | 1 | 1 | 1 |  | 2006 | 0 | 0 | 0 | 0 | 0 |  | 0 | 0 | 0 | 0 | 0 | 0 | 0 | 0 | 0 | 0 | 0 | 0 | 0 | 0 | 0
2007 | 1.0167 | 1 | 1.012 | 1.0123 | 0.97835 |  | 1.0138 | 1.0788 | 1.0089 | 1.0012 | 1.099 | 1.0837 | 1.0613 | 1.0676 | 0.93978 | 1.0049 | 1.0126 | 0.92248 | 0.93555 | 0.95526 | 0.95903 |  | 2007 | 2.6659e-07 | 0 | -2.3477e-07 | 5.1231e-07 | 1.5321e-08 |  | 1.9402e-08 | -6.356e-08 | -4.1691e-07 | 1.3982e-07 | -1.9401e-07 | 3.3569e-10 | 2.252e-07 | 1.2304e-07 | 1.1925e-07 | -2.4419e-08 | -3.6361e-07 | 1.0511e-07 | 1.865e-07 | 1.9307e-07 | 0
2008 | 1.0533 | 1 | 1.0237 | 1.0267 | 1.0484 |  | 1.0152 | 1.3166 | 1.0274 | 1.0034 | 1.1643 | 1.173 | 1.0994 | 1.1865 | 0.77106 | 0.98811 | 1.0117 | 0.87194 | 0.86546 | 0.92339 | 0.92166 |  | 2008 | -4.4878e-07 | 0 | -2.2118e-08 | -7.84e-08 | 1.5067e-07 |  | 1.7023e-07 | 5.7747e-08 | -2.1545e-07 | -2.505e-07 | 1.0268e-07 | 1.8932e-07 | -1.7516e-07 | 1.9848e-07 | 1.5689e-07 | 3.1416e-07 | 5.6137e-07 | 1.9035e-07 | 2.8469e-07 | 2.1425e-07 | 0
2009 | 1.0134 | 1.0596 | 1.0342 | 1.0354 | 1.003 |  | 1.0491 | 1.207 | 1.0319 | 1.0029 | 1.2508 | 1.2352 | 1.1306 | 1.1658 | 0.86923 | 1.0167 | 1.0461 | 0.83874 | 0.84932 | 0.92792 | 0.9235 |  | 2009 | 1.7311e-08 | 2.3403e-07 | -7.9666e-08 | 4.1598e-07 | -7.2876e-08 |  | -1.1675e-07 | 2.2148e-08 | 5.3841e-08 | -1.9329e-07 | 8.0841e-08 | -4.1456e-07 | -5.4697e-07 | 6.7888e-07 | 1.4383e-07 | -8.2289e-08 | 1.3218e-07 | 8.6487e-08 | 2.3085e-07 | 2.6114e-07 | 0
2010 | 1.0125 | 1.0596 | 1.043 | 1.0427 | 0.83397 |  | 1.0816 | 1.16 | 1.0348 | 1.0023 | 1.2592 | 1.3067 | 1.1674 | 1.1648 | 0.93244 | 1.0453 | 1.0791 | 0.85895 | 0.82774 | 0.92654 | 0.92307 |  | 2010 | -3.2352e-07 | 2.3403e-07 | -1.833e-07 | -1.7937e-07 | 3.5979e-08 |  | -2.6107e-07 | 5.2193e-07 | -4.0563e-07 | -5.3188e-07 | 2.8204e-07 | 2.9574e-07 | -1.4449e-07 | 4.6481e-07 | -2.1256e-07 | -3.8465e-07 | -5.8347e-07 | -9.2742e-08 | -3.6354e-08 | -9.5373e-08 | 0
2011 | 1.0177 | 1.1014 | 1.0536 | 1.0537 | 0.81593 |  | 1.1074 | 1.2203 | 1.0349 | 1.0021 | 1.3285 | 1.3953 | 1.1873 | 1.2087 | 0.90754 | 1.0701 | 1.1051 | 0.8336 | 0.7937 | 0.93275 | 0.91992 |  | 2011 | -5.9781e-07 | -1.3602e-07 | -1.5877e-07 | -1.4398e-07 | 6.3981e-08 |  | 4.0495e-07 | -4.8611e-07 | 1.2854e-07 | -1.8208e-07 | -1.7325e-07 | 1.8885e-07 | -1.0452e-09 | 6.1177e-07 | 2.0348e-08 | -2.346e-07 | 1.4574e-07 | -1.1591e-07 | 1.1377e-07 | -2.1635e-08 | 0
2012 | 0.95986 | 1.1014 | 1.0638 | 1.0659 | 0.99952 |  | 1.0817 | 1.24 | 1.0475 | 1.0016 | 1.5818 | 1.4817 | 1.22 | 1.2423 | 0.87237 | 1.0326 | 1.08 | 0.68384 | 0.73007 | 0.88666 | 0.86867 |  | 2012 | -9.0955e-08 | -1.3602e-07 | -3.6056e-07 | -1.329e-08 | 5.0121e-08 |  | -3.6987e-07 | -2.3627e-07 | 2.6012e-07 | -2.0394e-07 | 2.4277e-07 | -2.6334e-07 | 8.7914e-08 | 4.8325e-07 | -2.4461e-07 | 2.0124e-07 | 7.1933e-08 | -2.4714e-07 | -1.9092e-08 | -1.868e-07 | 0
2013 | 0.9305 | 1.1014 | 1.0822 | 1.0801 | 1.1367 |  | 1.0706 | 1.1105 | 1.0685 | 0.99871 | 1.7539 | 1.5736 | 1.2723 | 1.2216 | 0.96415 | 1.002 | 1.072 | 0.61042 | 0.6804 | 0.84148 | 0.82609 |  | 2013 | -1.0141e-07 | -1.3602e-07 | 2.2268e-07 | 3.8319e-07 | 1.0023e-07 |  | 1.2665e-09 | -2.2202e-07 | 3.3289e-07 | -1.0606e-08 | -3.1149e-07 | 2.4467e-07 | 1.5872e-07 | 4.3369e-07 | 2.0709e-08 | 1.7689e-07 | 5.3027e-07 | -6.3355e-08 | 8.4189e-08 | 4.7408e-09 | 0
2014 | 0.90934 | 1.1014 | 1.1065 | 1.0944 | 0.92042 |  | 1.1086 | 1.2541 | 1.0484 | 0.99227 | 1.9428 | 1.6543 | 1.3407 | 1.3096 | 0.88397 | 1.0575 | 1.1172 | 0.57062 | 0.67012 | 0.82686 | 0.82271 |  | 2014 | -5.2284e-08 | -1.3602e-07 | -1.5574e-07 | 5.3238e-08 | 6.304e-08 |  | -1.3834e-07 | 6.514e-08 | -4.5337e-07 | -1.7998e-09 | 2.7664e-07 | 2.8763e-08 | -1.2721e-07 | 1.1136e-06 | -3.0249e-08 | 1.6527e-07 | -3.3162e-07 | -7.1461e-08 | 1.0815e-08 | -7.2604e-08 | 0
2015 | 0.93786 | 1.1014 | 1.1251 | 1.1102 | 1.0347 |  | 1.1069 | 1.2868 | 1.0721 | 0.97789 | 1.9996 | 1.7339 | 1.3478 | 1.3366 | 0.86018 | 1.0324 | 1.1319 | 0.55353 | 0.63836 | 0.82123 | 0.80769 |  | 2015 | -9.0481e-08 | -1.3602e-07 | -3.0769e-07 | -3.4409e-07 | -4.3022e-08 |  | -4.9452e-07 | -9.2918e-08 | -3.8782e-07 | -3.8467e-08 | 3.7892e-07 | 1.7702e-07 | 1.2943e-07 | -1.4442e-08 | -3.4592e-07 | -4.7095e-08 | -6.2827e-07 | -2.5376e-07 | -1.5116e-07 | -3.8476e-07 | 0
2016 | 0.96797 | 1.1014 | 1.1398 | 1.1244 | 0.99534 |  | 1.125 | 1.3805 | 1.0687 | 0.97169 | 2.0162 | 1.8101 | 1.3778 | 1.393 | 0.81491 | 1.0526 | 1.1577 | 0.55796 | 0.62148 | 0.81648 | 0.80358 |  | 2016 | -5.8405e-08 | -1.3602e-07 | 3.2492e-07 | -2.1078e-07 | 4.3336e-08 |  | -1.5376e-07 | 5.4086e-07 | 8.2542e-08 | -4.8082e-08 | 3.7631e-07 | -2.0256e-08 | 5.9063e-07 | 4.23e-07 | -1.2076e-07 | -2.8769e-07 | 1.4161e-07 | -1.4398e-07 | 3.9894e-08 | -2.4538e-07 | 0
2017 | 0.9721 | 1.1495 | 1.1585 | 1.1406 | 0.85676 |  | 1.1767 | 1.2654 | 1.069 | 0.97175 | 2.1406 | 1.8918 | 1.399 | 1.3617 | 0.92997 | 1.1008 | 1.211 | 0.54973 | 0.62202 | 0.84113 | 0.82377 |  | 2017 | -1.5089e-07 | -2.3221e-07 | -2.6131e-07 | 5.9906e-08 | 4.4327e-10 |  | -6.7792e-07 | 2.4307e-08 | 5.6963e-07 | 1.3632e-08 | -2.0688e-07 | -4.2348e-07 | 6.385e-07 | 9.5175e-07 | -4.0614e-07 | -8.1763e-07 | -7.9609e-07 | -3.0007e-07 | -1.9733e-07 | -5.88e-07 | 0
2018 | 0.96763 | 1.1495 | 1.1836 | 1.1576 | 0.8414 |  | 1.1921 | 1.1538 | 1.0287 | 0.97206 | 2.1676 | 1.978 | 1.4284 | 1.3278 | 1.0332 | 1.1588 | 1.2264 | 0.54997 | 0.60269 | 0.83461 | 0.81867 |  | 2018 | -4.8112e-08 | -2.3221e-07 | 1.0265e-07 | -2.7289e-07 | -3.826e-08 |  | -6.1347e-07 | 3.9426e-07 | -8.3778e-08 | -4.8704e-08 | -1.3666e-07 | -4.1039e-08 | 4.6219e-07 | 4.287e-08 | -8.2822e-07 | -9.3076e-07 | 4.0955e-08 | -1.9115e-07 | -1.3395e-07 | -3.7744e-07 | 0
2019 | 0.97458 | 1.1495 | 1.2096 | 1.1804 | 0.95079 |  | 1.1909 | 1.0898 | 1.0307 | 0.96988 | 2.2655 | 2.0746 | 1.4467 | 1.3158 | 1.0927 | 1.1554 | 1.2279 | 0.52565 | 0.57404 | 0.82317 | 0.80228 |  | 2019 | -9.6811e-08 | -2.3221e-07 | -1.6841e-07 | 5.321e-07 | 3.918e-08 |  | -1.1892e-07 | -2.8455e-07 | -2.6888e-07 | 1.3949e-08 | 5.7266e-07 | -1.7245e-07 | 4.4697e-07 | 1.0979e-06 | -1.2141e-07 | 4.5374e-08 | -4.0657e-07 | -1.035e-07 | 7.8625e-08 | -3.9557e-08 | 0
2020 | 0.96019 | 1.1495 | 1.235 | 1.194 | 1.0869 |  | 1.179 | 0.97346 | 1.0238 | 0.96377 | 2.274 | 2.1433 | 1.4681 | 1.2719 | 1.2112 | 1.1517 | 1.2234 | 0.51848 | 0.5501 | 0.80312 | 0.78488 |  | 2020 | -1.5497e-07 | -2.3221e-07 | 3.5096e-07 | 7.9811e-08 | -1.1842e-07 |  | -1.1641e-06 | 9.9426e-08 | -2.2357e-07 | -2.536e-09 | 2.2896e-07 | -2.4066e-07 | 7.6538e-08 | 3.3575e-07 | -1.1976e-06 | -4.8297e-07 | -7.3104e-07 | -3.3731e-07 | -2.6628e-07 | -6.3966e-07 | 0
5.ENX: individual output & input indexes, 2006-2020
| Output Indexes | [6 empty] | Input Indexes | [6 empty] | Partial Productivity Indexes | [8 empty] | Output Indexes | [6 empty] | Input Indexes | [6 empty] | Partial Productivity Indexes
Year | Energy | Rat. max demand | Customers | Circuit length | CMOS | Max Demand | Total Output | Real Opex | O/H Sub-tran. lines | O/H Distr. lines | U/G Sub-tran. lines | U/G Distr. lines | Trans-formers | Total Input | Real Opex | O/H Sub-tran. lines | O/H Distr. lines | U/G Sub-tran. lines | U/G Distr. lines | Trans-formers | Capital |  | Year | Energy | Rat. max demand | Customers | Circuit length | CMOS | Max Demand | Total Output | Real Opex | O/H Sub-tran. lines | O/H Distr. lines | U/G Sub-tran. lines | U/G Distr. lines | Trans-formers | Total Input | Real Opex | O/H Sub-tran. lines | O/H Distr. lines | U/G Sub-tran. lines | U/G Distr. lines | Trans-formers | Capital
2006 | 1 | 1 | 1 | 1 | 1 |  | 1 | 1 | 1 | 1 | 1 | 1 | 1 | 1 | 1 | 1 | 1 | 1 | 1 | 1 | 1 |  | 2006 | 0 | 0 | 0 | 0 | 0 |  | 0 | 0 | 0 | 0 | 0 | 0 | 0 | 0 | 0 | 0 | 0 | 0 | 0 | 0 | 0
2007 | 1.0043 | 1.0929 | 1.0198 | 1.0212 | 0.70167 |  | 1.1207 | 1.1625 | 1.0397 | 1.0065 | 1.1481 | 1.1012 | 1.0743 | 1.1012 | 0.96405 | 1.0779 | 1.1134 | 0.97613 | 1.0177 | 1.0431 | 1.0494 |  | 2007 | -4.3163e-07 | 3.8368e-08 | -1.0417e-07 | -7.3151e-08 | 1.8993e-08 |  | -7.856e-08 | 2.8082e-07 | 1.0915e-07 | 1.9102e-07 | 2.3655e-07 | -2.3289e-07 | -4.3787e-07 | 4.8855e-07 | 7.5988e-09 | -4.1858e-07 | -2.1558e-07 | 6.2563e-08 | -1.9197e-07 | 2.0371e-07 | 0
2008 | 1.026 | 1.1352 | 1.0427 | 1.0392 | 0.81597 |  | 1.1293 | 1.2114 | 1.0387 | 1.0104 | 1.3317 | 1.1878 | 1.1204 | 1.1523 | 0.9322 | 1.0872 | 1.1177 | 0.84797 | 0.95071 | 1.0079 | 1.0096 |  | 2008 | 2.0321e-07 | -4.1924e-07 | 1.5668e-07 | -2.7094e-07 | 2.5349e-08 |  | -1.0176e-07 | 5.2414e-08 | -9.5726e-08 | 1.6247e-07 | -5.0146e-07 | -4.1966e-07 | 3.0217e-07 | 4.9001e-07 | -1.273e-07 | 3.2109e-07 | 1.652e-07 | -1.6624e-08 | -5.4295e-08 | 1.7709e-07 | 0
2009 | 1.0667 | 1.1898 | 1.0622 | 1.0593 | 0.75209 |  | 1.184 | 1.258 | 1.0621 | 1.0142 | 1.4156 | 1.276 | 1.1775 | 1.1996 | 0.94119 | 1.1149 | 1.1675 | 0.83646 | 0.92793 | 1.0056 | 1.0132 |  | 2009 | -2.2897e-07 | -5.2448e-07 | 4.9057e-08 | -2.0492e-07 | 1.9637e-08 |  | 2.6846e-07 | 3.1514e-07 | -5.7098e-07 | -3.4594e-07 | -5.0309e-07 | 1.6866e-07 | 1.3433e-07 | 5.7177e-07 | 1.3712e-08 | -3.2966e-07 | 5.2474e-07 | 1.1522e-07 | 6.9979e-08 | -1.7703e-07 | 0
2010 | 1.0764 | 1.2538 | 1.0788 | 1.0741 | 0.73765 |  | 1.2235 | 1.2731 | 1.0878 | 1.0169 | 1.5033 | 1.3481 | 1.2166 | 1.231 | 0.96105 | 1.1247 | 1.2032 | 0.81386 | 0.90757 | 1.0056 | 1.0128 |  | 2010 | -4.4884e-07 | 4.3787e-07 | -2.4947e-07 | 3.035e-07 | 8.8356e-09 |  | 2.32e-07 | 6.8064e-07 | 1.5194e-07 | -9.6786e-08 | -2.6589e-07 | -2.3833e-07 | 1.4134e-07 | -1.6582e-07 | 1.2557e-07 | 8.404e-07 | -2.2557e-08 | 2.6742e-07 | 3.8714e-07 | 3.6627e-07 | 0
2011 | 1.0405 | 1.2538 | 1.0945 | 1.0882 | 0.67243 |  | 1.2431 | 1.3989 | 1.1101 | 1.0196 | 1.6353 | 1.4085 | 1.2534 | 1.2987 | 0.88867 | 1.1198 | 1.2193 | 0.76019 | 0.88262 | 0.9918 | 0.99754 |  | 2011 | 1.3249e-07 | 4.3787e-07 | 4.3877e-08 | 1.7018e-07 | -1.9432e-09 |  | -1.6354e-07 | 5.8735e-07 | 1.7727e-07 | 7.209e-08 | 1.9899e-07 | -3.9591e-07 | -1.9678e-07 | 7.1004e-07 | -8.9691e-08 | -2.4395e-07 | -1.4204e-07 | -3.5664e-08 | 4.6795e-08 | -3.9659e-08 | 0
2012 | 1.0287 | 1.2538 | 1.1087 | 1.1004 | 0.5549 |  | 1.273 | 1.4971 | 1.155 | 1.0225 | 1.6613 | 1.4608 | 1.2839 | 1.3473 | 0.85036 | 1.1022 | 1.245 | 0.76629 | 0.87147 | 0.99154 | 0.99845 |  | 2012 | -1.3131e-07 | 4.3787e-07 | 4.4998e-08 | 1.9585e-07 | 4.1396e-08 |  | 3.2121e-07 | 5.8366e-07 | -5.1344e-07 | -1.9967e-07 | -2.6115e-07 | -3.8561e-07 | -5.5996e-07 | 1.1813e-07 | 3.2601e-07 | 7.6105e-07 | 4.9111e-07 | 3.4736e-07 | 3.8741e-07 | 5.1484e-07 | 0
2013 | 1.0212 | 1.2538 | 1.1218 | 1.1098 | 0.58883 |  | 1.2722 | 1.6028 | 1.1579 | 1.0241 | 1.7753 | 1.5072 | 1.3115 | 1.4063 | 0.79372 | 1.0987 | 1.2423 | 0.71659 | 0.84408 | 0.97002 | 0.97618 |  | 2013 | 1.7326e-07 | 4.3787e-07 | 4.4304e-07 | 1.4665e-07 | 3.4039e-08 |  | 4.7758e-07 | -8.7807e-08 | -3.0836e-07 | -3.4672e-07 | 5.2994e-07 | 2.2012e-07 | -9.9846e-08 | 2.1986e-07 | -3.2471e-08 | 4.1012e-07 | -4.8128e-07 | 1.3788e-08 | 6.5158e-08 | -1.6278e-08 | 0
2014 | 1.0107 | 1.2538 | 1.1357 | 1.1166 | 0.62037 |  | 1.2708 | 1.4711 | 1.1799 | 1.0243 | 1.816 | 1.5517 | 1.335 | 1.3779 | 0.86387 | 1.0771 | 1.2407 | 0.69981 | 0.81898 | 0.95194 | 0.95879 |  | 2014 | -3.5784e-07 | 4.3787e-07 | 5.4211e-07 | -3.8152e-07 | 9.538e-08 |  | -1.433e-07 | -1.3969e-07 | -8.2626e-08 | 9.1629e-08 | 5.2707e-07 | 3.2148e-07 | -1.7371e-07 | 3.9416e-07 | 1.4177e-07 | 5.6337e-07 | 3.2894e-08 | 2.073e-07 | 3.0516e-07 | 2.1624e-07 | 0
2015 | 1.026 | 1.2538 | 1.1527 | 1.1266 | 0.75933 |  | 1.2589 | 1.5009 | 1.1649 | 1.0256 | 1.8925 | 1.5843 | 1.3933 | 1.4102 | 0.83876 | 1.0807 | 1.2274 | 0.66521 | 0.79461 | 0.90356 | 0.92382 |  | 2015 | -3.0758e-07 | 4.3787e-07 | 4.9828e-07 | -2.6031e-08 | 8.707e-08 |  | 3.5765e-07 | 4.94e-07 | 2.7753e-07 | 3.9442e-07 | 4.1971e-07 | 1.6041e-07 | 5.8521e-07 | -3.4744e-08 | 1.6641e-07 | -1.1599e-08 | 7.2734e-07 | 2.0696e-07 | 2.8325e-07 | 2.0918e-07 | 0
2016 | 1.0252 | 1.2538 | 1.1728 | 1.1403 | 0.67734 |  | 1.2828 | 1.3342 | 1.1765 | 1.0268 | 1.8812 | 1.6459 | 1.4087 | 1.3634 | 0.9615 | 1.0904 | 1.2493 | 0.68189 | 0.77937 | 0.91063 | 0.9292 |  | 2016 | 6.9855e-08 | 4.3787e-07 | 5.0818e-07 | 1.1334e-07 | 1.0948e-07 |  | -1.4026e-07 | 4.0759e-07 | -5.1524e-07 | 1.161e-07 | 2.2212e-07 | 5.2406e-08 | 2.6727e-07 | 3.2152e-07 | 1.9608e-07 | 9.1446e-07 | 7.7059e-07 | 1.4303e-07 | 2.5283e-07 | 1.9568e-07 | 0
2017 | 1.0357 | 1.2538 | 1.1949 | 1.1521 | 0.58167 |  | 1.3114 | 1.3415 | 1.2003 | 1.0272 | 1.9001 | 1.6944 | 1.434 | 1.3806 | 0.97758 | 1.0925 | 1.2766 | 0.69018 | 0.77393 | 0.91452 | 0.93513 |  | 2017 | 6.2012e-07 | 4.3787e-07 | -3.0321e-07 | -2.0351e-07 | 6.3085e-08 |  | -4.4159e-08 | 4.8851e-08 | -6.1779e-07 | -2.1385e-08 | 4.9494e-07 | -4.5906e-08 | 2.8522e-07 | 9.688e-07 | 2.1493e-07 | 2.232e-07 | 9.7819e-08 | 9.6145e-08 | 1.4205e-07 | 1.9822e-07 | 0
2018 | 1.0312 | 1.2538 | 1.2159 | 1.1631 | 0.64071 |  | 1.3105 | 1.3456 | 1.1965 | 1.027 | 1.9007 | 1.7423 | 1.4459 | 1.3883 | 0.97389 | 1.0953 | 1.2761 | 0.68948 | 0.75218 | 0.90634 | 0.92671 |  | 2018 | -4.6928e-08 | 4.3787e-07 | 3.1975e-08 | -3.7994e-09 | 3.5201e-08 |  | 5.9584e-07 | 9.6634e-08 | 1.8095e-07 | 4.2664e-07 | 5.7655e-07 | 3.6404e-07 | 4.0868e-07 | 2.4034e-07 | 1.2886e-07 | 5.5439e-07 | -2.6686e-07 | 1.0111e-07 | 1.7871e-07 | 1.6344e-07 | 0
2019 | 1.0392 | 1.2538 | 1.2345 | 1.174 | 0.66392 |  | 1.317 | 1.2698 | 1.1888 | 1.0268 | 1.8861 | 1.7895 | 1.4611 | 1.368 | 1.0372 | 1.1079 | 1.2827 | 0.69829 | 0.73598 | 0.90142 | 0.92369 |  | 2019 | -2.6234e-07 | 4.3787e-07 | 3.1612e-07 | -7.9498e-09 | 5.3666e-08 |  | 6.6147e-07 | 2.5177e-10 | 8.3534e-08 | 3.008e-07 | 2.5146e-07 | -3.2679e-07 | 4.0478e-07 | 2.3499e-07 | -1.4755e-07 | 8.914e-07 | 2.3603e-07 | 1.8309e-07 | 2.6376e-07 | 3.6703e-07 | 0
2020 | 1.0254 | 1.2628 | 1.2509 | 1.1829 | 0.71456 |  | 1.3175 | 1.2032 | 1.2129 | 1.0264 | 1.9772 | 1.8297 | 1.478 | 1.3522 | 1.095 | 1.0862 | 1.2836 | 0.66633 | 0.72007 | 0.89137 | 0.91166 |  | 2020 | 3.063e-07 | 3.7044e-07 | -8.168e-08 | -3.6057e-07 | 9.3472e-08 |  | -3.2965e-07 | -1.2238e-07 | -3.083e-07 | -2.3758e-08 | -4.6412e-07 | 3.4956e-07 | 3.4435e-07 | 5.7301e-07 | -1.1052e-07 | 4.8402e-08 | -1.2405e-07 | -6.8589e-08 | -6.3618e-08 | -1.0524e-07 | 0
6.ERG: individual output & input indexes, 2006-2020
| Output Indexes | [6 empty] | Input Indexes | [6 empty] | Partial Productivity Indexes | [8 empty] | Output Indexes | [6 empty] | Input Indexes | [6 empty] | Partial Productivity Indexes
Year | Energy | Rat. max demand | Customers | Circuit length | CMOS | Max Demand | Total Output | Real Opex | O/H Sub-tran. lines | O/H Distr. lines | U/G Sub-tran. lines | U/G Distr. lines | Trans-formers | Total Input | Real Opex | O/H Sub-tran. lines | O/H Distr. lines | U/G Sub-tran. lines | U/G Distr. lines | Trans-formers | Capital |  | Year | Energy | Rat. max demand | Customers | Circuit length | CMOS | Max Demand | Total Output | Real Opex | O/H Sub-tran. lines | O/H Distr. lines | U/G Sub-tran. lines | U/G Distr. lines | Trans-formers | Total Input | Real Opex | O/H Sub-tran. lines | O/H Distr. lines | U/G Sub-tran. lines | U/G Distr. lines | Trans-formers | Capital
2006 | 1 | 1 | 1 | 1 | 1 |  | 1 | 1 | 1 | 1 | 1 | 1 | 1 | 1 | 1 | 1 | 1 | 1 | 1 | 1 | 1 |  | 2006 | 0 | 0 | 0 | 0 | 0 |  | 0 | 0 | 0 | 0 | 0 | 0 | 0 | 0 | 0 | 0 | 0 | 0 | 0 | 0 | 0
2007 | 1.0067 | 1.0169 | 1.0176 | 1.012 | 0.70624 |  | 1.1442 | 0.8902 | 1.0218 | 1.0087 | 1.0564 | 1.1152 | 1.0277 | 0.97072 | 1.2854 | 1.1198 | 1.1343 | 1.0831 | 1.0261 | 1.1133 | 1.1162 |  | 2007 | 4.824e-07 | -3.6795e-07 | 2.9174e-07 | 3.82e-08 | -5.6129e-09 |  | 3.9231e-07 | -1.3605e-08 | 3.5989e-07 | 3.5841e-07 | -3.0256e-07 | 4.4547e-07 | -3.5595e-07 | -6.7908e-08 | 1.3514e-07 | 6.1348e-07 | -2.1089e-07 | -3.5332e-07 | -1.6764e-08 | 5.0118e-07 | 0
2008 | 1.0243 | 1.0978 | 1.0378 | 1.0155 | 0.86374 |  | 1.1241 | 0.95371 | 1.0362 | 1.0187 | 1.0803 | 1.2859 | 1.0395 | 1.0079 | 1.1787 | 1.0848 | 1.1035 | 1.0405 | 0.87416 | 1.0814 | 1.0786 |  | 2008 | -2.073e-07 | 2.2328e-07 | 4.0878e-08 | 1.1001e-07 | 2.7509e-08 |  | -1.0295e-06 | -5.5511e-09 | -4.0932e-07 | 3.5164e-08 | -2.9028e-07 | -2.7999e-07 | 2.1735e-07 | 1.9386e-08 | -9.5944e-07 | -5.9342e-07 | -2.8277e-07 | -5.4073e-07 | -5.5594e-07 | -5.0318e-07 | 0
2009 | 1.0477 | 1.0978 | 1.0626 | 1.023 | 0.98324 |  | 1.09 | 0.91968 | 1.0662 | 1.0311 | 1.0959 | 1.4237 | 1.0552 | 1.0062 | 1.1852 | 1.0223 | 1.0571 | 0.99456 | 0.76557 | 1.033 | 1.0233 |  | 2009 | 3.4702e-07 | 2.2328e-07 | -1.8787e-07 | 4.0028e-07 | -7.46e-09 |  | -3.4522e-07 | -1.9299e-08 | -2.131e-07 | 8.6624e-08 | 9.2697e-08 | 8.9645e-09 | -3.7131e-07 | -1.0712e-08 | -2.5843e-07 | 1.4315e-07 | -1.6025e-07 | -2.5395e-09 | -3.713e-08 | -3.6025e-07 | 0
2010 | 1.0571 | 1.1547 | 1.0846 | 1.0285 | 1.0041 |  | 1.1176 | 0.89993 | 1.0783 | 1.0383 | 1.3157 | 1.5341 | 1.1209 | 1.0221 | 1.2419 | 1.0365 | 1.0764 | 0.84948 | 0.72852 | 0.99712 | 1.013 |  | 2010 | -1.271e-07 | 1.4705e-07 | -1.3265e-07 | 5.6313e-07 | 2.9737e-07 |  | -2.3354e-07 | 1.1049e-08 | -5.4482e-08 | -4.4444e-07 | -2.9169e-07 | 4.5346e-07 | 4.7719e-07 | -1.6222e-07 | 3.5719e-07 | 6.2437e-08 | 1.7685e-07 | 1.8259e-07 | 1.0183e-07 | 2.0121e-08 | 0
2011 | 0.98079 | 1.1547 | 1.1039 | 1.0295 | 0.94278 |  | 1.1425 | 1.1067 | 1.0877 | 1.0534 | 1.4138 | 1.6214 | 1.1502 | 1.116 | 1.0323 | 1.0504 | 1.0846 | 0.80812 | 0.70464 | 0.99327 | 1.0139 |  | 2011 | -8.5477e-08 | 1.4705e-07 | -1.2108e-08 | -1.3814e-07 | -1.344e-07 |  | 3.4124e-07 | -1.8065e-07 | -2.8159e-07 | -3.9703e-07 | -7.2342e-08 | 5.4839e-07 | 3.6199e-07 | -2.149e-07 | 3.2599e-07 | -1.2059e-07 | 1.7551e-07 | 2.2299e-07 | 1.555e-07 | 2.0626e-07 | 0
2012 | 1.0152 | 1.1547 | 1.1204 | 1.0364 | 0.87102 |  | 1.1802 | 1.1305 | 1.1054 | 1.0666 | 1.4571 | 1.7102 | 1.1896 | 1.1385 | 1.044 | 1.0677 | 1.1065 | 0.80999 | 0.69009 | 0.99211 | 1.0216 |  | 2012 | -2.5787e-07 | 1.4705e-07 | -4.8668e-08 | -6.7245e-08 | 4.3571e-09 |  | -5.88e-08 | 6.5224e-08 | 3.0968e-07 | -4.4565e-07 | -3.3539e-08 | -3.3881e-07 | -2.8092e-07 | -1.6498e-07 | -3.4416e-07 | -6.681e-08 | -1.6109e-07 | 8.3499e-08 | -1.2764e-08 | 5.0732e-08 | 0
2013 | 1.0007 | 1.1547 | 1.1383 | 1.0143 | 0.7901 |  | 1.1974 | 0.89808 | 0.95138 | 1.0775 | 1.3912 | 1.8007 | 1.2185 | 1.0488 | 1.3332 | 1.2586 | 1.1112 | 0.86069 | 0.66494 | 0.98263 | 1.0429 |  | 2013 | -3.2114e-07 | 1.4705e-07 | 7.3601e-08 | 6.1028e-08 | -4.6693e-08 |  | -2.6575e-07 | -2.1078e-08 | 3.9559e-08 | -5.3747e-07 | -3.3276e-07 | 5.7187e-07 | 5.7449e-09 | -4.2653e-07 | 1.6946e-07 | -3.3213e-07 | -3.2241e-08 | -9.9928e-08 | -1.6426e-07 | -3.0698e-07 | 0
2014 | 1.0171 | 1.1547 | 1.1567 | 1.0187 | 0.6933 |  | 1.2378 | 0.90221 | 0.95081 | 1.0976 | 1.4106 | 1.8774 | 1.326 | 1.0821 | 1.372 | 1.3019 | 1.1277 | 0.87753 | 0.65934 | 0.93352 | 1.0274 |  | 2014 | -1.9699e-07 | 1.4705e-07 | 1.0772e-07 | -3.3544e-07 | -1.1185e-07 |  | 2.7008e-09 | 7.655e-08 | 4.769e-08 | -2.6019e-07 | -1.2711e-07 | -3.3463e-08 | 5.8363e-07 | -1.5773e-07 | -2.0178e-07 | -2.566e-07 | -4.3838e-07 | -4.1439e-09 | -2.9341e-08 | -6.7056e-08 | 0
2015 | 1.0126 | 1.1547 | 1.1669 | 1.0277 | 0.86194 |  | 1.1895 | 1.0395 | 0.95362 | 1.1528 | 1.3819 | 1.9938 | 1.329 | 1.1532 | 1.1443 | 1.2473 | 1.0318 | 0.86072 | 0.59659 | 0.89498 | 0.96736 |  | 2015 | 9.0836e-08 | 1.4705e-07 | 7.1465e-08 | -4.6399e-07 | -9.4344e-08 |  | 5.024e-07 | 1.6363e-07 | 7.9575e-08 | -1.5466e-07 | -3.7758e-07 | 1.7504e-07 | 2.4879e-07 | 1.2418e-07 | 4.4821e-07 | -8.4142e-08 | -3.7787e-07 | 6.1256e-08 | 4.5927e-08 | -1.0755e-07 | 0
2016 | 1.0194 | 1.1547 | 1.1846 | 1.0263 | 0.87328 |  | 1.1899 | 1.0467 | 0.94804 | 1.143 | 1.4789 | 2.029 | 1.3899 | 1.171 | 1.1368 | 1.2551 | 1.041 | 0.80455 | 0.58643 | 0.85607 | 0.94849 |  | 2016 | -1.1305e-07 | 1.4705e-07 | -4.6085e-07 | -3.844e-07 | -7.7328e-08 |  | 3.9026e-07 | -7.8308e-08 | 6.3782e-10 | 2.7225e-07 | 1.0212e-07 | 6.3034e-08 | 4.8608e-07 | -2.6614e-07 | 1.8426e-07 | 3.9295e-07 | 3.7907e-07 | -6.8381e-09 | -3.7961e-08 | -5.2435e-08 | 0
2017 | 0.98857 | 1.1547 | 1.1945 | 1.0279 | 0.68278 |  | 1.2529 | 0.94268 | 1.0051 | 1.1271 | 1.729 | 2.0704 | 1.4356 | 1.1429 | 1.329 | 1.2465 | 1.1116 | 0.72461 | 0.60513 | 0.8727 | 0.97991 |  | 2017 | -2.7426e-07 | 1.4705e-07 | 2.067e-07 | 3.5115e-07 | -2.8534e-10 |  | 6.2485e-08 | 2.1027e-08 | 7.7919e-08 | -5.6084e-08 | -1.864e-07 | 4.6288e-07 | -1.164e-07 | -2.3355e-07 | -4.302e-07 | -2.1284e-07 | -1.7233e-07 | -7.5231e-09 | -5.3746e-08 | -1.4069e-07 | 0
2018 | 0.98198 | 1.1547 | 1.2179 | 1.0244 | 0.75193 |  | 1.2333 | 0.96827 | 1.0115 | 1.1596 | 1.7413 | 2.0044 | 1.4447 | 1.1603 | 1.2737 | 1.2192 | 1.0635 | 0.70826 | 0.61528 | 0.85367 | 0.95355 |  | 2018 | -2.053e-07 | 1.4705e-07 | -6.1819e-07 | 1.1562e-07 | -1.0697e-07 |  | 3.1407e-07 | 1.0973e-07 | 3.0048e-07 | 1.8001e-07 | 4.6307e-07 | 3.1999e-07 | 1.4723e-07 | -1.5592e-07 | -4.4591e-07 | -6.7386e-07 | -6.6334e-07 | -1.2588e-07 | -2.6026e-07 | -2.1756e-07 | 0
2019 | 1.0013 | 1.1547 | 1.2272 | 1.0265 | 0.89176 |  | 1.1908 | 0.97432 | 1.0113 | 1.1298 | 1.7588 | 2.0321 | 1.4504 | 1.1582 | 1.2222 | 1.1775 | 1.054 | 0.67706 | 0.58599 | 0.82101 | 0.9269 |  | 2019 | -2.074e-07 | 1.4705e-07 | -4.3937e-07 | -4.1115e-08 | -7.9261e-08 |  | -6.7612e-08 | 9.445e-08 | 1.7166e-09 | -2.0349e-07 | 4.3371e-07 | 7.6462e-08 | -2.5594e-07 | 4.2332e-07 | 2.206e-07 | -9.7479e-08 | -3.5859e-07 | -4.4664e-08 | -6.7454e-08 | -1.4811e-07 | 0
2020 | 1.006 | 1.1547 | 1.2214 | 1.0306 | 0.86997 |  | 1.2001 | 1.0104 | 1.0221 | 1.1378 | 1.7541 | 2.047 | 1.4369 | 1.1724 | 1.1877 | 1.1741 | 1.0547 | 0.68415 | 0.58626 | 0.83517 | 0.9342 |  | 2020 | 2.4703e-07 | 1.4705e-07 | -1.1707e-07 | 5.1788e-08 | -6.7601e-08 |  | -4.0079e-07 | 4.8177e-07 | -2.2644e-08 | 8.5091e-08 | -1.5472e-07 | 2.8836e-07 | 6.6202e-07 | -3.9326e-07 | -6.974e-07 | -5.4608e-07 | -4.1318e-07 | -1.1224e-07 | -2.2405e-07 | -3.245e-07 | 0
7.ESS: individual output & input indexes, 2006-2020
| Output Indexes | [6 empty] | Input Indexes | [6 empty] | Partial Productivity Indexes | [8 empty] | Output Indexes | [6 empty] | Input Indexes | [6 empty] | Partial Productivity Indexes
Year | Energy | Rat. max demand | Customers | Circuit length | CMOS | Max Demand | Total Output | Real Opex | O/H Sub-tran. lines | O/H Distr. lines | U/G Sub-tran. lines | U/G Distr. lines | Trans-formers | Total Input | Real Opex | O/H Sub-tran. lines | O/H Distr. lines | U/G Sub-tran. lines | U/G Distr. lines | Trans-formers | Capital |  | Year | Energy | Rat. max demand | Customers | Circuit length | CMOS | Max Demand | Total Output | Real Opex | O/H Sub-tran. lines | O/H Distr. lines | U/G Sub-tran. lines | U/G Distr. lines | Trans-formers | Total Input | Real Opex | O/H Sub-tran. lines | O/H Distr. lines | U/G Sub-tran. lines | U/G Distr. lines | Trans-formers | Capital
2006 | 1 | 1 | 1 | 1 | 1 |  | 1 | 1 | 1 | 1 | 1 | 1 | 1 | 1 | 1 | 1 | 1 | 1 | 1 | 1 | 1 |  | 2006 | 0 | 0 | 0 | 0 | 0 |  | 0 | 0 | 0 | 0 | 0 | 0 | 0 | 0 | 0 | 0 | 0 | 0 | 0 | 0 | 0
2007 | 1.0008 | 1.0455 | 1.0077 | 0.94939 | 0.75426 |  | 1.0741 | 1.201 | 1.0439 | 1.0791 | 1 | 1.2029 | 1.0729 | 1.1297 | 0.89438 | 1.029 | 0.99544 | 1.0741 | 0.89294 | 1.0012 | 0.99496 |  | 2007 | -4.2436e-07 | -3.2557e-07 | -1.1264e-07 | -3.4949e-08 | -1.7061e-08 |  | 2.7075e-07 | -3.1633e-07 | -3.5824e-07 | -3.8559e-07 | 0 | 3.9696e-08 | -2.6925e-07 | 2.901e-07 | -7.1688e-09 | -4.9074e-07 | -1.8205e-07 | 2.7075e-07 | -1.3375e-07 | -2.9864e-07 | 0
2008 | 1.006 | 1.0455 | 1.0198 | 0.93124 | 0.74993 |  | 1.0688 | 1.4119 | 1.0698 | 1.1477 | 0.43576 | 0.87313 | 1.1372 | 1.2294 | 0.75703 | 0.99909 | 0.93125 | 2.4528 | 1.2241 | 0.93987 | 0.96149 |  | 2008 | -3.0827e-07 | -3.2557e-07 | 3.3253e-07 | 1.1439e-08 | -2.5574e-08 |  | -3.8389e-07 | 2.8809e-07 | -2.0271e-08 | 3.8384e-07 | -2.3848e-08 | 8.7822e-09 | 3.2957e-07 | 2.4319e-07 | -2.3713e-07 | -2.4636e-07 | -1.8903e-07 | -9.2093e-07 | -9.863e-08 | -3.0817e-07 | 0
2009 | 1.0131 | 1.0466 | 1.0282 | 0.94086 | 0.90359 |  | 1.0311 | 1.3207 | 1.1393 | 1.2167 | 0.60573 | 0.98389 | 1.1753 | 1.2307 | 0.78072 | 0.90504 | 0.84745 | 1.7022 | 1.048 | 0.87728 | 0.8809 |  | 2009 | -3.6973e-07 | -2.8809e-08 | -1.5437e-07 | 3.8407e-08 | 3.1425e-08 |  | -5.9143e-08 | 2.6685e-07 | 3.9768e-07 | -3.4787e-07 | 2.8228e-08 | 8.9657e-08 | 1.7442e-07 | -5.4668e-07 | -9.4684e-08 | -8.7611e-08 | -2.8171e-08 | 4.3541e-08 | -5.7587e-07 | -1.7363e-07 | 0
2010 | 1.0116 | 1.047 | 1.0328 | 0.94529 | 0.6833 |  | 1.0987 | 1.4151 | 1.227 | 1.2741 | 0.62067 | 1.0898 | 1.2419 | 1.3056 | 0.7764 | 0.89538 | 0.86233 | 1.7701 | 1.0081 | 0.88469 | 0.88678 |  | 2010 | -3.9999e-07 | -1.8908e-07 | -3.8607e-07 | -2.5184e-08 | 2.0287e-08 |  | -2.2583e-07 | -2.402e-07 | -1.261e-07 | 3.1602e-07 | 2.058e-08 | -1.7213e-07 | -3.8485e-07 | 1.4097e-07 | -8.7422e-08 | -1.0092e-07 | -1.8917e-08 | 1.32e-07 | -6.5159e-07 | -2.4519e-07 | 0
2011 | 0.9982 | 1.047 | 1.0443 | 0.9551 | 0.78234 |  | 1.0767 | 1.4119 | 1.2851 | 1.3412 | 0.7405 | 1.252 | 1.2564 | 1.3326 | 0.76259 | 0.83786 | 0.80279 | 1.454 | 0.85997 | 0.85699 | 0.83888 |  | 2011 | 6.4867e-08 | -1.8908e-07 | 6.5765e-08 | 3.1834e-08 | 2.2888e-11 |  | -5.3064e-07 | 4.2828e-07 | -4.4111e-07 | 3.4225e-08 | 3.8086e-09 | -4.6803e-07 | -3.0241e-07 | -5.2564e-07 | -5.8705e-08 | -1.5636e-08 | 7.8295e-08 | -3.1037e-07 | -3.2855e-08 | -1.5108e-07 | 0
2012 | 0.99068 | 1.047 | 1.0493 | 0.95624 | 0.83905 |  | 1.0636 | 1.7468 | 1.3008 | 1.3813 | 0.92416 | 1.3685 | 1.2782 | 1.481 | 0.6089 | 0.81765 | 0.77 | 1.1509 | 0.77722 | 0.83212 | 0.80755 |  | 2012 | 3.158e-08 | -1.8908e-07 | 8.6349e-08 | -1.352e-08 | 4.2709e-09 |  | -3.2645e-07 | -4.5133e-07 | -2.3801e-07 | 3.709e-07 | 1.2034e-07 | -1.9102e-07 | -3.4647e-07 | 4.7594e-07 | -1.2975e-09 | 4.055e-08 | 1.0422e-07 | -3.9348e-07 | 4.5973e-09 | -6.1442e-08 | 0
2013 | 1.0273 | 1.047 | 1.0566 | 0.95769 | 0.82713 |  | 1.0731 | 1.5811 | 1.4299 | 1.4285 | 1.16 | 1.4429 | 1.283 | 1.4402 | 0.6787 | 0.75047 | 0.75117 | 0.92507 | 0.7437 | 0.83641 | 0.79192 |  | 2013 | -3.7162e-07 | -1.8908e-07 | -2.3104e-07 | 5.3349e-08 | 3.5479e-08 |  | 1.4873e-07 | 2.5963e-08 | 2.24e-08 | 1.1059e-07 | 4.8299e-07 | 1.1412e-07 | -2.8739e-07 | -3.0177e-07 | 1.0763e-07 | 1.1484e-07 | 1.7165e-07 | 5.8905e-08 | 1.3067e-07 | 1.5562e-08 | 0
2014 | 1.0054 | 1.1997 | 1.0691 | 0.95793 | 0.65225 |  | 1.1783 | 1.4995 | 1.4847 | 1.4097 | 1.5146 | 1.5188 | 1.2779 | 1.4103 | 0.78582 | 0.79361 | 0.83584 | 0.77799 | 0.77583 | 0.92209 | 0.86954 |  | 2014 | 5.063e-07 | -1.9978e-07 | -2.5624e-07 | 8.2113e-08 | 4.1615e-08 |  | 5.135e-07 | 8.4763e-09 | -1.399e-07 | -1.153e-07 | 4.4746e-07 | 2.3766e-07 | -1.5285e-07 | 5.4696e-07 | 8.6114e-08 | 1.1023e-07 | 1.3123e-07 | -2.7406e-08 | 7.7792e-09 | -2.9639e-08 | 0
2015 | 1.0256 | 1.1997 | 1.0851 | 0.95953 | 0.80949 |  | 1.1446 | 1.4681 | 1.5581 | 1.4217 | 1.6762 | 1.5895 | 1.3004 | 1.4197 | 0.77968 | 0.73463 | 0.80512 | 0.68288 | 0.72012 | 0.88026 | 0.82506 |  | 2015 | -3.3623e-07 | -1.9978e-07 | -3.4363e-07 | 5.1569e-08 | 7.3904e-08 |  | 1.412e-07 | -1.4091e-07 | -2.3232e-07 | -3.2352e-07 | -3.847e-07 | 2.8208e-07 | -6.8977e-08 | -6.48e-07 | 1.4256e-07 | 4.9852e-08 | 6.2136e-08 | -1.0585e-09 | 5.45e-08 | 1.6434e-08 | 0
2016 | 1.0291 | 1.1997 | 1.1002 | 0.96189 | 0.79326 |  | 1.1572 | 1.158 | 1.6431 | 1.4421 | 1.6755 | 1.6267 | 1.3194 | 1.315 | 0.99932 | 0.70429 | 0.80245 | 0.69065 | 0.71137 | 0.87705 | 0.81806 |  | 2016 | 1.474e-08 | -1.9978e-07 | 3.9368e-07 | 7.9216e-09 | 4.1294e-08 |  | -5.5052e-07 | 2.8391e-07 | 6.2805e-08 | -4.9487e-07 | 3.0826e-07 | 8.4419e-08 | 3.1172e-07 | -1.2808e-07 | -2.8758e-08 | 2.8276e-08 | -3.9277e-08 | -1.2012e-07 | -1.2311e-07 | -1.1131e-07 | 0
2017 | 1.0354 | 1.1997 | 1.1163 | 0.96268 | 0.88667 |  | 1.1335 | 1.1655 | 1.6422 | 1.4429 | 1.6903 | 1.6818 | 1.3264 | 1.3239 | 0.97258 | 0.69022 | 0.78558 | 0.67061 | 0.67397 | 0.85457 | 0.79754 |  | 2017 | -1.6528e-07 | -1.9978e-07 | 4.7605e-07 | 8.2744e-08 | 1.3182e-07 |  | 3.9072e-07 | 1.758e-07 | -4.825e-07 | 2.5989e-07 | -3.1174e-07 | -4.3507e-07 | 1.2125e-07 | -4.0993e-08 | 4.1012e-07 | 2.6038e-07 | 2.6045e-07 | 1.9397e-07 | 2.2569e-07 | 2.2401e-07 | 0
2018 | 1.0475 | 1.1997 | 1.1338 | 0.96318 | 0.80975 |  | 1.1621 | 1.2235 | 1.6188 | 1.4656 | 1.7156 | 1.7193 | 1.3352 | 1.3488 | 0.94987 | 0.71792 | 0.79295 | 0.67738 | 0.67594 | 0.87041 | 0.81098 |  | 2018 | 4.8994e-07 | -1.9978e-07 | 2.0329e-07 | 6.3178e-08 | 2.9829e-08 |  | 1.5755e-07 | 2.5726e-08 | -4.9329e-07 | 7.9826e-08 | -2.8278e-07 | -2.1973e-07 | 2.4245e-07 | 2.2392e-08 | -1.7686e-07 | -1.2455e-07 | -1.379e-07 | -1.35e-07 | -1.2218e-07 | -2.2259e-07 | 0
2019 | 1.064 | 1.2252 | 1.147 | 0.96486 | 0.91295 |  | 1.1471 | 1.3894 | 1.6261 | 1.4628 | 1.7811 | 1.7372 | 1.3752 | 1.4274 | 0.82557 | 0.70543 | 0.78419 | 0.64401 | 0.66028 | 0.8341 | 0.78948 |  | 2019 | -2.4211e-07 | 4.4921e-07 | -1.6463e-07 | 4.9743e-08 | 7.1398e-08 |  | 5.5363e-07 | -5.2341e-07 | 3.4686e-07 | -5.3178e-07 | 4.5964e-07 | -1.6235e-07 | 3.5188e-07 | -6.4545e-09 | 2.1895e-07 | 1.9244e-07 | 1.6044e-07 | 5.3283e-08 | 1.0924e-07 | 8.8777e-08 | 0
2020 | 1.0406 | 1.2252 | 1.1589 | 0.96559 | 0.94873 |  | 1.1368 | 1.3384 | 1.6417 | 1.4963 | 1.8295 | 1.777 | 1.3894 | 1.4167 | 0.84941 | 0.69246 | 0.75975 | 0.6214 | 0.63976 | 0.81825 | 0.76985 |  | 2020 | 1.2691e-07 | 4.4921e-07 | -3.0977e-07 | 1.2078e-07 | 2.1564e-08 |  | 3.2173e-08 | -2.5249e-07 | 2.6221e-07 | -8.9607e-08 | 4.1641e-07 | 2.8877e-08 | -4.3317e-07 | -1.9335e-07 | 2.2819e-07 | 1.3428e-07 | 1.5369e-07 | 4.7821e-08 | 1.3735e-07 | 8.692e-08 | 0
8.JEN: individual output & input indexes, 2006-2020
| Output Indexes | [6 empty] | Input Indexes | [6 empty] | Partial Productivity Indexes | [8 empty] | Output Indexes | [6 empty] | Input Indexes | [6 empty] | Partial Productivity Indexes
Year | Energy | Rat. max demand | Customers | Circuit length | CMOS | Max Demand | Total Output | Real Opex | O/H Sub-tran. lines | O/H Distr. lines | U/G Sub-tran. lines | U/G Distr. lines | Trans-formers | Total Input | Real Opex | O/H Sub-tran. lines | O/H Distr. lines | U/G Sub-tran. lines | U/G Distr. lines | Trans-formers | Capital |  | Year | Energy | Rat. max demand | Customers | Circuit length | CMOS | Max Demand | Total Output | Real Opex | O/H Sub-tran. lines | O/H Distr. lines | U/G Sub-tran. lines | U/G Distr. lines | Trans-formers | Total Input | Real Opex | O/H Sub-tran. lines | O/H Distr. lines | U/G Sub-tran. lines | U/G Distr. lines | Trans-formers | Capital
2006 | 1 | 1 | 1 | 1 | 1 |  | 1 | 1 | 1 | 1 | 1 | 1 | 1 | 1 | 1 | 1 | 1 | 1 | 1 | 1 | 1 |  | 2006 | 0 | 0 | 0 | 0 | 0 |  | 0 | 0 | 0 | 0 | 0 | 0 | 0 | 0 | 0 | 0 | 0 | 0 | 0 | 0 | 0
2007 | 1.0233 | 1.0773 | 1.0203 | 1.0089 | 1.0024 |  | 1.0386 | 1.0558 | 1.0016 | 1.0054 | 0.9027 | 1.0389 | 1.0069 | 1.0273 | 0.98373 | 1.037 | 1.0331 | 1.1506 | 0.99972 | 1.0315 | 1.0342 |  | 2007 | -4.2394e-07 | 4.2436e-07 | 1.8206e-07 | -3.7617e-07 | 1.1291e-07 |  | -5.3423e-07 | -1.1798e-07 | 4.1067e-07 | -1.842e-07 | 3.859e-08 | 1.9746e-07 | -4.6509e-08 | -2.6367e-08 | -1.3806e-07 | -5.5296e-07 | -2.086e-07 | -5.0315e-07 | -2.2596e-07 | -3.8675e-07 | 0
2008 | 1.0493 | 1.145 | 1.0322 | 1.0261 | 0.94037 |  | 1.0821 | 0.85254 | 1.0065 | 1.0179 | 0.90237 | 1.1221 | 1.0702 | 0.96063 | 1.2693 | 1.0752 | 1.0631 | 1.1992 | 0.96433 | 1.0111 | 1.0433 |  | 2008 | -3.5035e-07 | -3.1061e-07 | 1.5236e-07 | -3.2799e-08 | 3.3134e-08 |  | 5.3097e-07 | 6.1942e-08 | -1.6708e-09 | 4.0083e-07 | -4.1885e-09 | -4.0034e-07 | 1.6531e-07 | 2.2929e-07 | -4.3263e-08 | -2.2528e-07 | -3.0973e-07 | -2.918e-07 | 4.3566e-08 | 1.0414e-07 | 0
2009 | 1.0225 | 1.2183 | 1.0412 | 1.0364 | 1.0752 |  | 1.0967 | 0.93051 | 1.0548 | 1.0159 | 0.90237 | 1.1673 | 1.1151 | 0.99909 | 1.1786 | 1.0397 | 1.0795 | 1.2154 | 0.93949 | 0.98353 | 1.0389 |  | 2009 | 1.4936e-07 | -4.2702e-07 | 4.1796e-07 | 2.3108e-07 | 4.7245e-07 |  | -4.0131e-08 | 1.0907e-07 | -3.562e-07 | 1.7036e-08 | -4.1885e-09 | -2.711e-07 | -1.1405e-07 | 3.6221e-07 | -6.1219e-07 | -3.6128e-07 | -2.3559e-09 | -3.3689e-07 | -7.455e-08 | -7.319e-09 | 0
2010 | 1.0401 | 1.2183 | 1.056 | 1.0441 | 0.9539 |  | 1.1184 | 1.091 | 1.0604 | 1.0139 | 0.9027 | 1.2169 | 1.1054 | 1.0702 | 1.0251 | 1.0548 | 1.1031 | 1.239 | 0.91911 | 1.0118 | 1.0609 |  | 2010 | -4.0015e-07 | -4.2702e-07 | -3.1677e-08 | -4.4366e-07 | 4.5685e-08 |  | -4.3864e-07 | 3.5927e-07 | 9.3811e-08 | 3.6465e-07 | 3.859e-08 | -8.3054e-08 | 3.3745e-07 | 4.6243e-07 | 3.9391e-07 | 6.758e-08 | -5.118e-08 | -2.2325e-07 | -4.5378e-08 | 1.5545e-08 | 0
2011 | 1.0317 | 1.2183 | 1.0478 | 1.0565 | 0.83857 |  | 1.1347 | 1.0764 | 1.0502 | 1.0024 | 0.91875 | 1.2714 | 1.203 | 1.0787 | 1.0541 | 1.0805 | 1.132 | 1.2351 | 0.8925 | 0.94323 | 1.0515 |  | 2011 | 2.0837e-07 | -4.2702e-07 | -9.4658e-08 | -3.1493e-07 | 1.0411e-07 |  | -5.9546e-07 | 3.8744e-07 | -1.5099e-08 | -2.3853e-07 | -4.1874e-08 | 4.0473e-07 | -2.2906e-07 | -1.0052e-07 | -6.3938e-07 | -5.9795e-07 | -2.2652e-07 | -1.2757e-07 | -1.1007e-07 | -1.2048e-07 | 0
2012 | 1.02 | 1.2183 | 1.0671 | 1.0671 | 0.77674 |  | 1.1491 | 1.2225 | 1.0589 | 0.98862 | 0.97588 | 1.3364 | 1.2176 | 1.1402 | 0.93995 | 1.0852 | 1.1623 | 1.1775 | 0.85987 | 0.94377 | 1.0651 |  | 2012 | -1.3889e-07 | -4.2702e-07 | -1.5821e-07 | 3.5258e-07 | -3.1773e-08 |  | 5.3528e-07 | 7.9643e-08 | 2.4207e-07 | -1.4336e-07 | -8.8997e-08 | 4.2121e-07 | -1.3243e-07 | -3.5112e-07 | 1.9152e-07 | 4.9068e-07 | 1.7077e-07 | -1.5205e-07 | 1.8022e-07 | 2.2668e-07 | 0
2013 | 0.99412 | 1.2183 | 1.0901 | 1.0728 | 0.94433 |  | 1.1361 | 1.1701 | 1.0716 | 0.9815 | 0.97308 | 1.3863 | 1.2415 | 1.1212 | 0.97095 | 1.0602 | 1.1575 | 1.1675 | 0.81951 | 0.91513 | 1.0465 |  | 2013 | -8.6905e-08 | -4.2702e-07 | 3.6127e-07 | -3.3844e-08 | 9.4268e-08 |  | -4.8914e-07 | -5.9669e-08 | 2.914e-07 | -9.1622e-08 | 1.1048e-08 | -4.9489e-07 | -3.8513e-07 | 2.3045e-07 | -1.8692e-07 | -6.6376e-07 | -6.5955e-07 | -7.41e-07 | -1.425e-07 | -2.9073e-07 | 0
2014 | 0.9665 | 1.2183 | 1.1117 | 1.0773 | 0.9442 |  | 1.1399 | 1.1534 | 1.0431 | 0.99363 | 0.89384 | 1.4845 | 1.2642 | 1.1228 | 0.98828 | 1.0928 | 1.1472 | 1.2753 | 0.76789 | 0.90168 | 1.0363 |  | 2014 | -4.6247e-08 | -4.2702e-07 | -6.7413e-08 | -7.5256e-08 | 1.7165e-08 |  | -4.3274e-08 | 2.8337e-07 | 1.5938e-07 | -1.0743e-07 | 2.5154e-09 | 1.3641e-07 | 1.6485e-07 | 2.4396e-07 | 1.9045e-08 | -4.0519e-07 | 4.2408e-07 | 2.1198e-07 | 4.5163e-09 | 1.2761e-08 | 0
2015 | 0.98438 | 1.2183 | 1.1333 | 1.0923 | 0.77089 |  | 1.1697 | 1.1843 | 1.0482 | 0.99146 | 0.89405 | 1.5857 | 1.3344 | 1.1507 | 0.98761 | 1.1159 | 1.1797 | 1.3083 | 0.73765 | 0.87654 | 1.0392 |  | 2015 | -1.2712e-07 | -4.2702e-07 | 2.1297e-07 | -3.7003e-09 | 2.5459e-08 |  | 4.9535e-07 | 4.6478e-08 | 5.5298e-07 | -2.9782e-08 | 2.1307e-08 | 1.7287e-07 | 1.77e-07 | 9.1713e-08 | 2.7978e-07 | 3.47e-07 | -1.3457e-07 | 6.0752e-07 | 2.1239e-07 | 1.7054e-07 | 0
2016 | 0.9785 | 1.2183 | 1.1579 | 1.1018 | 0.76492 |  | 1.1788 | 1.2529 | 1.0517 | 1.0006 | 0.89647 | 1.638 | 1.3543 | 1.1868 | 0.94087 | 1.1209 | 1.1782 | 1.315 | 0.71968 | 0.87041 | 1.0329 |  | 2016 | -1.383e-07 | -4.2702e-07 | -1.2366e-07 | -3.3961e-07 | 3.8634e-08 |  | 4.7107e-07 | -4.391e-07 | 7.0446e-07 | -1.8639e-07 | -6.3161e-08 | 3.0917e-07 | -2.1509e-07 | 3.0518e-09 | 2.1773e-07 | -1.5066e-07 | 3.1374e-08 | 4.4001e-07 | 1.6719e-07 | 1.9121e-07 | 0
2017 | 0.99662 | 1.2183 | 1.1832 | 1.1207 | 0.72641 |  | 1.1978 | 1.3122 | 1.044 | 1.0059 | 0.94651 | 1.6949 | 1.3609 | 1.2121 | 0.91283 | 1.1473 | 1.1908 | 1.2655 | 0.7067 | 0.88017 | 1.0478 |  | 2017 | -1.2857e-07 | -4.2702e-07 | -3.7819e-08 | 3.1302e-07 | -1.8402e-08 |  | -1.6483e-07 | -4.4076e-07 | 6.5896e-07 | -1.0802e-07 | -1.9524e-08 | -1.6182e-07 | -2.3412e-07 | -2.3598e-07 | 5.3049e-08 | 1.3786e-07 | 5.0106e-07 | 3.6071e-08 | 5.1935e-08 | 7.502e-08 | 0
2018 | 0.98594 | 1.2183 | 1.2065 | 1.1484 | 0.75503 |  | 1.2112 | 1.2056 | 1.1785 | 1.0075 | 1.1097 | 1.8423 | 1.3962 | 1.1877 | 1.0047 | 1.0277 | 1.2021 | 1.0915 | 0.65742 | 0.86747 | 1.0321 |  | 2018 | -8.2028e-08 | -4.2702e-07 | -4.352e-07 | 4.2712e-07 | 5.3205e-08 |  | -2.8649e-07 | -5.5421e-07 | 4.8798e-07 | -8.5922e-08 | -2.8189e-07 | -3.5892e-07 | -4.2837e-07 | -1.9724e-07 | 6.133e-07 | -2.2307e-07 | 5.105e-07 | 1.8891e-07 | 8.0819e-08 | 2.4255e-08 | 0
2019 | 0.98826 | 1.2259 | 1.2294 | 1.159 | 0.84674 |  | 1.2141 | 1.2589 | 1.1714 | 1.0346 | 1.294 | 1.8928 | 1.4277 | 1.2259 | 0.96437 | 1.0365 | 1.1735 | 0.93819 | 0.6414 | 0.85037 | 1.0109 |  | 2019 | -1.506e-07 | -9.2392e-08 | -3.85e-07 | 3.7636e-07 | -6.4065e-08 |  | 6.813e-08 | -2.1803e-07 | 3.1359e-07 | -3.0543e-07 | 1.1002e-08 | -3.434e-07 | 2.8054e-07 | 4.6291e-07 | 6.7459e-08 | 9.7575e-08 | 2.3016e-07 | -6.5974e-08 | 3.8462e-08 | 2.1882e-08 | 0
2020 | 0.95974 | 1.255 | 1.2513 | 1.1713 | 0.90117 |  | 1.2253 | 1.0837 | 1.1656 | 1.01 | 1.5004 | 1.9672 | 1.4806 | 1.1577 | 1.1307 | 1.0512 | 1.2132 | 0.81668 | 0.6229 | 0.82762 | 1.0138 |  | 2020 | -7.2569e-08 | -5.8044e-07 | -3.2841e-07 | 5.4522e-07 | 4.7265e-08 |  | 3.7315e-07 | -1.572e-07 | -1.0291e-07 | 1.7637e-07 | -1.9485e-08 | -5.0332e-07 | 2.2366e-07 | -3.5513e-07 | 8.501e-07 | -9.2953e-08 | 2.1231e-07 | 2.348e-07 | 1.4253e-07 | 1.7544e-07 | 0
9.PCR: individual output & input indexes, 2006-2020
| Output Indexes | [6 empty] | Input Indexes | [6 empty] | Partial Productivity Indexes | [8 empty] | Output Indexes | [6 empty] | Input Indexes | [6 empty] | Partial Productivity Indexes
Year | Energy | Rat. max demand | Customers | Circuit length | CMOS | Max Demand | Total Output | Real Opex | O/H Sub-tran. lines | O/H Distr. lines | U/G Sub-tran. lines | U/G Distr. lines | Trans-formers | Total Input | Real Opex | O/H Sub-tran. lines | O/H Distr. lines | U/G Sub-tran. lines | U/G Distr. lines | Trans-formers | Capital |  | Year | Energy | Rat. max demand | Customers | Circuit length | CMOS | Max Demand | Total Output | Real Opex | O/H Sub-tran. lines | O/H Distr. lines | U/G Sub-tran. lines | U/G Distr. lines | Trans-formers | Total Input | Real Opex | O/H Sub-tran. lines | O/H Distr. lines | U/G Sub-tran. lines | U/G Distr. lines | Trans-formers | Capital
2006 | 1 | 1 | 1 | 1 | 1 |  | 1 | 1 | 1 | 1 | 1 | 1 | 1 | 1 | 1 | 1 | 1 | 1 | 1 | 1 | 1 |  | 2006 | 0 | 0 | 0 | 0 | 0 |  | 0 | 0 | 0 | 0 | 0 | 0 | 0 | 0 | 0 | 0 | 0 | 0 | 0 | 0 | 0
2007 | 1.0149 | 1.055 | 1.0179 | 1.0035 | 1.1813 |  | 0.99656 | 0.87663 | 1.0012 | 1.0006 | 1.0523 | 1.0526 | 1.0347 | 0.958 | 1.1368 | 0.99539 | 0.99593 | 0.94705 | 0.94677 | 0.96313 | 0.9747 |  | 2007 | -3.6137e-07 | 5.7694e-07 | 4.818e-08 | -2.7224e-07 | 2.9485e-07 |  | 4.2508e-08 | -9.0118e-09 | 3.1094e-07 | 5.4443e-08 | 8.8165e-08 | -4.3094e-07 | -4.2721e-07 | -1.1096e-07 | 9.1883e-08 | 5.8546e-08 | -1.1771e-07 | -3.4115e-08 | -8.0769e-08 | 3.0765e-08 | 0
2008 | 1.0357 | 1.1179 | 1.0367 | 1.0062 | 1.0175 |  | 1.058 | 0.89587 | 1.0035 | 1.0038 | 1.061 | 1.0613 | 1.0787 | 0.97798 | 1.181 | 1.0543 | 1.054 | 0.99723 | 0.99687 | 0.98083 | 1.0168 |  | 2008 | -2.409e-07 | -3.0537e-07 | -1.3426e-07 | 4.6552e-07 | 2.7771e-09 |  | 3.8667e-07 | 2.9368e-08 | 2.4413e-07 | -2.3106e-07 | -1.7723e-07 | 2.1961e-07 | -2.5867e-07 | 1.3743e-07 | 3.6278e-07 | 2.7932e-07 | 3.4636e-07 | 2.5391e-07 | 2.3613e-07 | 9.3434e-08 | 0
2009 | 1.0338 | 1.216 | 1.0558 | 1.0176 | 1.4838 |  | 1.0203 | 0.98853 | 1.0002 | 1.0005 | 1.3735 | 1.374 | 1.1081 | 1.0531 | 1.0321 | 1.02 | 1.0198 | 0.74285 | 0.74258 | 0.9208 | 0.92455 |  | 2009 | 2.5731e-07 | 6.0886e-07 | 1.5258e-07 | -1.9562e-08 | 3.8346e-07 |  | 3.5499e-07 | -1.6422e-08 | 4.3216e-07 | 1.2251e-07 | 1.4146e-07 | -2.8575e-07 | 1.6107e-07 | 4.1801e-08 | 3.1486e-07 | -5.5738e-08 | 4.5407e-07 | 2.7665e-07 | 1.6554e-07 | 3.6788e-07 | 0
2010 | 1.0523 | 1.216 | 1.0772 | 1.0254 | 1.3332 |  | 1.0565 | 0.94804 | 1.0005 | 1.0007 | 1.5364 | 1.537 | 1.137 | 1.0576 | 1.1144 | 1.056 | 1.0558 | 0.68764 | 0.68739 | 0.9292 | 0.92754 |  | 2010 | 2.531e-07 | 6.0886e-07 | -4.5506e-07 | -1.7551e-07 | 1.8295e-07 |  | 1.5752e-07 | 2.4359e-08 | -3.3517e-07 | 4.7439e-07 | -2.3656e-07 | -2.5122e-07 | -3.0585e-07 | -5.3635e-07 | -2.7035e-07 | 1.1638e-08 | -3.8303e-07 | -7.6072e-09 | -1.1398e-07 | -5.4977e-08 | 0
2011 | 1.0318 | 1.216 | 1.1014 | 1.0203 | 1.1374 |  | 1.0931 | 0.9865 | 1.0004 | 1.0034 | 1.4257 | 1.4247 | 1.1668 | 1.0694 | 1.1081 | 1.0926 | 1.0894 | 0.76671 | 0.76725 | 0.9368 | 0.96463 |  | 2011 | 4.3622e-07 | 6.0886e-07 | 2.0923e-07 | 4.0871e-07 | -3.2714e-07 |  | -1.0137e-07 | -5.6554e-08 | -9.7954e-08 | 2.3252e-07 | 2.408e-07 | -2.4323e-07 | 4.0752e-07 | 3.3587e-07 | -6.8684e-09 | 5.3136e-07 | 8.4974e-08 | 3.3195e-07 | 1.7475e-07 | 2.3847e-07 | 0
2012 | 1.0587 | 1.216 | 1.1199 | 1.0268 | 1.1974 |  | 1.0919 | 1.1705 | 1.0074 | 1.005 | 1.4257 | 1.4277 | 1.1992 | 1.1554 | 0.93284 | 1.0838 | 1.0865 | 0.76585 | 0.76476 | 0.9105 | 0.95271 |  | 2012 | -4.9039e-07 | 6.0886e-07 | 1.7287e-07 | -5.0034e-08 | -5.4869e-07 |  | 7.9155e-07 | 3.3099e-07 | -2.9461e-07 | -2.1783e-07 | 2.408e-07 | 1.8291e-07 | -3.2349e-07 | 3.6265e-07 | 3.2123e-07 | 6.2116e-08 | 5.6573e-07 | 3.3939e-07 | 2.9487e-07 | 3.409e-07 | 0
2013 | 1.0402 | 1.216 | 1.1355 | 1.0309 | 1.3041 |  | 1.0768 | 1.2438 | 1.0065 | 1.0085 | 1.4257 | 1.5104 | 1.2412 | 1.2023 | 0.86574 | 1.0699 | 1.0678 | 0.75531 | 0.71294 | 0.86761 | 0.91666 |  | 2013 | -2.9589e-07 | 6.0886e-07 | 1.9823e-07 | -1.9177e-07 | -3.7971e-07 |  | 1.4251e-07 | 2.1759e-07 | -5.3841e-07 | -1.664e-07 | 2.408e-07 | -1.4763e-07 | 1.5434e-07 | 5.2818e-07 | 2.3364e-07 | 4.5367e-07 | 4.7393e-07 | 3.2289e-07 | 2.616e-07 | 3.4583e-07 | 0
2014 | 1.0182 | 1.2424 | 1.1525 | 1.0349 | 1.5813 |  | 1.0472 | 1.1292 | 0.98223 | 1.0155 | 1.7024 | 1.5721 | 1.2806 | 1.1677 | 0.92742 | 1.0662 | 1.0312 | 0.61515 | 0.66614 | 0.81777 | 0.87352 |  | 2014 | -4.6851e-07 | -7.7042e-08 | 2.3965e-07 | -2.5384e-07 | -2.6711e-08 |  | 7.0075e-07 | -2.6352e-07 | -7.9932e-08 | -1.7534e-07 | -3.7495e-07 | -4.0759e-07 | 7.0953e-08 | -3.5109e-07 | 3.8525e-07 | 1.0113e-06 | 3.4274e-08 | 3.9704e-07 | 3.762e-07 | 4.5465e-07 | 0
2015 | 1.0557 | 1.2424 | 1.1705 | 1.0387 | 1.2984 |  | 1.1003 | 1.2111 | 0.98104 | 1.0165 | 1.7075 | 1.7014 | 1.2931 | 1.2162 | 0.90855 | 1.1216 | 1.0824 | 0.6444 | 0.64671 | 0.85088 | 0.90037 |  | 2015 | -1.2959e-07 | -7.7042e-08 | -7.2213e-07 | 2.8967e-07 | -2.7984e-07 |  | 4.5102e-07 | -3.4383e-07 | -1.4825e-07 | 7.5256e-08 | -1.0614e-07 | -4.754e-07 | -3.9505e-08 | -8.28e-07 | 5.3398e-07 | 5.8577e-07 | 9.3503e-07 | 4.7823e-07 | 3.5917e-07 | 5.9808e-07 | 0
2016 | 1.0502 | 1.2424 | 1.2042 | 1.0418 | 1.2891 |  | 1.1095 | 1.0267 | 1.001 | 1.0183 | 1.7584 | 1.7722 | 1.3198 | 1.1498 | 1.0806 | 1.1084 | 1.0895 | 0.63099 | 0.62608 | 0.84066 | 0.8924 |  | 2016 | 4.0862e-07 | -7.7042e-08 | -7.2602e-07 | 6.2866e-08 | 3.0293e-07 |  | 7.9915e-07 | -2.3775e-07 | -5.5671e-07 | -3.5591e-08 | -5.0787e-07 | -3.8405e-07 | 1.4526e-07 | 8.461e-09 | 4.7568e-07 | 4.8452e-07 | 3.3083e-07 | 4.7928e-07 | 3.9428e-07 | 7.0742e-07 | 0
2017 | 1.0564 | 1.2424 | 1.2295 | 1.048 | 1.0158 |  | 1.1622 | 1.1071 | 1.0169 | 1.0166 | 1.6823 | 1.8908 | 1.3577 | 1.2007 | 1.0498 | 1.1429 | 1.1432 | 0.69082 | 0.61465 | 0.85598 | 0.91344 |  | 2017 | 1.3414e-07 | -7.7042e-08 | -7.2604e-07 | 5.1601e-07 | -3.5899e-07 |  | 8.6104e-07 | 1.7545e-07 | -6.2836e-08 | -9.8434e-08 | -1.5321e-07 | -2.3918e-07 | -5.0573e-07 | 1.7863e-07 | 5.8243e-07 | 7.7923e-07 | 5.8829e-07 | 5.445e-07 | 4.9004e-07 | 5.8324e-07 | 0
2018 | 1.0596 | 1.2631 | 1.2588 | 1.0521 | 1.3991 |  | 1.1168 | 1.1352 | 1.0113 | 1.017 | 1.6626 | 1.9865 | 1.3893 | 1.2256 | 0.98385 | 1.1043 | 1.0981 | 0.67173 | 0.5622 | 0.80386 | 0.86194 |  | 2018 | 4.8603e-07 | 2.4548e-07 | -1.302e-07 | 2.946e-07 | -1.4603e-07 |  | 2.4953e-07 | 4.4617e-07 | 3.1362e-07 | -5.3032e-08 | 2.1955e-07 | 1.1246e-07 | -1.7558e-07 | 3.5564e-07 | 3.8689e-07 | 7.2709e-07 | 9.7302e-07 | 3.5913e-07 | 2.9916e-07 | 4.6507e-07 | 0
2019 | 1.0724 | 1.2688 | 1.2859 | 1.0577 | 1.3809 |  | 1.1312 | 1.0995 | 1.0126 | 1.0176 | 3.7781 | 2.104 | 1.4171 | 1.226 | 1.0289 | 1.1171 | 1.1117 | 0.29941 | 0.53764 | 0.79826 | 0.85539 |  | 2019 | -2.5957e-07 | -2.6711e-08 | -4.084e-07 | 4.4312e-07 | 1.7113e-07 |  | 2.0115e-07 | 3.1706e-07 | -6.3121e-07 | -3.7221e-07 | -7.738e-07 | -2.8584e-07 | 5.1537e-08 | -3.0075e-08 | 2.1551e-07 | 3.7714e-07 | 1.5873e-07 | 1.4698e-07 | 1.6402e-07 | 2.3792e-07 | 0
2020 | 1.0494 | 1.2944 | 1.3004 | 1.0646 | 1.3636 |  | 1.1468 | 1.0338 | 1.0125 | 1.0176 | 3.973 | 2.2699 | 1.4644 | 1.2168 | 1.1094 | 1.1327 | 1.127 | 0.28866 | 0.50524 | 0.78315 | 0.84394 |  | 2020 | 7.7591e-08 | 5.592e-07 | -8.1352e-08 | 9.6474e-08 | 9.4528e-09 |  | 4.0622e-07 | -2.8004e-07 | 2.1126e-08 | -1.3198e-07 | -3.8213e-07 | -2.2836e-07 | -3.7809e-07 | -4.7644e-07 | -2.5254e-08 | 3.063e-07 | -2.7076e-07 | 8.3849e-08 | 1.8571e-07 | 3.1298e-07 | 0
10.SAP: individual output & input indexes, 2006-2020
| Output Indexes | [6 empty] | Input Indexes | [6 empty] | Partial Productivity Indexes | [8 empty] | Output Indexes | [6 empty] | Input Indexes | [6 empty] | Partial Productivity Indexes
Year | Energy | Rat. max demand | Customers | Circuit length | CMOS | Max Demand | Total Output | Real Opex | O/H Sub-tran. lines | O/H Distr. lines | U/G Sub-tran. lines | U/G Distr. lines | Trans-formers | Total Input | Real Opex | O/H Sub-tran. lines | O/H Distr. lines | U/G Sub-tran. lines | U/G Distr. lines | Trans-formers | Capital |  | Year | Energy | Rat. max demand | Customers | Circuit length | CMOS | Max Demand | Total Output | Real Opex | O/H Sub-tran. lines | O/H Distr. lines | U/G Sub-tran. lines | U/G Distr. lines | Trans-formers | Total Input | Real Opex | O/H Sub-tran. lines | O/H Distr. lines | U/G Sub-tran. lines | U/G Distr. lines | Trans-formers | Capital
2006 | 1 | 1 | 1 | 1 | 1 |  | 1 | 1 | 1 | 1 | 1 | 1 | 1 | 1 | 1 | 1 | 1 | 1 | 1 | 1 | 1 |  | 2006 | 0 | 0 | 0 | 0 | 0 |  | 0 | 0 | 0 | 0 | 0 | 0 | 0 | 0 | 0 | 0 | 0 | 0 | 0 | 0 | 0
2007 | 1.0278 | 1 | 1.0008 | 1.0058 | 1.153 |  | 0.97423 | 0.9268 | 1.009 | 1.0001 | 1.0213 | 1.0403 | 1.0517 | 1.0032 | 1.0512 | 0.96552 | 0.97418 | 0.95395 | 0.93649 | 0.92638 | 0.94004 |  | 2007 | 2.6726e-07 | 0 | -3.5887e-07 | -4.7984e-07 | 3.1644e-07 |  | -5.489e-08 | -3.3737e-08 | 3.4829e-07 | -3.5582e-07 | -4.9767e-08 | 1.1635e-08 | -1.1823e-07 | 1.6599e-07 | 1.3593e-08 | -2.536e-08 | -1.3907e-08 | -5.0647e-08 | -1.2779e-07 | -2.65e-08 | 0
2008 | 1.0356 | 1.0704 | 1.0029 | 1.0117 | 0.83106 |  | 1.0732 | 1.0378 | 1.018 | 1.0001 | 1.0425 | 1.0806 | 1.0747 | 1.0496 | 1.0341 | 1.0542 | 1.0731 | 1.0294 | 0.99317 | 0.99866 | 1.0133 |  | 2008 | -5.0391e-07 | 3.7641e-07 | -1.4078e-07 | 1.5954e-07 | 6.7174e-08 |  | -8.4869e-08 | 1.6567e-07 | -4.2263e-07 | 2.8836e-07 | -2.1874e-07 | -9.594e-08 | -1.5586e-07 | -4.661e-07 | -3.1785e-07 | -2.2249e-07 | -2.162e-07 | 1.0817e-07 | 9.4258e-08 | 1.0344e-07 | 0
2009 | 1.0285 | 1.1546 | 1.0457 | 1.0212 | 0.91202 |  | 1.102 | 1.1433 | 1.0339 | 1.001 | 1.1182 | 1.1311 | 1.1056 | 1.1073 | 0.96393 | 1.0659 | 1.1009 | 0.98552 | 0.97436 | 0.99679 | 1.0111 |  | 2009 | -2.7752e-07 | 3.2874e-07 | 1.5144e-08 | -2.1892e-07 | 6.0684e-08 |  | 8.739e-07 | 4.4004e-07 | 4.2586e-07 | -1.2439e-07 | -4.0514e-07 | 4.014e-07 | 2.5986e-08 | -6.0606e-07 | 4.6478e-07 | 5.2617e-07 | 8.6876e-07 | 5.6025e-07 | 4.2061e-07 | 4.2868e-07 | 0
2010 | 1.0501 | 1.1546 | 1.0618 | 1.028 | 1.2261 |  | 1.0479 | 1.1369 | 1.0538 | 1.0012 | 1.1147 | 1.1688 | 1.1567 | 1.1288 | 0.92179 | 0.99441 | 1.0466 | 0.94013 | 0.89658 | 0.90602 | 0.9311 |  | 2010 | 4.1979e-07 | 3.2874e-07 | -2.9527e-07 | 2.1021e-07 | 1.5945e-07 |  | 7.644e-07 | -4.1071e-07 | -3.3624e-07 | -2.166e-07 | 8.5152e-08 | -1.0865e-07 | 1.3926e-07 | -1.3599e-07 | 3.8392e-07 | 4.8134e-07 | 9.1818e-07 | 4.0421e-07 | 2.4583e-07 | 3.7538e-07 | 0
2011 | 1.0278 | 1.1546 | 1.0735 | 1.0279 | 1.1098 |  | 1.0725 | 1.4191 | 1.0202 | 1.0021 | 0.9985 | 1.1932 | 1.189 | 1.2311 | 0.75573 | 1.0512 | 1.0702 | 1.0741 | 0.89878 | 0.90201 | 0.93528 |  | 2011 | -3.1461e-07 | 3.2874e-07 | 2.0152e-07 | -1.4666e-07 | 2.7386e-07 |  | 5.5196e-07 | 4.3713e-07 | -1.4403e-07 | -2.0864e-07 | -2.1793e-08 | -1.4559e-07 | 4.3301e-07 | 6.7612e-08 | 2.0883e-08 | 2.6955e-07 | -3.4613e-08 | 7.6769e-08 | -9.5872e-08 | 1.1908e-07 | 0
2012 | 1.0059 | 1.1546 | 1.0839 | 1.0332 | 0.9016 |  | 1.1126 | 1.4595 | 1.0327 | 0.99702 | 1.1365 | 1.218 | 1.2398 | 1.2635 | 0.76226 | 1.0774 | 1.1159 | 0.97892 | 0.91341 | 0.89735 | 0.94428 |  | 2012 | 3.8798e-07 | 3.2874e-07 | -2.4503e-07 | -1.264e-07 | 6.087e-08 |  | -1.1876e-07 | -4.4078e-07 | 6.7383e-08 | 1.3923e-07 | 4.1092e-08 | -5.0667e-08 | 2.3514e-07 | 1.1597e-09 | 7.2033e-08 | -3.5557e-07 | -6.072e-07 | -7.5311e-09 | -1.4895e-07 | -2.5252e-08 | 0
2013 | 1.0049 | 1.1546 | 1.0885 | 1.036 | 0.99733 |  | 1.0981 | 1.5463 | 1.0366 | 0.9975 | 1.1443 | 1.2344 | 1.269 | 1.306 | 0.71015 | 1.0593 | 1.1008 | 0.9596 | 0.88953 | 0.86534 | 0.91706 |  | 2013 | -1.7392e-07 | 3.2874e-07 | -3.3474e-07 | 1.7149e-07 | 1.0654e-07 |  | 4.9609e-07 | 1.2856e-08 | 4.3719e-07 | 1.3629e-07 | -2.143e-07 | 6.2502e-07 | -3.5854e-07 | -2.9107e-07 | 3.0071e-07 | 3.5964e-07 | 2.41e-07 | 2.661e-07 | 1.5241e-07 | 3.4454e-07 | 0
2014 | 0.96794 | 1.1546 | 1.0936 | 1.0383 | 1.172 |  | 1.0679 | 1.5825 | 1.0337 | 0.98766 | 1.173 | 1.2534 | 1.2977 | 1.3321 | 0.67478 | 1.033 | 1.0812 | 0.91038 | 0.85194 | 0.8229 | 0.8788 |  | 2014 | -1.3589e-07 | 3.2874e-07 | 1.5513e-07 | 1.8436e-07 | -3.7125e-08 |  | -9.2155e-08 | -1.4387e-07 | -1.9478e-07 | 8.1462e-08 | -6.8863e-08 | -3.0647e-08 | -1.9806e-08 | 4.2474e-07 | 2.3795e-07 | 5.6865e-07 | 6.7413e-07 | 2.9262e-07 | 1.2425e-07 | 2.6738e-07 | 0
2015 | 0.94413 | 1.1546 | 1.0964 | 1.0397 | 0.86719 |  | 1.1156 | 1.6442 | 1.0513 | 0.95872 | 1.218 | 1.2714 | 1.3247 | 1.356 | 0.67849 | 1.0611 | 1.1636 | 0.91589 | 0.87748 | 0.84211 | 0.90767 |  | 2015 | -1.2959e-07 | 3.2874e-07 | -4.6671e-07 | 4.0988e-07 | 1.3107e-07 |  | 8.873e-08 | -4.4276e-07 | -3.8667e-07 | 1.2698e-07 | 4.064e-07 | 7.4139e-07 | -3.4494e-07 | -3.5792e-07 | 3.0093e-07 | 1.2957e-07 | 6.5883e-07 | 4.9151e-07 | 1.8892e-07 | 4.61e-07 | 0
2016 | 0.94528 | 1.1546 | 1.1025 | 1.0469 | 0.97961 |  | 1.1031 | 1.3789 | 1.0432 | 0.96436 | 1.2126 | 1.3033 | 1.3362 | 1.2835 | 0.80002 | 1.0575 | 1.1439 | 0.90975 | 0.84645 | 0.82561 | 0.88748 |  | 2016 | -7.1811e-08 | 3.2874e-07 | -1.981e-07 | -1.7172e-07 | 9.7906e-08 |  | 7.1857e-07 | 3.2907e-07 | 5.5775e-07 | 1.4503e-07 | 3.1685e-08 | 1.6764e-07 | -3.2723e-07 | -1.7726e-07 | 2.4172e-07 | 2.8689e-07 | -2.362e-08 | 2.544e-07 | 8.5248e-08 | 1.2535e-07 | 0
2017 | 0.93246 | 1.1546 | 1.1277 | 1.0488 | 1.0917 |  | 1.0884 | 1.5883 | 1.0582 | 0.96427 | 1.2118 | 1.3189 | 1.342 | 1.3573 | 0.68524 | 1.0285 | 1.1287 | 0.89814 | 0.82522 | 0.81099 | 0.86779 |  | 2017 | -1.0125e-07 | 3.2874e-07 | -4.5252e-07 | 3.6282e-07 | -8.1085e-08 |  | 7.6048e-07 | 4.3379e-07 | -4.3404e-08 | 5.9248e-08 | -4.8405e-07 | 5.4504e-07 | -7.0839e-08 | 4.1311e-07 | 2.0627e-07 | 1.4848e-07 | 3.7555e-08 | 3.8396e-07 | 1.9572e-07 | 2.1218e-07 | 0
2018 | 0.92691 | 1.1546 | 1.1484 | 1.0528 | 0.96686 |  | 1.1151 | 1.5563 | 1.0658 | 0.97391 | 1.2581 | 1.3356 | 1.3551 | 1.3568 | 0.71647 | 1.0462 | 1.1449 | 0.88632 | 0.83485 | 0.82285 | 0.8803 |  | 2018 | -1.1542e-07 | 3.2874e-07 | 1.7331e-07 | 4.1755e-07 | 1.839e-07 |  | 2.2381e-07 | 2.0401e-07 | 1.3007e-07 | 4.2168e-08 | -4.2426e-07 | -1.0569e-07 | -4.1341e-07 | 2.5167e-07 | 3.6247e-07 | 1.0252e-07 | 7.5976e-07 | 4.8399e-07 | 2.0343e-07 | 3.027e-07 | 0
2019 | 0.91752 | 1.1546 | 1.1635 | 1.0527 | 1.0888 |  | 1.0966 | 1.5969 | 1.0615 | 0.98113 | 1.2651 | 1.3753 | 1.3598 | 1.3786 | 0.6867 | 1.0331 | 1.1177 | 0.8668 | 0.79735 | 0.80644 | 0.85686 |  | 2019 | -1.0546e-07 | 3.2874e-07 | -4.452e-07 | 1.144e-07 | 2.076e-08 |  | 9.4267e-07 | 1.518e-07 | -2.6962e-08 | 5.279e-08 | -1.898e-07 | 2.6783e-07 | 4.3079e-07 | -2.9759e-07 | 2.7996e-07 | 6.0478e-08 | 4.6968e-07 | 4.4194e-07 | 2.5178e-07 | 3.2718e-07 | 0
2020 | 0.89914 | 1.1546 | 1.1743 | 1.0541 | 0.90026 |  | 1.1285 | 1.4232 | 1.0654 | 0.99421 | 1.2914 | 1.4105 | 1.3746 | 1.3353 | 0.79292 | 1.0592 | 1.135 | 0.87384 | 0.80004 | 0.82096 | 0.86924 |  | 2020 | -7.3099e-08 | 3.2874e-07 | -7.0587e-08 | 1.676e-07 | 9.8735e-08 |  | 9.1744e-07 | 3.8805e-07 | 2.8355e-07 | 1.5367e-07 | 3.2635e-07 | 5.7336e-07 | -1.0033e-07 | -2.6411e-07 | 3.6332e-07 | 3.6205e-07 | 7.5988e-07 | 5.7792e-07 | 2.8368e-07 | 3.5044e-07 | 0
11.AND: individual output & input indexes, 2006-2020
| Output Indexes | [6 empty] | Input Indexes | [6 empty] | Partial Productivity Indexes | [8 empty] | Output Indexes | [6 empty] | Input Indexes | [6 empty] | Partial Productivity Indexes
Year | Energy | Rat. max demand | Customers | Circuit length | CMOS | Max Demand | Total Output | Real Opex | O/H Sub-tran. lines | O/H Distr. lines | U/G Sub-tran. lines | U/G Distr. lines | Trans-formers | Total Input | Real Opex | O/H Sub-tran. lines | O/H Distr. lines | U/G Sub-tran. lines | U/G Distr. lines | Trans-formers | Capital |  | Year | Energy | Rat. max demand | Customers | Circuit length | CMOS | Max Demand | Total Output | Real Opex | O/H Sub-tran. lines | O/H Distr. lines | U/G Sub-tran. lines | U/G Distr. lines | Trans-formers | Total Input | Real Opex | O/H Sub-tran. lines | O/H Distr. lines | U/G Sub-tran. lines | U/G Distr. lines | Trans-formers | Capital
2006 | 1 | 1 | 1 | 1 | 1 |  | 1 | 1 | 1 | 1 | 1 | 1 | 1 | 1 | 1 | 1 | 1 | 1 | 1 | 1 | 1 |  | 2006 | 0 | 0 | 0 | 0 | 0 |  | 0 | 0 | 0 | 0 | 0 | 0 | 0 | 0 | 0 | 0 | 0 | 0 | 0 | 0 | 0
2007 | 1.0138 | 1.0448 | 1.0185 | 1.0079 | 0.95214 |  | 1.0388 | 1.2235 | 1.0058 | 1.003 | 1.0316 | 1.0778 | 1.0635 | 1.1054 | 0.84902 | 1.0328 | 1.0357 | 1.0069 | 0.96377 | 0.97673 | 0.99943 |  | 2007 | -1.6711e-07 | -2.682e-07 | -2.2286e-07 | 1.7255e-07 | 3.9734e-08 |  | 2.785e-07 | -2.9795e-07 | -1.7784e-08 | 1.4577e-07 | 6.5773e-08 | -4.0741e-07 | 2.1966e-07 | -2.2465e-07 | -4.7173e-08 | 1.9093e-07 | 1.3086e-07 | 1.5574e-07 | -2.087e-08 | -1.176e-08 | 0
2008 | 1.066 | 1.1142 | 1.0366 | 1.0145 | 0.72248 |  | 1.1312 | 1.3169 | 1.0118 | 1.0063 | 1 | 1.1105 | 1.0797 | 1.1526 | 0.85894 | 1.1179 | 1.1241 | 1.1312 | 1.0186 | 1.0476 | 1.0732 |  | 2008 | -2.0177e-07 | 6.3158e-07 | -1.7922e-07 | 2.7514e-07 | 4.9957e-09 |  | -2.3736e-07 | -1.828e-07 | -6.1081e-08 | 3.1779e-07 | 0 | 3.0793e-07 | -3.2375e-07 | 3.8044e-07 | 9.0362e-08 | 3.629e-07 | -3.4533e-07 | -2.3736e-07 | 2.9432e-07 | 1.5121e-07 | 0
2009 | 1.0476 | 1.1944 | 1.0548 | 1.029 | 0.99131 |  | 1.1097 | 1.527 | 1.036 | 1.0102 | 1.0114 | 1.1915 | 1.1983 | 1.2637 | 0.72669 | 1.0711 | 1.0985 | 1.0971 | 0.93134 | 0.92608 | 0.99706 |  | 2009 | -3.6008e-07 | 4.6127e-07 | 1.9412e-07 | 1.6368e-07 | 7.528e-08 |  | 1.1648e-07 | -1.5038e-08 | -4.5051e-07 | -6.3416e-08 | 1.4431e-07 | 4.7166e-07 | 4.9126e-08 | -6.5094e-08 | -2.6737e-08 | 2.2793e-07 | 1.7809e-07 | -4.4978e-07 | -7.9784e-08 | -1.0469e-07 | 0
2010 | 1.0691 | 1.1985 | 1.0665 | 1.0352 | 0.73073 |  | 1.178 | 1.4769 | 1.0589 | 1.0118 | 1.0035 | 1.2411 | 1.1842 | 1.251 | 0.7976 | 1.1124 | 1.1642 | 1.1739 | 0.94915 | 0.99472 | 1.0522 |  | 2010 | 3.0027e-07 | -7.5226e-08 | 4.1357e-07 | 3.0492e-07 | 9.66e-08 |  | -4.5163e-07 | 4.7131e-07 | 3.8803e-08 | -3.6499e-07 | -3.6111e-07 | -1.7295e-07 | 4.7277e-07 | -2.6517e-07 | -2.7751e-07 | -8.384e-08 | -7.1846e-07 | -6.3909e-08 | -3.2062e-07 | -3.6302e-07 | 0
2011 | 1.0313 | 1.1985 | 1.0813 | 1.0411 | 0.82988 |  | 1.1574 | 1.4878 | 1.0601 | 1.012 | 1.1446 | 1.2966 | 1.2394 | 1.2758 | 0.77794 | 1.0918 | 1.1437 | 1.0112 | 0.89265 | 0.93389 | 1.0069 |  | 2011 | -2.8294e-07 | -7.5226e-08 | 7.3936e-08 | 7.8896e-08 | 4.6045e-08 |  | -3.7775e-07 | 2.6768e-07 | 3.4235e-07 | 3.6867e-07 | -3.2333e-08 | -3.0676e-07 | 2.1328e-07 | -7.0206e-08 | -3.1878e-07 | -5.409e-07 | -1.1432e-07 | -5.5292e-07 | -2.5714e-07 | -4.7261e-07 | 0
2012 | 1.0266 | 1.1985 | 1.1045 | 1.0529 | 0.73193 |  | 1.1875 | 1.5777 | 1.0753 | 1.0213 | 1.1446 | 1.3729 | 1.2499 | 1.3192 | 0.75269 | 1.1044 | 1.1628 | 1.0375 | 0.86497 | 0.95008 | 1.0139 |  | 2012 | -4.9336e-07 | -7.5226e-08 | 4.0796e-07 | -1.7342e-08 | 5.9843e-08 |  | -5.191e-08 | -2.2572e-07 | -1.076e-07 | -2.5363e-07 | -3.2333e-08 | -3.942e-07 | 4.3915e-08 | -7.103e-07 | -1.9568e-07 | -3.9378e-07 | 6.4209e-08 | -3.4194e-07 | -6.2243e-08 | -1.9018e-07 | 0
2013 | 1.0139 | 1.1985 | 1.1254 | 1.0558 | 0.79037 |  | 1.1788 | 1.7486 | 1.0574 | 1.0212 | 2.7315 | 1.422 | 1.2792 | 1.3895 | 0.67417 | 1.1149 | 1.1543 | 0.43157 | 0.82901 | 0.92157 | 0.98834 |  | 2013 | -2.0242e-07 | -7.5226e-08 | 2.4368e-07 | 3.9558e-08 | 7.6675e-10 |  | -4.6223e-07 | -3.4594e-07 | 4.5083e-07 | 2.8749e-07 | -1.0202e-07 | -2.2182e-07 | -1.428e-07 | -1.5658e-07 | -2.358e-07 | -5.4224e-07 | -6.0661e-08 | -1.9709e-07 | -2.2094e-07 | -5.0982e-07 | 0
2014 | 1.0067 | 1.2018 | 1.1318 | 1.0662 | 0.93921 |  | 1.1575 | 1.8019 | 1.1276 | 1.0232 | 3.1257 | 1.4963 | 1.2785 | 1.4191 | 0.64238 | 1.0265 | 1.1312 | 0.37031 | 0.77357 | 0.90536 | 0.95658 |  | 2014 | 2.3161e-07 | -2.1813e-07 | -3.096e-08 | -9.449e-08 | 3.4654e-08 |  | -3.1604e-07 | -1.4375e-07 | 2.5414e-07 | -1.2244e-07 | 2.2978e-07 | 7.4722e-08 | 3.6425e-07 | -7.8636e-08 | -3.3044e-07 | -7.5167e-08 | -5.3865e-07 | -2.1144e-07 | -3.445e-07 | -5.6648e-07 | 0
2015 | 1.039 | 1.2018 | 1.1669 | 1.0685 | 0.84193 |  | 1.1867 | 1.9086 | 1.0947 | 1.0212 | 2.8972 | 1.572 | 1.313 | 1.4651 | 0.62179 | 1.0841 | 1.1621 | 0.40961 | 0.75489 | 0.90382 | 0.96876 |  | 2015 | -4.8385e-07 | -2.1813e-07 | 2.8891e-07 | 3.3908e-07 | 6.1428e-08 |  | -1.1857e-07 | 2.7603e-07 | -2.9354e-07 | -1.566e-07 | 4.646e-07 | -2.4605e-08 | 6.6604e-07 | 2.0992e-07 | -2.0599e-07 | -1.9224e-07 | 1.6728e-07 | -1.2251e-07 | -1.4363e-07 | -3.5738e-07 | 0
2016 | 1.0219 | 1.2072 | 1.1773 | 1.077 | 1.0645 |  | 1.1541 | 2.1023 | 1.1504 | 1.0196 | 2.8955 | 1.6524 | 1.3527 | 1.5368 | 0.54896 | 1.0032 | 1.1319 | 0.39858 | 0.69843 | 0.85319 | 0.92543 |  | 2016 | 2.2952e-07 | 5.5435e-07 | 4.7416e-07 | -5.6732e-07 | 4.2332e-07 |  | -5.2321e-07 | -1.3124e-07 | 5.076e-07 | 2.7573e-08 | 1.232e-07 | 2.2125e-07 | 1.3603e-08 | -1.8376e-07 | -5.6378e-08 | -5.9388e-07 | 8.0485e-10 | -2.8554e-08 | -1.4318e-07 | -1.939e-07 | 0
2017 | 1.0372 | 1.2072 | 1.2135 | 1.0819 | 0.77644 |  | 1.217 | 1.8415 | 1.145 | 1.0179 | 2.8914 | 1.7489 | 1.3672 | 1.4683 | 0.66085 | 1.0629 | 1.1955 | 0.42088 | 0.69585 | 0.89014 | 0.96138 |  | 2017 | -1.711e-07 | 5.5435e-07 | 3.861e-07 | -3.4966e-07 | -1.2066e-08 |  | -5.7664e-07 | -7.534e-08 | 6.279e-09 | 1.7599e-07 | 6.0471e-08 | -1.5039e-07 | -9.0462e-08 | -4.6414e-07 | -2.924e-07 | -2.7998e-07 | -6.6085e-07 | -1.7083e-07 | -2.1714e-07 | -3.6556e-07 | 0
2018 | 1.0233 | 1.2072 | 1.2253 | 1.0869 | 1.0828 |  | 1.1663 | 1.6955 | 1.0959 | 1.0143 | 3.0333 | 1.8783 | 1.4098 | 1.4404 | 0.68789 | 1.0643 | 1.1499 | 0.3845 | 0.62094 | 0.82728 | 0.90283 |  | 2018 | 1.6411e-07 | 5.5435e-07 | -5.0568e-08 | 2.2803e-07 | -2.0032e-07 |  | 2.8381e-07 | -1.036e-07 | -1.673e-07 | 4.6498e-07 | 2.9355e-07 | 1.3007e-07 | 9.2781e-08 | -4.0077e-07 | 1.2194e-08 | 4.0892e-07 | 9.0272e-08 | 3.8583e-08 | -3.4311e-08 | -5.493e-08 | 0
2019 | 1.0352 | 1.2537 | 1.2593 | 1.0961 | 1.1911 |  | 1.1793 | 1.7514 | 1.0941 | 1.0034 | 3.0765 | 1.9486 | 1.4142 | 1.4624 | 0.67334 | 1.0778 | 1.1753 | 0.38331 | 0.60519 | 0.83391 | 0.90895 |  | 2019 | -3.3539e-08 | 3.7697e-08 | 4.0366e-07 | -5.5164e-07 | 1.1375e-07 |  | -4.2121e-07 | 5.6278e-07 | -3.326e-07 | -2.5171e-07 | 1.5822e-07 | 2.5267e-07 | 5.4934e-07 | -1.1452e-07 | -1.1828e-07 | -3.9568e-07 | -3.8133e-07 | -6.7134e-08 | -9.1362e-08 | -1.0307e-07 | 0
2020 | 1.0084 | 1.3081 | 1.2832 | 1.1018 | 1.17 |  | 1.2083 | 1.8385 | 1.1248 | 1.0044 | 3.4844 | 2.0493 | 1.4285 | 1.5071 | 0.65721 | 1.0742 | 1.203 | 0.34676 | 0.58959 | 0.84581 | 0.91507 |  | 2020 | -1.8118e-07 | -1.4646e-07 | -3.4348e-08 | -6.497e-07 | 5.0062e-07 |  | 1.9154e-07 | 6.9061e-07 | 1.1198e-07 | -3.2359e-07 | -1.8968e-07 | 3.9946e-07 | 4.0771e-07 | 2.3627e-07 | -7.9273e-08 | 8.9071e-08 | -2.8924e-07 | 1.3944e-08 | -4.2393e-08 | -1.1364e-07 | 0
12.TND: individual output & input indexes, 2006-2020
| Output Indexes | [6 empty] | Input Indexes | [6 empty] | Partial Productivity Indexes | [8 empty] | Output Indexes | [6 empty] | Input Indexes | [6 empty] | Partial Productivity Indexes
Year | Energy | Rat. max demand | Customers | Circuit length | CMOS | Max Demand | Total Output | Real Opex | O/H Sub-tran. lines | O/H Distr. lines | U/G Sub-tran. lines | U/G Distr. lines | Trans-formers | Total Input | Real Opex | O/H Sub-tran. lines | O/H Distr. lines | U/G Sub-tran. lines | U/G Distr. lines | Trans-formers | Capital |  | Year | Energy | Rat. max demand | Customers | Circuit length | CMOS | Max Demand | Total Output | Real Opex | O/H Sub-tran. lines | O/H Distr. lines | U/G Sub-tran. lines | U/G Distr. lines | Trans-formers | Total Input | Real Opex | O/H Sub-tran. lines | O/H Distr. lines | U/G Sub-tran. lines | U/G Distr. lines | Trans-formers | Capital
2006 | 1 | 1 | 1 | 1 | 1 |  | 1 | 1 | 1 | 1 | 1 | 1 | 1 | 1 | 1 | 1 | 1 | 1 | 1 | 1 | 1 |  | 2006 | 0 | 0 | 0 | 0 | 0 |  | 0 | 0 | 0 | 0 | 0 | 0 | 0 | 0 | 0 | 0 | 0 | 0 | 0 | 0 | 0
2007 | 0.9929 | 1.08 | 1.0193 | 1 | 1.3359 |  | 0.97703 | 0.99797 | 1 | 1 | 1 | 1.0003 | 1.0372 | 1.0086 | 0.97902 | 0.97703 | 0.97703 | 0.97703 | 0.97678 | 0.94199 | 0.96367 |  | 2007 | 5.2901e-08 | 3.7278e-07 | -2.5384e-07 | 4.1753e-07 | 2.935e-08 |  | -2.0749e-07 | -3.476e-08 | 0 | 0 | 0 | 2.0732e-07 | 2.588e-07 | 2.5415e-07 | -2.0906e-07 | -2.0749e-07 | -2.0749e-07 | -2.0749e-07 | -1.1892e-07 | -1.252e-07 | 0
2008 | 0.99829 | 1.0856 | 1.039 | 1 | 1.3775 |  | 0.97877 | 1.0078 | 1 | 1 | 1 | 1.0003 | 1.0878 | 1.0251 | 0.97114 | 0.97877 | 0.97877 | 0.97877 | 0.97851 | 0.8998 | 0.94627 |  | 2008 | 6.4486e-08 | -1.8657e-07 | -3.82e-07 | 4.1753e-07 | 3.1541e-07 |  | -2.0236e-08 | 5.0121e-07 | 0 | 0 | 0 | 2.0732e-07 | -2.4024e-07 | -4.693e-07 | -5.0191e-08 | -2.0236e-08 | -2.0236e-08 | -2.0236e-08 | 2.028e-08 | -4.2613e-08 | 0
2009 | 1.0309 | 1.0856 | 1.0591 | 1.0027 | 1.6128 |  | 0.95256 | 1.1261 | 1.0067 | 0.99905 | 1.4522 | 1.003 | 1.1326 | 1.0803 | 0.84593 | 0.94622 | 0.95347 | 0.65595 | 0.94971 | 0.84101 | 0.90286 |  | 2009 | -1.9117e-07 | -1.8657e-07 | 3.6413e-07 | -1.0727e-07 | -1.7762e-07 |  | 2.0701e-07 | 2.4063e-07 | 4.231e-07 | 5.5637e-08 | -2.5618e-07 | 3.1252e-07 | 1.4314e-07 | 5.22e-07 | 1.8716e-07 | 2.3264e-07 | 1.8587e-07 | 1.1454e-07 | 1.8173e-07 | 1.8149e-07 | 0
2010 | 1.0217 | 1.0856 | 1.0796 | 1.0199 | 1.6767 |  | 0.95856 | 1.3334 | 1.0067 | 1.0185 | 1.4589 | 1.044 | 1.1817 | 1.1711 | 0.71889 | 0.95218 | 0.9412 | 0.65704 | 0.91814 | 0.81117 | 0.88049 |  | 2010 | 1.9693e-07 | -1.8657e-07 | 2.0998e-07 | -1.4869e-07 | 1.0178e-08 |  | 3.4305e-07 | 8.3946e-08 | 4.231e-07 | 3.7937e-07 | -9.0668e-08 | -1.2858e-07 | -1.4096e-07 | -5.3078e-08 | 2.0353e-07 | 4.1564e-07 | 3.7232e-07 | 2.8171e-07 | 2.9851e-07 | 3.7441e-07 | 0
2011 | 0.99913 | 1.0856 | 1.1006 | 1.0385 | 1.1589 |  | 1.0401 | 1.2835 | 1.0067 | 1.0285 | 1.6942 | 1.0873 | 1.2395 | 1.1759 | 0.81037 | 1.0332 | 1.0113 | 0.6139 | 0.95658 | 0.83909 | 0.92658 |  | 2011 | 8.886e-08 | -1.8657e-07 | 2.6178e-07 | 1.5764e-07 | 4.1469e-07 |  | 3.4905e-07 | 3.1316e-07 | 4.231e-07 | 4.6761e-08 | -1.3221e-07 | -3.0843e-07 | -5.1572e-07 | 6.2729e-08 | -3.3924e-09 | -3.7748e-07 | -4.1118e-08 | 1.0006e-08 | -8.5829e-08 | 4.8089e-08 | 0
2012 | 0.97063 | 1.0856 | 1.1107 | 1.0477 | 1.3463 |  | 1.0173 | 1.4003 | 1.0067 | 1.0355 | 1.7413 | 1.1017 | 1.2733 | 1.2279 | 0.72649 | 1.0105 | 0.98244 | 0.58422 | 0.92335 | 0.79893 | 0.89212 |  | 2012 | 1.9753e-08 | -1.8657e-07 | 2.4348e-07 | -6.4323e-08 | 1.9861e-07 |  | -1.4283e-07 | -1.0685e-07 | 4.231e-07 | -3.1543e-07 | -9.2834e-08 | -1.629e-07 | 1.7829e-07 | -3.0472e-08 | -1.7609e-07 | -7.4914e-08 | -1.2746e-07 | -7.064e-08 | -2.868e-07 | -3.6404e-08 | 0
2013 | 0.95482 | 1.0856 | 1.1166 | 1.0531 | 1.1589 |  | 1.0435 | 1.1363 | 1.0067 | 1.039 | 1.7346 | 1.1089 | 1.2834 | 1.1436 | 0.91832 | 1.0365 | 1.0044 | 0.60159 | 0.94106 | 0.8131 | 0.91019 |  | 2013 | 1.6456e-07 | -1.8657e-07 | 6.3179e-08 | 4.2659e-07 | -2.4247e-07 |  | -7.0257e-07 | -1.4465e-07 | 4.231e-07 | -5.098e-07 | -2.5835e-07 | 3.4015e-07 | 1.9652e-07 | -2.9711e-07 | -1.3588e-07 | -8.5252e-08 | -1.2596e-08 | -1.4888e-07 | -3.0824e-07 | -1.3481e-07 | 0
2014 | 0.92426 | 1.0856 | 1.1201 | 1.0606 | 1.5685 |  | 0.99295 | 1.1593 | 1.0064 | 1.0445 | 1.9118 | 1.1344 | 1.3107 | 1.1624 | 0.85651 | 0.98668 | 0.95062 | 0.51937 | 0.87531 | 0.75758 | 0.85306 |  | 2014 | 3.2977e-08 | -1.8657e-07 | 2.1973e-09 | 1.0964e-07 | -8.9622e-08 |  | 1.6008e-07 | 3.8042e-07 | 2.5909e-07 | 2.7248e-07 | -7.1342e-08 | -2.7464e-07 | -4.4446e-07 | 3.1116e-07 | 1.9978e-07 | 1.9657e-07 | 1.0751e-07 | 5.415e-08 | 3.5438e-08 | 1.6607e-07 | 0
2015 | 0.94089 | 1.0856 | 1.1293 | 1.0669 | 1.2085 |  | 1.0438 | 0.98114 | 1.0064 | 1.0497 | 1.9178 | 1.1424 | 1.3295 | 1.1063 | 1.0639 | 1.0371 | 0.99441 | 0.54425 | 0.91365 | 0.78512 | 0.88876 |  | 2015 | 9.045e-08 | -1.8657e-07 | -6.2312e-07 | -3.0846e-08 | -2.0277e-07 |  | -2.4883e-07 | -7.2048e-08 | 8.2985e-08 | -2.71e-07 | 2.7573e-07 | -1.2443e-07 | 3.8414e-08 | 3.0768e-07 | 9.198e-08 | -1.7671e-07 | 1.9609e-07 | 1.2214e-07 | -7.689e-09 | 2.2865e-07 | 0
2016 | 0.95384 | 1.0856 | 1.1384 | 1.0694 | 1.2971 |  | 1.0367 | 1.0525 | 1.0045 | 1.0565 | 2.0205 | 1.1508 | 1.3371 | 1.1375 | 0.98492 | 1.032 | 0.98121 | 0.51306 | 0.90081 | 0.77529 | 0.87731 |  | 2016 | 1.1534e-07 | -1.8657e-07 | 9.0195e-08 | -1.9913e-09 | 4.1179e-07 |  | -2.1635e-07 | -5.1921e-07 | 3.3719e-07 | 2.7613e-07 | -1.6713e-07 | 6.1909e-07 | -2.0882e-07 | 4.127e-07 | -4.6604e-08 | -4.9092e-07 | -1.0696e-07 | 3.7317e-08 | -2.0473e-07 | -5.1758e-09 | 0
2017 | 0.94247 | 1.0856 | 1.1477 | 1.0714 | 1.1877 |  | 1.052 | 1.3823 | 1.0039 | 1.0684 | 2.0477 | 1.1558 | 1.3644 | 1.2615 | 0.76104 | 1.0479 | 0.98459 | 0.51372 | 0.91013 | 0.771 | 0.87897 |  | 2017 | 1.6579e-07 | -1.8657e-07 | 2.0232e-07 | 2.5941e-07 | 1.3203e-07 |  | 3.2932e-07 | 1.0452e-07 | -4.3372e-07 | -1.5254e-07 | -2.027e-07 | 3.9688e-07 | -3.544e-07 | 5.9654e-08 | -9.9111e-08 | -1.3893e-07 | -2.206e-07 | -6.4984e-08 | -2.6309e-07 | -3.0716e-08 | 0
2018 | 0.96502 | 1.0856 | 1.1488 | 1.0734 | 1.3694 |  | 1.0325 | 1.2491 | 0.99938 | 1.0874 | 2.0081 | 1.1763 | 1.3609 | 1.2224 | 0.82659 | 1.0331 | 0.94951 | 0.51415 | 0.87773 | 0.75864 | 0.85527 |  | 2018 | 3.9912e-08 | -1.8657e-07 | 3.1317e-07 | -3.494e-07 | -4.7898e-07 |  | -3.0367e-07 | 3.2629e-07 | 5.2648e-08 | 2.6966e-07 | -4.045e-07 | 2.539e-07 | -5.2384e-07 | 3.6077e-07 | -7.1364e-09 | -6.2761e-07 | -1.2131e-07 | -2.1712e-08 | -3.5448e-07 | 4.8568e-09 | 0
2019 | 0.97125 | 1.0856 | 1.1588 | 1.0779 | 1.3896 |  | 1.0342 | 1.1064 | 0.99435 | 1.0969 | 2.0109 | 1.1922 | 1.3891 | 1.184 | 0.9348 | 1.0401 | 0.94288 | 0.51432 | 0.86749 | 0.74452 | 0.84356 |  | 2019 | 1.3603e-07 | -1.8657e-07 | -3.9125e-07 | -2.7221e-07 | -4.8343e-07 |  | -1.9767e-07 | 3.9655e-07 | -5.069e-09 | 5.1622e-07 | 1.3362e-07 | 6.9466e-07 | -2.4152e-07 | -2.5711e-07 | 3.9647e-07 | 2.962e-07 | 1.954e-07 | 1.9611e-07 | 6.134e-08 | 2.2969e-07 | 0
2020 | 0.98931 | 1.0856 | 1.1728 | 1.0802 | 1.3451 |  | 1.0462 | 1.144 | 0.99591 | 1.0995 | 2.1017 | 1.2014 | 1.4142 | 1.2028 | 0.91453 | 1.0505 | 0.9516 | 0.49781 | 0.87083 | 0.73979 | 0.84602 |  | 2020 | 7.5331e-08 | -1.8657e-07 | -2.9414e-07 | -2.5376e-07 | -4.1307e-07 |  | -8.1177e-09 | -5.6181e-07 | -1.5073e-08 | 4.6902e-07 | -1.3815e-07 | 4.8973e-08 | 3.6026e-07 | 4.9994e-07 | 8.6549e-08 | 5.7603e-08 | -6.7701e-08 | 4.4465e-08 | -2.3661e-07 | 5.3484e-08 | 0
13.UED: individual output & input indexes, 2006-2020
| Output Indexes | [6 empty] | Input Indexes | [6 empty] | Partial Productivity Indexes | [8 empty] | Output Indexes | [6 empty] | Input Indexes | [6 empty] | Partial Productivity Indexes
Year | Energy | Rat. max demand | Customers | Circuit length | CMOS | Max Demand | Total Output | Real Opex | O/H Sub-tran. lines | O/H Distr. lines | U/G Sub-tran. lines | U/G Distr. lines | Trans-formers | Total Input | Real Opex | O/H Sub-tran. lines | O/H Distr. lines | U/G Sub-tran. lines | U/G Distr. lines | Trans-formers | Capital |  | Year | Energy | Rat. max demand | Customers | Circuit length | CMOS | Max Demand | Total Output | Real Opex | O/H Sub-tran. lines | O/H Distr. lines | U/G Sub-tran. lines | U/G Distr. lines | Trans-formers | Total Input | Real Opex | O/H Sub-tran. lines | O/H Distr. lines | U/G Sub-tran. lines | U/G Distr. lines | Trans-formers | Capital
2006 | 1 | 1 | 1 | 1 | 1 |  | 1 | 1 | 1 | 1 | 1 | 1 | 1 | 1 | 1 | 1 | 1 | 1 | 1 | 1 | 1 |  | 2006 | 0 | 0 | 0 | 0 | 0 |  | 0 | 0 | 0 | 0 | 0 | 0 | 0 | 0 | 0 | 0 | 0 | 0 | 0 | 0 | 0
2007 | 1.0073 | 1.0555 | 1.009 | 1.0075 | 1.2106 |  | 1.0092 | 0.94278 | 1.0018 | 1.0239 | 1.0167 | 1.0433 | 1.0302 | 0.99291 | 1.0705 | 1.0074 | 0.98566 | 0.99269 | 0.96731 | 0.97968 | 0.9829 |  | 2007 | -4.2603e-07 | 1.7508e-07 | 1.0308e-07 | 2.032e-07 | 5.5645e-07 |  | 3.6231e-07 | 2.8295e-08 | -3.0475e-07 | -3.6452e-07 | -3.4923e-07 | -3.2272e-08 | 3.672e-08 | -3.4736e-07 | 1.0039e-07 | 4.3346e-07 | 2.4336e-07 | 1.8665e-07 | 6.3032e-08 | 1.8931e-07 | 0
2008 | 0.99754 | 1.1307 | 1.0185 | 1.016 | 1.2623 |  | 1.0359 | 0.94641 | 1.0362 | 1.0354 | 1.2917 | 1.0934 | 1.0624 | 1.0165 | 1.0945 | 0.99968 | 1.0004 | 0.80197 | 0.94742 | 0.975 | 0.97396 |  | 2008 | 2.4217e-08 | -4.9145e-07 | -2.0008e-07 | -2.5673e-08 | -4.4378e-07 |  | -1.2305e-07 | 1.0286e-07 | -3.3704e-07 | -6.5239e-08 | -3.7307e-07 | -5.867e-09 | 5.6089e-07 | -2.6939e-07 | 1.0676e-07 | -2.0214e-08 | -4.208e-07 | -9.306e-09 | -9.752e-08 | -8.9162e-08 | 0
2009 | 1.0124 | 1.2394 | 1.0251 | 1.0124 | 1.247 |  | 1.0738 | 0.96266 | 1.0265 | 1.0138 | 1.2594 | 1.1043 | 1.1152 | 1.0292 | 1.1154 | 1.0461 | 1.0591 | 0.85264 | 0.97233 | 0.96287 | 0.99875 |  | 2009 | 2.5593e-07 | 2.6081e-07 | 3.7754e-07 | 1.4351e-07 | 4.7562e-07 |  | 5.3627e-08 | 2.3955e-08 | 2.72e-07 | -2.252e-07 | -2.3842e-08 | 1.3635e-07 | 4.93e-07 | -3.4606e-07 | -1.5947e-07 | 5.4085e-07 | 6.8692e-07 | 1.617e-07 | 3.9021e-08 | 1.864e-07 | 0
2010 | 1.0313 | 1.2394 | 1.0344 | 1.021 | 1.1606 |  | 1.0886 | 1.0053 | 1.0954 | 1.0286 | 1.3125 | 1.1549 | 1.1533 | 1.0689 | 1.0829 | 0.99382 | 1.0584 | 0.82943 | 0.94262 | 0.94395 | 0.97909 |  | 2010 | 3.866e-07 | 2.6081e-07 | -1.1876e-07 | 3.2658e-07 | 3.344e-08 |  | 4.8418e-07 | 3.0199e-07 | 3.7294e-07 | 9.5497e-08 | 0 | 1.4689e-07 | 2.5139e-07 | -4.4938e-07 | -1.4734e-07 | 2.4364e-07 | 3.22e-07 | 1.8794e-07 | 2.5803e-08 | 2.3387e-07 | 0
2011 | 1.0135 | 1.2394 | 1.0464 | 1.0276 | 1.2621 |  | 1.084 | 1.2317 | 1.1129 | 1.0308 | 1.4333 | 1.2058 | 1.172 | 1.1747 | 0.88005 | 0.97403 | 1.0516 | 0.75627 | 0.89896 | 0.92491 | 0.95588 |  | 2011 | -3.0154e-07 | 2.6081e-07 | -1.3669e-07 | -1.7326e-08 | -2.9544e-07 |  | -1.9449e-07 | 3.4191e-07 | 1.6386e-07 | -2.393e-07 | 3.9691e-07 | -2.0113e-07 | -9.3613e-09 | -3.9579e-07 | -1.675e-07 | -8.5599e-08 | 3.0932e-07 | -6.691e-08 | -2.5446e-07 | -1.2563e-07 | 0
2012 | 1.0259 | 1.2394 | 1.0574 | 1.035 | 1.6452 |  | 1.0601 | 1.2394 | 1.185 | 1.0448 | 1.5911 | 1.2259 | 1.227 | 1.2004 | 0.85527 | 0.89457 | 1.0146 | 0.66622 | 0.8647 | 0.86394 | 0.90508 |  | 2012 | -3.5013e-07 | 2.6081e-07 | 1.4013e-07 | -3.9566e-08 | -9.1515e-08 |  | 4.7454e-07 | 2.3606e-07 | -1.5666e-07 | -1.8732e-07 | -1.2693e-07 | -1.9003e-07 | -2.9963e-07 | 1.8076e-07 | -7.4705e-08 | -3.4728e-09 | 5.745e-07 | 1.2697e-08 | -1.7868e-07 | 1.1057e-08 | 0
2013 | 0.99254 | 1.2394 | 1.0715 | 1.0364 | 1.5592 |  | 1.0684 | 1.1042 | 1.1486 | 1.0383 | 1.5234 | 1.278 | 1.2709 | 1.1514 | 0.9675 | 0.93013 | 1.0289 | 0.70128 | 0.83598 | 0.84063 | 0.90278 |  | 2013 | 9.8474e-08 | 2.6081e-07 | -5.7472e-08 | -1.1916e-07 | -1.2388e-07 |  | 2.2244e-07 | -8.5915e-08 | 3.8622e-07 | 3.6227e-07 | -5e-07 | 7.5607e-08 | -1.8782e-07 | -7.6557e-07 | -1.5206e-07 | -3.3027e-08 | 4.1976e-07 | -4.373e-08 | -1.7002e-07 | -4.2696e-09 | 0
2014 | 0.97233 | 1.2428 | 1.0746 | 1.0355 | 1.6569 |  | 1.0605 | 1.1293 | 1.2498 | 1.0308 | 1.2748 | 1.3064 | 1.2903 | 1.169 | 0.93906 | 0.8485 | 1.0288 | 0.83188 | 0.81178 | 0.82191 | 0.88675 |  | 2014 | 5.2444e-09 | -3.603e-07 | 2.5368e-07 | 6.4503e-07 | -1.9635e-07 |  | 4.8901e-07 | -6.102e-08 | 4.0532e-07 | 2.8145e-07 | -2.8866e-07 | 1.7926e-07 | -9.52e-08 | 3.3966e-07 | 2.4935e-07 | 2.6639e-07 | 9.7982e-07 | 3.6404e-07 | 2.04e-07 | 3.3457e-07 | 0
2015 | 0.96067 | 1.2428 | 1.0846 | 1.0395 | 1.4225 |  | 1.082 | 1.0717 | 1.2512 | 1.0318 | 1.2745 | 1.3478 | 1.298 | 1.1511 | 1.0096 | 0.86475 | 1.0486 | 0.84897 | 0.80278 | 0.83359 | 0.89795 |  | 2015 | 1.0424e-07 | -3.603e-07 | 2.2256e-07 | 5.2805e-07 | 1.2853e-07 |  | 8.7759e-07 | 2.0734e-07 | 6.0987e-07 | 3.8431e-07 | 3.157e-07 | 9.613e-09 | -5.457e-07 | -3.4591e-07 | 2.1815e-07 | 3.4858e-07 | 9.9554e-07 | 4.4591e-07 | 2.8373e-07 | 5.5617e-07 | 0
2016 | 1.0193 | 1.2428 | 1.0932 | 1.0397 | 1.1824 |  | 1.1072 | 1.2382 | 1.2276 | 1.0325 | 0.72641 | 1.3846 | 1.3134 | 1.2082 | 0.89426 | 0.90193 | 1.0724 | 1.5243 | 0.79967 | 0.84307 | 0.92831 |  | 2016 | -1.8895e-07 | -3.603e-07 | -5.0231e-07 | -1.5462e-07 | -4.9666e-07 |  | 1.0739e-07 | 1.4694e-07 | 3.7682e-07 | 4.1778e-07 | 8.1558e-09 | 4.8799e-07 | 2.2721e-07 | 5.7549e-08 | 3.274e-07 | 2.3263e-07 | 8.3431e-07 | -8.0158e-09 | 1.1012e-07 | 4.1823e-07 | 0
2017 | 0.99099 | 1.2428 | 1.1046 | 1.0774 | 0.93826 |  | 1.142 | 1.1651 | 1.2178 | 1.0341 | 1.4035 | 1.4316 | 1.3406 | 1.2032 | 0.98016 | 0.93769 | 1.1043 | 0.81366 | 0.79766 | 0.85183 | 0.92849 |  | 2017 | 2.0087e-07 | -3.603e-07 | -1.9367e-07 | 2.7301e-07 | 1.4872e-08 |  | 6.3386e-07 | -2.0806e-07 | 2.6759e-07 | -2.1487e-07 | 4.8965e-07 | 6.9109e-07 | 1.3913e-07 | -5.7266e-07 | 1.171e-07 | 4.0075e-08 | 3.9738e-07 | 1.0471e-07 | -7.2386e-08 | 2.1717e-07 | 0
2018 | 0.96857 | 1.2428 | 1.118 | 1.0806 | 1.0216 |  | 1.1369 | 0.92553 | 1.228 | 1.0366 | 1.1984 | 1.4537 | 1.3708 | 1.1119 | 1.2284 | 0.92585 | 1.0967 | 0.94874 | 0.78208 | 0.82939 | 0.91744 |  | 2018 | 2.4511e-07 | -3.603e-07 | -7.5714e-08 | 5.5412e-08 | -4.219e-07 |  | 6.8535e-08 | 2.0934e-08 | 4.6854e-07 | 2.2714e-07 | -3.1847e-07 | -3.2623e-08 | -1.003e-07 | -7.0648e-09 | 1.0788e-07 | 1.6655e-07 | 3.4583e-07 | 3.0011e-07 | 2.0545e-07 | 2.9316e-07 | 0
2019 | 0.97191 | 1.2428 | 1.1385 | 1.0827 | 0.97646 |  | 1.1455 | 0.92786 | 1.2285 | 1.038 | 1.2578 | 1.4831 | 1.3893 | 1.1198 | 1.2345 | 0.93237 | 1.1035 | 0.91072 | 0.77231 | 0.82448 | 0.9151 |  | 2019 | 2.1708e-07 | -3.603e-07 | 1.012e-07 | 1.1914e-07 | 5.4313e-08 |  | 7.3781e-07 | 1.1115e-07 | 6.9695e-08 | -2.4463e-07 | 3.4332e-08 | -7.4333e-08 | 3.1363e-07 | -5.3772e-08 | 1.7663e-07 | 2.5551e-07 | 9.6045e-08 | 2.2772e-07 | 1.4606e-07 | 3.1054e-07 | 0
2020 | 0.94778 | 1.2428 | 1.1475 | 1.0842 | 0.75628 |  | 1.161 | 0.97282 | 1.2424 | 1.039 | 1.2158 | 1.5151 | 1.4001 | 1.1411 | 1.1934 | 0.93446 | 1.1174 | 0.95489 | 0.76629 | 0.82922 | 0.92128 |  | 2020 | 1.7269e-07 | -3.603e-07 | 2.1107e-07 | 3.94e-07 | 2.0792e-08 |  | 4.4326e-07 | 5.7037e-09 | -3.9333e-07 | -6.272e-07 | -3.8338e-08 | -1.5766e-07 | 2.3736e-07 | -7.4471e-07 | 6.5693e-07 | 5.5284e-07 | 6.7631e-07 | 5.7421e-07 | 2.7871e-07 | 5.1722e-07 | 0
41.ACT: individual output & input indexes, 2006-2020
| Output Indexes | [6 empty] | Input Indexes | [6 empty] | Partial Productivity Indexes | [8 empty] | Output Indexes | [6 empty] | Input Indexes | [6 empty] | Partial Productivity Indexes
Year | Energy | Rat. max demand | Customers | Circuit length | CMOS | Max Demand | Total Output | Real Opex | O/H Sub-tran. lines | O/H Distr. lines | U/G Sub-tran. lines | U/G Distr. lines | Trans-formers | Total Input | Real Opex | O/H Sub-tran. lines | O/H Distr. lines | U/G Sub-tran. lines | U/G Distr. lines | Trans-formers | Capital |  | Year | Energy | Rat. max demand | Customers | Circuit length | CMOS | Max Demand | Total Output | Real Opex | O/H Sub-tran. lines | O/H Distr. lines | U/G Sub-tran. lines | U/G Distr. lines | Trans-formers | Total Input | Real Opex | O/H Sub-tran. lines | O/H Distr. lines | U/G Sub-tran. lines | U/G Distr. lines | Trans-formers | Capital
2006 | 1 | 1 | 1 | 1 | 1 |  | 1 | 1 | 1 | 1 | 1 | 1 | 1 | 1 | 1 | 1 | 1 | 1 | 1 | 1 | 1 |  | 2006 | 0 | 0 | 0 | 0 | 0 |  | 0 | 0 | 0 | 0 | 0 | 0 | 0 | 0 | 0 | 0 | 0 | 0 | 0 | 0 | 0
2007 | 1.0227 | 1 | 1.012 | 1.0076 | 1.2809 |  | 0.99655 | 0.99612 | 1 | 0.99631 | 1 | 1.0173 | 1.0231 | 1.0058 | 1.0004 | 0.99655 | 1.0002 | 0.99655 | 0.97965 | 0.97402 | 0.98216 |  | 2007 | -3.2643e-07 | 0 | 3.8104e-07 | -1.0826e-07 | 1.2632e-07 |  | 7.2718e-08 | -9.8817e-08 | 0 | -5.321e-08 | 0 | -1.4404e-07 | 5.4966e-07 | -2.4881e-07 | 1.681e-07 | 7.2718e-08 | 2.1496e-07 | 7.2718e-08 | 1.1084e-07 | 2.051e-08 | 8.6327e-09
2008 | 1.0323 | 1 | 1.0255 | 1.0197 | 0.7501 |  | 1.0251 | 1.0614 | 1 | 0.9909 | 1 | 1.0438 | 1.0443 | 1.0428 | 0.96582 | 1.0251 | 1.0345 | 1.0251 | 0.98209 | 0.98164 | 0.99427 |  | 2008 | 2.3324e-07 | 0 | 3.6485e-07 | 8.1894e-08 | 5.2477e-08 |  | 2.4535e-07 | -1.6895e-07 | 0 | 4.6494e-09 | 0 | -1.6856e-07 | -4.2405e-07 | 2.943e-07 | -4.7375e-08 | 2.4535e-07 | 1.7671e-07 | 2.4535e-07 | -6.7518e-08 | -9.5627e-08 | -1.2841e-07
2009 | 1.0416 | 1 | 1.0426 | 1.0354 | 0.89068 |  | 1.0301 | 1.082 | 1 | 0.98808 | 1 | 1.0743 | 1.0727 | 1.0627 | 0.95202 | 1.0301 | 1.0425 | 1.0301 | 0.95886 | 0.96027 | 0.9791 |  | 2009 | 3.5215e-07 | 0 | 2.012e-07 | 2.4365e-07 | 3.0901e-08 |  | 2.7952e-07 | 2.0986e-07 | 0 | 6.5115e-08 | 0 | -2.6057e-07 | 3.2258e-07 | 1.9314e-07 | 1.2471e-07 | 2.7952e-07 | 2.8885e-07 | 2.7952e-07 | 1.3875e-07 | 5.6621e-08 | 2.0222e-07
2010 | 1.0501 | 1 | 1.0672 | 1.051 | 0.78671 |  | 1.0452 | 1.2205 | 1 | 0.98872 | 1 | 1.1055 | 1.0909 | 1.1256 | 0.85638 | 1.0452 | 1.0571 | 1.0452 | 0.94543 | 0.95809 | 0.97731 |  | 2010 | -5.7648e-08 | 0 | -1.1265e-07 | -8.0025e-08 | 3.1229e-08 |  | -2.4196e-07 | 1.6349e-07 | 0 | 5.686e-08 | 0 | -2.8154e-07 | 1.2342e-07 | -3.1797e-07 | -7.1037e-08 | -2.4196e-07 | 2.7382e-07 | -2.4196e-07 | -7.5304e-08 | -1.6702e-07 | -5.0964e-08
2011 | 1.055 | 1 | 1.0934 | 1.0733 | 1.4901 |  | 1.0358 | 1.3596 | 1 | 0.9909 | 1 | 1.1397 | 1.1203 | 1.1908 | 0.76182 | 1.0358 | 1.0453 | 1.0358 | 0.90882 | 0.92451 | 0.94817 |  | 2011 | 2.4467e-07 | 0 | -2.974e-07 | 4.0298e-07 | -2.4503e-07 |  | -3.4622e-08 | 2.123e-07 | 0 | 6.4254e-08 | 0 | -3.4325e-07 | -4.2787e-07 | -1.8244e-07 | 1.0543e-07 | -3.4622e-08 | 3.9097e-07 | -3.4622e-08 | 6.2938e-08 | 1.5445e-07 | 2.043e-07
2012 | 1.0482 | 1.1136 | 1.1209 | 1.0987 | 1.0408 |  | 1.1055 | 1.4535 | 1.1128 | 0.97718 | 1 | 1.1915 | 1.1276 | 1.2393 | 0.76057 | 0.9934 | 1.1313 | 1.1055 | 0.92779 | 0.98037 | 0.99211 |  | 2012 | 9.6512e-08 | -2.4315e-07 | 4.9756e-07 | -9.2438e-08 | 2.2739e-07 |  | -7.7675e-08 | -7.4409e-08 | -5.2725e-07 | 1.5981e-08 | 0 | -1.108e-07 | 2.9247e-07 | -2.5797e-07 | 3.0041e-08 | 1.1115e-08 | 1.2181e-09 | -7.7675e-08 | -7.4491e-08 | -2.4762e-08 | 4.5892e-08
2013 | 1.0528 | 1.1136 | 1.1472 | 1.1123 | 0.94071 |  | 1.1196 | 1.5914 | 1.1128 | 0.97097 | 1 | 1.2277 | 1.1499 | 1.2985 | 0.70351 | 1.0061 | 1.153 | 1.1196 | 0.91191 | 0.97362 | 0.98854 |  | 2013 | 1.9211e-07 | -2.4315e-07 | 3.7934e-07 | 4.343e-07 | 6.7749e-08 |  | -4.8035e-07 | 1.5946e-07 | -5.2725e-07 | -9.1911e-09 | 0 | -1.7049e-07 | 2.2394e-07 | 1.2154e-07 | -3.1066e-08 | -3.3888e-07 | -2.488e-07 | -4.8035e-07 | -1.8805e-07 | -1.1331e-08 | 6.6647e-08
2014 | 1.0259 | 1.1136 | 1.1566 | 1.1228 | 0.88584 |  | 1.1248 | 1.8011 | 1.113 | 0.96047 | 3.8573 | 1.2616 | 1.1828 | 1.3982 | 0.62452 | 1.0106 | 1.1711 | 0.29161 | 0.89159 | 0.95096 | 0.97407 |  | 2014 | 3.5155e-07 | -2.4315e-07 | 1.9796e-07 | 2.7731e-07 | 1.2528e-07 |  | -2.6421e-07 | -5.0134e-07 | -3.0876e-07 | 3.2632e-08 | 8.3847e-08 | 2.2941e-07 | 3.8683e-07 | 8.0818e-08 | -1.9636e-07 | -3.9561e-07 | -8.546e-07 | -1.4538e-07 | -3.6225e-07 | -3.0987e-07 | -5.1547e-08
2015 | 1.0355 | 1.149 | 1.177 | 1.134 | 1.1053 |  | 1.1392 | 1.6787 | 1.113 | 0.93622 | 3.8715 | 1.2823 | 1.1997 | 1.3517 | 0.67862 | 1.0235 | 1.2168 | 0.29425 | 0.8884 | 0.9496 | 0.98043 |  | 2015 | 1.5038e-08 | 1.2711e-07 | -4.1893e-08 | 5.0145e-07 | 1.0155e-08 |  | -4.2501e-07 | -3.8059e-07 | -2.6244e-07 | 2.6137e-08 | 1.4745e-07 | 4.2351e-08 | 3.679e-07 | 2.8677e-07 | -8.5406e-08 | -4.4232e-08 | 2.5709e-07 | 1.0407e-08 | -1.0985e-07 | -3.8488e-08 | 1.4003e-07
2016 | 1.0427 | 1.149 | 1.1971 | 1.1425 | 1.2004 |  | 1.1435 | 0.90983 | 1.1131 | 0.94685 | 3.8742 | 1.2985 | 1.2104 | 1.0803 | 1.2568 | 1.0273 | 1.2077 | 0.29516 | 0.88061 | 0.94475 | 0.97457 |  | 2016 | -1.2565e-07 | 1.2711e-07 | 3.0767e-07 | -1.943e-07 | 4.1118e-07 |  | -2.4821e-07 | 4.4221e-08 | 3.2112e-08 | -6.1188e-08 | 7.1349e-07 | 5.9159e-07 | -3.4017e-07 | -2.3279e-07 | -7.8148e-08 | 3.9653e-07 | 4.8804e-07 | -3.0613e-08 | -2.4743e-08 | -6.7606e-08 | 1.3056e-07
2017 | 1.0565 | 1.149 | 1.2393 | 1.1471 | 1.3986 |  | 1.147 | 1.0326 | 1.0753 | 0.96065 | 3.9083 | 1.3135 | 1.2166 | 1.1299 | 1.1108 | 1.0667 | 1.194 | 0.29349 | 0.87327 | 0.94281 | 0.97122 |  | 2017 | 3.1586e-09 | 1.2711e-07 | 4.6906e-07 | -2.5186e-07 | 2.744e-07 |  | -1.9617e-07 | -2.8466e-07 | -1.743e-07 | 6.9729e-08 | 2.9913e-07 | -7.3082e-08 | -2.2428e-07 | -3.9076e-07 | -3.7483e-07 | -2.9903e-08 | -5.1223e-07 | -4.1147e-08 | -2.1853e-07 | -2.3965e-07 | 1.5292e-07
2018 | 1.034 | 1.149 | 1.2785 | 1.1582 | 1.147 |  | 1.1657 | 1.203 | 1.0763 | 0.96699 | 3.9239 | 1.3286 | 1.2314 | 1.1976 | 0.96897 | 1.083 | 1.2055 | 0.29707 | 0.87741 | 0.94663 | 0.97707 |  | 2018 | 1.873e-08 | 1.2711e-07 | -1.4594e-07 | 3.7519e-07 | -1.5166e-07 |  | 4.1527e-07 | -1.4938e-07 | 3.1652e-07 | 3.6421e-08 | 6.0715e-08 | 5.3763e-07 | 1.976e-08 | -1.1336e-07 | -4.0194e-09 | 4.4884e-07 | -2.9437e-07 | 2.6221e-08 | -4.1414e-08 | -9.0544e-09 | 1.9118e-07
2019 | 1.0464 | 1.149 | 1.3148 | 1.1691 | 1.3127 |  | 1.1714 | 1.1571 | 1.0763 | 0.96841 | 3.9239 | 1.3485 | 1.2723 | 1.1949 | 1.0124 | 1.0884 | 1.2096 | 0.29853 | 0.86866 | 0.92069 | 0.96306 |  | 2019 | -2.1455e-07 | 1.2711e-07 | -1.2672e-07 | 1.1964e-07 | 5.7672e-07 |  | 1.5665e-07 | 4.1306e-08 | -6.7665e-08 | 8.4036e-08 | 6.0715e-08 | 2.394e-07 | 7.8445e-08 | 4.1325e-07 | -4.1269e-07 | -3.2383e-07 | 4.8532e-08 | 2.7966e-08 | -3.7831e-08 | -3.2394e-08 | 3.1349e-07
2020 | 1.0351 | 1.149 | 1.3413 | 1.2068 | 1.334 |  | 1.1892 | 1.0987 | 1.0763 | 0.97175 | 3.974 | 1.3904 | 1.2904 | 1.1852 | 1.0824 | 1.1049 | 1.2238 | 0.29925 | 0.85532 | 0.92161 | 0.96165 |  | 2020 | 2.2662e-07 | 1.2711e-07 | -7.6988e-08 | 3.2063e-07 | -1.3398e-07 |  | 8.4419e-08 | 1.8612e-07 | 3.7964e-08 | -2.182e-09 | 8.3134e-07 | -3.1235e-07 | -9.1583e-08 | -4.23e-07 | 4.9498e-07 | -4.701e-07 | -1.2175e-07 | -7.3277e-08 | -5.408e-08 | -5.9346e-08 | -1.3751e-08
42.NSW: individual output & input indexes, 2006-2020
| Output Indexes | [6 empty] | Input Indexes | [6 empty] | Partial Productivity Indexes | [8 empty] | Output Indexes | [6 empty] | Input Indexes | [6 empty] | Partial Productivity Indexes
Year | Energy | Rat. max demand | Customers | Circuit length | CMOS | Max Demand | Total Output | Real Opex | O/H Sub-tran. lines | O/H Distr. lines | U/G Sub-tran. lines | U/G Distr. lines | Trans-formers | Total Input | Real Opex | O/H Sub-tran. lines | O/H Distr. lines | U/G Sub-tran. lines | U/G Distr. lines | Trans-formers | Capital |  | Year | Energy | Rat. max demand | Customers | Circuit length | CMOS | Max Demand | Total Output | Real Opex | O/H Sub-tran. lines | O/H Distr. lines | U/G Sub-tran. lines | U/G Distr. lines | Trans-formers | Total Input | Real Opex | O/H Sub-tran. lines | O/H Distr. lines | U/G Sub-tran. lines | U/G Distr. lines | Trans-formers | Capital
2006 | 1 | 1 | 1 | 1 | 1 |  | 1 | 1 | 1 | 1 | 1 | 1 | 1 | 1 | 1 | 1 | 1 | 1 | 1 | 1 | 1 |  | 2006 | 0 | 0 | 0 | 0 | 0 |  | 0 | 0 | 0 | 0 | 0 | 0 | 0 | 0 | 0 | 0 | 0 | 0 | 0 | 0 | 0
2007 | 1.0104 | 1.0091 | 1.0099 | 0.96466 | 0.86599 |  | 1.0165 | 0.99613 | 0.99893 | 1.0549 | 1.0086 | 1.0649 | 1.057 | 1.0281 | 1.0205 | 1.0176 | 0.96363 | 1.0079 | 0.95457 | 0.96173 | 0.96763 |  | 2007 | 1.9642e-07 | 5.0326e-07 | -2.1023e-07 | -3.4841e-08 | 5.1453e-08 |  | 1.4195e-07 | 2.0432e-09 | 1.3859e-08 | -4.2109e-07 | 3.462e-07 | 1.1291e-07 | 2.6222e-08 | 1.8546e-07 | -6.9399e-07 | -5.5917e-07 | -2.2166e-07 | -6.1242e-07 | -3.2817e-07 | -2.3225e-07 | -1.8455e-07
2008 | 1.024 | 1.0229 | 1.0201 | 0.9543 | 0.91887 |  | 1.0104 | 1.2861 | 1.0134 | 1.103 | 0.99433 | 1.0486 | 1.1044 | 1.161 | 0.78567 | 0.99703 | 0.91601 | 1.0162 | 0.96358 | 0.9149 | 0.93582 |  | 2008 | -3.5532e-07 | -4.1245e-07 | -3.7489e-07 | -6.0823e-08 | 3.7206e-08 |  | 4.7437e-07 | -3.8879e-07 | -8.7112e-08 | -4.8332e-07 | -4.2973e-08 | 5.1071e-08 | 1.0481e-07 | -3.7083e-07 | 7.1696e-08 | 1.0153e-08 | 1.114e-07 | 5.0107e-07 | 1.0912e-09 | 1.1647e-07 | 1.7076e-07
2009 | 1.0164 | 1.0488 | 1.0287 | 0.96331 | 1.0258 |  | 1.0066 | 1.1796 | 1.0426 | 1.151 | 0.98448 | 1.0936 | 1.1473 | 1.144 | 0.85327 | 0.96544 | 0.8745 | 1.0224 | 0.92039 | 0.8773 | 0.89854 |  | 2009 | -3.7064e-07 | 2.8993e-07 | -4.9075e-07 | -4.7858e-08 | -4.4579e-07 |  | 4.0878e-08 | -4.3511e-07 | -2.2931e-07 | 3.8112e-07 | 1.1492e-07 | 6.8665e-08 | -1.7914e-07 | -4.6638e-08 | -1.8533e-08 | -1.6492e-07 | -1.3861e-07 | -3.4008e-07 | -1.9018e-07 | -6.0339e-08 | -2.6759e-07
2010 | 1.0129 | 1.0489 | 1.0355 | 0.9685 | 0.78603 |  | 1.0532 | 1.2686 | 1.0777 | 1.1903 | 1.0114 | 1.1364 | 1.1996 | 1.2021 | 0.83018 | 0.9772 | 0.88477 | 1.0413 | 0.92678 | 0.87795 | 0.90355 |  | 2010 | -1.7627e-07 | 4.5788e-07 | 3.0778e-07 | 9.3529e-09 | -4.7884e-08 |  | 1.8439e-07 | 2.5201e-07 | 2.7209e-07 | -4.1496e-07 | 2.2957e-07 | 3.8092e-07 | 4.3777e-07 | -1.1282e-07 | -8.4806e-08 | -2.3859e-07 | -1.6949e-07 | -4.641e-08 | -2.9179e-07 | -1.764e-07 | -3.7799e-07
2011 | 1.0124 | 1.0764 | 1.0449 | 0.97899 | 0.87291 |  | 1.0554 | 1.2536 | 1.1051 | 1.2367 | 1.0372 | 1.1976 | 1.2183 | 1.2167 | 0.84188 | 0.95505 | 0.8534 | 1.0175 | 0.88127 | 0.86629 | 0.88088 |  | 2011 | 1.0277e-07 | -3.0701e-08 | 3.3147e-07 | 3.6705e-09 | 6.1713e-08 |  | -2.3808e-07 | 3.0645e-07 | -1.6442e-07 | -9.4574e-08 | 1.5997e-07 | -2.0103e-08 | 1.8321e-07 | -7.3085e-07 | -1.3328e-07 | -4.3047e-07 | -2.0497e-07 | -5.1964e-07 | -2.9174e-07 | -2.0973e-07 | -2.9586e-07
2012 | 0.97339 | 1.0764 | 1.0529 | 0.98259 | 0.90313 |  | 1.05 | 1.4128 | 1.1172 | 1.2638 | 1.0844 | 1.2546 | 1.257 | 1.3001 | 0.7432 | 0.93986 | 0.83083 | 0.96827 | 0.83696 | 0.83534 | 0.84937 |  | 2012 | 7.8665e-08 | -3.0701e-08 | -3.6507e-08 | -6.9553e-08 | -3.9596e-08 |  | -2.7871e-07 | -4.088e-07 | 3.0232e-07 | -4.0504e-08 | 7.1976e-08 | 2.723e-07 | -3.9597e-09 | -4.2026e-07 | 7.2931e-08 | 6.0234e-09 | 1.0482e-07 | -2.4505e-08 | 4.1731e-08 | 4.5044e-08 | 2.7619e-07
2013 | 0.92154 | 1.0764 | 1.0638 | 0.98661 | 0.88286 |  | 1.0515 | 1.201 | 1.1713 | 1.2957 | 1.1335 | 1.3034 | 1.2925 | 1.2457 | 0.87553 | 0.89771 | 0.81155 | 0.9277 | 0.80674 | 0.81354 | 0.82408 |  | 2013 | 4.6478e-08 | -3.0701e-08 | 2.0335e-07 | -1.4249e-07 | 5.2087e-08 |  | -3.4171e-07 | 2.3958e-07 | 2.7641e-08 | -4.5731e-07 | 3.8891e-07 | -2.0233e-08 | -2.1935e-07 | -5.3322e-07 | 3.5133e-08 | -1.7916e-07 | 3.6164e-08 | 2.8522e-08 | -8.1833e-08 | 2.0303e-08 | -1.2006e-07
2014 | 0.89725 | 1.107 | 1.0785 | 0.98964 | 0.7865 |  | 1.0784 | 1.2692 | 1.169 | 1.2844 | 1.2084 | 1.3498 | 1.3274 | 1.2888 | 0.84964 | 0.92246 | 0.8396 | 0.8924 | 0.7989 | 0.81239 | 0.8271 |  | 2014 | 4.9778e-08 | -7.3372e-08 | -3.1343e-07 | -3.4447e-08 | 4.3205e-08 |  | -3.8314e-07 | 1.9897e-08 | 5.064e-07 | -1.8047e-07 | -1.9521e-07 | -4.8618e-07 | -3.8234e-07 | -4.4913e-07 | -3.7939e-07 | -5.2667e-07 | -3.4525e-07 | -4.4983e-07 | -3.8163e-07 | -4.1153e-07 | -1.3728e-08
2015 | 0.91139 | 1.107 | 1.0932 | 0.9929 | 0.87378 |  | 1.0719 | 1.3675 | 1.2159 | 1.2922 | 1.1436 | 1.3827 | 1.3441 | 1.3364 | 0.78387 | 0.88163 | 0.82954 | 0.93738 | 0.77523 | 0.79754 | 0.81263 |  | 2015 | -1.6621e-08 | -7.3372e-08 | -2.7808e-07 | -6.5449e-08 | 9.348e-08 |  | -6.3725e-07 | -3.2082e-08 | -6.9878e-08 | -9.6199e-08 | -3.5204e-07 | 2.8573e-07 | -3.8692e-07 | -6.0535e-07 | -4.6022e-07 | -6.4127e-07 | -4.0593e-07 | -5.2694e-07 | -4.1698e-07 | -4.908e-07 | -2.7657e-07
2016 | 0.92063 | 1.107 | 1.1067 | 0.99683 | 0.87804 |  | 1.0778 | 1.2298 | 1.2376 | 1.3079 | 1.1921 | 1.4113 | 1.3646 | 1.297 | 0.87639 | 0.87088 | 0.82404 | 0.90411 | 0.76368 | 0.7898 | 0.80308 |  | 2016 | 1.1011e-07 | -7.3372e-08 | -1.553e-07 | 6.34e-09 | 1.8233e-08 |  | -9.1125e-08 | 1.8631e-08 | 4.7379e-08 | 2.7682e-07 | -4.6212e-07 | -2.6175e-07 | 5.6183e-08 | -4.0532e-07 | -1.8358e-07 | -2.5987e-07 | -4.1657e-08 | -1.2877e-07 | -1.1868e-07 | -1.5702e-07 | -2.3585e-07
2017 | 0.92396 | 1.1217 | 1.1215 | 1 | 0.91517 |  | 1.082 | 1.1364 | 1.2459 | 1.3107 | 1.2269 | 1.4469 | 1.3443 | 1.2615 | 0.95214 | 0.86842 | 0.82553 | 0.88191 | 0.74781 | 0.80489 | 0.80639 |  | 2017 | 9.7032e-08 | 3.6654e-07 | 3.6111e-07 | 4.1344e-08 | 1.2577e-07 |  | 1.0921e-07 | -4.9368e-07 | -6.3934e-08 | -5.7845e-07 | -3.6436e-07 | 2.01e-07 | 3.6153e-07 | -9.5272e-07 | -1.9493e-07 | -1.6467e-07 | -9.4535e-08 | -2.5734e-07 | -2.0833e-07 | -1.9756e-07 | 2.3379e-07
2018 | 0.92035 | 1.1217 | 1.139 | 1.0032 | 0.84035 |  | 1.0992 | 1.0509 | 1.2115 | 1.3257 | 1.1961 | 1.4783 | 1.3614 | 1.2312 | 1.0459 | 0.90727 | 0.82912 | 0.91895 | 0.74352 | 0.80737 | 0.81224 |  | 2018 | 4.2838e-08 | 3.6654e-07 | 3.3613e-07 | 8.7517e-08 | 3.5806e-08 |  | -3.2137e-07 | 1.418e-07 | 2.3285e-08 | 2.5091e-07 | 2.0284e-07 | -4.3354e-07 | 3.7383e-07 | -7.3334e-08 | -1.007e-08 | -3.5753e-07 | -2.3974e-07 | -3.7492e-07 | -2.8221e-07 | -2.823e-07 | -2.8699e-07
2019 | 0.92632 | 1.1268 | 1.1551 | 1.0078 | 0.93653 |  | 1.0911 | 1.0555 | 1.2145 | 1.3329 | 1.1831 | 1.5093 | 1.3767 | 1.2408 | 1.0338 | 0.89843 | 0.81863 | 0.92225 | 0.72291 | 0.79255 | 0.79837 |  | 2019 | 6.864e-08 | -2.5722e-07 | -2.7639e-07 | 1.5167e-08 | 2.4522e-08 |  | -2.0042e-07 | -3.8762e-07 | -5.0726e-07 | -4.7028e-07 | -4.5158e-07 | -1.77e-07 | 5.7861e-08 | 1.0336e-07 | 3.0541e-07 | 7.7443e-08 | 1.623e-07 | 1.3757e-07 | 1.4644e-09 | 1.0989e-07 | 1.6924e-07
2020 | 0.90916 | 1.1268 | 1.1698 | 1.011 | 1.0506 |  | 1.074 | 0.96743 | 1.2117 | 1.3456 | 1.2298 | 1.5408 | 1.3933 | 1.21 | 1.1102 | 0.88642 | 0.79821 | 0.87338 | 0.69709 | 0.77089 | 0.77523 |  | 2020 | 1.496e-07 | -2.5722e-07 | -4.4731e-07 | 9.0309e-08 | -3.3291e-07 |  | -2.4924e-07 | -3.6092e-08 | 4.1848e-07 | -2.1708e-07 | -3.8653e-07 | -5.2368e-08 | -7.7538e-08 | -3.3246e-07 | -4.0236e-07 | -4.8686e-08 | 2.1825e-08 | 5.2144e-08 | -9.1134e-08 | 3.2805e-08 | -2.7275e-09
43.VIC: individual output & input indexes, 2006-2020
| Output Indexes | [6 empty] | Input Indexes | [6 empty] | Partial Productivity Indexes | [8 empty] | Output Indexes | [6 empty] | Input Indexes | [6 empty] | Partial Productivity Indexes
Year | Energy | Rat. max demand | Customers | Circuit length | CMOS | Max Demand | Total Output | Real Opex | O/H Sub-tran. lines | O/H Distr. lines | U/G Sub-tran. lines | U/G Distr. lines | Trans-formers | Total Input | Real Opex | O/H Sub-tran. lines | O/H Distr. lines | U/G Sub-tran. lines | U/G Distr. lines | Trans-formers | Capital |  | Year | Energy | Rat. max demand | Customers | Circuit length | CMOS | Max Demand | Total Output | Real Opex | O/H Sub-tran. lines | O/H Distr. lines | U/G Sub-tran. lines | U/G Distr. lines | Trans-formers | Total Input | Real Opex | O/H Sub-tran. lines | O/H Distr. lines | U/G Sub-tran. lines | U/G Distr. lines | Trans-formers | Capital
2006 | 1 | 1 | 1 | 1 | 1 |  | 1 | 1 | 1 | 1 | 1 | 1 | 1 | 1 | 1 | 1 | 1 | 1 | 1 | 1 | 1 |  | 2006 | 0 | 0 | 0 | 0 | 0 |  | 0 | 0 | 0 | 0 | 0 | 0 | 0 | 0 | 0 | 0 | 0 | 0 | 0 | 0 | 0
2007 | 1.0144 | 1.0507 | 1.016 | 1.0063 | 1.0589 |  | 1.0186 | 1.0151 | 1.0028 | 1.0034 | 0.99951 | 1.0571 | 1.0329 | 1.0206 | 1.0035 | 1.0157 | 1.0151 | 1.0191 | 0.96361 | 0.98615 | 0.9938 |  | 2007 | 1.0538e-07 | -6.3713e-08 | 1.9736e-07 | 4.29e-07 | -4.4543e-07 |  | -3.5702e-07 | 3.7968e-07 | -4.4212e-07 | 3.2079e-07 | -3.8544e-09 | -1.2212e-07 | 1.5915e-08 | -1.697e-07 | 2.5972e-08 | -2.7211e-07 | 2.0913e-07 | -7.2026e-08 | -4.9789e-08 | -1.5171e-07 | 4.0106e-08
2008 | 1.0327 | 1.1156 | 1.0306 | 1.0109 | 0.89837 |  | 1.0729 | 1.0127 | 1.0101 | 1.0074 | 1.038 | 1.0962 | 1.0693 | 1.0369 | 1.0594 | 1.0621 | 1.065 | 1.0336 | 0.97873 | 1.0034 | 1.0224 |  | 2008 | 8.036e-08 | 1.5044e-07 | -5.5649e-08 | 2.0092e-07 | 1.624e-08 |  | 4.2684e-07 | 6.2309e-08 | 4.7891e-07 | 1.5567e-07 | 5.9883e-08 | -3.0222e-07 | 5.7127e-07 | 9.6001e-08 | -6.739e-08 | -2.8111e-07 | 2.8183e-07 | -4.1773e-07 | -3.3143e-08 | -2.4324e-07 | -3.231e-07
2009 | 1.0283 | 1.1976 | 1.044 | 1.0218 | 1.1926 |  | 1.0669 | 1.1201 | 1.0182 | 1.0043 | 1.0544 | 1.1947 | 1.1217 | 1.0995 | 0.95249 | 1.0478 | 1.0623 | 1.0119 | 0.89304 | 0.95109 | 0.98167 |  | 2009 | 2.0363e-08 | -1.3992e-07 | 2.8156e-07 | 1.666e-07 | 3.3611e-07 |  | 1.4646e-07 | -3.0352e-07 | 3.0484e-07 | -6.102e-08 | -7.3547e-08 | -1.7086e-07 | 1.0277e-07 | 4.0533e-07 | -2.8676e-08 | -2.6022e-07 | -2.2552e-07 | -5.76e-07 | 2.5741e-08 | -1.6904e-07 | -3.3025e-07
2010 | 1.0475 | 1.1984 | 1.0584 | 1.0292 | 1.0077 |  | 1.1028 | 1.1347 | 1.0351 | 1.006 | 1.0732 | 1.263 | 1.14 | 1.1195 | 0.97183 | 1.0654 | 1.0961 | 1.0276 | 0.87312 | 0.9673 | 0.99449 |  | 2010 | 9.9564e-08 | -2.6913e-07 | 2.0044e-07 | 2.1483e-07 | 2.394e-07 |  | 2.8159e-07 | 7.3776e-09 | -4.4098e-09 | 3.8782e-07 | 4.902e-07 | -5.3149e-07 | 2.982e-07 | 4.765e-07 | 7.2999e-08 | -6.0162e-08 | -1.4029e-07 | 3.842e-07 | 1.5706e-07 | -7.7202e-09 | 7.4312e-08
2011 | 1.026 | 1.1984 | 1.0722 | 1.0308 | 0.98514 |  | 1.1074 | 1.1938 | 1.0374 | 1.0077 | 1.0707 | 1.2896 | 1.1781 | 1.1524 | 0.92761 | 1.0675 | 1.0989 | 1.0342 | 0.85869 | 0.93994 | 0.98249 |  | 2011 | -1.7853e-08 | -2.6913e-07 | -3.8345e-08 | -2.1516e-07 | 4.8779e-08 |  | -3.2569e-07 | -2.8069e-08 | 6.5948e-08 | -3.4547e-07 | -4.2623e-07 | -4.2941e-07 | -9.5367e-08 | 9.5856e-08 | -2.7736e-08 | 1.5397e-07 | 2.3991e-07 | -5.1482e-07 | 7.223e-08 | 1.4757e-08 | 5.6783e-08
2012 | 1.0334 | 1.1984 | 1.0896 | 1.0391 | 1.0102 |  | 1.112 | 1.3211 | 1.0562 | 1.0117 | 1.2369 | 1.3279 | 1.2055 | 1.2148 | 0.84171 | 1.0529 | 1.0992 | 0.89904 | 0.83743 | 0.92249 | 0.96698 |  | 2012 | 1.3902e-07 | -2.6913e-07 | 1.3993e-07 | -1.5535e-07 | 4.7952e-07 |  | 1.7446e-07 | -4.1297e-07 | 3.6412e-07 | 9.3445e-08 | -1.6083e-07 | 3.4979e-07 | 1.5742e-07 | 3.2333e-08 | 3.1097e-07 | -1.4332e-07 | 7.4837e-07 | 3.9298e-07 | 2.8528e-07 | 3.2563e-07 | 2.717e-07
2013 | 1.0121 | 1.1984 | 1.1068 | 1.0428 | 1.0709 |  | 1.1066 | 1.3416 | 1.0467 | 1.0131 | 1.3101 | 1.3801 | 1.2385 | 1.2355 | 0.82487 | 1.0572 | 1.0923 | 0.84468 | 0.80185 | 0.89354 | 0.94405 |  | 2013 | -3.0902e-07 | -2.6913e-07 | 4.5998e-08 | 2.2141e-07 | 4.0868e-07 |  | 4.1797e-07 | 5.0335e-07 | 4.9118e-07 | 2.2692e-07 | -4.8828e-10 | 3.0955e-07 | -1.2756e-07 | -1.0719e-07 | 2.6042e-07 | 3.0029e-08 | 3.2477e-07 | 5.0074e-07 | 3.9512e-07 | 2.3315e-07 | 2.1741e-07
2014 | 0.99487 | 1.2071 | 1.1176 | 1.0493 | 1.2482 |  | 1.0908 | 1.3225 | 1.0675 | 1.0176 | 1.3407 | 1.4386 | 1.2612 | 1.2425 | 0.82486 | 1.0219 | 1.0719 | 0.81363 | 0.75827 | 0.86494 | 0.91352 |  | 2014 | -1.4706e-08 | 1.6776e-07 | 2.1554e-07 | 4.9091e-07 | 4.6787e-07 |  | 1.8005e-09 | -3.3562e-07 | 3.5165e-07 | -1.9807e-07 | -3.6684e-07 | -1.6891e-07 | -2.9464e-07 | -4.9775e-07 | -8.5242e-08 | -5.1458e-07 | 4.1117e-07 | 1.3572e-08 | -6.3085e-08 | -2.0548e-07 | -7.2616e-08
2015 | 1.0124 | 1.2071 | 1.1369 | 1.0531 | 1.0618 |  | 1.1218 | 1.3601 | 1.0587 | 1.0178 | 1.3455 | 1.5128 | 1.2825 | 1.2678 | 0.82481 | 1.0596 | 1.1022 | 0.83378 | 0.74153 | 0.8747 | 0.92563 |  | 2015 | 4.5602e-07 | 1.6776e-07 | -9.3224e-08 | 3.8886e-07 | 3.1375e-07 |  | 8.5411e-08 | -6.8542e-08 | -1.9267e-07 | -5.1074e-07 | -4.659e-07 | -1.1998e-07 | -4.3671e-08 | 5.9051e-07 | 1.4694e-07 | -1.8045e-07 | 4.5751e-07 | 2.7124e-07 | 1.2329e-07 | 5.3601e-08 | -5.9635e-08
2016 | 1.0177 | 1.2083 | 1.1568 | 1.0581 | 1.128 |  | 1.121 | 1.3926 | 1.08 | 1.0188 | 1.3742 | 1.5688 | 1.3068 | 1.2904 | 0.80496 | 1.0379 | 1.1002 | 0.81571 | 0.71453 | 0.8578 | 0.91067 |  | 2016 | 2.8857e-07 | -5.0832e-07 | -6.3606e-07 | -2.7306e-07 | -1.4954e-07 |  | -2.7399e-07 | -2.9193e-07 | 4.5426e-07 | -3.2262e-07 | 3.0515e-07 | -3.4496e-07 | 7.8201e-09 | 1.6042e-07 | -1.5546e-08 | 2.7816e-07 | 3.2704e-08 | 1.1404e-07 | 2.9932e-08 | -7.5861e-08 | -1.6192e-07
2017 | 1.0197 | 1.2122 | 1.1797 | 1.0672 | 0.87307 |  | 1.1634 | 1.3458 | 1.0838 | 1.0178 | 1.4413 | 1.6422 | 1.3273 | 1.2862 | 0.86447 | 1.0734 | 1.1431 | 0.80719 | 0.70844 | 0.8765 | 0.93004 |  | 2017 | -3.7276e-07 | 2.3029e-07 | -4.3533e-08 | -2.1948e-07 | 1.2477e-07 |  | 7.0496e-09 | 3.5285e-07 | 3.8874e-07 | 3.6266e-07 | 7.3456e-08 | -1.9956e-07 | 3.4348e-07 | -1.2398e-07 | -1.0209e-07 | 2.3061e-07 | 3.2767e-07 | -3.4811e-08 | -6.737e-08 | -2.1603e-07 | -4.5875e-08
2018 | 1.0089 | 1.2244 | 1.1979 | 1.0723 | 1.1522 |  | 1.1376 | 1.2359 | 1.0817 | 1.0172 | 1.5009 | 1.7234 | 1.3558 | 1.2605 | 0.92047 | 1.0516 | 1.1183 | 0.75794 | 0.66009 | 0.83906 | 0.8931 |  | 2018 | 4.2314e-07 | 6.4461e-08 | -2.6865e-07 | 3.4705e-07 | -4.4167e-08 |  | 1.8349e-07 | -1.5444e-07 | 1.5389e-07 | -4.158e-07 | -2.2377e-08 | 1.2894e-07 | -2.6688e-08 | 4.039e-07 | 2.5276e-07 | -1.7653e-07 | 8.0436e-07 | 2.9656e-07 | 1.3997e-07 | 9.0597e-08 | 2.3513e-07
2019 | 1.0157 | 1.2368 | 1.2222 | 1.0789 | 1.1928 |  | 1.1458 | 1.2565 | 1.0813 | 1.016 | 1.6242 | 1.7824 | 1.3747 | 1.2788 | 0.91191 | 1.0597 | 1.1278 | 0.70545 | 0.64287 | 0.83352 | 0.88766 |  | 2019 | -4.4518e-08 | -1.6444e-07 | 2.2874e-07 | 5.4108e-07 | -1.1433e-07 |  | -9.758e-08 | -3.4512e-07 | -2.1126e-08 | 2.2452e-07 | -1.2337e-08 | -1.4854e-07 | 4.9255e-07 | -4.7793e-07 | -9.0078e-09 | -1.1064e-07 | 1.3528e-07 | 1.161e-07 | -5.4773e-08 | -1.3831e-07 | -8.1915e-08
2020 | 0.9771 | 1.2605 | 1.2374 | 1.085 | 1.1639 |  | 1.1593 | 1.2358 | 1.091 | 1.0154 | 1.8102 | 1.8618 | 1.4027 | 1.2858 | 0.93807 | 1.0626 | 1.1417 | 0.64041 | 0.62268 | 0.82648 | 0.88074 |  | 2020 | 1.192e-07 | -1.5699e-07 | 1.2782e-07 | 7.1495e-08 | 1.629e-07 |  | 2.4084e-07 | -3.8848e-07 | 3.7904e-07 | -3.3091e-07 | -1.4204e-07 | -1.5147e-07 | 3.8406e-07 | 2.6489e-08 | -1.2702e-07 | -4.1083e-07 | 9.7772e-08 | -5.7156e-08 | -1.5327e-07 | -2.185e-07 | -2.2987e-08
44.QLD: individual output & input indexes, 2006-2020
| Output Indexes | [6 empty] | Input Indexes | [6 empty] | Partial Productivity Indexes | [8 empty] | Output Indexes | [6 empty] | Input Indexes | [6 empty] | Partial Productivity Indexes
Year | Energy | Rat. max demand | Customers | Circuit length | CMOS | Max Demand | Total Output | Real Opex | O/H Sub-tran. lines | O/H Distr. lines | U/G Sub-tran. lines | U/G Distr. lines | Trans-formers | Total Input | Real Opex | O/H Sub-tran. lines | O/H Distr. lines | U/G Sub-tran. lines | U/G Distr. lines | Trans-formers | Capital |  | Year | Energy | Rat. max demand | Customers | Circuit length | CMOS | Max Demand | Total Output | Real Opex | O/H Sub-tran. lines | O/H Distr. lines | U/G Sub-tran. lines | U/G Distr. lines | Trans-formers | Total Input | Real Opex | O/H Sub-tran. lines | O/H Distr. lines | U/G Sub-tran. lines | U/G Distr. lines | Trans-formers | Capital
2006 | 1 | 1 | 1 | 1 | 1 |  | 1 | 1 | 1 | 1 | 1 | 1 | 1 | 1 | 1 | 1 | 1 | 1 | 1 | 1 | 1 |  | 2006 | 0 | 0 | 0 | 0 | 0 |  | 0 | 0 | 0 | 0 | 0 | 0 | 0 | 0 | 0 | 0 | 0 | 0 | 0 | 0 | 0
2007 | 1.0053 | 1.0626 | 1.0191 | 1.0142 | 0.70443 |  | 1.1375 | 1.0049 | 1.028 | 1.008 | 1.1412 | 1.1059 | 1.0577 | 1.0318 | 1.132 | 1.1066 | 1.1286 | 0.99682 | 1.0286 | 1.0755 | 1.0846 |  | 2007 | -4.6638e-07 | -2.5517e-07 | -2.2214e-07 | -3.7868e-07 | -4.5559e-08 |  | 6.2469e-08 | -9.9182e-10 | 4.0049e-07 | -6.4667e-08 | 4.4241e-07 | -2.6949e-07 | -3.5362e-07 | -6.0392e-07 | 3.7024e-07 | 3.3887e-07 | 1.506e-08 | -1.8134e-07 | 2.3763e-07 | 5.4361e-08 | -4.5814e-07
2008 | 1.0253 | 1.1203 | 1.041 | 1.0212 | 0.84484 |  | 1.128 | 1.0623 | 1.0371 | 1.0158 | 1.3128 | 1.2205 | 1.0915 | 1.0773 | 1.0619 | 1.0877 | 1.1105 | 0.85924 | 0.9242 | 1.0335 | 1.0398 |  | 2008 | 2.2603e-07 | 1.2125e-07 | -1.236e-07 | -1.5102e-07 | -1.3815e-08 |  | 2.001e-07 | -6.6536e-08 | 4.7324e-07 | -4.0298e-08 | 2.3224e-08 | 2.6321e-08 | 1.2852e-07 | 3.4167e-07 | -3.3994e-07 | -2.0487e-07 | 3.5588e-07 | 7.7317e-08 | 7.6051e-08 | 2.4169e-07 | -5.0362e-08
2009 | 1.0592 | 1.1531 | 1.0623 | 1.0317 | 0.89181 |  | 1.1429 | 1.0622 | 1.0648 | 1.0253 | 1.3915 | 1.3252 | 1.1337 | 1.0998 | 1.0759 | 1.0733 | 1.1147 | 0.82134 | 0.86239 | 1.0081 | 1.0169 |  | 2009 | 3.4737e-07 | 3.528e-07 | 4.183e-07 | 2.0776e-07 | 2.7618e-08 |  | 1.8776e-07 | -1.8755e-07 | -2.8108e-07 | -3.4647e-07 | -4.4556e-08 | 1.5496e-07 | -4.7605e-07 | -1.6136e-08 | 1.2969e-08 | -4.95e-07 | -5.5099e-07 | -3.1706e-07 | -2.1669e-07 | 2.9755e-08 | -1.0796e-07
2010 | 1.0688 | 1.2143 | 1.0808 | 1.0394 | 0.89872 |  | 1.1763 | 1.0572 | 1.0816 | 1.031 | 1.4892 | 1.4101 | 1.1824 | 1.1216 | 1.1126 | 1.0875 | 1.1409 | 0.78986 | 0.83416 | 0.99481 | 1.013 |  | 2010 | 2.8942e-07 | -4.9473e-07 | 2.146e-07 | -7.7805e-08 | -1.2402e-08 |  | 2.9223e-07 | 7.299e-08 | 3.6033e-07 | -1.1588e-07 | 1.2818e-07 | 2.6796e-07 | 5.8362e-07 | 6.6924e-07 | -1.8848e-07 | 2.538e-07 | -7.5227e-08 | -4.4445e-08 | 4.728e-08 | -3.9329e-08 | 1.3624e-07
2011 | 1.0169 | 1.2143 | 1.0977 | 1.0435 | 0.83584 |  | 1.1969 | 1.2298 | 1.0955 | 1.0417 | 1.6186 | 1.4794 | 1.2165 | 1.2046 | 0.97321 | 1.0926 | 1.1489 | 0.73946 | 0.80901 | 0.98386 | 1.0036 |  | 2011 | 1.8237e-07 | -4.9473e-07 | 4.0256e-07 | 6.0219e-08 | 9.964e-09 |  | 1.8183e-07 | -3.5077e-07 | 7.0236e-08 | -2.6443e-07 | 6.3988e-08 | -2.9115e-07 | -7.4738e-08 | -2.0816e-07 | -1.9075e-07 | -3.3621e-07 | -5.7868e-07 | -1.8838e-07 | -1.5447e-07 | -2.5241e-07 | -6.1388e-07
2012 | 1.0234 | 1.2143 | 1.1127 | 1.0517 | 0.74597 |  | 1.2309 | 1.285 | 1.1225 | 1.0514 | 1.6459 | 1.5439 | 1.2502 | 1.2392 | 0.95791 | 1.0966 | 1.1707 | 0.74783 | 0.79724 | 0.98456 | 1.0077 |  | 2012 | -1.1762e-07 | -4.9473e-07 | -2.7947e-07 | -7.7492e-08 | -2.5215e-09 |  | -1.0395e-07 | -5.9789e-07 | 4.3938e-07 | -1.8597e-07 | 1.3087e-07 | -2.6438e-07 | -7.6294e-10 | -4.4144e-08 | -2.2119e-07 | -7.07e-07 | -8.2934e-07 | -2.758e-07 | -3.5432e-07 | -3.2125e-07 | -3.6343e-07
2013 | 1.0131 | 1.2143 | 1.1274 | 1.0371 | 0.71049 |  | 1.2337 | 1.195 | 1.0227 | 1.0591 | 1.7464 | 1.605 | 1.2782 | 1.2178 | 1.0324 | 1.2063 | 1.1649 | 0.70642 | 0.76865 | 0.96514 | 1.0004 |  | 2013 | -1.21e-08 | -4.9473e-07 | -3.0342e-07 | -1.6054e-07 | 5.6397e-08 |  | -1.3593e-07 | 2.5813e-07 | -3.4294e-08 | -4.388e-07 | 2.7602e-07 | -3.8488e-07 | 6.488e-08 | 6.1842e-07 | -3.1241e-07 | 2.1366e-07 | -1.6602e-07 | -3.3802e-08 | 4.9698e-08 | -1.8224e-08 | -2.1897e-07
2014 | 1.0132 | 1.2143 | 1.1428 | 1.0421 | 0.66445 |  | 1.2506 | 1.1419 | 1.0299 | 1.0724 | 1.7854 | 1.6603 | 1.3318 | 1.2204 | 1.0952 | 1.2143 | 1.1662 | 0.70047 | 0.75328 | 0.93908 | 0.9855 |  | 2014 | -2.8252e-08 | -4.9473e-07 | -6.6048e-08 | -2.7953e-07 | 6.6633e-08 |  | -1.165e-08 | -2.3516e-07 | 6.163e-08 | 3.902e-07 | -1.8913e-08 | -8.4244e-08 | 4.2679e-08 | 9.3443e-07 | 7.1182e-07 | -2.7977e-07 | 4.9914e-07 | 9.1144e-08 | 8.6617e-08 | 1.6919e-07 | -3.9624e-07
2015 | 1.0207 | 1.2143 | 1.1575 | 1.0513 | 0.82135 |  | 1.2209 | 1.2339 | 1.0266 | 1.109 | 1.854 | 1.7208 | 1.3703 | 1.2779 | 0.9895 | 1.1893 | 1.101 | 0.65855 | 0.70954 | 0.89101 | 0.93523 |  | 2015 | -3.1306e-07 | -4.9473e-07 | -4.0688e-07 | -6.0532e-07 | 1.7424e-08 |  | -2.3098e-07 | 2.7586e-07 | 4.3375e-07 | 1.4609e-07 | -4.1803e-07 | 1.6695e-07 | 5.9069e-07 | 7.0139e-07 | 9.2514e-08 | 3.5519e-07 | 3.8033e-07 | 9.9738e-08 | 1.8863e-08 | -1.3251e-07 | -1.542e-07
2016 | 1.0229 | 1.2143 | 1.1768 | 1.0536 | 0.79577 |  | 1.2328 | 1.1678 | 1.0269 | 1.103 | 1.8509 | 1.7736 | 1.402 | 1.2633 | 1.0556 | 1.2004 | 1.1177 | 0.66603 | 0.69506 | 0.87931 | 0.93215 |  | 2016 | 3.5652e-07 | -4.9473e-07 | 3.7761e-07 | 2.1063e-07 | 9.6281e-08 |  | -4.576e-07 | 1.5592e-07 | 4.9772e-07 | -3.202e-07 | -3.1281e-08 | -2.4258e-07 | 5.8539e-07 | 2.2118e-07 | -7.951e-07 | -8.6894e-07 | -2.9928e-07 | -2.273e-07 | -2.9524e-07 | -4.2216e-07 | -6.1292e-07
2017 | 1.0171 | 1.2143 | 1.1947 | 1.0576 | 0.64279 |  | 1.2778 | 1.1107 | 1.0725 | 1.0927 | 1.8872 | 1.8197 | 1.4345 | 1.2545 | 1.1505 | 1.1914 | 1.1694 | 0.6771 | 0.70219 | 0.89074 | 0.95082 |  | 2017 | -3.156e-07 | -4.9473e-07 | -1.2891e-07 | -1.6334e-07 | -3.9534e-08 |  | -4.9931e-07 | 2.2311e-07 | -2.0782e-07 | 4.3449e-07 | -4.1344e-07 | 1.0332e-07 | 4.4408e-07 | -2.9401e-07 | 5.9173e-08 | -3.2981e-07 | 3.3009e-07 | 2.4956e-08 | -8.3928e-09 | -1.4206e-07 | -2.4324e-07
2018 | 1.0118 | 1.2143 | 1.2166 | 1.0576 | 0.70793 |  | 1.2656 | 1.1273 | 1.0754 | 1.1139 | 1.8887 | 1.8296 | 1.4455 | 1.267 | 1.1227 | 1.1769 | 1.1362 | 0.6701 | 0.69173 | 0.87557 | 0.93303 |  | 2018 | -1.0303e-07 | -4.9473e-07 | -4.2935e-07 | -6.5102e-08 | 3.1834e-08 |  | -2.6558e-08 | 1.0929e-07 | 2.9317e-07 | -1.7179e-07 | 2.1973e-08 | -1.0133e-07 | 1.6817e-07 | -2.1977e-07 | -3.1533e-07 | -3.8485e-07 | -7.5256e-07 | -1.5364e-07 | -3.5431e-07 | -4.5168e-07 | -3.2378e-07
2019 | 1.0242 | 1.2143 | 1.232 | 1.0618 | 0.80163 |  | 1.2483 | 1.0988 | 1.0726 | 1.0943 | 1.8765 | 1.8704 | 1.4573 | 1.2565 | 1.136 | 1.1638 | 1.1407 | 0.66523 | 0.6674 | 0.8566 | 0.91969 |  | 2019 | 1.8926e-07 | -4.9473e-07 | -4.6933e-07 | 1.2106e-07 | 6.7327e-08 |  | 3.1335e-07 | -1.8147e-07 | -1.3132e-07 | -3.1918e-07 | -3.0141e-07 | -2.6113e-07 | -2.0602e-07 | -3.4013e-07 | 1.6813e-07 | 4.384e-07 | 1.9144e-07 | 1.3482e-07 | 1.721e-08 | -4.6323e-08 | -1.0684e-07
2020 | 1.0177 | 1.2197 | 1.2409 | 1.067 | 0.8085 |  | 1.2526 | 1.0917 | 1.088 | 1.0994 | 1.9604 | 1.9021 | 1.4633 | 1.2581 | 1.1475 | 1.1514 | 1.1394 | 0.63896 | 0.65856 | 0.85602 | 0.9156 |  | 2020 | 4.4052e-07 | -4.6466e-07 | -2.4567e-07 | -7.2952e-08 | 1.2692e-07 |  | -2.0293e-07 | -3.7443e-07 | 4.5569e-07 | -1.8075e-07 | -6.9599e-07 | -3.9787e-08 | -2.8086e-07 | -3.7854e-07 | 2.2902e-07 | 9.6334e-08 | -7.6605e-08 | 3.3577e-08 | -7.7833e-08 | -1.4949e-07 | -3.1203e-07
45.SA: individual output & input indexes, 2006-2020
| Output Indexes | [6 empty] | Input Indexes | [6 empty] | Partial Productivity Indexes | [8 empty] | Output Indexes | [6 empty] | Input Indexes | [6 empty] | Partial Productivity Indexes
Year | Energy | Rat. max demand | Customers | Circuit length | CMOS | Max Demand | Total Output | Real Opex | O/H Sub-tran. lines | O/H Distr. lines | U/G Sub-tran. lines | U/G Distr. lines | Trans-formers | Total Input | Real Opex | O/H Sub-tran. lines | O/H Distr. lines | U/G Sub-tran. lines | U/G Distr. lines | Trans-formers | Capital |  | Year | Energy | Rat. max demand | Customers | Circuit length | CMOS | Max Demand | Total Output | Real Opex | O/H Sub-tran. lines | O/H Distr. lines | U/G Sub-tran. lines | U/G Distr. lines | Trans-formers | Total Input | Real Opex | O/H Sub-tran. lines | O/H Distr. lines | U/G Sub-tran. lines | U/G Distr. lines | Trans-formers | Capital
2006 | 1 | 1 | 1 | 1 | 1 |  | 1 | 1 | 1 | 1 | 1 | 1 | 1 | 1 | 1 | 1 | 1 | 1 | 1 | 1 | 1 |  | 2006 | 0 | 0 | 0 | 0 | 0 |  | 0 | 0 | 0 | 0 | 0 | 0 | 0 | 0 | 0 | 0 | 0 | 0 | 0 | 0 | 0
2007 | 1.0278 | 1 | 1.0008 | 1.0058 | 1.153 |  | 0.97423 | 0.9268 | 1.009 | 1.0001 | 1.0213 | 1.0403 | 1.0517 | 1.0032 | 1.0512 | 0.96552 | 0.97418 | 0.95395 | 0.93649 | 0.92638 | 0.94004 |  | 2007 | 2.6726e-07 | 0 | -3.5887e-07 | -4.7984e-07 | 3.1644e-07 |  | -5.489e-08 | -3.3737e-08 | 3.4829e-07 | -3.5582e-07 | -4.9767e-08 | 1.1635e-08 | -1.1823e-07 | 1.6599e-07 | 1.3593e-08 | -2.536e-08 | -1.3907e-08 | -5.0647e-08 | -1.2779e-07 | -2.65e-08 | -1.6388e-07
2008 | 1.0356 | 1.0704 | 1.0029 | 1.0117 | 0.83106 |  | 1.0732 | 1.0378 | 1.018 | 1.0001 | 1.0425 | 1.0806 | 1.0747 | 1.0496 | 1.0341 | 1.0542 | 1.0731 | 1.0294 | 0.99317 | 0.99866 | 1.0133 |  | 2008 | -5.0391e-07 | 3.7641e-07 | -1.4078e-07 | 1.5954e-07 | 6.7174e-08 |  | -8.4869e-08 | 1.6567e-07 | -4.2263e-07 | 2.8836e-07 | -2.1874e-07 | -9.594e-08 | -1.5586e-07 | -4.661e-07 | -3.1785e-07 | -2.2249e-07 | -2.162e-07 | 1.0817e-07 | 9.4258e-08 | 1.0344e-07 | -1.1849e-07
2009 | 1.0285 | 1.1546 | 1.0457 | 1.0212 | 0.91202 |  | 1.102 | 1.1433 | 1.0339 | 1.001 | 1.1182 | 1.1311 | 1.1056 | 1.1073 | 0.96393 | 1.0659 | 1.1009 | 0.98552 | 0.97436 | 0.99679 | 1.0111 |  | 2009 | -2.7752e-07 | 3.2874e-07 | 1.5144e-08 | -2.1892e-07 | 6.0684e-08 |  | 8.739e-07 | 4.4004e-07 | 4.2586e-07 | -1.2439e-07 | -4.0514e-07 | 4.014e-07 | 2.5986e-08 | -6.0606e-07 | 4.6478e-07 | 5.2617e-07 | 8.6876e-07 | 5.6025e-07 | 4.2061e-07 | 4.2868e-07 | 5.6397e-07
2010 | 1.0501 | 1.1546 | 1.0618 | 1.028 | 1.2261 |  | 1.0479 | 1.1369 | 1.0538 | 1.0012 | 1.1147 | 1.1688 | 1.1567 | 1.1288 | 0.92179 | 0.99441 | 1.0466 | 0.94013 | 0.89658 | 0.90602 | 0.9311 |  | 2010 | 4.1979e-07 | 3.2874e-07 | -2.9527e-07 | 2.1021e-07 | 1.5945e-07 |  | 7.644e-07 | -4.1071e-07 | -3.3624e-07 | -2.166e-07 | 8.5152e-08 | -1.0865e-07 | 1.3926e-07 | -1.3599e-07 | 3.8392e-07 | 4.8134e-07 | 9.1818e-07 | 4.0421e-07 | 2.4583e-07 | 3.7538e-07 | 4.6708e-07
2011 | 1.0278 | 1.1546 | 1.0735 | 1.0279 | 1.1098 |  | 1.0725 | 1.4191 | 1.0202 | 1.0021 | 0.9985 | 1.1932 | 1.189 | 1.2311 | 0.75573 | 1.0512 | 1.0702 | 1.0741 | 0.89878 | 0.90201 | 0.93528 |  | 2011 | -3.1461e-07 | 3.2874e-07 | 2.0152e-07 | -1.4666e-07 | 2.7386e-07 |  | 5.5196e-07 | 4.3713e-07 | -1.4403e-07 | -2.0864e-07 | -2.1793e-08 | -1.4559e-07 | 4.3301e-07 | 6.7612e-08 | 2.0883e-08 | 2.6955e-07 | -3.4613e-08 | 7.6769e-08 | -9.5872e-08 | 1.1908e-07 | -2.4715e-08
2012 | 1.0059 | 1.1546 | 1.0839 | 1.0332 | 0.9016 |  | 1.1126 | 1.4595 | 1.0327 | 0.99702 | 1.1365 | 1.218 | 1.2398 | 1.2635 | 0.76226 | 1.0774 | 1.1159 | 0.97892 | 0.91341 | 0.89735 | 0.94428 |  | 2012 | 3.8798e-07 | 3.2874e-07 | -2.4503e-07 | -1.264e-07 | 6.087e-08 |  | -1.1876e-07 | -4.4078e-07 | 6.7383e-08 | 1.3923e-07 | 4.1092e-08 | -5.0667e-08 | 2.3514e-07 | 1.1597e-09 | 7.2033e-08 | -3.5557e-07 | -6.072e-07 | -7.5311e-09 | -1.4895e-07 | -2.5252e-08 | -5.1798e-07
2013 | 1.0049 | 1.1546 | 1.0885 | 1.036 | 0.99733 |  | 1.0981 | 1.5463 | 1.0366 | 0.9975 | 1.1443 | 1.2344 | 1.269 | 1.306 | 0.71015 | 1.0593 | 1.1008 | 0.9596 | 0.88953 | 0.86534 | 0.91706 |  | 2013 | -1.7392e-07 | 3.2874e-07 | -3.3474e-07 | 1.7149e-07 | 1.0654e-07 |  | 4.9609e-07 | 1.2856e-08 | 4.3719e-07 | 1.3629e-07 | -2.143e-07 | 6.2502e-07 | -3.5854e-07 | -2.9107e-07 | 3.0071e-07 | 3.5964e-07 | 2.41e-07 | 2.661e-07 | 1.5241e-07 | 3.4454e-07 | 2.5798e-07
2014 | 0.96794 | 1.1546 | 1.0936 | 1.0383 | 1.172 |  | 1.0679 | 1.5825 | 1.0337 | 0.98766 | 1.173 | 1.2534 | 1.2977 | 1.3321 | 0.67478 | 1.033 | 1.0812 | 0.91038 | 0.85194 | 0.8229 | 0.8788 |  | 2014 | -1.3589e-07 | 3.2874e-07 | 1.5513e-07 | 1.8436e-07 | -3.7125e-08 |  | -9.2155e-08 | -1.4387e-07 | -1.9478e-07 | 8.1462e-08 | -6.8863e-08 | -3.0647e-08 | -1.9806e-08 | 4.2474e-07 | 2.3795e-07 | 5.6865e-07 | 6.7413e-07 | 2.9262e-07 | 1.2425e-07 | 2.6738e-07 | -2.5306e-07
2015 | 0.94413 | 1.1546 | 1.0964 | 1.0397 | 0.86719 |  | 1.1156 | 1.6442 | 1.0513 | 0.95872 | 1.218 | 1.2714 | 1.3247 | 1.356 | 0.67849 | 1.0611 | 1.1636 | 0.91589 | 0.87748 | 0.84211 | 0.90767 |  | 2015 | -1.2959e-07 | 3.2874e-07 | -4.6671e-07 | 4.0988e-07 | 1.3107e-07 |  | 8.873e-08 | -4.4276e-07 | -3.8667e-07 | 1.2698e-07 | 4.064e-07 | 7.4139e-07 | -3.4494e-07 | -3.5792e-07 | 3.0093e-07 | 1.2957e-07 | 6.5883e-07 | 4.9151e-07 | 1.8892e-07 | 4.61e-07 | 1.3094e-07
2016 | 0.94528 | 1.1546 | 1.1025 | 1.0469 | 0.97961 |  | 1.1031 | 1.3789 | 1.0432 | 0.96436 | 1.2126 | 1.3033 | 1.3362 | 1.2835 | 0.80002 | 1.0575 | 1.1439 | 0.90975 | 0.84645 | 0.82561 | 0.88748 |  | 2016 | -7.1811e-08 | 3.2874e-07 | -1.981e-07 | -1.7172e-07 | 9.7906e-08 |  | 7.1857e-07 | 3.2907e-07 | 5.5775e-07 | 1.4503e-07 | 3.1685e-08 | 1.6764e-07 | -3.2723e-07 | -1.7726e-07 | 2.4172e-07 | 2.8689e-07 | -2.362e-08 | 2.544e-07 | 8.5248e-08 | 1.2535e-07 | -2.0745e-07
2017 | 0.93246 | 1.1546 | 1.1277 | 1.0488 | 1.0917 |  | 1.0884 | 1.5883 | 1.0582 | 0.96427 | 1.2118 | 1.3189 | 1.342 | 1.3573 | 0.68524 | 1.0285 | 1.1287 | 0.89814 | 0.82522 | 0.81099 | 0.86779 |  | 2017 | -1.0125e-07 | 3.2874e-07 | -4.5252e-07 | 3.6282e-07 | -8.1085e-08 |  | 7.6048e-07 | 4.3379e-07 | -4.3404e-08 | 5.9248e-08 | -4.8405e-07 | 5.4504e-07 | -7.0839e-08 | 4.1311e-07 | 2.0627e-07 | 1.4848e-07 | 3.7555e-08 | 3.8396e-07 | 1.9572e-07 | 2.1218e-07 | -2.9958e-07
2018 | 0.92691 | 1.1546 | 1.1484 | 1.0528 | 0.96686 |  | 1.1151 | 1.5563 | 1.0658 | 0.97391 | 1.2581 | 1.3356 | 1.3551 | 1.3568 | 0.71647 | 1.0462 | 1.1449 | 0.88632 | 0.83485 | 0.82285 | 0.8803 |  | 2018 | -1.1542e-07 | 3.2874e-07 | 1.7331e-07 | 4.1755e-07 | 1.839e-07 |  | 2.2381e-07 | 2.0401e-07 | 1.3007e-07 | 4.2168e-08 | -4.2426e-07 | -1.0569e-07 | -4.1341e-07 | 2.5167e-07 | 3.6247e-07 | 1.0252e-07 | 7.5976e-07 | 4.8399e-07 | 2.0343e-07 | 3.027e-07 | -2.4171e-07
2019 | 0.91752 | 1.1546 | 1.1635 | 1.0527 | 1.0888 |  | 1.0966 | 1.5969 | 1.0615 | 0.98113 | 1.2651 | 1.3753 | 1.3598 | 1.3786 | 0.6867 | 1.0331 | 1.1177 | 0.8668 | 0.79735 | 0.80644 | 0.85686 |  | 2019 | -1.0546e-07 | 3.2874e-07 | -4.452e-07 | 1.144e-07 | 2.076e-08 |  | 9.4267e-07 | 1.518e-07 | -2.6962e-08 | 5.279e-08 | -1.898e-07 | 2.6783e-07 | 4.3079e-07 | -2.9759e-07 | 2.7996e-07 | 6.0478e-08 | 4.6968e-07 | 4.4194e-07 | 2.5178e-07 | 3.2718e-07 | 1.4218e-07
2020 | 0.89914 | 1.1546 | 1.1743 | 1.0541 | 0.90026 |  | 1.1285 | 1.4232 | 1.0654 | 0.99421 | 1.2914 | 1.4105 | 1.3746 | 1.3353 | 0.79292 | 1.0592 | 1.135 | 0.87384 | 0.80004 | 0.82096 | 0.86924 |  | 2020 | -7.3099e-08 | 3.2874e-07 | -7.0587e-08 | 1.676e-07 | 9.8735e-08 |  | 9.1744e-07 | 3.8805e-07 | 2.8355e-07 | 1.5367e-07 | 3.2635e-07 | 5.7336e-07 | -1.0033e-07 | -2.6411e-07 | 3.6332e-07 | 3.6205e-07 | 7.5988e-07 | 5.7792e-07 | 2.8368e-07 | 3.5044e-07 | -9.6825e-08
46.TAS: individual output & input indexes, 2006-2020
| Output Indexes | [6 empty] | Input Indexes | [6 empty] | Partial Productivity Indexes | [8 empty] | Output Indexes | [6 empty] | Input Indexes | [6 empty] | Partial Productivity Indexes
Year | Energy | Rat. max demand | Customers | Circuit length | CMOS | Max Demand | Total Output | Real Opex | O/H Sub-tran. lines | O/H Distr. lines | U/G Sub-tran. lines | U/G Distr. lines | Trans-formers | Total Input | Real Opex | O/H Sub-tran. lines | O/H Distr. lines | U/G Sub-tran. lines | U/G Distr. lines | Trans-formers | Capital |  | Year | Energy | Rat. max demand | Customers | Circuit length | CMOS | Max Demand | Total Output | Real Opex | O/H Sub-tran. lines | O/H Distr. lines | U/G Sub-tran. lines | U/G Distr. lines | Trans-formers | Total Input | Real Opex | O/H Sub-tran. lines | O/H Distr. lines | U/G Sub-tran. lines | U/G Distr. lines | Trans-formers | Capital
2006 | 1 | 1 | 1 | 1 | 1 |  | 1 | 1 | 1 | 1 | 1 | 1 | 1 | 1 | 1 | 1 | 1 | 1 | 1 | 1 | 1 |  | 2006 | 0 | 0 | 0 | 0 | 0 |  | 0 | 0 | 0 | 0 | 0 | 0 | 0 | 0 | 0 | 0 | 0 | 0 | 0 | 0 | 0
2007 | 0.9929 | 1.08 | 1.0193 | 1 | 1.3359 |  | 0.97703 | 0.99797 | 1 | 1 | 1 | 1.0003 | 1.0372 | 1.0086 | 0.97902 | 0.97703 | 0.97703 | 0.97703 | 0.97678 | 0.94199 | 0.96367 |  | 2007 | 5.2901e-08 | 3.7278e-07 | -2.5384e-07 | 4.1753e-07 | 2.935e-08 |  | -2.0749e-07 | -3.476e-08 | 0 | 0 | 0 | 2.0732e-07 | 2.588e-07 | 2.5415e-07 | -2.0906e-07 | -2.0749e-07 | -2.0749e-07 | -2.0749e-07 | -1.1892e-07 | -1.252e-07 | -7.3363e-08
2008 | 0.99829 | 1.0856 | 1.039 | 1 | 1.3775 |  | 0.97877 | 1.0078 | 1 | 1 | 1 | 1.0003 | 1.0878 | 1.0251 | 0.97114 | 0.97877 | 0.97877 | 0.97877 | 0.97851 | 0.8998 | 0.94627 |  | 2008 | 6.4486e-08 | -1.8657e-07 | -3.82e-07 | 4.1753e-07 | 3.1541e-07 |  | -2.0236e-08 | 5.0121e-07 | 0 | 0 | 0 | 2.0732e-07 | -2.4024e-07 | -4.693e-07 | -5.0191e-08 | -2.0236e-08 | -2.0236e-08 | -2.0236e-08 | 2.028e-08 | -4.2613e-08 | 1.2941e-07
2009 | 1.0309 | 1.0856 | 1.0591 | 1.0027 | 1.6128 |  | 0.95256 | 1.1261 | 1.0067 | 0.99905 | 1.4522 | 1.003 | 1.1326 | 1.0803 | 0.84593 | 0.94622 | 0.95347 | 0.65595 | 0.94971 | 0.84101 | 0.90286 |  | 2009 | -1.9117e-07 | -1.8657e-07 | 3.6413e-07 | -1.0727e-07 | -1.7762e-07 |  | 2.0701e-07 | 2.4063e-07 | 4.231e-07 | 5.5637e-08 | -2.5618e-07 | 3.1252e-07 | 1.4314e-07 | 5.22e-07 | 1.8716e-07 | 2.3264e-07 | 1.8587e-07 | 1.1454e-07 | 1.8173e-07 | 1.8149e-07 | -1.5513e-07
2010 | 1.0217 | 1.0856 | 1.0796 | 1.0199 | 1.6767 |  | 0.95856 | 1.3334 | 1.0067 | 1.0185 | 1.4589 | 1.044 | 1.1817 | 1.1711 | 0.71889 | 0.95218 | 0.9412 | 0.65704 | 0.91814 | 0.81117 | 0.88049 |  | 2010 | 1.9693e-07 | -1.8657e-07 | 2.0998e-07 | -1.4869e-07 | 1.0178e-08 |  | 3.4305e-07 | 8.3946e-08 | 4.231e-07 | 3.7937e-07 | -9.0668e-08 | -1.2858e-07 | -1.4096e-07 | -5.3078e-08 | 2.0353e-07 | 4.1564e-07 | 3.7232e-07 | 2.8171e-07 | 2.9851e-07 | 3.7441e-07 | 1.632e-07
2011 | 0.99913 | 1.0856 | 1.1006 | 1.0385 | 1.1589 |  | 1.0401 | 1.2835 | 1.0067 | 1.0285 | 1.6942 | 1.0873 | 1.2395 | 1.1759 | 0.81037 | 1.0332 | 1.0113 | 0.6139 | 0.95658 | 0.83909 | 0.92658 |  | 2011 | 8.886e-08 | -1.8657e-07 | 2.6178e-07 | 1.5764e-07 | 4.1469e-07 |  | 3.4905e-07 | 3.1316e-07 | 4.231e-07 | 4.6761e-08 | -1.3221e-07 | -3.0843e-07 | -5.1572e-07 | 6.2729e-08 | -3.3924e-09 | -3.7748e-07 | -4.1118e-08 | 1.0006e-08 | -8.5829e-08 | 4.8089e-08 | -2.9353e-07
2012 | 0.97063 | 1.0856 | 1.1107 | 1.0477 | 1.3463 |  | 1.0173 | 1.4003 | 1.0067 | 1.0355 | 1.7413 | 1.1017 | 1.2733 | 1.2279 | 0.72649 | 1.0105 | 0.98244 | 0.58422 | 0.92335 | 0.79893 | 0.89212 |  | 2012 | 1.9753e-08 | -1.8657e-07 | 2.4348e-07 | -6.4323e-08 | 1.9861e-07 |  | -1.4283e-07 | -1.0685e-07 | 4.231e-07 | -3.1543e-07 | -9.2834e-08 | -1.629e-07 | 1.7829e-07 | -3.0472e-08 | -1.7609e-07 | -7.4914e-08 | -1.2746e-07 | -7.064e-08 | -2.868e-07 | -3.6404e-08 | -3.1495e-07
2013 | 0.95482 | 1.0856 | 1.1166 | 1.0531 | 1.1589 |  | 1.0435 | 1.1363 | 1.0067 | 1.039 | 1.7346 | 1.1089 | 1.2834 | 1.1436 | 0.91832 | 1.0365 | 1.0044 | 0.60159 | 0.94106 | 0.8131 | 0.91019 |  | 2013 | 1.6456e-07 | -1.8657e-07 | 6.3179e-08 | 4.2659e-07 | -2.4247e-07 |  | -7.0257e-07 | -1.4465e-07 | 4.231e-07 | -5.098e-07 | -2.5835e-07 | 3.4015e-07 | 1.9652e-07 | -2.9711e-07 | -1.3588e-07 | -8.5252e-08 | -1.2596e-08 | -1.4888e-07 | -3.0824e-07 | -1.3481e-07 | -6.1828e-07
2014 | 0.92426 | 1.0856 | 1.1201 | 1.0606 | 1.5685 |  | 0.99295 | 1.1593 | 1.0064 | 1.0445 | 1.9118 | 1.1344 | 1.3107 | 1.1624 | 0.85651 | 0.98668 | 0.95062 | 0.51937 | 0.87531 | 0.75758 | 0.85306 |  | 2014 | 3.2977e-08 | -1.8657e-07 | 2.1973e-09 | 1.0964e-07 | -8.9622e-08 |  | 1.6008e-07 | 3.8042e-07 | 2.5909e-07 | 2.7248e-07 | -7.1342e-08 | -2.7464e-07 | -4.4446e-07 | 3.1116e-07 | 1.9978e-07 | 1.9657e-07 | 1.0751e-07 | 5.415e-08 | 3.5438e-08 | 1.6607e-07 | 1.0314e-07
2015 | 0.94089 | 1.0856 | 1.1293 | 1.0669 | 1.2085 |  | 1.0438 | 0.98114 | 1.0064 | 1.0497 | 1.9178 | 1.1424 | 1.3295 | 1.1063 | 1.0639 | 1.0371 | 0.99441 | 0.54425 | 0.91365 | 0.78512 | 0.88876 |  | 2015 | 9.045e-08 | -1.8657e-07 | -6.2312e-07 | -3.0846e-08 | -2.0277e-07 |  | -2.4883e-07 | -7.2048e-08 | 8.2985e-08 | -2.71e-07 | 2.7573e-07 | -1.2443e-07 | 3.8414e-08 | 3.0768e-07 | 9.198e-08 | -1.7671e-07 | 1.9609e-07 | 1.2214e-07 | -7.689e-09 | 2.2865e-07 | 5.3432e-08
2016 | 0.95384 | 1.0856 | 1.1384 | 1.0694 | 1.2971 |  | 1.0367 | 1.0525 | 1.0045 | 1.0565 | 2.0205 | 1.1508 | 1.3371 | 1.1375 | 0.98492 | 1.032 | 0.98121 | 0.51306 | 0.90081 | 0.77529 | 0.87731 |  | 2016 | 1.1534e-07 | -1.8657e-07 | 9.0195e-08 | -1.9913e-09 | 4.1179e-07 |  | -2.1635e-07 | -5.1921e-07 | 3.3719e-07 | 2.7613e-07 | -1.6713e-07 | 6.1909e-07 | -2.0882e-07 | 4.127e-07 | -4.6604e-08 | -4.9092e-07 | -1.0696e-07 | 3.7317e-08 | -2.0473e-07 | -5.1758e-09 | -2.446e-07
2017 | 0.94247 | 1.0856 | 1.1477 | 1.0714 | 1.1877 |  | 1.052 | 1.3823 | 1.0039 | 1.0684 | 2.0477 | 1.1558 | 1.3644 | 1.2615 | 0.76104 | 1.0479 | 0.98459 | 0.51372 | 0.91013 | 0.771 | 0.87897 |  | 2017 | 1.6579e-07 | -1.8657e-07 | 2.0232e-07 | 2.5941e-07 | 1.3203e-07 |  | 3.2932e-07 | 1.0452e-07 | -4.3372e-07 | -1.5254e-07 | -2.027e-07 | 3.9688e-07 | -3.544e-07 | 5.9654e-08 | -9.9111e-08 | -1.3893e-07 | -2.206e-07 | -6.4984e-08 | -2.6309e-07 | -3.0716e-08 | -2.7952e-07
2018 | 0.96502 | 1.0856 | 1.1488 | 1.0734 | 1.3694 |  | 1.0325 | 1.2491 | 0.99938 | 1.0874 | 2.0081 | 1.1763 | 1.3609 | 1.2224 | 0.82659 | 1.0331 | 0.94951 | 0.51415 | 0.87773 | 0.75864 | 0.85527 |  | 2018 | 3.9912e-08 | -1.8657e-07 | 3.1317e-07 | -3.494e-07 | -4.7898e-07 |  | -3.0367e-07 | 3.2629e-07 | 5.2648e-08 | 2.6966e-07 | -4.045e-07 | 2.539e-07 | -5.2384e-07 | 3.6077e-07 | -7.1364e-09 | -6.2761e-07 | -1.2131e-07 | -2.1712e-08 | -3.5448e-07 | 4.8568e-09 | 3.9417e-08
2019 | 0.97125 | 1.0856 | 1.1588 | 1.0779 | 1.3896 |  | 1.0342 | 1.1064 | 0.99435 | 1.0969 | 2.0109 | 1.1922 | 1.3891 | 1.184 | 0.9348 | 1.0401 | 0.94288 | 0.51432 | 0.86749 | 0.74452 | 0.84356 |  | 2019 | 1.3603e-07 | -1.8657e-07 | -3.9125e-07 | -2.7221e-07 | -4.8343e-07 |  | -1.9767e-07 | 3.9655e-07 | -5.069e-09 | 5.1622e-07 | 1.3362e-07 | 6.9466e-07 | -2.4152e-07 | -2.5711e-07 | 3.9647e-07 | 2.962e-07 | 1.954e-07 | 1.9611e-07 | 6.134e-08 | 2.2969e-07 | 4.03e-07
2020 | 0.98931 | 1.0856 | 1.1728 | 1.0802 | 1.3451 |  | 1.0462 | 1.144 | 0.99591 | 1.0995 | 2.1017 | 1.2014 | 1.4142 | 1.2028 | 0.91453 | 1.0505 | 0.9516 | 0.49781 | 0.87083 | 0.73979 | 0.84602 |  | 2020 | 7.5331e-08 | -1.8657e-07 | -2.9414e-07 | -2.5376e-07 | -4.1307e-07 |  | -8.1177e-09 | -5.6181e-07 | -1.5073e-08 | 4.6902e-07 | -1.3815e-07 | 4.8973e-08 | 3.6026e-07 | 4.9994e-07 | 8.6549e-08 | 5.7603e-08 | -6.7701e-08 | 4.4465e-08 | -2.3661e-07 | 5.3484e-08 | -1.1727e-07

## Contrib. checks
Contributions of outputs and inputs to TFP growth | [14 empty] | Contributions of outputs and inputs to TFP growth
DIND: Output and input growth rates | [14 empty] | DIND: Output and input growth rates
Year | 2007 | 2008 | 2009 | 2010 | 2011 | 2012 | 2013 | 2014 | 2015 | 2016 | 2017 | 2018 | 2019 | 2020 | Year | 2007 | 2008 | 2009 | 2010 | 2011 | 2012 | 2013 | 2014 | 2015 | 2016 | 2017 | 2018 | 2019 | 2020
Energy (GWh) | 1.112% | 1.518% | 0.4248% | 0.6715% | -1.917% | -1.484% | -2.921% | -1.876% | 1.102% | 0.6314% | -0.05809% | -0.5641% | 0.6872% | -1.951% | Energy (GWh) | -9.724e-06% | -2.449e-05% | 2.964e-05% | 2.785e-05% | -5.427e-05% | 1.487e-05% | 1.286e-05% | 4.416e-06% | -4.508e-06% | 3.784e-07% | -2.102e-07% | 3.864e-06% | 4.977e-06% | -3.36e-06%
Ratcheted Max Demand | 3.198% | 3.835% | 4.08% | 1.238% | 0.9533% | 0.1993% | 0% | 1.226% | 0.06125% | 0.02428% | 0.5781% | 0.2525% | 0.4251% | 0.589% | Ratcheted Max Demand | -4.676e-05% | 4.246e-05% | 1.952e-05% | -4.743e-05% | 3.288e-07% | 6.176e-05% | 0% | -5.033e-05% | -1.164e-05% | 4.814e-05% | -5.829e-05% | 3.402e-05% | 3.122e-05% | 8.427e-06%
Customer Numbers | 1.299% | 1.325% | 1.568% | 1.237% | 1.231% | 1.189% | 1.201% | 1.13% | 1.335% | 1.408% | 1.657% | 1.612% | 1.554% | 1.118% | Customer Numbers | 1.493e-05% | -1.688e-05% | 2.946e-05% | -6.476e-05% | 7.41e-05% | -7.074e-05% | 8.239e-05% | -4.821e-05% | -3.632e-05% | 1.192e-05% | 4.881e-06% | 4.292e-06% | 3.841e-06% | -1.533e-05%
Circuit Length | -0.7638% | -0.03693% | 0.9712% | 0.6881% | 0.6034% | 0.6153% | -0.1148% | 0.422% | 0.4815% | 0.3902% | 0.4242% | 0.2659% | 0.4143% | 0.4134% | Circuit Length | -3.644e-06% | 5.394e-07% | -3.178e-05% | 6.176e-05% | -5.533e-05% | 2.199e-05% | -2.805e-05% | -4.426e-06% | 1.629e-05% | -3.417e-06% | 2.811e-05% | -7.375e-06% | -3.237e-05% | 1.733e-05%
CMOS | -10.95% | -0.1904% | 13.27% | -9.231% | -1.567% | -3.226% | -0.2542% | 1.547% | 0.5557% | 2.237% | -8.646% | 4.714% | 9.135% | 1.857% | CMOS | 1.962e-06% | -7.155e-06% | 4.357e-05% | -3.367e-05% | -6.511e-06% | 2.48e-07% | 8.584e-06% | -5.493e-06% | 1.962e-06% | -3.805e-06% | 7.475e-06% | -7.838e-06% | -5.622e-06% | 7.837e-06%
Opex | -0.2235% | 13.57% | -1.061% | 4.078% | 5.869% | 8.804% | -8.212% | 1.403% | 5.331% | -7.637% | -3.109% | -4.786% | -0.3216% | -4.869% | Opex | 4.722e-06% | 2.872e-05% | -2.921e-06% | -5.68e-06% | -5.151e-05% | 1.638e-05% | 5.062e-05% | -1.457e-05% | -6.264e-06% | -4.705e-05% | 2.567e-05% | -2.905e-05% | 2.622e-05% | -5.404e-06%
O/H Subtransmission Lines | 0.8409% | 1.082% | 2.28% | 2.356% | 1.38% | 1.876% | -0.4425% | 0.3921% | 1.805% | 1.162% | 1.497% | -1.291% | 0.01884% | 0.4334% | O/H Subtransmission Lines | -1.531e-05% | -1.463e-05% | 6.296e-06% | 6.996e-05% | -5.416e-05% | 3.973e-05% | -4.422e-05% | 1.885e-05% | -1.65e-05% | -1.106e-05% | 3.832e-05% | -4.062e-05% | 3.912e-05% | -9.721e-06%
O/H Distribution Lines | 1.616% | 1.449% | 1.181% | 1.247% | 1.408% | 0.9471% | 0.9302% | 0.1097% | 0.6355% | 0.3835% | -0.05305% | 0.8909% | -0.09498% | 0.4547% | O/H Distribution Lines | -2.414e-05% | 3.763e-05% | -4.77e-06% | 1.181e-05% | 1.695e-05% | -6.637e-05% | 1.718e-05% | -4.496e-06% | 7.704e-06% | -2.128e-05% | 3.476e-05% | 2.865e-05% | 1.088e-06% | -5.821e-05%
U/G Subtransmission | 3.125% | 2.008% | 1.13% | 3.475% | 3.437% | 4.33% | 4.645% | 5.487% | -2.692% | 2.854% | 2.579% | -1.46% | -0.6196% | 4.162% | U/G Subtransmission | 1.471e-05% | -4.492e-05% | 1.199e-05% | 7.183e-06% | 1.317e-05% | -2.887e-05% | 5.193e-05% | -3.002e-06% | 9.287e-06% | -3.531e-05% | 3.088e-05% | -8.958e-07% | 9.766e-06% | -7.932e-06%
U/G Distribution Cables | 5.847% | 2.313% | 5.801% | 4.6% | 3.859% | 3.725% | 3.437% | 3.396% | 3.129% | 2.594% | 2.836% | 2.525% | 2.488% | 2.712% | U/G Distribution Cables | -4.343e-05% | 4.862e-05% | 2.702e-05% | -1.896e-05% | -4.848e-05% | 5.943e-05% | -2.377e-05% | -8.926e-06% | -6.422e-06% | 3.198e-05% | -6.044e-06% | -9.591e-06% | 1.587e-05% | -3.94e-05%
Transformers | 4.866% | 3.659% | 3.934% | 3.693% | 2.448% | 2.87% | 2.527% | 2.769% | 1.803% | 1.692% | 0.3993% | 1.274% | 1.107% | 1.203% | Transformers | 2.326e-05% | -1.529e-05% | -2.047e-05% | 1.142e-05% | -2.584e-05% | 4.646e-06% | 1.342e-06% | -9.338e-06% | 6.28e-05% | -2.833e-06% | -2.086e-05% | 1.183e-05% | -2.785e-06% | -4.875e-05%
DIND: Output and input contributions | [14 empty] | DIND: Output and input contributions
Year | 2007 | 2008 | 2009 | 2010 | 2011 | 2012 | 2013 | 2014 | 2015 | 2016 | 2017 | 2018 | 2019 | 2020 | Year | 2007 | 2008 | 2009 | 2010 | 2011 | 2012 | 2013 | 2014 | 2015 | 2016 | 2017 | 2018 | 2019 | 2020
Energy (GWh) | 0.1108% | 0.1524% | 0.04502% | 0.0614% | -0.194% | -0.1477% | -0.2845% | -0.1814% | 0.1068% | 0.05897% | -0.00429% | -0.05587% | 0.06604% | -0.1924% | Energy (GWh) | -8.266e-07% | -2.918e-06% | -1.739e-06% | 1.365e-06% | 3.341e-06% | 3.724e-06% | -2.851e-06% | -2.33e-06% | -1.14e-06% | 1.177e-06% | 9.209e-07% | -9.166e-08% | 5.044e-06% | -3.361e-06%
Ratcheted Max Demand | 1.334% | 1.523% | 1.613% | 0.4916% | 0.3696% | 0.07245% | -0.00407% | 0.4663% | 0.02303% | 0.0219% | 0.2133% | 0.1023% | 0.1731% | 0.2306% | Ratcheted Max Demand | -7.149e-06% | 1.771e-06% | 2.947e-05% | -2.906e-05% | 2.576e-05% | -2.214e-05% | 6.982e-08% | 1.221e-05% | -7.446e-06% | 1.789e-05% | -2.393e-05% | -2.618e-06% | 2.433e-05% | 3.051e-06%
Customer Numbers | 0.31% | 0.2904% | 0.3341% | 0.2817% | 0.271% | 0.2562% | 0.2539% | 0.2363% | 0.279% | 0.3036% | 0.3421% | 0.3447% | 0.339% | 0.2405% | Customer Numbers | -5.479e-06% | -1.976e-05% | 1.558e-05% | 7.01e-06% | -1.368e-05% | 1.33e-05% | -1.066e-05% | -4.195e-06% | 1.123e-05% | -1.113e-05% | 2.341e-05% | 6.702e-06% | -3.065e-05% | 5.738e-06%
Circuit Length | -0.3384% | -0.01494% | 0.4409% | 0.325% | 0.2772% | 0.277% | -0.05105% | 0.1865% | 0.2126% | 0.1791% | 0.184% | 0.1216% | 0.1913% | 0.1874% | Circuit Length | -4.212e-06% | 1.114e-05% | -1.002e-05% | -1.621e-05% | -4.968e-06% | 3.146e-05% | -1.573e-05% | -8.915e-06% | 1.003e-06% | -7.264e-06% | 1.65e-05% | 1.111e-05% | -1.063e-05% | 1.121e-05%
CMOS | 2.038% | 0.02741% | -2.356% | 1.669% | 0.247% | 0.4447% | -0.001232% | -0.2093% | -0.0723% | -0.29% | 1.158% | -0.6124% | -1.305% | -0.284% | CMOS | 1.423e-05% | -1.552e-05% | 1.626e-05% | 7.417e-06% | -1.759e-05% | 6.358e-06% | 6.254e-06% | -1.086e-05% | 1.64e-05% | -1.907e-06% | 9.923e-08% | -2.179e-05% | 2.34e-05% | -1.8e-05%
Opex | 0.06857% | -5.189% | 0.3768% | -1.551% | -2.159% | -3.26% | 3.082% | -0.6226% | -1.987% | 2.906% | 1.161% | 1.738% | 0.1122% | 1.824% | Opex | -4.617e-06% | -2.734e-05% | 1.497e-05% | -1.633e-05% | 5.73e-06% | 1.074e-05% | -3.698e-06% | 2.219e-05% | -1.59e-05% | -1.675e-05% | 1.118e-05% | 1.476e-05% | -1.357e-05% | 1.304e-05%
O/H Subtransmission Lines | -0.04426% | -0.05696% | -0.09601% | -0.1149% | -0.06534% | -0.09068% | 0.02242% | -0.01598% | -0.08693% | -0.05501% | -0.07494% | 0.06317% | 0.0002354% | -0.02019% | O/H Subtransmission Lines | -4.011e-07% | -3.737e-07% | -8.712e-07% | 3.737e-07% | 1.741e-06% | 5.041e-07% | 6.574e-07% | -2.733e-07% | -9.815e-07% | -5.915e-07% | 2.153e-06% | 6.326e-07% | -2.387e-06% | 1.114e-06%
O/H Distribution Lines | -0.245% | -0.2181% | -0.1773% | -0.1758% | -0.2209% | -0.1431% | -0.1436% | -0.01201% | -0.1007% | -0.07326% | 0.002899% | -0.1386% | 0.01046% | -0.07241% | O/H Distribution Lines | 9.542e-06% | -2.257e-06% | -2.619e-06% | 7.962e-06% | -1.848e-06% | -7.392e-06% | 1.01e-05% | -1.727e-06% | 1.078e-06% | -3.457e-06% | -4.573e-06% | 9.482e-06% | -1.394e-05% | 1.051e-05%
U/G Subtransmission | -0.06573% | -0.04613% | -0.01397% | -0.07807% | -0.06986% | -0.09769% | -0.1104% | -0.1228% | 0.05233% | -0.06449% | -0.06566% | 0.03354% | 0.01571% | -0.0944% | U/G Subtransmission | -4.465e-07% | 1.755e-07% | 8.662e-07% | -1.121e-06% | 1.397e-06% | -6.503e-07% | 2.805e-07% | 8.911e-07% | -7.703e-07% | -9.923e-07% | 1.335e-07% | -5.556e-07% | 1.269e-06% | 8.631e-07%
U/G Distribution Cables | -0.7334% | -0.2308% | -0.6705% | -0.4775% | -0.4683% | -0.4386% | -0.4005% | -0.37% | -0.3628% | -0.3145% | -0.3562% | -0.2396% | -0.2877% | -0.2992% | U/G Distribution Cables | -4.267e-06% | 6.39e-06% | -8.701e-06% | 4.934e-06% | -4.613e-06% | 2.46e-06% | -1.562e-07% | 3.306e-06% | -1.128e-06% | 1.737e-06% | -2.819e-06% | -3.076e-06% | 2.572e-08% | 8.161e-06%
Transformers | -1.292% | -1.101% | -1.055% | -1.031% | -0.7146% | -0.8377% | -0.7519% | -0.8012% | -0.4901% | -0.4945% | -0.1478% | -0.3304% | -0.3278% | -0.2853% | Transformers | -1.067e-05% | 9.03e-06% | 5.06e-06% | -1.906e-05% | 6.827e-06% | 4.961e-06% | 1.682e-06% | 1.306e-06% | -4.202e-06% | 4.575e-06% | -2.407e-06% | 4.968e-06% | -6.011e-06% | 2.907e-06%
TFP Change | 1.142% | -4.863% | -1.559% | -0.6005% | -2.727% | -3.965% | 1.612% | -1.446% | -2.426% | 2.178% | 2.412% | 1.026% | -1.012% | 1.235% | TFP Change
check | 1.142% | -4.863% | -1.559% | -0.6005% | -2.727% | -3.965% | 1.612% | -1.446% | -2.426% | 2.178% | 2.412% | 1.026% | -1.012% | 1.235%
check | 6.4028e-10 | -1.7026e-09 | 2.3283e-10 | 0 | 1.1642e-10 | 2.8522e-09 | 3.0195e-10 | 1.3097e-10 | 1.5716e-09 | 1.6298e-09 | 1.8099e-09 | 2.9104e-11 | -2.0805e-10 | -3.3469e-10
DIND: contributions to TFP growth | [14 empty] | DIND: contributions to TFP growth | bar: 2007 to 2010
Year | 2007: 2006 to 2020; 2008: 2006 to 2013; 2009: 2013 to 2020; 2010: 2019 to 2020 | Year | 2006 to 2020 | 2006 to 2013 | 2013 to 2020 | 2019 to 2020
Energy (GWh) | 2007: -0.03277%; 2008: 0.00464%; 2009: -0.06083%; 2010: -0.1924% | Energy (GWh) | 2.248e-08% | 4.912e-07% | -3.29e-07% | -3.361e-06%
Ratcheted Max Demand | 2007: 0.4736%; 2008: 0.9006%; 2009: 0.1533%; 2010: 0.2306% | Ratcheted Max Demand | 1.586e-06% | -2.231e-07% | 2.944e-06% | 3.051e-06%
Customer Numbers | 2007: 0.2916%; 2008: 0.2906%; 2009: 0.2924%; 2010: 0.2405% | Customer Numbers | -8.986e-07% | -5.038e-07% | -1.195e-06% | 5.738e-06%
Circuit Length | 2007: 0.1556%; 2008: 0.1611%; 2009: 0.1514%; 2010: 0.1874% | Circuit Length | 3.199e-07% | 1.199e-06% | -3.391e-07% | 1.121e-05%
CMOS | 2007: 0.03237%; 2008: 0.3449%; 2009: -0.202%; 2010: -0.284% | CMOS | 3.392e-07% | 1.86e-06% | -8.01e-07% | -1.8e-05%
Opex | 2007: -0.2501%; 2008: -1.952%; 2009: 1.027%; 2010: 1.824% | Opex | -3.975e-07% | -2.806e-06% | 1.409e-06% | 1.304e-05%
O/H Subtransmission Lines | 2007: -0.04538%; 2008: -0.07802%; 2009: -0.0209%; 2010: -0.02019% | O/H Subtransmission Lines | 9.263e-08% | 1.621e-07% | 4.052e-08% | 1.114e-06%
O/H Distribution Lines | 2007: -0.1219%; 2008: -0.1967%; 2009: -0.06589%; 2010: -0.07241% | O/H Distribution Lines | 7.755e-07% | 5.647e-07% | 9.335e-07% | 1.051e-05%
U/G Subtransmission | 2007: -0.05198%; 2008: -0.06191%; 2009: -0.04453%; 2010: -0.0944% | U/G Subtransmission | 9.573e-08% | 3.685e-08% | 1.399e-07% | 8.631e-07%
U/G Distribution Cables | 2007: -0.4035%; 2008: -0.5032%; 2009: -0.3288%; 2010: -0.2992% | U/G Distribution Cables | 1.61e-07% | -6.328e-07% | 7.563e-07% | 8.161e-06%
Transformers | 2007: -0.69%; 2008: -1.005%; 2009: -0.4536%; 2010: -0.2853% | Transformers | -7.432e-08% | -6.431e-07% | 3.523e-07% | 2.907e-06%
TFP Change | 2007: -0.6425%; 2008: -2.095%; 2009: 0.4472%; 2010: 1.235% | TFP Change | 2.022e-06% | -4.961e-07% | 3.911e-06% | 3.524e-05%
1.ACT/EVO: Output and input growth rates | [14 empty] | 1.ACT/EVO: Output and input growth rates
Year | 2007 | 2008 | 2009 | 2010 | 2011 | 2012 | 2013 | 2014 | 2015 | 2016 | 2017 | 2018 | 2019 | 2020 | Year | 2007 | 2008 | 2009 | 2010 | 2011 | 2012 | 2013 | 2014 | 2015 | 2016 | 2017 | 2018 | 2019 | 2020
Energy (GWh) | 2.243% | 0.9338% | 0.8956% | 0.8155% | 0.4632% | -0.6465% | 0.4412% | -2.587% | 0.9247% | 0.6996% | 1.309% | -2.151% | 1.194% | -1.091% | Energy (GWh) | -3.658e-05% | 5.685e-05% | 8.497e-06% | -3.576e-05% | 3.412e-05% | -1.107e-05% | 1.292e-05% | 1.753e-05% | -3.16e-05% | -1.918e-05% | 1.649e-05% | 6.175e-06% | -2.47e-05% | 3.759e-05%
Ratcheted Max Demand | 0% | 0% | 0% | 0% | 0% | 10.76% | 0% | 0% | 3.128% | 0% | 0% | 0% | 0% | 0% | Ratcheted Max Demand | 0% | 0% | 0% | 0% | 0% | -2.281e-05% | 0% | 0% | 2.833e-05% | 0% | 0% | 0% | 0% | 0%
Customer Numbers | 1.19% | 1.331% | 1.65% | 2.336% | 2.419% | 2.484% | 2.322% | 0.8175% | 1.742% | 1.696% | 3.465% | 3.113% | 2.805% | 1.988% | Customer Numbers | 3.308e-05% | -1.09e-06% | -1.419e-05% | -3.279e-05% | -2.165e-05% | 7.569e-05% | -1.269e-05% | -1.182e-05% | -1.877e-05% | 3.207e-05% | 1.116e-05% | -4.805e-05% | 4.023e-06% | 4.393e-06%
Circuit Length | 0.7616% | 1.185% | 1.529% | 1.5% | 2.103% | 2.335% | 1.226% | 0.9432% | 0.9964% | 0.7462% | 0.4027% | 0.9555% | 0.9419% | 3.169% | Circuit Length | -1.153e-05% | 1.798e-05% | 1.499e-05% | -2.801e-05% | 4.681e-05% | -4.067e-05% | 4.472e-05% | -1.86e-05% | 2.111e-05% | -5.958e-05% | -7.685e-06% | 5.586e-05% | -2.055e-05% | 1.782e-05%
CMOS | 24.75% | -53.51% | 17.18% | -12.41% | 63.87% | -35.89% | -10.11% | -6.01% | 22.14% | 8.249% | 15.29% | -19.84% | 13.5% | 1.609% | CMOS | 8.098e-06% | 4.619e-07% | -3.723e-06% | -1.549e-06% | -2.057e-05% | 3.421e-05% | -1.309e-05% | 9.357e-06% | -9.371e-06% | 3.046e-05% | -1.602e-05% | -3.556e-05% | 5.786e-05% | -5.32e-05%
Opex | -0.3888% | 6.349% | 1.923% | 12.04% | 10.79% | 6.678% | 9.065% | 12.38% | -7.037% | -61.25% | 12.66% | 15.27% | -3.892% | -5.177% | Opex | -7.771e-06% | -7.997e-06% | 3.822e-05% | -8.918e-06% | 5.358e-07% | -1.657e-05% | 1.449e-05% | -4.09e-05% | 3.356e-06% | 2.426e-05% | -3.374e-05% | 1.739e-05% | 2.068e-05% | 8.979e-06%
O/H Subtransmission Lines | 0% | 0% | 0% | 0% | 0% | 10.69% | 0% | 0.01763% | -8.233e-05% | 0.008468% | -3.456% | 0.09402% | -0.000225% | -0.0009244% | O/H Subtransmission Lines | 0% | 0% | 0% | 0% | 0% | -4.519e-05% | 0% | 2.064e-05% | 7.516e-06% | 2.273e-05% | -2.444e-05% | 4.819e-05% | -3.919e-05% | 4.745e-06%
O/H Distribution Lines | -0.3692% | -0.5447% | -0.2852% | 0.0651% | 0.2201% | -1.395% | -0.6376% | -1.087% | -2.557% | 1.128% | 1.447% | 0.6581% | 0.1469% | 0.3442% | O/H Distribution Lines | -3.399e-06% | 7.093e-06% | 3.494e-06% | -2.936e-06% | -5.516e-07% | -3.316e-06% | -3.617e-06% | 5.863e-06% | 1.504e-06% | -7.524e-06% | 1.101e-05% | -5.607e-06% | 1.894e-06% | -7.667e-06%
U/G Subtransmission | 0% | 0% | 0% | 0% | 0% | 0% | 0% | 135% | 0.3665% | 0.0688% | 0.8765% | 0.399% | 0% | 1.269% | U/G Subtransmission | 0% | 0% | 0% | 0% | 0% | 0% | 0% | -5.981e-07% | 2.29e-06% | 1.485e-05% | -9.154e-06% | -8.663e-06% | 0% | 1.823e-05%
U/G Distribution Cables | 1.711% | 2.578% | 2.878% | 2.864% | 3.043% | 4.448% | 2.992% | 2.724% | 1.629% | 1.256% | 1.145% | 1.141% | 1.492% | 3.058% | U/G Distribution Cables | -1.12e-05% | 3.167e-06% | -6.79e-06% | -5.34e-06% | -8.195e-06% | 2.207e-05% | -4.974e-06% | 3.032e-05% | -1.699e-05% | 3.821e-05% | -5.403e-05% | 5.031e-05% | -1.84e-05% | -3.761e-05%
Transformers | 2.288% | 2.047% | 2.686% | 1.681% | 2.661% | 0.6471% | 1.957% | 2.825% | 1.414% | 0.8876% | 0.5134% | 1.21% | 3.269% | 1.41% | Transformers | 4.84e-05% | -9.446e-05% | 7.141e-05% | -1.708e-05% | -4.603e-05% | 6.474e-05% | -4.082e-06% | 8.386e-06% | -2.692e-06% | -6.104e-05% | 5.515e-06% | 2.336e-05% | 1.057e-06% | -1.12e-05%
1.ACT/EVO: Output and input contributions | [14 empty] | 1.ACT/EVO: Output and input contributions
Year | 2007 | 2008 | 2009 | 2010 | 2011 | 2012 | 2013 | 2014 | 2015 | 2016 | 2017 | 2018 | 2019 | 2020 | Year | 2007 | 2008 | 2009 | 2010 | 2011 | 2012 | 2013 | 2014 | 2015 | 2016 | 2017 | 2018 | 2019 | 2020
Energy (GWh) | 0.1991% | 0.08421% | 0.07937% | 0.072% | 0.04213% | -0.0582% | 0.0388% | -0.2285% | 0.08149% | 0.06228% | 0.117% | -0.192% | 0.1064% | -0.09733% | Energy (GWh) | 1.154e-06% | -4.639e-07% | -3.072e-07% | 8.204e-08% | -9.043e-07% | 2.577e-06% | -1.286e-06% | -4.024e-07% | -7.346e-07% | 2.805e-06% | -6.119e-07% | -9.648e-07% | 5.678e-07% | -1.483e-06%
Ratcheted Max Demand | -0.01428% | 0.02988% | -0.004925% | 0.009488% | -0.02259% | 3.767% | -0.00239% | -0.000778% | 1.099% | 0.009557% | 0.003909% | -0.007422% | 0.005142% | 0.0002949% | Ratcheted Max Demand | -6.968e-08% | -6.007e-08% | 2.402e-08% | -1.013e-07% | 8.692e-08% | -1.02e-05% | -3.346e-08% | 6.623e-08% | 1.097e-05% | 1.628e-07% | -1.557e-07% | 7.134e-08% | -3.865e-08% | 8.096e-08%
Customer Numbers | 0.2165% | 0.2803% | 0.3123% | 0.4521% | 0.4545% | 0.4806% | 0.4437% | 0.1557% | 0.3352% | 0.329% | 0.6697% | 0.5929% | 0.5455% | 0.3834% | Customer Numbers | -7.056e-06% | -2.365e-06% | 4.849e-06% | 8.868e-06% | -9.551e-06% | 1.086e-06% | -5.512e-06% | -2.059e-06% | 6.478e-06% | 2.32e-06% | -1.565e-06% | -6.783e-06% | 2.047e-06% | 2.442e-06%
Circuit Length | 0.2913% | 0.5167% | 0.6134% | 0.6132% | 0.8408% | 0.9491% | 0.4941% | 0.3794% | 0.4088% | 0.3095% | 0.1671% | 0.3818% | 0.3887% | 1.291% | Circuit Length | 1.294e-05% | -7.006e-06% | 1.972e-05% | -3.565e-05% | 3.031e-05% | -1.295e-05% | 4.677e-06% | -1.783e-05% | 6.408e-06% | 2.971e-06% | -1.265e-05% | 2.7e-05% | -2.96e-06% | -6.161e-06%
CMOS | -1.038% | 1.916% | -0.5159% | 0.3068% | -2.221% | 1.376% | 0.2916% | 0.1635% | -0.6537% | -0.3343% | -0.6493% | 0.8381% | -0.5558% | -0.06751% | CMOS | -2.621e-06% | 1.029e-06% | 1.513e-07% | 9.214e-07% | 3.18e-07% | -1.584e-06% | 7.675e-07% | -1.676e-06% | 1.839e-06% | -1.688e-06% | 2.599e-07% | -8.116e-07% | 1.628e-06% | 9.849e-07%
Opex | 0.4674% | -2.801% | -0.5489% | -4.839% | -4.3% | -2.802% | -3.701% | -6.344% | 3.808% | 23.35% | -4.126% | -5.337% | 1.458% | 1.899% | Opex | -6.395e-06% | 1.026e-05% | 1.815e-06% | 1.644e-05% | -5.08e-06% | -2.408e-05% | 1.096e-05% | 7.832e-06% | -1.948e-05% | 8.116e-06% | 1.725e-05% | -1.048e-05% | 3.55e-07% | 1.523e-05%
O/H Subtransmission Lines | -0.007449% | 0.0009579% | -0.009926% | 0.001254% | 0.005533% | -0.3617% | -0.003518% | 0.01266% | -0.001915% | -0.01761% | 0.1242% | -0.001823% | -0.001154% | 0.001345% | O/H Subtransmission Lines | -2.83e-08% | 2.2e-09% | -3.14e-08% | 9.927e-09% | 2.506e-08% | -4.679e-07% | 8.648e-09% | -4.045e-07% | 3.034e-07% | -6.193e-07% | -1.256e-06% | -1.484e-07% | 1.989e-06% | -2.135e-06%
O/H Distribution Lines | 0.05124% | 0.056% | 0.03937% | -0.01709% | -0.02034% | 0.1773% | 0.0778% | 0.118% | 0.2923% | -0.08115% | -0.1886% | -0.08978% | -0.01686% | -0.04327% | O/H Distribution Lines | 2.519e-06% | -5.817e-06% | 1.076e-06% | 8.046e-06% | -9.117e-06% | 7.208e-06% | -8.445e-06% | 7.859e-06% | -4.566e-06% | -2.971e-06% | 4.138e-06% | -1.451e-06% | -1.593e-06% | 1.596e-07%
U/G Subtransmission | -0.002439% | 0.0009238% | -0.002788% | 0.001062% | -0.00273% | -0.00221% | -0.001215% | -0.06693% | 0.0002728% | -0.003863% | 0.0007422% | 0.001059% | -0.00242% | -0.005488% | U/G Subtransmission | 3.926e-10% | 2.649e-10% | -8.032e-10% | 1.238e-09% | 3.267e-10% | -5.397e-10% | -2.35e-10% | -2.076e-08% | 1.304e-08% | -4.285e-09% | -6.817e-09% | 9.571e-09% | -1.787e-09% | -1.077e-09%
U/G Distribution Cables | -0.4586% | -0.4022% | -0.6721% | -0.4746% | -0.6574% | -0.8526% | -0.5425% | -0.4084% | -0.2831% | -0.4003% | -0.2019% | -0.11% | -0.3029% | -0.5425% | U/G Distribution Cables | -3.747e-06% | 7.615e-06% | -1.361e-05% | 4.666e-06% | 8.329e-06% | -3.614e-06% | 3.054e-06% | 2.885e-06% | -7.109e-06% | 9.69e-06% | -4.456e-06% | -3.263e-06% | 1.791e-06% | -7.494e-06%
Transformers | -0.6305% | -0.4665% | -0.6981% | -0.418% | -0.6532% | -0.1575% | -0.4959% | -0.705% | -0.4367% | -0.4309% | -0.1038% | -0.2749% | -0.9119% | -0.4899% | Transformers | 1.937e-06% | -3.553e-06% | 1.361e-05% | -1.083e-05% | 3.585e-06% | -1.758e-06% | 9.68e-06% | -9.014e-06% | 7.414e-06% | -1.108e-05% | 1.258e-05% | -9.318e-06% | 5.226e-06% | -8.158e-06%
TFP Change | -0.9255% | -0.7844% | -1.408% | -4.293% | -6.534% | 2.516% | -3.4% | -6.925% | 4.65% | 22.79% | -4.187% | -4.199% | 0.7129% | 2.329% | TFP Change
check | -0.9255% | -0.7844% | -1.408% | -4.293% | -6.534% | 2.516% | -3.4% | -6.925% | 4.65% | 22.79% | -4.187% | -4.199% | 0.7129% | 2.329% | check
check | 6.5484e-11 | 9.7316e-11 | -6.512e-10 | -9.8589e-10 | -1.2878e-09 | 1.5625e-09 | -8.6311e-10 | -4.0245e-09 | -5.2751e-11 | 1.0383e-08 | 2.0132e-09 | 2.2428e-09 | -2.3556e-10 | -7.8467e-10 | check
1.ACT/EVO: Contributions to TFP growth | [14 empty] | 1.ACT/EVO: Contributions to TFP growth | bar: 2007 to 2010
Year | 2007: 2006 to 2020; 2008: 2006 to 2013; 2009: 2013 to 2020; 2010: 2019 to 2020 | Year | 2006 to 2020 | 2006 to 2013 | 2013 to 2020 | 2019 to 2020
Energy (GWh) | 2007: 0.02192%; 2008: 0.06977%; 2009: -0.01398%; 2010: -0.09733% | Energy (GWh) | 1.976e-09% | 3.562e-07% | -2.637e-07% | -1.483e-06%
Ratcheted Max Demand | 2007: 0.348%; 2008: 0.6274%; 2009: 0.1384%; 2010: 0.0002949% | Ratcheted Max Demand | 5.713e-08% | -1.72e-06% | 1.39e-06% | 8.096e-08%
Customer Numbers | 2007: 0.4037%; 2008: 0.366%; 2009: 0.4319%; 2010: 0.3834% | Customer Numbers | -4.859e-07% | -6.95e-07% | -3.29e-07% | 2.442e-06%
Circuit Length | 2007: 0.5461%; 2008: 0.6374%; 2009: 0.4775%; 2010: 1.291% | Circuit Length | 6.302e-07% | 1.228e-06% | 1.818e-07% | -6.161e-06%
CMOS | 2007: -0.08169%; 2008: -0.02938%; 2009: -0.1209%; 2010: -0.06751% | CMOS | -3.438e-08% | -2.975e-07% | 1.63e-07% | 9.849e-07%
Opex | 2007: -0.2725%; 2008: -2.47%; 2009: 1.376%; 2010: 1.899% | Opex | 1.624e-06% | -1.175e-06% | 3.723e-06% | 1.523e-05%
O/H Subtransmission Lines | 2007: -0.01851%; 2008: -0.06189%; 2009: 0.01403%; 2010: 0.001345% | O/H Subtransmission Lines | -1.966e-07% | -8.174e-08% | -2.827e-07% | -2.135e-06%
O/H Distribution Lines | 2007: 0.02535%; 2008: 0.04775%; 2009: 0.008552%; 2010: -0.04327% | O/H Distribution Lines | -2.111e-07% | 6.526e-07% | -8.588e-07% | 1.596e-07%
U/G Subtransmission | 2007: -0.006145%; 2008: -0.001364%; 2009: -0.009731%; 2010: -0.005488% | U/G Subtransmission | -8.191e-10% | 1.466e-10% | -1.543e-09% | -1.077e-09%
U/G Distribution Cables | 2007: -0.4507%; 2008: -0.5863%; 2009: -0.349%; 2010: -0.5425% | U/G Distribution Cables | -3.757e-07% | -5.975e-08% | -6.127e-07% | -7.494e-06%
Transformers | 2007: -0.4909%; 2008: -0.5039%; 2009: -0.4811%; 2010: -0.4899% | Transformers | 2.36e-08% | 4.997e-07% | -3.335e-07% | -8.158e-06%
TFP Change | 2007: 0.02454%; 2008: -1.905%; 2009: 1.472%; 2010: 2.329% | TFP Change | 1.033e-06% | -1.293e-06% | 2.776e-06% | -6.537e-06%
2.AGD: Output and input growth rates | [14 empty] | 2.AGD: Output and input growth rates
Year | 2007 | 2008 | 2009 | 2010 | 2011 | 2012 | 2013 | 2014 | 2015 | 2016 | 2017 | 2018 | 2019 | 2020 | Year | 2007 | 2008 | 2009 | 2010 | 2011 | 2012 | 2013 | 2014 | 2015 | 2016 | 2017 | 2018 | 2019 | 2020
Energy (GWh) | 1.062% | 0.372% | 0.4961% | -0.5677% | 0.1185% | -4.089% | -10.81% | -3.142% | 0.4169% | -0.04843% | 0.1994% | -1.104% | 0.1456% | -1.946% | Energy (GWh) | -3.271e-05% | 2.803e-05% | -3.97e-05% | 4.646e-05% | 3.368e-05% | -4.027e-05% | 1.069e-06% | 2.955e-06% | 5.542e-06% | -2.384e-06% | -4.374e-06% | -9.659e-07% | 1.103e-06% | -2.834e-06%
Ratcheted Max Demand | 0% | 2.752% | 1.46% | 0% | 2.825% | 0% | 0% | 0% | 0% | 0% | 0% | 0% | 0% | 0% | Ratcheted Max Demand | 0% | 3.342e-06% | 7.692e-06% | 0% | 2.604e-05% | 0% | 0% | 0% | 0% | 0% | 0% | 0% | 0% | 0%
Customer Numbers | 0.9923% | 0.8102% | 0.748% | 0.6761% | 0.7385% | 0.8002% | 0.8226% | 0.9803% | 1.108% | 1.115% | 1.098% | 1.187% | 1.093% | 0.901% | Customer Numbers | -4.471e-05% | 2.993e-05% | 5.616e-05% | -2.957e-05% | -4.143e-05% | 5.617e-05% | -4.199e-05% | 1.784e-05% | -4.285e-05% | 2.301e-05% | 6.371e-06% | 6.549e-06% | 2.655e-05% | -1.152e-05%
Circuit Length | 0.3415% | 0.8937% | 0.6059% | 0.7145% | 1.318% | 0.8749% | 0.8266% | 0.749% | 0.1261% | 0.3132% | 0.4551% | 0.4904% | 0.3816% | 0.6821% | Circuit Length | 2.352e-05% | -6.81e-05% | 4.202e-05% | -4.517e-06% | 3.861e-05% | -5.077e-06% | 2.332e-06% | -5.249e-05% | 5.804e-05% | -7.699e-06% | 8.345e-06% | -7.403e-05% | 7.788e-05% | -6.299e-05%
CMOS | -0.7354% | 13.46% | 10.06% | -29.27% | 13.1% | -11.15% | -15.07% | 13.35% | -5.817% | 7.368% | 4.914% | -11.45% | 8.112% | 21.99% | CMOS | 7.85e-06% | -2.87e-05% | 2.04e-05% | 2.07e-06% | 3.795e-05% | -3.508e-05% | -8.725e-08% | 3.68e-07% | 2.287e-06% | -1.01e-05% | 5.492e-05% | -4.9e-05% | -1.425e-06% | -7.842e-06%
Opex | -16.7% | 35.17% | -9.903% | 12.54% | -4.516% | 9.904% | -23.55% | 10.87% | 15.99% | -11.27% | -12.36% | -15.59% | -6.226% | -11.93% | Opex | 5.068e-07% | 3.462e-05% | 5.737e-06% | -4.155e-05% | -4.051e-08% | 2.973e-05% | -4.345e-05% | -1.547e-05% | 1.727e-05% | -1.688e-05% | 7.232e-05% | -4.413e-05% | 8.117e-06% | -3.914e-06%
O/H Subtransmission Lines | -5.294% | 0.04582% | 1.274% | 1.331% | 2.166% | 0.8397% | 1.159% | -4.119% | 4.167% | -1.643% | 2.345% | -3.954% | -0.03309% | -1.708% | O/H Subtransmission Lines | -2.01e-06% | 5.669e-06% | -9.534e-07% | 4.389e-06% | -3.682e-06% | -1.675e-05% | -5.181e-06% | 1.218e-05% | 3.877e-05% | -3.288e-05% | 2.588e-05% | -2.347e-05% | -5.017e-06% | -1.125e-06%
O/H Distribution Lines | -0.2066% | 0.05681% | 0.06576% | -0.3417% | -0.2018% | -0.4709% | -0.3575% | 1.842% | 1.143% | 1.593% | 1.395% | -0.4857% | 5.848% | -6.014% | O/H Distribution Lines | -3.253e-06% | 1.518e-05% | -8.323e-06% | 4.014e-06% | 1.034e-06% | -8.117e-06% | 1.026e-05% | 3.504e-05% | -2.84e-05% | -6.922e-06% | 2.551e-05% | -5.535e-06% | -3.134e-06% | -6.12e-07%
U/G Subtransmission | -0.2671% | -0.9191% | -2.772% | 3.033% | 1.771% | 1.704% | 2.718% | 4.885% | -8.135% | 5.152% | 2.206% | -3.671% | -2.801% | 4.874% | U/G Subtransmission | -8.18e-06% | 3.2e-06% | -2.099e-06% | 8.03e-06% | -3.92e-05% | 7.422e-05% | 1.038e-06% | -8.241e-05% | 6.329e-05% | -4.489e-05% | -1.174e-05% | 6.19e-05% | -4.997e-05% | 3.772e-05%
U/G Distribution Cables | 3.017% | 2.034% | 2.485% | 1.984% | 2.905% | 3.168% | 2.676% | 2.536% | 0.9919% | 1.1% | 1.493% | 1.195% | 1.226% | 1.48% | U/G Distribution Cables | -1.586e-05% | 4.384e-05% | -6.15e-05% | 6.228e-05% | -5.609e-05% | 2.849e-08% | 2.372e-05% | -1.591e-05% | 2.791e-05% | -4.565e-06% | 9.217e-06% | -3.081e-05% | 5.128e-05% | -1.644e-05%
Transformers | 4.41% | 3.998% | 4.702% | 4.495% | 1.705% | 4.204% | 3.444% | 3% | 1.369% | 1.174% | -4.414% | 1.154% | -0.08259% | 1.132% | Transformers | -2.032e-05% | 5.703e-05% | -6.152e-05% | 2.469e-05% | -2.528e-05% | 3.493e-05% | 1.167e-05% | -1.974e-05% | 2.173e-05% | -5.223e-05% | 9.599e-07% | 2.496e-05% | 2.696e-06% | -2.034e-05%
2.AGD: Output and input contributions | [14 empty] | 2.AGD: Output and input contributions
Year | 2007 | 2008 | 2009 | 2010 | 2011 | 2012 | 2013 | 2014 | 2015 | 2016 | 2017 | 2018 | 2019 | 2020 | Year | 2007 | 2008 | 2009 | 2010 | 2011 | 2012 | 2013 | 2014 | 2015 | 2016 | 2017 | 2018 | 2019 | 2020
Energy (GWh) | 0.1015% | 0.04149% | 0.05209% | -0.08238% | 0.009353% | -0.3947% | -1.007% | -0.2935% | 0.03873% | -0.0137% | 0.01798% | -0.1012% | 0.01123% | -0.1994% | Energy (GWh) | 4.599e-07% | -2.237e-06% | 4.983e-06% | 2.95e-07% | 5.888e-07% | -5.849e-06% | -3.145e-07% | 6.472e-06% | -9.839e-07% | -1.639e-06% | -4.639e-06% | 4.059e-06% | -1.072e-06% | -3.381e-06%
Ratcheted Max Demand | 0.003717% | 1.044% | 0.5583% | 0.0132% | 1.056% | -0.007216% | -0.007697% | 0.002178% | -1.364e-05% | 0.007474% | 0.0006413% | -0.001982% | 0.0018% | 0.009782% | Ratcheted Max Demand | -1.623e-07% | -2.728e-05% | 7.902e-06% | 1.791e-07% | 5.771e-06% | -1.905e-08% | 3.532e-08% | -3.242e-08% | -1.691e-09% | 2.062e-08% | 5.575e-09% | -3.208e-09% | -8.148e-09% | 1.011e-09%
Customer Numbers | 0.2099% | 0.1643% | 0.1546% | 0.16% | 0.1525% | 0.1673% | 0.1679% | 0.1961% | 0.2221% | 0.2303% | 0.2236% | 0.2378% | 0.2251% | 0.2063% | Customer Numbers | -3.672e-06% | 3.257e-06% | -6.335e-06% | 9.226e-07% | 1.875e-06% | -4.446e-06% | -1.576e-06% | -6.9e-07% | 4.891e-06% | 4.243e-06% | 7.008e-06% | -1.57e-05% | 1.533e-05% | -1.276e-05%
Circuit Length | 0.1548% | 0.3862% | 0.2646% | 0.3465% | 0.5723% | 0.3788% | 0.349% | 0.3186% | 0.05343% | 0.1435% | 0.1964% | 0.2064% | 0.1677% | 0.3212% | Circuit Length | -1.097e-05% | 1.332e-05% | 5.206e-06% | -4.853e-06% | 6.369e-09% | 2.064e-05% | -2.599e-05% | -7.143e-06% | 9.867e-06% | -4.133e-06% | 1.647e-05% | -1.83e-05% | 1.903e-05% | -2.497e-05%
CMOS | 0.09622% | -1.828% | -1.465% | 3.91% | -1.401% | 1.127% | 1.123% | -1.022% | 0.4788% | -0.5485% | -0.4733% | 1.075% | -0.7512% | -2.483% | CMOS | -1.063e-05% | 8.888e-06% | -3.633e-06% | -4.024e-06% | -4.263e-06% | 8.221e-06% | -2.897e-06% | -2.494e-06% | 1.083e-05% | -9.503e-06% | 1.042e-05% | -3.095e-08% | -1.467e-05% | 2.769e-06%
Opex | 6.497% | -14.02% | 4.063% | -4.722% | 1.87% | -3.595% | 8.444% | -3.796% | -5.935% | 4.293% | 4.383% | 5.294% | 1.984% | 4.126% | Opex | -1.111e-05% | 1.971e-05% | -3.103e-06% | -2.17e-05% | 2.212e-05% | -9.049e-06% | 3.96e-06% | -8.974e-06% | 1.443e-05% | 4.228e-06% | -1.697e-05% | 1.363e-05% | -2.484e-06% | -2.321e-05%
O/H Subtransmission Lines | 0.2242% | -0.008761% | -0.04782% | -0.0631% | -0.08226% | -0.03309% | -0.0461% | 0.1584% | -0.1598% | 0.06439% | -0.09613% | 0.1594% | 0.001484% | 0.07349% | O/H Subtransmission Lines | 9.948e-07% | 1.489e-06% | 4.668e-09% | -2.178e-06% | 2.842e-06% | -9.861e-07% | 4.965e-07% | 4.463e-07% | 4.076e-07% | -1.186e-06% | 2.957e-07% | -3.047e-06% | 2.628e-07% | 1.866e-06%
O/H Distribution Lines | 0.01171% | -0.002971% | -0.007449% | 0.03425% | 0.0153% | 0.02327% | 0.03871% | -0.1323% | -0.07614% | -0.1093% | -0.09791% | 0.03006% | -0.4198% | 0.4268% | O/H Distribution Lines | 5.215e-07% | -2.479e-06% | 3.324e-06% | -4.61e-06% | -3.158e-07% | 3.19e-06% | 2.188e-06% | -4.698e-06% | 4.926e-06% | -1.332e-06% | -1.786e-06% | 7.933e-07% | 2.297e-06% | -9.587e-07%
U/G Subtransmission | 0.02149% | 0.03102% | 0.1585% | -0.1744% | -0.08359% | -0.09082% | -0.1606% | -0.2815% | 0.4774% | -0.315% | -0.1477% | 0.2279% | 0.1817% | -0.3214% | U/G Subtransmission | 1.559e-07% | 3.473e-06% | 1.117e-06% | -3.734e-06% | 2.653e-06% | -2.691e-06% | -8.509e-07% | -9.559e-08% | 4.068e-06% | -1.513e-06% | 2.297e-06% | -4.035e-07% | -1.193e-06% | -1.271e-06%
U/G Distribution Cables | -0.4134% | -0.2512% | -0.3585% | -0.1933% | -0.418% | -0.4437% | -0.3833% | -0.3362% | -0.1229% | -0.1835% | -0.2639% | -0.1704% | -0.2115% | -0.2924% | U/G Distribution Cables | -4.008e-06% | 9.802e-06% | -4.18e-06% | -4.861e-06% | -1.582e-06% | 2.667e-06% | -3.198e-06% | 3.665e-07% | 1.666e-06% | 2.893e-08% | 7.115e-06% | 1.969e-06% | -6.442e-06% | -3.007e-06%
Transformers | -1.119% | -1.356% | -1.309% | -1.406% | -0.5237% | -1.42% | -1.276% | -0.9239% | -0.362% | -0.4441% | 1.435% | -0.355% | 0.02296% | -0.2696% | Transformers | 3.739e-06% | -1.887e-05% | 2.336e-05% | -1.74e-06% | -1.452e-05% | 7.884e-06% | -5.627e-06% | 3.118e-06% | 9.131e-06% | -8.835e-07% | -1.077e-06% | -2.519e-05% | -6.5e-07% | 1.144e-05%
TFP Change | 5.788% | -15.8% | 2.063% | -2.177% | 1.166% | -4.288% | 7.242% | -6.111% | -5.385% | 3.124% | 5.178% | 6.602% | 1.213% | 1.598% | TFP Change
check | 5.788% | -15.8% | 2.063% | -2.177% | 1.166% | -4.288% | 7.242% | -6.111% | -5.385% | 3.124% | 5.178% | 6.602% | 1.213% | 1.598% | check
check | -1.146e-09 | -3.9418e-09 | -9.6043e-10 | -4.1327e-09 | 3.3469e-10 | -1.2587e-09 | 3.9217e-09 | -9.5679e-10 | 3.692e-10 | -1.7899e-09 | -1.4147e-09 | -4.0582e-09 | 5.9208e-10 | 8.1491e-10 | check
2.AGD: Contributions to TFP growth | [14 empty] | 2.AGD: Contributions to TFP growth | bar: 2007 to 2010
Year | 2007: 2006 to 2020; 2008: 2006 to 2013; 2009: 2013 to 2020; 2010: 2019 to 2020 | Year | 2006 to 2020 | 2006 to 2013 | 2013 to 2020 | 2019 to 2020
Energy (GWh) | 2007: -0.13%; 2008: -0.04545%; 2009: -0.1934%; 2010: -0.1994% | Energy (GWh) | -2.327e-07% | -2.932e-07% | -1.873e-07% | -3.381e-06%
Ratcheted Max Demand | 2007: 0.1914%; 2008: 0.4446%; 2009: 0.001523%; 2010: 0.009782% | Ratcheted Max Demand | -9.709e-07% | -2.268e-06% | 2.132e-09% | 1.011e-09%
Customer Numbers | 2007: 0.1941%; 2008: 0.1681%; 2009: 0.2137%; 2010: 0.2063% | Customer Numbers | -5.468e-07% | -1.4e-06% | 9.307e-08% | -1.276e-05%
Circuit Length | 2007: 0.2757%; 2008: 0.3505%; 2009: 0.2195%; 2010: 0.3212% | Circuit Length | -8.439e-07% | 3.891e-06% | -4.395e-06% | -2.497e-05%
CMOS | 2007: -0.1545%; 2008: 0.07313%; 2009: -0.3252%; 2010: -2.483% | CMOS | -7.869e-07% | -9.067e-07% | -6.971e-07% | 2.769e-06%
Opex | 2007: 0.6344%; 2008: -1.652%; 2009: 2.349%; 2010: 4.126% | Opex | -1.323e-06% | -5.212e-07% | -1.925e-06% | -2.321e-05%
O/H Subtransmission Lines | 2007: 0.01031%; 2008: -0.001805%; 2009: 0.01939%; 2010: 0.07349% | O/H Subtransmission Lines | 1.221e-07% | 3.612e-07% | -5.727e-08% | 1.866e-06%
O/H Distribution Lines | 2007: -0.01898%; 2008: 0.01235%; 2009: -0.04248%; 2010: 0.4268% | O/H Distribution Lines | 7.573e-08% | -6.17e-08% | 1.788e-07% | -9.587e-07%
U/G Subtransmission | 2007: -0.03407%; 2008: -0.02296%; 2009: -0.0424%; 2010: -0.3214% | U/G Subtransmission | 1.437e-07% | 1.624e-07% | 1.296e-07% | -1.271e-06%
U/G Distribution Cables | 2007: -0.2887%; 2008: -0.3464%; 2009: -0.2455%; 2010: -0.2924% | U/G Distribution Cables | -2.617e-07% | -3.603e-07% | -1.877e-07% | -3.007e-06%
Transformers | 2007: -0.6647%; 2008: -1.189%; 2009: -0.2715%; 2010: -0.2696% | Transformers | -7.063e-07% | -2.51e-08% | -1.217e-06% | 1.144e-05%
TFP Change | 2007: 0.01494%; 2008: -2.209%; 2009: 1.683%; 2010: 1.598% | TFP Change | -5.331e-06% | -1.421e-06% | -8.263e-06% | -5.348e-05%
3.CIT: Output and input growth rates | [14 empty] | 3.CIT: Output and input growth rates
Year | 2007 | 2008 | 2009 | 2010 | 2011 | 2012 | 2013 | 2014 | 2015 | 2016 | 2017 | 2018 | 2019 | 2020 | Year | 2007 | 2008 | 2009 | 2010 | 2011 | 2012 | 2013 | 2014 | 2015 | 2016 | 2017 | 2018 | 2019 | 2020
Energy (GWh) | 1.731% | 0.3333% | -0.05124% | 1.84% | -1.7% | -0.3268% | -1.72% | -1.041% | 0.4176% | -1.154% | 0.7007% | -1.594% | -0.1851% | -11.55% | Energy (GWh) | 3.65e-06% | 2.113e-05% | 6.728e-06% | 1.08e-05% | -3.513e-05% | -4.463e-06% | -2.049e-05% | 1.174e-05% | 2.419e-06% | 3.498e-07% | -3.98e-06% | 4.699e-06% | 4.877e-06% | -1.913e-06%
Ratcheted Max Demand | 2.757% | 4.517% | 2.647% | 0% | 0% | 0% | 0% | 0% | 0% | 0% | 1.995% | 3.313% | 0% | 0.9265% | Ratcheted Max Demand | 2.048e-05% | -5.591e-05% | 3.815e-05% | 0% | 0% | 0% | 0% | 0% | 0% | 0% | -2.312e-05% | 1.441e-05% | 0% | -1.555e-05%
Customer Numbers | 1.674% | 1.061% | 0.9302% | 1.36% | 1.366% | 1.328% | 1.276% | 0.9809% | 0.6087% | 2.459% | 0.986% | 0.9586% | 0.6806% | 0.422% | Customer Numbers | -2.876e-05% | 2.956e-05% | -1.519e-05% | -2.311e-05% | 8.037e-05% | -1.542e-05% | -4.307e-05% | 2.303e-05% | -4.351e-05% | 1.927e-05% | 1.933e-05% | 3.624e-05% | -3.221e-06% | -6.503e-05%
Circuit Length | 3.093% | -0.9716% | 0.8238% | 0.7261% | 4.404% | 0.4425% | 1.017% | 3.047% | 0.5342% | 0.7897% | 0.1837% | -0.2985% | 0.4735% | 0.2547% | Circuit Length | 1.156e-05% | 3.462e-06% | -5.106e-05% | 1.304e-05% | 1.393e-05% | 1.365e-05% | -3.108e-05% | 2.961e-05% | 1.681e-05% | -1.169e-05% | -3.859e-06% | -2.326e-05% | 1.859e-05% | -1.392e-05%
CMOS | -10.43% | -26.67% | 58.82% | 2.71% | -26.54% | 26.27% | -6.652% | 25.8% | -26.24% | -4.937% | -17.32% | 21.36% | -13.86% | 25.79% | CMOS | 2.244e-06% | 3.711e-06% | 3.31e-05% | -6.185e-05% | 1.619e-05% | 3.407e-05% | -8.25e-07% | -4.518e-05% | 6.096e-05% | -6.55e-05% | 2.614e-05% | 5.092e-06% | -2.007e-05% | 6.597e-06%
Opex | 13.32% | -5.009% | 16.53% | 8.329% | -7.359% | 23.07% | -3.549% | 2.328% | -3.674% | 0.6149% | -3.662% | -14.73% | 11.67% | -6.09% | Opex | 2.94e-05% | -2.886e-05% | -2.229e-05% | 4.939e-05% | -2.772e-05% | -1.233e-05% | 2.765e-05% | 2.096e-07% | -6.672e-06% | -1.807e-05% | -1.841e-05% | 3.488e-05% | 1.626e-05% | -5.342e-06%
O/H Subtransmission Lines | 1.375% | -4.422% | -0.04685% | -0.3064% | 1.868% | 0% | 0% | 4.284% | 0.2902% | 0.02852% | -0.2841% | -0.86% | -0.004279% | 0.105% | O/H Subtransmission Lines | -2.295e-05% | 2.042e-05% | 2.522e-06% | -3.467e-06% | -4.797e-07% | 0% | 0% | -1.128e-05% | -3.308e-05% | 8.711e-06% | 1.506e-05% | 7.152e-05% | -6.137e-05% | 4.222e-05%
O/H Distribution Lines | 1.375% | -4.422% | -0.04685% | -0.3064% | 1.68% | 0.3749% | 0.02495% | -3.445% | 0.109% | -1.162% | 1.093% | -2.675% | -0.06962% | -2.286% | O/H Distribution Lines | -2.788e-05% | 2.005e-05% | 8.689e-06% | -7.565e-06% | 6.706e-07% | 1.706e-06% | 8.903e-06% | -5.288e-06% | -6.472e-06% | 3.593e-06% | 3.296e-06% | -6.816e-06% | 8.807e-06% | -4.418e-06%
U/G Subtransmission | 5.382% | 3.292% | 1.833% | 1.852% | -3.576% | 21.44% | 1.739% | 7.217% | 1.855% | 8.584% | -0.08675% | 1.751% | -0.001515% | 10.7% | U/G Subtransmission | -3.776e-05% | 7.071e-06% | 1.466e-05% | -2.099e-05% | 2.243e-06% | 6.282e-05% | -1.525e-05% | -4.321e-05% | 5.758e-05% | -3.407e-05% | -7.707e-06% | 5e-05% | -1.816e-05% | -2.77e-05%
U/G Distribution Cables | 5.223% | 3.305% | 1.907% | 2.141% | 7.679% | -0.2209% | 1.502% | 1.582% | 1.016% | 0.7152% | 0.7776% | -2.786% | 0.1012% | -1.494% | U/G Distribution Cables | -3.545e-05% | 4.719e-05% | 1.448e-05% | -2.326e-05% | 3.444e-05% | -4.06e-05% | -2.297e-05% | 2.364e-06% | -2.221e-06% | 1.039e-06% | -3.085e-06% | 5.795e-05% | -2.146e-05% | -4.327e-05%
Transformers | 1.35% | 3.684% | 1.249% | 3.248% | 1.544% | 1.554% | 1.665% | 2.567% | 0.4521% | 1.306% | 0.3929% | 0.2357% | 1.366% | 1.754% | Transformers | -2.313e-05% | 1.283e-05% | 2.161e-05% | -3.018e-05% | 3.979e-05% | -9.501e-06% | -3.581e-05% | -8.894e-06% | 4.732e-05% | -6.672e-06% | -1.541e-05% | 4.002e-05% | -7.015e-05% | 6.632e-05%
3.CIT: Output and input contributions | [14 empty] | 3.CIT: Output and input contributions
Year | 2007 | 2008 | 2009 | 2010 | 2011 | 2012 | 2013 | 2014 | 2015 | 2016 | 2017 | 2018 | 2019 | 2020 | Year | 2007 | 2008 | 2009 | 2010 | 2011 | 2012 | 2013 | 2014 | 2015 | 2016 | 2017 | 2018 | 2019 | 2020
Energy (GWh) | 0.1545% | 0.02889% | -0.001906% | 0.166% | -0.1542% | -0.02831% | -0.1553% | -0.09359% | 0.03756% | -0.1031% | 0.06268% | -0.1425% | -0.01601% | -1.032% | Energy (GWh) | -6.421e-07% | -2.847e-06% | 2.857e-06% | -1.112e-06% | -2.826e-06% | 3.356e-07% | 4.681e-06% | -2.416e-06% | -9.645e-07% | 4.222e-06% | -6.6e-06% | 8.832e-07% | 6.46e-06% | -3.413e-06%
Ratcheted Max Demand | 0.9772% | 1.592% | 0.9274% | 1.677e-05% | -8.898e-05% | 9.466e-05% | -8.273e-05% | 0.0001024% | -0.0001815% | -1.67e-05% | 0.6996% | 1.167% | -0.005296% | 0.3305% | Ratcheted Max Demand | 2.377e-06% | 3.567e-08% | 3.89e-06% | 6.211e-10% | -3.877e-09% | 4.657e-09% | -3.782e-09% | 4.545e-09% | -8.682e-09% | -1.241e-10% | 3.735e-07% | 6.06e-07% | 3.492e-08% | -4.82e-06%
Customer Numbers | 0.3266% | 0.209% | 0.168% | 0.2637% | 0.2675% | 0.2563% | 0.248% | 0.1913% | 0.1154% | 0.474% | 0.1874% | 0.1879% | 0.1275% | 0.08479% | Customer Numbers | -6.548e-07% | -2.531e-06% | -4.042e-06% | -3.001e-06% | 2.607e-06% | -1.222e-06% | 6.696e-07% | 7.075e-06% | -9.983e-07% | -6.161e-06% | 3.052e-06% | -4.552e-06% | -2.149e-06% | 8.809e-07%
Circuit Length | 1.269% | -0.3858% | 0.3074% | 0.2965% | 1.812% | 0.1803% | 0.4173% | 1.255% | 0.205% | 0.3205% | 0.06924% | -0.1156% | 0.187% | 0.1093% | Circuit Length | -1.083e-05% | 7.599e-06% | -9.423e-06% | 1.87e-05% | -1.238e-05% | -1.044e-05% | 1.229e-05% | -8.445e-06% | 2.839e-05% | 4.024e-06% | -1.044e-05% | -9.048e-06% | -3.033e-06% | -1.209e-05%
CMOS | 0.4104% | 0.9265% | -2.352% | -0.1455% | 1.275% | -1.266% | 0.3658% | -1.363% | 1.411% | 0.2104% | 0.6747% | -0.8437% | 0.5549% | -1.047% | CMOS | -1.545e-06% | 7.785e-07% | -6.076e-06% | 7.934e-06% | -4.47e-06% | 2.694e-06% | -9.458e-07% | 1.889e-06% | -8.727e-07% | -1.455e-06% | 1.842e-06% | -5.732e-07% | 4.856e-07% | 1.108e-06%
Opex | -2.905% | 0.6862% | -3.707% | -2.256% | 1.867% | -6.418% | 1.124% | -0.7075% | 1.066% | -0.06899% | 1.154% | 3.745% | -3.045% | 1.623% | Opex | -1.379e-05% | -4.881e-06% | 5.394e-06% | 3.83e-06% | -6.296e-06% | -5.073e-06% | 1.894e-05% | -4.37e-06% | -1.161e-05% | -3.38e-06% | 4.734e-06% | -2.183e-06% | 7.788e-06% | -1.202e-05%
O/H Subtransmission Lines | -0.007357% | 0.0249% | -0.0008907% | 0.002874% | -0.01037% | -0.0005344% | 6.536e-05% | -0.02403% | -0.001521% | -0.0001699% | 0.001466% | 0.004975% | 0.0001639% | -0.0004582% | O/H Subtransmission Lines | -7e-08% | -1.626e-07% | 3.626e-07% | -2.951e-08% | 8.308e-08% | -1.108e-08% | 1.54e-09% | -4.423e-07% | 1.708e-07% | 4.595e-08% | -2.287e-07% | 2.152e-08% | 8.112e-08% | 2.488e-07%
O/H Distribution Lines | -0.08674% | 0.287% | 0.006303% | 0.01869% | -0.1226% | -0.01839% | -0.002806% | 0.2386% | -0.007921% | 0.07973% | -0.07444% | 0.1809% | 0.0007918% | 0.1483% | O/H Distribution Lines | -8.67e-07% | 1.334e-06% | -2.04e-06% | 2.763e-06% | -2.55e-06% | 2.34e-06% | -2.863e-06% | 3.523e-06% | -2.191e-07% | -3.284e-06% | 2.747e-06% | -8.979e-07% | -5.684e-07% | 1.631e-06%
U/G Subtransmission | -0.3804% | -0.1117% | -0.2103% | -0.05056% | 0.2929% | -1.544% | -0.1199% | -0.4945% | -0.1222% | -0.5858% | -0.00516% | -0.09618% | 0.02277% | -0.6863% | U/G Subtransmission | 1.749e-06% | -6.036e-07% | -8.039e-07% | -7.682e-07% | 1.123e-06% | -3.782e-08% | -2.903e-06% | 3.886e-06% | -2.522e-06% | 7.832e-07% | 2.855e-06% | 1.416e-07% | 7.144e-07% | -1.636e-06%
U/G Distribution Cables | -1.821% | -0.8766% | -0.8316% | -0.6163% | -2.762% | 0.1253% | -0.532% | -0.5456% | -0.3389% | -0.2498% | -0.2931% | 1.005% | -0.005532% | 0.5213% | U/G Distribution Cables | -8.672e-06% | 2.402e-06% | 1.712e-05% | -2.717e-05% | 3.154e-06% | 5.389e-06% | 9.069e-06% | -1.77e-05% | 2.754e-05% | -1.628e-05% | 4.598e-06% | 4.203e-06% | -1.298e-05% | 8.45e-06%
Transformers | -0.5373% | -1.023% | -0.3696% | -0.8174% | -0.4233% | -0.3563% | -0.3776% | -0.5787% | -0.1279% | -0.3455% | -0.1726% | -0.1111% | -0.3199% | -0.4937% | Transformers | -7.082e-07% | 1.621e-05% | -3.862e-06% | -1.161e-05% | 1.348e-05% | -1.159e-05% | 9.866e-06% | -8.905e-06% | -5.611e-06% | 2.628e-06% | 5.524e-06% | 3.169e-06% | -1.443e-05% | 3.294e-06%
TFP Change | -2.6% | 1.357% | -6.064% | -3.138% | 2.041% | -9.069% | 0.9671% | -2.122% | 2.237% | -0.2687% | 2.304% | 4.982% | -2.498% | -0.4422% | TFP Change
check | -2.6% | 1.357% | -6.064% | -3.138% | 2.041% | -9.069% | 0.9671% | -2.122% | 2.237% | -0.2687% | 2.304% | 4.982% | -2.498% | -0.4422% | check
check | 2.2992e-09 | -5.2387e-10 | 2.2874e-09 | -1.8524e-09 | 2.6716e-09 | -1.9509e-09 | 4.5702e-11 | -2.9524e-10 | -9.1336e-10 | 4.5731e-11 | 7.3669e-11 | -2.874e-10 | 1.1719e-09 | 1.6826e-11 | check
3.CIT: Contributions to TFP growth | [14 empty] | 3.CIT: Contributions to TFP growth | bar: 2007 to 2010
Year | 2007: 2006 to 2020; 2008: 2006 to 2013; 2009: 2013 to 2020; 2010: 2019 to 2020 | Year | 2006 to 2020 | 2006 to 2013 | 2013 to 2020 | 2019 to 2020
Energy (GWh) | 2007: -0.09126%; 2008: 0.0275%; 2009: -0.1803%; 2010: -1.032% | Energy (GWh) | -9.878e-08% | -7.058e-07% | 3.565e-07% | -3.413e-06%
Ratcheted Max Demand | 2007: 0.4063%; 2008: 0.5827%; 2009: 0.274%; 2010: 0.3305% | Ratcheted Max Demand | 1.779e-07% | 1.051e-06% | -4.767e-07% | -4.82e-06%
Customer Numbers | 2007: 0.222%; 2008: 0.2485%; 2009: 0.202%; 2010: 0.08479% | Customer Numbers | -7.878e-07% | -1.474e-06% | -2.73e-07% | 8.809e-07%
Circuit Length | 2007: 0.4233%; 2008: 0.5799%; 2009: 0.306%; 2010: 0.1093% | Circuit Length | -1.08e-06% | -2.795e-06% | 2.068e-07% | -1.209e-05%
CMOS | 2007: -0.08485%; 2008: -0.1919%; 2009: -0.004587%; 2010: -1.047% | CMOS | 5.678e-08% | -1.138e-07% | 1.847e-07% | 1.108e-06%
Opex | 2007: -0.5601%; 2008: -2.122%; 2009: 0.6114%; 2010: 1.623% | Opex | -1.637e-06% | -3.469e-06% | -2.632e-07% | -1.202e-05%
O/H Subtransmission Lines | 2007: -0.0007778%; 2008: 0.001436%; 2009: -0.002438%; 2010: -0.0004582% | O/H Subtransmission Lines | 5.08e-09% | 2.874e-08% | -1.267e-08% | 2.488e-07%
O/H Distribution Lines | 2007: 0.04624%; 2008: 0.01405%; 2009: 0.07039%; 2010: 0.1483% | O/H Distribution Lines | 7.489e-08% | 1.633e-07% | 8.59e-09% | 1.631e-06%
U/G Subtransmission | 2007: -0.2922%; 2008: -0.3339%; 2009: -0.2609%; 2010: -0.6863% | U/G Subtransmission | 1.413e-07% | 1.098e-07% | 1.649e-07% | -1.636e-06%
U/G Distribution Cables | 2007: -0.5158%; 2008: -1.13%; 2009: -0.05482%; 2010: 0.5213% | U/G Distribution Cables | -6.296e-08% | -1.296e-06% | 8.621e-07% | 8.45e-06%
Transformers | 2007: -0.4324%; 2008: -0.5878%; 2009: -0.3159%; 2010: -0.4937% | Transformers | -1.814e-07% | 3.203e-07% | -5.577e-07% | 3.294e-06%
TFP Change | 2007: -0.8795%; 2008: -2.912%; 2009: 0.6448%; 2010: -0.4422% | TFP Change | -3.392e-06% | -8.181e-06% | 2.004e-07% | -1.837e-05%
4.END: Output and input growth rates | [14 empty] | 4.END: Output and input growth rates
Year | 2007 | 2008 | 2009 | 2010 | 2011 | 2012 | 2013 | 2014 | 2015 | 2016 | 2017 | 2018 | 2019 | 2020 | Year | 2007 | 2008 | 2009 | 2010 | 2011 | 2012 | 2013 | 2014 | 2015 | 2016 | 2017 | 2018 | 2019 | 2020
Energy (GWh) | 1.653% | 3.535% | -3.86% | -0.0872% | 0.5179% | -5.856% | -3.107% | -2.3% | 3.089% | 3.16% | 0.4248% | -0.4605% | 0.7158% | -1.488% | Energy (GWh) | 2.548e-05% | -6.357e-05% | 4.289e-05% | -3.092e-05% | -2.532e-05% | 5.217e-05% | 2.247e-07% | 3.752e-06% | -3.123e-06% | 1.565e-06% | -1.139e-05% | 1.306e-05% | -5.295e-06% | -4.218e-06%
Ratcheted Max Demand | 0% | 0% | 5.789% | 0% | 3.865% | 0% | 0% | 0% | 0% | 0% | 4.28% | 0% | 0% | 0% | Ratcheted Max Demand | 0% | 0% | 2.146e-05% | 0% | -3.271e-05% | 0% | 0% | 0% | 0% | 0% | -1.038e-05% | 0% | 0% | 0%
Customer Numbers | 1.19% | 1.149% | 1.025% | 0.8446% | 1.013% | 0.9627% | 1.716% | 2.221% | 1.667% | 1.302% | 1.626% | 2.144% | 2.167% | 2.078% | Customer Numbers | -2.216e-05% | 2.104e-05% | -1.392e-06% | -1.271e-05% | 4.091e-06% | -1.744e-05% | 5.374e-05% | -3.64e-05% | -1.529e-05% | 5.272e-05% | -5.217e-05% | 3.461e-05% | -1.873e-05% | 4.536e-05%
Circuit Length | 1.226% | 1.412% | 0.8374% | 0.7063% | 1.044% | 1.152% | 1.325% | 1.313% | 1.436% | 1.277% | 1.43% | 1.476% | 1.955% | 1.145% | Circuit Length | 4.922e-05% | -6.312e-05% | 4.347e-05% | -5.477e-05% | -1.669e-06% | 1.557e-05% | 3.314e-05% | -3.11e-05% | -3.474e-05% | 1.368e-05% | 2.29e-05% | -3.072e-05% | 6.779e-05% | -3.99e-05%
CMOS | -2.189% | 6.917% | -4.431% | -18.45% | -2.186% | 20.29% | 12.86% | -21.11% | 11.71% | -3.879% | -14.99% | -1.809% | 12.22% | 13.37% | CMOS | 2.427e-06% | 1.328e-05% | -2.098e-05% | 1.055e-05% | -9.066e-08% | -3.134e-06% | 5.912e-07% | 1.932e-07% | -8.126e-06% | 8.716e-06% | -6.554e-06% | -3.082e-06% | 6.895e-06% | -1.177e-05%
Opex | 7.585% | 19.92% | -8.695% | -3.97% | 5.066% | 1.603% | -11.03% | 12.17% | 2.571% | 7.028% | -8.707% | -9.231% | -5.705% | -11.29% | Opex | -3.38e-06% | 9.572e-06% | -4.148e-06% | 4.029e-05% | -8.462e-05% | 1.875e-05% | -5.635e-06% | 2.68e-05% | -1.36e-05% | 4.895e-05% | -3.295e-05% | 3.067e-05% | -5.985e-05% | 3.532e-05%
O/H Subtransmission Lines | 0.887% | 1.815% | 0.4353% | 0.2798% | 0.01261% | 1.213% | 1.981% | -1.901% | 2.237% | -0.3137% | 0.02867% | -3.841% | 0.193% | -0.6769% | O/H Subtransmission Lines | -4.144e-05% | 2.097e-05% | 2.36e-05% | -4.595e-05% | 5.046e-05% | 1.177e-05% | 1.033e-06% | -7.334e-05% | 6.51e-06% | 3.933e-05% | 4.102e-05% | -6.259e-05% | -1.632e-05% | 9.489e-06%
O/H Distribution Lines | 0.1208% | 0.2183% | -0.04655% | -0.06167% | -0.02331% | -0.04542% | -0.2908% | -0.6471% | -1.46% | -0.6361% | 0.006488% | 0.0323% | -0.2249% | -0.6319% | O/H Distribution Lines | 1.597e-05% | -3.548e-05% | 1.332e-06% | -2.862e-05% | 3.626e-05% | -4.681e-06% | 1.916e-05% | -1.17e-06% | -2.368e-06% | -2.119e-06% | 4.297e-06% | -3.393e-06% | 6.015e-06% | -1.459e-06%
U/G Subtransmission | 9.443% | 5.766% | 7.172% | 0.6679% | 5.355% | 17.45% | 10.33% | 10.23% | 2.884% | 0.8235% | 5.987% | 1.254% | 4.419% | 0.3756% | U/G Subtransmission | -1.802e-05% | 2.56e-05% | -5.771e-06% | 2.018e-05% | -3.717e-05% | 2.672e-05% | -3.396e-05% | 3.051e-05% | 6.235e-06% | -4.692e-06% | -2.309e-05% | -1.558e-06% | 3.389e-05% | -1.033e-05%
U/G Distribution Cables | 8.036% | 7.919% | 5.172% | 5.623% | 6.559% | 6.007% | 6.019% | 5.006% | 4.699% | 4.3% | 4.415% | 4.455% | 4.766% | 3.261% | U/G Distribution Cables | 3.583e-06% | 1.986e-05% | -4.785e-05% | 5.704e-05% | -4.968e-06% | -2.793e-05% | 3e-05% | -1.611e-05% | 8.396e-06% | -1.235e-05% | -2.275e-05% | 1.903e-05% | -9.189e-06% | -4.926e-06%
Transformers | 5.951% | 3.525% | 2.8% | 3.198% | 1.691% | 2.719% | 4.202% | 5.236% | 0.526% | 2.201% | 1.528% | 2.076% | 1.275% | 1.467% | Transformers | 2.626e-05% | -3.81e-05% | -2.758e-05% | 3.182e-05% | 8.373e-06% | 5.497e-06% | 3.932e-06% | -2.613e-05% | 1.479e-05% | 3.372e-05% | 1.023e-07% | -1.185e-05% | 2.596e-07% | -2.73e-05%
4.END: Output and input contributions | [14 empty] | 4.END: Output and input contributions
Year | 2007 | 2008 | 2009 | 2010 | 2011 | 2012 | 2013 | 2014 | 2015 | 2016 | 2017 | 2018 | 2019 | 2020 | Year | 2007 | 2008 | 2009 | 2010 | 2011 | 2012 | 2013 | 2014 | 2015 | 2016 | 2017 | 2018 | 2019 | 2020
Energy (GWh) | 0.1646% | 0.3521% | -0.3881% | -0.01501% | 0.04753% | -0.5643% | -0.3015% | -0.2156% | 0.2929% | 0.3045% | 0.04204% | -0.04452% | 0.06891% | -0.1462% | Energy (GWh) | 2.005e-06% | 4.141e-06% | -2.974e-06% | 3.394e-06% | -1.081e-06% | -6.668e-06% | 4.226e-07% | 7.075e-06% | -5.783e-06% | 1.241e-06% | -3.484e-06% | 4.436e-06% | -2.392e-07% | -4.797e-06%
Ratcheted Max Demand | 0.00831% | 0.004699% | 2.281% | 0.01905% | 1.471% | 0.001442% | 0.001507% | -0.004973% | 0.003898% | 0.003917% | 1.619% | 0.002235% | 0.009915% | 0.02156% | Ratcheted Max Demand | -5.01e-08% | -7.029e-08% | -2.965e-05% | 1.545e-07% | 5.072e-06% | -2.565e-09% | -1.641e-08% | 5.354e-08% | -1.325e-08% | -6.969e-08% | -8.292e-07% | 8.154e-08% | -3.268e-08% | -6.102e-08%
Customer Numbers | 0.2617% | 0.2498% | 0.2319% | 0.2003% | 0.2179% | 0.1982% | 0.3567% | 0.4621% | 0.3494% | 0.278% | 0.3303% | 0.448% | 0.4611% | 0.4604% | Customer Numbers | 1.586e-06% | 8.444e-06% | -7.457e-06% | -3.215e-06% | -7.116e-07% | -7.912e-06% | -4.04e-07% | 1.85e-05% | -7.401e-06% | 4.151e-06% | -1.492e-05% | 1.254e-05% | 6.019e-06% | -1.561e-05%
Circuit Length | 0.5681% | 0.6473% | 0.4008% | 0.3538% | 0.4715% | 0.5035% | 0.5827% | 0.5768% | 0.6354% | 0.5749% | 0.6139% | 0.6522% | 0.8781% | 0.5487% | Circuit Length | -2.213e-05% | 9.172e-06% | 3.203e-05% | -3.605e-05% | 3.201e-05% | -2.035e-05% | 2.446e-05% | -2.344e-05% | -8.471e-06% | 1.121e-05% | 8.287e-07% | -4.37e-06% | 1.331e-05% | -2.595e-05%
CMOS | 0.371% | -1.122% | 0.764% | 2.491% | 0.1516% | -2.488% | -1.668% | 2.666% | -1.438% | 0.4597% | 1.896% | 0.2401% | -1.523% | -1.883% | CMOS | 2.858e-05% | -7.678e-06% | 1.336e-06% | 5.051e-06% | -1.839e-05% | 1.294e-05% | 1.392e-06% | -6.481e-06% | -5.088e-06% | 7.177e-06% | -1.434e-05% | 5.543e-06% | 1.162e-05% | -1.775e-05%
Opex | -2.858% | -8.229% | 3.575% | 1.57% | -1.919% | -0.641% | 4.163% | -4.693% | -1.055% | -2.893% | 3.682% | 3.608% | 2.193% | 4.239% | Opex | -7.551e-06% | -2.861e-05% | 1.35e-05% | 2.034e-05% | -2.599e-05% | 2.712e-05% | -8.963e-06% | -1.917e-05% | 1.265e-05% | 1.365e-05% | 3.585e-06% | -2.864e-06% | -3.047e-05% | 1.9e-05%
O/H Subtransmission Lines | -0.03395% | -0.06349% | -0.0146% | -0.00942% | -0.001111% | -0.04249% | -0.06971% | 0.06676% | -0.07987% | 0.00772% | -0.006351% | 0.1525% | -0.008187% | 0.03751% | O/H Subtransmission Lines | 1.478e-08% | 1.022e-08% | -1.175e-06% | 1.035e-06% | -2.811e-06% | 2.461e-06% | -3.698e-07% | -3.387e-07% | 1.652e-06% | -3.725e-07% | -1.235e-06% | 1.423e-06% | -3.22e-06% | 2.934e-06%
O/H Distribution Lines | -0.008726% | -0.02152% | 0.002529% | -0.003351% | 0.004571% | 0.00992% | 0.02147% | 0.06827% | 0.1376% | 0.05972% | 0.01161% | -0.00934% | 0.02842% | 0.0668% | O/H Distribution Lines | 1.116e-06% | -3.527e-06% | -1.38e-06% | 4.178e-06% | -4.107e-06% | -2.777e-06% | 4.705e-06% | -4.293e-06% | 2.081e-06% | -2.89e-06% | -5.967e-07% | 6.845e-06% | 3.32e-07% | 4.749e-07%
U/G Subtransmission | -0.1904% | -0.09312% | -0.124% | -0.008593% | -0.1102% | -0.2663% | -0.1371% | -0.1246% | -0.09755% | -0.006027% | -0.08464% | -0.1853% | -0.09142% | -0.01744% | U/G Subtransmission | -5.929e-07% | -3.519e-07% | 3.581e-07% | 7.812e-07% | -8.046e-07% | 1.711e-08% | 3.931e-07% | -5.775e-07% | 9.689e-08% | 6.354e-07% | -3.589e-07% | 3.543e-07% | -1.525e-06% | 5.984e-07%
U/G Distribution Cables | -1.647% | -1.168% | -0.9043% | -0.7224% | -1.103% | -0.9869% | -1.037% | -0.7568% | -0.8644% | -0.7089% | -0.8641% | -0.4856% | -0.8071% | -0.4926% | U/G Distribution Cables | -5.701e-06% | 5.079e-06% | -5.893e-06% | -3.602e-06% | 7.489e-06% | -6.497e-06% | 4.191e-06% | -2.218e-06% | 9.102e-06% | -1.418e-06% | -1.768e-07% | 1.117e-06% | -3.301e-06% | -3.399e-06%
Transformers | -1.799% | -0.9885% | -0.7776% | -0.7358% | -0.574% | -0.8105% | -1.263% | -1.513% | -0.084% | -0.5914% | -0.4668% | -0.5616% | -0.4071% | -0.4385% | Transformers | -8.014e-06% | 3.865e-06% | 1.14e-05% | 3.524e-06% | -1.544e-05% | -6.746e-06% | 1.698e-05% | -1.584e-05% | 1.845e-05% | -4.464e-06% | -1.838e-05% | 8.929e-06% | 6.884e-06% | -1.694e-05%
TFP Change | -5.164% | -10.43% | 5.046% | 3.139% | -1.344% | -5.086% | 0.649% | -3.468% | -2.2% | -2.511% | 6.772% | 3.817% | 0.8031% | 2.397% | TFP Change
check | -5.164% | -10.43% | 5.046% | 3.139% | -1.344% | -5.086% | 0.649% | -3.468% | -2.2% | -2.511% | 6.772% | 3.817% | 0.8031% | 2.397% | check
check | -1.3388e-09 | -4.4747e-09 | 2.07e-09 | 2.1791e-09 | 1.5871e-09 | 3.3224e-09 | -3.0013e-10 | -3.7726e-09 | -1.0332e-09 | 1.6153e-09 | -5.0204e-10 | 4.7839e-10 | -9.4587e-11 | -8.7311e-10 | check
4.END: Contributions to TFP growth | [14 empty] | 4.END: Contributions to TFP growth | bar: 2007 to 2010
Year | 2007: 2006 to 2020; 2008: 2006 to 2013; 2009: 2013 to 2020; 2010: 2019 to 2020 | Year | 2006 to 2020 | 2006 to 2013 | 2013 to 2020 | 2019 to 2020
Energy (GWh) | 2007: -0.02876%; 2008: -0.0672%; 2009: 6.464e-05%; 2010: -0.1462% | Energy (GWh) | -1.651e-07% | -1.971e-07% | -1.411e-07% | -4.797e-06%
Ratcheted Max Demand | 2007: 0.3888%; 2008: 0.631%; 2009: 0.2071%; 2010: 0.02156% | Ratcheted Max Demand | -1.816e-06% | -4.09e-06% | -1.109e-07% | -6.102e-08%
Customer Numbers | 2007: 0.3218%; 2008: 0.2266%; 2009: 0.3932%; 2010: 0.4604% | Customer Numbers | -4.557e-07% | -1.544e-06% | 3.606e-07% | -1.561e-05%
Circuit Length | 2007: 0.572%; 2008: 0.4908%; 2009: 0.6328%; 2010: 0.5487% | Circuit Length | -1.267e-06% | -8.848e-07% | -1.553e-06% | -2.595e-05%
CMOS | 2007: -0.07738%; 2008: 0.02789%; 2009: -0.1563%; 2010: -1.883% | CMOS | 2.795e-07% | 3.64e-06% | -2.241e-06% | -1.775e-05%
Opex | 2007: 0.053%; 2008: -1.417%; 2009: 1.156%; 2010: 4.239% | Opex | -9.828e-07% | -1.979e-07% | -1.572e-06% | 1.9e-05%
O/H Subtransmission Lines | 2007: -0.004617%; 2008: -0.02751%; 2009: 0.01255%; 2010: 0.03751% | O/H Subtransmission Lines | 5.191e-10% | -7.748e-08% | 5.902e-08% | 2.934e-06%
O/H Distribution Lines | 2007: 0.02629%; 2008: -0.002762%; 2009: 0.04807%; 2010: 0.0668% | O/H Distribution Lines | 1.149e-08% | -1.083e-06% | 8.322e-07% | 4.749e-07%
U/G Subtransmission | 2007: -0.1098%; 2008: -0.1321%; 2009: -0.093%; 2010: -0.01744% | U/G Subtransmission | -6.977e-08% | -9.882e-08% | -4.798e-08% | 5.984e-07%
U/G Distribution Cables | 2007: -0.8964%; 2008: -1.089%; 2009: -0.7521%; 2010: -0.4926% | U/G Distribution Cables | -3.734e-07% | -1.521e-06% | 4.872e-07% | -3.399e-06%
Transformers | 2007: -0.7865%; 2008: -0.9476%; 2009: -0.6656%; 2010: -0.4385% | Transformers | -1.128e-06% | -1.902e-06% | -5.477e-07% | -1.694e-05%
TFP Change | 2007: -0.5415%; 2008: -2.307%; 2009: 0.7824%; 2010: 2.397% | TFP Change | -5.966e-06% | -7.956e-06% | -4.474e-06% | -6.149e-05%
5.ENX: Output and input growth rates | [14 empty] | 5.ENX: Output and input growth rates
Year | 2007 | 2008 | 2009 | 2010 | 2011 | 2012 | 2013 | 2014 | 2015 | 2016 | 2017 | 2018 | 2019 | 2020 | Year | 2007 | 2008 | 2009 | 2010 | 2011 | 2012 | 2013 | 2014 | 2015 | 2016 | 2017 | 2018 | 2019 | 2020
Energy (GWh) | 0.4307% | 2.14% | 3.889% | 0.9007% | -3.387% | -1.144% | -0.7335% | -1.036% | 1.507% | -0.07728% | 1.019% | -0.4349% | 0.7732% | -1.344% | Energy (GWh) | -3.816e-05% | 5.799e-05% | -3.831e-05% | -2.206e-05% | 4.963e-05% | -3.099e-05% | 2.894e-05% | -5.569e-05% | 2.924e-06% | 3.912e-05% | 5.153e-05% | -6.841e-05% | -1.905e-05% | 6.04e-05%
Ratcheted Max Demand | 8.885% | 3.798% | 4.698% | 5.235% | 0% | 0% | 0% | 0% | 0% | 0% | 0% | 0% | 0% | 0.7202% | Ratcheted Max Demand | 8.955e-06% | -4.517e-05% | -3.165e-06% | 8.111e-05% | 0% | 0% | 0% | 0% | 0% | 0% | 0% | 0% | 0% | -7.848e-06%
Customer Numbers | 1.964% | 2.213% | 1.856% | 1.551% | 1.443% | 1.296% | 1.172% | 1.226% | 1.493% | 1.726% | 1.863% | 1.749% | 1.516% | 1.32% | Customer Numbers | -1.164e-05% | 2.298e-05% | -1.468e-05% | -2.225e-05% | 2.551e-05% | 4.306e-07% | 3.543e-05% | 1.249e-05% | -8.239e-06% | 1.964e-06% | -6.986e-05% | 2.952e-05% | 2.298e-05% | -3.182e-05%
Circuit Length | 2.093% | 1.75% | 1.922% | 1.386% | 1.297% | 1.118% | 0.8514% | 0.6085% | 0.8937% | 1.205% | 1.038% | 0.9424% | 0.9373% | 0.7511% | Circuit Length | -6.938e-06% | -2.144e-05% | 3.574e-06% | 4.328e-05% | -1.047e-05% | -1.303e-06% | -9.979e-06% | -4.266e-05% | 3.609e-05% | 1.202e-05% | -2.938e-05% | 1.479e-05% | 3.048e-06% | -3.003e-05%
CMOS | -35.43% | 15.09% | -8.152% | -1.939% | -9.256% | -19.21% | 5.936% | 5.218% | 20.21% | -11.43% | -15.23% | 9.667% | 3.56% | 7.35% | CMOS | 4.958e-06% | 2.649e-06% | -3.409e-06% | -4.93e-06% | 2.3e-06% | 4.374e-06% | -1.191e-06% | 7.056e-06% | -7.402e-06% | 4.077e-06% | -5.597e-06% | -2.37e-06% | 1.913e-06% | 8.204e-06%
Opex | 15.05% | 4.125% | 3.776% | 1.191% | 9.421% | 6.784% | 6.825% | -8.574% | 2.006% | -11.78% | 0.5445% | 0.3123% | -5.803% | -5.384% | Opex | 2.079e-05% | -2.188e-05% | 1.789e-05% | 2.446e-05% | -8.198e-06% | -4.127e-06% | -4.079e-05% | -3.711e-06% | 4.381e-05% | 1.13e-06% | -2.519e-05% | 1.044e-06% | -5.958e-06% | -1.256e-05%
O/H Subtransmission Lines | 3.889% | -0.09394% | 2.227% | 2.395% | 2.031% | 3.96% | 0.256% | 1.88% | -1.276% | 0.9848% | 2.006% | -0.32% | -0.642% | 2.007% | O/H Subtransmission Lines | 6.201e-06% | -1.664e-05% | -3.904e-05% | 6.367e-05% | 6.3e-06% | -5.764e-05% | 1.773e-05% | 2.175e-05% | 3.362e-05% | -6.473e-05% | -7.64e-06% | 7.014e-05% | -1.293e-05% | -3.437e-05%
O/H Distribution Lines | 0.6475% | 0.3861% | 0.3757% | 0.2653% | 0.2622% | 0.2899% | 0.1507% | 0.02298% | 0.1297% | 0.1152% | 0.04312% | -0.02595% | -0.01929% | -0.03871% | O/H Distribution Lines | 2.02e-05% | 3.128e-08% | -5.601e-05% | 2.161e-05% | 1.537e-05% | -3.072e-05% | -1.04e-05% | 3.799e-05% | 3.326e-05% | -2.579e-05% | -1.786e-05% | 4.078e-05% | -6.805e-06% | -3.558e-05%
U/G Subtransmission | 13.81% | 14.84% | 6.103% | 6.016% | 8.414% | 1.578% | 6.638% | 2.264% | 4.126% | -0.5958% | 0.9959% | 0.03457% | -0.7739% | 4.721% | U/G Subtransmission | 1.909e-05% | -5.697e-05% | 5.667e-06% | 1.877e-05% | 2.977e-05% | -3.05e-05% | 4.683e-05% | -6.063e-07% | -9.864e-06% | -8.3e-06% | 1.123e-05% | 2.164e-06% | -1.527e-05% | -3.371e-05%
U/G Distribution Cables | 9.643% | 7.569% | 7.161% | 5.497% | 4.38% | 3.648% | 3.125% | 2.914% | 2.077% | 3.817% | 2.903% | 2.784% | 2.674% | 2.22% | U/G Distribution Cables | -1.893e-05% | -1.78e-05% | 5.16e-05% | -2.92e-05% | -8.48e-06% | -2.257e-06% | 4.017e-05% | 8.255e-06% | -8.016e-06% | -9.058e-06% | -7.294e-06% | 2.067e-05% | -4.03e-05% | 3.829e-05%
Transformers | 7.171% | 4.196% | 4.97% | 3.273% | 2.978% | 2.403% | 2.126% | 1.776% | 4.272% | 1.101% | 1.777% | 0.833% | 1.04% | 1.156% | Transformers | -4.609e-05% | 7.09e-05% | -1.702e-05% | 3.518e-06% | -3.024e-05% | -2.49e-05% | 3.359e-05% | -9.4e-06% | 5.269e-05% | -1.9e-05% | 4.205e-06% | 8.208e-06% | 2.701e-06% | -7.265e-06%
5.ENX: Output and input contributions | [14 empty] | 5.ENX: Output and input contributions
Year | 2007 | 2008 | 2009 | 2010 | 2011 | 2012 | 2013 | 2014 | 2015 | 2016 | 2017 | 2018 | 2019 | 2020 | Year | 2007 | 2008 | 2009 | 2010 | 2011 | 2012 | 2013 | 2014 | 2015 | 2016 | 2017 | 2018 | 2019 | 2020
Energy (GWh) | 0.05195% | 0.2075% | 0.3751% | 0.08452% | -0.3251% | -0.1085% | -0.06858% | -0.09629% | 0.1405% | -0.007344% | 0.09521% | -0.04051% | 0.07273% | -0.1265% | Energy (GWh) | -5.243e-06% | 7.263e-06% | -6.424e-06% | 2.105e-06% | -1.033e-06% | -2.386e-07% | -2.122e-08% | 6.013e-06% | -7.427e-06% | 3.396e-06% | -5.091e-07% | 2.942e-06% | 1.497e-07% | -6.564e-06%
Ratcheted Max Demand | 3.651% | 1.436% | 1.815% | 1.977% | -0.009731% | -0.01691% | -0.003183% | -0.004036% | 0.001862% | 0.003521% | -0.005604% | 0.005453% | 0.004992% | 0.2706% | Ratcheted Max Demand | 2.719e-05% | -6.064e-06% | -9.183e-07% | 5.852e-06% | -1.072e-07% | -7.044e-08% | 5.647e-09% | 1.621e-09% | -8.467e-09% | 5.398e-08% | -1.196e-08% | -1.591e-08% | 2.268e-08% | -1.831e-05%
Customer Numbers | 0.4967% | 0.4545% | 0.4074% | 0.3267% | 0.3025% | 0.2694% | 0.2374% | 0.2468% | 0.3013% | 0.3504% | 0.3709% | 0.359% | 0.314% | 0.2739% | Customer Numbers | 7.278e-06% | 5.017e-06% | -3.428e-06% | -5.881e-06% | 1.173e-05% | -1.745e-06% | -1.135e-05% | 6.76e-06% | 1.074e-05% | -1.864e-05% | 9.684e-06% | -7.652e-06% | 6.964e-06% | -5.725e-06%
Circuit Length | 1.077% | 0.7595% | 0.8805% | 0.6148% | 0.5706% | 0.4858% | 0.3634% | 0.2579% | 0.3816% | 0.5174% | 0.4349% | 0.4109% | 0.4112% | 0.3306% | Circuit Length | -6.739e-06% | -1.526e-05% | 2.317e-05% | 5.413e-06% | -3.498e-05% | 3.831e-05% | -3.016e-05% | 2.261e-05% | 2.217e-06% | -1.304e-06% | -1.56e-05% | 9.544e-06% | 8.241e-06% | -1.025e-05%
CMOS | 6.116% | -2.093% | 1.258% | 0.2753% | 1.054% | 1.747% | -0.5973% | -0.5094% | -1.769% | 1.016% | 1.308% | -0.8007% | -0.3075% | -0.7136% | CMOS | -1.503e-05% | -1.799e-06% | 1.466e-06% | 1.552e-05% | -1.209e-05% | 9.522e-06% | -1.135e-05% | -2.776e-06% | -4.989e-07% | 1.367e-05% | -1.795e-06% | 1.515e-06% | -4.211e-06% | 7.033e-07%
Opex | -5.385% | -1.33% | -1.597% | -0.3949% | -3.355% | -2.19% | -2.922% | 3.07% | -0.3946% | 4.11% | -0.1848% | -0.1356% | 2.098% | 1.969% | Opex | -3.191e-05% | 9.348e-06% | -6.907e-06% | 2.521e-05% | -1.916e-05% | 1.159e-06% | 1.65e-05% | -8.41e-06% | 7.592e-06% | -1.383e-05% | -7.652e-06% | 2.531e-05% | -8.749e-06% | 1.401e-06%
O/H Subtransmission Lines | -0.13% | -0.01263% | -0.05376% | -0.08392% | -0.06864% | -0.1522% | -0.004111% | -0.06304% | 0.04497% | -0.04138% | -0.07724% | 0.01869% | 0.0212% | -0.07199% | O/H Subtransmission Lines | -3.712e-08% | 1.911e-07% | 2.069e-06% | -1.183e-06% | 2.297e-06% | -1.483e-06% | 2.581e-07% | 2.387e-07% | -4.041e-07% | -1.144e-06% | 1.644e-06% | -2.549e-06% | 2.037e-06% | -1.238e-06%
O/H Distribution Lines | -0.08538% | -0.05009% | -0.04012% | -0.032% | -0.03103% | -0.03488% | -0.0166% | -0.003369% | -0.01632% | -0.01285% | -0.00793% | 0.002688% | -0.001374% | 0.004169% | O/H Distribution Lines | 9.047e-06% | 3.872e-08% | -2.508e-06% | -1.935e-06% | -3.448e-06% | 6.233e-06% | 4.557e-07% | -1.039e-06% | 7.833e-07% | -6.23e-06% | 1.501e-06% | -2.588e-06% | 9.063e-06% | -1.044e-05%
U/G Subtransmission | -0.619% | -0.6731% | -0.2248% | -0.2863% | -0.4168% | -0.0857% | -0.3244% | -0.107% | -0.201% | 0.02458% | -0.04958% | 0.0209% | 0.03348% | -0.2142% | U/G Subtransmission | 2.725e-06% | -2.259e-06% | -2.744e-07% | 2.148e-07% | 1.76e-06% | -3.206e-06% | 3.906e-06% | -2.875e-06% | -9.95e-07% | 1.805e-09% | 1.877e-06% | -2.156e-06% | 4.186e-06% | -7.3e-07%
U/G Distribution Cables | -1.164% | -1.021% | -0.6151% | -0.7225% | -0.5311% | -0.4479% | -0.3615% | -0.3313% | -0.3134% | -0.4791% | -0.3528% | -0.2537% | -0.3341% | -0.187% | U/G Distribution Cables | 4.204e-06% | -7.014e-06% | 7.524e-06% | -9.567e-06% | -1.254e-06% | 7.698e-06% | 1.392e-06% | -5.068e-06% | -2.292e-06% | 1.326e-06% | -3.464e-06% | 5.107e-06% | -2.856e-06% | 1.901e-06%
Transformers | -2.258% | -1.446% | -1.495% | -1.062% | -0.9508% | -0.7614% | -0.6577% | -0.5241% | -1.436% | -0.2321% | -0.578% | -0.2102% | -0.3418% | -0.3373% | Transformers | 6.214e-06% | -1.066e-05% | 4.175e-06% | 5.562e-06% | -7.732e-06% | 1.196e-05% | -2.122e-05% | 5.303e-06% | -3.097e-06% | 1.979e-05% | -2.159e-05% | 5.638e-06% | -3.936e-06% | 1.265e-05%
TFP Change | 1.751% | -3.769% | 0.7097% | 0.6964% | -3.761% | -1.295% | -4.355% | 1.936% | -3.26% | 5.249% | 0.9532% | -0.623% | 1.971% | 1.198% | TFP Change
check | 1.751% | -3.769% | 0.7097% | 0.6964% | -3.761% | -1.295% | -4.355% | 1.936% | -3.26% | 5.249% | 0.9532% | -0.623% | 1.971% | 1.198% | check
check | 5.8208e-11 | -3.2014e-10 | -1.1059e-09 | -6.9849e-10 | 5.6025e-10 | 7.276e-10 | -2.3938e-09 | -1.4297e-09 | -1.7844e-09 | 3.5907e-09 | 5.8935e-10 | -6.7303e-11 | 9.5133e-10 | 9.2405e-10 | check
5.ENX: Contributions to TFP growth | [14 empty] | 5.ENX: Contributions to TFP growth | bar: 2007 to 2010
Year | 2007: 2006 to 2020; 2008: 2006 to 2013; 2009: 2013 to 2020; 2010: 2019 to 2020 | Year | 2006 to 2020 | 2006 to 2013 | 2013 to 2020 | 2019 to 2020
Energy (GWh) | 2007: 0.01819%; 2008: 0.04757%; 2009: -0.00385%; 2010: -0.1265% | Energy (GWh) | -3.994e-07% | -5.951e-07% | -2.526e-07% | -6.564e-06%
Ratcheted Max Demand | 2007: 0.6518%; 2008: 1.475%; 2009: 0.0342%; 2010: 0.2706% | Ratcheted Max Demand | 5.446e-07% | 4.315e-06% | -2.283e-06% | -1.831e-05%
Customer Numbers | 2007: 0.3365%; 2008: 0.3762%; 2009: 0.3067%; 2010: 0.2739% | Customer Numbers | 2.676e-07% | 2.162e-06% | -1.153e-06% | -5.725e-06%
Circuit Length | 2007: 0.5355%; 2008: 0.7314%; 2009: 0.3885%; 2010: 0.3306% | Circuit Length | -3.417e-07% | 1.651e-06% | -1.837e-06% | -1.025e-05%
CMOS | 2007: 0.4275%; 2008: 1.393%; 2009: -0.2966%; 2010: -0.7136% | CMOS | -5.111e-07% | -4.01e-07% | -5.937e-07% | 7.033e-07%
Opex | 2007: -0.4745%; 2008: -2.375%; 2009: 0.9512%; 2010: 1.969% | Opex | -7.214e-07% | -3.71e-06% | 1.52e-06% | 1.401e-06%
O/H Subtransmission Lines | 2007: -0.04815%; 2008: -0.08353%; 2009: -0.02161%; 2010: -0.07199% | O/H Subtransmission Lines | 4.974e-08% | 3.089e-07% | -1.447e-07% | -1.238e-06%
O/H Distribution Lines | 2007: -0.02322%; 2008: -0.04558%; 2009: -0.006449%; 2010: 0.004169% | O/H Distribution Lines | -7.61e-08% | 1.238e-06% | -1.062e-06% | -1.044e-05%
U/G Subtransmission | 2007: -0.2231%; 2008: -0.3843%; 2009: -0.1022%; 2010: -0.2142% | U/G Subtransmission | 1.553e-07% | -1.733e-07% | 4.017e-07% | -7.3e-07%
U/G Distribution Cables | 2007: -0.5082%; 2008: -0.7504%; 2009: -0.3266%; 2010: -0.187% | U/G Distribution Cables | -1.688e-07% | 2.65e-07% | -4.943e-07% | 1.901e-06%
Transformers | 2007: -0.8779%; 2008: -1.329%; 2009: -0.5396%; 2010: -0.3373% | Transformers | 2.177e-07% | 1.586e-06% | -8.085e-07% | 1.265e-05%
TFP Change | 2007: -0.1855%; 2008: -0.9446%; 2009: 0.3838%; 2010: 1.198% | TFP Change | -9.835e-07% | 6.646e-06% | -6.706e-06% | -3.66e-05%
6.ERG: Output and input growth rates | [14 empty] | 6.ERG: Output and input growth rates
Year | 2007 | 2008 | 2009 | 2010 | 2011 | 2012 | 2013 | 2014 | 2015 | 2016 | 2017 | 2018 | 2019 | 2020 | Year | 2007 | 2008 | 2009 | 2010 | 2011 | 2012 | 2013 | 2014 | 2015 | 2016 | 2017 | 2018 | 2019 | 2020
Energy (GWh) | 0.6671% | 1.731% | 2.266% | 0.8909% | -7.494% | 3.452% | -1.443% | 1.622% | -0.4393% | 0.666% | -3.068% | -0.6682% | 1.95% | 0.4654% | Energy (GWh) | 4.852e-05% | -6.381e-05% | 5.853e-05% | -4.049e-05% | 1.627e-06% | -1.507e-05% | -3.493e-06% | 1.574e-05% | 3.05e-05% | -2.282e-05% | -1.433e-05% | 6.139e-06% | 2.483e-06% | 4.49e-05%
Ratcheted Max Demand | 1.676% | 7.659% | 0% | 5.05% | 0% | 0% | 0% | 0% | 0% | 0% | 0% | 0% | 0% | 0% | Ratcheted Max Demand | -4.109e-05% | 5.084e-05% | 0% | -1.096e-05% | 0% | 0% | 0% | 0% | 0% | 0% | 0% | 0% | 0% | 0%
Customer Numbers | 1.746% | 1.965% | 2.363% | 2.051% | 1.757% | 1.485% | 1.584% | 1.606% | 0.8772% | 1.508% | 0.828% | 1.942% | 0.7604% | -0.4739% | Customer Numbers | 3.13e-05% | -2.796e-05% | -2.449e-05% | 5.318e-06% | 1.487e-05% | -1.503e-06% | 9.381e-06% | 3.897e-06% | -1.326e-06% | -4.459e-05% | 5.982e-05% | -6.536e-05% | 1.175e-05% | 2.639e-05%
Circuit Length | 1.195% | 0.3481% | 0.7341% | 0.532% | 0.09818% | 0.6645% | -2.153% | 0.4307% | 0.8813% | -0.1345% | 0.1554% | -0.3386% | 0.1993% | 0.4044% | Circuit Length | 1.729e-06% | 5.042e-06% | 2.314e-05% | 1.89e-05% | -7.229e-05% | 9.598e-06% | 1.745e-05% | -3.566e-05% | -9.835e-06% | 1.093e-05% | 7.26e-05% | -1.723e-05% | -1.034e-05% | 8.895e-06%
CMOS | -34.78% | 20.13% | 12.96% | 2.103% | -6.305% | -7.917% | -9.75% | -13.07% | 21.77% | 1.308% | -24.61% | 9.646% | 17.06% | -2.473% | CMOS | 5.197e-07% | 3.784e-06% | -3.159e-06% | 3.547e-05% | -4.116e-05% | 1.407e-05% | -4.955e-06% | -8.985e-06% | 3.563e-06% | 3.063e-06% | 4.882e-06% | -1.236e-05% | 8.046e-06% | 2.636e-06%
Opex | -11.63% | 6.892% | -3.634% | -2.17% | 20.69% | 2.124% | -23.02% | 0.4579% | 14.17% | 0.6915% | -10.47% | 2.679% | 0.623% | 3.639% | Opex | -4.467e-06% | 1.581e-06% | 2.849e-08% | 2.202e-06% | -1.414e-05% | 2.298e-05% | -1.061e-05% | 9.121e-06% | 5.325e-06% | -2.813e-05% | 1.097e-05% | 6.946e-06% | -4.134e-06% | 4.145e-05%
O/H Subtransmission Lines | 2.159% | 1.4% | 2.853% | 1.124% | 0.8713% | 1.61% | -15% | -0.05973% | 0.2952% | -0.587% | 5.844% | 0.6396% | -0.02179% | 1.057% | O/H Subtransmission Lines | 3.768e-05% | -7.704e-05% | 2.455e-05% | 1.223e-05% | -2.038e-05% | 4.986e-05% | -2.393e-05% | 8.583e-07% | 1.782e-06% | -8.622e-06% | 5.858e-06% | 2.616e-05% | -3.437e-05% | 1.879e-06%
O/H Distribution Lines | 0.8688% | 0.9793% | 1.211% | 0.7036% | 1.44% | 1.244% | 1.017% | 1.853% | 4.904% | -0.8535% | -1.404% | 2.848% | -2.608% | 0.7078% | O/H Distribution Lines | 3.107e-05% | -3.491e-05% | 4.304e-06% | -5.024e-05% | 8.922e-06% | -1.814e-07% | -8.369e-06% | 2.135e-05% | 8.616e-06% | 3.729e-05% | -2.939e-05% | 2.267e-05% | -3.578e-05% | 2.646e-05%
U/G Subtransmission | 5.49% | 2.237% | 1.433% | 18.27% | 7.193% | 3.016% | -4.628% | 1.384% | -2.052% | 6.784% | 15.62% | 0.7075% | 1.001% | -0.2686% | U/G Subtransmission | -3.234e-05% | 6.455e-06% | 4.062e-05% | -3.078e-05% | 1.599e-05% | -3.778e-07% | -1.893e-05% | 1.113e-05% | -2.251e-05% | 3.243e-05% | -1.421e-05% | 4.064e-05% | 1.315e-06% | -3.472e-05%
U/G Distribution Cables | 10.9% | 14.25% | 10.18% | 7.468% | 5.534% | 5.333% | 5.156% | 4.169% | 6.015% | 1.751% | 2.02% | -3.239% | 1.374% | 0.7273% | U/G Distribution Cables | 3.834e-05% | -6.585e-05% | 2.091e-05% | 2.934e-05% | 6.321e-06% | -5.22e-05% | 4.965e-05% | -3.187e-05% | 8.322e-06% | -6.823e-06% | 1.478e-05% | -1.027e-05% | -1.238e-05% | 1.065e-05%
Transformers | 2.736% | 1.14% | 1.494% | 6.039% | 2.588% | 3.363% | 2.403% | 8.451% | 0.23% | 4.479% | 3.235% | 0.6291% | 0.3979% | -0.9369% | Transformers | -4.028e-05% | 5.067e-05% | -5.595e-05% | 7.394e-05% | -6.415e-06% | -5.35e-05% | 2.073e-05% | 4.294e-05% | -2.876e-05% | 1.426e-05% | -4.163e-05% | 1.709e-05% | -2.775e-05% | 6.147e-05%
6.ERG: Output and input contributions | [14 empty] | 6.ERG: Output and input contributions
Year | 2007 | 2008 | 2009 | 2010 | 2011 | 2012 | 2013 | 2014 | 2015 | 2016 | 2017 | 2018 | 2019 | 2020 | Year | 2007 | 2008 | 2009 | 2010 | 2011 | 2012 | 2013 | 2014 | 2015 | 2016 | 2017 | 2018 | 2019 | 2020
Energy (GWh) | 0.07961% | 0.1942% | 0.2597% | 0.1003% | -0.8383% | 0.3763% | -0.1532% | 0.1699% | -0.04541% | 0.07123% | -0.3209% | -0.07384% | 0.2035% | 0.05027% | Energy (GWh) | -2.337e-06% | -6.288e-06% | 5.743e-06% | -2.822e-06% | 6.168e-06% | -8.165e-06% | 4.586e-06% | -5.332e-06% | 9.271e-06% | -8.574e-06% | 6.973e-06% | -3.355e-06% | 6.135e-07% | 4.825e-06%
Ratcheted Max Demand | 0.9901% | 3.318% | -0.01279% | 2.26% | -0.04267% | -0.01388% | -0.02365% | -0.01593% | 0.006937% | 0.01854% | -0.02417% | 0.01514% | 0.02286% | -0.002327% | Ratcheted Max Demand | 7.996e-06% | -1.635e-05% | -2.451e-07% | 2.904e-05% | -2.49e-07% | -4.987e-08% | -1.342e-07% | -6.718e-08% | 3.52e-08% | 1.087e-07% | -1.334e-07% | 2.858e-08% | 1.772e-07% | -6.233e-08%
Customer Numbers | 0.56% | 0.4366% | 0.5583% | 0.5062% | 0.45% | 0.3517% | 0.3632% | 0.3559% | 0.2018% | 0.3605% | 0.1588% | 0.4616% | 0.2163% | -0.1144% | Customer Numbers | -3.51e-06% | -9.452e-06% | -2.298e-06% | 4.1e-06% | -7.098e-07% | 4.953e-06% | -1.931e-06% | -6.549e-06% | 1.474e-06% | 1.117e-05% | -1.182e-05% | 1.263e-06% | 1.382e-05% | 6.049e-07%
Circuit Length | 0.6603% | 0.1698% | 0.3772% | 0.2756% | 0.03771% | 0.3225% | -1.05% | 0.21% | 0.4186% | -0.06104% | 0.06966% | -0.1592% | 0.09977% | 0.1979% | Circuit Length | 1.531e-05% | -6.228e-06% | 3.661e-05% | -3.184e-05% | 2.395e-05% | -6.911e-06% | -2.513e-05% | 5.281e-06% | 6.218e-06% | -3.305e-06% | -5.672e-06% | 2.211e-06% | 2.466e-06% | -8.812e-06%
CMOS | 11.18% | -5.892% | -4.268% | -0.6354% | 2.595% | 2.21% | 2.307% | 2.603% | -4.568% | -0.3549% | 5.276% | -1.819% | -4.045% | 0.641% | CMOS | -5.311e-06% | -2.053e-05% | 6.352e-06% | 2.363e-05% | -1.806e-05% | -1.003e-05% | -4.782e-06% | 2.532e-05% | -3.499e-06% | -5.13e-06% | 7.833e-06% | -1.63e-05% | 6.552e-07% | -1.513e-05%
Opex | 4.216% | -2.398% | 1.138% | 0.7736% | -7.365% | -0.4127% | 7.792% | -0.01227% | -5.064% | -0.2564% | 3.734% | -0.927% | -0.2284% | -1.38% | Opex | -1.054e-05% | 6.615e-06% | 2.21e-05% | -1.78e-05% | -1.236e-05% | 8.661e-06% | -2.568e-06% | -4.139e-06% | 2.994e-07% | 2.043e-05% | -1.454e-05% | 1.6e-05% | -2.309e-05% | 2.965e-05%
O/H Subtransmission Lines | -0.2106% | -0.1263% | -0.3211% | -0.105% | -0.07593% | -0.1824% | 1.514% | -0.03522% | -0.01805% | 0.02434% | -0.5176% | -0.0604% | 0.001704% | -0.0921% | O/H Subtransmission Lines | 3.636e-06% | -8.163e-06% | 5.89e-06% | 1.239e-06% | -7.004e-07% | -5.509e-06% | 6.152e-06% | -2.826e-06% | -9.256e-07% | -7.796e-07% | 1.597e-06% | -1.894e-06% | 4.635e-06% | 4.014e-07%
O/H Distribution Lines | -0.09632% | -0.2915% | -0.1752% | -0.1852% | -0.3573% | -0.2427% | -0.2179% | -0.3891% | -1.038% | 0.2132% | 0.2304% | -0.6064% | 0.5492% | -0.1377% | O/H Distribution Lines | -1.028e-05% | 7.902e-06% | -1.157e-05% | 3.663e-06% | 3.529e-06% | 1.063e-07% | 5.168e-06% | 5.755e-06% | -4.156e-07% | -1.459e-05% | 1.374e-05% | -1.274e-05% | 1.181e-06% | -3.863e-07%
U/G Subtransmission | -0.02052% | -0.006446% | 0.02064% | -0.08701% | -0.03668% | -0.01717% | 0.02605% | -0.007085% | 0.01081% | -0.02987% | -0.07399% | -0.00101% | -0.003011% | 0.004781% | U/G Subtransmission | 4.229e-09% | -1.745e-08% | -3.584e-08% | -5.794e-09% | -2.019e-07% | 2.597e-07% | -1.945e-07% | 1.84e-07% | 8.724e-08% | -7.773e-08% | -1.233e-07% | 2.507e-08% | -1.165e-07% | 2.874e-07%
U/G Distribution Cables | -0.3567% | -0.4481% | -0.2349% | -0.2643% | -0.1854% | -0.1952% | -0.189% | -0.1329% | -0.239% | -0.003265% | -0.1132% | 0.1411% | -0.04548% | 0.006374% | U/G Distribution Cables | -6.208e-07% | -4.273e-07% | -1.089e-06% | 2.608e-06% | -3.098e-06% | 2.959e-06% | 1.182e-07% | -1.824e-06% | 6.719e-07% | 9.429e-08% | -4.473e-07% | -1.752e-06% | 1.724e-06% | 9.288e-08%
Transformers | -0.5597% | -0.488% | -0.2595% | -1.695% | -0.7742% | -0.942% | -0.7191% | -2.553% | -0.01629% | -1.481% | -0.8311% | -0.05291% | -0.0943% | 0.3814% | Transformers | 2.672e-05% | -2.274e-06% | -2.371e-05% | 1.103e-06% | 4.811e-06% | 4.538e-07% | 5.124e-06% | -5.838e-06% | -9.369e-07% | 1.773e-05% | -1.693e-05% | -2.531e-06% | 4.422e-06% | 1.221e-05%
TFP Change | 16.45% | -5.532% | -2.917% | 0.9437% | -6.593% | 1.254% | 9.65% | 0.1929% | -10.35% | -1.498% | 7.588% | -3.082% | -3.323% | -0.4444% | TFP Change
check | 16.45% | -5.532% | -2.917% | 0.9437% | -6.593% | 1.254% | 9.65% | 0.1929% | -10.35% | -1.498% | 7.588% | -3.082% | -3.323% | -0.4444% | check
check | 5.7044e-09 | 4.7294e-10 | -1.0186e-10 | -9.8953e-10 | -4.6566e-09 | -9.0222e-10 | -2.2701e-09 | 6.6939e-10 | 2.0591e-09 | -5.0204e-10 | 1.6007e-10 | 1.1987e-09 | 3.256e-10 | -2.0373e-10 | check
6.ERG: Contributions to TFP growth | [14 empty] | 6.ERG: Contributions to TFP growth | bar: 2007 to 2010
Year | 2007: 2006 to 2020; 2008: 2006 to 2013; 2009: 2013 to 2020; 2010: 2019 to 2020 | Year | 2006 to 2020 | 2006 to 2013 | 2013 to 2020 | 2019 to 2020
Energy (GWh) | 2007: 0.005237%; 2008: 0.02864%; 2009: -0.01232%; 2010: 0.05027% | Energy (GWh) | 9.33e-08% | -1.283e-06% | 1.126e-06% | 4.825e-06%
Ratcheted Max Demand | 2007: 0.464%; 2008: 1.083%; 2009: -0.0003253%; 2010: -0.002327% | Ratcheted Max Demand | 1.436e-06% | 3.358e-06% | -5.923e-09% | -6.233e-08%
Customer Numbers | 2007: 0.3476%; 2008: 0.4771%; 2009: 0.2505%; 2010: -0.1144% | Customer Numbers | 7.964e-08% | -1.153e-06% | 1.004e-06% | 6.049e-07%
Circuit Length | 2007: 0.1121%; 2008: 0.3072%; 2009: -0.03426%; 2010: 0.1979% | Circuit Length | 2.968e-07% | 5.151e-06% | -3.343e-06% | -8.812e-06%
CMOS | 2007: 0.3737%; 2008: 0.8655%; 2009: 0.004924%; 2010: 0.641% | CMOS | -2.499e-06% | -3.992e-06% | -1.379e-06% | -1.513e-05%
Opex | 2007: -0.02786%; 2008: -0.6748%; 2009: 0.4573%; 2010: -1.38% | Opex | 1.337e-06% | -5.529e-07% | 2.755e-06% | 2.965e-05%
O/H Subtransmission Lines | 2007: -0.01463%; 2008: -0.1702%; 2009: 0.1021%; 2010: -0.0921% | O/H Subtransmission Lines | 1.967e-07% | -6.012e-07% | 7.951e-07% | 4.014e-07%
O/H Distribution Lines | 2007: -0.1961%; 2008: -0.2247%; 2009: -0.1746%; 2010: -0.1377% | O/H Distribution Lines | -6.382e-07% | -1.108e-06% | -2.856e-07% | -3.863e-07%
U/G Subtransmission | 2007: -0.01575%; 2008: -0.02453%; 2009: -0.009165%; 2010: 0.004781% | U/G Subtransmission | 5.339e-09% | 5.007e-10% | 8.969e-09% | 2.874e-07%
U/G Distribution Cables | 2007: -0.1614%; 2008: -0.2807%; 2009: -0.07193%; 2010: 0.006374% | U/G Distribution Cables | -7.071e-08% | 5.531e-08% | -1.652e-07% | 9.288e-08%
Transformers | 2007: -0.7203%; 2008: -0.7864%; 2009: -0.6708%; 2010: 0.3814% | Transformers | 1.454e-06% | 1.184e-06% | 1.656e-06% | 1.221e-05%
TFP Change | 2007: 0.1666%; 2008: 0.6001%; 2009: -0.1586%; 2010: -0.4444% | TFP Change | 1.691e-06% | 1.057e-06% | 2.166e-06% | 2.368e-05%
7.ESS: Output and input growth rates | [14 empty] | 7.ESS: Output and input growth rates
Year | 2007 | 2008 | 2009 | 2010 | 2011 | 2012 | 2013 | 2014 | 2015 | 2016 | 2017 | 2018 | 2019 | 2020 | Year | 2007 | 2008 | 2009 | 2010 | 2011 | 2012 | 2013 | 2014 | 2015 | 2016 | 2017 | 2018 | 2019 | 2020
Energy (GWh) | 0.07753% | 0.5229% | 0.6998% | -0.1479% | -1.333% | -0.7563% | 3.627% | -2.149% | 1.982% | 0.3465% | 0.6096% | 1.157% | 1.564% | -2.223% | Energy (GWh) | -3.71e-05% | 6.518e-06% | -1.07e-05% | 1.854e-06% | 4.449e-05% | -6.021e-06% | -3.429e-05% | 8.324e-05% | -7.997e-05% | 3.299e-05% | -2.215e-05% | 6.218e-05% | -6.931e-05% | 3.223e-05%
Ratcheted Max Demand | 4.446% | 0% | 0.1099% | 0.03399% | 0% | 0% | 0% | 13.62% | 0% | 0% | 0% | 0% | 2.104% | 0% | Ratcheted Max Demand | -3.424e-05% | 0% | 3.372e-05% | -2.1e-05% | 0% | 0% | 0% | 2.34e-06% | 0% | 0% | 0% | 0% | 5.212e-05% | 0%
Customer Numbers | 0.7682% | 1.194% | 0.8204% | 0.4417% | 1.109% | 0.4744% | 0.6964% | 1.176% | 1.484% | 1.382% | 1.453% | 1.561% | 1.152% | 1.031% | Customer Numbers | -1.293e-05% | 4.547e-05% | -5.302e-05% | -2.118e-05% | 4.766e-05% | 3.17e-06% | -3.23e-05% | -5.664e-06% | -7.114e-06% | 6.584e-05% | 5.885e-06% | -2.548e-05% | -3.567e-05% | -1.579e-05%
Circuit Length | -5.193% | -1.931% | 1.028% | 0.4697% | 1.033% | 0.119% | 0.1508% | 0.02568% | 0.1669% | 0.2452% | 0.08218% | 0.05229% | 0.1738% | 0.07636% | Circuit Length | -1.786e-06% | 4.322e-06% | 1.254e-06% | -5.8e-06% | 2.986e-06% | -4.837e-06% | 4.189e-06% | 4.464e-06% | -1.566e-06% | -5.815e-06% | 6.198e-06% | -2.696e-06% | -2.054e-06% | 4.692e-06%
CMOS | -28.2% | -0.5755% | 18.64% | -27.94% | 13.54% | 6.998% | -1.431% | -23.75% | 21.6% | -2.024% | 11.13% | -9.075% | 12% | 3.844% | CMOS | 1.811e-06% | -3.489e-06% | 7.782e-06% | -2.311e-06% | -2.575e-06% | -2.057e-06% | 2.082e-06% | -1.916e-06% | 5.702e-06% | -5.767e-06% | 1.191e-05% | -8.716e-06% | 3.15e-06% | -2.759e-06%
Opex | 18.32% | 16.18% | -6.679% | 6.906% | -0.2247% | 21.28% | -9.968% | -5.3% | -2.114% | -23.73% | 0.6414% | 4.858% | 12.72% | -3.743% | Opex | -2.207e-05% | 4.688e-05% | -2.014e-06% | -3.953e-05% | 4.546e-05% | -5.627e-05% | 3.107e-05% | 7.668e-07% | -6.538e-06% | 2.843e-05% | -1.264e-05% | -1.362e-05% | -3.719e-05% | 2.204e-05%
O/H Subtransmission Lines | 4.295% | 2.452% | 6.289% | 7.424% | 4.621% | 1.219% | 9.457% | 3.767% | 4.824% | 5.309% | -0.05226% | -1.439% | 0.4494% | 0.9589% | O/H Subtransmission Lines | -3.195e-05% | 3.581e-05% | 3.471e-05% | -4.445e-05% | -2.62e-05% | 1.882e-05% | 1.799e-05% | -8.651e-06% | -9.341e-06% | 2.052e-05% | -2.965e-05% | -3.261e-06% | 5.27e-05% | -3.573e-06%
O/H Distribution Lines | 7.61% | 6.169% | 5.832% | 4.61% | 5.135% | 2.947% | 3.361% | -1.326% | 0.8461% | 1.424% | 0.05441% | 1.562% | -0.1939% | 2.27% | O/H Distribution Lines | -3.123e-05% | 7.406e-05% | -6.002e-05% | 5.385e-05% | -2.043e-05% | 2.291e-05% | -2.222e-05% | -1.724e-05% | -1.536e-05% | -1.207e-05% | 5.581e-05% | -1.299e-05% | -4.413e-05% | 3.358e-05%
U/G Subtransmission | 0% | -83.07% | 32.93% | 2.437% | 17.65% | 22.16% | 22.73% | 26.67% | 10.14% | -0.0397% | 0.8742% | 1.491% | 3.746% | 2.679% | U/G Subtransmission | 0% | -9.766e-06% | 1.41e-05% | -3.268e-06% | -6.721e-06% | 1.051e-05% | 2.801e-05% | -1.056e-05% | -5.104e-05% | 4.18e-05% | -3.629e-05% | 5.177e-06% | 4.286e-05% | -3.606e-06%
U/G Distribution Cables | 18.48% | -32.04% | 11.94% | 10.22% | 13.88% | 8.894% | 5.293% | 5.125% | 4.553% | 2.314% | 3.331% | 2.204% | 1.038% | 2.261% | U/G Distribution Cables | 5.713e-06% | -2.971e-06% | 5.961e-06% | -2.33e-05% | -2.106e-05% | 2.349e-05% | 2.354e-05% | 7.367e-06% | 1.288e-06% | -1.292e-05% | -2.936e-05% | 1.606e-05% | 6.58e-06% | 1.05e-05%
Transformers | 7.032% | 5.826% | 3.294% | 5.509% | 1.163% | 1.722% | 0.3694% | -0.3967% | 1.744% | 1.457% | 0.5268% | 0.6584% | 2.956% | 1.022% | Transformers | -2.753e-05% | 5.399e-05% | -1.316e-05% | -4.764e-05% | 2.246e-06% | 6.146e-07% | 4.182e-06% | 8.359e-06% | 1.048e-05% | 2.933e-05% | -1.697e-05% | 9.863e-06% | 8.03e-06% | -5.324e-05%
7.ESS: Output and input contributions | [14 empty] | 7.ESS: Output and input contributions
Year | 2007 | 2008 | 2009 | 2010 | 2011 | 2012 | 2013 | 2014 | 2015 | 2016 | 2017 | 2018 | 2019 | 2020 | Year | 2007 | 2008 | 2009 | 2010 | 2011 | 2012 | 2013 | 2014 | 2015 | 2016 | 2017 | 2018 | 2019 | 2020
Energy (GWh) | 0.0164% | 0.05579% | 0.07252% | -0.01257% | -0.1367% | -0.07499% | 0.3679% | -0.2155% | 0.1989% | 0.0386% | 0.06418% | 0.1193% | 0.1688% | -0.234% | Energy (GWh) | 3.13e-07% | -2.967e-06% | 7.912e-08% | 4.88e-06% | -2.008e-06% | -4.441e-06% | 3.906e-07% | 5.276e-06% | -6.196e-06% | 7.984e-07% | 7.615e-06% | -3.574e-06% | 5.456e-07% | 3.62e-06%
Ratcheted Max Demand | 2.027% | 0.01252% | 0.008444% | 0.1155% | -0.002932% | 0.0218% | 0.01859% | 5.378% | 0.04076% | 0.1066% | 0.002409% | -0.02531% | 0.9137% | 0.01486% | Ratcheted Max Demand | -9.469e-06% | -1.613e-07% | -4.4e-06% | 6.084e-06% | -8.168e-08% | -2.313e-08% | 3.962e-08% | -7.426e-06% | -2.792e-08% | -3e-07% | 6.24e-08% | -1.913e-07% | 2.46e-05% | -1.505e-08%
Customer Numbers | 0.2361% | 0.2769% | 0.1735% | 0.1316% | 0.2444% | 0.1084% | 0.1546% | 0.256% | 0.3247% | 0.3254% | 0.3304% | 0.3431% | 0.2801% | 0.242% | Customer Numbers | -1.014e-05% | 1.334e-05% | 8.143e-07% | -1.371e-05% | 1.392e-07% | 8.449e-06% | -8.734e-06% | 1.33e-05% | -5.659e-06% | -8.02e-06% | 1.186e-05% | 1.328e-06% | -9.949e-06% | 1.436e-05%
Circuit Length | -2.582% | -0.9225% | 0.4802% | 0.2529% | 0.482% | 0.05637% | 0.07003% | 0.01183% | 0.07708% | 0.1202% | 0.03958% | 0.0229% | 0.08712% | 0.03821% | Circuit Length | -4.901e-06% | -1.168e-05% | 1.122e-06% | 2.221e-05% | -1.251e-07% | -6.143e-06% | 2.609e-05% | -9.628e-06% | -2.65e-05% | 5.031e-06% | 1.415e-05% | -1.336e-05% | 2.647e-05% | -2.987e-05%
CMOS | 7.455% | 0.08163% | -4.332% | 5.864% | -2.606% | -1.335% | 0.2729% | 3.925% | -3.54% | 0.5012% | -2.507% | 2.035% | -2.755% | -0.9572% | CMOS | 9.816e-06% | -2.082e-05% | 2.169e-05% | -2.074e-05% | 1.699e-05% | 3.722e-06% | -9.721e-06% | -1.509e-05% | 2.889e-05% | -2.488e-06% | 6.281e-06% | -3.185e-05% | -8.073e-06% | 5.974e-06%
Opex | -7.139% | -7.006% | 2.825% | -2.734% | 0.1135% | -9.031% | 4.582% | 2.113% | 0.6317% | 9.137% | -0.3237% | -1.571% | -4.987% | 1.511% | Opex | -9.616e-06% | -6.14e-06% | 1.343e-05% | -1.749e-05% | 2.407e-05% | -9.362e-06% | -9.215e-06% | 9.058e-06% | 1.184e-05% | -2.403e-06% | 1.234e-06% | -1.09e-05% | 7.01e-06% | -1.477e-05%
O/H Subtransmission Lines | -0.5356% | -0.1624% | -0.4646% | -0.4641% | -0.308% | -0.07986% | -0.6549% | -0.2292% | -0.3874% | -0.4523% | -0.00124% | 0.1664% | 0.008699% | -0.05659% | O/H Subtransmission Lines | 2.179e-06% | -7.21e-07% | 1.435e-06% | -7.487e-07% | 7.717e-07% | 5.935e-07% | 1.509e-06% | -4.625e-06% | 5.039e-07% | -1.588e-07% | 2.884e-08% | 4.432e-06% | 5.87e-07% | -5.009e-06%
O/H Distribution Lines | -1.557% | -0.9479% | -1.055% | -0.7576% | -0.9751% | -0.5584% | -0.7317% | 0.3353% | -0.274% | -0.405% | -0.06908% | -0.3% | 0.07475% | -0.524% | O/H Distribution Lines | -3.92e-06% | 4.078e-06% | 4.57e-06% | -3.926e-06% | -1.112e-05% | 9.326e-07% | 7.492e-06% | 7.564e-06% | -6.27e-06% | -5.367e-06% | 8.888e-06% | -6.203e-06% | 2.262e-06% | -1.406e-06%
U/G Subtransmission | -0.002889% | 0.164% | -0.0707% | -0.002203% | -0.01824% | -0.05489% | -0.04829% | -0.04023% | -0.02666% | -0.002019% | -0.002305% | -0.001173% | -0.006741% | -0.01225% | U/G Subtransmission | 4.287e-09% | 8.923e-08% | -5.477e-08% | 3.785e-08% | -1.474e-08% | 8.589e-09% | 8.615e-08% | -4.811e-08% | 4.256e-08% | -4.77e-08% | -1.085e-07% | -6.86e-09% | 1.498e-08% | 9.525e-08%
U/G Distribution Cables | -0.7416% | 1.119% | -0.4251% | -0.2928% | -0.4877% | -0.3705% | -0.2172% | -0.1367% | -0.2515% | -0.1283% | -0.1321% | -0.0418% | -0.005854% | -0.07557% | U/G Distribution Cables | -8.126e-07% | 1.771e-06% | -1.589e-06% | 2.136e-06% | -1.573e-06% | 7.773e-07% | 1.294e-06% | -2.513e-06% | 1.691e-06% | 1.163e-06% | -2.801e-06% | 1.106e-06% | -6.803e-07% | 1.93e-06%
Transformers | -2.219% | -1.621% | -0.9175% | -1.659% | -0.3688% | -0.463% | -0.1338% | 0.05113% | -0.3568% | -0.4863% | -0.1484% | -0.1108% | -0.7509% | -0.08829% | Transformers | 1.779e-06% | 1.144e-05% | -7.741e-06% | 8.797e-06% | -7.265e-06% | -1.27e-05% | -2.925e-06% | -3.256e-06% | 2.379e-05% | -1.242e-05% | 1.197e-05% | 9.229e-07% | -1.446e-05% | 8.683e-06%
TFP Change | -5.043% | -8.95% | -3.706% | 0.4411% | -4.063% | -11.78% | 3.68% | 11.45% | -3.564% | 8.755% | -2.747% | 0.6365% | -6.973% | -0.142% | TFP Change
check | -5.043% | -8.95% | -3.706% | 0.4411% | -4.063% | -11.78% | 3.68% | 11.45% | -3.564% | 8.755% | -2.747% | 0.6365% | -6.973% | -0.142% | check
check | -4.4402e-09 | 1.9936e-09 | -1.2806e-09 | -3.0013e-09 | 5.6389e-11 | -1.8626e-09 | -2.2847e-09 | 1.8481e-09 | -2.3283e-10 | -3.9654e-09 | 5.5388e-10 | -6.1937e-10 | 2.9686e-09 | 2.6193e-10 | check
7.ESS: Contributions to TFP growth | [14 empty] | 7.ESS: Contributions to TFP growth | bar: 2007 to 2010
Year | 2007: 2006 to 2020; 2008: 2006 to 2013; 2009: 2013 to 2020; 2010: 2019 to 2020 | Year | 2006 to 2020 | 2006 to 2013 | 2013 to 2020 | 2019 to 2020
Energy (GWh) | 2007: 0.03063%; 2008: -0.01325%; 2009: 0.06354%; 2010: -0.234% | Energy (GWh) | 3.094e-07% | -6.906e-07% | 1.059e-06% | 3.62e-06%
Ratcheted Max Demand | 2007: 0.6166%; 2008: 0.3638%; 2009: 0.8063%; 2010: 0.01486% | Ratcheted Max Demand | 6.208e-07% | -1.342e-06% | 2.093e-06% | -1.505e-08%
Customer Numbers | 2007: 0.2448%; 2008: 0.1952%; 2009: 0.282%; 2010: 0.242% | Customer Numbers | 5.281e-07% | -1.833e-07% | 1.062e-06% | 1.436e-05%
Circuit Length | 2007: -0.1261%; 2008: -0.3721%; 2009: 0.05837%; 2010: 0.03821% | Circuit Length | -5.091e-07% | 8.131e-08% | -9.519e-07% | -2.987e-05%
CMOS | 2007: 0.1501%; 2008: 0.8545%; 2009: -0.3781%; 2010: -0.9572% | CMOS | -1.102e-06% | 1.775e-06% | -3.26e-06% | 5.974e-06%
Opex | 2007: -0.8487%; 2008: -3.829%; 2009: 1.386%; 2010: 1.511% | Opex | -9.47e-07% | -8.532e-07% | -1.017e-06% | -1.477e-05%
O/H Subtransmission Lines | 2007: -0.2587%; 2008: -0.3358%; 2009: -0.2008%; 2010: -0.05659% | O/H Subtransmission Lines | 5.55e-08% | 5.849e-07% | -3.416e-07% | -5.009e-06%
O/H Distribution Lines | 2007: -0.5532%; 2008: -0.9752%; 2009: -0.2367%; 2010: -0.524% | O/H Distribution Lines | -1.736e-07% | -1.565e-06% | 8.7e-07% | -1.406e-06%
U/G Subtransmission | 2007: -0.008899%; 2008: 0.002512%; 2009: -0.01746%; 2010: -0.01225% | U/G Subtransmission | 7.016e-09% | 1.174e-08% | 3.47e-09% | 9.525e-08%
U/G Distribution Cables | 2007: -0.1563%; 2008: -0.1998%; 2009: -0.1236%; 2010: -0.07557% | U/G Distribution Cables | 1.357e-07% | 1.184e-07% | 1.486e-07% | 1.93e-06%
Transformers | 2007: -0.6623%; 2008: -1.208%; 2009: -0.253%; 2010: -0.08829% | Transformers | 4.725e-07% | -9.48e-07% | 1.538e-06% | 8.683e-06%
TFP Change | 2007: -1.572%; 2008: -5.517%; 2009: 1.387%; 2010: -0.142% | TFP Change | -6.025e-07% | -3.01e-06% | 1.203e-06% | -1.64e-05%
8.JEN: Output and input growth rates | [14 empty] | 8.JEN: Output and input growth rates
Year | 2007 | 2008 | 2009 | 2010 | 2011 | 2012 | 2013 | 2014 | 2015 | 2016 | 2017 | 2018 | 2019 | 2020 | Year | 2007 | 2008 | 2009 | 2010 | 2011 | 2012 | 2013 | 2014 | 2015 | 2016 | 2017 | 2018 | 2019 | 2020
Energy (GWh) | 2.307% | 2.502% | -2.588% | 1.707% | -0.8041% | -1.146% | -2.568% | -2.818% | 1.833% | -0.5983% | 1.834% | -1.077% | 0.2353% | -2.929% | Energy (GWh) | -3.69e-05% | 7.531e-06% | 5.099e-05% | -5.66e-05% | 6.435e-05% | -3.827e-05% | 7.774e-06% | 9.562e-07% | -7.687e-06% | 8.243e-07% | 1.855e-06% | 4.186e-06% | -7.145e-06% | 4.633e-06%
Ratcheted Max Demand | 7.45% | 6.09% | 6.202% | 0% | 0% | 0% | 0% | 0% | 0% | 0% | 0% | 0% | 0.6236% | 2.349% | Ratcheted Max Demand | 4.525e-05% | -6.153e-05% | -5.732e-06% | 0% | 0% | 0% | 0% | 0% | 0% | 0% | 0% | 0% | 2.815e-05% | -4.073e-05%
Customer Numbers | 2.007% | 1.166% | 0.8606% | 1.417% | -0.7805% | 1.822% | 2.135% | 1.963% | 1.927% | 2.144% | 2.162% | 1.953% | 1.877% | 1.763% | Customer Numbers | 1.325e-05% | -5.948e-06% | 2.659e-05% | -3.987e-05% | -9.528e-06% | -8.018e-06% | 5.308e-05% | -3.4e-05% | 2.403e-05% | -2.904e-05% | 6.274e-06% | -3.668e-05% | 2.965e-06% | 3.692e-06%
Circuit Length | 0.89% | 1.688% | 0.9944% | 0.7437% | 1.176% | 1.002% | 0.5296% | 0.4185% | 1.382% | 0.8704% | 1.701% | 2.445% | 0.9144% | 1.061% | Circuit Length | -3.346e-05% | 3.044e-05% | 2.907e-05% | -6.122e-05% | 1.618e-05% | 5.955e-05% | -3.764e-05% | -8.959e-06% | 1.2e-05% | -3.524e-05% | 5.403e-05% | 4.492e-06% | -4.05e-06% | 1.006e-05%
CMOS | 0.238% | -6.386% | 13.4% | -11.97% | -12.89% | -7.659% | 19.54% | -0.01346% | -20.28% | -0.7781% | -5.166% | 3.865% | 11.46% | 6.23% | CMOS | 5.483e-06% | -8.515e-06% | 4.154e-05% | -4.09e-05% | 9.476e-06% | -1.76e-05% | 1.465e-05% | -1.103e-05% | 2.509e-06% | 2.449e-06% | -4.516e-06% | 8.466e-06% | -1.288e-05% | 1.303e-05%
Opex | 5.431% | -21.38% | 8.751% | 15.91% | -1.346% | 12.72% | -4.383% | -1.434% | 2.644% | 5.628% | 4.623% | -8.475% | 4.331% | -14.99% | Opex | -1.414e-05% | 1.807e-05% | 1.722e-06% | 2.43e-05% | 8.404e-06% | -2.98e-05% | -7.06e-06% | 2.502e-05% | -1.709e-05% | -3.696e-05% | -5.873e-07% | -9.73e-06% | 3.214e-05% | -1.065e-06%
O/H Subtransmission Lines | 0.1583% | 0.4873% | 4.692% | 0.5227% | -0.9642% | 0.8221% | 1.197% | -2.693% | 0.4811% | 0.3367% | -0.7337% | 12.12% | -0.6116% | -0.489% | O/H Subtransmission Lines | 4.299e-05% | -4.62e-05% | -2.951e-05% | 3.776e-05% | -1.528e-05% | 2.228e-05% | 4.828e-07% | -1.343e-05% | 3.276e-05% | 1.082e-05% | -6.913e-06% | -1.687e-05% | -1.739e-05% | -3.724e-05%
O/H Distribution Lines | 0.5362% | 1.238% | -0.1936% | -0.2048% | -1.14% | -1.381% | -0.7226% | 1.228% | -0.2187% | 0.9145% | 0.529% | 0.1638% | 2.651% | -2.404% | O/H Distribution Lines | -1.92e-05% | 6.289e-05% | -4.011e-05% | 3.698e-05% | -5.75e-05% | 1.034e-05% | 5.494e-06% | -1.015e-06% | 5.881e-06% | -1.511e-05% | 1.18e-05% | -1.044e-06% | -1.958e-05% | 4.337e-05%
U/G Subtransmission | -10.24% | -0.03637% | 0% | 0.03637% | 1.762% | 6.033% | -0.2881% | -8.493% | 0.02296% | 0.2705% | 5.431% | 15.9% | 15.37% | 14.8% | U/G Subtransmission | 3.213e-06% | -3.46e-06% | 0% | 3.46e-06% | -9.511e-06% | -1.628e-06% | 8.041e-06% | -2.032e-06% | 4.062e-06% | -7.21e-06% | 2.479e-06% | -2.605e-05% | 2.453e-05% | 1.371e-06%
U/G Distribution Cables | 3.819% | 7.705% | 3.949% | 4.155% | 4.383% | 4.984% | 3.671% | 6.842% | 6.593% | 3.247% | 3.417% | 8.339% | 2.704% | 3.852% | U/G Distribution Cables | 2.051e-05% | -5.286e-05% | 1.074e-05% | 1.905e-05% | 4.037e-05% | -4.333e-06% | -6.482e-05% | 4.87e-05% | 1.56e-07% | 9.582e-06% | -3.086e-05% | -1.006e-05% | -1.378e-06% | -6.254e-06%
Transformers | 0.6894% | 6.096% | 4.106% | -0.8698% | 8.461% | 1.203% | 1.944% | 1.816% | 5.403% | 1.483% | 0.4826% | 2.564% | 2.228% | 3.638% | Transformers | -8.649e-06% | 2.019e-05% | -2.394e-05% | 4.219e-05% | -4.754e-05% | 7.666e-06% | -2.282e-05% | 4.197e-05% | -3.129e-06% | -2.788e-05% | 2.217e-06% | -1.133e-05% | 5.127e-05% | -6.325e-06%
8.JEN: Output and input contributions | [14 empty] | 8.JEN: Output and input contributions
Year | 2007 | 2008 | 2009 | 2010 | 2011 | 2012 | 2013 | 2014 | 2015 | 2016 | 2017 | 2018 | 2019 | 2020 | Year | 2007 | 2008 | 2009 | 2010 | 2011 | 2012 | 2013 | 2014 | 2015 | 2016 | 2017 | 2018 | 2019 | 2020
Energy (GWh) | 0.2173% | 0.2349% | -0.2431% | 0.1597% | -0.0776% | -0.1076% | -0.2378% | -0.26% | 0.1706% | -0.05478% | 0.1682% | -0.09887% | 0.0213% | -0.2683% | Energy (GWh) | -1.335e-07% | -5.384e-06% | 1.355e-08% | 4.621e-06% | 2.247e-06% | -1.043e-06% | -5.729e-06% | 2.628e-06% | 3.463e-06% | -2.699e-06% | 2.928e-06% | -7.11e-06% | 2.239e-06% | 1.294e-06%
Ratcheted Max Demand | 2.772% | 2.259% | 2.295% | -0.002599% | -0.006768% | -0.004971% | 0.001401% | -0.002969% | -0.006214% | -0.0003189% | -0.002167% | 0.002264% | 0.2272% | 0.8454% | Ratcheted Max Demand | 2.142e-06% | 7.9e-06% | -7.298e-06% | 2.354e-08% | 1.287e-08% | 1.449e-08% | 2.065e-09% | -3.378e-08% | 6.013e-08% | -2.084e-08% | 5.114e-08% | -7.501e-09% | 5.59e-07% | 1.145e-05%
Customer Numbers | 0.4115% | 0.2397% | 0.1731% | 0.2907% | -0.1494% | 0.3703% | 0.4261% | 0.3924% | 0.3805% | 0.4239% | 0.4243% | 0.3901% | 0.3759% | 0.3449% | Customer Numbers | -4.976e-06% | 1.173e-05% | -1.019e-05% | 6.701e-06% | 2.133e-06% | 2.51e-07% | -1.206e-05% | 2.38e-07% | 1.386e-05% | -4.649e-06% | -1.241e-05% | 3.974e-06% | -3.779e-06% | 1.383e-05%
Circuit Length | 0.3879% | 0.7292% | 0.4243% | 0.3234% | 0.5101% | 0.428% | 0.2233% | 0.1771% | 0.5782% | 0.3637% | 0.7068% | 1.027% | 0.3889% | 0.438% | Circuit Length | -1.056e-05% | 8.005e-06% | 8.727e-06% | -1.394e-05% | -1.249e-05% | 2.292e-05% | -2.012e-05% | 2.808e-05% | -1.068e-05% | 5.149e-06% | -7.941e-06% | -7.211e-06% | 9.408e-06% | -1.191e-05%
CMOS | 0.001769% | 0.6381% | -1.31% | 1.19% | 1.169% | 0.5742% | -1.55% | 0.02938% | 1.452% | 0.04785% | 0.3004% | -0.2097% | -0.776% | -0.4348% | CMOS | -1.674e-06% | 1.258e-06% | -2.754e-06% | 9.013e-06% | -1.095e-05% | 1.299e-05% | -4.024e-06% | -8.091e-06% | 1.197e-05% | -7.701e-06% | 2.765e-06% | 5.303e-06% | -1.088e-05% | 8.38e-06%
Opex | -2.351% | 8.16% | -2.724% | -7.04% | 0.5972% | -5.542% | 2.02% | 0.6251% | -1.119% | -2.236% | -2.062% | 3.577% | -1.829% | 6.224% | Opex | 8.117e-06% | -1.542e-05% | -1.533e-05% | 6.161e-06% | 1.516e-06% | 1.313e-05% | -9.917e-06% | 2.185e-05% | -7.934e-07% | -3.177e-05% | 3.428e-06% | 5.876e-06% | -1.98e-06% | 2.082e-05%
O/H Subtransmission Lines | -0.01038% | 0.02153% | -0.2385% | -0.02154% | 0.04669% | -0.04237% | -0.05679% | 0.1307% | -0.02381% | -0.01647% | 0.03964% | -0.6059% | 0.02357% | 0.02515% | O/H Subtransmission Lines | 1.984e-07% | 2.884e-06% | -2.378e-06% | 1.442e-06% | 1.628e-06% | -2.627e-06% | -4.033e-07% | 3.403e-06% | -2.371e-06% | -2.126e-06% | 2.801e-06% | 9.874e-07% | -1.216e-06% | -1.314e-07%
O/H Distribution Lines | -0.16% | -0.4042% | 0.09256% | 0.04755% | 0.354% | 0.3943% | 0.2072% | -0.3532% | 0.05696% | -0.2621% | -0.1474% | -0.04532% | -0.7324% | 0.6661% | O/H Distribution Lines | -3.791e-06% | -2.389e-05% | 1.113e-05% | 1.013e-05% | 7.22e-06% | -8.403e-06% | 5.864e-06% | -2.624e-05% | 2.254e-05% | -1.66e-05% | 6.004e-08% | 1.62e-05% | 4.377e-07% | -9.595e-06%
U/G Subtransmission | 0.01677% | 0.00266% | -0.001274% | 0.001846% | -0.004152% | -0.0116% | 0.0005676% | 0.01593% | -0.0001277% | -0.0005409% | -0.00975% | -0.03053% | -0.03018% | -0.02867% | U/G Subtransmission | 7.769e-08% | -6.246e-08% | 2.216e-09% | 6.723e-08% | -5.255e-08% | 5.194e-08% | -4.261e-08% | -1.215e-08% | 3.651e-08% | -4.85e-08% | 3.477e-08% | 2.883e-08% | -5.557e-08% | 5.6e-08%
U/G Distribution Cables | -0.1123% | -0.09838% | -0.1281% | -0.0735% | -0.1032% | -0.1163% | -0.07618% | -0.1417% | -0.1327% | -0.05774% | -0.08495% | -0.1607% | -0.044% | -0.07399% | U/G Distribution Cables | -7.437e-07% | 3.311e-07% | -5.324e-07% | -2.599e-07% | 1.185e-06% | -2.994e-07% | 1.659e-07% | -8.83e-07% | 1.16e-06% | -1.103e-06% | 1.09e-06% | -9.35e-07% | 5.337e-07% | 1.08e-07%
Transformers | -0.07603% | -0.9716% | -0.9262% | 0.212% | -1.682% | -0.2302% | -0.412% | -0.4186% | -1.235% | -0.5179% | 0.155% | -0.7047% | -0.5463% | -1.093% | Transformers | 1.568e-07% | 4.751e-06% | -3.8e-06% | -6.226e-06% | 2.532e-06% | 8.619e-06% | 1.681e-06% | 2.133e-06% | -7.575e-06% | -7.897e-06% | 1.246e-05% | -8.897e-06% | 1.394e-06% | 5.851e-06%
TFP Change | 1.097% | 10.81% | -2.587% | -4.912% | 0.6538% | -4.289% | 0.5454% | 0.1942% | 0.1213% | -2.31% | -0.5117% | 3.14% | -2.921% | 6.644% | TFP Change
check | 1.097% | 10.81% | -2.587% | -4.912% | 0.6538% | -4.289% | 0.5454% | 0.1942% | 0.1213% | -2.31% | -0.5117% | 3.14% | -2.921% | 6.644% | check
check | 1.1005e-09 | -2.6357e-09 | -1.0878e-09 | 1.4152e-09 | -2.1828e-10 | -1.2551e-09 | 3.256e-10 | -6.7303e-11 | 3.5129e-10 | -3.1832e-11 | -3.6016e-10 | -6.2391e-10 | -1.0041e-09 | -2.9104e-11 | check
8.JEN: Contributions to TFP growth | [14 empty] | 8.JEN: Contributions to TFP growth | bar: 2007 to 2010
Year | 2007: 2006 to 2020; 2008: 2006 to 2013; 2009: 2013 to 2020; 2010: 2019 to 2020 | Year | 2006 to 2020 | 2006 to 2013 | 2013 to 2020 | 2019 to 2020
Energy (GWh) | 2007: -0.02687%; 2008: 0.03059%; 2009: -0.06996%; 2010: -0.2683% | Energy (GWh) | -1.904e-07% | 5.348e-08% | -3.734e-07% | 1.294e-06%
Ratcheted Max Demand | 2007: 0.5984%; 2008: 1.219%; 2009: 0.1331%; 2010: 0.8454% | Ratcheted Max Demand | 1.061e-06% | 4.657e-07% | 1.507e-06% | 1.145e-05%
Customer Numbers | 2007: 0.321%; 2008: 0.2226%; 2009: 0.3948%; 2010: 0.3449% | Customer Numbers | 3.324e-07% | 9.412e-07% | -1.242e-07% | 1.383e-05%
Circuit Length | 2007: 0.479%; 2008: 0.4672%; 2009: 0.4878%; 2010: 0.438% | Circuit Length | -8.982e-07% | 4.421e-07% | -1.903e-06% | -1.191e-05%
CMOS | 2007: 0.08013%; 2008: 0.3771%; 2009: -0.1426%; 2010: -0.4348% | CMOS | 4.002e-07% | 1.314e-06% | -2.849e-07% | 8.38e-06%
Opex | 2007: -0.2643%; 2008: -1.483%; 2009: 0.65%; 2010: 6.224% | Opex | 4.057e-07% | -3.06e-07% | 9.394e-07% | 2.082e-05%
O/H Subtransmission Lines | 2007: -0.05204%; 2008: -0.04077%; 2009: -0.06049%; 2010: 0.02515% | O/H Subtransmission Lines | 1.494e-07% | 1.913e-07% | 1.181e-07% | -1.314e-07%
O/H Distribution Lines | 2007: -0.02042%; 2008: 0.05404%; 2009: -0.07627%; 2010: 0.6661% | O/H Distribution Lines | -1.067e-06% | -1.267e-06% | -9.17e-07% | -9.595e-06%
U/G Subtransmission | 2007: -0.005647%; 2008: 0.0007074%; 2009: -0.01041%; 2010: -0.02867% | U/G Subtransmission | 5.81e-09% | 1.401e-08% | -3.401e-10% | 5.6e-08%
U/G Distribution Cables | 2007: -0.1003%; 2008: -0.1053%; 2009: -0.09649%; 2010: -0.07399% | U/G Distribution Cables | -1.305e-08% | -5.317e-08% | 1.704e-08% | 1.08e-07%
Transformers | 2007: -0.6033%; 2008: -0.6123%; 2009: -0.5966%; 2010: -1.093% | Transformers | 3.702e-07% | 1.006e-06% | -1.063e-07% | 5.851e-06%
TFP Change | 2007: 0.4056%; 2008: 0.1291%; 2009: 0.6129%; 2010: 6.644% | TFP Change | 5.561e-07% | 2.801e-06% | -1.128e-06% | 4.016e-05%
9.PCR: Output and input growth rates | [14 empty] | 9.PCR: Output and input growth rates
Year | 2007 | 2008 | 2009 | 2010 | 2011 | 2012 | 2013 | 2014 | 2015 | 2016 | 2017 | 2018 | 2019 | 2020 | Year | 2007 | 2008 | 2009 | 2010 | 2011 | 2012 | 2013 | 2014 | 2015 | 2016 | 2017 | 2018 | 2019 | 2020
Energy (GWh) | 1.481% | 2.029% | -0.1868% | 1.77% | -1.962% | 2.575% | -1.765% | -2.134% | 3.609% | -0.5209% | 0.5925% | 0.3016% | 1.195% | -2.164% | Energy (GWh) | -3.695e-05% | 1.018e-05% | 5.091e-05% | -6.111e-06% | 2.397e-05% | -8.747e-05% | 2.089e-05% | -2.208e-05% | 3.246e-05% | 5.067e-05% | -2.206e-05% | 2.913e-05% | -7.367e-05% | 3.338e-05%
Ratcheted Max Demand | 5.355% | 5.787% | 8.413% | 0% | 0% | 0% | 0% | 2.147% | 0% | 0% | 0% | 1.653% | 0.4515% | 1.998% | Ratcheted Max Demand | 5.205e-05% | -8.519e-05% | 7.392e-05% | 0% | 0% | 0% | 0% | -5.268e-05% | 0% | 0% | 0% | 2.932e-05% | -2.182e-05% | 4.462e-05%
Customer Numbers | 1.77% | 1.838% | 1.821% | 2.008% | 2.221% | 1.665% | 1.383% | 1.491% | 1.546% | 2.839% | 2.081% | 2.352% | 2.13% | 1.122% | Customer Numbers | 1.009e-05% | -2.145e-05% | 3.288e-05% | -5.571e-05% | 6.45e-05% | -8.294e-06% | 4.716e-06% | 5.629e-06% | -7.797e-05% | 2.874e-06% | 4.285e-06% | 4.392e-05% | -1.987e-05% | 2.238e-05%
Circuit Length | 0.3532% | 0.2638% | 1.129% | 0.7639% | -0.4985% | 0.6325% | 0.396% | 0.395% | 0.3638% | 0.2995% | 0.5948% | 0.3874% | 0.5329% | 0.646% | Circuit Length | -3.307e-05% | 7.817e-05% | -5.284e-05% | -1.803e-05% | 6.027e-05% | -4.912e-05% | -1.552e-05% | -5.372e-06% | 5.721e-05% | -2.279e-05% | 4.81e-05% | -2.532e-05% | 1.208e-05% | -3.239e-05%
CMOS | 16.66% | -14.93% | 37.72% | -10.7% | -15.88% | 5.144% | 8.537% | 19.27% | -19.71% | -0.7186% | -23.83% | 32.02% | -1.311% | -1.26% | CMOS | 2.879e-05% | -2.871e-05% | 2.348e-05% | -1.163e-05% | -3.903e-05% | -1.593e-05% | 1.566e-05% | 2.874e-05% | -2.133e-05% | 4.779e-05% | -6.174e-05% | 2.675e-05% | 1.856e-05% | -1.372e-05%
Opex | -13.17% | 2.171% | 9.842% | -4.183% | 3.977% | 17.1% | 6.078% | -9.67% | 6.999% | -16.51% | 7.537% | 2.503% | -3.195% | -6.161% | Opex | 1.132e-06% | 2.294e-06% | -3.311e-06% | 2.402e-06% | -5.578e-06% | 3.204e-05% | -1.381e-05% | -4.265e-05% | -5.108e-06% | 6.9e-06% | 3.435e-05% | 2.417e-05% | -8.239e-06% | -5.827e-05%
O/H Subtransmission Lines | 0.1177% | 0.235% | -0.3279% | 0.02242% | -0.003569% | 0.6955% | -0.09456% | -2.438% | -0.1212% | 2.012% | 1.58% | -0.5491% | 0.1237% | -0.009717% | O/H Subtransmission Lines | 3.46e-05% | -1.85e-06% | 1.349e-05% | -7.386e-05% | 2.926e-05% | -2.527e-05% | -1.916e-05% | 4.701e-05% | -4.562e-06% | -4.04e-05% | 5.271e-05% | 3.56e-05% | -9.545e-05% | 5.992e-05%
O/H Distribution Lines | 0.06368% | 0.3136% | -0.3279% | 0.02242% | 0.266% | 0.1575% | 0.3491% | 0.6967% | 0.09421% | 0.1801% | -0.165% | 0.0361% | 0.05452% | 0.005328% | O/H Distribution Lines | 9.534e-08% | -3.018e-05% | 3.85e-05% | 3.565e-05% | -2.6e-05% | -4.977e-05% | 5.473e-06% | 2.137e-06% | 1.998e-05% | -5.4e-06% | -4.596e-06% | 4.613e-06% | -3.403e-05% | 2.139e-05%
U/G Subtransmission | 5.096% | 0.8222% | 25.82% | 11.21% | -7.481% | 0% | 0% | 17.74% | 0.2969% | 2.937% | -4.421% | -1.179% | 82.08% | 5.029% | U/G Subtransmission | 1.373e-05% | -1.999e-05% | 2.949e-05% | -2.456e-05% | 2.979e-05% | 0% | 0% | -3.788e-05% | 1.821e-05% | -2.259e-05% | 2.23e-05% | 1.913e-05% | -3.632e-05% | 8.254e-06%
U/G Distribution Cables | 5.126% | 0.8277% | 25.82% | 11.21% | -7.587% | 0.2128% | 5.63% | 4.001% | 7.904% | 4.075% | 6.48% | 4.94% | 5.744% | 7.589% | U/G Distribution Cables | -3.86e-05% | 6.518e-05% | -4.505e-05% | 7.485e-06% | -6.826e-07% | 3.031e-05% | -2.43e-05% | -1.416e-05% | -1.24e-06% | 8.243e-06% | 1.036e-05% | 1.996e-05% | -1.984e-05% | 3.407e-06%
Transformers | 3.412% | 4.164% | 2.684% | 2.581% | 2.588% | 2.736% | 3.439% | 3.128% | 0.9732% | 2.042% | 2.832% | 2.302% | 1.978% | 3.283% | Transformers | -3.924e-05% | 1.288e-05% | 4.225e-05% | -4.354e-05% | 6.516e-05% | -6.25e-05% | 4.048e-05% | -7.187e-06% | -4.846e-06% | 1.829e-05% | -5.08e-05% | 2.587e-05% | 1.753e-05% | -3.29e-05%
9.PCR: Output and input contributions | [14 empty] | 9.PCR: Output and input contributions
Year | 2007 | 2008 | 2009 | 2010 | 2011 | 2012 | 2013 | 2014 | 2015 | 2016 | 2017 | 2018 | 2019 | 2020 | Year | 2007 | 2008 | 2009 | 2010 | 2011 | 2012 | 2013 | 2014 | 2015 | 2016 | 2017 | 2018 | 2019 | 2020
Energy (GWh) | 0.1475% | 0.2109% | -0.02137% | 0.186% | -0.204% | 0.2655% | -0.1818% | -0.2206% | 0.3699% | -0.05255% | 0.05778% | 0.03359% | 0.1206% | -0.2201% | Energy (GWh) | 1.576e-06% | 2.958e-06% | 2.744e-06% | -7.135e-06% | 7.259e-06% | -6.298e-06% | 4.192e-06% | 6.467e-07% | 1.698e-06% | -1.293e-06% | 1.888e-06% | -8.09e-06% | 6.214e-06% | -5.387e-06%
Ratcheted Max Demand | 2.078% | 2.392% | 3.405% | -0.002706% | -0.008296% | -0.0004422% | -0.002521% | 0.8763% | -0.0291% | 0.002268% | -0.02174% | 0.6901% | 0.1732% | 0.7736% | Ratcheted Max Demand | -4.575e-07% | -3.295e-06% | 4.929e-06% | -4.879e-09% | 9.191e-09% | 1.174e-09% | -2.391e-08% | 3.049e-06% | -3.984e-08% | 2.182e-08% | -7.741e-08% | -9.713e-06% | 5.061e-06% | 1.829e-06%
Customer Numbers | 0.3547% | 0.4349% | 0.3547% | 0.4629% | 0.5144% | 0.3712% | 0.308% | 0.332% | 0.332% | 0.6218% | 0.4285% | 0.551% | 0.4587% | 0.2228% | Customer Numbers | -6.816e-06% | 1.352e-05% | -8.607e-07% | -1.256e-05% | 9.465e-06% | 1.591e-06% | -1.354e-05% | 1.361e-05% | 1.701e-06% | -8.99e-07% | -9.06e-07% | -8.119e-06% | 2.42e-06% | 8.716e-06%
Circuit Length | 0.1466% | 0.1378% | 0.51% | 0.3684% | -0.2305% | 0.2978% | 0.1862% | 0.1861% | 0.1641% | 0.139% | 0.2629% | 0.1953% | 0.2433% | 0.2871% | Circuit Length | 9.116e-07% | -4.154e-06% | 1.597e-05% | -2.371e-05% | 2.614e-05% | 9.72e-06% | -2.306e-06% | 5.396e-06% | -1.144e-05% | 1.451e-05% | -8.754e-06% | 5.991e-06% | -1.639e-05% | -1.628e-05%
CMOS | -3.071% | 2.81% | -7.88% | 2.475% | 3.331% | -1.046% | -1.696% | -3.962% | 4.106% | 0.1231% | 3.911% | -5.451% | 0.2833% | 0.3079% | CMOS | 5.27e-06% | 1.364e-05% | -1.614e-05% | 2.66e-06% | -5.68e-06% | -2.882e-06% | 6.145e-06% | -5.56e-06% | 2.096e-05% | -1.124e-05% | 1.128e-05% | 5.627e-06% | -1.712e-05% | 1.19e-05%
Opex | 5.451% | -1.423% | -3.551% | 1.26% | -1.377% | -6.987% | -2.541% | 4.123% | -2.963% | 6.792% | -2.895% | -1.069% | 1.309% | 2.396% | Opex | 9.25e-06% | 6.892e-07% | -1.218e-05% | 3.186e-05% | -1.928e-05% | -7.089e-06% | -6.964e-06% | -2.315e-06% | 3.466e-05% | -3.387e-05% | 2.105e-05% | -1.242e-05% | 6.462e-06% | -2.443e-06%
O/H Subtransmission Lines | -0.004434% | -0.009313% | 0.01273% | -0.0001379% | -0.0002017% | -0.0263% | 0.003503% | 0.09265% | 0.002725% | -0.07474% | -0.06262% | 0.02332% | -0.004527% | 0.0007896% | O/H Subtransmission Lines | -7.808e-07% | 2.206e-06% | 3.986e-07% | 1.438e-07% | -1.505e-06% | 1.145e-06% | -1.987e-06% | 1.006e-06% | 3.294e-07% | 9.583e-07% | -5.282e-07% | 6.163e-07% | -2.38e-06% | 3.892e-07%
O/H Distribution Lines | -0.01222% | -0.06234% | 0.06178% | 0.01327% | -0.07042% | -0.04299% | -0.07575% | -0.155% | -0.01744% | -0.05019% | 0.03702% | -0.0007923% | -0.01132% | 0.0008432% | O/H Distribution Lines | 1.525e-05% | -1.786e-05% | 3.115e-06% | -3.624e-08% | 1.278e-05% | -1.231e-05% | 3.405e-06% | -3.584e-06% | -2.785e-06% | 2.044e-06% | 1.423e-05% | -1.086e-05% | -6.26e-06% | 1.665e-05%
U/G Subtransmission | -0.004775% | 0.002041% | -0.02994% | -0.01084% | 0.007707% | -0.0008866% | 2.693e-06% | -0.01784% | -0.0001886% | -0.003395% | 0.004665% | 0.001363% | -0.0834% | -0.004093% | U/G Subtransmission | -2.707e-08% | 2.678e-08% | -2.081e-08% | 9.368e-09% | -1.001e-08% | 6.841e-10% | 4.86e-11% | 1.356e-08% | -2.117e-08% | -2.685e-09% | 5.065e-09% | 4.501e-09% | -1.686e-08% | 2.125e-08%
U/G Distribution Cables | -0.5388% | 0.1818% | -3.26% | -1.263% | 0.8962% | -0.07908% | -0.6223% | -0.4501% | -0.872% | -0.5438% | -0.7768% | -0.4506% | -0.6335% | -0.8046% | U/G Distribution Cables | -3.283e-07% | 3.265e-06% | -1.932e-06% | 6.298e-07% | 4.904e-06% | -2.6e-06% | -1.229e-06% | 5.393e-06% | -1.975e-06% | -1.987e-07% | -7.501e-06% | 6.958e-06% | -6.68e-07% | -5.896e-07%
Transformers | -0.5995% | -0.753% | -0.6317% | -0.4256% | -0.5665% | -0.6029% | -0.7416% | -0.6751% | -0.2155% | -0.5062% | -0.6452% | -0.5539% | -0.6049% | -0.8379% | Transformers | -1.438e-05% | -3.742e-06% | 1.278e-05% | -2.866e-06% | -1.059e-05% | 9.417e-06% | -4.748e-06% | 1.676e-05% | -3.306e-08% | -1.614e-05% | -3.69e-06% | 1.259e-05% | 1.513e-06% | 3.445e-06%
TFP Change | 3.946% | 3.921% | -11.03% | 3.064% | 2.293% | -7.851% | -5.363% | 0.1291% | 0.8771% | 6.448% | 0.3013% | -6.031% | 1.251% | 2.123% | TFP Change
check | 3.946% | 3.921% | -11.03% | 3.064% | 2.293% | -7.851% | -5.363% | 0.1291% | 0.8771% | 6.448% | 0.3013% | -6.031% | 1.251% | 2.123% | check
check | -1.517e-09 | -2.4338e-09 | 3.7689e-09 | 3.6471e-10 | -1.2276e-09 | 1.0941e-09 | 1.5516e-09 | 0 | 1.1673e-09 | 8.5129e-10 | -3.2778e-09 | -9.577e-10 | -2.5466e-10 | 9.5497e-11 | check
9.PCR: Contributions to TFP growth | [14 empty] | 9.PCR: Contributions to TFP growth | bar: 2007 to 2010
Year | 2007: 2006 to 2020; 2008: 2006 to 2013; 2009: 2013 to 2020; 2010: 2019 to 2020 | Year | 2006 to 2020 | 2006 to 2013 | 2013 to 2020 | 2019 to 2020
Energy (GWh) | 2007: 0.03509%; 2008: 0.09741%; 2009: -0.01164%; 2010: -0.2201% | Energy (GWh) | 6.933e-08% | 1.839e-07% | -1.663e-08% | -5.387e-06%
Ratcheted Max Demand | 2007: 0.7375%; 2008: 1.311%; 2009: 0.3078%; 2010: 0.7736% | Ratcheted Max Demand | 9.203e-08% | 1.97e-07% | 1.329e-08% | 1.829e-06%
Customer Numbers | 2007: 0.4105%; 2008: 0.4155%; 2009: 0.4068%; 2010: 0.2228% | Customer Numbers | 5.234e-07% | 7.232e-07% | 3.735e-07% | 8.716e-06%
Circuit Length | 2007: 0.2067%; 2008: 0.205%; 2009: 0.208%; 2010: 0.2871% | Circuit Length | -3.142e-07% | 4.146e-06% | -3.66e-06% | -1.628e-05%
CMOS | 2007: -0.4114%; 2008: -0.5635%; 2009: -0.2972%; 2010: 0.3079% | CMOS | 1.346e-06% | -5.225e-07% | 2.747e-06% | 1.19e-05%
Opex | 2007: -0.1053%; 2008: -1.105%; 2009: 0.6441%; 2010: 2.396% | Opex | 5.296e-07% | 5.419e-07% | 5.204e-07% | -2.443e-06%
O/H Subtransmission Lines | 2007: -0.003326%; 2008: -0.004611%; 2009: -0.002363%; 2010: 0.0007896% | O/H Subtransmission Lines | 8.38e-10% | 2.68e-07% | -1.996e-07% | 3.892e-07%
O/H Distribution Lines | 2007: -0.02754%; 2008: -0.01882%; 2009: -0.03408%; 2010: 0.0008432% | O/H Distribution Lines | 9.852e-07% | 1.578e-07% | 1.606e-06% | 1.665e-05%
U/G Subtransmission | 2007: -0.00997%; 2008: -0.006115%; 2009: -0.01286%; 2010: -0.004093% | U/G Subtransmission | -1.239e-09% | -3.51e-09% | 4.645e-10% | 2.125e-08%
U/G Distribution Cables | 2007: -0.6583%; 2008: -0.677%; 2009: -0.6442%; 2010: -0.8046% | U/G Distribution Cables | 2.949e-07% | 6.563e-07% | 2.38e-08% | -5.896e-07%
Transformers | 2007: -0.5971%; 2008: -0.5965%; 2009: -0.5975%; 2010: -0.8379% | Transformers | 2.283e-08% | -1.564e-06% | 1.213e-06% | 3.445e-06%
TFP Change | 2007: -0.423%; 2008: -0.9427%; 2009: -0.0332%; 2010: 2.123% | TFP Change | 3.549e-06% | 4.785e-06% | 2.621e-06% | 1.825e-05%
10.SAP: Output and input growth rates | [14 empty] | 10.SAP: Output and input growth rates
Year | 2007 | 2008 | 2009 | 2010 | 2011 | 2012 | 2013 | 2014 | 2015 | 2016 | 2017 | 2018 | 2019 | 2020 | Year | 2007 | 2008 | 2009 | 2010 | 2011 | 2012 | 2013 | 2014 | 2015 | 2016 | 2017 | 2018 | 2019 | 2020
Energy (GWh) | 2.738% | 0.7583% | -0.6864% | 2.08% | -2.149% | -2.157% | -0.09534% | -3.747% | -2.49% | 0.122% | -1.366% | -0.5965% | -1.019% | -2.023% | Energy (GWh) | 2.389e-05% | -6.905e-05% | 1.803e-05% | 6.432e-05% | -6.609e-05% | 7.268e-05% | -5.073e-05% | 4.225e-06% | 3.103e-06% | 4.006e-06% | -2.386e-06% | -3.626e-06% | 3.202e-06% | 5.674e-07%
Ratcheted Max Demand | 0% | 6.801% | 7.574% | 0% | 0% | 0% | 0% | 0% | 0% | 0% | 0% | 0% | 0% | 0% | Ratcheted Max Demand | 0% | 3.85e-05% | -1.123e-05% | 0% | 0% | 0% | 0% | 0% | 0% | 0% | 0% | 0% | 0% | 0%
Customer Numbers | 0.07534% | 0.2158% | 4.182% | 1.523% | 1.093% | 0.9639% | 0.4271% | 0.4708% | 0.2547% | 0.5498% | 2.263% | 1.816% | 1.311% | 0.9233% | Customer Numbers | -3.138e-05% | 1.928e-05% | 1.325e-05% | -3.032e-05% | 4.711e-05% | -4.378e-05% | -3.936e-06% | 4.512e-05% | -5.4e-05% | 2.317e-05% | -2.507e-05% | 5.16e-05% | -5.186e-05% | 2.987e-05%
Circuit Length | 0.5827% | 0.5793% | 0.9312% | 0.6717% | -0.01706% | 0.5193% | 0.2673% | 0.2277% | 0.1343% | 0.6858% | 0.1834% | 0.3814% | -0.01456% | 0.1321% | Circuit Length | -4.447e-05% | 6.397e-05% | -4.288e-05% | 3.808e-05% | -3.403e-05% | 3.849e-06% | 2.513e-05% | -2.545e-06% | 2.375e-05% | -5.247e-05% | 4.589e-05% | -3.911e-07% | -2.345e-05% | 1.016e-06%
CMOS | 14.24% | -32.75% | 9.296% | 29.59% | -9.961% | -20.78% | 10.09% | 16.13% | -30.12% | 12.19% | 10.84% | -12.15% | 11.88% | -19.02% | CMOS | 2.482e-05% | -1.859e-05% | -2.667e-06% | 7.607e-06% | 7.413e-06% | -2.162e-05% | 1.919e-06% | -1.232e-05% | 1.883e-05% | -5.658e-06% | -1.951e-05% | 2.718e-05% | -1.871e-05% | 7.979e-06%
Opex | -7.602% | 11.31% | 9.682% | -0.5632% | 22.18% | 2.809% | 5.772% | 2.318% | 3.824% | -17.6% | 14.14% | -2.034% | 2.573% | -11.52% | Opex | -1.864e-06% | 2.454e-05% | 1.748e-05% | -7.694e-05% | 7.026e-05% | -5.714e-05% | 2.956e-05% | -1.21e-05% | -1.975e-05% | 5.494e-05% | 6.006e-06% | -1.207e-05% | -7.14e-06% | 1.772e-05%
O/H Subtransmission Lines | 0.8977% | 0.8897% | 1.545% | 1.912% | -3.242% | 1.212% | 0.3793% | -0.2757% | 1.689% | -0.7818% | 1.435% | 0.7113% | -0.4037% | 0.3699% | O/H Subtransmission Lines | 3.495e-05% | -7.035e-05% | 7.921e-05% | -7.154e-05% | 1.372e-05% | 1.567e-05% | 3.941e-05% | -6.468e-05% | -1.596e-05% | 8.577e-05% | -6.18e-05% | 1.578e-05% | -1.365e-05% | 2.645e-05%
O/H Distribution Lines | 0.00537% | 0.00536% | 0.0924% | 0.02126% | 0.08296% | -0.506% | 0.04872% | -0.9919% | -2.974% | 0.5868% | -0.009287% | 0.9944% | 0.7386% | 1.324% | O/H Distribution Lines | -3.019e-05% | 6.021e-05% | -4.345e-05% | -1.254e-05% | -2.249e-06% | 3.188e-05% | -2.867e-06% | -3.699e-06% | 6.555e-06% | 4.406e-06% | -6.291e-06% | 5.619e-07% | -6.112e-07% | 8.075e-06%
U/G Subtransmission | 2.104% | 2.06% | 7.012% | -0.3183% | -11.01% | 12.95% | 0.6839% | 2.475% | 3.769% | -0.4489% | -0.06323% | 3.749% | 0.555% | 2.057% | U/G Subtransmission | -5.044e-06% | -1.174e-05% | -1.058e-05% | 4.22e-05% | -1.204e-05% | 3.358e-06% | -2.534e-05% | 1.664e-05% | 4.205e-05% | -2.792e-05% | -3.794e-05% | 5.249e-06% | 1.946e-05% | 4.305e-05%
U/G Distribution Cables | 3.951% | 3.801% | 4.563% | 3.285% | 2.067% | 2.056% | 1.339% | 1.526% | 1.419% | 2.479% | 1.192% | 1.263% | 2.924% | 2.53% | U/G Distribution Cables | -3.784e-06% | -1.543e-05% | 4.541e-05% | -4.625e-05% | -5.09e-06% | 8.159e-06% | 5.112e-05% | -5.222e-05% | 5.612e-05% | -4.24e-05% | 3.091e-05% | -5.317e-05% | 2.853e-05% | 2.397e-05%
Transformers | 5.036% | 2.164% | 2.839% | 4.514% | 2.755% | 4.188% | 2.324% | 2.237% | 2.065% | 0.8574% | 0.4389% | 0.972% | 0.342% | 1.082% | Transformers | -1.463e-05% | -8.08e-06% | 1.661e-05% | 1.441e-05% | 2.496e-05% | -1.928e-05% | -4.303e-05% | 2.507e-05% | -2.542e-05% | -9.92e-07% | 1.962e-05% | -2.826e-05% | 5.817e-05% | -3.625e-05%
10.SAP: Output and input contributions | [14 empty] | 10.SAP: Output and input contributions
Year | 2007 | 2008 | 2009 | 2010 | 2011 | 2012 | 2013 | 2014 | 2015 | 2016 | 2017 | 2018 | 2019 | 2020 | Year | 2007 | 2008 | 2009 | 2010 | 2011 | 2012 | 2013 | 2014 | 2015 | 2016 | 2017 | 2018 | 2019 | 2020
Energy (GWh) | 0.2891% | 0.06114% | -0.06845% | 0.2279% | -0.2328% | -0.2274% | -0.008369% | -0.3724% | -0.2401% | 0.003151% | -0.1359% | -0.05391% | -0.1045% | -0.1896% | Energy (GWh) | -4.943e-07% | -4.86e-06% | 3.534e-06% | -2.332e-06% | 4.109e-06% | -7.975e-06% | 6.6e-06% | -7.751e-06% | 6.485e-06% | 2.53e-06% | -7.315e-06% | 1.977e-06% | 1.444e-06% | -1.085e-06%
Ratcheted Max Demand | -0.07779% | 2.858% | 3.014% | 0.02373% | -0.01943% | -0.02856% | 0.003901% | 0.00659% | -0.02174% | 0.02329% | -0.001278% | -0.009741% | 0.00559% | -0.01282% | Ratcheted Max Demand | -1.731e-07% | 3.211e-06% | 1.345e-05% | 1.129e-07% | -2.926e-08% | -1.187e-07% | 6.686e-09% | 2.386e-08% | -5.594e-08% | 8.294e-08% | -7.838e-09% | -3.563e-08% | 2.499e-08% | -9.205e-08%
Customer Numbers | -0.01146% | 0.1023% | 0.911% | 0.3223% | 0.2487% | 0.2111% | 0.09149% | 0.1022% | 0.04877% | 0.1252% | 0.4873% | 0.3785% | 0.2887% | 0.1746% | Customer Numbers | -1.369e-08% | -1.394e-06% | 1.507e-05% | 1.754e-06% | -7.163e-06% | -1.229e-05% | 1.304e-05% | -9.362e-06% | -1.385e-06% | 8.086e-06% | 7.597e-06% | -7.006e-06% | -4.759e-06% | -6.297e-06%
Circuit Length | 0.2528% | 0.3066% | 0.4284% | 0.3049% | -0.003438% | 0.2408% | 0.1209% | 0.1046% | 0.05439% | 0.3201% | 0.08273% | 0.1649% | -0.001533% | 0.04752% | Circuit Length | -2.82e-05% | 3.442e-05% | -2.73e-06% | -2.128e-05% | -8.558e-06% | 1.145e-05% | 1.843e-05% | -2.068e-06% | -1.476e-06% | -2.555e-05% | 8.122e-06% | 2.314e-05% | -1.546e-05% | 1.312e-05%
CMOS | -3.063% | 6.349% | -1.634% | -5.913% | 2.319% | 3.475% | -1.517% | -2.632% | 4.531% | -1.593% | -1.781% | 1.943% | -1.86% | 2.846% | CMOS | 2.543e-05% | -1.59e-05% | 6.54e-06% | 1.552e-05% | -2.34e-05% | 2.041e-07% | -7.394e-06% | 1.891e-05% | 7.503e-06% | -4.517e-06% | -7.382e-06% | -4.908e-06% | 1.605e-05% | -8.399e-06%
Opex | 1.928% | -2.73% | -3.597% | 0.2811% | -7.35% | -0.8359% | -2.295% | -1.104% | -0.9499% | 6.186% | -4.974% | 0.6265% | -0.9376% | 4.195% | Opex | 3.378e-07% | 1.34e-05% | 8.961e-06% | -1.656e-05% | -3.851e-06% | 9.761e-07% | 4.512e-06% | -8.249e-06% | 5.187e-06% | 1.461e-05% | -1.368e-05% | 4.337e-06% | 9.846e-07% | 6.106e-06%
O/H Subtransmission Lines | -0.01874% | -0.02213% | -0.03172% | -0.04195% | 0.07179% | -0.02654% | -0.009249% | 0.005344% | -0.03553% | 0.01774% | -0.02535% | -0.01134% | 0.007145% | -0.006491% | O/H Subtransmission Lines | -6.612e-08% | 4.897e-07% | 1e-06% | -4.337e-08% | -8.657e-08% | -6.946e-07% | 6.16e-07% | -1.225e-06% | 2.282e-07% | 9.368e-07% | 2.29e-07% | -6.528e-07% | -5.262e-07% | 3.461e-07%
O/H Distribution Lines | -0.0002667% | 0.008873% | -0.01579% | 0.003593% | -0.007132% | 0.05611% | 0.002187% | 0.1044% | 0.3014% | -0.05312% | -0.0306% | -0.08632% | -0.06886% | -0.1273% | O/H Distribution Lines | 3.151e-06% | 2.903e-06% | -1.238e-06% | -1.217e-07% | -1.841e-06% | 1.369e-06% | -1.272e-06% | -3.213e-08% | -3.689e-06% | 5.149e-06% | -3.2e-06% | -1.728e-06% | 6.906e-06% | -2.033e-06%
U/G Subtransmission | -0.007186% | -0.009645% | -0.02429% | 0.001028% | 0.04181% | -0.04882% | -0.00267% | -0.008412% | -0.01383% | 0.004632% | 0.001922% | -0.009735% | -0.001286% | -0.00477% | U/G Subtransmission | -2.029e-08% | 1.642e-07% | -2.563e-08% | -1.71e-07% | 2.821e-07% | -2.517e-07% | 2.32e-07% | -8.536e-08% | -1.283e-07% | 2.166e-08% | -7.404e-09% | 3.342e-08% | -3.087e-08% | 8.911e-09%
U/G Distribution Cables | -0.8506% | -0.9193% | -0.8597% | -0.6939% | -0.4195% | -0.3838% | -0.2337% | -0.2498% | -0.2538% | -0.4727% | -0.09702% | -0.1973% | -0.4937% | -0.4328% | U/G Distribution Cables | 5.058e-06% | -9.949e-06% | 1.24e-05% | -2.847e-06% | -1.759e-06% | -7.781e-06% | 1.161e-05% | -5.013e-06% | -4.932e-06% | 1.205e-06% | -5.022e-06% | 3.651e-06% | 7.811e-06% | -1.102e-05%
Transformers | -1.369% | -0.8482% | -0.8251% | -1.478% | -1.004% | -1.361% | -0.7702% | -0.7278% | -0.8263% | -0.1853% | -0.4659% | -0.2872% | -0.09736% | -0.4322% | Transformers | -1.302e-05% | 1.048e-05% | -1.217e-05% | 1.833e-05% | -6.196e-06% | -1.729e-05% | 2.377e-05% | -2.807e-05% | 2.875e-05% | -2.411e-05% | 6.489e-06% | -7.11e-06% | 1.257e-05% | -2.268e-06%
TFP Change | -2.928% | 5.156% | -2.703% | -6.962% | -6.355% | 1.07% | -4.617% | -4.772% | 2.595% | 4.376% | -6.939% | 2.458% | -3.263% | 6.057% | TFP Change
check | -2.928% | 5.156% | -2.703% | -6.962% | -6.355% | 1.07% | -4.617% | -4.772% | 2.595% | 4.376% | -6.939% | 2.458% | -3.263% | 6.057% | check
check | 8.8198e-10 | -9.9681e-10 | 2.3283e-09 | 1.2524e-09 | -2.8376e-09 | -3.7835e-10 | 1.6553e-10 | 9.2041e-10 | -7.567e-10 | -3.7071e-09 | -2.2765e-09 | -1.0841e-09 | -5.0568e-10 | -1.528e-10 | check
10.SAP: Contributions to TFP growth | [14 empty] | 10.SAP: Contributions to TFP growth | bar: 2007 to 2010
Year | 2007: 2006 to 2020; 2008: 2006 to 2013; 2009: 2013 to 2020; 2010: 2019 to 2020 | Year | 2006 to 2020 | 2006 to 2013 | 2013 to 2020 | 2019 to 2020
Energy (GWh) | 2007: -0.07516%; 2008: 0.008255%; 2009: -0.1377%; 2010: -0.1896% | Energy (GWh) | -3.667e-07% | -1.336e-06% | 3.607e-07% | -1.085e-06%
Ratcheted Max Demand | 2007: 0.4117%; 2008: 0.9617%; 2009: -0.0007768%; 2010: -0.01282% | Ratcheted Max Demand | 1.171e-06% | 2.741e-06% | -6.623e-09% | -9.205e-08%
Customer Numbers | 2007: 0.2486%; 2008: 0.2973%; 2009: 0.2121%; 2010: 0.1746% | Customer Numbers | -2.942e-07% | -6.72e-07% | -1.086e-08% | -6.297e-06%
Circuit Length | 2007: 0.1731%; 2008: 0.255%; 2009: 0.1117%; 2010: 0.04752% | Circuit Length | 2.395e-07% | -2.483e-06% | 2.281e-06% | 1.312e-05%
CMOS | 2007: 0.105%; 2008: 0.2554%; 2009: -0.007789%; 2010: 2.846% | CMOS | 1.304e-06% | 1.401e-06% | 1.232e-06% | -8.399e-06%
Opex | 2007: -0.8255%; 2008: -2.051%; 2009: 0.09338%; 2010: 4.195% | Opex | 1.219e-06% | 5.432e-07% | 1.726e-06% | 6.106e-06%
O/H Subtransmission Lines | 2007: -0.009073%; 2008: -0.01155%; 2009: -0.007217%; 2010: -0.006491% | O/H Subtransmission Lines | 3.933e-08% | 9.984e-08% | -6.047e-09% | 3.461e-07%
O/H Distribution Lines | 2007: 0.006229%; 2008: 0.007565%; 2009: 0.005228%; 2010: -0.1273% | O/H Distribution Lines | 3.088e-07% | 7.038e-07% | 1.263e-08% | -2.033e-06%
U/G Subtransmission | 2007: -0.005804%; 2008: -0.007851%; 2009: -0.004269%; 2010: -0.00477% | U/G Subtransmission | 1.547e-09% | -3.732e-09% | 5.507e-09% | 8.911e-09%
U/G Distribution Cables | 2007: -0.4684%; 2008: -0.6878%; 2009: -0.3038%; 2010: -0.4328% | U/G Distribution Cables | -4.704e-07% | -8.134e-07% | -2.131e-07% | -1.102e-05%
Transformers | 2007: -0.7626%; 2008: -1.147%; 2009: -0.474%; 2010: -0.4322% | Transformers | -7.046e-07% | -3.313e-06% | 1.252e-06% | -2.268e-06%
TFP Change | 2007: -1.202%; 2008: -2.12%; 2009: -0.5132%; 2010: 6.057% | TFP Change | 2.448e-06% | -3.133e-06% | 6.634e-06% | -1.161e-05%
11.AND: Output and input growth rates | [14 empty] | 11.AND: Output and input growth rates
Year | 2007 | 2008 | 2009 | 2010 | 2011 | 2012 | 2013 | 2014 | 2015 | 2016 | 2017 | 2018 | 2019 | 2020 | Year | 2007 | 2008 | 2009 | 2010 | 2011 | 2012 | 2013 | 2014 | 2015 | 2016 | 2017 | 2018 | 2019 | 2020
Energy (GWh) | 1.37% | 5.018% | -1.739% | 2.032% | -3.599% | -0.457% | -1.242% | -0.7138% | 3.152% | -1.656% | 1.489% | -1.351% | 1.156% | -2.619% | Energy (GWh) | -1.559e-05% | -2.49e-06% | -1.126e-05% | 6.704e-05% | -5.983e-05% | -1.993e-05% | 3.349e-05% | 3.843e-05% | -6.807e-05% | 7.447e-05% | -4.211e-05% | 3.091e-05% | -1.541e-05% | -1.869e-05%
Ratcheted Max Demand | 4.382% | 6.431% | 6.947% | 0.347% | 0% | 0% | 0% | 0.2706% | 0% | 0.454% | 0% | 0% | 3.778% | 4.25% | Ratcheted Max Demand | -3.005e-05% | 8.044e-05% | -1.58e-05% | -4.69e-05% | 0% | 0% | 0% | -1.468e-05% | 0% | 6.877e-05% | 0% | 0% | -4.706e-05% | -1.331e-05%
Customer Numbers | 1.829% | 1.763% | 1.747% | 1.103% | 1.376% | 2.125% | 1.866% | 0.5701% | 3.051% | 0.8939% | 3.023% | 0.9742% | 2.732% | 1.88% | Customer Numbers | -2.397e-05% | 5.785e-06% | 3.091e-05% | 2.276e-05% | -3.404e-05% | 2.812e-05% | -1.796e-05% | -2.852e-05% | 2.287e-05% | 1.966e-05% | -3.922e-06% | -3.355e-05% | 3.564e-05% | -3.627e-05%
Circuit Length | 0.7891% | 0.6551% | 1.416% | 0.6003% | 0.5691% | 1.123% | 0.2737% | 0.9835% | 0.2125% | 0.7953% | 0.4556% | 0.4602% | 0.8384% | 0.5254% | Circuit Length | 1.242e-05% | 1.507e-05% | -6.96e-06% | 1.336e-05% | -2.084e-05% | -7.078e-06% | 8.115e-06% | -1.184e-05% | 4.107e-05% | -8.26e-05% | 1.989e-05% | 5.385e-05% | -7.254e-05% | -3.425e-06%
CMOS | -4.905% | -27.6% | 31.63% | -30.5% | 12.72% | -12.56% | 7.682% | 17.25% | -10.93% | 23.45% | -31.55% | 33.26% | 9.53% | -1.786% | CMOS | 3.892e-06% | -6.45e-06% | 3.775e-06% | 3.596e-06% | -3.977e-06% | 3.745e-06% | -7.95e-06% | 5.674e-06% | 2.458e-06% | 3.672e-05% | -3.979e-05% | -2.076e-05% | 2.299e-05% | 3.597e-05%
Opex | 20.17% | 7.359% | 14.8% | -3.339% | 0.7372% | 5.866% | 10.28% | 3.003% | 5.752% | 9.668% | -13.24% | -8.261% | 3.244% | 4.853% | Opex | -2.858e-05% | 1.186e-05% | 1.72e-05% | 3.029e-05% | -1.638e-05% | -3.374e-05% | -3.66e-06% | 9.066e-06% | 2.28e-05% | -1.686e-05% | -1.209e-06% | -4.02e-06% | 3.533e-05% | 5.917e-06%
O/H Subtransmission Lines | 0.5781% | 0.5972% | 2.361% | 2.188% | 0.1089% | 1.427% | -1.682% | 6.434% | -2.967% | 4.969% | -0.4773% | -4.382% | -0.1618% | 2.766% | O/H Subtransmission Lines | -1.133e-06% | -4.389e-06% | -3.332e-05% | 4.854e-05% | 2.645e-05% | -4.422e-05% | 5.151e-05% | -2.328e-05% | -5.038e-05% | 6.679e-05% | -4.617e-05% | -1.868e-05% | -1.857e-05% | 3.582e-05%
O/H Distribution Lines | 0.2965% | 0.3342% | 0.3813% | 0.1656% | 0.0153% | 0.915% | -0.005629% | 0.1954% | -0.1965% | -0.1587% | -0.1668% | -0.3574% | -1.083% | 0.1014% | O/H Distribution Lines | 1.012e-05% | 1.399e-05% | -3.424e-05% | -2.42e-05% | 7.703e-05% | -5.742e-05% | 5.02e-05% | -4.551e-05% | -4.684e-06% | 1.919e-05% | 1.852e-05% | 2.857e-05% | -7.621e-05% | -8.186e-06%
U/G Subtransmission | 3.114% | -3.114% | 1.137% | -0.7916% | 13.16% | 0% | 86.98% | 13.48% | -7.593% | -0.0584% | -0.1399% | 4.789% | 1.415% | 12.45% | U/G Subtransmission | 7.706e-06% | -7.706e-06% | 9.544e-06% | -4.802e-05% | 3.387e-05% | 0% | -6.122e-06% | 9.154e-06% | 6.074e-06% | -1.201e-05% | -2.852e-06% | 7.483e-06% | -5.028e-06% | -7.103e-06%
U/G Distribution Cables | 7.494% | 2.983% | 7.044% | 4.077% | 4.378% | 5.718% | 3.511% | 5.095% | 4.939% | 4.983% | 5.676% | 7.139% | 3.675% | 5.039% | U/G Distribution Cables | -4.169e-05% | 6.879e-05% | 1.24e-05% | -5.003e-05% | -5.761e-06% | -1.562e-06% | 1.042e-05% | 1.69e-05% | -1.014e-05% | 1.211e-05% | -2.079e-05% | 1.381e-05% | 6.872e-06% | 1.511e-06%
Transformers | 6.159% | 1.512% | 10.42% | -1.179% | 4.552% | 0.849% | 2.312% | -0.05314% | 2.665% | 2.975% | 1.066% | 3.072% | 0.3073% | 1.01% | Transformers | 1.705e-05% | -5.353e-05% | 3.52e-05% | 3.409e-05% | -2.534e-05% | -1.218e-05% | -1.564e-05% | 3.781e-05% | 1.822e-05% | -4.818e-05% | -5.351e-06% | 1.736e-05% | 3.333e-05% | -1.281e-05%
11.AND: Output and input contributions | [14 empty] | 11.AND: Output and input contributions
Year | 2007 | 2008 | 2009 | 2010 | 2011 | 2012 | 2013 | 2014 | 2015 | 2016 | 2017 | 2018 | 2019 | 2020 | Year | 2007 | 2008 | 2009 | 2010 | 2011 | 2012 | 2013 | 2014 | 2015 | 2016 | 2017 | 2018 | 2019 | 2020
Energy (GWh) | 0.1423% | 0.5041% | -0.1693% | 0.1956% | -0.3567% | -0.04507% | -0.1214% | -0.07031% | 0.308% | -0.1619% | 0.1454% | -0.1317% | 0.114% | -0.257% | Energy (GWh) | 7.679e-06% | -1.18e-06% | -7.097e-07% | 3.219e-07% | -7.378e-06% | 8.804e-06% | -5.592e-06% | -3.076e-06% | 7.382e-06% | -6.3e-06% | -8.244e-07% | 3.877e-06% | -3.847e-06% | 5.367e-06%
Ratcheted Max Demand | 1.82% | 2.618% | 2.743% | 0.1198% | 0.001384% | -0.008175% | -0.001326% | 0.1058% | -0.007465% | 0.1894% | -0.01905% | 0.01715% | 1.466% | 1.623% | Ratcheted Max Demand | 1.107e-06% | -1.34e-05% | 1.818e-06% | 2.911e-06% | -1.161e-08% | 3.021e-08% | 7.207e-09% | -5.206e-06% | 6.304e-08% | 1.392e-05% | -1.445e-07% | 1.286e-07% | -4.89e-06% | -1.495e-06%
Customer Numbers | 0.4274% | 0.4212% | 0.3418% | 0.2819% | 0.2924% | 0.4614% | 0.3949% | 0.1206% | 0.6378% | 0.2042% | 0.6107% | 0.2378% | 0.5826% | 0.3823% | Customer Numbers | -1.114e-06% | 5.279e-06% | 4.043e-06% | -1.477e-05% | 1.112e-06% | 1.202e-05% | 5.104e-06% | -1.323e-05% | 3.182e-06% | -3.496e-06% | 6.098e-07% | 1.212e-05% | -1.259e-05% | -2.919e-06%
Circuit Length | 0.3901% | 0.3369% | 0.6186% | 0.3068% | 0.2561% | 0.5097% | 0.1222% | 0.44% | 0.08858% | 0.3696% | 0.18% | 0.2297% | 0.378% | 0.2234% | Circuit Length | -8.487e-06% | 8.281e-06% | -3.016e-05% | 1.248e-06% | -2.425e-06% | 1.537e-05% | -1.778e-05% | 7.034e-06% | 1.664e-05% | -3.023e-07% | -1.85e-05% | 1.385e-05% | 2.26e-05% | -1.261e-05%
CMOS | 1.025% | 4.64% | -5.45% | 5.067% | -1.952% | 1.65% | -1.129% | -2.423% | 1.468% | -3.391% | 4.388% | -4.604% | -1.436% | 0.4558% | CMOS | 1.325e-06% | 1.006e-05% | 2.487e-06% | -1.062e-05% | 4.381e-06% | -7.938e-06% | -5.639e-06% | 1.195e-05% | -4.018e-06% | 5.159e-06% | -6.304e-06% | 8.241e-06% | -1.169e-05% | 2.096e-05%
Opex | -7.344% | -3.772% | -5.632% | 1.026% | -0.3494% | -2.141% | -4.1% | -1.257% | -2.485% | -3.67% | 5.564% | 3.164% | -1.282% | -2.082% | Opex | -1.326e-06% | 9.6e-06% | -8.081e-06% | -3.012e-06% | 1.085e-06% | 2.492e-05% | 1.596e-06% | -1.46e-05% | -5.081e-06% | -7.163e-06% | -2.492e-06% | 2.025e-05% | 8.49e-07% | 1.041e-05%
O/H Subtransmission Lines | -0.02063% | -0.003291% | -0.06244% | -0.04585% | -0.0081% | -0.03108% | 0.03861% | -0.1595% | 0.06291% | -0.1473% | 0.005397% | 0.1415% | 0.007414% | -0.07161% | O/H Subtransmission Lines | 1.145e-07% | 1.135e-06% | 2.105e-07% | 1.458e-08% | -1.395e-06% | 6.905e-08% | -3.213e-07% | 5.024e-07% | 2.281e-07% | -2.842e-07% | 2.161e-06% | -2.067e-06% | -1.009e-07% | -2.302e-07%
O/H Distribution Lines | -0.0835% | -0.06275% | -0.09649% | -0.03391% | -0.00428% | -0.2187% | 0.005375% | -0.04962% | 0.01738% | 0.02703% | 0.05602% | 0.1026% | 0.2959% | -0.04031% | O/H Distribution Lines | -5.815e-06% | -2.533e-06% | 9.414e-06% | -2.608e-07% | -1.364e-05% | 1.303e-05% | 1.373e-07% | 3.459e-07% | -2.034e-05% | 1.121e-05% | 1.467e-05% | -2.287e-05% | 2.022e-05% | -1.985e-05%
U/G Subtransmission | -0.01622% | 0.008116% | -0.0223% | 0.002269% | -0.0221% | -6.708e-05% | -0.1788% | -0.03087% | 0.02488% | 0.004902% | -0.01039% | -0.01229% | -0.002012% | -0.04207% | U/G Subtransmission | -1.919e-08% | 2.032e-08% | -2.62e-08% | 5.928e-08% | -7.492e-08% | 7.89e-10% | 8.869e-11% | 5.867e-08% | -1.055e-07% | 5.211e-08% | 2.481e-08% | -6.908e-08% | 5.451e-08% | -5.396e-08%
U/G Distribution Cables | -1.223% | -0.06356% | -1.175% | -0.2172% | -0.6496% | -0.7515% | -0.4663% | -0.6432% | -0.3805% | -0.5867% | -0.6509% | -0.821% | -0.4918% | -0.5084% | U/G Distribution Cables | 1.866e-06% | -2.885e-06% | 8.277e-06% | 2.396e-06% | -1.059e-05% | 6.901e-06% | 2.133e-06% | -9.172e-06% | 4.536e-06% | -8.688e-07% | 6.258e-06% | -5.87e-07% | -7.049e-06% | 1.081e-06%
Transformers | -1.336% | -0.2833% | -2.214% | 0.279% | -0.9303% | -0.2018% | -0.4932% | 0.03095% | -0.4292% | -0.4065% | -0.4047% | -0.6509% | -0.04315% | -0.2662% | Transformers | -4.072e-06% | 2.507e-06% | 2.62e-06% | -4.959e-06% | -9.786e-06% | 7.866e-06% | 7.658e-07% | -3.445e-06% | -4.973e-06% | 1.422e-05% | -4.623e-06% | 4.948e-06% | -7.183e-06% | 6.747e-06%
TFP Change | -6.22% | 4.344% | -11.12% | 6.981% | -3.723% | -0.7763% | -5.929% | -3.937% | -0.6955% | -7.568% | 9.865% | -2.327% | -0.4104% | -0.5827% | TFP Change
check | -6.22% | 4.344% | -11.12% | 6.981% | -3.723% | -0.7763% | -5.929% | -3.937% | -0.6955% | -7.568% | 9.865% | -2.327% | -0.4104% | -0.5827% | check
check | 4.9477e-10 | 7.0577e-10 | -8.4401e-10 | -3.4634e-09 | 2.9568e-09 | 7.9376e-10 | -5.7935e-10 | 9.8953e-10 | 1.8044e-09 | 3.1869e-09 | -1.7972e-09 | 1.0623e-09 | -4.4383e-10 | 1.5134e-09 | check
11.AND: Contributions to TFP growth | [14 empty] | 11.AND: Contributions to TFP growth | bar: 2007 to 2010
Year | 2007: 2006 to 2020; 2008: 2006 to 2013; 2009: 2013 to 2020; 2010: 2019 to 2020 | Year | 2006 to 2020 | 2006 to 2013 | 2013 to 2020 | 2019 to 2020
Energy (GWh) | 2007: 0.006861%; 2008: 0.04517%; 2009: -0.02187%; 2010: -0.257% | Energy (GWh) | 3.232e-07% | 1.256e-06% | -3.767e-07% | 5.367e-06%
Ratcheted Max Demand | 2007: 0.762%; 2008: 1.216%; 2009: 0.4218%; 2010: 1.623% | Ratcheted Max Demand | -3.689e-07% | -1.259e-06% | 2.984e-07% | -1.495e-06%
Customer Numbers | 2007: 0.3855%; 2008: 0.371%; 2009: 0.3964%; 2010: 0.3823% | Customer Numbers | -3.323e-07% | 1.095e-06% | -1.403e-06% | -2.919e-06%
Circuit Length | 2007: 0.3178%; 2008: 0.403%; 2009: 0.2539%; 2010: 0.2234% | Circuit Length | -3.749e-07% | -2.696e-06% | 1.366e-06% | -1.261e-05%
CMOS | 2007: -0.1209%; 2008: 0.8299%; 2009: -0.834%; 2010: 0.4558% | CMOS | 1.311e-06% | -5.144e-08% | 2.332e-06% | 2.096e-05%
Opex | 2007: -1.74%; 2008: -3.035%; 2009: -0.7686%; 2010: -2.082% | Opex | 1.926e-06% | 3.864e-06% | 4.713e-07% | 1.041e-05%
O/H Subtransmission Lines | 2007: -0.02099%; 2008: -0.02856%; 2009: -0.01531%; 2010: -0.07161% | O/H Subtransmission Lines | 2.542e-09% | 2.47e-08% | -1.408e-08% | -2.302e-07%
O/H Distribution Lines | 2007: -0.006093%; 2008: -0.08328%; 2009: 0.0518%; 2010: -0.04031% | O/H Distribution Lines | -1.162e-06% | 3.362e-08% | -2.058e-06% | -1.985e-05%
U/G Subtransmission | 2007: -0.02121%; 2008: -0.008385%; 2009: -0.03083%; 2010: -0.04207% | U/G Subtransmission | -5.591e-09% | -6.653e-09% | -4.795e-09% | -5.396e-08%
U/G Distribution Cables | 2007: -0.6163%; 2008: -0.68%; 2009: -0.5686%; 2010: -0.5084% | U/G Distribution Cables | 1.643e-07% | 9.946e-07% | -4.585e-07% | 1.081e-06%
Transformers | 2007: -0.525%; 2008: -0.7812%; 2009: -0.3328%; 2010: -0.2662% | Transformers | 4.499e-08% | -9.707e-07% | 8.067e-07% | 6.747e-06%
TFP Change | 2007: -1.578%; 2008: -1.752%; 2009: -1.448%; 2010: -0.5827% | TFP Change | 1.528e-06% | 2.286e-06% | 9.592e-07% | 7.416e-06%
12.TND: Output and input growth rates | [14 empty] | 12.TND: Output and input growth rates
Year | 2007 | 2008 | 2009 | 2010 | 2011 | 2012 | 2013 | 2014 | 2015 | 2016 | 2017 | 2018 | 2019 | 2020 | Year | 2007 | 2008 | 2009 | 2010 | 2011 | 2012 | 2013 | 2014 | 2015 | 2016 | 2017 | 2018 | 2019 | 2020
Energy (GWh) | -0.7128% | 0.5413% | 3.213% | -0.8942% | -2.234% | -2.895% | -1.642% | -3.252% | 1.783% | 1.367% | -1.199% | 2.364% | 0.6438% | 1.843% | Energy (GWh) | 7.406e-06% | -1.012e-06% | -2.859e-05% | 3.789e-05% | -1.23e-05% | -8.596e-06% | 1.351e-05% | -1.191e-05% | 6.319e-06% | 1.889e-06% | 5.963e-06% | -1.044e-05% | 1e-05% | -5.729e-06%
Ratcheted Max Demand | 7.693% | 0.5213% | 0% | 0% | 0% | 0% | 0% | 0% | 0% | 0% | 0% | 0% | 0% | 0% | Ratcheted Max Demand | 3.463e-05% | -5.523e-05% | 0% | 0% | 0% | 0% | 0% | 0% | 0% | 0% | 0% | 0% | 0% | 0%
Customer Numbers | 1.913% | 1.915% | 1.917% | 1.918% | 1.92% | 0.9166% | 0.5288% | 0.3147% | 0.8191% | 0.7974% | 0.8121% | 0.09886% | 0.8679% | 1.199% | Customer Numbers | -2.084e-05% | -1.453e-05% | 7.222e-05% | -1.001e-05% | 6.855e-06% | -4.411e-06% | -1.224e-05% | -4.001e-06% | -6.001e-05% | 6.747e-05% | 1.237e-05% | 7.166e-06% | -6.403e-05% | 7.055e-06%
Circuit Length | 0.0009393% | 0% | 0.2717% | 1.697% | 1.811% | 0.8814% | 0.5108% | 0.7138% | 0.591% | 0.2288% | 0.1935% | 0.1857% | 0.4166% | 0.216% | Circuit Length | 3.927e-05% | 0% | -5.167e-05% | 9.676e-07% | 2.487e-05% | -1.731e-05% | 4.332e-05% | -3.359e-05% | -1.283e-05% | 3.958e-06% | 2.613e-05% | -5.205e-05% | 6.27e-06% | -3.552e-06%
CMOS | 28.96% | 3.065% | 15.77% | 3.889% | -36.93% | 14.99% | -14.99% | 30.27% | -26.07% | 7.072% | -8.813% | 14.24% | 1.467% | -3.26% | CMOS | 7.323e-06% | 1.96e-05% | -3.078e-05% | 8.62e-06% | 3.305e-05% | -2.363e-05% | -3.63e-05% | 1.611e-05% | -9.965e-06% | 5.076e-05% | -1.793e-05% | -4.824e-05% | 1.422e-06% | 3.698e-07%
Opex | -0.2029% | 0.9847% | 11.09% | 16.9% | -3.816% | 8.71% | -20.89% | 2.004% | -16.69% | 7.024% | 27.25% | -10.13% | -12.13% | 3.345% | Opex | -4.352e-06% | 5.403e-05% | -3.125e-05% | -1.838e-05% | 1.996e-05% | -3.223e-05% | -2.789e-07% | 4.996e-05% | -4.168e-05% | -3.861e-05% | 5.797e-05% | 2.045e-05% | 1.087e-05% | -8.498e-05%
O/H Subtransmission Lines | 0% | 0% | 0.668% | 0% | 0% | 0% | 0% | -0.03469% | 0.008026% | -0.1891% | -0.06709% | -0.4474% | -0.5043% | 0.1568% | O/H Subtransmission Lines | 0% | 0% | 4.555e-05% | 0% | 0% | 0% | 0% | -1.527e-05% | -2.252e-05% | 2.264e-05% | -7.559e-05% | 4.743e-05% | -3.598e-06% | -6.16e-07%
O/H Distribution Lines | 0% | 0% | -0.09496% | 1.923% | 0.9812% | 0.6767% | 0.3365% | 0.534% | 0.4899% | 0.6501% | 1.122% | 1.757% | 0.8735% | 0.2318% | O/H Distribution Lines | 0% | 0% | 7.859e-06% | 3.619e-05% | -2.694e-05% | -3.667e-05% | -2.232e-05% | 7.46e-05% | -5.294e-05% | 4.696e-05% | -4.506e-05% | 4.127e-05% | 2.617e-05% | -8.978e-06%
U/G Subtransmission | 0% | 0% | 37.31% | 0.4619% | 14.95% | 2.74% | -0.3868% | 9.73% | 0.3141% | 5.215% | 1.338% | -1.955% | 0.1403% | 4.415% | U/G Subtransmission | 0% | 0% | -1.363e-05% | 8.361e-06% | -5.661e-06% | -7.935e-07% | -7.043e-06% | 1.12e-05% | 2.079e-05% | -1.725e-05% | -5.082e-06% | -8.14e-06% | 2.388e-05% | -8.035e-06%
U/G Distribution Cables | 0.02582% | 0% | 0.2742% | 4.008% | 4.062% | 1.319% | 0.6435% | 2.278% | 0.7068% | 0.7292% | 0.4364% | 1.754% | 1.345% | 0.7685% | U/G Distribution Cables | 2.34e-05% | 0% | 5.171e-06% | -3.956e-05% | -2.009e-05% | 9.181e-06% | 4.386e-05% | -5.093e-05% | 8.977e-06% | 6.012e-05% | -1.971e-05% | -1.497e-05% | 3.297e-05% | -5.618e-05%
Transformers | 3.652% | 4.76% | 4.043% | 4.241% | 4.778% | 2.689% | 0.7852% | 2.108% | 1.422% | 0.5736% | 2.021% | -0.2552% | 2.052% | 1.79% | Transformers | 3.027e-05% | -4.926e-05% | 3.844e-05% | -2.087e-05% | -3.42e-05% | 6.01e-05% | 1.547e-07% | -5.047e-05% | 4.024e-05% | -1.981e-05% | -1.444e-05% | -8.86e-06% | 1.774e-05% | 4.685e-05%
12.TND: Output and input contributions | [14 empty] | 12.TND: Output and input contributions
Year | 2007 | 2008 | 2009 | 2010 | 2011 | 2012 | 2013 | 2014 | 2015 | 2016 | 2017 | 2018 | 2019 | 2020 | Year | 2007 | 2008 | 2009 | 2010 | 2011 | 2012 | 2013 | 2014 | 2015 | 2016 | 2017 | 2018 | 2019 | 2020
Energy (GWh) | -0.06946% | 0.05222% | 0.3405% | -0.09894% | -0.2387% | -0.2904% | -0.162% | -0.3315% | 0.1859% | 0.1352% | -0.1175% | 0.2307% | 0.06513% | 0.1872% | Energy (GWh) | -5.089e-06% | 6.926e-06% | -7.423e-07% | -1.046e-06% | 3.081e-06% | -4.184e-06% | 2.862e-07% | 2.342e-06% | -3.271e-06% | -4.239e-08% | 2.718e-06% | 1.507e-06% | 1.617e-07% | -5.246e-06%
Ratcheted Max Demand | 3.107% | 0.2104% | 0.004359% | -0.002702% | -0.007519% | 0.001033% | -0.003414% | 0.00371% | -0.003786% | 0.0002963% | -0.0009808% | 0.005857% | 0.0006801% | -0.0004816% | Ratcheted Max Demand | -1.882e-05% | 1.607e-05% | 2.35e-08% | -3.752e-09% | -3.4e-08% | -4.288e-09% | -8.596e-09% | 1.759e-08% | -2.118e-08% | 4.038e-09% | -2.821e-09% | 2.234e-08% | 1.023e-08% | -9.298e-09%
Customer Numbers | 0.3865% | 0.4596% | 0.4092% | 0.4386% | 0.4296% | 0.1991% | 0.1106% | 0.07321% | 0.1694% | 0.1716% | 0.1702% | 0.04428% | 0.1933% | 0.2604% | Customer Numbers | -2.595e-07% | -8.947e-07% | 5.365e-06% | -2.93e-06% | -4.212e-06% | 1.312e-06% | 5.431e-06% | -7.773e-06% | 7.486e-06% | 3.121e-06% | -5.606e-06% | 8.869e-06% | -1.042e-06% | 5.626e-07%
Circuit Length | -0.04311% | 0.04039% | 0.09267% | 0.8227% | 0.8627% | 0.4038% | 0.2285% | 0.3349% | 0.2552% | 0.1049% | 0.08252% | 0.1165% | 0.1971% | 0.09693% | Circuit Length | 4.838e-06% | 1.656e-07% | 1.466e-05% | 1.052e-05% | -2.546e-05% | 3.73e-06% | -3.531e-06% | 1.968e-05% | -4.942e-06% | -1.216e-05% | 1.045e-06% | -8.052e-06% | 3.573e-05% | -4.182e-06%
CMOS | -5.705% | -0.5851% | -3.56% | -0.5317% | 7.117% | -2.53% | 2.369% | -5.045% | 4.387% | -1.098% | 1.332% | -2.268% | -0.2838% | 0.6087% | CMOS | -3.473e-07% | -4.53e-06% | 7.915e-06% | 7.386e-06% | -7.568e-06% | -9.243e-06% | -1.193e-05% | 1.921e-05% | 8.647e-06% | -9.899e-06% | -5.153e-06% | 2.326e-06% | 1.127e-06% | -1.657e-05%
Opex | -0.113% | -0.2477% | -3.825% | -6.098% | 1.535% | -3.31% | 7.5% | -0.6799% | 5.596% | -2.368% | -9.681% | 3.638% | 4.425% | -1.138% | Opex | 1.19e-05% | 8.288e-06% | -1.395e-06% | 5.747e-06% | -1.287e-05% | 1.374e-05% | -1.475e-06% | -3.502e-07% | -1.813e-05% | 1.979e-06% | 4.347e-06% | -1.839e-05% | 1.874e-05% | 9.124e-06%
O/H Subtransmission Lines | 0.0001098% | 3.454e-05% | -0.003061% | 5.976e-05% | 4.418e-05% | 9.793e-05% | -0.000129% | 0.0001899% | -8.029e-05% | 0.0008258% | 0.0003177% | 0.001983% | 0.00218% | -0.0007653% | O/H Subtransmission Lines | 8.615e-09% | 2.73e-09% | -1.764e-07% | 2.361e-09% | 1.879e-09% | 4.008e-09% | -5.322e-09% | 1.184e-07% | 6.331e-08% | -1.275e-07% | -2.259e-07% | 1.146e-07% | 2.17e-07% | 6.052e-08%
O/H Distribution Lines | 0.009087% | 0.006078% | 0.05465% | -0.5233% | -0.261% | -0.1902% | -0.08699% | -0.148% | -0.1402% | -0.1901% | -0.2934% | -0.5245% | -0.238% | -0.07385% | O/H Distribution Lines | 5.499e-08% | 7.33e-09% | -1.968e-05% | 3.957e-06% | 3.207e-06% | -2.64e-06% | 4.902e-08% | 6.005e-06% | -8.163e-06% | 5.704e-06% | -4.935e-06% | 2.106e-05% | -3.789e-06% | -1.498e-06%
U/G Subtransmission | 0.005982% | 0.0001883% | -0.1431% | -0.00271% | -0.05686% | -0.008944% | -0.0001086% | -0.03181% | -0.001447% | -0.0189% | -0.000977% | 0.006287% | 0.001948% | -0.0111% | U/G Subtransmission | -1.88e-08% | 1.865e-09% | 4.599e-08% | -6.444e-08% | 1.403e-07% | -3.604e-08% | 4.241e-08% | -1.658e-07% | -3.67e-09% | 1.366e-07% | -6.156e-08% | -1.259e-08% | 6.687e-08% | -1.093e-07%
U/G Distribution Cables | -0.007687% | -0.01366% | 0.01706% | -0.4827% | -0.4992% | -0.1636% | -0.08648% | -0.2588% | -0.08844% | -0.09809% | -0.02642% | -0.2133% | -0.1403% | -0.0531% | U/G Distribution Cables | -2.645e-06% | 4.302e-08% | -3.307e-06% | 7.409e-06% | -6.583e-06% | 5.022e-06% | -6.193e-06% | 6.967e-06% | 1.204e-06% | -2.488e-06% | -3.069e-06% | 5.2e-06% | 2.482e-06% | -9.923e-06%
Transformers | -0.7488% | -1.374% | -1.338% | -0.9651% | -1.131% | -0.655% | -0.2135% | -0.5088% | -0.421% | -0.109% | -0.3407% | 0.238% | -0.8564% | -0.3027% | Transformers | 8.208e-06% | 4.895e-06% | -1.76e-05% | 7.615e-06% | -9.732e-06% | 9.19e-07% | -5.73e-06% | 1.793e-05% | -7.326e-06% | -8.5e-06% | 1.281e-05% | -9.254e-06% | 5.425e-06% | -6.477e-06%
TFP Change | -3.178% | -1.452% | -7.951% | -7.444% | 7.75% | -6.544% | 9.656% | -6.592% | 9.938% | -3.469% | -8.877% | 1.275% | 3.367% | -0.4271% | TFP Change
check | -3.178% | -1.452% | -7.951% | -7.444% | 7.75% | -6.544% | 9.656% | -6.592% | 9.938% | -3.469% | -8.877% | 1.275% | 3.367% | -0.4271% | check
check | 4.9101e-10 | -7.8302e-11 | 3.758e-09 | -2.5791e-09 | 2.4625e-09 | 5.1955e-10 | 4.4705e-09 | -9.0427e-10 | 5.2114e-10 | -1.6323e-09 | 1.9347e-09 | -1.1296e-09 | -2.703e-09 | -7.476e-10 | check
12.TND: Contributions to TFP growth | [14 empty] | 12.TND: Contributions to TFP growth | bar: 2007 to 2010
Year | 2007: 2006 to 2020; 2008: 2006 to 2013; 2009: 2013 to 2020; 2010: 2019 to 2020 | Year | 2006 to 2020 | 2006 to 2013 | 2013 to 2020 | 2019 to 2020
Energy (GWh) | 2007: -0.00798%; 2008: -0.0508%; 2009: 0.02414%; 2010: 0.1872% | Energy (GWh) | -1.856e-07% | -1.756e-07% | -1.93e-07% | -5.246e-06%
Ratcheted Max Demand | 2007: 0.2367%; 2008: 0.5521%; 2009: 0.0002352%; 2010: -0.0004816% | Ratcheted Max Demand | -1.968e-07% | -4.613e-07% | 1.538e-09% | -9.298e-09%
Customer Numbers | 2007: 0.2511%; 2008: 0.3871%; 2009: 0.1491%; 2010: 0.2604% | Customer Numbers | 6.736e-07% | -2.697e-07% | 1.381e-06% | 5.626e-07%
Circuit Length | 2007: 0.2568%; 2008: 0.3632%; 2009: 0.1771%; 2010: 0.09693% | Circuit Length | 2.289e-06% | 1.411e-06% | 2.948e-06% | -4.182e-06%
CMOS | 2007: -0.4139%; 2008: -0.9658%; 2009: 0.0001284%; 2010: 0.6087% | CMOS | -1.33e-06% | -1.065e-06% | -1.53e-06% | -1.657e-05%
Opex | 2007: -0.3406%; 2008: -2.01%; 2009: 0.9114%; 2010: -1.138% | Opex | 1.518e-06% | 4.233e-06% | -5.184e-07% | 9.124e-06%
O/H Subtransmission Lines | 2007: 0.0001291%; 2008: -0.0004524%; 2009: 0.0005652%; 2010: -0.0007653% | O/H Subtransmission Lines | 4.158e-09% | -2.614e-08% | 2.688e-08% | 6.052e-08%
O/H Distribution Lines | 2007: -0.1857%; 2008: -0.1508%; 2009: -0.2119%; 2010: -0.07385% | O/H Distribution Lines | -4.725e-08% | -2.516e-06% | 1.804e-06% | -1.498e-06%
U/G Subtransmission | 2007: -0.01869%; 2008: -0.03425%; 2009: -0.007013%; 2010: -0.0111% | U/G Subtransmission | -2.725e-09% | 1.148e-08% | -1.338e-08% | -1.093e-07%
U/G Distribution Cables | 2007: -0.151%; 2008: -0.1916%; 2009: -0.1206%; 2010: -0.0531% | U/G Distribution Cables | -4.202e-07% | -1.036e-08% | -7.276e-07% | -9.923e-06%
Transformers | 2007: -0.6232%; 2008: -1.035%; 2009: -0.3142%; 2010: -0.3027% | Transformers | -4.864e-07% | -9.483e-07% | -1.4e-07% | -6.477e-06%
TFP Change | 2007: -0.9962%; 2008: -3.136%; 2009: 0.6089%; 2010: -0.4271% | TFP Change | 1.816e-06% | 1.837e-07% | 3.04e-06% | -3.427e-05%
13.UED: Output and input growth rates | [14 empty] | 13.UED: Output and input growth rates
Year | 2007 | 2008 | 2009 | 2010 | 2011 | 2012 | 2013 | 2014 | 2015 | 2016 | 2017 | 2018 | 2019 | 2020 | Year | 2007 | 2008 | 2009 | 2010 | 2011 | 2012 | 2013 | 2014 | 2015 | 2016 | 2017 | 2018 | 2019 | 2020
Energy (GWh) | 0.7226% | -0.969% | 1.478% | 1.853% | -1.739% | 1.215% | -3.31% | -2.057% | -1.206% | 5.922% | -2.815% | -2.288% | 0.3438% | -2.514% | Energy (GWh) | -4.039e-05% | 4.627e-05% | 2.75e-05% | 6.544e-06% | -7.134e-05% | -7.903e-06% | 4.125e-05% | -6.622e-06% | 7.402e-06% | -3.478e-05% | 3.595e-05% | 3.533e-06% | -1.535e-06% | -6.105e-06%
Ratcheted Max Demand | 5.398% | 6.885% | 9.179% | 0% | 0% | 0% | 0% | 0.2743% | 0% | 0% | 0% | 0% | 0% | 0% | Ratcheted Max Demand | 1.43e-05% | -5.785e-05% | 6.188e-05% | 0% | 0% | 0% | 0% | -5.362e-05% | 0% | 0% | 0% | 0% | 0% | 0%
Customer Numbers | 0.8972% | 0.9408% | 0.643% | 0.9039% | 1.146% | 1.049% | 1.322% | 0.2946% | 0.9215% | 0.7909% | 1.037% | 1.207% | 1.818% | 0.7889% | Customer Numbers | 1.537e-05% | -3.218e-05% | 6.013e-05% | -4.338e-05% | -4.939e-06% | 2.838e-05% | -2.265e-05% | 2.533e-05% | -4.925e-06% | -6.379e-05% | 2.85e-05% | 1.356e-05% | 1.576e-05% | 4.393e-06%
Circuit Length | 0.7426% | 0.8492% | -0.3599% | 0.849% | 0.6386% | 0.7219% | 0.1333% | -0.08797% | 0.3877% | 0.01744% | 3.561% | 0.2959% | 0.1943% | 0.137% | Circuit Length | 1.486e-05% | -2.345e-05% | 1.118e-05% | 1.347e-05% | -2.951e-05% | 2.751e-06% | -1.338e-05% | 7.057e-05% | -1.421e-05% | -6.813e-05% | 4.238e-05% | -1.551e-05% | 5.588e-06% | 2.238e-05%
CMOS | 19.12% | 4.175% | -1.217% | -7.179% | 8.386% | 26.51% | -5.37% | 6.079% | -15.25% | -18.49% | -23.12% | 8.511% | -4.52% | -25.55% | CMOS | 4.148e-05% | -7.8e-05% | 7.015e-05% | -3.958e-05% | -2.573e-05% | 1.932e-05% | -3.302e-06% | -3.54e-06% | 2.486e-05% | -4.831e-05% | 4.309e-05% | -4.532e-05% | 4.468e-05% | 8.642e-07%
Opex | -5.893% | 0.3844% | 1.703% | 4.33% | 20.32% | 0.6246% | -11.55% | 2.245% | -5.24% | 14.44% | -6.086% | -23.02% | 0.2523% | 4.731% | Opex | 1.119e-06% | 8.273e-06% | -6.101e-06% | 2.413e-05% | -4.557e-06% | -6.947e-06% | -3.204e-05% | 4.369e-06% | 2.871e-05% | -2.852e-06% | -3.264e-05% | 2.211e-05% | 7.5e-06% | -1.418e-05%
O/H Subtransmission Lines | 0.1775% | 3.38% | -0.9403% | 6.494% | 1.584% | 6.279% | -3.12% | 8.447% | 0.1089% | -1.902% | -0.8006% | 0.8304% | 0.04467% | 1.122% | O/H Subtransmission Lines | -2.656e-05% | -6.446e-06% | 6.372e-05% | 3.071e-06% | -1.679e-05% | -3.248e-05% | 4.491e-05% | -5.814e-06% | 1.55e-05% | -1.702e-05% | -1.086e-05% | 1.87e-05% | -3.015e-05% | -3.635e-05%
O/H Distribution Lines | 2.364% | 1.118% | -2.107% | 1.441% | 0.2198% | 1.35% | -0.6269% | -0.7304% | 0.1061% | 0.05852% | 0.1621% | 0.2434% | 0.1289% | 0.09962% | O/H Distribution Lines | -3.314e-05% | 2.795e-05% | -1.475e-05% | 2.701e-05% | -2.827e-05% | 7.876e-06% | 5.013e-05% | -5.78e-06% | 6.642e-06% | 4.779e-06% | -5.654e-05% | 4.675e-05% | -4.094e-05% | -4.178e-05%
U/G Subtransmission | 1.653% | 23.94% | -2.532% | 4.132% | 8.807% | 10.45% | -4.349% | -17.82% | -0.02702% | -56.22% | 65.86% | -15.8% | 4.837% | -3.39% | U/G Subtransmission | -3.435e-05% | 7.992e-06% | 2.705e-05% | -1.213e-06% | 2.804e-05% | -3.833e-05% | -2.24e-05% | 6.857e-06% | 4.429e-05% | -2.005e-05% | 3.675e-05% | -5.831e-05% | 2.938e-05% | -2.8e-06%
U/G Distribution Cables | 4.243% | 4.684% | 0.9985% | 4.476% | 4.315% | 1.654% | 4.157% | 2.199% | 3.121% | 2.696% | 3.339% | 1.532% | 2.003% | 2.13% | U/G Distribution Cables | -7.245e-06% | -1.288e-06% | 1.15e-05% | -4.293e-06% | -2.945e-05% | 3.497e-06% | 1.999e-05% | 5.734e-06% | -1.404e-05% | 3.484e-05% | 1.597e-05% | -4.653e-05% | -1.731e-06% | -9.21e-06%
Transformers | 2.972% | 3.084% | 4.846% | 3.357% | 1.61% | 4.588% | 3.514% | 1.513% | 0.5957% | 1.177% | 2.052% | 2.23% | 1.34% | 0.7726% | Transformers | 2.288e-06% | 4.457e-05% | -6.236e-06% | -1.893e-05% | -2.46e-05% | -2.039e-05% | 1.069e-05% | 1.178e-05% | -3.171e-05% | 6.361e-05% | -9.852e-06% | -1.952e-05% | 2.847e-05% | -6.965e-06%
13.UED: Output and input contributions | [14 empty] | 13.UED: Output and input contributions
Year | 2007 | 2008 | 2009 | 2010 | 2011 | 2012 | 2013 | 2014 | 2015 | 2016 | 2017 | 2018 | 2019 | 2020 | Year | 2007 | 2008 | 2009 | 2010 | 2011 | 2012 | 2013 | 2014 | 2015 | 2016 | 2017 | 2018 | 2019 | 2020
Energy (GWh) | 0.06788% | -0.09046% | 0.1385% | 0.1729% | -0.1621% | 0.1175% | -0.3139% | -0.1943% | -0.1098% | 0.5513% | -0.2614% | -0.2108% | 0.03216% | -0.2273% | Energy (GWh) | 5.076e-06% | -6.744e-06% | 7.338e-06% | -6.353e-06% | -9.893e-07% | 3.999e-06% | 1.325e-06% | -4.345e-06% | 1.468e-06% | 1.371e-06% | 2.382e-06% | -2.028e-06% | -4.068e-06% | 3.723e-06%
Ratcheted Max Demand | 1.939% | 2.527% | 3.38% | -0.002258% | 0.003264% | 0.01314% | -0.007669% | 0.1042% | -0.01557% | -0.003259% | -0.01208% | 0.001326% | -0.002842% | -0.01008% | Ratcheted Max Demand | 7.151e-06% | 7.828e-07% | -1.218e-05% | -4.207e-08% | 1.265e-09% | -6.642e-08% | 3.495e-08% | 1.091e-05% | -3.208e-08% | -2.151e-08% | -2.964e-08% | 6.777e-09% | -3.704e-08% | 1.914e-08%
Customer Numbers | 0.1721% | 0.1882% | 0.1286% | 0.1841% | 0.2301% | 0.2101% | 0.2703% | 0.06022% | 0.1836% | 0.1578% | 0.2011% | 0.2408% | 0.3584% | 0.1442% | Customer Numbers | 7.525e-06% | -1.826e-06% | 7.847e-06% | -1.069e-05% | 1.058e-06% | 4.094e-06% | -7.236e-06% | 1.577e-05% | -2.412e-06% | -1.084e-05% | 3.417e-06% | 1.036e-05% | -2.722e-06% | -1.771e-06%
Circuit Length | 0.3054% | 0.3603% | -0.1552% | 0.3644% | 0.2709% | 0.3067% | 0.05855% | -0.03812% | 0.1669% | 0.007381% | 1.495% | 0.126% | 0.0775% | 0.04231% | Circuit Length | -9.264e-06% | -2.101e-05% | 2.089e-05% | 1.216e-05% | -3.066e-05% | 3.475e-06% | 1.041e-06% | 1.532e-05% | 6.822e-06% | 5.458e-06% | -3.528e-05% | 4.943e-06% | 3.706e-06% | 2.197e-05%
CMOS | -1.564% | -0.379% | 0.1025% | 0.6532% | -0.7696% | -2.88% | 0.7721% | -0.6706% | 1.781% | 1.594% | 1.665% | -0.5976% | 0.281% | 1.398% | CMOS | 8.526e-06% | 5.38e-06% | -4.793e-06% | 4.941e-06% | -7.154e-06% | -6.81e-06% | -1.024e-06% | 5.725e-06% | 1.86e-06% | -6.468e-06% | 5.162e-06% | 1.75e-06% | 2.203e-06% | 8.762e-07%
Opex | 2.343% | -0.4859% | -0.2848% | -1.901% | -8.124% | -0.2545% | 4.842% | -0.8703% | 2.044% | -5.485% | 2.324% | 8.484% | -0.07672% | -1.592% | Opex | 1.297e-05% | -3.861e-06% | -2.758e-06% | 6.449e-06% | -9.551e-06% | -7.287e-07% | 2.989e-05% | -3.617e-05% | 3.246e-06% | 6.596e-06% | 2.03e-05% | 3.355e-06% | -6.96e-06% | 2.149e-06%
O/H Subtransmission Lines | -0.005159% | -0.1187% | 0.01463% | -0.3672% | -0.09393% | -0.4881% | 0.2341% | -0.6454% | 0.0007909% | 0.17% | 0.03373% | -0.09656% | 0.0001738% | -0.07054% | O/H Subtransmission Lines | -3.411e-06% | -3.925e-08% | -1.203e-06% | 1.621e-06% | -5.173e-08% | -7.285e-07% | -1.874e-06% | 4.183e-06% | 1.506e-06% | 3.431e-07% | -6.106e-06% | 3.659e-06% | 2.653e-06% | -1.627e-06%
O/H Distribution Lines | -0.47% | -0.2293% | 0.4356% | -0.2895% | -0.05021% | -0.2862% | 0.129% | 0.1589% | -0.02317% | -0.01086% | -0.03888% | -0.05222% | -0.02728% | -0.01674% | O/H Distribution Lines | 8.601e-06% | -8.286e-06% | 1.321e-05% | 4.139e-06% | -1.733e-05% | 7.646e-06% | 1.116e-05% | -1.3e-05% | 7.836e-06% | -5.781e-06% | 4.122e-06% | -9.846e-06% | 3.274e-06% | 1.145e-05%
U/G Subtransmission | -0.02411% | -0.3913% | 0.04843% | -0.08637% | -0.2019% | -0.1878% | 0.07137% | 0.3723% | 0.001492% | 1.076% | -1.27% | 0.3215% | -0.1034% | 0.07134% | U/G Subtransmission | 3.689e-07% | -2.194e-07% | -2.467e-07% | 3.904e-07% | 1.191e-07% | -2.598e-08% | -8.757e-07% | 2.321e-07% | 2.72e-07% | 6.491e-07% | -5.638e-07% | 5.286e-07% | -3.409e-08% | 2.856e-07%
U/G Distribution Cables | -0.3877% | -0.2999% | -0.1638% | -0.3132% | -0.4579% | -0.1765% | -0.3998% | -0.2133% | -0.3082% | -0.2203% | -0.3972% | -0.1311% | -0.187% | -0.1581% | U/G Distribution Cables | -1.118e-06% | -3.954e-06% | 1.357e-07% | -2.637e-06% | 5.867e-06% | -5.625e-06% | 8.927e-06% | -2.25e-06% | -6.959e-06% | 3.724e-06% | 4.857e-06% | -4.765e-06% | 2.587e-06% | -1.119e-07%
Transformers | -0.744% | -0.821% | -1.296% | -0.8216% | -0.5133% | -0.7731% | -0.7065% | -0.3176% | -0.1712% | -0.3755% | -0.2391% | -0.6348% | -0.3139% | -0.1178% | Transformers | 1.739e-05% | -2.149e-05% | 1.976e-05% | -1.187e-05% | 6.741e-07% | -5.028e-06% | 3.72e-06% | 5.014e-06% | -3.997e-07% | -9.336e-06% | 1.776e-05% | -1.822e-05% | 1.106e-05% | -6.798e-06%
TFP Change | 1.631% | 0.2596% | 2.349% | -2.407% | -9.869% | -4.398% | 4.95% | -2.254% | 3.55% | -2.538% | 3.499% | 7.451% | 0.03825% | -0.537% | TFP Change
check | 1.631% | 0.2596% | 2.349% | -2.407% | -9.869% | -4.398% | 4.95% | -2.254% | 3.55% | -2.538% | 3.499% | 7.451% | 0.03825% | -0.537% | check
check | -5.2751e-10 | 5.2387e-10 | 2.6048e-09 | 4.7476e-10 | 3.2742e-11 | 5.2387e-10 | -5.5297e-10 | 0 | -2.7412e-09 | -1.135e-09 | 8.0036e-11 | -3.0641e-09 | 3.3197e-11 | -4.7294e-10 | check
13.UED: Contributions to TFP growth | [14 empty] | 13.UED: Contributions to TFP growth | bar: 2007 to 2010
Year | 2007: 2006 to 2020; 2008: 2006 to 2013; 2009: 2013 to 2020; 2010: 2019 to 2020 | Year | 2006 to 2020 | 2006 to 2013 | 2013 to 2020 | 2019 to 2020
Energy (GWh) | 2007: -0.03498%; 2008: 0.04071%; 2009: -0.09174%; 2010: -0.2273% | Energy (GWh) | 1.539e-07% | 3.877e-07% | -2.15e-08% | 3.723e-06%
Ratcheted Max Demand | 2007: 0.5652%; 2008: 1.31%; 2009: 0.00675%; 2010: -0.01008% | Ratcheted Max Demand | 4.642e-07% | -7.248e-07% | 1.356e-06% | 1.914e-08%
Customer Numbers | 2007: 0.195%; 2008: 0.1855%; 2009: 0.202%; 2010: 0.1442% | Customer Numbers | 8.978e-07% | 1.334e-06% | 5.707e-07% | -1.771e-06%
Circuit Length | 2007: 0.242%; 2008: 0.2421%; 2009: 0.2419%; 2010: 0.04231% | Circuit Length | -3.154e-08% | -4.068e-06% | 2.996e-06% | 2.197e-05%
CMOS | 2007: 0.09899%; 2008: -0.8062%; 2009: 0.7778%; 2010: 1.398% | CMOS | 7.269e-07% | 1.514e-08% | 1.261e-06% | 8.762e-07%
Opex | 2007: 0.06878%; 2008: -1.451%; 2009: 1.209%; 2010: -1.592% | Opex | 1.78e-06% | 4.195e-07% | 2.8e-06% | 2.149e-06%
O/H Subtransmission Lines | 2007: -0.1023%; 2008: -0.1764%; 2009: -0.04673%; 2010: -0.07054% | O/H Subtransmission Lines | -7.679e-08% | -6.353e-07% | 3.421e-07% | -1.627e-06%
O/H Distribution Lines | 2007: -0.05506%; 2008: -0.1483%; 2009: 0.01484%; 2010: -0.01674% | O/H Distribution Lines | 1.227e-06% | 1.329e-06% | 1.151e-06% | 1.145e-05%
U/G Subtransmission | 2007: -0.02161%; 2008: -0.1405%; 2009: 0.06757%; 2010: 0.07134% | U/G Subtransmission | 6.287e-08% | 6.44e-08% | 6.172e-08% | 2.856e-07%
U/G Distribution Cables | 2007: -0.2724%; 2008: -0.2999%; 2009: -0.2519%; 2010: -0.1581% | U/G Distribution Cables | -9.447e-08% | -1.222e-06% | 7.51e-07% | -1.119e-07%
Transformers | 2007: -0.5604%; 2008: -0.8281%; 2009: -0.3595%; 2010: -0.1178% | Transformers | 1.592e-07% | -9.441e-08% | 3.493e-07% | -6.798e-06%
TFP Change | 2007: 0.1232%; 2008: -2.072%; 2009: 1.77%; 2010: -0.537% | TFP Change | 5.269e-06% | -3.195e-06% | 1.162e-05% | 3.016e-05%
41.ACT: Output and input growth rates | [14 empty] | 41.ACT: Output and input growth rates
Year | 2007 | 2008 | 2009 | 2010 | 2011 | 2012 | 2013 | 2014 | 2015 | 2016 | 2017 | 2018 | 2019 | 2020 | Year | 2007 | 2008 | 2009 | 2010 | 2011 | 2012 | 2013 | 2014 | 2015 | 2016 | 2017 | 2018 | 2019 | 2020
Energy (GWh) | 2.243% | 0.9338% | 0.8956% | 0.8155% | 0.4632% | -0.6465% | 0.4412% | -2.587% | 0.9247% | 0.6996% | 1.309% | -2.151% | 1.194% | -1.091% | Energy (GWh) | -3.658e-05% | 5.685e-05% | 8.497e-06% | -3.576e-05% | 3.412e-05% | -1.107e-05% | 1.292e-05% | 1.753e-05% | -3.16e-05% | -1.918e-05% | 1.649e-05% | 6.175e-06% | -2.47e-05% | 3.759e-05%
Ratcheted Max Demand | 0% | 0% | 0% | 0% | 0% | 10.76% | 0% | 0% | 3.128% | 0% | 0% | 0% | 0% | 0% | Ratcheted Max Demand | 0% | 0% | 0% | 0% | 0% | -2.281e-05% | 0% | 0% | 2.833e-05% | 0% | 0% | 0% | 0% | 0%
Customer Numbers | 1.19% | 1.331% | 1.65% | 2.336% | 2.419% | 2.484% | 2.322% | 0.8175% | 1.742% | 1.696% | 3.465% | 3.113% | 2.805% | 1.988% | Customer Numbers | 3.308e-05% | -1.09e-06% | -1.419e-05% | -3.279e-05% | -2.165e-05% | 7.569e-05% | -1.269e-05% | -1.182e-05% | -1.877e-05% | 3.207e-05% | 1.116e-05% | -4.805e-05% | 4.023e-06% | 4.393e-06%
Circuit Length | 0.7616% | 1.185% | 1.529% | 1.5% | 2.103% | 2.335% | 1.226% | 0.9432% | 0.9964% | 0.7462% | 0.4027% | 0.9555% | 0.9419% | 3.169% | Circuit Length | -1.153e-05% | 1.798e-05% | 1.499e-05% | -2.801e-05% | 4.681e-05% | -4.067e-05% | 4.472e-05% | -1.86e-05% | 2.111e-05% | -5.958e-05% | -7.685e-06% | 5.586e-05% | -2.055e-05% | 1.782e-05%
CMOS | 24.75% | -53.51% | 17.18% | -12.41% | 63.87% | -35.89% | -10.11% | -6.01% | 22.14% | 8.249% | 15.29% | -19.84% | 13.5% | 1.609% | CMOS | 8.098e-06% | 4.619e-07% | -3.723e-06% | -1.549e-06% | -2.057e-05% | 3.421e-05% | -1.309e-05% | 9.357e-06% | -9.371e-06% | 3.046e-05% | -1.602e-05% | -3.556e-05% | 5.786e-05% | -5.32e-05%
Opex | -0.3888% | 6.349% | 1.923% | 12.04% | 10.79% | 6.678% | 9.065% | 12.38% | -7.037% | -61.25% | 12.66% | 15.27% | -3.892% | -5.177% | Opex | -7.771e-06% | -7.997e-06% | 3.822e-05% | -8.918e-06% | 5.358e-07% | -1.657e-05% | 1.449e-05% | -4.09e-05% | 3.356e-06% | 2.426e-05% | -3.374e-05% | 1.739e-05% | 2.068e-05% | 8.979e-06%
O/H Subtransmission Lines | 0% | 0% | 0% | 0% | 0% | 10.69% | 0% | 0.01763% | -8.233e-05% | 0.008468% | -3.456% | 0.09402% | -0.000225% | -0.0009244% | O/H Subtransmission Lines | 0% | 0% | 0% | 0% | 0% | -4.519e-05% | 0% | 2.064e-05% | 7.516e-06% | 2.273e-05% | -2.444e-05% | 4.819e-05% | -3.919e-05% | 4.745e-06%
O/H Distribution Lines | -0.3692% | -0.5447% | -0.2852% | 0.0651% | 0.2201% | -1.395% | -0.6376% | -1.087% | -2.557% | 1.128% | 1.447% | 0.6581% | 0.1469% | 0.3442% | O/H Distribution Lines | -3.399e-06% | 7.093e-06% | 3.494e-06% | -2.936e-06% | -5.516e-07% | -3.316e-06% | -3.617e-06% | 5.863e-06% | 1.504e-06% | -7.524e-06% | 1.101e-05% | -5.607e-06% | 1.894e-06% | -7.667e-06%
U/G Subtransmission | 0% | 0% | 0% | 0% | 0% | 0% | 0% | 135% | 0.3665% | 0.0688% | 0.8765% | 0.399% | 0% | 1.269% | U/G Subtransmission | 0% | 0% | 0% | 0% | 0% | 0% | 0% | -5.981e-07% | 2.29e-06% | 1.485e-05% | -9.154e-06% | -8.663e-06% | 0% | 1.823e-05%
U/G Distribution Cables | 1.711% | 2.578% | 2.878% | 2.864% | 3.043% | 4.448% | 2.992% | 2.724% | 1.629% | 1.256% | 1.145% | 1.141% | 1.492% | 3.058% | U/G Distribution Cables | -1.12e-05% | 3.167e-06% | -6.79e-06% | -5.34e-06% | -8.195e-06% | 2.207e-05% | -4.974e-06% | 3.032e-05% | -1.699e-05% | 3.821e-05% | -5.403e-05% | 5.031e-05% | -1.84e-05% | -3.761e-05%
Transformers | 2.288% | 2.047% | 2.686% | 1.681% | 2.661% | 0.6471% | 1.957% | 2.825% | 1.414% | 0.8876% | 0.5134% | 1.21% | 3.269% | 1.41% | Transformers | 4.84e-05% | -9.446e-05% | 7.141e-05% | -1.708e-05% | -4.603e-05% | 6.474e-05% | -4.082e-06% | 8.386e-06% | -2.692e-06% | -6.104e-05% | 5.515e-06% | 2.336e-05% | 1.057e-06% | -1.12e-05%
41.ACT: Output and input contributions | [14 empty] | 41.ACT: Output and input contributions
Year | 2007 | 2008 | 2009 | 2010 | 2011 | 2012 | 2013 | 2014 | 2015 | 2016 | 2017 | 2018 | 2019 | 2020 | Year | 2007 | 2008 | 2009 | 2010 | 2011 | 2012 | 2013 | 2014 | 2015 | 2016 | 2017 | 2018 | 2019 | 2020
Energy (GWh) | 0.1991% | 0.08421% | 0.07937% | 0.072% | 0.04213% | -0.0582% | 0.0388% | -0.2285% | 0.08149% | 0.06228% | 0.117% | -0.192% | 0.1064% | -0.09733% | Energy (GWh) | 1.154e-06% | -4.639e-07% | -3.072e-07% | 8.204e-08% | -9.043e-07% | 2.577e-06% | -1.286e-06% | -4.024e-07% | -7.346e-07% | 2.805e-06% | -6.119e-07% | -9.648e-07% | 5.678e-07% | -1.483e-06%
Ratcheted Max Demand | -0.01428% | 0.02988% | -0.004925% | 0.009488% | -0.02259% | 3.767% | -0.00239% | -0.000778% | 1.099% | 0.009557% | 0.003909% | -0.007422% | 0.005142% | 0.0002949% | Ratcheted Max Demand | -6.968e-08% | -6.007e-08% | 2.402e-08% | -1.013e-07% | 8.692e-08% | -1.02e-05% | -3.346e-08% | 6.623e-08% | 1.097e-05% | 1.628e-07% | -1.557e-07% | 7.134e-08% | -3.865e-08% | 8.096e-08%
Customer Numbers | 0.2165% | 0.2803% | 0.3123% | 0.4521% | 0.4545% | 0.4806% | 0.4437% | 0.1557% | 0.3352% | 0.329% | 0.6697% | 0.5929% | 0.5455% | 0.3834% | Customer Numbers | -7.056e-06% | -2.365e-06% | 4.849e-06% | 8.868e-06% | -9.551e-06% | 1.086e-06% | -5.512e-06% | -2.059e-06% | 6.478e-06% | 2.32e-06% | -1.565e-06% | -6.783e-06% | 2.047e-06% | 2.442e-06%
Circuit Length | 0.2913% | 0.5167% | 0.6134% | 0.6132% | 0.8408% | 0.9491% | 0.4941% | 0.3794% | 0.4088% | 0.3095% | 0.1671% | 0.3818% | 0.3887% | 1.291% | Circuit Length | 1.294e-05% | -7.006e-06% | 1.972e-05% | -3.565e-05% | 3.031e-05% | -1.295e-05% | 4.677e-06% | -1.783e-05% | 6.408e-06% | 2.971e-06% | -1.265e-05% | 2.7e-05% | -2.96e-06% | -6.161e-06%
CMOS | -1.038% | 1.916% | -0.5159% | 0.3068% | -2.221% | 1.376% | 0.2916% | 0.1635% | -0.6537% | -0.3343% | -0.6493% | 0.8381% | -0.5558% | -0.06751% | CMOS | -2.621e-06% | 1.029e-06% | 1.513e-07% | 9.214e-07% | 3.18e-07% | -1.584e-06% | 7.675e-07% | -1.676e-06% | 1.839e-06% | -1.688e-06% | 2.599e-07% | -8.116e-07% | 1.628e-06% | 9.849e-07%
Opex | 0.4674% | -2.801% | -0.5489% | -4.839% | -4.3% | -2.802% | -3.701% | -6.344% | 3.808% | 23.35% | -4.126% | -5.337% | 1.458% | 1.899% | Opex | -6.395e-06% | 1.026e-05% | 1.815e-06% | 1.644e-05% | -5.08e-06% | -2.408e-05% | 1.096e-05% | 7.832e-06% | -1.948e-05% | 8.116e-06% | 1.725e-05% | -1.048e-05% | 3.55e-07% | 1.523e-05%
O/H Subtransmission Lines | -0.007449% | 0.0009579% | -0.009926% | 0.001254% | 0.005533% | -0.3617% | -0.003518% | 0.01266% | -0.001915% | -0.01761% | 0.1242% | -0.001823% | -0.001154% | 0.001345% | O/H Subtransmission Lines | -2.83e-08% | 2.2e-09% | -3.14e-08% | 9.927e-09% | 2.506e-08% | -4.679e-07% | 8.648e-09% | -4.045e-07% | 3.034e-07% | -6.193e-07% | -1.256e-06% | -1.484e-07% | 1.989e-06% | -2.135e-06%
O/H Distribution Lines | 0.05124% | 0.056% | 0.03937% | -0.01709% | -0.02034% | 0.1773% | 0.0778% | 0.118% | 0.2923% | -0.08115% | -0.1886% | -0.08978% | -0.01686% | -0.04327% | O/H Distribution Lines | 2.519e-06% | -5.817e-06% | 1.076e-06% | 8.046e-06% | -9.117e-06% | 7.208e-06% | -8.445e-06% | 7.859e-06% | -4.566e-06% | -2.971e-06% | 4.138e-06% | -1.451e-06% | -1.593e-06% | 1.596e-07%
U/G Subtransmission | -0.002439% | 0.0009238% | -0.002788% | 0.001062% | -0.00273% | -0.00221% | -0.001215% | -0.06693% | 0.0002728% | -0.003863% | 0.0007422% | 0.001059% | -0.00242% | -0.005488% | U/G Subtransmission | 3.926e-10% | 2.649e-10% | -8.032e-10% | 1.238e-09% | 3.267e-10% | -5.397e-10% | -2.35e-10% | -2.076e-08% | 1.304e-08% | -4.285e-09% | -6.817e-09% | 9.571e-09% | -1.787e-09% | -1.077e-09%
U/G Distribution Cables | -0.4586% | -0.4022% | -0.6721% | -0.4746% | -0.6574% | -0.8526% | -0.5425% | -0.4084% | -0.2831% | -0.4003% | -0.2019% | -0.11% | -0.3029% | -0.5425% | U/G Distribution Cables | -3.747e-06% | 7.615e-06% | -1.361e-05% | 4.666e-06% | 8.329e-06% | -3.614e-06% | 3.054e-06% | 2.885e-06% | -7.109e-06% | 9.69e-06% | -4.456e-06% | -3.263e-06% | 1.791e-06% | -7.494e-06%
Transformers | -0.6305% | -0.4665% | -0.6981% | -0.418% | -0.6532% | -0.1575% | -0.4959% | -0.705% | -0.4367% | -0.4309% | -0.1038% | -0.2749% | -0.9119% | -0.4899% | Transformers | 1.937e-06% | -3.553e-06% | 1.361e-05% | -1.083e-05% | 3.585e-06% | -1.758e-06% | 9.68e-06% | -9.014e-06% | 7.414e-06% | -1.108e-05% | 1.258e-05% | -9.318e-06% | 5.226e-06% | -8.158e-06%
TFP Change | -0.9255% | -0.7844% | -1.408% | -4.293% | -6.534% | 2.516% | -3.4% | -6.925% | 4.65% | 22.79% | -4.187% | -4.199% | 0.7129% | 2.329% | TFP Change
check | -0.9255% | -0.7844% | -1.408% | -4.293% | -6.534% | 2.516% | -3.4% | -6.925% | 4.65% | 22.79% | -4.187% | -4.199% | 0.7129% | 2.329% | check
check | 6.5484e-11 | 9.7316e-11 | -6.512e-10 | -9.8589e-10 | -1.2878e-09 | 1.5625e-09 | -8.6311e-10 | -4.0245e-09 | -5.2751e-11 | 1.0383e-08 | 2.0132e-09 | 2.2428e-09 | -2.3556e-10 | -7.8467e-10 | check
41.ACT: Contributions to TFP growth | [14 empty] | 41.ACT: Contributions to TFP growth | bar: 2007 to 2010
Year | 2007: 2006 to 2020; 2008: 2006 to 2013; 2009: 2013 to 2020; 2010: 2019 to 2020 | Year | 2006 to 2020 | 2006 to 2013 | 2013 to 2020 | 2019 to 2020
Energy (GWh) | 2007: 0.02192%; 2008: 0.06977%; 2009: -0.01398%; 2010: -0.09733% | Energy (GWh) | 1.976e-09% | 3.562e-07% | -2.637e-07% | -1.483e-06%
Ratcheted Max Demand | 2007: 0.348%; 2008: 0.6274%; 2009: 0.1384%; 2010: 0.0002949% | Ratcheted Max Demand | 5.713e-08% | -1.72e-06% | 1.39e-06% | 8.096e-08%
Customer Numbers | 2007: 0.4037%; 2008: 0.366%; 2009: 0.4319%; 2010: 0.3834% | Customer Numbers | -4.859e-07% | -6.95e-07% | -3.29e-07% | 2.442e-06%
Circuit Length | 2007: 0.5461%; 2008: 0.6374%; 2009: 0.4775%; 2010: 1.291% | Circuit Length | 6.302e-07% | 1.228e-06% | 1.818e-07% | -6.161e-06%
CMOS | 2007: -0.08169%; 2008: -0.02938%; 2009: -0.1209%; 2010: -0.06751% | CMOS | -3.438e-08% | -2.975e-07% | 1.63e-07% | 9.849e-07%
Opex | 2007: -0.2725%; 2008: -2.47%; 2009: 1.376%; 2010: 1.899% | Opex | 1.624e-06% | -1.175e-06% | 3.723e-06% | 1.523e-05%
O/H Subtransmission Lines | 2007: -0.01851%; 2008: -0.06189%; 2009: 0.01403%; 2010: 0.001345% | O/H Subtransmission Lines | -1.966e-07% | -8.174e-08% | -2.827e-07% | -2.135e-06%
O/H Distribution Lines | 2007: 0.02535%; 2008: 0.04775%; 2009: 0.008552%; 2010: -0.04327% | O/H Distribution Lines | -2.111e-07% | 6.526e-07% | -8.588e-07% | 1.596e-07%
U/G Subtransmission | 2007: -0.006145%; 2008: -0.001364%; 2009: -0.009731%; 2010: -0.005488% | U/G Subtransmission | -8.191e-10% | 1.466e-10% | -1.543e-09% | -1.077e-09%
U/G Distribution Cables | 2007: -0.4507%; 2008: -0.5863%; 2009: -0.349%; 2010: -0.5425% | U/G Distribution Cables | -3.757e-07% | -5.975e-08% | -6.127e-07% | -7.494e-06%
Transformers | 2007: -0.4909%; 2008: -0.5039%; 2009: -0.4811%; 2010: -0.4899% | Transformers | 2.36e-08% | 4.997e-07% | -3.335e-07% | -8.158e-06%
TFP Change | 2007: 0.02454%; 2008: -1.905%; 2009: 1.472%; 2010: 2.329% | TFP Change | 1.033e-06% | -1.293e-06% | 2.776e-06% | -6.537e-06%
42.NSW: Output and input growth rates | [14 empty] | 42.NSW: Output and input growth rates
Year | 2007 | 2008 | 2009 | 2010 | 2011 | 2012 | 2013 | 2014 | 2015 | 2016 | 2017 | 2018 | 2019 | 2020 | Year | 2007 | 2008 | 2009 | 2010 | 2011 | 2012 | 2013 | 2014 | 2015 | 2016 | 2017 | 2018 | 2019 | 2020
Energy (GWh) | 1.036% | 1.336% | -0.7428% | -0.344% | -0.05597% | -3.926% | -5.474% | -2.671% | 1.563% | 1.009% | 0.3608% | -0.3921% | 0.6468% | -1.87% | Energy (GWh) | 1.548e-05% | -5.554e-05% | 2.434e-06% | 2.119e-05% | 2.452e-05% | -3.868e-06% | -4.947e-06% | 1.933e-06% | -6.874e-06% | 1.078e-05% | -4.001e-06% | -8.673e-06% | 4.418e-06% | 7.293e-06%
Ratcheted Max Demand | 0.9055% | 1.357% | 2.503% | 0.006786% | 2.591% | 0% | 0% | 2.8% | 0% | 0% | 1.321% | 0% | 0.4541% | 0% | Ratcheted Max Demand | 4.787e-05% | -9.253e-05% | 7.338e-05% | 1.65e-05% | -4.383e-05% | 0% | 0% | 1.541e-06% | 0% | 0% | 3.719e-05% | 0% | -5.855e-05% | 0%
Customer Numbers | 0.9891% | 0.9964% | 0.84% | 0.6626% | 0.9046% | 0.7625% | 1.032% | 1.366% | 1.354% | 1.232% | 1.331% | 1.544% | 1.405% | 1.262% | Customer Numbers | -1.619e-05% | -2.011e-05% | -7.386e-06% | 8.062e-05% | 5.847e-06% | -3.828e-05% | 2.667e-05% | -5.112e-05% | 8.479e-06% | 1.256e-05% | 4.169e-05% | -7.485e-06% | -5.725e-05% | -1.487e-05%
Circuit Length | -3.598% | -1.081% | 0.9398% | 0.5373% | 1.077% | 0.3679% | 0.4075% | 0.3066% | 0.3296% | 0.3944% | 0.3226% | 0.3154% | 0.4539% | 0.3203% | Circuit Length | -3.029e-06% | -5.791e-06% | 3.068e-06% | 4.672e-06% | 1.146e-06% | -5.546e-06% | -4.757e-06% | 1.319e-05% | -5.245e-06% | 6.408e-06% | 9.121e-06% | 1.043e-05% | -1.045e-05% | 9.453e-06%
CMOS | -14.39% | 5.927% | 11.01% | -26.63% | 10.48% | 3.404% | -2.269% | -11.56% | 10.52% | 0.4863% | 4.142% | -8.529% | 10.84% | 11.49% | CMOS | 8.696e-06% | -3.505e-06% | -4.734e-05% | 3.861e-05% | 9.983e-06% | -8.836e-06% | 8.127e-06% | -3.099e-06% | 7.59e-06% | -6.883e-06% | 8.729e-06% | -1.2e-05% | -1.772e-06% | -3.231e-05%
Opex | -0.3882% | 25.55% | -8.636% | 7.27% | -1.188% | 11.96% | -16.25% | 5.523% | 7.462% | -10.62% | -7.901% | -7.817% | 0.433% | -8.71% | Opex | 1.897e-06% | -3.061e-05% | -6.345e-06% | 5.76e-05% | 8.486e-06% | -5.363e-05% | 4.568e-05% | -2.014e-05% | -6.911e-06% | 2.013e-06% | -4.506e-05% | 5.332e-05% | -5.053e-05% | 3.305e-05%
O/H Subtransmission Lines | -0.107% | 1.44% | 2.839% | 3.316% | 2.503% | 1.094% | 4.729% | -0.1979% | 3.931% | 1.769% | 0.672% | -2.798% | 0.2427% | -0.2317% | O/H Subtransmission Lines | -1.173e-06% | -1.081e-05% | -9.255e-06% | 4.592e-05% | -4.451e-05% | 4.448e-05% | -2.596e-05% | 3.82e-05% | -4.697e-05% | 1.103e-05% | -4.682e-06% | 6.024e-06% | -4.177e-05% | 7.675e-05%
O/H Distribution Lines | 5.342% | 4.466% | 4.257% | 3.359% | 3.82% | 2.17% | 2.489% | -0.8769% | 0.6099% | 1.207% | 0.2093% | 1.144% | 0.5372% | 0.9486% | O/H Distribution Lines | -3.476e-05% | -2.46e-06% | 7.546e-05% | -7.239e-05% | 3.046e-05% | 6.499e-06% | -3.001e-05% | 2.501e-05% | 1.118e-05% | 2.865e-05% | -6.694e-05% | 6.428e-05% | -5.071e-05% | 1.81e-05%
U/G Subtransmission | 0.8523% | -1.421% | -0.9947% | 2.698% | 2.52% | 4.451% | 4.421% | 6.401% | -5.513% | 4.156% | 2.874% | -2.536% | -1.094% | 3.867% | U/G Subtransmission | 3.139e-05% | -3.81e-05% | 1.429e-05% | 9.37e-06% | -9.157e-06% | -5.088e-06% | 3.222e-05% | -5.481e-05% | -1.227e-05% | -6.012e-06% | 7.596e-06% | 5.078e-05% | -5.216e-05% | 7.461e-06%
U/G Distribution Cables | 6.287% | -1.541% | 4.204% | 3.835% | 5.246% | 4.649% | 3.817% | 3.499% | 2.411% | 2.043% | 2.49% | 2.153% | 2.075% | 2.06% | U/G Distribution Cables | 6.997e-06% | -9.033e-06% | 4.703e-06% | 2.893e-05% | -3.199e-05% | 2.367e-05% | -2.556e-05% | -3.318e-05% | 5.983e-05% | -3.67e-05% | 3.258e-05% | -4.376e-05% | 1.469e-05% | 6.603e-06%
Transformers | 5.539% | 4.391% | 3.815% | 4.453% | 1.547% | 3.128% | 2.785% | 2.663% | 1.248% | 1.517% | -1.503% | 1.27% | 1.117% | 1.193% | Transformers | 3.942e-06% | 7.091e-06% | -2.245e-05% | 5.23e-05% | -1.672e-05% | -1.622e-05% | -1.681e-05% | -1.602e-05% | -3.128e-06% | 3.183e-05% | 2.715e-05% | 7.339e-07% | -2.485e-05% | -5.706e-06%
42.NSW: Output and input contributions | [14 empty] | 42.NSW: Output and input contributions
Year | 2007 | 2008 | 2009 | 2010 | 2011 | 2012 | 2013 | 2014 | 2015 | 2016 | 2017 | 2018 | 2019 | 2020 | Year | 2007 | 2008 | 2009 | 2010 | 2011 | 2012 | 2013 | 2014 | 2015 | 2016 | 2017 | 2018 | 2019 | 2020
Energy (GWh) | 0.09797% | 0.1341% | -0.07231% | -0.0509% | -0.006903% | -0.3832% | -0.5261% | -0.254% | 0.1464% | 0.09064% | 0.03555% | -0.03709% | 0.06094% | -0.1896% | Energy (GWh) | 3.58e-06% | -5.487e-06% | 6.483e-06% | -5.469e-06% | -1.021e-06% | 8.052e-06% | -5.531e-07% | -8.451e-06% | 2.18e-06% | 4.984e-06% | -4.206e-06% | -6.279e-07% | 5.435e-06% | -5.762e-06%
Ratcheted Max Demand | 0.3955% | 0.5333% | 0.9825% | 0.03355% | 0.9953% | 0.0003011% | 0.0003459% | 1.053% | 0.006421% | 0.01723% | 0.5071% | -0.004872% | 0.185% | 0.02117% | Ratcheted Max Demand | -7.09e-06% | 1.554e-05% | -2.403e-05% | -5.759e-06% | 2.295e-05% | -3.363e-08% | -4.389e-08% | -1.218e-05% | -7.85e-08% | -1.353e-07% | 7.412e-06% | -8.591e-09% | 1.149e-05% | 1.74e-07%
Customer Numbers | 0.2339% | 0.2146% | 0.1784% | 0.1663% | 0.1921% | 0.163% | 0.2168% | 0.2823% | 0.2817% | 0.2666% | 0.2802% | 0.3217% | 0.3054% | 0.2895% | Customer Numbers | -4.476e-06% | 1.091e-05% | -8.317e-06% | -3.996e-06% | 2.589e-06% | -1.915e-06% | 1.183e-05% | -9.176e-06% | -2.977e-06% | 1.413e-05% | -2.871e-06% | 1.091e-08% | -1.021e-05% | 9.77e-06%
Circuit Length | -1.651% | -0.4944% | 0.4256% | 0.2708% | 0.4806% | 0.1646% | 0.1797% | 0.1336% | 0.1454% | 0.1807% | 0.1435% | 0.1382% | 0.2078% | 0.1567% | Circuit Length | -2.786e-05% | 2.162e-05% | -1.62e-05% | 5.798e-06% | -1.052e-05% | 1.139e-05% | 2.621e-06% | -1.59e-05% | -2.722e-06% | 4.072e-06% | 4.433e-06% | -5.316e-06% | 2.182e-05% | -2.896e-05%
CMOS | 2.56% | -0.9889% | -1.896% | 4.107% | -1.451% | -0.4546% | 0.2702% | 1.306% | -1.175% | -0.013% | -0.5771% | 1.16% | -1.495% | -1.856% | CMOS | 1.003e-05% | -1.18e-05% | 1.448e-05% | 1.594e-06% | -2.493e-05% | 2.264e-05% | -2.045e-05% | 8.999e-06% | -7.915e-06% | 2.003e-05% | -6.062e-06% | -1.486e-05% | 1.645e-05% | 6.129e-06%
Opex | 0.2672% | -10.54% | 3.571% | -2.738% | 0.4884% | -4.678% | 6.332% | -2.134% | -2.965% | 4.176% | 2.891% | 2.891% | -0.1565% | 3.307% | Opex | 8.669e-07% | 3.168e-05% | -2.048e-05% | 1.52e-05% | -4.354e-06% | -2.529e-05% | 3.021e-05% | -2.12e-05% | 3.465e-06% | -2.441e-06% | 2.453e-05% | -7.913e-06% | -1.82e-05% | 1.278e-05%
O/H Subtransmission Lines | -0.01423% | -0.07825% | -0.132% | -0.1662% | -0.1164% | -0.05204% | -0.2256% | 0.01827% | -0.1954% | -0.09426% | -0.04551% | 0.1357% | -0.01089% | 0.0001098% | O/H Subtransmission Lines | -3.508e-07% | 7.259e-07% | -1.149e-06% | 1.051e-06% | 7.28e-07% | -6.725e-08% | -5.016e-07% | 1.95e-07% | 1.173e-07% | -1.788e-06% | -7.412e-07% | -5.272e-07% | 1.645e-06% | 4.617e-07%
O/H Distribution Lines | -0.5951% | -0.4368% | -0.4537% | -0.3175% | -0.43% | -0.2352% | -0.316% | 0.1259% | -0.07052% | -0.1651% | -0.05486% | -0.1385% | -0.07682% | -0.1357% | O/H Distribution Lines | -4.922e-07% | 2.743e-07% | 2.163e-06% | -4.364e-06% | 6.576e-06% | -2.61e-06% | -5.195e-06% | 6.093e-06% | 2.185e-06% | -5.925e-06% | 6.331e-06% | 1.421e-07% | -6.743e-06% | 2.09e-06%
U/G Subtransmission | -0.02691% | 0.02425% | 0.04004% | -0.09199% | -0.06279% | -0.1306% | -0.141% | -0.1951% | 0.1588% | -0.1412% | -0.1056% | 0.07772% | 0.03919% | -0.1381% | U/G Subtransmission | -4.482e-07% | 9.693e-07% | -5.02e-07% | -1.408e-06% | -6.773e-07% | 1.851e-06% | -1.507e-06% | 1.962e-06% | 1.414e-07% | -1.792e-06% | 1.891e-06% | -3.096e-06% | 2.471e-06% | 7.907e-07%
U/G Distribution Cables | -0.7868% | 0.2008% | -0.4977% | -0.329% | -0.6033% | -0.536% | -0.4467% | -0.3603% | -0.3036% | -0.2719% | -0.3442% | -0.1984% | -0.2479% | -0.2839% | U/G Distribution Cables | 7.499e-06% | -5.754e-06% | 1.76e-06% | 4.13e-06% | -5.567e-06% | 3.825e-06% | -7.577e-07% | 3.15e-06% | -2.915e-07% | -8.704e-06% | 3.403e-06% | -2.692e-06% | 7.704e-06% | -3.59e-06%
Transformers | -1.614% | -1.33% | -1.051% | -1.315% | -0.4808% | -1.001% | -0.9286% | -0.8526% | -0.2477% | -0.5168% | 0.4371% | -0.336% | -0.3261% | -0.2342% | Transformers | -3.049e-06% | 9.531e-06% | -1.63e-05% | 9.84e-07% | 9.405e-06% | 8.483e-06% | -1.43e-05% | 1.66e-05% | -1.568e-05% | -2.683e-06% | 1.93e-05% | -1.687e-05% | 2.902e-06% | -7.115e-07%
TFP Change | -1.133% | -12.76% | 1.095% | -0.4314% | -0.9947% | -7.143% | 4.415% | -0.8767% | -4.219% | 3.529% | 3.167% | 4.009% | -1.515% | 0.9369% | TFP Change
check | -1.133% | -12.76% | 1.095% | -0.4314% | -0.9947% | -7.143% | 4.415% | -0.8767% | -4.219% | 3.529% | 3.167% | 4.009% | -1.515% | 0.9369% | check
check | 6.5484e-10 | 1.3533e-09 | -8.7311e-11 | -2.6193e-10 | 8.4401e-10 | 2.1823e-09 | -6.08e-10 | 1.5716e-09 | 1.4552e-11 | -3.2014e-10 | 1.8917e-09 | -2.412e-09 | -5.0932e-10 | -4.2746e-11 | check
42.NSW: Contributions to TFP growth | [14 empty] | 42.NSW: Contributions to TFP growth | bar: 2007 to 2010
Year | 2007: 2006 to 2020; 2008: 2006 to 2013; 2009: 2013 to 2020; 2010: 2019 to 2020 | Year | 2006 to 2020 | 2006 to 2013 | 2013 to 2020 | 2019 to 2020
Energy (GWh) | 2007: -0.06818%; 2008: -0.04688%; 2009: -0.08416%; 2010: -0.1896% | Energy (GWh) | -6.161e-08% | 1.023e-06% | -8.751e-07% | -5.762e-06%
Ratcheted Max Demand | 2007: 0.3376%; 2008: 0.4901%; 2009: 0.2232%; 2010: 0.02117% | Ratcheted Max Demand | 5.863e-07% | 2.631e-07% | 8.287e-07% | 1.74e-07%
Customer Numbers | 2007: 0.2423%; 2008: 0.1914%; 2009: 0.2805%; 2010: 0.2895% | Customer Numbers | 3.788e-07% | -8.675e-07% | 1.314e-06% | 9.77e-06%
Circuit Length | 2007: 0.03442%; 2008: -0.1339%; 2009: 0.1607%; 2010: 0.1567% | Circuit Length | -2.551e-06% | -2.627e-06% | -2.494e-06% | -2.896e-05%
CMOS | 2007: -0.0359%; 2008: 0.3129%; 2009: -0.2975%; 2010: -1.856% | CMOS | 1.025e-06% | 2.002e-06% | 2.914e-07% | 6.129e-06%
Opex | 2007: 0.05096%; 2008: -2.271%; 2009: 1.793%; 2010: 3.307% | Opex | 1.346e-06% | -3.969e-07% | 2.654e-06% | 1.278e-05%
O/H Subtransmission Lines | 2007: -0.06976%; 2008: -0.09318%; 2009: -0.05219%; 2010: 0.0001098% | O/H Subtransmission Lines | -1.433e-08% | 1.563e-07% | -1.423e-07% | 4.617e-07%
O/H Distribution Lines | 2007: -0.2357%; 2008: -0.4114%; 2009: -0.104%; 2010: -0.1357% | O/H Distribution Lines | 3.76e-08% | 2.578e-07% | -1.276e-07% | 2.09e-06%
U/G Subtransmission | 2007: -0.04953%; 2008: -0.04133%; 2009: -0.05568%; 2010: -0.1381% | U/G Subtransmission | 4.612e-08% | -3.592e-08% | 1.077e-07% | 7.907e-07%
U/G Distribution Cables | 2007: -0.3578%; 2008: -0.4253%; 2009: -0.3071%; 2010: -0.2839% | U/G Distribution Cables | 2.94e-07% | 9.822e-07% | -2.222e-07% | -3.59e-06%
Transformers | 2007: -0.6998%; 2008: -1.132%; 2009: -0.3756%; 2010: -0.2342% | Transformers | -1.702e-07% | 1.509e-06% | -1.43e-06% | -7.115e-07%
TFP Change | 2007: -0.8514%; 2008: -3.561%; 2009: 1.181%; 2010: 0.9369% | TFP Change | 9.162e-07% | 2.266e-06% | -9.589e-08% | -6.827e-06%
43.VIC: Output and input growth rates | [14 empty] | 43.VIC: Output and input growth rates
Year | 2007 | 2008 | 2009 | 2010 | 2011 | 2012 | 2013 | 2014 | 2015 | 2016 | 2017 | 2018 | 2019 | 2020 | Year | 2007 | 2008 | 2009 | 2010 | 2011 | 2012 | 2013 | 2014 | 2015 | 2016 | 2017 | 2018 | 2019 | 2020
Energy (GWh) | 1.432% | 1.782% | -0.4234% | 1.848% | -2.074% | 0.7239% | -2.082% | -1.72% | 1.75% | 0.5205% | 0.1969% | -1.069% | 0.6718% | -3.873% | Energy (GWh) | 4.723e-06% | 2.274e-06% | -1.04e-05% | 2.209e-06% | -1.341e-05% | 2.012e-05% | -3.999e-05% | 2.932e-05% | 4.721e-05% | -1.898e-05% | -6.341e-05% | 7.353e-05% | -5.097e-05% | 1.757e-05%
Ratcheted Max Demand | 4.946% | 5.997% | 7.085% | 0.07411% | 0% | 0% | 0% | 0.723% | 0% | 0.09682% | 0.3192% | 1.006% | 1.003% | 1.903% | Ratcheted Max Demand | -6.022e-06% | 2.463e-05% | -2.014e-05% | -9.522e-06% | 0% | 0% | 0% | 3.737e-05% | 0% | -5.14e-05% | 6.19e-05% | -1.335e-05% | -1.984e-05% | -8.602e-07%
Customer Numbers | 1.585% | 1.426% | 1.295% | 1.369% | 1.299% | 1.609% | 1.564% | 0.971% | 1.709% | 1.742% | 1.955% | 1.531% | 2.012% | 1.235% | Customer Numbers | 1.761e-05% | -2.038e-05% | 3.447e-05% | -6.966e-06% | -2.609e-05% | 2.163e-05% | -5.912e-06% | 1.888e-05% | -2.743e-05% | -4.362e-05% | 5.03e-05% | -2.05e-05% | 4.529e-05% | -1.12e-05%
Circuit Length | 0.6266% | 0.462% | 1.067% | 0.7191% | 0.155% | 0.8033% | 0.3589% | 0.6182% | 0.3686% | 0.4693% | 0.8579% | 0.4723% | 0.6123% | 0.5684% | Circuit Length | 4.3e-05% | -2.841e-05% | -2.744e-06% | 1.904e-06% | -3.853e-05% | 1.018e-05% | 3.309e-05% | 2.352e-05% | -1.22e-05% | -6.314e-05% | 8.201e-06% | 5.044e-05% | 1.608e-05% | -4.063e-05%
CMOS | 5.722% | -16.44% | 28.33% | -16.84% | -2.269% | 2.509% | 5.843% | 15.31% | -16.17% | 6.054% | -25.62% | 27.74% | 3.465% | -2.453% | CMOS | -4.68e-05% | 4.186e-05% | 2.857e-05% | -9.148e-06% | -1.897e-05% | 3.679e-05% | -1.2e-05% | -4.429e-07% | -4.507e-06% | -4.031e-05% | 2.649e-05% | -1.499e-05% | -5.987e-06% | 2.247e-05%
Opex | 1.498% | -0.2326% | 10.07% | 1.297% | 5.075% | 10.14% | 1.536% | -1.436% | 2.807% | 2.361% | -3.419% | -8.518% | 1.654% | -1.659% | Opex | 3.923e-05% | -3.136e-05% | -3.581e-05% | 2.52e-05% | -6.748e-06% | -3.275e-05% | 7.099e-05% | -6.123e-05% | 2.264e-05% | -1.954e-05% | 5.037e-05% | -3.901e-05% | -1.719e-05% | -5.251e-06%
O/H Subtransmission Lines | 0.2813% | 0.7286% | 0.794% | 1.643% | 0.2219% | 1.796% | -0.8994% | 1.963% | -0.8222% | 1.992% | 0.3493% | -0.1911% | -0.04439% | 0.9% | O/H Subtransmission Lines | -4.197e-05% | 9.049e-05% | -2.222e-05% | -3.334e-05% | 5.087e-06% | 2.947e-05% | 1.163e-05% | -1.906e-05% | -5.173e-05% | 6.371e-05% | -2.376e-06% | -2.475e-05% | -1.186e-05% | 3.818e-05%
O/H Distribution Lines | 0.3443% | 0.3947% | -0.3091% | 0.1727% | 0.1625% | 0.3972% | 0.1398% | 0.4446% | 0.0153% | 0.105% | -0.1073% | -0.04951% | -0.1228% | -0.05588% | O/H Distribution Lines | 3.182e-05% | -1.794e-05% | -2.259e-05% | 4.605e-05% | -7.075e-05% | 4.458e-05% | 1.749e-05% | -3.849e-05% | -2.815e-05% | 1.766e-05% | 6.179e-05% | -7.154e-05% | 6.882e-05% | -5.318e-05%
U/G Subtransmission | -0.0491% | 3.777% | 1.566% | 1.769% | -0.2284% | 14.43% | 5.751% | 2.308% | 0.354% | 2.115% | 4.764% | 4.055% | 7.896% | 10.84% | U/G Subtransmission | -7.422e-07% | 1.145e-06% | -1.35e-05% | 5.017e-05% | -8.089e-05% | 3.055e-05% | 1.609e-05% | -2.776e-05% | -8.2e-06% | 5.839e-05% | -1.611e-05% | -4.193e-06% | 6.571e-07% | -6.009e-06%
U/G Distribution Cables | 5.55% | 3.634% | 8.602% | 5.563% | 2.083% | 2.927% | 3.856% | 4.151% | 5.032% | 3.633% | 4.571% | 4.827% | 3.364% | 4.36% | U/G Distribution Cables | -6.424e-06% | -1.673e-05% | 1.693e-05% | -2.758e-05% | 4.52e-06% | 5.978e-05% | -3.706e-06% | -3.737e-05% | 3.761e-06% | -1.678e-05% | 6.82e-06% | 1.893e-05% | -1.874e-05% | -1.262e-06%
Transformers | 3.238% | 3.46% | 4.79% | 1.618% | 3.286% | 2.293% | 2.703% | 1.816% | 1.678% | 1.876% | 1.557% | 2.125% | 1.382% | 2.017% | Transformers | -3.848e-06% | 5.313e-05% | -4.755e-05% | 2.133e-05% | -3.708e-05% | 1.662e-05% | -2.505e-05% | -9.193e-06% | 1.547e-05% | 2.463e-06% | 2.33e-05% | -2.79e-05% | 3.436e-05% | -5.116e-06%
43.VIC: Output and input contributions | [14 empty] | 43.VIC: Output and input contributions
Year | 2007 | 2008 | 2009 | 2010 | 2011 | 2012 | 2013 | 2014 | 2015 | 2016 | 2017 | 2018 | 2019 | 2020 | Year | 2007 | 2008 | 2009 | 2010 | 2011 | 2012 | 2013 | 2014 | 2015 | 2016 | 2017 | 2018 | 2019 | 2020
Energy (GWh) | 0.1397% | 0.1731% | -0.03913% | 0.1794% | -0.2032% | 0.07015% | -0.2021% | -0.1672% | 0.1704% | 0.04997% | 0.01847% | -0.1024% | 0.06463% | -0.37% | Energy (GWh) | 4.052e-06% | 3.349e-06% | -2.132e-06% | -6.369e-07% | -2.735e-06% | 1.503e-06% | 2.08e-06% | 7.71e-08% | -5.023e-06% | 7.348e-06% | -1.642e-06% | -1.333e-06% | -4.053e-06% | 5.809e-06%
Ratcheted Max Demand | 1.886% | 2.327% | 2.717% | 0.0223% | -0.002948% | -0.001015% | -0.002077% | 0.2786% | -0.01223% | 0.04103% | 0.1068% | 0.394% | 0.3776% | 0.7049% | Ratcheted Max Demand | 2.678e-06% | -2.397e-05% | 3.386e-06% | 3.169e-05% | -3.977e-08% | -2.279e-08% | -6.615e-08% | -1.434e-05% | -8.406e-09% | -1.189e-05% | 1.004e-05% | 1.112e-05% | -7.202e-06% | -1.372e-05%
Customer Numbers | 0.3284% | 0.3138% | 0.2502% | 0.3018% | 0.2772% | 0.3384% | 0.3279% | 0.2035% | 0.3512% | 0.3647% | 0.389% | 0.334% | 0.4154% | 0.243% | Customer Numbers | 1.427e-06% | 1.672e-06% | 6.613e-06% | -2.601e-06% | -1.091e-05% | 1.648e-05% | -5.163e-06% | -1.099e-05% | 1.191e-05% | 4.331e-06% | -1.22e-05% | 1.049e-06% | -3.622e-06% | 5.803e-06%
Circuit Length | 0.2742% | 0.2175% | 0.4573% | 0.3298% | 0.07151% | 0.3567% | 0.159% | 0.2739% | 0.1574% | 0.2083% | 0.3631% | 0.2201% | 0.2669% | 0.2391% | Circuit Length | -6.014e-06% | 2.773e-05% | -2.849e-05% | -1.083e-05% | 2.375e-05% | 6.208e-06% | 8.602e-06% | -3.726e-05% | 3.23e-05% | -7.497e-06% | -1.547e-05% | 1.869e-05% | 4.482e-06% | -3.563e-06%
CMOS | -0.7845% | 2.159% | -3.946% | 2.474% | 0.2744% | -0.345% | -0.7683% | -2.026% | 2.134% | -0.7393% | 2.836% | -3.087% | -0.4046% | 0.3517% | CMOS | -8.885e-06% | -2.428e-06% | 1.034e-05% | 9.579e-07% | -1.774e-05% | 9.857e-06% | -3.479e-06% | 1.184e-05% | -3.534e-06% | -8.355e-06% | 1.005e-05% | 3.852e-06% | -1.681e-05% | -1.119e-06%
Opex | -0.429% | -0.537% | -3.363% | -0.8149% | -1.819% | -3.99% | -0.5352% | 0.5753% | -1.128% | -0.7481% | 1.379% | 3.153% | -0.6169% | 0.6054% | Opex | 1.78e-05% | -3.234e-05% | 7.399e-06% | -2.496e-06% | 2.619e-05% | -3.48e-07% | -1.771e-06% | 3.61e-06% | -2.607e-05% | 2.505e-05% | -9.638e-06% | -2.175e-05% | 2.465e-05% | 9.058e-06%
O/H Subtransmission Lines | -0.01165% | -0.01137% | -0.03935% | -0.05254% | -0.009241% | -0.06996% | 0.03427% | -0.07703% | 0.03101% | -0.07971% | -0.01782% | 0.007953% | 0.003545% | -0.03224% | O/H Subtransmission Lines | -2.571e-06% | 2.109e-06% | -1.307e-07% | -1.584e-06% | 1.911e-06% | -2.85e-06% | 2.993e-06% | -2.613e-06% | 3.084e-06% | -3.232e-06% | 2.164e-06% | 2.558e-07% | -2.06e-06% | 1.609e-06%
O/H Distribution Lines | -0.07607% | -0.07417% | 0.05672% | -0.02414% | -0.0392% | -0.08745% | -0.02968% | -0.09597% | -0.008796% | -0.0298% | 0.02532% | 0.01478% | 0.02881% | 0.01496% | O/H Distribution Lines | -7.025e-06% | 2.38e-06% | -5.929e-06% | 9.323e-06% | 4.133e-07% | -7.215e-07% | -5.953e-06% | 6.678e-06% | -1.244e-05% | -1.239e-06% | 3.358e-06% | -1.412e-06% | 8.856e-06% | 2.666e-06%
U/G Subtransmission | -0.004155% | -0.0248% | -0.04184% | -0.0007439% | 0.005791% | -0.205% | -0.07828% | -0.03121% | -0.002791% | -0.02616% | -0.0699% | -0.05181% | -0.1019% | -0.1371% | U/G Subtransmission | 1.399e-07% | 3.182e-07% | -3.565e-07% | 2.162e-07% | -6.129e-07% | 6.965e-07% | -7.614e-07% | 9.615e-07% | -9.983e-07% | 7.518e-07% | -4.603e-07% | -1.541e-07% | 8.856e-08% | 2.01e-07%
U/G Distribution Cables | -0.7899% | -0.2017% | -1.343% | -0.583% | -0.3197% | -0.4285% | -0.5114% | -0.5477% | -0.5819% | -0.4692% | -0.6439% | -0.5622% | -0.4232% | -0.4934% | U/G Distribution Cables | -1.393e-06% | -7.761e-06% | 1.46e-06% | 5.435e-06% | -7.088e-06% | 9.464e-06% | -7.174e-06% | 9.319e-07% | 1.714e-06% | 4.867e-06% | -6.603e-07% | 1.827e-06% | -9.819e-06% | 8.559e-06%
Transformers | -0.7327% | -0.7298% | -1.136% | -0.3207% | -0.7187% | -0.4909% | -0.5738% | -0.3825% | -0.3321% | -0.4107% | -0.3507% | -0.5382% | -0.3367% | -0.5001% | Transformers | 1.915e-05% | -1.998e-05% | 1.147e-05% | -4.003e-06% | 1.078e-05% | -1.341e-05% | 9.852e-06% | 4.204e-06% | -1.243e-05% | -3.645e-07% | 6.409e-06% | -5.647e-07% | -8.761e-07% | -7.059e-06%
TFP Change | -0.1995% | 3.611% | -6.427% | 1.512% | -2.483% | -4.853% | -2.18% | -1.996% | 0.778% | -1.839% | 4.035% | -0.2173% | -0.7264% | 0.6262% | TFP Change
check | #REF! | #REF! | #REF! | #REF! | #REF! | #REF! | #REF! | #REF! | #REF! | #REF! | #REF! | #REF! | #REF! | #REF! | check
check | #REF! | #REF! | #REF! | #REF! | #REF! | #REF! | #REF! | #REF! | #REF! | #REF! | #REF! | #REF! | #REF! | #REF! | check
43.VIC: Contributions to TFP growth | [14 empty] | 43.VIC: Contributions to TFP growth | bar: 2007 to 2010
Year | 2007: 2006 to 2020; 2008: 2006 to 2013; 2009: 2013 to 2020; 2010: 2019 to 2020 | Year | 2006 to 2020 | 2006 to 2013 | 2013 to 2020 | 2019 to 2020
Energy (GWh) | 2007: -0.01558%; 2008: 0.05334%; 2009: -0.06727%; 2010: -0.37% | Energy (GWh) | 4.759e-07% | 5.667e-07% | 4.078e-07% | 5.809e-06%
Ratcheted Max Demand | 2007: 0.6312%; 2008: 1.158%; 2009: 0.2361%; 2010: 0.7049% | Ratcheted Max Demand | -8.814e-07% | 2.287e-06% | -3.258e-06% | -1.372e-05%
Customer Numbers | 2007: 0.317%; 2008: 0.3016%; 2009: 0.3286%; 2010: 0.243% | Customer Numbers | 2.709e-07% | 2.114e-06% | -1.111e-06% | 5.803e-06%
Circuit Length | 2007: 0.2568%; 2008: 0.2845%; 2009: 0.236%; 2010: 0.2391% | Circuit Length | 9.032e-07% | 2.06e-06% | 3.547e-08% | -3.563e-06%
CMOS | 2007: -0.1336%; 2008: -0.02795%; 2009: -0.2129%; 2010: 0.3517% | CMOS | -1.104e-06% | -1.317e-06% | -9.441e-07% | -1.119e-06%
Opex | 2007: -0.5906%; 2008: -1.825%; 2009: 0.3356%; 2010: 0.6054% | Opex | 1.382e-06% | 2.701e-06% | 3.926e-07% | 9.058e-06%
O/H Subtransmission Lines | 2007: -0.02315%; 2008: -0.03235%; 2009: -0.01625%; 2010: -0.03224% | O/H Subtransmission Lines | -6.543e-08% | -5.193e-07% | 2.75e-07% | 1.609e-06%
O/H Distribution Lines | 2007: -0.02319%; 2008: -0.04072%; 2009: -0.01005%; 2010: 0.01496% | O/H Distribution Lines | -7.449e-08% | -2.599e-07% | 6.458e-08% | 2.666e-06%
U/G Subtransmission | 2007: -0.05499%; 2008: -0.04513%; 2009: -0.06239%; 2010: -0.1371% | U/G Subtransmission | 2.155e-09% | 6.691e-08% | -4.641e-08% | 2.01e-07%
U/G Distribution Cables | 2007: -0.5642%; 2008: -0.6109%; 2009: -0.5291%; 2010: -0.4934% | U/G Distribution Cables | 2.588e-08% | 1.936e-08% | 3.077e-08% | 8.559e-06%
Transformers | 2007: -0.5395%; 2008: -0.6881%; 2009: -0.4281%; 2010: -0.5001% | Transformers | 2.278e-07% | 6.699e-07% | -1.037e-07% | -7.059e-06%
TFP Change | 2007: -0.7398%; 2008: -1.473%; 2009: -0.1899%; 2010: 0.6262% | TFP Change | 1.163e-06% | 8.389e-06% | -4.257e-06% | 8.241e-06%
44.QLD: Output and input growth rates | [14 empty] | 44.QLD: Output and input growth rates
Year | 2007 | 2008 | 2009 | 2010 | 2011 | 2012 | 2013 | 2014 | 2015 | 2016 | 2017 | 2018 | 2019 | 2020 | Year | 2007 | 2008 | 2009 | 2010 | 2011 | 2012 | 2013 | 2014 | 2015 | 2016 | 2017 | 2018 | 2019 | 2020
Energy (GWh) | 0.5243% | 1.978% | 3.251% | 0.8969% | -4.973% | 0.634% | -1.011% | 0.01095% | 0.739% | 0.215% | -0.5718% | -0.5245% | 1.227% | -0.6404% | Energy (GWh) | -4.695e-05% | 7.388e-05% | 1.354e-05% | -8.513e-06% | -1.414e-05% | -3.327e-05% | 1.591e-05% | -1.178e-06% | -2.211e-05% | 6.112e-05% | -6.448e-05% | 2.121e-05% | 2.408e-05% | 2.082e-05%
Ratcheted Max Demand | 6.071% | 5.29% | 2.888% | 5.165% | 0% | 0% | 0% | 0% | 0% | 0% | 0% | 0% | 0% | 0.4476% | Ratcheted Max Demand | -2.16e-05% | 3.815e-05% | 1.823e-05% | -6.745e-05% | 0% | 0% | 0% | 0% | 0% | 0% | 0% | 0% | 0% | -1.905e-06%
Customer Numbers | 1.89% | 2.129% | 2.028% | 1.721% | 1.55% | 1.36% | 1.314% | 1.356% | 1.282% | 1.652% | 1.51% | 1.815% | 1.259% | 0.7162% | Customer Numbers | -2.14e-05% | 1.492e-05% | 4.947e-05% | -1.737e-05% | 1.572e-05% | -5.784e-05% | -3.595e-06% | 2.243e-05% | -3.126e-05% | 6.387e-05% | -4.032e-05% | -2.614e-05% | -4.183e-06% | 2.249e-05%
Circuit Length | 1.41% | 0.6876% | 1.025% | 0.7426% | 0.3958% | 0.778% | -1.393% | 0.4762% | 0.8845% | 0.2106% | 0.3847% | -0.003106% | 0.394% | 0.4962% | Circuit Length | -3.789e-05% | 2.632e-05% | 4.001e-05% | -2.203e-05% | 1.857e-05% | -1.518e-05% | -1.337e-05% | -8.467e-06% | -3.512e-05% | 8.145e-05% | -3.993e-05% | 1.412e-05% | 2.219e-05% | -1.685e-05%
CMOS | -35.04% | 18.18% | 5.41% | 0.7723% | -7.253% | -11.38% | -4.874% | -6.699% | 21.2% | -3.163% | -21.35% | 9.654% | 12.43% | 0.8524% | CMOS | -5.059e-06% | 3.47e-06% | 3.967e-06% | -2.735e-06% | 1.971e-07% | -3.145e-06% | 8.569e-06% | 5.048e-08% | -6.576e-06% | 8.654e-06% | -1.685e-05% | 8.972e-06% | 1.586e-06% | 5.473e-06%
Opex | 0.4903% | 5.553% | -0.005095% | -0.4789% | 15.13% | 4.384% | -7.257% | -4.545% | 7.749% | -5.504% | -5.016% | 1.481% | -2.557% | -0.6526% | Opex | 5.486e-06% | -9.254e-06% | -1.117e-05% | 2.846e-05% | -3.702e-05% | -1.941e-05% | 7.19e-05% | -3.935e-05% | 3.978e-05% | -1.267e-05% | 4.136e-06% | -7.338e-06% | -2.571e-05% | -1.881e-05%
O/H Subtransmission Lines | 2.76% | 0.8809% | 2.637% | 1.564% | 1.275% | 2.439% | -9.31% | 0.7031% | -0.3233% | 0.03195% | 4.343% | 0.2698% | -0.2596% | 1.421% | O/H Subtransmission Lines | 3.854e-05% | 4.039e-06% | -7.075e-05% | 6.028e-05% | -2.28e-05% | 3.402e-05% | -4.517e-05% | 5.814e-06% | 3.183e-05% | 6.613e-06% | -6.382e-05% | 4.239e-05% | -4.355e-05% | 4.894e-05%
O/H Distribution Lines | 0.7926% | 0.7756% | 0.9258% | 0.5544% | 1.041% | 0.9231% | 0.7277% | 1.247% | 3.358% | -0.5438% | -0.9376% | 1.926% | -1.778% | 0.4671% | O/H Distribution Lines | -1.088e-05% | 3.264e-06% | -3.051e-05% | 2.362e-05% | -1.438e-05% | 3.131e-06% | -2.296e-05% | 8.192e-05% | -2.775e-05% | -4.169e-05% | 7.01e-05% | -5.782e-05% | -1.292e-05% | 7.914e-06%
U/G Subtransmission | 13.21% | 14.01% | 5.82% | 6.787% | 8.333% | 1.673% | 5.924% | 2.212% | 3.769% | -0.1666% | 1.94% | 0.08117% | -0.6496% | 4.376% | U/G Subtransmission | 3.625e-05% | -3.91e-05% | -7.029e-06% | 1.194e-05% | -4.003e-06% | 5.88e-06% | 9.141e-06% | -1.46e-05% | -1.904e-05% | 2.379e-05% | -1.782e-05% | 2.226e-05% | -1.562e-05% | -1.722e-05%
U/G Distribution Cables | 10.06% | 9.864% | 8.231% | 6.207% | 4.8% | 4.266% | 3.88% | 3.385% | 3.58% | 3.025% | 2.568% | 0.543% | 2.201% | 1.682% | U/G Distribution Cables | -2.185e-05% | 2.284e-05% | 1.389e-05% | 4.159e-06% | -3.741e-05% | 1.836e-06% | -7.152e-06% | 2.008e-05% | 1.14e-05% | -2.6e-05% | 1.968e-05% | -1.22e-05% | -1.043e-05% | 1.405e-05%
Transformers | 5.607% | 3.144% | 3.8% | 4.202% | 2.846% | 2.729% | 2.22% | 4.102% | 2.851% | 2.286% | 2.296% | 0.76% | 0.8108% | 0.4158% | Transformers | -3.649e-05% | 4.821e-05% | -5.577e-05% | 8.718e-05% | -5.947e-05% | 9.149e-06% | 1.649e-06% | -1.08e-06% | 3.642e-05% | 1.258e-06% | -9.528e-06% | -1.726e-05% | -2.733e-05% | -6.307e-06%
44.QLD: Output and input contributions | [14 empty] | 44.QLD: Output and input contributions
Year | 2007 | 2008 | 2009 | 2010 | 2011 | 2012 | 2013 | 2014 | 2015 | 2016 | 2017 | 2018 | 2019 | 2020 | Year | 2007 | 2008 | 2009 | 2010 | 2011 | 2012 | 2013 | 2014 | 2015 | 2016 | 2017 | 2018 | 2019 | 2020
Energy (GWh) | 0.06488% | 0.2061% | 0.3413% | 0.09183% | -0.5183% | 0.06469% | -0.1007% | 0.002009% | 0.07271% | 0.0213% | -0.0564% | -0.05263% | 0.1222% | -0.06459% | Energy (GWh) | 5.845e-06% | -8.28e-06% | 3.819e-06% | 3.235e-06% | -1.075e-06% | 1.396e-06% | -2.686e-06% | 1.516e-06% | -4.724e-06% | -1.84e-06% | 2.032e-06% | -8.361e-07% | 5.3e-06% | -4.012e-06%
Ratcheted Max Demand | 2.784% | 2.14% | 1.198% | 2.127% | -0.02651% | -0.01695% | -0.01583% | -0.01201% | 0.00457% | 0.01252% | -0.01655% | 0.01075% | 0.01633% | 0.1783% | Ratcheted Max Demand | -5.386e-07% | 8.413e-06% | 7.328e-06% | -4.914e-06% | -3.856e-08% | -6.795e-10% | -5.226e-08% | -7.289e-09% | 4.369e-09% | 5.056e-08% | -8.023e-08% | 2.055e-08% | 5.872e-09% | -9.116e-06%
Customer Numbers | 0.542% | 0.4574% | 0.4639% | 0.3945% | 0.3611% | 0.3034% | 0.2851% | 0.2878% | 0.2749% | 0.3628% | 0.3075% | 0.4013% | 0.2973% | 0.157% | Customer Numbers | -6.5e-07% | 9.52e-06% | -1.189e-05% | 5.738e-06% | -8.222e-06% | 9.164e-06% | -6.058e-06% | 4.501e-06% | -1.264e-05% | 1.359e-05% | -8.811e-06% | -3.245e-06% | 6.084e-06% | 5.172e-06%
Circuit Length | 0.7562% | 0.3149% | 0.4931% | 0.3562% | 0.1869% | 0.3567% | -0.6378% | 0.216% | 0.3989% | 0.1003% | 0.1658% | 0.00475% | 0.1906% | 0.2288% | Circuit Length | 8.172e-06% | -2.401e-05% | -4.961e-06% | 2.439e-05% | -1.525e-05% | -2.019e-05% | 1.938e-05% | 1.853e-05% | -9.099e-06% | -2.919e-05% | 1.846e-05% | -1.988e-05% | 2.357e-05% | -1.505e-05%
CMOS | 8.74% | -3.961% | -1.188% | -0.09067% | 1.736% | 2.092% | 0.6967% | 0.8718% | -3.154% | 0.4668% | 3.188% | -1.322% | -2.006% | -0.1508% | CMOS | -2.358e-05% | 3.094e-05% | -3.485e-05% | 1.754e-06% | -1.508e-06% | -2.293e-06% | 2.4e-05% | -9.707e-06% | 1.403e-05% | -2.822e-05% | 2.507e-05% | -1.641e-05% | 1.2e-05% | 9.339e-06%
Opex | -0.3117% | -1.869% | -0.2086% | 0.1978% | -5.39% | -1.293% | 2.353% | 1.589% | -2.722% | 1.923% | 1.805% | -0.5303% | 0.9271% | 0.2633% | Opex | 8.12e-06% | -5.289e-07% | -1.588e-05% | -1.388e-05% | 1.64e-06% | 1.36e-05% | -2.764e-07% | -1.166e-05% | -7.121e-06% | 2.724e-05% | -8.233e-06% | 4.168e-06% | -5.64e-06% | 8.919e-06%
O/H Subtransmission Lines | -0.1868% | -0.06628% | -0.1728% | -0.1073% | -0.08782% | -0.1842% | 0.6535% | -0.05633% | 0.02204% | -0.002842% | -0.2798% | -0.01374% | 0.01634% | -0.08558% | O/H Subtransmission Lines | -2.69e-06% | 2.71e-06% | -1.176e-06% | 1.685e-06% | -2.685e-06% | -2.393e-06% | 2.309e-06% | -2.11e-06% | 4.167e-06% | -1.81e-07% | -1.454e-06% | -2.554e-07% | -2.207e-06% | -7.449e-07%
O/H Distribution Lines | -0.1179% | -0.1709% | -0.1144% | -0.108% | -0.1909% | -0.145% | -0.1227% | -0.2037% | -0.5548% | 0.09646% | 0.129% | -0.3248% | 0.2872% | -0.07874% | O/H Distribution Lines | -9.172e-06% | 1.043e-05% | -8.644e-06% | -3.857e-06% | 4.605e-06% | 8.747e-06% | -1.225e-05% | 2.949e-06% | 5.708e-06% | -4.72e-06% | 8.186e-06% | -4.768e-06% | -1.477e-06% | -7.027e-06%
U/G Subtransmission | -0.2858% | -0.3341% | -0.105% | -0.1742% | -0.2245% | -0.0497% | -0.1646% | -0.05611% | -0.1053% | 0.02354% | -0.06227% | 0.01016% | 0.01766% | -0.1022% | U/G Subtransmission | 7.291e-07% | -2.968e-07% | 4.963e-08% | 1.846e-07% | 6.309e-07% | -2.272e-06% | 1.143e-06% | -3.576e-07% | -7.536e-07% | 1.195e-06% | 1.622e-07% | 4.64e-07% | -1.456e-06% | 1.811e-06%
U/G Distribution Cables | -0.7031% | -0.7919% | -0.4452% | -0.5087% | -0.3677% | -0.3383% | -0.2958% | -0.2464% | -0.3383% | -0.193% | -0.2332% | 0.01526% | -0.1703% | -0.06626% | U/G Distribution Cables | 7.977e-07% | 1.496e-06% | -1.906e-06% | -2.554e-06% | 5.972e-06% | -4.936e-06% | -1.941e-06% | -2.643e-07% | 3.37e-06% | -2.096e-06% | 3.722e-06% | 8.316e-07% | -2.596e-06% | 3.398e-07%
Transformers | -1.526% | -1.078% | -1.025% | -1.267% | -0.876% | -0.8193% | -0.6857% | -1.233% | -0.9074% | -0.7024% | -0.6546% | -0.1482% | -0.2445% | -0.05951% | Transformers | 1.463e-05% | -2.188e-05% | 2.698e-06% | 1.835e-05% | -1.145e-05% | -1.123e-05% | 1.558e-05% | -1.625e-05% | 9.174e-06% | -2.469e-07% | -6.778e-06% | 1.947e-05% | -5.724e-06% | 2.791e-08%
TFP Change | 9.756% | -5.152% | -0.7621% | 0.9114% | -5.398% | -0.02888% | 1.965% | 1.159% | -7.008% | 2.108% | 4.292% | -1.95% | -0.546% | 0.2196% | TFP Change
check | 9.756% | -5.152% | -0.7621% | 0.9114% | -5.398% | -0.02888% | 1.965% | 1.159% | -7.008% | 2.108% | 4.292% | -1.95% | -0.546% | 0.2196% | check
check | 1.007e-08 | 2.8522e-09 | -2.3283e-10 | -5.8208e-11 | -2.9104e-11 | -1.7753e-09 | 6.4028e-10 | -1.3642e-10 | 2.3683e-09 | 1.1096e-10 | 1.0623e-09 | 1.0914e-11 | 3.0559e-10 | 1.7462e-10 | check
44.QLD: Contributions to TFP growth | [14 empty] | 44.QLD: Contributions to TFP growth | bar: 2007 to 2010
Year | 2007: 2006 to 2020; 2008: 2006 to 2013; 2009: 2013 to 2020; 2010: 2019 to 2020 | Year | 2006 to 2020 | 2006 to 2013 | 2013 to 2020 | 2019 to 2020
Energy (GWh) | 2007: 0.01388%; 2008: 0.04175%; 2009: -0.007017%; 2010: -0.06459% | Energy (GWh) | -2.219e-08% | 8.234e-07% | -6.564e-07% | -4.012e-06%
Ratcheted Max Demand | 2007: 0.5989%; 2008: 1.368%; 2009: 0.02226%; 2010: 0.1783% | Ratcheted Max Demand | 7.679e-08% | 1.708e-06% | -1.147e-06% | -9.116e-06%
Customer Numbers | 2007: 0.3497%; 2008: 0.4204%; 2009: 0.2967%; 2010: 0.157% | Customer Numbers | 1.611e-07% | 6.103e-07% | -1.758e-07% | 5.172e-06%
Circuit Length | 2007: 0.2237%; 2008: 0.4107%; 2009: 0.08343%; 2010: 0.2288% | Circuit Length | -1.795e-06% | -5.309e-06% | 8.409e-07% | -1.505e-05%
CMOS | 2007: 0.4228%; 2008: 1.222%; 2009: -0.1762%; 2010: -0.1508% | CMOS | 4.026e-08% | -4.923e-06% | 3.762e-06% | 9.339e-06%
Opex | 2007: -0.2332%; 2008: -1.479%; 2009: 0.701%; 2010: 0.2633% | Opex | 3.323e-08% | -1.155e-06% | 9.243e-07% | 8.919e-06%
O/H Subtransmission Lines | 2007: -0.03941%; 2008: -0.1342%; 2009: 0.03169%; 2010: -0.08558% | O/H Subtransmission Lines | -3.588e-07% | -7.581e-07% | -5.938e-08% | -7.449e-07%
O/H Distribution Lines | 2007: -0.1157%; 2008: -0.1412%; 2009: -0.09651%; 2010: -0.07874% | O/H Distribution Lines | -8.062e-07% | 3.515e-07% | -1.675e-06% | -7.027e-06%
U/G Subtransmission | 2007: -0.1152%; 2008: -0.1955%; 2009: -0.0549%; 2010: -0.1022% | U/G Subtransmission | 8.808e-08% | -1.625e-07% | 2.76e-07% | 1.811e-06%
U/G Distribution Cables | 2007: -0.3345%; 2008: -0.5258%; 2009: -0.191%; 2010: -0.06626% | U/G Distribution Cables | 1.681e-08% | -1.885e-07% | 1.707e-07% | 3.398e-07%
Transformers | 2007: -0.8019%; 2008: -1.099%; 2009: -0.5795%; 2010: -0.05951% | Transformers | 4.546e-07% | -1.48e-06% | 1.905e-06% | 2.791e-08%
TFP Change | 2007: -0.03093%; 2008: -0.1122%; 2009: 0.03001%; 2010: 0.2196% | TFP Change | -2.111e-06% | -1.048e-05% | 4.167e-06% | -1.034e-05%
45.SA: Output and input growth rates | [14 empty] | 45.SA: Output and input growth rates
Year | 2007 | 2008 | 2009 | 2010 | 2011 | 2012 | 2013 | 2014 | 2015 | 2016 | 2017 | 2018 | 2019 | 2020 | Year | 2007 | 2008 | 2009 | 2010 | 2011 | 2012 | 2013 | 2014 | 2015 | 2016 | 2017 | 2018 | 2019 | 2020
Energy (GWh) | 2.738% | 0.7583% | -0.6864% | 2.08% | -2.149% | -2.157% | -0.09534% | -3.747% | -2.49% | 0.122% | -1.366% | -0.5965% | -1.019% | -2.023% | Energy (GWh) | 2.389e-05% | -6.905e-05% | 1.803e-05% | 6.432e-05% | -6.609e-05% | 7.268e-05% | -5.073e-05% | 4.225e-06% | 3.103e-06% | 4.006e-06% | -2.386e-06% | -3.626e-06% | 3.202e-06% | 5.674e-07%
Ratcheted Max Demand | 0% | 6.801% | 7.574% | 0% | 0% | 0% | 0% | 0% | 0% | 0% | 0% | 0% | 0% | 0% | Ratcheted Max Demand | 0% | 3.85e-05% | -1.123e-05% | 0% | 0% | 0% | 0% | 0% | 0% | 0% | 0% | 0% | 0% | 0%
Customer Numbers | 0.07534% | 0.2158% | 4.182% | 1.523% | 1.093% | 0.9639% | 0.4271% | 0.4708% | 0.2547% | 0.5498% | 2.263% | 1.816% | 1.311% | 0.9233% | Customer Numbers | -3.138e-05% | 1.928e-05% | 1.325e-05% | -3.032e-05% | 4.711e-05% | -4.378e-05% | -3.936e-06% | 4.512e-05% | -5.4e-05% | 2.317e-05% | -2.507e-05% | 5.16e-05% | -5.186e-05% | 2.987e-05%
Circuit Length | 0.5827% | 0.5793% | 0.9312% | 0.6717% | -0.01706% | 0.5193% | 0.2673% | 0.2277% | 0.1343% | 0.6858% | 0.1834% | 0.3814% | -0.01456% | 0.1321% | Circuit Length | -4.447e-05% | 6.397e-05% | -4.288e-05% | 3.808e-05% | -3.403e-05% | 3.849e-06% | 2.513e-05% | -2.545e-06% | 2.375e-05% | -5.247e-05% | 4.589e-05% | -3.911e-07% | -2.345e-05% | 1.016e-06%
CMOS | 14.24% | -32.75% | 9.296% | 29.59% | -9.961% | -20.78% | 10.09% | 16.13% | -30.12% | 12.19% | 10.84% | -12.15% | 11.88% | -19.02% | CMOS | 2.482e-05% | -1.859e-05% | -2.667e-06% | 7.607e-06% | 7.413e-06% | -2.162e-05% | 1.919e-06% | -1.232e-05% | 1.883e-05% | -5.658e-06% | -1.951e-05% | 2.718e-05% | -1.871e-05% | 7.979e-06%
Opex | -7.602% | 11.31% | 9.682% | -0.5632% | 22.18% | 2.809% | 5.772% | 2.318% | 3.824% | -17.6% | 14.14% | -2.034% | 2.573% | -11.52% | Opex | -1.864e-06% | 2.454e-05% | 1.748e-05% | -7.694e-05% | 7.026e-05% | -5.714e-05% | 2.956e-05% | -1.21e-05% | -1.975e-05% | 5.494e-05% | 6.006e-06% | -1.207e-05% | -7.14e-06% | 1.772e-05%
O/H Subtransmission Lines | 0.8977% | 0.8897% | 1.545% | 1.912% | -3.242% | 1.212% | 0.3793% | -0.2757% | 1.689% | -0.7818% | 1.435% | 0.7113% | -0.4037% | 0.3699% | O/H Subtransmission Lines | 3.495e-05% | -7.035e-05% | 7.921e-05% | -7.154e-05% | 1.372e-05% | 1.567e-05% | 3.941e-05% | -6.468e-05% | -1.596e-05% | 8.577e-05% | -6.18e-05% | 1.578e-05% | -1.365e-05% | 2.645e-05%
O/H Distribution Lines | 0.00537% | 0.00536% | 0.0924% | 0.02126% | 0.08296% | -0.506% | 0.04872% | -0.9919% | -2.974% | 0.5868% | -0.009287% | 0.9944% | 0.7386% | 1.324% | O/H Distribution Lines | -3.019e-05% | 6.021e-05% | -4.345e-05% | -1.254e-05% | -2.249e-06% | 3.188e-05% | -2.867e-06% | -3.699e-06% | 6.555e-06% | 4.406e-06% | -6.291e-06% | 5.619e-07% | -6.112e-07% | 8.075e-06%
U/G Subtransmission | 2.104% | 2.06% | 7.012% | -0.3183% | -11.01% | 12.95% | 0.6839% | 2.475% | 3.769% | -0.4489% | -0.06323% | 3.749% | 0.555% | 2.057% | U/G Subtransmission | -5.044e-06% | -1.174e-05% | -1.058e-05% | 4.22e-05% | -1.204e-05% | 3.358e-06% | -2.534e-05% | 1.664e-05% | 4.205e-05% | -2.792e-05% | -3.794e-05% | 5.249e-06% | 1.946e-05% | 4.305e-05%
U/G Distribution Cables | 3.951% | 3.801% | 4.563% | 3.285% | 2.067% | 2.056% | 1.339% | 1.526% | 1.419% | 2.479% | 1.192% | 1.263% | 2.924% | 2.53% | U/G Distribution Cables | -3.784e-06% | -1.543e-05% | 4.541e-05% | -4.625e-05% | -5.09e-06% | 8.159e-06% | 5.112e-05% | -5.222e-05% | 5.612e-05% | -4.24e-05% | 3.091e-05% | -5.317e-05% | 2.853e-05% | 2.397e-05%
Transformers | 5.036% | 2.164% | 2.839% | 4.514% | 2.755% | 4.188% | 2.324% | 2.237% | 2.065% | 0.8574% | 0.4389% | 0.972% | 0.342% | 1.082% | Transformers | -1.463e-05% | -8.08e-06% | 1.661e-05% | 1.441e-05% | 2.496e-05% | -1.928e-05% | -4.303e-05% | 2.507e-05% | -2.542e-05% | -9.92e-07% | 1.962e-05% | -2.826e-05% | 5.817e-05% | -3.625e-05%
45.SA: Output and input contributions | [14 empty] | 45.SA: Output and input contributions
Year | 2007 | 2008 | 2009 | 2010 | 2011 | 2012 | 2013 | 2014 | 2015 | 2016 | 2017 | 2018 | 2019 | 2020 | Year | 2007 | 2008 | 2009 | 2010 | 2011 | 2012 | 2013 | 2014 | 2015 | 2016 | 2017 | 2018 | 2019 | 2020
Energy (GWh) | 0.2891% | 0.06114% | -0.06845% | 0.2279% | -0.2328% | -0.2274% | -0.008369% | -0.3724% | -0.2401% | 0.003151% | -0.1359% | -0.05391% | -0.1045% | -0.1896% | Energy (GWh) | -4.943e-07% | -4.86e-06% | 3.534e-06% | -2.332e-06% | 4.109e-06% | -7.975e-06% | 6.6e-06% | -7.751e-06% | 6.485e-06% | 2.53e-06% | -7.315e-06% | 1.977e-06% | 1.444e-06% | -1.085e-06%
Ratcheted Max Demand | -0.07779% | 2.858% | 3.014% | 0.02373% | -0.01943% | -0.02856% | 0.003901% | 0.00659% | -0.02174% | 0.02329% | -0.001278% | -0.009741% | 0.00559% | -0.01282% | Ratcheted Max Demand | -1.731e-07% | 3.211e-06% | 1.345e-05% | 1.129e-07% | -2.926e-08% | -1.187e-07% | 6.686e-09% | 2.386e-08% | -5.594e-08% | 8.294e-08% | -7.838e-09% | -3.563e-08% | 2.499e-08% | -9.205e-08%
Customer Numbers | -0.01146% | 0.1023% | 0.911% | 0.3223% | 0.2487% | 0.2111% | 0.09149% | 0.1022% | 0.04877% | 0.1252% | 0.4873% | 0.3785% | 0.2887% | 0.1746% | Customer Numbers | -1.369e-08% | -1.394e-06% | 1.507e-05% | 1.754e-06% | -7.163e-06% | -1.229e-05% | 1.304e-05% | -9.362e-06% | -1.385e-06% | 8.086e-06% | 7.597e-06% | -7.006e-06% | -4.759e-06% | -6.297e-06%
Circuit Length | 0.2528% | 0.3066% | 0.4284% | 0.3049% | -0.003438% | 0.2408% | 0.1209% | 0.1046% | 0.05439% | 0.3201% | 0.08273% | 0.1649% | -0.001533% | 0.04752% | Circuit Length | -2.82e-05% | 3.442e-05% | -2.73e-06% | -2.128e-05% | -8.558e-06% | 1.145e-05% | 1.843e-05% | -2.068e-06% | -1.476e-06% | -2.555e-05% | 8.122e-06% | 2.314e-05% | -1.546e-05% | 1.312e-05%
CMOS | -3.063% | 6.349% | -1.634% | -5.913% | 2.319% | 3.475% | -1.517% | -2.632% | 4.531% | -1.593% | -1.781% | 1.943% | -1.86% | 2.846% | CMOS | 2.543e-05% | -1.59e-05% | 6.54e-06% | 1.552e-05% | -2.34e-05% | 2.041e-07% | -7.394e-06% | 1.891e-05% | 7.503e-06% | -4.517e-06% | -7.382e-06% | -4.908e-06% | 1.605e-05% | -8.399e-06%
Opex | 1.928% | -2.73% | -3.597% | 0.2811% | -7.35% | -0.8359% | -2.295% | -1.104% | -0.9499% | 6.186% | -4.974% | 0.6265% | -0.9376% | 4.195% | Opex | 3.378e-07% | 1.34e-05% | 8.961e-06% | -1.656e-05% | -3.851e-06% | 9.761e-07% | 4.512e-06% | -8.249e-06% | 5.187e-06% | 1.461e-05% | -1.368e-05% | 4.337e-06% | 9.846e-07% | 6.106e-06%
O/H Subtransmission Lines | -0.01874% | -0.02213% | -0.03172% | -0.04195% | 0.07179% | -0.02654% | -0.009249% | 0.005344% | -0.03553% | 0.01774% | -0.02535% | -0.01134% | 0.007145% | -0.006491% | O/H Subtransmission Lines | -6.612e-08% | 4.897e-07% | 1e-06% | -4.337e-08% | -8.657e-08% | -6.946e-07% | 6.16e-07% | -1.225e-06% | 2.282e-07% | 9.368e-07% | 2.29e-07% | -6.528e-07% | -5.262e-07% | 3.461e-07%
O/H Distribution Lines | -0.0002667% | 0.008873% | -0.01579% | 0.003593% | -0.007132% | 0.05611% | 0.002187% | 0.1044% | 0.3014% | -0.05312% | -0.0306% | -0.08632% | -0.06886% | -0.1273% | O/H Distribution Lines | 3.151e-06% | 2.903e-06% | -1.238e-06% | -1.217e-07% | -1.841e-06% | 1.369e-06% | -1.272e-06% | -3.213e-08% | -3.689e-06% | 5.149e-06% | -3.2e-06% | -1.728e-06% | 6.906e-06% | -2.033e-06%
U/G Subtransmission | -0.007186% | -0.009645% | -0.02429% | 0.001028% | 0.04181% | -0.04882% | -0.00267% | -0.008412% | -0.01383% | 0.004632% | 0.001922% | -0.009735% | -0.001286% | -0.00477% | U/G Subtransmission | -2.029e-08% | 1.642e-07% | -2.563e-08% | -1.71e-07% | 2.821e-07% | -2.517e-07% | 2.32e-07% | -8.536e-08% | -1.283e-07% | 2.166e-08% | -7.404e-09% | 3.342e-08% | -3.087e-08% | 8.911e-09%
U/G Distribution Cables | -0.8506% | -0.9193% | -0.8597% | -0.6939% | -0.4195% | -0.3838% | -0.2337% | -0.2498% | -0.2538% | -0.4727% | -0.09702% | -0.1973% | -0.4937% | -0.4328% | U/G Distribution Cables | 5.058e-06% | -9.949e-06% | 1.24e-05% | -2.847e-06% | -1.759e-06% | -7.781e-06% | 1.161e-05% | -5.013e-06% | -4.932e-06% | 1.205e-06% | -5.022e-06% | 3.651e-06% | 7.811e-06% | -1.102e-05%
Transformers | -1.369% | -0.8482% | -0.8251% | -1.478% | -1.004% | -1.361% | -0.7702% | -0.7278% | -0.8263% | -0.1853% | -0.4659% | -0.2872% | -0.09736% | -0.4322% | Transformers | -1.302e-05% | 1.048e-05% | -1.217e-05% | 1.833e-05% | -6.196e-06% | -1.729e-05% | 2.377e-05% | -2.807e-05% | 2.875e-05% | -2.411e-05% | 6.489e-06% | -7.11e-06% | 1.257e-05% | -2.268e-06%
TFP Change | -2.928% | 5.156% | -2.703% | -6.962% | -6.355% | 1.07% | -4.617% | -4.772% | 2.595% | 4.376% | -6.939% | 2.458% | -3.263% | 6.057% | TFP Change
check | -2.928% | 5.156% | -2.703% | -6.962% | -6.355% | 1.07% | -4.617% | -4.772% | 2.595% | 4.376% | -6.939% | 2.458% | -3.263% | 6.057% | check
check | 8.8198e-10 | -9.9681e-10 | 2.3283e-09 | 1.2524e-09 | -2.8376e-09 | -3.7835e-10 | 1.6553e-10 | 9.2041e-10 | -7.567e-10 | -3.7071e-09 | -2.2765e-09 | -1.0841e-09 | -5.0568e-10 | -1.528e-10 | check
45.SA: Contributions to TFP growth | [14 empty] | 45.SA: Contributions to TFP growth | bar: 2007 to 2010
Year | 2007: 2006 to 2020; 2008: 2006 to 2013; 2009: 2013 to 2020; 2010: 2019 to 2020 | Year | 2006 to 2020 | 2006 to 2013 | 2013 to 2020 | 2019 to 2020
Energy (GWh) | 2007: -0.07516%; 2008: 0.008255%; 2009: -0.1377%; 2010: -0.1896% | Energy (GWh) | -3.667e-07% | -1.336e-06% | 3.607e-07% | -1.085e-06%
Ratcheted Max Demand | 2007: 0.4117%; 2008: 0.9617%; 2009: -0.0007768%; 2010: -0.01282% | Ratcheted Max Demand | 1.171e-06% | 2.741e-06% | -6.623e-09% | -9.205e-08%
Customer Numbers | 2007: 0.2486%; 2008: 0.2973%; 2009: 0.2121%; 2010: 0.1746% | Customer Numbers | -2.942e-07% | -6.72e-07% | -1.086e-08% | -6.297e-06%
Circuit Length | 2007: 0.1731%; 2008: 0.255%; 2009: 0.1117%; 2010: 0.04752% | Circuit Length | 2.395e-07% | -2.483e-06% | 2.281e-06% | 1.312e-05%
CMOS | 2007: 0.105%; 2008: 0.2554%; 2009: -0.007789%; 2010: 2.846% | CMOS | 1.304e-06% | 1.401e-06% | 1.232e-06% | -8.399e-06%
Opex | 2007: -0.8255%; 2008: -2.051%; 2009: 0.09338%; 2010: 4.195% | Opex | 1.219e-06% | 5.432e-07% | 1.726e-06% | 6.106e-06%
O/H Subtransmission Lines | 2007: -0.009073%; 2008: -0.01155%; 2009: -0.007217%; 2010: -0.006491% | O/H Subtransmission Lines | 3.933e-08% | 9.984e-08% | -6.047e-09% | 3.461e-07%
O/H Distribution Lines | 2007: 0.006229%; 2008: 0.007565%; 2009: 0.005228%; 2010: -0.1273% | O/H Distribution Lines | 3.088e-07% | 7.038e-07% | 1.263e-08% | -2.033e-06%
U/G Subtransmission | 2007: -0.005804%; 2008: -0.007851%; 2009: -0.004269%; 2010: -0.00477% | U/G Subtransmission | 1.547e-09% | -3.732e-09% | 5.507e-09% | 8.911e-09%
U/G Distribution Cables | 2007: -0.4684%; 2008: -0.6878%; 2009: -0.3038%; 2010: -0.4328% | U/G Distribution Cables | -4.704e-07% | -8.134e-07% | -2.131e-07% | -1.102e-05%
Transformers | 2007: -0.7626%; 2008: -1.147%; 2009: -0.474%; 2010: -0.4322% | Transformers | -7.046e-07% | -3.313e-06% | 1.252e-06% | -2.268e-06%
TFP Change | 2007: -1.202%; 2008: -2.12%; 2009: -0.5132%; 2010: 6.057%; 2011: -0.9839% | TFP Change | 2.448e-06% | -3.133e-06% | 6.634e-06% | -1.161e-05%
46.TAS: Output and input growth rates | [14 empty] | 46.TAS: Output and input growth rates
Year | 2007 | 2008 | 2009 | 2010 | 2011 | 2012 | 2013 | 2014 | 2015 | 2016 | 2017 | 2018 | 2019 | 2020 | Year | 2007 | 2008 | 2009 | 2010 | 2011 | 2012 | 2013 | 2014 | 2015 | 2016 | 2017 | 2018 | 2019 | 2020
Energy (GWh) | -0.7128% | 0.5413% | 3.213% | -0.8942% | -2.234% | -2.895% | -1.642% | -3.252% | 1.783% | 1.367% | -1.199% | 2.364% | 0.6438% | 1.843% | Energy (GWh) | 7.406e-06% | -1.012e-06% | -2.859e-05% | 3.789e-05% | -1.23e-05% | -8.596e-06% | 1.351e-05% | -1.191e-05% | 6.319e-06% | 1.889e-06% | 5.963e-06% | -1.044e-05% | 1e-05% | -5.729e-06%
Ratcheted Max Demand | 7.693% | 0.5213% | 0% | 0% | 0% | 0% | 0% | 0% | 0% | 0% | 0% | 0% | 0% | 0% | Ratcheted Max Demand | 3.463e-05% | -5.523e-05% | 0% | 0% | 0% | 0% | 0% | 0% | 0% | 0% | 0% | 0% | 0% | 0%
Customer Numbers | 1.913% | 1.915% | 1.917% | 1.918% | 1.92% | 0.9166% | 0.5288% | 0.3147% | 0.8191% | 0.7974% | 0.8121% | 0.09886% | 0.8679% | 1.199% | Customer Numbers | -2.084e-05% | -1.453e-05% | 7.222e-05% | -1.001e-05% | 6.855e-06% | -4.411e-06% | -1.224e-05% | -4.001e-06% | -6.001e-05% | 6.747e-05% | 1.237e-05% | 7.166e-06% | -6.403e-05% | 7.055e-06%
Circuit Length | 0.0009393% | 0% | 0.2717% | 1.697% | 1.811% | 0.8814% | 0.5108% | 0.7138% | 0.591% | 0.2288% | 0.1935% | 0.1857% | 0.4166% | 0.216% | Circuit Length | 3.927e-05% | 0% | -5.167e-05% | 9.676e-07% | 2.487e-05% | -1.731e-05% | 4.332e-05% | -3.359e-05% | -1.283e-05% | 3.958e-06% | 2.613e-05% | -5.205e-05% | 6.27e-06% | -3.552e-06%
CMOS | 28.96% | 3.065% | 15.77% | 3.889% | -36.93% | 14.99% | -14.99% | 30.27% | -26.07% | 7.072% | -8.813% | 14.24% | 1.467% | -3.26% | CMOS | 7.323e-06% | 1.96e-05% | -3.078e-05% | 8.62e-06% | 3.305e-05% | -2.363e-05% | -3.63e-05% | 1.611e-05% | -9.965e-06% | 5.076e-05% | -1.793e-05% | -4.824e-05% | 1.422e-06% | 3.698e-07%
Opex | -0.2029% | 0.9847% | 11.09% | 16.9% | -3.816% | 8.71% | -20.89% | 2.004% | -16.69% | 7.024% | 27.25% | -10.13% | -12.13% | 3.345% | Opex | -4.352e-06% | 5.403e-05% | -3.125e-05% | -1.838e-05% | 1.996e-05% | -3.223e-05% | -2.789e-07% | 4.996e-05% | -4.168e-05% | -3.861e-05% | 5.797e-05% | 2.045e-05% | 1.087e-05% | -8.498e-05%
O/H Subtransmission Lines | 0% | 0% | 0.668% | 0% | 0% | 0% | 0% | -0.03469% | 0.008026% | -0.1891% | -0.06709% | -0.4474% | -0.5043% | 0.1568% | O/H Subtransmission Lines | 0% | 0% | 4.555e-05% | 0% | 0% | 0% | 0% | -1.527e-05% | -2.252e-05% | 2.264e-05% | -7.559e-05% | 4.743e-05% | -3.598e-06% | -6.16e-07%
O/H Distribution Lines | 0% | 0% | -0.09496% | 1.923% | 0.9812% | 0.6767% | 0.3365% | 0.534% | 0.4899% | 0.6501% | 1.122% | 1.757% | 0.8735% | 0.2318% | O/H Distribution Lines | 0% | 0% | 7.859e-06% | 3.619e-05% | -2.694e-05% | -3.667e-05% | -2.232e-05% | 7.46e-05% | -5.294e-05% | 4.696e-05% | -4.506e-05% | 4.127e-05% | 2.617e-05% | -8.978e-06%
U/G Subtransmission | 0% | 0% | 37.31% | 0.4619% | 14.95% | 2.74% | -0.3868% | 9.73% | 0.3141% | 5.215% | 1.338% | -1.955% | 0.1403% | 4.415% | U/G Subtransmission | 0% | 0% | -1.363e-05% | 8.361e-06% | -5.661e-06% | -7.935e-07% | -7.043e-06% | 1.12e-05% | 2.079e-05% | -1.725e-05% | -5.082e-06% | -8.14e-06% | 2.388e-05% | -8.035e-06%
U/G Distribution Cables | 0.02582% | 0% | 0.2742% | 4.008% | 4.062% | 1.319% | 0.6435% | 2.278% | 0.7068% | 0.7292% | 0.4364% | 1.754% | 1.345% | 0.7685% | U/G Distribution Cables | 2.34e-05% | 0% | 5.171e-06% | -3.956e-05% | -2.009e-05% | 9.181e-06% | 4.386e-05% | -5.093e-05% | 8.977e-06% | 6.012e-05% | -1.971e-05% | -1.497e-05% | 3.297e-05% | -5.618e-05%
Transformers | 3.652% | 4.76% | 4.043% | 4.241% | 4.778% | 2.689% | 0.7852% | 2.108% | 1.422% | 0.5736% | 2.021% | -0.2552% | 2.052% | 1.79% | Transformers | 3.027e-05% | -4.926e-05% | 3.844e-05% | -2.087e-05% | -3.42e-05% | 6.01e-05% | 1.547e-07% | -5.047e-05% | 4.024e-05% | -1.981e-05% | -1.444e-05% | -8.86e-06% | 1.774e-05% | 4.685e-05%
46.TAS: Output and input contributions | [14 empty] | 46.TAS: Output and input contributions
Year | 2007 | 2008 | 2009 | 2010 | 2011 | 2012 | 2013 | 2014 | 2015 | 2016 | 2017 | 2018 | 2019 | 2020 | Year | 2007 | 2008 | 2009 | 2010 | 2011 | 2012 | 2013 | 2014 | 2015 | 2016 | 2017 | 2018 | 2019 | 2020
Energy (GWh) | -0.06946% | 0.05222% | 0.3405% | -0.09894% | -0.2387% | -0.2904% | -0.162% | -0.3315% | 0.1859% | 0.1352% | -0.1175% | 0.2307% | 0.06513% | 0.1872% | Energy (GWh) | -5.089e-06% | 6.926e-06% | -7.423e-07% | -1.046e-06% | 3.081e-06% | -4.184e-06% | 2.862e-07% | 2.342e-06% | -3.271e-06% | -4.239e-08% | 2.718e-06% | 1.507e-06% | 1.617e-07% | -5.246e-06%
Ratcheted Max Demand | 3.107% | 0.2104% | 0.004359% | -0.002702% | -0.007519% | 0.001033% | -0.003414% | 0.00371% | -0.003786% | 0.0002963% | -0.0009808% | 0.005857% | 0.0006801% | -0.0004816% | Ratcheted Max Demand | -1.882e-05% | 1.607e-05% | 2.35e-08% | -3.752e-09% | -3.4e-08% | -4.288e-09% | -8.596e-09% | 1.759e-08% | -2.118e-08% | 4.038e-09% | -2.821e-09% | 2.234e-08% | 1.023e-08% | -9.298e-09%
Customer Numbers | 0.3865% | 0.4596% | 0.4092% | 0.4386% | 0.4296% | 0.1991% | 0.1106% | 0.07321% | 0.1694% | 0.1716% | 0.1702% | 0.04428% | 0.1933% | 0.2604% | Customer Numbers | -2.595e-07% | -8.947e-07% | 5.365e-06% | -2.93e-06% | -4.212e-06% | 1.312e-06% | 5.431e-06% | -7.773e-06% | 7.486e-06% | 3.121e-06% | -5.606e-06% | 8.869e-06% | -1.042e-06% | 5.626e-07%
Circuit Length | -0.04311% | 0.04039% | 0.09267% | 0.8227% | 0.8627% | 0.4038% | 0.2285% | 0.3349% | 0.2552% | 0.1049% | 0.08252% | 0.1165% | 0.1971% | 0.09693% | Circuit Length | 4.838e-06% | 1.656e-07% | 1.466e-05% | 1.052e-05% | -2.546e-05% | 3.73e-06% | -3.531e-06% | 1.968e-05% | -4.942e-06% | -1.216e-05% | 1.045e-06% | -8.052e-06% | 3.573e-05% | -4.182e-06%
CMOS | -5.705% | -0.5851% | -3.56% | -0.5317% | 7.117% | -2.53% | 2.369% | -5.045% | 4.387% | -1.098% | 1.332% | -2.268% | -0.2838% | 0.6087% | CMOS | -3.473e-07% | -4.53e-06% | 7.915e-06% | 7.386e-06% | -7.568e-06% | -9.243e-06% | -1.193e-05% | 1.921e-05% | 8.647e-06% | -9.899e-06% | -5.153e-06% | 2.326e-06% | 1.127e-06% | -1.657e-05%
Opex | -0.113% | -0.2477% | -3.825% | -6.098% | 1.535% | -3.31% | 7.5% | -0.6799% | 5.596% | -2.368% | -9.681% | 3.638% | 4.425% | -1.138% | Opex | 1.19e-05% | 8.288e-06% | -1.395e-06% | 5.747e-06% | -1.287e-05% | 1.374e-05% | -1.475e-06% | -3.502e-07% | -1.813e-05% | 1.979e-06% | 4.347e-06% | -1.839e-05% | 1.874e-05% | 9.124e-06%
O/H Subtransmission Lines | 0.0001098% | 3.454e-05% | -0.003061% | 5.976e-05% | 4.418e-05% | 9.793e-05% | -0.000129% | 0.0001899% | -8.029e-05% | 0.0008258% | 0.0003177% | 0.001983% | 0.00218% | -0.0007653% | O/H Subtransmission Lines | 8.615e-09% | 2.73e-09% | -1.764e-07% | 2.361e-09% | 1.879e-09% | 4.008e-09% | -5.322e-09% | 1.184e-07% | 6.331e-08% | -1.275e-07% | -2.259e-07% | 1.146e-07% | 2.17e-07% | 6.052e-08%
O/H Distribution Lines | 0.009087% | 0.006078% | 0.05465% | -0.5233% | -0.261% | -0.1902% | -0.08699% | -0.148% | -0.1402% | -0.1901% | -0.2934% | -0.5245% | -0.238% | -0.07385% | O/H Distribution Lines | 5.499e-08% | 7.33e-09% | -1.968e-05% | 3.957e-06% | 3.207e-06% | -2.64e-06% | 4.902e-08% | 6.005e-06% | -8.163e-06% | 5.704e-06% | -4.935e-06% | 2.106e-05% | -3.789e-06% | -1.498e-06%
U/G Subtransmission | 0.005982% | 0.0001883% | -0.1431% | -0.00271% | -0.05686% | -0.008944% | -0.0001086% | -0.03181% | -0.001447% | -0.0189% | -0.000977% | 0.006287% | 0.001948% | -0.0111% | U/G Subtransmission | -1.88e-08% | 1.865e-09% | 4.599e-08% | -6.444e-08% | 1.403e-07% | -3.604e-08% | 4.241e-08% | -1.658e-07% | -3.67e-09% | 1.366e-07% | -6.156e-08% | -1.259e-08% | 6.687e-08% | -1.093e-07%
U/G Distribution Cables | -0.007687% | -0.01366% | 0.01706% | -0.4827% | -0.4992% | -0.1636% | -0.08648% | -0.2588% | -0.08844% | -0.09809% | -0.02642% | -0.2133% | -0.1403% | -0.0531% | U/G Distribution Cables | -2.645e-06% | 4.302e-08% | -3.307e-06% | 7.409e-06% | -6.583e-06% | 5.022e-06% | -6.193e-06% | 6.967e-06% | 1.204e-06% | -2.488e-06% | -3.069e-06% | 5.2e-06% | 2.482e-06% | -9.923e-06%
Transformers | -0.7488% | -1.374% | -1.338% | -0.9651% | -1.131% | -0.655% | -0.2135% | -0.5088% | -0.421% | -0.109% | -0.3407% | 0.238% | -0.8564% | -0.3027% | Transformers | 8.208e-06% | 4.895e-06% | -1.76e-05% | 7.615e-06% | -9.732e-06% | 9.19e-07% | -5.73e-06% | 1.793e-05% | -7.326e-06% | -8.5e-06% | 1.281e-05% | -9.254e-06% | 5.425e-06% | -6.477e-06%
TFP Change | -3.178% | -1.452% | -7.951% | -7.444% | 7.75% | -6.544% | 9.656% | -6.592% | 9.938% | -3.469% | -8.877% | 1.275% | 3.367% | -0.4271% | TFP Change
check | -3.178% | -1.452% | -7.951% | -7.444% | 7.75% | -6.544% | 9.656% | -6.592% | 9.938% | -3.469% | -8.877% | 1.275% | 3.367% | -0.4271% | check
check | 4.9101e-10 | -7.8302e-11 | 3.758e-09 | -2.5791e-09 | 2.4625e-09 | 5.1955e-10 | 4.4705e-09 | -9.0427e-10 | 5.2114e-10 | -1.6323e-09 | 1.9347e-09 | -1.1296e-09 | -2.703e-09 | -7.476e-10 | check
46.TAS: Contributions to TFP growth | [14 empty] | 46.TAS: Contributions to TFP growth | bar: 2007 to 2010
Year | 2007: 2006 to 2020; 2008: 2006 to 2013; 2009: 2013 to 2020; 2010: 2019 to 2020 | Year | 2006 to 2020 | 2006 to 2013 | 2013 to 2020 | 2019 to 2020
Energy (GWh) | 2007: -0.00798%; 2008: -0.0508%; 2009: 0.02414%; 2010: 0.1872% | Energy (GWh) | -1.856e-07% | -1.756e-07% | -1.93e-07% | -5.246e-06%
Ratcheted Max Demand | 2007: 0.2367%; 2008: 0.5521%; 2009: 0.0002352%; 2010: -0.0004816% | Ratcheted Max Demand | -1.968e-07% | -4.613e-07% | 1.538e-09% | -9.298e-09%
Customer Numbers | 2007: 0.2511%; 2008: 0.3871%; 2009: 0.1491%; 2010: 0.2604% | Customer Numbers | 6.736e-07% | -2.697e-07% | 1.381e-06% | 5.626e-07%
Circuit Length | 2007: 0.2568%; 2008: 0.3632%; 2009: 0.1771%; 2010: 0.09693% | Circuit Length | 2.289e-06% | 1.411e-06% | 2.948e-06% | -4.182e-06%
CMOS | 2007: -0.4139%; 2008: -0.9658%; 2009: 0.0001284%; 2010: 0.6087% | CMOS | -1.33e-06% | -1.065e-06% | -1.53e-06% | -1.657e-05%
Opex | 2007: -0.3406%; 2008: -2.01%; 2009: 0.9114%; 2010: -1.138% | Opex | 1.518e-06% | 4.233e-06% | -5.184e-07% | 9.124e-06%
O/H Subtransmission Lines | 2007: 0.0001291%; 2008: -0.0004524%; 2009: 0.0005652%; 2010: -0.0007653% | O/H Subtransmission Lines | 4.158e-09% | -2.614e-08% | 2.688e-08% | 6.052e-08%
O/H Distribution Lines | 2007: -0.1857%; 2008: -0.1508%; 2009: -0.2119%; 2010: -0.07385% | O/H Distribution Lines | -4.725e-08% | -2.516e-06% | 1.804e-06% | -1.498e-06%
U/G Subtransmission | 2007: -0.01869%; 2008: -0.03425%; 2009: -0.007013%; 2010: -0.0111% | U/G Subtransmission | -2.725e-09% | 1.148e-08% | -1.338e-08% | -1.093e-07%
U/G Distribution Cables | 2007: -0.151%; 2008: -0.1916%; 2009: -0.1206%; 2010: -0.0531% | U/G Distribution Cables | -4.202e-07% | -1.036e-08% | -7.276e-07% | -9.923e-06%
Transformers | 2007: -0.6232%; 2008: -1.035%; 2009: -0.3142%; 2010: -0.3027% | Transformers | -4.864e-07% | -9.483e-07% | -1.4e-07% | -6.477e-06%
TFP Change | 2007: -0.9962%; 2008: -3.136%; 2009: 0.6089%; 2010: -0.4271% | TFP Change | 1.816e-06% | 1.837e-07% | 3.04e-06% | -3.427e-05%

## Index Tables
TFP Results by DNSP
1.EVO productivity indexes 2006-2020
| Output | Input | TFP | PFP Index
Year | Index | Index | Index | Opex | Capital
2006 | 1 | 1 | 1 | 1 | 1
2007 | 0.99655 | 1.0058 | 0.99079 | 1.0004 | 0.98216
2008 | 1.0251 | 1.0428 | 0.98305 | 0.96582 | 0.99427
2009 | 1.0301 | 1.0627 | 0.9693 | 0.95202 | 0.9791
2010 | 1.0452 | 1.1256 | 0.92857 | 0.85638 | 0.97732
2011 | 1.0358 | 1.1908 | 0.86983 | 0.76182 | 0.94817
2012 | 1.1055 | 1.2393 | 0.89199 | 0.76057 | 0.99211
2013 | 1.1196 | 1.2985 | 0.86217 | 0.70351 | 0.98854
2014 | 1.1248 | 1.3982 | 0.80449 | 0.62452 | 0.97407
2015 | 1.1392 | 1.3517 | 0.84278 | 0.67862 | 0.98043
2016 | 1.1435 | 1.0803 | 1.0585 | 1.2568 | 0.97457
2017 | 1.147 | 1.1299 | 1.0151 | 1.1108 | 0.97122
2018 | 1.1657 | 1.1976 | 0.97338 | 0.96897 | 0.97707
2019 | 1.1714 | 1.1949 | 0.98034 | 1.0124 | 0.96306
2020 | 1.1892 | 1.1852 | 1.0034 | 1.0824 | 0.96165
Growth Rate 2006-2020 | 1.238% | 1.213% | 0.02454% | 0.5655% | -0.2793% | 14 | yrs
Growth Rate 2006-2012 | 1.671% | 3.576% | -1.905% | -4.561% | -0.132% | 6 | yrs
Growth Rate 2012-2020 | 0.9129% | -0.5587% | 1.472% | 4.411% | -0.3898% | 8 | yrs
Growth Rate 2020 | 1.51% | -0.8189% | 2.329% | 6.686% | -0.1462%
2.AGD productivity indexes, 2006-2020
| Output | Input | TFP | PFP Index
Year | Index | Index | Index | Opex | Capital
2006 | 1 | 1 | 1 | 1 | 1
2007 | 1.0057 | 0.94912 | 1.0596 | 1.1884 | 0.9815
2008 | 1.0037 | 1.1095 | 0.90469 | 0.83446 | 0.95633
2009 | 0.99938 | 1.0821 | 0.92355 | 0.91733 | 0.92592
2010 | 1.0438 | 1.1551 | 0.90366 | 0.84521 | 0.93774
2011 | 1.0478 | 1.1461 | 0.91426 | 0.88769 | 0.92442
2012 | 1.0613 | 1.2116 | 0.87588 | 0.81427 | 0.90776
2013 | 1.0679 | 1.1341 | 0.94167 | 1.037 | 0.88939
2014 | 1.0594 | 1.1959 | 0.88585 | 0.9228 | 0.8602
2015 | 1.0678 | 1.2721 | 0.83941 | 0.7927 | 0.86303
2016 | 1.0659 | 1.2308 | 0.86605 | 0.88563 | 0.84945
2017 | 1.0655 | 1.1683 | 0.91207 | 1.0017 | 0.86163
2018 | 1.0807 | 1.1092 | 0.97432 | 1.1875 | 0.8723
2019 | 1.077 | 1.0921 | 0.98621 | 1.2594 | 0.86426
2020 | 1.0542 | 1.052 | 1.0021 | 1.3889 | 0.84065
Growth Rate 2006-2020 | 0.3767% | 0.3618% | 0.01494% | 2.346% | -1.24% | 14 | yrs
Growth Rate 2006-2012 | 0.9908% | 3.2% | -2.209% | -3.424% | -1.613% | 6 | yrs
Growth Rate 2012-2020 | -0.08383% | -1.767% | 1.683% | 6.674% | -0.9601% | 8 | yrs
Growth Rate 2020 | -2.146% | -3.743% | 1.598% | 9.782% | -2.77%
3.CIT productivity indexes 2006-2020
| Output | Input | TFP | PFP Index
Year | Index | Index | Index | Opex | Capital
2006 | 1 | 1 | 1 | 1 | 1
2007 | 1.0319 | 1.0591 | 0.97433 | 0.90317 | 0.99693
2008 | 1.0566 | 1.0698 | 0.98765 | 0.97234 | 0.99406
2009 | 1.0466 | 1.126 | 0.92954 | 0.81641 | 0.97009
2010 | 1.0527 | 1.1686 | 0.90082 | 0.75554 | 0.95434
2011 | 1.087 | 1.1822 | 0.9194 | 0.83969 | 0.94657
2012 | 1.0777 | 1.2834 | 0.83969 | 0.66101 | 0.91563
2013 | 1.0872 | 1.2822 | 0.84785 | 0.69091 | 0.91072
2014 | 1.087 | 1.3096 | 0.83005 | 0.67494 | 0.89287
2015 | 1.1064 | 1.3035 | 0.84882 | 0.7127 | 0.90144
2016 | 1.1165 | 1.3188 | 0.84655 | 0.71475 | 0.8965
2017 | 1.1355 | 1.3108 | 0.86628 | 0.75407 | 0.90664
2018 | 1.1384 | 1.2503 | 0.91053 | 0.87598 | 0.92101
2019 | 1.1481 | 1.2928 | 0.88806 | 0.78616 | 0.92407
2020 | 1.1304 | 1.2785 | 0.88414 | 0.82263 | 0.90341
Growth Rate 2006-2020 | 0.8755% | 1.755% | -0.8795% | -1.395% | -0.7256% | 14 | yrs
Growth Rate 2006-2012 | 1.247% | 4.159% | -2.912% | -6.9% | -1.469% | 6 | yrs
Growth Rate 2012-2020 | 0.597% | -0.04776% | 0.6448% | 2.734% | -0.168% | 8 | yrs
Growth Rate 2020 | -1.555% | -1.113% | -0.4422% | 4.535% | -2.261%
4.END productivity indexes, 2006-2020
| Output | Input | TFP | PFP Index
Year | Index | Index | Index | Opex | Capital
2006 | 1 | 1 | 1 | 1 | 1
2007 | 1.0138 | 1.0676 | 0.94967 | 0.93978 | 0.95903
2008 | 1.0152 | 1.1865 | 0.8556 | 0.77106 | 0.92166
2009 | 1.0491 | 1.1658 | 0.89988 | 0.86923 | 0.9235
2010 | 1.0816 | 1.1648 | 0.92858 | 0.93244 | 0.92307
2011 | 1.1074 | 1.2087 | 0.91618 | 0.90754 | 0.91992
2012 | 1.0817 | 1.2423 | 0.87075 | 0.87237 | 0.86867
2013 | 1.0706 | 1.2216 | 0.87642 | 0.96415 | 0.82609
2014 | 1.1086 | 1.3096 | 0.84655 | 0.88397 | 0.82271
2015 | 1.1069 | 1.3366 | 0.82813 | 0.86018 | 0.80769
2016 | 1.125 | 1.393 | 0.80759 | 0.81491 | 0.80358
2017 | 1.1767 | 1.3617 | 0.86418 | 0.92997 | 0.82377
2018 | 1.1921 | 1.3278 | 0.8978 | 1.0332 | 0.81867
2019 | 1.1909 | 1.3158 | 0.90504 | 1.0927 | 0.80228
2020 | 1.179 | 1.2719 | 0.927 | 1.2112 | 0.78488
Growth Rate 2006-2020 | 1.176% | 1.718% | -0.5415% | 1.369% | -1.73% | 14 | yrs
Growth Rate 2006-2012 | 1.309% | 3.616% | -2.307% | -2.276% | -2.347% | 6 | yrs
Growth Rate 2012-2020 | 1.077% | 0.2945% | 0.7824% | 4.102% | -1.268% | 8 | yrs
Growth Rate 2020 | -0.9984% | -3.395% | 2.397% | 10.29% | -2.192%
5.ENX productivity indexes, 2006-2020
| Output | Input | TFP | PFP Index
Year | Index | Index | Index | Opex | Capital
2006 | 1 | 1 | 1 | 1 | 1
2007 | 1.1207 | 1.1012 | 1.0177 | 0.96405 | 1.0494
2008 | 1.1293 | 1.1523 | 0.98003 | 0.9322 | 1.0096
2009 | 1.184 | 1.1996 | 0.98701 | 0.94119 | 1.0132
2010 | 1.2235 | 1.231 | 0.99391 | 0.96104 | 1.0128
2011 | 1.2431 | 1.2987 | 0.95722 | 0.88867 | 0.99754
2012 | 1.273 | 1.3473 | 0.9449 | 0.85036 | 0.99845
2013 | 1.2722 | 1.4063 | 0.90463 | 0.79372 | 0.97618
2014 | 1.2708 | 1.3779 | 0.92232 | 0.86387 | 0.95879
2015 | 1.2589 | 1.4102 | 0.89274 | 0.83876 | 0.92382
2016 | 1.2828 | 1.3634 | 0.94085 | 0.9615 | 0.9292
2017 | 1.3114 | 1.3806 | 0.94987 | 0.97758 | 0.93513
2018 | 1.3105 | 1.3883 | 0.94397 | 0.97389 | 0.92671
2019 | 1.317 | 1.368 | 0.96276 | 1.0372 | 0.92369
2020 | 1.3175 | 1.3522 | 0.97436 | 1.095 | 0.91166
Growth Rate 2006-2020 | 1.969% | 2.155% | -0.1855% | 0.648% | -0.6607% | 14 | yrs
Growth Rate 2006-2012 | 4.023% | 4.968% | -0.9446% | -2.702% | -0.02592% | 6 | yrs
Growth Rate 2012-2020 | 0.429% | 0.04521% | 0.3838% | 3.16% | -1.137% | 8 | yrs
Growth Rate 2020 | 0.03522% | -1.163% | 1.198% | 5.419% | -1.311%
6.ERG productivity indexes, 2006-2020
| Output | Input | TFP | PFP Index
Year | Index | Index | Index | Opex | Capital
2006 | 1 | 1 | 1 | 1 | 1
2007 | 1.1442 | 0.97072 | 1.1787 | 1.2854 | 1.1162
2008 | 1.1241 | 1.0079 | 1.1153 | 1.1787 | 1.0786
2009 | 1.09 | 1.0062 | 1.0832 | 1.1852 | 1.0233
2010 | 1.1176 | 1.0221 | 1.0935 | 1.2419 | 1.013
2011 | 1.1425 | 1.116 | 1.0237 | 1.0323 | 1.0139
2012 | 1.1802 | 1.1385 | 1.0367 | 1.044 | 1.0216
2013 | 1.1974 | 1.0488 | 1.1417 | 1.3332 | 1.0429
2014 | 1.2378 | 1.0821 | 1.1439 | 1.372 | 1.0274
2015 | 1.1894 | 1.1532 | 1.0314 | 1.1443 | 0.96736
2016 | 1.1899 | 1.171 | 1.0161 | 1.1368 | 0.94849
2017 | 1.2529 | 1.1429 | 1.0962 | 1.329 | 0.97991
2018 | 1.2333 | 1.1603 | 1.0629 | 1.2737 | 0.95355
2019 | 1.1908 | 1.1582 | 1.0282 | 1.2222 | 0.9269
2020 | 1.2001 | 1.1724 | 1.0236 | 1.1877 | 0.9342
Growth Rate 2006-2020 | 1.303% | 1.136% | 0.1666% | 1.229% | -0.4862% | 14 | yrs
Growth Rate 2006-2012 | 2.761% | 2.161% | 0.6001% | 0.717% | 0.3557% | 6 | yrs
Growth Rate 2012-2020 | 0.2085% | 0.3671% | -0.1586% | 1.612% | -1.118% | 8 | yrs
Growth Rate 2020 | 0.7725% | 1.217% | -0.4444% | -2.867% | 0.7842%
7.ESS productivity indexes 2006-2020
| Output | Input | TFP | PFP Index
Year | Index | Index | Index | Opex | Capital
2006 | 1 | 1 | 1 | 1 | 1
2007 | 1.0741 | 1.1297 | 0.95082 | 0.89438 | 0.99496
2008 | 1.0688 | 1.2294 | 0.86941 | 0.75703 | 0.96149
2009 | 1.0311 | 1.2307 | 0.83778 | 0.78072 | 0.8809
2010 | 1.0987 | 1.3056 | 0.84149 | 0.7764 | 0.88678
2011 | 1.0767 | 1.3326 | 0.80798 | 0.76259 | 0.83888
2012 | 1.0636 | 1.481 | 0.71819 | 0.6089 | 0.80755
2013 | 1.0731 | 1.4402 | 0.74511 | 0.6787 | 0.79192
2014 | 1.1783 | 1.4103 | 0.83549 | 0.78582 | 0.86954
2015 | 1.1446 | 1.4197 | 0.80624 | 0.77968 | 0.82506
2016 | 1.1572 | 1.315 | 0.88001 | 0.99932 | 0.81806
2017 | 1.1335 | 1.3239 | 0.85616 | 0.97258 | 0.79754
2018 | 1.1621 | 1.3488 | 0.86163 | 0.94987 | 0.81098
2019 | 1.1471 | 1.4274 | 0.8036 | 0.82557 | 0.78948
2020 | 1.1368 | 1.4167 | 0.80246 | 0.84941 | 0.76985
Growth Rate 2006-2020 | 0.9161% | 2.488% | -1.572% | -1.166% | -1.868% | 14 | yrs
Growth Rate 2006-2012 | 1.028% | 6.545% | -5.517% | -8.268% | -3.563% | 6 | yrs
Growth Rate 2012-2020 | 0.8321% | -0.5548% | 1.387% | 4.161% | -0.5977% | 8 | yrs
Growth Rate 2020 | -0.8961% | -0.7541% | -0.142% | 2.847% | -2.518%
8.JEN productivity indexes, 2006-2020
| Output | Input | TFP | PFP Index
Year | Index | Index | Index | Opex | Capital
2006 | 1 | 1 | 1 | 1 | 1
2007 | 1.0386 | 1.0273 | 1.011 | 0.98373 | 1.0342
2008 | 1.0821 | 0.96063 | 1.1265 | 1.2693 | 1.0433
2009 | 1.0967 | 0.99909 | 1.0977 | 1.1786 | 1.0389
2010 | 1.1184 | 1.0702 | 1.0451 | 1.0251 | 1.0609
2011 | 1.1347 | 1.0787 | 1.0519 | 1.0541 | 1.0515
2012 | 1.1491 | 1.1402 | 1.0078 | 0.93995 | 1.0651
2013 | 1.1361 | 1.1212 | 1.0133 | 0.97095 | 1.0465
2014 | 1.1399 | 1.1228 | 1.0153 | 0.98828 | 1.0363
2015 | 1.1697 | 1.1507 | 1.0165 | 0.9876 | 1.0392
2016 | 1.1788 | 1.1868 | 0.99328 | 0.94087 | 1.0329
2017 | 1.1978 | 1.2121 | 0.98821 | 0.91283 | 1.0478
2018 | 1.2112 | 1.1877 | 1.0197 | 1.0047 | 1.0321
2019 | 1.2141 | 1.2259 | 0.99038 | 0.96437 | 1.0109
2020 | 1.2253 | 1.1577 | 1.0584 | 1.1307 | 1.0138
Growth Rate 2006-2020 | 1.452% | 1.046% | 0.4056% | 0.8773% | 0.09782% | 14 | yrs
Growth Rate 2006-2012 | 2.316% | 2.187% | 0.1291% | -1.032% | 1.051% | 6 | yrs
Growth Rate 2012-2020 | 0.8031% | 0.1902% | 0.6129% | 2.31% | -0.6174% | 8 | yrs
Growth Rate 2020 | 0.9252% | -5.719% | 6.644% | 15.91% | 0.2832%
9.PCR productivity indexes 2006-2020
| Output | Input | TFP | PFP Index
Year | Index | Index | Index | Opex | Capital
2006 | 1 | 1 | 1 | 1 | 1
2007 | 0.99656 | 0.958 | 1.0403 | 1.1368 | 0.9747
2008 | 1.058 | 0.97798 | 1.0819 | 1.181 | 1.0168
2009 | 1.0203 | 1.0531 | 0.96888 | 1.0321 | 0.92455
2010 | 1.0565 | 1.0576 | 0.99902 | 1.1144 | 0.92754
2011 | 1.0931 | 1.0694 | 1.0222 | 1.1081 | 0.96463
2012 | 1.0919 | 1.1554 | 0.94501 | 0.93284 | 0.95271
2013 | 1.0768 | 1.2023 | 0.89566 | 0.86574 | 0.91666
2014 | 1.0472 | 1.1677 | 0.89682 | 0.92742 | 0.87352
2015 | 1.1003 | 1.2162 | 0.90472 | 0.90855 | 0.90037
2016 | 1.1095 | 1.1498 | 0.96498 | 1.0806 | 0.8924
2017 | 1.1622 | 1.2007 | 0.96789 | 1.0498 | 0.91344
2018 | 1.1168 | 1.2256 | 0.91124 | 0.98385 | 0.86194
2019 | 1.1312 | 1.226 | 0.92271 | 1.0289 | 0.85539
2020 | 1.1468 | 1.2168 | 0.9425 | 1.1094 | 0.84394
Growth Rate 2006-2020 | 0.9785% | 1.402% | -0.423% | 0.7413% | -1.212% | 14 | yrs
Growth Rate 2006-2012 | 1.465% | 2.408% | -0.9427% | -1.159% | -0.8074% | 6 | yrs
Growth Rate 2012-2020 | 0.6137% | 0.6469% | -0.0332% | 2.166% | -1.515% | 8 | yrs
Growth Rate 2020 | 1.371% | -0.7514% | 2.123% | 7.533% | -1.348%
10.SAP productivity indexes, 2006-2020
| Output | Input | TFP | PFP Index
Year | Index | Index | Index | Opex | Capital
2006 | 1 | 1 | 1 | 1 | 1
2007 | 0.97423 | 1.0032 | 0.97115 | 1.0512 | 0.94004
2008 | 1.0732 | 1.0496 | 1.0225 | 1.0341 | 1.0133
2009 | 1.102 | 1.1073 | 0.99526 | 0.96393 | 1.0111
2010 | 1.0479 | 1.1288 | 0.92833 | 0.92179 | 0.9311
2011 | 1.0725 | 1.2311 | 0.87117 | 0.75573 | 0.93528
2012 | 1.1126 | 1.2635 | 0.88054 | 0.76226 | 0.94428
2013 | 1.0981 | 1.306 | 0.84081 | 0.71015 | 0.91706
2014 | 1.0679 | 1.3321 | 0.80163 | 0.67478 | 0.8788
2015 | 1.1156 | 1.356 | 0.8227 | 0.67849 | 0.90767
2016 | 1.1031 | 1.2835 | 0.8595 | 0.80002 | 0.88748
2017 | 1.0884 | 1.3573 | 0.80188 | 0.68524 | 0.86779
2018 | 1.1151 | 1.3568 | 0.82184 | 0.71647 | 0.8803
2019 | 1.0966 | 1.3786 | 0.79545 | 0.6867 | 0.85686
2020 | 1.1285 | 1.3353 | 0.84512 | 0.79292 | 0.86924
Growth Rate 2006-2020 | 0.8633% | 2.065% | -1.202% | -1.657% | -1.001% | 14 | yrs
Growth Rate 2006-2012 | 1.778% | 3.898% | -2.12% | -4.524% | -0.9555% | 6 | yrs
Growth Rate 2012-2020 | 0.1775% | 0.6907% | -0.5132% | 0.4929% | -1.035% | 8 | yrs
Growth Rate 2020 | 2.866% | -3.192% | 6.057% | 14.38% | 1.435%
11.AND productivity indexes, 2006-2020
| Output | Input | TFP | PFP Index
Year | Index | Index | Index | Opex | Capital
2006 | 1 | 1 | 1 | 1 | 1
2007 | 1.0388 | 1.1054 | 0.9397 | 0.84902 | 0.99943
2008 | 1.1312 | 1.1526 | 0.98142 | 0.85894 | 1.0732
2009 | 1.1097 | 1.2637 | 0.87814 | 0.72669 | 0.99706
2010 | 1.178 | 1.251 | 0.94164 | 0.7976 | 1.0522
2011 | 1.1574 | 1.2758 | 0.90722 | 0.77794 | 1.0069
2012 | 1.1875 | 1.3192 | 0.90021 | 0.75269 | 1.0139
2013 | 1.1788 | 1.3895 | 0.84838 | 0.67417 | 0.98834
2014 | 1.1575 | 1.4191 | 0.81563 | 0.64238 | 0.95658
2015 | 1.1867 | 1.4651 | 0.80998 | 0.62179 | 0.96876
2016 | 1.1541 | 1.5368 | 0.75094 | 0.54896 | 0.92543
2017 | 1.217 | 1.4683 | 0.8288 | 0.66085 | 0.96138
2018 | 1.1663 | 1.4404 | 0.80973 | 0.68789 | 0.90283
2019 | 1.1793 | 1.4624 | 0.80642 | 0.67334 | 0.90895
2020 | 1.2083 | 1.5071 | 0.80173 | 0.65721 | 0.91507
Growth Rate 2006-2020 | 1.351% | 2.93% | -1.578% | -2.998% | -0.6339% | 14 | yrs
Growth Rate 2006-2012 | 2.865% | 4.617% | -1.752% | -4.735% | 0.2302% | 6 | yrs
Growth Rate 2012-2020 | 0.2162% | 1.664% | -1.448% | -1.696% | -1.282% | 8 | yrs
Growth Rate 2020 | 2.428% | 3.01% | -0.5827% | -2.425% | 0.6711%
12.TAS/TND productivity indexes, 2006-2020
| Output | Input | TFP | PFP Index
Year | Index | Index | Index | Opex | Capital
2006 | 1 | 1 | 1 | 1 | 1
2007 | 0.97703 | 1.0086 | 0.96872 | 0.97902 | 0.96367
2008 | 0.97877 | 1.0251 | 0.95476 | 0.97114 | 0.94627
2009 | 0.95256 | 1.0803 | 0.88179 | 0.84593 | 0.90286
2010 | 0.95856 | 1.1711 | 0.81853 | 0.71889 | 0.88049
2011 | 1.0401 | 1.1759 | 0.88449 | 0.81037 | 0.92658
2012 | 1.0173 | 1.2279 | 0.82846 | 0.72649 | 0.89212
2013 | 1.0435 | 1.1436 | 0.91245 | 0.91832 | 0.91019
2014 | 0.99295 | 1.1624 | 0.85424 | 0.85651 | 0.85306
2015 | 1.0438 | 1.1063 | 0.9435 | 1.0639 | 0.88876
2016 | 1.0367 | 1.1375 | 0.91133 | 0.98492 | 0.87731
2017 | 1.052 | 1.2615 | 0.83392 | 0.76104 | 0.87897
2018 | 1.0325 | 1.2224 | 0.84462 | 0.82659 | 0.85527
2019 | 1.0342 | 1.184 | 0.87354 | 0.9348 | 0.84356
2020 | 1.0462 | 1.2028 | 0.86982 | 0.91453 | 0.84602
Growth Rate 2006-2020 | 0.3229% | 1.319% | -0.9962% | -0.6382% | -1.194% | 14 | yrs
Growth Rate 2006-2012 | 0.2858% | 3.422% | -3.136% | -5.326% | -1.903% | 6 | yrs
Growth Rate 2012-2020 | 0.3507% | -0.2582% | 0.6088% | 2.877% | -0.6631% | 8 | yrs
Growth Rate 2020 | 1.153% | 1.58% | -0.427% | -2.192% | 0.2913%
13.UED productivity indexes, 2006-2020
| Output | Input | TFP | PFP Index
Year | Index | Index | Index | Opex | Capital
2006 | 1 | 1 | 1 | 1 | 1
2007 | 1.0092 | 0.99291 | 1.0164 | 1.0705 | 0.9829
2008 | 1.0359 | 1.0165 | 1.0191 | 1.0945 | 0.97396
2009 | 1.0738 | 1.0292 | 1.0433 | 1.1154 | 0.99875
2010 | 1.0886 | 1.0689 | 1.0185 | 1.0829 | 0.97909
2011 | 1.084 | 1.1747 | 0.92278 | 0.88005 | 0.95588
2012 | 1.0601 | 1.2004 | 0.88308 | 0.85527 | 0.90508
2013 | 1.0684 | 1.1514 | 0.92788 | 0.9675 | 0.90278
2014 | 1.0605 | 1.169 | 0.9072 | 0.93906 | 0.88675
2015 | 1.082 | 1.1511 | 0.93999 | 1.0096 | 0.89795
2016 | 1.1072 | 1.2082 | 0.91643 | 0.89426 | 0.92831
2017 | 1.142 | 1.2032 | 0.94907 | 0.98016 | 0.92849
2018 | 1.1369 | 1.1119 | 1.0225 | 1.2284 | 0.91744
2019 | 1.1455 | 1.1198 | 1.0229 | 1.2345 | 0.9151
2020 | 1.161 | 1.1411 | 1.0174 | 1.1934 | 0.92128
Growth Rate 2006-2020 | 1.066% | 0.943% | 0.1232% | 1.263% | -0.5857% | 14 | yrs
Growth Rate 2006-2012 | 0.9721% | 3.044% | -2.072% | -2.606% | -1.662% | 6 | yrs
Growth Rate 2012-2020 | 1.137% | -0.6331% | 1.77% | 4.165% | 0.2218% | 8 | yrs
Growth Rate 2020 | 1.347% | 1.884% | -0.5371% | -3.384% | 0.6733%
40.DIND productivity indexes, 2006-2020
| Output | Input | TFP | PFP Index
Year | Index | Index | Index | Opex | Capital
2006 | 1 | 1 | 1 | 1 | 1
2007 | 1.0351 | 1.0234 | 1.0115 | 1.0375 | 0.99565
2008 | 1.0558 | 1.0959 | 0.96348 | 0.92389 | 0.98946
2009 | 1.0566 | 1.1139 | 0.94857 | 0.93446 | 0.9572
2010 | 1.0869 | 1.1528 | 0.94289 | 0.92285 | 0.9541
2011 | 1.0976 | 1.1962 | 0.91752 | 0.87873 | 0.94055
2012 | 1.1075 | 1.2559 | 0.88185 | 0.81197 | 0.92523
2013 | 1.1065 | 1.2347 | 0.89618 | 0.8807 | 0.9046
2014 | 1.1121 | 1.259 | 0.88331 | 0.87277 | 0.88958
2015 | 1.1182 | 1.297 | 0.86214 | 0.83201 | 0.88054
2016 | 1.1213 | 1.2725 | 0.88112 | 0.9005 | 0.86971
2017 | 1.1427 | 1.2659 | 0.90263 | 0.94668 | 0.8784
2018 | 1.1415 | 1.2518 | 0.91194 | 0.9921 | 0.8681
2019 | 1.1355 | 1.2578 | 0.90276 | 0.98999 | 0.85574
2020 | 1.1375 | 1.2446 | 0.91398 | 1.0413 | 0.84603
Growth Rate 2006-2020 | 0.9204% | 1.563% | -0.6425% | 0.2889% | -1.194% | 14 | yrs
Growth Rate 2006-2012 | 1.702% | 3.797% | -2.095% | -3.471% | -1.295% | 6 | yrs
Growth Rate 2012-2020 | 0.3343% | -0.1129% | 0.4472% | 3.109% | -1.119% | 8 | yrs
Growth Rate 2020 | 0.1822% | -1.053% | 1.235% | 5.051% | -1.141%
41.DACT productivity indexes, 2006-2020
| Output | Input | TFP | PFP Index
Year | Index | Index | Index | Opex | Capital
2006 | 1 | 1 | 1 | 1 | 1
2007 | 0.99655 | 1.0058 | 0.99079 | 1.0004 | 0.98216
2008 | 1.0251 | 1.0428 | 0.98305 | 0.96582 | 0.99427
2009 | 1.0301 | 1.0627 | 0.9693 | 0.95202 | 0.9791
2010 | 1.0452 | 1.1256 | 0.92857 | 0.85638 | 0.97732
2011 | 1.0358 | 1.1908 | 0.86983 | 0.76182 | 0.94817
2012 | 1.1055 | 1.2393 | 0.89199 | 0.76057 | 0.99211
2013 | 1.1196 | 1.2985 | 0.86217 | 0.70351 | 0.98854
2014 | 1.1248 | 1.3982 | 0.80449 | 0.62452 | 0.97407
2015 | 1.1392 | 1.3517 | 0.84278 | 0.67862 | 0.98043
2016 | 1.1435 | 1.0803 | 1.0585 | 1.2568 | 0.97457
2017 | 1.147 | 1.1299 | 1.0151 | 1.1108 | 0.97122
2018 | 1.1657 | 1.1976 | 0.97338 | 0.96897 | 0.97707
2019 | 1.1714 | 1.1949 | 0.98034 | 1.0124 | 0.96306
2020 | 1.1892 | 1.1852 | 1.0034 | 1.0824 | 0.96165
Growth Rate 2006-2020 | 1.238% | 1.213% | 0.02454% | 0.5655% | -0.2793% | 14 | yrs
Growth Rate 2006-2012 | 1.671% | 3.576% | -1.905% | -4.561% | -0.132% | 6 | yrs
Growth Rate 2012-2020 | 0.9129% | -0.5587% | 1.472% | 4.411% | -0.3898% | 8 | yrs
Growth Rate 2020 | 1.51% | -0.8189% | 2.329% | 6.686% | -0.1462%
42.DNSW productivity indexes, 2006-2020
| Output | Input | TFP | PFP Index
Year | Index | Index | Index | Opex | Capital
2006 | 1 | 1 | 1 | 1 | 1
2007 | 1.0165 | 1.0281 | 0.98873 | 1.0205 | 0.96763
2008 | 1.0104 | 1.161 | 0.87029 | 0.78567 | 0.93582
2009 | 1.0066 | 1.144 | 0.87988 | 0.85327 | 0.89854
2010 | 1.0532 | 1.2021 | 0.87609 | 0.83018 | 0.90355
2011 | 1.0554 | 1.2167 | 0.86742 | 0.84188 | 0.88088
2012 | 1.05 | 1.3001 | 0.80762 | 0.7432 | 0.84937
2013 | 1.0515 | 1.2457 | 0.84408 | 0.87553 | 0.82408
2014 | 1.0784 | 1.2888 | 0.83671 | 0.84964 | 0.8271
2015 | 1.0719 | 1.3364 | 0.80215 | 0.78387 | 0.81263
2016 | 1.0778 | 1.297 | 0.83096 | 0.87639 | 0.80308
2017 | 1.082 | 1.2615 | 0.85769 | 0.95214 | 0.80639
2018 | 1.0992 | 1.2312 | 0.89278 | 1.0459 | 0.81224
2019 | 1.0911 | 1.2408 | 0.87936 | 1.0338 | 0.79837
2020 | 1.074 | 1.21 | 0.88763 | 1.1102 | 0.77524
Growth Rate 2006-2020 | 0.5102% | 1.362% | -0.8514% | 0.7467% | -1.818% | 14 | yrs
Growth Rate 2006-2012 | 0.8135% | 4.375% | -3.561% | -4.946% | -2.721% | 6 | yrs
Growth Rate 2012-2020 | 0.2827% | -0.8981% | 1.181% | 5.017% | -1.142% | 8 | yrs
Growth Rate 2020 | -1.578% | -2.515% | 0.9369% | 7.132% | -2.94%
43.DVIC productivity indexes, 2006-2020
| Output | Input | TFP | PFP Index
Year | Index | Index | Index | Opex | Capital
2006 | 1 | 1 | 1 | 1 | 1
2007 | 1.0186 | 1.0206 | 0.99801 | 1.0035 | 0.9938
2008 | 1.0729 | 1.0369 | 1.0347 | 1.0594 | 1.0224
2009 | 1.0669 | 1.0995 | 0.9703 | 0.95249 | 0.98167
2010 | 1.1028 | 1.1195 | 0.98508 | 0.97183 | 0.99449
2011 | 1.1074 | 1.1524 | 0.96093 | 0.92761 | 0.98249
2012 | 1.112 | 1.2148 | 0.91541 | 0.84171 | 0.96698
2013 | 1.1066 | 1.2355 | 0.89567 | 0.82487 | 0.94405
2014 | 1.0908 | 1.2425 | 0.87797 | 0.82486 | 0.91352
2015 | 1.1218 | 1.2678 | 0.88483 | 0.82481 | 0.92563
2016 | 1.121 | 1.2904 | 0.86871 | 0.80496 | 0.91067
2017 | 1.1634 | 1.2862 | 0.90448 | 0.86447 | 0.93004
2018 | 1.1376 | 1.2605 | 0.90251 | 0.92047 | 0.8931
2019 | 1.1458 | 1.2788 | 0.89598 | 0.91191 | 0.88766
2020 | 1.1593 | 1.2858 | 0.90161 | 0.93807 | 0.88074
Growth Rate 2006-2020 | 1.056% | 1.796% | -0.7398% | -0.4567% | -0.9071% | 14 | yrs
Growth Rate 2006-2012 | 1.77% | 3.243% | -1.473% | -2.872% | -0.5597% | 6 | yrs
Growth Rate 2012-2020 | 0.5204% | 0.7103% | -0.1899% | 1.355% | -1.168% | 8 | yrs
Growth Rate 2020 | 1.169% | 0.5424% | 0.6262% | 2.828% | -0.783%
44.DQLD productivity indexes, 2006-2020
| Output | Input | TFP | PFP Index
Year | Index | Index | Index | Opex | Capital
2006 | 1 | 1 | 1 | 1 | 1
2007 | 1.1375 | 1.0318 | 1.1025 | 1.132 | 1.0846
2008 | 1.128 | 1.0773 | 1.0471 | 1.0619 | 1.0398
2009 | 1.1429 | 1.0998 | 1.0392 | 1.0759 | 1.017
2010 | 1.1763 | 1.1216 | 1.0487 | 1.1126 | 1.013
2011 | 1.1969 | 1.2046 | 0.99358 | 0.97321 | 1.0036
2012 | 1.2309 | 1.2392 | 0.99329 | 0.95791 | 1.0077
2013 | 1.2337 | 1.2178 | 1.013 | 1.0324 | 1.0004
2014 | 1.2506 | 1.2204 | 1.0248 | 1.0952 | 0.9855
2015 | 1.2209 | 1.2779 | 0.95546 | 0.9895 | 0.93523
2016 | 1.2328 | 1.2633 | 0.97581 | 1.0556 | 0.93215
2017 | 1.2778 | 1.2545 | 1.0186 | 1.1505 | 0.95083
2018 | 1.2656 | 1.267 | 0.99893 | 1.1227 | 0.93303
2019 | 1.2483 | 1.2565 | 0.99349 | 1.136 | 0.91969
2020 | 1.2526 | 1.2581 | 0.99568 | 1.1475 | 0.9156
Growth Rate 2006-2020 | 1.609% | 1.64% | -0.03093% | 0.9825% | -0.6298% | 14 | yrs
Growth Rate 2006-2012 | 3.462% | 3.574% | -0.1122% | -0.7166% | 0.1285% | 6 | yrs
Growth Rate 2012-2020 | 0.2191% | 0.1891% | 0.03001% | 2.257% | -1.199% | 8 | yrs
Growth Rate 2020 | 0.3487% | 0.129% | 0.2196% | 1.001% | -0.4458%
45.DSA productivity indexes, 2006-2020
| Output | Input | TFP | PFP Index
Year | Index | Index | Index | Opex | Capital
2006 | 1 | 1 | 1 | 1 | 1
2007 | 0.97423 | 1.0032 | 0.97115 | 1.0512 | 0.94004
2008 | 1.0732 | 1.0496 | 1.0225 | 1.0341 | 1.0133
2009 | 1.102 | 1.1073 | 0.99526 | 0.96393 | 1.0111
2010 | 1.0479 | 1.1288 | 0.92833 | 0.92179 | 0.9311
2011 | 1.0725 | 1.2311 | 0.87117 | 0.75573 | 0.93528
2012 | 1.1126 | 1.2635 | 0.88054 | 0.76226 | 0.94428
2013 | 1.0981 | 1.306 | 0.84081 | 0.71015 | 0.91706
2014 | 1.0679 | 1.3321 | 0.80163 | 0.67478 | 0.8788
2015 | 1.1156 | 1.356 | 0.8227 | 0.67849 | 0.90767
2016 | 1.1031 | 1.2835 | 0.8595 | 0.80002 | 0.88748
2017 | 1.0884 | 1.3573 | 0.80188 | 0.68524 | 0.86779
2018 | 1.1151 | 1.3568 | 0.82184 | 0.71647 | 0.8803
2019 | 1.0966 | 1.3786 | 0.79545 | 0.6867 | 0.85686
2020 | 1.1285 | 1.3353 | 0.84512 | 0.79292 | 0.86924
Growth Rate 2006-2020 | 0.8633% | 2.065% | -1.202% | -1.657% | -1.001% | 14 | yrs
Growth Rate 2006-2012 | 1.778% | 3.898% | -2.12% | -4.524% | -0.9555% | 6 | yrs
Growth Rate 2012-2020 | 0.1775% | 0.6907% | -0.5132% | 0.4929% | -1.035% | 8 | yrs
Growth Rate 2020 | 2.866% | -3.192% | 6.057% | 14.38% | 1.435%
46.DTAS productivity indexes, 2006-2020
| Output | Input | TFP | PFP Index
Year | Index | Index | Index | Opex | Capital
2006 | 1 | 1 | 1 | 1 | 1
2007 | 0.97703 | 1.0086 | 0.96872 | 0.97902 | 0.96367
2008 | 0.97877 | 1.0251 | 0.95476 | 0.97114 | 0.94627
2009 | 0.95256 | 1.0803 | 0.88179 | 0.84593 | 0.90286
2010 | 0.95856 | 1.1711 | 0.81853 | 0.71889 | 0.88049
2011 | 1.0401 | 1.1759 | 0.88449 | 0.81037 | 0.92658
2012 | 1.0173 | 1.2279 | 0.82846 | 0.72649 | 0.89212
2013 | 1.0435 | 1.1436 | 0.91245 | 0.91832 | 0.91019
2014 | 0.99295 | 1.1624 | 0.85424 | 0.85651 | 0.85306
2015 | 1.0438 | 1.1063 | 0.9435 | 1.0639 | 0.88876
2016 | 1.0367 | 1.1375 | 0.91133 | 0.98492 | 0.87731
2017 | 1.052 | 1.2615 | 0.83392 | 0.76104 | 0.87897
2018 | 1.0325 | 1.2224 | 0.84462 | 0.82659 | 0.85527
2019 | 1.0342 | 1.184 | 0.87354 | 0.9348 | 0.84356
2020 | 1.0462 | 1.2028 | 0.86982 | 0.91453 | 0.84602
Growth Rate 2006-2020 | 0.3229% | 1.319% | -0.9962% | -0.6382% | -1.194% | 14 | yrs
Growth Rate 2006-2012 | 0.2858% | 3.422% | -3.136% | -5.326% | -1.903% | 6 | yrs
Growth Rate 2012-2020 | 0.3507% | -0.2582% | 0.6088% | 2.877% | -0.6631% | 8 | yrs
Growth Rate 2020 | 1.153% | 1.58% | -0.427% | -2.192% | 0.2913%
Individual MTFP Results - Side-by-side
DNSP Multilateral TFP indexes, 2006-2020
Year | EVO | AGD | CIT | END | ENX | ERG | ESS | JEN | PCR | SAP | AND | TND | UED
2006 | bar: EVO to UED
2007 | 0.99079 | 1.0596 | 0.97433 | 0.94967 | 1.0177 | 1.1787 | 0.95082 | 1.011 | 1.0403 | 0.97115 | 0.9397 | 0.96872 | 1.0164
2008 | 0.98305 | 0.90469 | 0.98765 | 0.8556 | 0.98003 | 1.1153 | 0.86941 | 1.1265 | 1.0819 | 1.0225 | 0.98142 | 0.95476 | 1.0191
2009 | 0.9693 | 0.92355 | 0.92954 | 0.89988 | 0.98701 | 1.0832 | 0.83778 | 1.0977 | 0.96888 | 0.99526 | 0.87814 | 0.88179 | 1.0433
2010 | 0.92857 | 0.90366 | 0.90082 | 0.92858 | 0.99391 | 1.0935 | 0.84149 | 1.0451 | 0.99902 | 0.92833 | 0.94164 | 0.81853 | 1.0185
2011 | 0.86983 | 0.91426 | 0.9194 | 0.91618 | 0.95722 | 1.0237 | 0.80798 | 1.0519 | 1.0222 | 0.87117 | 0.90722 | 0.88449 | 0.92278
2012 | 0.89199 | 0.87588 | 0.83969 | 0.87075 | 0.9449 | 1.0367 | 0.71819 | 1.0078 | 0.94501 | 0.88054 | 0.90021 | 0.82846 | 0.88308
2013 | 0.86217 | 0.94167 | 0.84785 | 0.87642 | 0.90463 | 1.1417 | 0.74511 | 1.0133 | 0.89566 | 0.84081 | 0.84838 | 0.91245 | 0.92788
2014 | 0.80449 | 0.88585 | 0.83005 | 0.84655 | 0.92232 | 1.1439 | 0.83549 | 1.0153 | 0.89682 | 0.80163 | 0.81563 | 0.85424 | 0.9072
2015 | 0.84278 | 0.83941 | 0.84882 | 0.82813 | 0.89274 | 1.0314 | 0.80624 | 1.0165 | 0.90472 | 0.8227 | 0.80998 | 0.9435 | 0.93999
2016 | 1.0585 | 0.86605 | 0.84655 | 0.80759 | 0.94085 | 1.0161 | 0.88001 | 0.99328 | 0.96498 | 0.8595 | 0.75094 | 0.91133 | 0.91643
2017 | 1.0151 | 0.91207 | 0.86628 | 0.86418 | 0.94987 | 1.0962 | 0.85616 | 0.98821 | 0.96789 | 0.80188 | 0.8288 | 0.83392 | 0.94907
2018 | 0.97338 | 0.97432 | 0.91053 | 0.8978 | 0.94397 | 1.0629 | 0.86163 | 1.0197 | 0.91124 | 0.82184 | 0.80973 | 0.84462 | 1.0225
2019 | 0.98034 | 0.98621 | 0.88806 | 0.90504 | 0.96276 | 1.0282 | 0.8036 | 0.99038 | 0.92271 | 0.79545 | 0.80642 | 0.87354 | 1.0229
2020 | 1.0034 | 1.0021 | 0.88414 | 0.927 | 0.97436 | 1.0236 | 0.80246 | 1.0584 | 0.9425 | 0.84512 | 0.80173 | 0.86982 | 1.0174
Growth Rate 2006-2020 | 0.02454% | 0.01494% | -0.8795% | -0.5415% | -0.1855% | 0.1666% | -1.572% | 0.4056% | -0.423% | -1.202% | -1.578% | -0.9962% | 0.1232%
Growth Rate 2006-2012 | -1.905% | -2.209% | -2.912% | -2.307% | -0.9446% | 0.6001% | -5.517% | 0.1291% | -0.9427% | -2.12% | -1.752% | -3.136% | -2.072%
Growth Rate 2012-2020 | 1.472% | 1.683% | 0.6448% | 0.7824% | 0.3838% | -0.1586% | 1.387% | 0.6129% | -0.0332% | -0.5132% | -1.448% | 0.6088% | 1.77%
Growth Rate 2020 | 2.356% | 1.61% | -0.4412% | 2.426% | 1.205% | -0.4444% | -0.142% | 6.644% | 2.123% | 6.057% | -0.5827% | -0.427% | -0.5371%
DNSP Multilateral Capital PFP indexes, 2006-2020 | bar: EVO to ESS
Year | EVO | AGD | CIT | END | ENX | ERG | ESS | JEN | PCR | SAP | AND | TND | UED
2006 | bar: EVO to UED
2007 | 0.98216 | 0.9815 | 0.99693 | 0.95903 | 1.0494 | 1.1162 | 0.99496 | 1.0342 | 0.9747 | 0.94004 | 0.99943 | 0.96367 | 0.9829
2008 | 0.99427 | 0.95633 | 0.99406 | 0.92166 | 1.0096 | 1.0786 | 0.96149 | 1.0433 | 1.0168 | 1.0133 | 1.0732 | 0.94627 | 0.97396
2009 | 0.9791 | 0.92592 | 0.97009 | 0.9235 | 1.0132 | 1.0233 | 0.8809 | 1.0389 | 0.92455 | 1.0111 | 0.99706 | 0.90286 | 0.99875
2010 | 0.97732 | 0.93774 | 0.95434 | 0.92307 | 1.0128 | 1.013 | 0.88678 | 1.0609 | 0.92754 | 0.9311 | 1.0522 | 0.88049 | 0.97909
2011 | 0.94817 | 0.92442 | 0.94657 | 0.91992 | 0.99754 | 1.0139 | 0.83888 | 1.0515 | 0.96463 | 0.93528 | 1.0069 | 0.92658 | 0.95588
2012 | 0.99211 | 0.90776 | 0.91563 | 0.86867 | 0.99845 | 1.0216 | 0.80755 | 1.0651 | 0.95271 | 0.94428 | 1.0139 | 0.89212 | 0.90508
2013 | 0.98854 | 0.88939 | 0.91072 | 0.82609 | 0.97618 | 1.0429 | 0.79192 | 1.0465 | 0.91666 | 0.91706 | 0.98834 | 0.91019 | 0.90278
2014 | 0.97407 | 0.8602 | 0.89287 | 0.82271 | 0.95879 | 1.0274 | 0.86954 | 1.0363 | 0.87352 | 0.8788 | 0.95658 | 0.85306 | 0.88675
2015 | 0.98043 | 0.86303 | 0.90144 | 0.80769 | 0.92382 | 0.96736 | 0.82506 | 1.0392 | 0.90037 | 0.90767 | 0.96876 | 0.88876 | 0.89795
2016 | 0.97457 | 0.84945 | 0.8965 | 0.80358 | 0.9292 | 0.94849 | 0.81806 | 1.0329 | 0.8924 | 0.88748 | 0.92543 | 0.87731 | 0.92831
2017 | 0.97122 | 0.86163 | 0.90664 | 0.82377 | 0.93513 | 0.97991 | 0.79754 | 1.0478 | 0.91344 | 0.86779 | 0.96138 | 0.87897 | 0.92849
2018 | 0.97707 | 0.8723 | 0.92101 | 0.81867 | 0.92671 | 0.95355 | 0.81098 | 1.0321 | 0.86194 | 0.8803 | 0.90283 | 0.85527 | 0.91744
2019 | 0.96306 | 0.86426 | 0.92407 | 0.80228 | 0.92369 | 0.9269 | 0.78948 | 1.0109 | 0.85539 | 0.85686 | 0.90895 | 0.84356 | 0.9151
2020 | 0.96165 | 0.84065 | 0.90341 | 0.78488 | 0.91166 | 0.9342 | 0.76985 | 1.0138 | 0.84394 | 0.86924 | 0.91507 | 0.84602 | 0.92128
Growth Rate 2006-2020 | -0.2793% | -1.24% | -0.7256% | -1.73% | -0.6607% | -0.4862% | -1.868% | 0.09782% | -1.212% | -1.001% | -0.6339% | -1.194% | -0.5857%
Growth Rate 2006-2012 | -0.132% | -1.613% | -1.469% | -2.347% | -0.02592% | 0.3557% | -3.563% | 1.051% | -0.8074% | -0.9555% | 0.2302% | -1.903% | -1.662%
Growth Rate 2012-2020 | -0.3898% | -0.9601% | -0.168% | -1.268% | -1.137% | -1.118% | -0.5977% | -0.6174% | -1.515% | -1.035% | -1.282% | -0.6631% | 0.2218%
Growth Rate 2020 | -0.1461% | -2.732% | -2.236% | -2.168% | -1.302% | 0.7842% | -2.518% | 0.2832% | -1.348% | 1.435% | 0.6711% | 0.2913% | 0.6733%
DNSP Multilateral Opex PFP indexes, 2006-2020 | bar: EVO to ESS
Year | EVO | AGD | CIT | END | ENX | ERG | ESS | JEN | PCR | SAP | AND | TND | UED
2006 | bar: EVO to UED
2007 | 1.0004 | 1.1884 | 0.90317 | 0.93978 | 0.96405 | 1.2854 | 0.89438 | 0.98373 | 1.1368 | 1.0512 | 0.84902 | 0.97902 | 1.0705
2008 | 0.96582 | 0.83446 | 0.97234 | 0.77106 | 0.9322 | 1.1787 | 0.75703 | 1.2693 | 1.181 | 1.0341 | 0.85894 | 0.97114 | 1.0945
2009 | 0.95202 | 0.91733 | 0.81641 | 0.86923 | 0.94119 | 1.1852 | 0.78072 | 1.1786 | 1.0321 | 0.96393 | 0.72669 | 0.84593 | 1.1154
2010 | 0.85638 | 0.84521 | 0.75554 | 0.93244 | 0.96104 | 1.2419 | 0.7764 | 1.0251 | 1.1144 | 0.92179 | 0.7976 | 0.71889 | 1.0829
2011 | 0.76182 | 0.88769 | 0.83969 | 0.90754 | 0.88867 | 1.0323 | 0.76259 | 1.0541 | 1.1081 | 0.75573 | 0.77794 | 0.81037 | 0.88005
2012 | 0.76057 | 0.81427 | 0.66101 | 0.87237 | 0.85036 | 1.044 | 0.6089 | 0.93995 | 0.93284 | 0.76226 | 0.75269 | 0.72649 | 0.85527
2013 | 0.70351 | 1.037 | 0.69091 | 0.96415 | 0.79372 | 1.3332 | 0.6787 | 0.97095 | 0.86574 | 0.71015 | 0.67417 | 0.91832 | 0.9675
2014 | 0.62452 | 0.9228 | 0.67494 | 0.88397 | 0.86387 | 1.372 | 0.78582 | 0.98828 | 0.92742 | 0.67478 | 0.64238 | 0.85651 | 0.93906
2015 | 0.67862 | 0.7927 | 0.7127 | 0.86018 | 0.83876 | 1.1443 | 0.77968 | 0.9876 | 0.90855 | 0.67849 | 0.62179 | 1.0639 | 1.0096
2016 | 1.2568 | 0.88563 | 0.71475 | 0.81491 | 0.9615 | 1.1368 | 0.99932 | 0.94087 | 1.0806 | 0.80002 | 0.54896 | 0.98492 | 0.89426
2017 | 1.1108 | 1.0017 | 0.75407 | 0.92997 | 0.97758 | 1.329 | 0.97258 | 0.91283 | 1.0498 | 0.68524 | 0.66085 | 0.76104 | 0.98016
2018 | 0.96897 | 1.1875 | 0.87598 | 1.0332 | 0.97389 | 1.2737 | 0.94987 | 1.0047 | 0.98385 | 0.71647 | 0.68789 | 0.82659 | 1.2284
2019 | 1.0124 | 1.2594 | 0.78616 | 1.0927 | 1.0372 | 1.2222 | 0.82557 | 0.96437 | 1.0289 | 0.6867 | 0.67334 | 0.9348 | 1.2345
2020 | 1.0824 | 1.3889 | 0.82263 | 1.2112 | 1.095 | 1.1877 | 0.84941 | 1.1307 | 1.1094 | 0.79292 | 0.65721 | 0.91453 | 1.1934
Growth Rate 2006-2020 | 0.5655% | 2.346% | -1.395% | 1.369% | 0.648% | 1.229% | -1.166% | 0.8773% | 0.7413% | -1.657% | -2.998% | -0.6382% | 1.263%
Growth Rate 2006-2012 | -4.561% | -3.424% | -6.9% | -2.276% | -2.702% | 0.717% | -8.268% | -1.032% | -1.159% | -4.524% | -4.735% | -5.326% | -2.606%
Growth Rate 2012-2020 | 4.411% | 6.674% | 2.734% | 4.102% | 3.16% | 1.612% | 4.161% | 2.31% | 2.166% | 0.4929% | -1.696% | 2.877% | 4.165%
Growth Rate 2020 | 6.915% | 10.28% | 4.64% | 10.84% | 5.569% | -2.867% | 2.847% | 15.91% | 7.533% | 14.38% | -2.425% | -2.192% | -3.384%
DNSP Multilateral TFP indexes, States & Industry, 2006-2020 | bar: EVO to ESS
Year | EVO: ACT; AGD: NSW; CIT: VIC; END: QLD; ENX: SA; ERG: TAS; ESS: IND
2006 | bar: EVO to ESS
2007 | EVO: 0.99079; AGD: 0.98873; CIT: 0.99801; END: 1.1025; ENX: 0.97115; ERG: 0.96872; ESS: 1.0115
2008 | EVO: 0.98305; AGD: 0.87029; CIT: 1.0347; END: 1.0471; ENX: 1.0225; ERG: 0.95476; ESS: 0.96348
2009 | EVO: 0.9693; AGD: 0.87988; CIT: 0.9703; END: 1.0392; ENX: 0.99526; ERG: 0.88179; ESS: 0.94857
2010 | EVO: 0.92857; AGD: 0.87609; CIT: 0.98508; END: 1.0487; ENX: 0.92833; ERG: 0.81853; ESS: 0.94289
2011 | EVO: 0.86983; AGD: 0.86742; CIT: 0.96093; END: 0.99358; ENX: 0.87117; ERG: 0.88449; ESS: 0.91752
2012 | EVO: 0.89199; AGD: 0.80762; CIT: 0.91541; END: 0.99329; ENX: 0.88054; ERG: 0.82846; ESS: 0.88185
2013 | EVO: 0.86217; AGD: 0.84408; CIT: 0.89567; END: 1.013; ENX: 0.84081; ERG: 0.91245; ESS: 0.89618
2014 | EVO: 0.80449; AGD: 0.83671; CIT: 0.87797; END: 1.0248; ENX: 0.80163; ERG: 0.85424; ESS: 0.88331
2015 | EVO: 0.84278; AGD: 0.80215; CIT: 0.88483; END: 0.95546; ENX: 0.8227; ERG: 0.9435; ESS: 0.86214
2016 | EVO: 1.0585; AGD: 0.83096; CIT: 0.86871; END: 0.97581; ENX: 0.8595; ERG: 0.91133; ESS: 0.88112
2017 | EVO: 1.0151; AGD: 0.85769; CIT: 0.90448; END: 1.0186; ENX: 0.80188; ERG: 0.83392; ESS: 0.90263
2018 | EVO: 0.97338; AGD: 0.89278; CIT: 0.90251; END: 0.99893; ENX: 0.82184; ERG: 0.84462; ESS: 0.91194
2019 | EVO: 0.98034; AGD: 0.87936; CIT: 0.89598; END: 0.99349; ENX: 0.79545; ERG: 0.87354; ESS: 0.90276
2020 | EVO: 1.0034; AGD: 0.88763; CIT: 0.90161; END: 0.99568; ENX: 0.84512; ERG: 0.86982; ESS: 0.91398
Growth Rate 2006-2020 | EVO: 0.02454%; AGD: -0.8514%; CIT: -0.7398%; END: -0.03093%; ENX: -1.202%; ERG: -0.9962%; ESS: -0.6425%
Growth Rate 2006-2012 | EVO: -1.905%; AGD: -3.561%; CIT: -1.473%; END: -0.1122%; ENX: -2.12%; ERG: -3.136%; ESS: -2.095%
Growth Rate 2012-2020 | EVO: 1.472%; AGD: 1.181%; CIT: -0.1899%; END: 0.03001%; ENX: -0.5132%; ERG: 0.6088%; ESS: 0.4472%
Growth Rate 2020 | EVO: 2.329%; AGD: 0.9369%; CIT: 0.6262%; END: 0.2196%; ENX: 6.057%; ERG: -0.427%; ESS: 1.235%
DNSP Multilateral Capital PFP indexes, States & Industry, 2006-2020 | bar: EVO to ESS
Year | EVO: ACT; AGD: NSW; CIT: VIC; END: QLD; ENX: SA; ERG: TAS; ESS: IND
2006 | bar: EVO to ESS
2007 | EVO: 0.98216; AGD: 0.96763; CIT: 0.9938; END: 1.0846; ENX: 0.94004; ERG: 0.96367; ESS: 0.99565
2008 | EVO: 0.99427; AGD: 0.93582; CIT: 1.0224; END: 1.0398; ENX: 1.0133; ERG: 0.94627; ESS: 0.98946
2009 | EVO: 0.9791; AGD: 0.89854; CIT: 0.98167; END: 1.017; ENX: 1.0111; ERG: 0.90286; ESS: 0.9572
2010 | EVO: 0.97732; AGD: 0.90355; CIT: 0.99449; END: 1.013; ENX: 0.9311; ERG: 0.88049; ESS: 0.9541
2011 | EVO: 0.94817; AGD: 0.88088; CIT: 0.98249; END: 1.0036; ENX: 0.93528; ERG: 0.92658; ESS: 0.94055
2012 | EVO: 0.99211; AGD: 0.84937; CIT: 0.96698; END: 1.0077; ENX: 0.94428; ERG: 0.89212; ESS: 0.92523
2013 | EVO: 0.98854; AGD: 0.82408; CIT: 0.94405; END: 1.0004; ENX: 0.91706; ERG: 0.91019; ESS: 0.9046
2014 | EVO: 0.97407; AGD: 0.8271; CIT: 0.91352; END: 0.9855; ENX: 0.8788; ERG: 0.85306; ESS: 0.88958
2015 | EVO: 0.98043; AGD: 0.81263; CIT: 0.92563; END: 0.93523; ENX: 0.90767; ERG: 0.88876; ESS: 0.88054
2016 | EVO: 0.97457; AGD: 0.80308; CIT: 0.91067; END: 0.93215; ENX: 0.88748; ERG: 0.87731; ESS: 0.86971
2017 | EVO: 0.97122; AGD: 0.80639; CIT: 0.93004; END: 0.95083; ENX: 0.86779; ERG: 0.87897; ESS: 0.8784
2018 | EVO: 0.97707; AGD: 0.81224; CIT: 0.8931; END: 0.93303; ENX: 0.8803; ERG: 0.85527; ESS: 0.8681
2019 | EVO: 0.96306; AGD: 0.79837; CIT: 0.88766; END: 0.91969; ENX: 0.85686; ERG: 0.84356; ESS: 0.85574
2020 | EVO: 0.96165; AGD: 0.77524; CIT: 0.88074; END: 0.9156; ENX: 0.86924; ERG: 0.84602; ESS: 0.84603
Growth Rate 2006-2020 | EVO: -0.2793%; AGD: -1.818%; CIT: -0.9071%; END: -0.6298%; ENX: -1.001%; ERG: -1.194%; ESS: -1.194%
Growth Rate 2006-2012 | EVO: -0.132%; AGD: -2.721%; CIT: -0.5597%; END: 0.1285%; ENX: -0.9555%; ERG: -1.903%; ESS: -1.295%
Growth Rate 2012-2020 | EVO: -0.3898%; AGD: -1.142%; CIT: -1.168%; END: -1.199%; ENX: -1.035%; ERG: -0.6631%; ESS: -1.119%
Growth Rate 2020 | EVO: -0.1462%; AGD: -2.94%; CIT: -0.783%; END: -0.4458%; ENX: 1.435%; ERG: 0.2913%; ESS: -1.141%
DNSP Multilateral Opex PFP indexes, States & Industry, 2006-2020 | bar: EVO to ESS
Year | EVO: ACT; AGD: NSW; CIT: VIC; END: QLD; ENX: SA; ERG: TAS; ESS: IND
2006 | bar: EVO to ESS
2007 | EVO: 1.0004; AGD: 1.0205; CIT: 1.0035; END: 1.132; ENX: 1.0512; ERG: 0.97902; ESS: 1.0375
2008 | EVO: 0.96582; AGD: 0.78567; CIT: 1.0594; END: 1.0619; ENX: 1.0341; ERG: 0.97114; ESS: 0.92389
2009 | EVO: 0.95202; AGD: 0.85327; CIT: 0.95249; END: 1.0759; ENX: 0.96393; ERG: 0.84593; ESS: 0.93446
2010 | EVO: 0.85638; AGD: 0.83018; CIT: 0.97183; END: 1.1126; ENX: 0.92179; ERG: 0.71889; ESS: 0.92285
2011 | EVO: 0.76182; AGD: 0.84188; CIT: 0.92761; END: 0.97321; ENX: 0.75573; ERG: 0.81037; ESS: 0.87873
2012 | EVO: 0.76057; AGD: 0.7432; CIT: 0.84171; END: 0.95791; ENX: 0.76226; ERG: 0.72649; ESS: 0.81197
2013 | EVO: 0.70351; AGD: 0.87553; CIT: 0.82487; END: 1.0324; ENX: 0.71015; ERG: 0.91832; ESS: 0.8807
2014 | EVO: 0.62452; AGD: 0.84964; CIT: 0.82486; END: 1.0952; ENX: 0.67478; ERG: 0.85651; ESS: 0.87277
2015 | EVO: 0.67862; AGD: 0.78387; CIT: 0.82481; END: 0.9895; ENX: 0.67849; ERG: 1.0639; ESS: 0.83201
2016 | EVO: 1.2568; AGD: 0.87639; CIT: 0.80496; END: 1.0556; ENX: 0.80002; ERG: 0.98492; ESS: 0.9005
2017 | EVO: 1.1108; AGD: 0.95214; CIT: 0.86447; END: 1.1505; ENX: 0.68524; ERG: 0.76104; ESS: 0.94668
2018 | EVO: 0.96897; AGD: 1.0459; CIT: 0.92047; END: 1.1227; ENX: 0.71647; ERG: 0.82659; ESS: 0.9921
2019 | EVO: 1.0124; AGD: 1.0338; CIT: 0.91191; END: 1.136; ENX: 0.6867; ERG: 0.9348; ESS: 0.98999
2020 | EVO: 1.0824; AGD: 1.1102; CIT: 0.93807; END: 1.1475; ENX: 0.79292; ERG: 0.91453; ESS: 1.0413
Growth Rate 2006-2020 | EVO: 0.5655%; AGD: 0.7467%; CIT: -0.4567%; END: 0.9825%; ENX: -1.657%; ERG: -0.6382%; ESS: 0.2889%
Growth Rate 2006-2012 | EVO: -4.561%; AGD: -4.946%; CIT: -2.872%; END: -0.7166%; ENX: -4.524%; ERG: -5.326%; ESS: -3.471%
Growth Rate 2012-2020 | EVO: 4.411%; AGD: 5.017%; CIT: 1.355%; END: 2.257%; ENX: 0.4929%; ERG: 2.877%; ESS: 3.109%
Growth Rate 2020 | EVO: 6.686%; AGD: 7.132%; CIT: 2.828%; END: 1.001%; ENX: 14.38%; ERG: -2.192%; ESS: 5.051%
Pooled MTFP Output, Input & TFP Indexes | bar: EVO to ESS
DNSP Multilateral TFP indexes, 2006-2020 | bar: EVO to ENX
Year | EVO | AGD | CIT | END | ENX | ERG | ESS | JEN | PCR | SAP | AND | TND | UED | AVG | max - min
2006 | 1 | 0.93168 | 1.5037 | 1.3889 | 1.2385 | 1.2291 | 1.446 | 1.078 | 1.4482 | 1.8452 | 1.2623 | 1.2764 | 1.2623 | 1.3008 | 0.91349
2007 | 0.98831 | 0.98441 | 1.4888 | 1.3214 | 1.2642 | 1.4518 | 1.3912 | 1.086 | 1.4983 | 1.7959 | 1.2064 | 1.2333 | 1.2771 | 1.3067 | 0.81154
2008 | 0.99906 | 0.84852 | 1.5329 | 1.1958 | 1.217 | 1.3703 | 1.3008 | 1.2175 | 1.5129 | 1.8977 | 1.2519 | 1.2212 | 1.2819 | 1.296 | 1.0492
2009 | 0.98588 | 0.8596 | 1.4298 | 1.2569 | 1.2246 | 1.3226 | 1.2519 | 1.1702 | 1.4031 | 1.845 | 1.1229 | 1.1004 | 1.3117 | 1.2526 | 0.9854
2010 | 0.9479 | 0.8629 | 1.3739 | 1.3001 | 1.2314 | 1.3392 | 1.2534 | 1.1262 | 1.3873 | 1.7276 | 1.1952 | 1.0254 | 1.2857 | 1.2351 | 0.86472
2011 | 0.87002 | 0.86774 | 1.4485 | 1.2883 | 1.1852 | 1.2822 | 1.2097 | 1.1275 | 1.444 | 1.627 | 1.1643 | 1.1038 | 1.1716 | 1.2146 | 0.75925
2012 | 0.90892 | 0.82665 | 1.3172 | 1.2307 | 1.1691 | 1.3015 | 1.0692 | 1.0746 | 1.3742 | 1.6476 | 1.1549 | 1.0466 | 1.1119 | 1.1718 | 0.8209
2013 | 0.88328 | 0.89452 | 1.3281 | 1.243 | 1.123 | 1.4434 | 1.0964 | 1.0717 | 1.3062 | 1.5802 | 1.0921 | 1.1293 | 1.1659 | 1.1813 | 0.69691
2014 | 0.8227 | 0.8397 | 1.2979 | 1.2006 | 1.148 | 1.4492 | 1.2285 | 1.0705 | 1.2939 | 1.5136 | 1.0442 | 1.0773 | 1.1378 | 1.1634 | 0.69089
2015 | 0.857 | 0.78715 | 1.3321 | 1.1693 | 1.1103 | 1.3117 | 1.1609 | 1.071 | 1.3144 | 1.5518 | 1.0182 | 1.1803 | 1.1799 | 1.1572 | 0.76468
2016 | 1.0636 | 0.81411 | 1.3268 | 1.1431 | 1.1744 | 1.2888 | 1.2328 | 1.0449 | 1.3665 | 1.6225 | 0.91452 | 1.1303 | 1.153 | 1.175 | 0.80843
2017 | 1.0167 | 0.85156 | 1.353 | 1.2277 | 1.1892 | 1.3735 | 1.1949 | 1.0436 | 1.3614 | 1.5187 | 1.0319 | 1.0454 | 1.2011 | 1.1853 | 0.6671
2018 | 0.98621 | 0.91008 | 1.4159 | 1.2537 | 1.1835 | 1.3289 | 1.2048 | 1.066 | 1.3116 | 1.5562 | 1.0036 | 1.0376 | 1.2914 | 1.1961 | 0.64614
2019 | 0.98818 | 0.91431 | 1.3859 | 1.267 | 1.209 | 1.2799 | 1.1254 | 1.0302 | 1.32 | 1.5079 | 1.0009 | 1.0843 | 1.2923 | 1.185 | 0.59357
2020 | 1.0112 | 0.9292 | 1.3703 | 1.293 | 1.2254 | 1.2714 | 1.1161 | 1.0893 | 1.3516 | 1.6025 | 1.0107 | 1.0756 | 1.2925 | 1.203 | 0.67334
DNSP Multilateral Output indexes, 2006-2020 | bar: EVO to ENX
Year | EVO | AGD | CIT | END | ENX | ERG | ESS | JEN | PCR | SAP | AND | TND | UED
2006 | 1 | 8.4369 | 1.4592 | 5.7631 | 7.0051 | 7.2351 | 8.5795 | 1.2714 | 5.9205 | 6.955 | 3.689 | 2.2579 | 2.751
2007 | 0.98917 | 8.488 | 1.5117 | 5.8421 | 7.8735 | 8.3286 | 9.2772 | 1.3214 | 5.9106 | 6.7699 | 3.8521 | 2.2021 | 2.766
2008 | 1.0356 | 8.4504 | 1.5629 | 5.8495 | 7.9232 | 8.1904 | 9.2495 | 1.3802 | 6.2555 | 7.4598 | 4.2298 | 2.2231 | 2.8383
2009 | 1.0338 | 8.3982 | 1.523 | 6.0425 | 8.3116 | 7.9501 | 8.9304 | 1.3947 | 6.0635 | 7.6647 | 4.1001 | 2.1568 | 2.9459
2010 | 1.0528 | 8.8407 | 1.5316 | 6.2239 | 8.5907 | 8.1617 | 9.5709 | 1.4269 | 6.2635 | 7.289 | 4.4241 | 2.1807 | 2.992
2011 | 1.0185 | 8.8614 | 1.596 | 6.3705 | 8.7357 | 8.5051 | 9.422 | 1.4519 | 6.4676 | 7.4762 | 4.3463 | 2.3726 | 2.9739
2012 | 1.103 | 9.0028 | 1.5701 | 6.2235 | 8.9622 | 8.8023 | 9.3654 | 1.4728 | 6.4693 | 7.773 | 4.489 | 2.3248 | 2.8918
2013 | 1.121 | 9.0932 | 1.5833 | 6.1607 | 8.9471 | 8.9926 | 9.4703 | 1.4487 | 6.4004 | 7.6787 | 4.4648 | 2.3887 | 2.9168
2014 | 1.1292 | 8.9988 | 1.5724 | 6.3761 | 8.929 | 9.2947 | 10.325 | 1.4532 | 6.2499 | 7.478 | 4.385 | 2.2759 | 2.8913
2015 | 1.1376 | 9.079 | 1.6073 | 6.3684 | 8.821 | 9.0209 | 10.0532 | 1.4989 | 6.5506 | 7.807 | 4.5184 | 2.3916 | 2.9585
2016 | 1.1419 | 9.0398 | 1.6249 | 6.4748 | 9.0066 | 8.9398 | 10.0028 | 1.5112 | 6.6012 | 7.699 | 4.357 | 2.3778 | 3.0417
2017 | 1.139 | 9.0293 | 1.6625 | 6.7698 | 9.2257 | 9.3875 | 9.8349 | 1.5379 | 6.8839 | 7.6113 | 4.6385 | 2.4116 | 3.1542
2018 | 1.1661 | 9.1782 | 1.6556 | 6.8585 | 9.2106 | 9.2215 | 10.0828 | 1.5543 | 6.6519 | 7.7968 | 4.409 | 2.3536 | 3.1339
2019 | 1.1669 | 9.1325 | 1.6764 | 6.8528 | 9.2555 | 8.8894 | 9.9385 | 1.5538 | 6.7371 | 7.6741 | 4.4596 | 2.3558 | 3.1608
2020 | 1.1847 | 8.892 | 1.6343 | 6.7879 | 9.2517 | 8.9548 | 9.8482 | 1.5658 | 6.8344 | 7.8922 | 4.5851 | 2.3828 | 3.2224
DNSP Multilateral Input indexes, 2006-2020 | bar: EVO to ENX
Year | EVO | AGD | CIT | END | ENX | ERG | ESS | JEN | PCR | SAP | AND | TND | UED
2006 | 1 | 9.0556 | 0.97039 | 4.1494 | 5.6559 | 5.8864 | 5.9333 | 1.1794 | 4.088 | 3.7693 | 2.9226 | 1.769 | 2.1794
2007 | 1.0009 | 8.6225 | 1.0154 | 4.4213 | 6.2283 | 5.7366 | 6.6684 | 1.2167 | 3.945 | 3.7695 | 3.193 | 1.7856 | 2.1658
2008 | 1.0365 | 9.959 | 1.0196 | 4.8915 | 6.5104 | 5.9771 | 7.1107 | 1.1336 | 4.1349 | 3.9309 | 3.3787 | 1.8204 | 2.2142
2009 | 1.0486 | 9.7699 | 1.0652 | 4.8074 | 6.7874 | 6.011 | 7.1336 | 1.1918 | 4.3216 | 4.1543 | 3.6514 | 1.96 | 2.2459
2010 | 1.1107 | 10.2452 | 1.1148 | 4.7873 | 6.9764 | 6.0943 | 7.6357 | 1.267 | 4.515 | 4.2191 | 3.7017 | 2.1267 | 2.3271
2011 | 1.1706 | 10.212 | 1.1018 | 4.9448 | 7.3706 | 6.6332 | 7.7888 | 1.2876 | 4.479 | 4.5951 | 3.733 | 2.1496 | 2.5383
2012 | 1.2135 | 10.8907 | 1.1921 | 5.0567 | 7.6662 | 6.763 | 8.7595 | 1.3706 | 4.7075 | 4.7179 | 3.8869 | 2.2212 | 2.6008
2013 | 1.2692 | 10.1654 | 1.1921 | 4.9564 | 7.9669 | 6.2299 | 8.638 | 1.3518 | 4.9001 | 4.8594 | 4.0885 | 2.1151 | 2.5018
2014 | 1.3725 | 10.7166 | 1.2116 | 5.3107 | 7.7777 | 6.4136 | 8.4045 | 1.3575 | 4.8301 | 4.9406 | 4.1995 | 2.1126 | 2.541
2015 | 1.3274 | 11.5341 | 1.2066 | 5.4462 | 7.9446 | 6.8775 | 8.6597 | 1.3996 | 4.9838 | 5.0308 | 4.4379 | 2.0263 | 2.5075
2016 | 1.0736 | 11.1039 | 1.2246 | 5.6644 | 7.6689 | 6.9364 | 8.114 | 1.4463 | 4.8308 | 4.745 | 4.7643 | 2.1037 | 2.638
2017 | 1.1203 | 10.6032 | 1.2288 | 5.5143 | 7.7581 | 6.8349 | 8.231 | 1.4737 | 5.0566 | 5.0119 | 4.4948 | 2.3069 | 2.6262
2018 | 1.1824 | 10.0851 | 1.1693 | 5.4706 | 7.7824 | 6.9391 | 8.3691 | 1.4582 | 5.0717 | 5.0101 | 4.3932 | 2.2683 | 2.4268
2019 | 1.1809 | 9.9884 | 1.2096 | 5.4087 | 7.6557 | 6.9452 | 8.8308 | 1.5082 | 5.104 | 5.0893 | 4.4557 | 2.1727 | 2.4459
2020 | 1.1716 | 9.5695 | 1.1927 | 5.2497 | 7.5502 | 7.0435 | 8.8238 | 1.4374 | 5.0567 | 4.9248 | 4.5364 | 2.2154 | 2.4931
DNSP Multilateral Opex PFP indexes, 2006-2020 | bar: EVO to ENX
Year | EVO | AGD | CIT | END | ENX | ERG | ESS | JEN | PCR | SAP | AND | TND | UED | AVG |  |  | Av. Opex MPFP | Scaled Opex MPFP
2006 | 1 | 0.76967 | 1.8501 | 1.1996 | 1.2081 | 0.90856 | 1.4109 | 0.91058 | 1.6966 | 2.018 | 1.5205 | 1.5151 | 1.1068 | 1.3165 |  | DNSP
2007 | 0.99302 | 0.91504 | 1.6777 | 1.1273 | 1.1681 | 1.1749 | 1.2703 | 0.89642 | 1.9321 | 2.1195 | 1.2977 | 1.4806 | 1.1804 | 1.3256 |  |  | 2006-2020 | 2006-2020
2008 | 0.97565 | 0.64089 | 1.8235 | 0.92482 | 1.128 | 1.0784 | 1.0773 | 1.1595 | 2.0009 | 2.0857 | 1.3238 | 1.4801 | 1.2066 | 1.3004 |  | EVO | 0.91453 | 0.52144
2009 | 0.95545 | 0.70324 | 1.5063 | 1.0421 | 1.1394 | 1.0855 | 1.112 | 1.0735 | 1.7577 | 1.9452 | 1.1066 | 1.2852 | 1.2312 | 1.2264 |  | AGD | 0.77033 | 0.43922
2010 | 0.86265 | 0.65308 | 1.3937 | 1.1169 | 1.1637 | 1.1389 | 1.1122 | 0.93672 | 1.8933 | 1.8603 | 1.2346 | 1.0974 | 1.1975 | 1.2047 |  | CIT | 1.4773 | 0.8423
2011 | 0.74912 | 0.68484 | 1.5632 | 1.0867 | 1.077 | 0.96502 | 1.0974 | 0.96603 | 1.8787 | 1.5286 | 1.204 | 1.2404 | 0.97136 | 1.1548 |  | END | 1.1249 | 0.64138
2012 | 0.75885 | 0.63017 | 1.221 | 1.0447 | 1.0324 | 0.97775 | 0.88168 | 0.86289 | 1.5838 | 1.5453 | 1.1727 | 1.114 | 0.93868 | 1.0588 |  | ENX | 1.1369 | 0.64823
2013 | 0.70444 | 0.80554 | 1.2758 | 1.1548 | 0.9627 | 1.2574 | 0.98501 | 0.88676 | 1.4746 | 1.4409 | 1.0524 | 1.4106 | 1.0627 | 1.1134 |  | ERG | 1.1165 | 0.6366
2014 | 0.62694 | 0.71507 | 1.2379 | 1.0583 | 1.0468 | 1.2937 | 1.1324 | 0.90236 | 1.5861 | 1.3711 | 1.003 | 1.3173 | 1.03 | 1.1016 |  | ESS | 1.1837 | 0.6749
2015 | 0.67765 | 0.61484 | 1.3127 | 1.0302 | 1.0136 | 1.0898 | 1.1261 | 0.90647 | 1.55 | 1.3777 | 0.97576 | 1.6357 | 1.1107 | 1.1093 |  | JEN | 0.93646 | 0.53394
2016 | 1.2551 | 0.68519 | 1.3189 | 0.97632 | 1.1642 | 1.0725 | 1.4205 | 0.8639 | 1.8424 | 1.6201 | 0.85421 | 1.5159 | 0.98836 | 1.1983 |  | PCR | 1.7539 | 1
2017 | 1.103 | 0.7744 | 1.3998 | 1.1137 | 1.1861 | 1.2505 | 1.3877 | 0.83944 | 1.7818 | 1.3904 | 1.0382 | 1.1707 | 1.0892 | 1.1942 |  | SAP | 1.6507 | 0.94116
2018 | 0.96929 | 0.92002 | 1.6152 | 1.2374 | 1.1804 | 1.1959 | 1.3552 | 0.92345 | 1.6792 | 1.4536 | 1.0718 | 1.2644 | 1.3623 | 1.2483 |  | AND | 1.1288 | 0.64364
2019 | 1.0085 | 0.97424 | 1.4554 | 1.3089 | 1.2571 | 1.1457 | 1.1763 | 0.884 | 1.7559 | 1.3944 | 1.0495 | 1.4288 | 1.3705 | 1.2469 |  | TND | 1.3569 | 0.77369
2020 | 1.0783 | 1.0688 | 1.508 | 1.4515 | 1.3261 | 1.1129 | 1.2101 | 1.0348 | 1.8945 | 1.6091 | 1.0279 | 1.3976 | 1.3327 | 1.3117 |  | UED | 1.1453 | 0.653
Average | 0.91453 | 0.77033 | 1.4773 | 1.1249 | 1.1369 | 1.1165 | 1.1837 | 0.93646 | 1.7539 | 1.6507 | 1.1288 | 1.3569 | 1.1453 | 1.2074
increase 2020 | 6.693% | 9.259% | 3.552% | 10.34% | 5.343% | -2.907% | 2.83% | 15.76% | 7.596% | 14.32% | -2.078% | -2.205% | -2.801%
DNSP Multilateral Capital PFP indexes, 2006-2020 | bar: EVO to ENX
Year | EVO | AGD | CIT | END | ENX | ERG | ESS | JEN | PCR | SAP | AND | TND | UED | AVG
2006 | 1 | 1.0473 | 1.4424 | 1.519 | 1.2593 | 1.4704 | 1.4508 | 1.2111 | 1.2624 | 1.7727 | 1.1137 | 1.1589 | 1.3651 | 1.3133
2007 | 0.97962 | 1.0237 | 1.4594 | 1.4613 | 1.3261 | 1.6376 | 1.4533 | 1.2472 | 1.2349 | 1.6727 | 1.1267 | 1.125 | 1.3359 | 1.3141
2008 | 1.0143 | 1.0162 | 1.5013 | 1.4109 | 1.2716 | 1.5784 | 1.4501 | 1.2551 | 1.2755 | 1.8087 | 1.2029 | 1.102 | 1.3286 | 1.3243
2009 | 1.0011 | 0.973 | 1.4391 | 1.4156 | 1.2821 | 1.4788 | 1.3318 | 1.2389 | 1.1729 | 1.8092 | 1.1115 | 0.99943 | 1.3586 | 1.2778
2010 | 1.0043 | 1.0257 | 1.4304 | 1.4215 | 1.2771 | 1.4689 | 1.3379 | 1.2657 | 1.1646 | 1.6734 | 1.1718 | 0.98493 | 1.3404 | 1.2744
2011 | 0.95372 | 1.0031 | 1.461 | 1.4271 | 1.2575 | 1.5107 | 1.2754 | 1.2485 | 1.2215 | 1.6884 | 1.1451 | 1.0419 | 1.3206 | 1.2734
2012 | 1.0172 | 0.9752 | 1.4067 | 1.3598 | 1.2611 | 1.523 | 1.1972 | 1.2525 | 1.2233 | 1.7123 | 1.1361 | 1.0084 | 1.2379 | 1.2547
2013 | 1.0189 | 0.96637 | 1.3984 | 1.3018 | 1.2325 | 1.5615 | 1.1622 | 1.2126 | 1.1797 | 1.6694 | 1.1108 | 1.0228 | 1.2314 | 1.236
2014 | 0.99385 | 0.92954 | 1.3695 | 1.2986 | 1.2131 | 1.5459 | 1.2836 | 1.1939 | 1.1171 | 1.6073 | 1.0631 | 0.9631 | 1.2067 | 1.2143
2015 | 0.99962 | 0.91599 | 1.385 | 1.2649 | 1.1759 | 1.458 | 1.1689 | 1.1936 | 1.1562 | 1.6647 | 1.0342 | 1.0061 | 1.2221 | 1.2035
2016 | 0.9955 | 0.90765 | 1.3805 | 1.2622 | 1.1841 | 1.4315 | 1.1405 | 1.1773 | 1.1389 | 1.6243 | 0.94686 | 0.98308 | 1.2625 | 1.1873
2017 | 0.98682 | 0.91368 | 1.3966 | 1.3038 | 1.1973 | 1.4501 | 1.1058 | 1.2031 | 1.1588 | 1.6005 | 1.0274 | 0.97328 | 1.2722 | 1.1992
2018 | 1.0005 | 0.92352 | 1.4001 | 1.2624 | 1.1875 | 1.4102 | 1.1171 | 1.1702 | 1.1145 | 1.6211 | 0.96421 | 0.9087 | 1.257 | 1.1798
2019 | 0.98204 | 0.9058 | 1.41 | 1.2442 | 1.1878 | 1.3629 | 1.0824 | 1.1389 | 1.107 | 1.5803 | 0.9706 | 0.94119 | 1.2538 | 1.1667
2020 | 0.9819 | 0.88282 | 1.3635 | 1.213 | 1.1741 | 1.3712 | 1.0367 | 1.127 | 1.0973 | 1.6016 | 0.99343 | 0.92618 | 1.2687 | 1.1567
Average | 0.99528 | 0.96064 | 1.4163 | 1.3444 | 1.2325 | 1.4839 | 1.2396 | 1.2091 | 1.175 | 1.6738 | 1.0746 | 1.0097 | 1.2841 | 1.2384
increase 2020 | -0.01364% | -2.569% | -3.351% | -2.545% | -1.161% | 0.611% | -4.309% | -1.05% | -0.8778% | 1.343% | 2.326% | -1.608% | 1.181%
Pooled MTFP Output, Input & TFP Indexes by State | bar: EVO to ESS
DNSP Multilateral TFP indexes, 2006-2020 | bar: EVO to ERG
Year | EVO: ACT; AGD: NSW; CIT: VIC; END: QLD; ENX: SA; ERG: TAS
2006 | EVO: 1; AGD: 1.3876; CIT: 1.3713; END: 1.3622; ENX: 1.8594; ERG: 1.2949
2007 | EVO: 0.98638; AGD: 1.37; CIT: 1.3706; END: 1.5039; ENX: 1.8064; ERG: 1.25
2008 | EVO: 1.0006; AGD: 1.2126; CIT: 1.4064; END: 1.4236; ENX: 1.9056; ERG: 1.2384
2009 | EVO: 0.98563; AGD: 1.2208; CIT: 1.3279; END: 1.4176; ENX: 1.8549; ERG: 1.1201
2010 | EVO: 0.95053; AGD: 1.2284; CIT: 1.3317; END: 1.4276; ENX: 1.7305; ERG: 1.0436
2011 | EVO: 0.86881; AGD: 1.2124; CIT: 1.3052; END: 1.3522; ENX: 1.6295; ERG: 1.1261
2012 | EVO: 0.90704; AGD: 1.1264; CIT: 1.2506; END: 1.3543; ENX: 1.6513; ERG: 1.0646
2013 | EVO: 0.8809; AGD: 1.1793; CIT: 1.2222; END: 1.3802; ENX: 1.5779; ERG: 1.1551
2014 | EVO: 0.81975; AGD: 1.1697; CIT: 1.1934; END: 1.3975; ENX: 1.5074; ERG: 1.0963
2015 | EVO: 0.85324; AGD: 1.1144; CIT: 1.1988; END: 1.3121; ENX: 1.547; ERG: 1.2042
2016 | EVO: 1.0633; AGD: 1.1556; CIT: 1.1682; END: 1.3336; ENX: 1.6186; ERG: 1.1554
2017 | EVO: 1.0161; AGD: 1.1932; CIT: 1.2195; END: 1.3922; ENX: 1.5052; ERG: 1.066
2018 | EVO: 0.984; AGD: 1.2357; CIT: 1.2152; END: 1.3643; ENX: 1.5447; ERG: 1.0609
2019 | EVO: 0.98619; AGD: 1.217; CIT: 1.2074; END: 1.3577; ENX: 1.4967; ERG: 1.1057
2020 | EVO: 1.0082; AGD: 1.2273; CIT: 1.2201; END: 1.3594; ENX: 1.5928; ERG: 1.0974
increase 2020 | EVO: 2.205%; AGD: 0.8404%; CIT: 1.042%; END: 0.1284%; ENX: 6.224%; ERG: -0.7476%
DNSP Multilateral Output indexes, 2006-2020 | bar: EVO to ERG
Year | EVO: ACT; AGD: NSW; CIT: VIC; END: QLD; ENX: SA; ERG: TAS
2006 | EVO: 1; AGD: 27.3946; CIT: 16.3961; END: 15.6615; ENX: 6.9293; ERG: 2.2505
2007 | EVO: 0.98856; AGD: 27.8676; CIT: 16.6916; END: 17.8345; ENX: 6.741; ERG: 2.1928
2008 | EVO: 1.0364; AGD: 27.7011; CIT: 17.6192; END: 17.7018; ENX: 7.4379; ERG: 2.2144
2009 | EVO: 1.0342; AGD: 27.592; CIT: 17.4572; END: 17.9584; ENX: 7.641; ERG: 2.1469
2010 | EVO: 1.0536; AGD: 28.9183; CIT: 18.0868; END: 18.4962; ENX: 7.2587; ERG: 2.171
2011 | EVO: 1.0177; AGD: 28.9871; CIT: 18.1754; END: 18.8765; ENX: 7.4494; ERG: 2.3654
2012 | EVO: 1.1032; AGD: 28.8543; CIT: 18.2531; END: 19.4171; ENX: 7.7527; ERG: 2.3168
2013 | EVO: 1.1216; AGD: 28.9097; CIT: 18.1654; END: 19.4951; ENX: 7.6564; ERG: 2.3819
2014 | EVO: 1.1299; AGD: 29.6503; CIT: 17.8819; END: 19.7725; ENX: 7.4527; ERG: 2.2673
2015 | EVO: 1.1377; AGD: 29.4654; CIT: 18.4391; END: 19.3775; ENX: 7.7887; ERG: 2.3846
2016 | EVO: 1.1418; AGD: 29.5926; CIT: 18.4082; END: 19.507; ENX: 7.6758; ERG: 2.3705
2017 | EVO: 1.1385; AGD: 29.7107; CIT: 19.1672; END: 20.1785; ENX: 7.5868; ERG: 2.4048
2018 | EVO: 1.1661; AGD: 30.1864; CIT: 18.6826; END: 19.991; ENX: 7.7752; ERG: 2.3451
2019 | EVO: 1.1666; AGD: 29.9558; CIT: 18.8174; END: 19.7144; ENX: 7.6501; ERG: 2.3472
2020 | EVO: 1.1844; AGD: 29.4663; CIT: 19.0555; END: 19.7829; ENX: 7.8727; ERG: 2.3744
DNSP Multilateral Input indexes, 2006-2020 | bar: EVO to ERG
Year | EVO: ACT; AGD: NSW; CIT: VIC; END: QLD; ENX: SA; ERG: TAS
2006 | EVO: 1; AGD: 19.7424; CIT: 11.9569; END: 11.497; ENX: 3.7267; ERG: 1.7381
2007 | EVO: 1.0022; AGD: 20.3414; CIT: 12.1781; END: 11.8588; ENX: 3.7318; ERG: 1.7543
2008 | EVO: 1.0357; AGD: 22.8446; CIT: 12.5277; END: 12.4344; ENX: 3.9032; ERG: 1.7881
2009 | EVO: 1.0493; AGD: 22.6007; CIT: 13.1461; END: 12.6683; ENX: 4.1193; ERG: 1.9166
2010 | EVO: 1.1084; AGD: 23.5412; CIT: 13.5814; END: 12.9563; ENX: 4.1945; ERG: 2.0802
2011 | EVO: 1.1713; AGD: 23.9084; CIT: 13.9256; END: 13.9595; ENX: 4.5717; ERG: 2.1005
2012 | EVO: 1.2163; AGD: 25.6159; CIT: 14.5954; END: 14.3369; ENX: 4.6949; ERG: 2.1762
2013 | EVO: 1.2732; AGD: 24.5138; CIT: 14.8627; END: 14.1247; ENX: 4.8522; ERG: 2.0621
2014 | EVO: 1.3784; AGD: 25.349; CIT: 14.9835; END: 14.1487; ENX: 4.9441; ERG: 2.0681
2015 | EVO: 1.3334; AGD: 26.4411; CIT: 15.3809; END: 14.7684; ENX: 5.0348; ERG: 1.9803
2016 | EVO: 1.0738; AGD: 25.6083; CIT: 15.7575; END: 14.6275; ENX: 4.7424; ERG: 2.0517
2017 | EVO: 1.1204; AGD: 24.8994; CIT: 15.7177; END: 14.4942; ENX: 5.0404; ERG: 2.2558
2018 | EVO: 1.1851; AGD: 24.4282; CIT: 15.3739; END: 14.653; ENX: 5.0334; ERG: 2.2106
2019 | EVO: 1.1829; AGD: 24.6135; CIT: 15.5845; END: 14.5204; ENX: 5.1112; ERG: 2.1229
2020 | EVO: 1.1748; AGD: 24.0086; CIT: 15.6181; END: 14.5522; ENX: 4.9425; ERG: 2.1636
DNSP Multilateral Opex PFP indexes, 2006-2020 | bar: EVO to ERG
Year | EVO: ACT; AGD: NSW; CIT: VIC; END: QLD; ENX: SA; ERG: TAS
2006 | EVO: 1; AGD: 1.254; CIT: 1.5488; END: 1.138; ENX: 2.0106; ERG: 1.5102
2007 | EVO: 0.99241; AGD: 1.2806; CIT: 1.5533; END: 1.2896; ENX: 2.1104; ERG: 1.4744
2008 | EVO: 0.9764; AGD: 0.98595; CIT: 1.6434; END: 1.2109; ENX: 2.0796; ERG: 1.4743
2009 | EVO: 0.9558; AGD: 1.0707; CIT: 1.4722; END: 1.2285; ENX: 1.9392; ERG: 1.2793
2010 | EVO: 0.86328; AGD: 1.0434; CIT: 1.5057; END: 1.2714; ENX: 1.8526; ERG: 1.0925
2011 | EVO: 0.74852; AGD: 1.0584; CIT: 1.4382; END: 1.1153; ENX: 1.5231; ERG: 1.2367
2012 | EVO: 0.75902; AGD: 0.93484; CIT: 1.3051; END: 1.0981; ENX: 1.5412; ERG: 1.1102
2013 | EVO: 0.7048; AGD: 1.1019; CIT: 1.279; END: 1.1854; ENX: 1.4367; ERG: 1.4066
2014 | EVO: 0.62735; AGD: 1.0694; CIT: 1.2773; END: 1.2582; ENX: 1.3664; ERG: 1.3123
2015 | EVO: 0.67772; AGD: 0.98627; CIT: 1.2806; END: 1.1411; ENX: 1.3745; ERG: 1.6309
2016 | EVO: 1.255; AGD: 1.1015; CIT: 1.2487; END: 1.2138; ENX: 1.6152; ERG: 1.5112
2017 | EVO: 1.1025; AGD: 1.1968; CIT: 1.3454; END: 1.3201; ENX: 1.386; ERG: 1.1674
2018 | EVO: 0.96934; AGD: 1.3148; CIT: 1.4279; END: 1.2886; ENX: 1.4496; ERG: 1.2599
2019 | EVO: 1.0082; AGD: 1.2991; CIT: 1.4147; END: 1.3037; ENX: 1.39; ERG: 1.4236
2020 | EVO: 1.078; AGD: 1.3942; CIT: 1.4565; END: 1.3168; ENX: 1.6051; ERG: 1.3927
increase 2020 | EVO: 6.693%; AGD: 7.062%; CIT: 2.916%; END: 0.9995%; ENX: 14.39%; ERG: -2.193%
DNSP Multilateral Capital PFP indexes, 2006-2020 | bar: EVO to ERG
Year | EVO: ACT; AGD: NSW; CIT: VIC; END: QLD; ENX: SA; ERG: TAS
2006 | EVO: 1; AGD: 1.4787; CIT: 1.2713; END: 1.5194; ENX: 1.7961; ERG: 1.1918
2007 | EVO: 0.97876; AGD: 1.4275; CIT: 1.2627; END: 1.6475; ENX: 1.6884; ERG: 1.1532
2008 | EVO: 1.0159; AGD: 1.3907; CIT: 1.2944; END: 1.5753; ENX: 1.825; ERG: 1.1317
2009 | EVO: 1.0021; AGD: 1.3276; CIT: 1.2381; END: 1.5398; ENX: 1.8246; ERG: 1.0359
2010 | EVO: 1.0076; AGD: 1.3556; CIT: 1.2502; END: 1.5289; ENX: 1.6804; ERG: 1.0191
2011 | EVO: 0.95237; AGD: 1.315; CIT: 1.2366; END: 1.5143; ENX: 1.6986; ERG: 1.0781
2012 | EVO: 1.0146; AGD: 1.2624; CIT: 1.2166; END: 1.5213; ENX: 1.7203; ERG: 1.0417
2013 | EVO: 1.0148; AGD: 1.2294; CIT: 1.1892; END: 1.5089; ENX: 1.6715; ERG: 1.0589
2014 | EVO: 0.99014; AGD: 1.2353; CIT: 1.1458; END: 1.4896; ENX: 1.6048; ERG: 0.99491
2015 | EVO: 0.99255; AGD: 1.201; CIT: 1.1508; END: 1.4241; ENX: 1.6601; ERG: 1.0393
2016 | EVO: 0.9895; AGD: 1.1912; CIT: 1.1255; END: 1.4118; ENX: 1.6239; ERG: 1.0179
2017 | EVO: 0.98133; AGD: 1.1975; CIT: 1.1567; END: 1.4398; ENX: 1.5827; ERG: 1.0104
2018 | EVO: 0.99436; AGD: 1.1978; CIT: 1.1112; END: 1.4136; ENX: 1.607; ERG: 0.9501
2019 | EVO: 0.97627; AGD: 1.1775; CIT: 1.1055; END: 1.3936; ENX: 1.5668; ERG: 0.97316
2020 | EVO: 0.97432; AGD: 1.1433; CIT: 1.1012; END: 1.3872; ENX: 1.5905; ERG: 0.96114
increase 2020 | EVO: -0.1998%; AGD: -2.95%; CIT: -0.3971%; END: -0.4558%; ENX: 1.501%; ERG: -1.243%

## Individ-I&O Tables
Individual Outputs & Inputs Indexes | [24 empty] | Growth Rates
DIND: individual output & input indexes, 2006-2020 | [24 empty] | IND
| Output Indexes | [6 empty] | Input Indexes | [7 empty] | Partial Productivity Indexes | [9 empty] | Output | [6 empty] | Input | [7 empty] | Partial productivity indexes
Year | Energy | Rat. max demand | Customers | Circuit length | CMOS | Max Demand | Total Output | Real Opex | O/H Sub-tran. lines | O/H Distr. lines | U/G Sub-tran. lines | U/G Distr. lines | Trans-formers | Capital | Total Input | Real Opex | O/H Sub-tran. lines | O/H Distr. lines | U/G Sub-tran. lines | U/G Distr. lines | Trans-formers | Capital |  |  | Year | Energy | Rat. max demand | Customers | Circuit length | CMOS | Max Demand | Total Output | Real Opex | O/H Sub-tran. lines | O/H Distr. lines | U/G Sub-tran. lines | U/G Distr. lines | Trans-formers | Capital inputs | Total Input | Real Opex |  |  | O/H lines | U/G cables | Trans-formers | Capital
2006 | 1 | 1 | 1 | 1 | 1 | 1 | 1 | 1 | 1 | 1 | 1 | 1 | 1 | 1 | 1 | 1 | 1 | 1 | 1 | 1 | 1 | 1 |  |  | 2006
2007 | 1.0112 | 1.0325 | 1.0131 | 0.99239 | 0.89625 | 1.026 | 1.0351 | 0.99777 | 1.0084 | 1.0163 | 1.0317 | 1.0602 | 1.0499 | 1.0397 | 1.0234 | 1.0375 | 1.0265 | 1.0185 | 1.0033 | 0.97635 | 0.98598 | 0.99565 |  |  | 2007 | 0.011121 | 0.031982 | 0.012988 | -0.0076379 | -0.10953 | 0.025681 | 0.034539 | -0.0022346 | 0.0084095 | 0.016164 | 0.031253 | 0.058474 | 0.048659 | 0.038897 | 0.023114 | 0.036773 | 0.026129 | 0.018375 | 0.0032856 | -0.023935 | -0.01412 | -0.0043583
2008 | 1.0267 | 1.0729 | 1.0266 | 0.99202 | 0.89455 | 1.069 | 1.0558 | 1.1428 | 1.0194 | 1.0311 | 1.0527 | 1.085 | 1.089 | 1.0671 | 1.0959 | 0.92389 | 1.0357 | 1.024 | 1.003 | 0.9731 | 0.96955 | 0.98946 |  |  | 2008 | 0.015182 | 0.038347 | 0.013249 | -0.00036928 | -0.0019044 | 0.041023 | 0.019788 | 0.13572 | 0.010824 | 0.014489 | 0.020076 | 0.023125 | 0.036593 | 0.026023 | 0.068419 | -0.11594 | 0.0089634 | 0.0052984 | -0.00028809 | -0.0033378 | -0.016805 | -0.0062347
2009 | 1.031 | 1.1175 | 1.0428 | 1.0017 | 1.0215 | 1.1152 | 1.0566 | 1.1307 | 1.0429 | 1.0434 | 1.0646 | 1.1498 | 1.1327 | 1.1039 | 1.1139 | 0.93446 | 1.0131 | 1.0127 | 0.99249 | 0.91896 | 0.93286 | 0.9572 |  |  | 2009 | 0.0042475 | 0.040799 | 0.015675 | 0.0097127 | 0.13267 | 0.042351 | 0.00076498 | -0.010606 | 0.022798 | 0.011811 | 0.011303 | 0.058005 | 0.039338 | 0.033917 | 0.016357 | 0.011372 | -0.022033 | -0.011046 | -0.010538 | -0.05724 | -0.038572 | -0.033153
2010 | 1.038 | 1.1315 | 1.0558 | 1.0086 | 0.93139 | 1.114 | 1.0869 | 1.1778 | 1.0678 | 1.0565 | 1.1023 | 1.2039 | 1.1753 | 1.1392 | 1.1528 | 0.92285 | 1.0179 | 1.0289 | 0.98609 | 0.90282 | 0.92483 | 0.9541 |  |  | 2010 | 0.0067144 | 0.01238 | 0.012368 | 0.0068805 | -0.092313 | -0.0011143 | 0.028283 | 0.040782 | 0.023557 | 0.012467 | 0.034753 | 0.045999 | 0.036928 | 0.031524 | 0.034287 | -0.012498 | 0.0047256 | 0.015816 | -0.0064701 | -0.017716 | -0.0086454 | -0.003241
2011 | 1.0183 | 1.1423 | 1.0689 | 1.0147 | 0.9169 | 1.1083 | 1.0976 | 1.249 | 1.0826 | 1.0714 | 1.1408 | 1.2513 | 1.2044 | 1.1669 | 1.1962 | 0.87873 | 1.0138 | 1.0244 | 0.96207 | 0.87712 | 0.91127 | 0.94055 |  |  | 2011 | -0.019165 | 0.0095332 | 0.012314 | 0.0060346 | -0.015674 | -0.0051308 | 0.0097076 | 0.058692 | 0.013796 | 0.014078 | 0.034369 | 0.038591 | 0.024482 | 0.024016 | 0.036982 | -0.048984 | -0.0040881 | -0.0043707 | -0.024662 | -0.028883 | -0.014775 | -0.014308
2012 | 1.0033 | 1.1446 | 1.0816 | 1.021 | 0.88779 | 1.0278 | 1.1075 | 1.364 | 1.1031 | 1.0816 | 1.1913 | 1.2988 | 1.2395 | 1.197 | 1.2559 | 0.81197 | 1.004 | 1.0239 | 0.92965 | 0.85271 | 0.89352 | 0.92523 |  |  | 2012 | -0.014844 | 0.0019922 | 0.011887 | 0.0061531 | -0.032264 | -0.075394 | 0.0090248 | 0.088039 | 0.018758 | 0.0094721 | 0.043303 | 0.037252 | 0.028696 | 0.025442 | 0.048677 | -0.079014 | -0.0097326 | -0.00044623 | -0.034278 | -0.028228 | -0.019671 | -0.016417
2013 | 0.97438 | 1.1446 | 1.0947 | 1.0198 | 0.88554 | 1.0699 | 1.1065 | 1.2564 | 1.0982 | 1.0917 | 1.248 | 1.3442 | 1.2712 | 1.2232 | 1.2347 | 0.8807 | 1.0075 | 1.0135 | 0.88668 | 0.82318 | 0.87046 | 0.9046 |  |  | 2013 | -0.029213 | 0 | 0.012006 | -0.0011476 | -0.0025421 | 0.04019 | -0.000869 | -0.082123 | -0.0044245 | 0.0093017 | 0.046454 | 0.034374 | 0.025272 | 0.021683 | -0.016985 | 0.081253 | 0.0035545 | -0.010172 | -0.047324 | -0.035244 | -0.026142 | -0.022552
2014 | 0.95626 | 1.1587 | 1.1071 | 1.0241 | 0.89934 | 1.0499 | 1.1121 | 1.2742 | 1.1026 | 1.0929 | 1.3184 | 1.3907 | 1.3069 | 1.2501 | 1.259 | 0.87277 | 1.0086 | 1.0175 | 0.84353 | 0.79967 | 0.85092 | 0.88958 |  |  | 2014 | -0.018764 | 0.012265 | 0.011298 | 0.0042203 | 0.015468 | -0.018928 | 0.0049842 | 0.014034 | 0.0039204 | 0.0010967 | 0.054873 | 0.033958 | 0.027687 | 0.021726 | 0.019446 | -0.0090497 | 0.0010644 | 0.0038877 | -0.049889 | -0.028974 | -0.022703 | -0.016742
2015 | 0.96686 | 1.1594 | 1.122 | 1.0291 | 0.90436 | 1.0226 | 1.1182 | 1.344 | 1.1226 | 1.0999 | 1.2833 | 1.4349 | 1.3307 | 1.2699 | 1.297 | 0.83201 | 0.99603 | 1.0166 | 0.87131 | 0.7793 | 0.84032 | 0.88054 |  |  | 2015 | 0.011024 | 0.00061257 | 0.013351 | 0.0048149 | 0.0055574 | -0.026351 | 0.0054918 | 0.053314 | 0.018048 | 0.0063552 | -0.026918 | 0.031291 | 0.018028 | 0.015701 | 0.029755 | -0.047822 | -0.012557 | -0.00086328 | 0.032409 | -0.025799 | -0.012537 | -0.01021
2016 | 0.97299 | 1.1597 | 1.1379 | 1.0331 | 0.92482 | 1.0817 | 1.1213 | 1.2451 | 1.1358 | 1.1041 | 1.3205 | 1.4726 | 1.3534 | 1.2892 | 1.2725 | 0.9005 | 0.98722 | 1.0155 | 0.84912 | 0.76143 | 0.82849 | 0.86971 |  |  | 2016 | 0.0063142 | 0.00024234 | 0.014077 | 0.0039017 | 0.022375 | 0.056176 | 0.0027364 | -0.076366 | 0.011622 | 0.0038347 | 0.028541 | 0.02594 | 0.016917 | 0.015112 | -0.019041 | 0.079102 | -0.0088858 | -0.0010984 | -0.025804 | -0.023204 | -0.014181 | -0.012375
2017 | 0.97242 | 1.1664 | 1.1569 | 1.0375 | 0.84822 | 1.1236 | 1.1427 | 1.207 | 1.1529 | 1.1036 | 1.355 | 1.5149 | 1.3588 | 1.3009 | 1.2659 | 0.94668 | 0.99114 | 1.0355 | 0.84331 | 0.75428 | 0.84095 | 0.8784 |  |  | 2017 | -0.00058085 | 0.0057814 | 0.016574 | 0.0042413 | -0.086456 | 0.03803 | 0.018928 | -0.031086 | 0.014968 | -0.00053087 | 0.025785 | 0.028362 | 0.0039931 | 0.0089859 | -0.0051968 | 0.050013 | 0.0039593 | 0.019458 | -0.0068577 | -0.0094343 | 0.014935 | 0.0099419
2018 | 0.96695 | 1.1694 | 1.1758 | 1.0403 | 0.88916 | 1.1011 | 1.1415 | 1.1506 | 1.1381 | 1.1134 | 1.3354 | 1.5537 | 1.3762 | 1.315 | 1.2518 | 0.9921 | 1.003 | 1.0252 | 0.85486 | 0.73474 | 0.82948 | 0.8681 |  |  | 2018 | -0.005641 | 0.0025251 | 0.016122 | 0.0026587 | 0.047139 | -0.020249 | -0.0009964 | -0.047856 | -0.012914 | 0.0089085 | -0.014596 | 0.025251 | 0.012743 | 0.010803 | -0.011256 | 0.04686 | 0.011919 | -0.0099045 | 0.0136 | -0.026247 | -0.013739 | -0.011799
2019 | 0.97362 | 1.1743 | 1.1942 | 1.0446 | 0.97421 | 1.1317 | 1.1355 | 1.1469 | 1.1383 | 1.1124 | 1.3271 | 1.5928 | 1.3915 | 1.3269 | 1.2578 | 0.98999 | 0.99748 | 1.0207 | 0.85558 | 0.71286 | 0.81597 | 0.85574 |  |  | 2019 | 0.0068716 | 0.0042505 | 0.015537 | 0.0041433 | 0.091347 | 0.027478 | -0.0053518 | -0.0032164 | 0.00018801 | -0.00094977 | -0.0061965 | 0.024875 | 0.011072 | 0.0089862 | 0.0047682 | -0.0021352 | -0.00554 | -0.0044018 | 0.00084516 | -0.030227 | -0.016423 | -0.014338
2020 | 0.95481 | 1.1813 | 1.2076 | 1.0489 | 0.99247 | 1.1391 | 1.1375 | 1.0924 | 1.1433 | 1.1174 | 1.3835 | 1.6366 | 1.4084 | 1.3445 | 1.2446 | 1.0413 | 0.99498 | 1.018 | 0.82221 | 0.69506 | 0.80768 | 0.84603 |  |  | 2020 | -0.019514 | 0.0058897 | 0.011183 | 0.0041338 | 0.018567 | 0.0064339 | 0.0018223 | -0.048691 | 0.0043338 | 0.0045475 | 0.041616 | 0.027117 | 0.012026 | 0.013236 | -0.010525 | 0.050513 | -0.0025121 | -0.0027253 | -0.039794 | -0.025295 | -0.010203 | -0.011414
Growth Rate 2006-2020 | -0.3303% | 1.19% | 1.347% | 0.341% | -0.05402% | 0.93% | 0.9204% | 0.6314% | 0.9563% | 0.7932% | 2.319% | 3.519% | 2.446% | 2.115% | 1.563% | 0.2889% | -0.03595% | 0.1272% | -1.398% | -2.598% | -1.526% | -1.194% | 14 | yrs
Growth Rate 2006-2012 | 0.05428% | 2.251% | 1.308% | 0.3462% | -1.984% | 0.4569% | 1.702% | 5.173% | 1.636% | 1.308% | 2.918% | 4.357% | 3.578% | 2.997% | 3.797% | -3.471% | 0.06607% | 0.3938% | -1.216% | -2.656% | -1.876% | -1.295% | 6 | yrs
Growth Rate 2012-2020 | -0.6188% | 0.3946% | 1.377% | 0.3371% | 1.393% | 1.285% | 0.3343% | -2.775% | 0.4468% | 0.407% | 1.869% | 2.89% | 1.597% | 1.453% | -0.1129% | 3.109% | -0.1125% | -0.07274% | -1.535% | -2.555% | -1.262% | -1.119% | 8 | yrs
Growth Rate 2020 | -1.951% | 0.589% | 1.118% | 0.4134% | 1.857% | 0.6434% | 0.1822% | -4.869% | 0.4334% | 0.4547% | 4.162% | 2.712% | 1.203% | 1.324% | -1.053% | 5.051% | -0.2512% | -0.2725% | -3.979% | -2.529% | -1.02% | -1.141%
1.EVO: individual output & input indexes, 2006-2020 | [24 empty] | EVO
| Output Indexes | [6 empty] | Input Indexes | [7 empty] | Partial Productivity Indexes | [9 empty] | Output | [6 empty] | Input | [7 empty] | Partial productivity indexes
Year | Energy | Rat. max demand | Customers | Circuit length | CMOS | Max Demand | Total Output | Real Opex | O/H Sub-tran. lines | O/H Distr. lines | U/G Sub-tran. lines | U/G Distr. lines | Trans-formers | Capital | Total Input | Real Opex | O/H Sub-tran. lines | O/H Distr. lines | U/G Sub-tran. lines | U/G Distr. lines | Trans-formers | Capital |  |  | Year | Energy | Rat. max demand | Customers | Circuit length | CMOS | Max Demand | Total Output | Real Opex | O/H Sub-tran. lines | O/H Distr. lines | U/G Sub-tran. lines | U/G Distr. lines | Trans-formers | Capital inputs | Total Input | Real Opex |  |  | O/H lines | U/G cables | Trans-formers | Capital
2006 | 1 | 1 | 1 | 1 | 1 | 1 | 1 | 1 | 1 | 1 | 1 | 1 | 1 | 1 | 1 | 1 | 1 | 1 | 1 | 1 | 1 | 1 |  |  | 2006
2007 | 1.0227 | 1 | 1.012 | 1.0076 | 1.2809 | 0.96915 | 0.99655 | 0.99612 | 1 | 0.99631 | 1 | 1.0173 | 1.0231 | 1.0147 | 1.0058 | 1.0004 | 0.99655 | 1.0002 | 0.99655 | 0.97965 | 0.97402 | 0.98216 |  |  | 2007 | 0.022434 | 0 | 0.011902 | 0.0076159 | 0.24754 | -0.031337 | -0.0034513 | -0.0038882 | 0 | -0.0036924 | 0 | 0.01711 | 0.022876 | 0.01455 | 0.0058041 | 0.0004369 | -0.0034513 | 0.00024097 | -0.0034513 | -0.020561 | -0.026328 | -0.018001
2008 | 1.0323 | 1 | 1.0255 | 1.0197 | 0.7501 | 0.99208 | 1.0251 | 1.0614 | 1 | 0.9909 | 1 | 1.0438 | 1.0443 | 1.031 | 1.0428 | 0.96582 | 1.0251 | 1.0345 | 1.0251 | 0.98209 | 0.98164 | 0.99427 |  |  | 2008 | 0.0093374 | 0 | 0.01331 | 0.011846 | -0.53508 | 0.023383 | 0.028269 | 0.063486 | 0 | -0.0054469 | 0 | 0.025776 | 0.020469 | 0.016018 | 0.036113 | -0.035217 | 0.028269 | 0.033716 | 0.028269 | 0.0024929 | 0.0078015 | 0.01225
2009 | 1.0416 | 1 | 1.0426 | 1.0354 | 0.89068 | 0.97627 | 1.0301 | 1.082 | 1 | 0.98808 | 1 | 1.0743 | 1.0727 | 1.0521 | 1.0627 | 0.95202 | 1.0301 | 1.0425 | 1.0301 | 0.95886 | 0.96027 | 0.9791 |  |  | 2009 | 0.0089563 | 0 | 0.016505 | 0.015289 | 0.17177 | -0.016061 | 0.0048423 | 0.019231 | 0 | -0.0028524 | 0 | 0.028782 | 0.026859 | 0.020213 | 0.018924 | -0.014389 | 0.0048423 | 0.0076945 | 0.0048423 | -0.02394 | -0.022018 | -0.015371
2010 | 1.0501 | 1 | 1.0672 | 1.051 | 0.78671 | 0.98038 | 1.0452 | 1.2205 | 1 | 0.98872 | 1 | 1.1055 | 1.0909 | 1.0694 | 1.1256 | 0.85638 | 1.0452 | 1.0571 | 1.0452 | 0.94543 | 0.95809 | 0.97732 |  |  | 2010 | 0.0081553 | 0 | 0.023364 | 0.015002 | -0.12412 | 0.0042046 | 0.014536 | 0.12041 | 0 | 0.00065105 | 0 | 0.028644 | 0.016807 | 0.016361 | 0.057467 | -0.10587 | 0.014536 | 0.013885 | 0.014536 | -0.014108 | -0.0022713 | -0.0018256
2011 | 1.055 | 1 | 1.0934 | 1.0733 | 1.4901 | 0.98523 | 1.0358 | 1.3596 | 1 | 0.9909 | 1 | 1.1397 | 1.1203 | 1.0924 | 1.1908 | 0.76182 | 1.0358 | 1.0453 | 1.0358 | 0.90882 | 0.92451 | 0.94817 |  |  | 2011 | 0.0046317 | 0 | 0.024187 | 0.021029 | 0.63874 | 0.0049251 | -0.0090662 | 0.10794 | 0 | 0.0022013 | 0 | 0.030427 | 0.026613 | 0.021209 | 0.056278 | -0.11701 | -0.0090662 | -0.011267 | -0.0090662 | -0.039493 | -0.035679 | -0.030275
2012 | 1.0482 | 1.1136 | 1.1209 | 1.0987 | 1.0408 | 1.1136 | 1.1055 | 1.4535 | 1.1128 | 0.97718 | 1 | 1.1915 | 1.1276 | 1.1143 | 1.2393 | 0.76057 | 0.9934 | 1.1313 | 1.1055 | 0.92779 | 0.98037 | 0.99211 |  |  | 2012 | -0.0064646 | 0.10758 | 0.02484 | 0.023348 | -0.35885 | 0.12247 | 0.065144 | 0.066778 | 0.10689 | -0.013947 | 0 | 0.044482 | 0.00647 | 0.01984 | 0.039983 | -0.0016339 | -0.041748 | 0.079091 | 0.065144 | 0.020662 | 0.058673 | 0.045304
2013 | 1.0528 | 1.1136 | 1.1472 | 1.1123 | 0.94071 | 1.1074 | 1.1196 | 1.5914 | 1.1128 | 0.97097 | 1 | 1.2277 | 1.1499 | 1.1325 | 1.2985 | 0.70351 | 1.0061 | 1.153 | 1.1196 | 0.91191 | 0.97362 | 0.98854 |  |  | 2013 | 0.0044122 | 0 | 0.023223 | 0.012262 | -0.10112 | -0.0055579 | 0.012658 | 0.090653 | 0 | -0.0063759 | 0 | 0.029923 | 0.019567 | 0.016265 | 0.04666 | -0.077995 | 0.012658 | 0.019034 | 0.012658 | -0.017265 | -0.0069092 | -0.0036081
2014 | 1.0259 | 1.1136 | 1.1566 | 1.1228 | 0.88584 | 1.0631 | 1.1248 | 1.8011 | 1.113 | 0.96047 | 3.8573 | 1.2616 | 1.1828 | 1.1548 | 1.3982 | 0.62452 | 1.0106 | 1.1711 | 0.29161 | 0.89159 | 0.95096 | 0.97407 |  |  | 2014 | -0.025867 | 0 | 0.0081751 | 0.0094325 | -0.060096 | -0.040808 | 0.0046944 | 0.12378 | 0.00017611 | -0.010872 | 1.35 | 0.027236 | 0.028252 | 0.019438 | 0.073942 | -0.11909 | 0.0045183 | 0.015567 | -1.3453 | -0.022541 | -0.023557 | -0.014743
2015 | 1.0355 | 1.149 | 1.177 | 1.134 | 1.1053 | 1.149 | 1.1392 | 1.6787 | 1.113 | 0.93622 | 3.8715 | 1.2823 | 1.1997 | 1.1619 | 1.3517 | 0.67862 | 1.0235 | 1.2168 | 0.29425 | 0.8884 | 0.9496 | 0.98043 |  |  | 2015 | 0.0092473 | 0.031281 | 0.017423 | 0.0099636 | 0.22136 | 0.077648 | 0.012706 | -0.070368 | -8.9846e-07 | -0.025567 | 0.0036647 | 0.016289 | 0.014137 | 0.0062028 | -0.033794 | 0.083074 | 0.012706 | 0.038271 | 0.0090404 | -0.0035839 | -0.0014312 | 0.0065021
2016 | 1.0427 | 1.149 | 1.1971 | 1.1425 | 1.2004 | 1.0621 | 1.1435 | 0.90983 | 1.1131 | 0.94685 | 3.8742 | 1.2985 | 1.2104 | 1.1733 | 1.0803 | 1.2568 | 1.0273 | 1.2077 | 0.29516 | 0.88061 | 0.94475 | 0.97457 |  |  | 2016 | 0.0069965 | 0 | 0.01696 | 0.0074621 | 0.082491 | -0.07863 | 0.0037596 | -0.61253 | 8.4452e-05 | 0.011284 | 0.00068787 | 0.012558 | 0.0088771 | 0.0097548 | -0.22417 | 0.61628 | 0.0036746 | -0.0075241 | 0.0030719 | -0.0087989 | -0.0051167 | -0.0059951
2017 | 1.0565 | 1.149 | 1.2393 | 1.1471 | 1.3986 | 1.0823 | 1.147 | 1.0326 | 1.0753 | 0.96065 | 3.9083 | 1.3135 | 1.2166 | 1.181 | 1.1299 | 1.1108 | 1.0667 | 1.194 | 0.29349 | 0.87327 | 0.94281 | 0.97122 |  |  | 2017 | 0.013087 | 0 | 0.034646 | 0.0040268 | 0.15286 | 0.018884 | 0.003084 | 0.12662 | -0.034558 | 0.014468 | 0.0087647 | 0.011455 | 0.005134 | 0.006525 | 0.044956 | -0.12353 | 0.037643 | -0.011384 | -0.0056805 | -0.0083701 | -0.0020498 | -0.0034406
2018 | 1.034 | 1.149 | 1.2785 | 1.1582 | 1.147 | 1.0964 | 1.1657 | 1.203 | 1.0763 | 0.96699 | 3.9239 | 1.3286 | 1.2314 | 1.193 | 1.1976 | 0.96897 | 1.083 | 1.2055 | 0.29707 | 0.87741 | 0.94663 | 0.97707 |  |  | 2018 | -0.021506 | 0 | 0.031133 | 0.0095546 | -0.19836 | 0.012931 | 0.016134 | 0.15271 | 0.00093977 | 0.0065812 | 0.00399 | 0.011411 | 0.012095 | 0.01013 | 0.058121 | -0.13658 | 0.015194 | 0.0095529 | 0.012144 | 0.0047226 | 0.004039 | 0.0060051
2019 | 1.0464 | 1.149 | 1.3148 | 1.1691 | 1.3127 | 1.0966 | 1.1714 | 1.1571 | 1.0763 | 0.96841 | 3.9239 | 1.3485 | 1.2723 | 1.2163 | 1.1949 | 1.0124 | 1.0884 | 1.2096 | 0.29853 | 0.86866 | 0.92069 | 0.96306 |  |  | 2019 | 0.011936 | 0 | 0.028053 | 0.0094188 | 0.13497 | 0.00017875 | 0.0049001 | -0.038924 | -1.8582e-06 | 0.0014695 | 0 | 0.01492 | 0.032685 | 0.019342 | -0.0022295 | 0.043825 | 0.0049028 | 0.0034301 | 0.0048999 | -0.010019 | -0.027786 | -0.014442
2020 | 1.0351 | 1.149 | 1.3413 | 1.2068 | 1.334 | 1.0855 | 1.1892 | 1.0987 | 1.0763 | 0.97175 | 3.974 | 1.3904 | 1.2904 | 1.2367 | 1.1852 | 1.0824 | 1.1049 | 1.2238 | 0.29925 | 0.85532 | 0.92161 | 0.96165 |  |  | 2020 | -0.010906 | 0 | 0.019884 | 0.031694 | 0.016095 | -0.010182 | 0.015097 | -0.051765 | -9.2911e-06 | 0.0034419 | 0.01269 | 0.030576 | 0.014097 | 0.016558 | -0.008189 | 0.066861 | 0.015106 | 0.011655 | 0.0024072 | -0.015478 | 0.0010001 | -0.0014617
Growth Rate 2006-2020 | 0.2461% | 0.9919% | 2.097% | 1.342% | 2.059% | 0.5861% | 1.238% | 0.6724% | 0.5252% | -0.2047% | 9.856% | 2.354% | 1.821% | 1.517% | 1.213% | 0.5655% | 0.7127% | 1.443% | -8.618% | -1.116% | -0.5831% | -0.2793% | 14 | yrs
Growth Rate 2006-2012 | 0.7842% | 1.793% | 1.902% | 1.569% | 0.6667% | 1.793% | 1.671% | 6.233% | 1.782% | -0.3848% | 0% | 2.92% | 2.002% | 1.803% | 3.576% | -4.561% | -0.1103% | 2.056% | 1.671% | -1.249% | -0.3304% | -0.132% | 6 | yrs
Growth Rate 2012-2020 | -0.1575% | 0.391% | 2.244% | 1.173% | 3.102% | -0.3192% | 0.9129% | -3.498% | -0.4171% | -0.06962% | 17.25% | 1.93% | 1.686% | 1.303% | -0.5587% | 4.411% | 1.33% | 0.9825% | -16.33% | -1.017% | -0.7726% | -0.3898% | 8 | yrs
Growth Rate 2020 | -1.091% | 0% | 1.988% | 3.169% | 1.609% | -1.018% | 1.51% | -5.177% | -0.0009291% | 0.3442% | 1.269% | 3.058% | 1.41% | 1.656% | -0.8189% | 6.686% | 1.511% | 1.166% | 0.2407% | -1.548% | 0.1% | -0.1462%
2.AGD: individual output & input indexes, 2006-2020 | [24 empty] | AGD
| Output Indexes | [6 empty] | Input Indexes | [7 empty] | Partial Productivity Indexes | [9 empty] | Output | [6 empty] | Input | [7 empty] | Partial productivity indexes
Year | Energy | Rat. max demand | Customers | Circuit length | CMOS | Max Demand | Total Output | Real Opex | O/H Sub-tran. lines | O/H Distr. lines | U/G Sub-tran. lines | U/G Distr. lines | Trans-formers | Capital | Total Input | Real Opex | O/H Sub-tran. lines | O/H Distr. lines | U/G Sub-tran. lines | U/G Distr. lines | Trans-formers | Capital |  |  | Year | Energy | Rat. max demand | Customers | Circuit length | CMOS | Max Demand | Total Output | Real Opex | O/H Sub-tran. lines | O/H Distr. lines | U/G Sub-tran. lines | U/G Distr. lines | Trans-formers | Capital inputs | Total Input | Real Opex |  |  | O/H lines | U/G cables | Trans-formers | Capital
2006 | 1 | 1 | 1 | 1 | 1 | 1 | 1 | 1 | 1 | 1 | 1 | 1 | 1 | 1 | 1 | 1 | 1 | 1 | 1 | 1 | 1 | 1 |  |  | 2006
2007 | 1.0107 | 1 | 1.01 | 1.0034 | 0.99267 | 0.98521 | 1.0057 | 0.84624 | 0.94844 | 0.99794 | 0.99733 | 1.0306 | 1.0451 | 1.0246 | 0.94912 | 1.1884 | 1.0604 | 1.0078 | 1.0084 | 0.97579 | 0.96229 | 0.9815 |  |  | 2007 | 0.01062 | 0 | 0.0099236 | 0.0034152 | -0.0073537 | -0.014899 | 0.00566 | -0.16695 | -0.052942 | -0.0020655 | -0.0026712 | 0.030169 | 0.044103 | 0.02433 | -0.052218 | 0.17261 | 0.058603 | 0.0077261 | 0.0083312 | -0.024509 | -0.038442 | -0.018669
2008 | 1.0144 | 1.0279 | 1.0182 | 1.0124 | 1.1357 | 1.0279 | 1.0037 | 1.2029 | 0.94887 | 0.9985 | 0.98821 | 1.0518 | 1.0877 | 1.0496 | 1.1095 | 0.83446 | 1.0578 | 1.0052 | 1.0157 | 0.9543 | 0.92279 | 0.95633 |  |  | 2008 | 0.0037193 | 0.027523 | 0.008102 | 0.0089372 | 0.13461 | 0.042422 | -0.0019229 | 0.35166 | 0.00045812 | 0.00056791 | -0.0091909 | 0.020344 | 0.039984 | 0.02406 | 0.15612 | -0.35358 | -0.0023813 | -0.0024908 | 0.0072685 | -0.022267 | -0.041907 | -0.025983
2009 | 1.0195 | 1.043 | 1.0258 | 1.0186 | 1.2559 | 1.043 | 0.99938 | 1.0895 | 0.96104 | 0.99916 | 0.96119 | 1.0783 | 1.1401 | 1.0793 | 1.0821 | 0.91733 | 1.0399 | 1.0002 | 1.0397 | 0.92684 | 0.87658 | 0.92592 |  |  | 2009 | 0.0049618 | 0.014603 | 0.0074794 | 0.0060591 | 0.1006 | 0.014603 | -0.0043523 | -0.099031 | 0.012745 | 0.00065767 | -0.027722 | 0.024846 | 0.047024 | 0.027965 | -0.024982 | 0.094678 | -0.017098 | -0.0050103 | 0.023369 | -0.029199 | -0.051376 | -0.032318
2010 | 1.0137 | 1.043 | 1.0328 | 1.0259 | 0.93722 | 1.032 | 1.0438 | 1.2349 | 0.97392 | 0.99575 | 0.99079 | 1.0999 | 1.1925 | 1.1131 | 1.1551 | 0.84521 | 1.0717 | 1.0482 | 1.0535 | 0.949 | 0.87529 | 0.93774 |  |  | 2010 | -0.0056777 | 0 | 0.0067608 | 0.0071452 | -0.2927 | -0.010655 | 0.043469 | 0.12535 | 0.013312 | -0.0034168 | 0.030331 | 0.019844 | 0.044945 | 0.030781 | 0.065239 | -0.081882 | 0.030157 | 0.046886 | 0.013138 | 0.023624 | -0.0014768 | 0.012688
2011 | 1.0149 | 1.0729 | 1.0404 | 1.0395 | 1.0684 | 1.0729 | 1.0478 | 1.1804 | 0.99524 | 0.99374 | 1.0085 | 1.1323 | 1.213 | 1.1335 | 1.1461 | 0.88769 | 1.0529 | 1.0544 | 1.039 | 0.92541 | 0.86384 | 0.92442 |  |  | 2011 | 0.001185 | 0.028254 | 0.0073856 | 0.013176 | 0.13103 | 0.03891 | 0.003886 | -0.045159 | 0.021661 | -0.002018 | 0.017714 | 0.029055 | 0.01705 | 0.018189 | -0.0077752 | 0.049044 | -0.017775 | 0.005903 | -0.013828 | -0.025169 | -0.013164 | -0.014304
2012 | 0.97425 | 1.0729 | 1.0488 | 1.0486 | 0.95573 | 0.97519 | 1.0613 | 1.3033 | 1.0036 | 0.98908 | 1.0258 | 1.1688 | 1.2651 | 1.1691 | 1.2116 | 0.81427 | 1.0574 | 1.073 | 1.0345 | 0.90802 | 0.83888 | 0.90776 |  |  | 2012 | -0.040893 | 0 | 0.008001 | 0.0087486 | -0.11148 | -0.095508 | 0.012711 | 0.099043 | 0.008397 | -0.0047088 | 0.017041 | 0.031679 | 0.042036 | 0.030897 | 0.055594 | -0.086332 | 0.0043151 | 0.017421 | -0.0043307 | -0.018968 | -0.029325 | -0.018185
2013 | 0.87443 | 1.0729 | 1.0575 | 1.0573 | 0.822 | 0.98282 | 1.0679 | 1.0298 | 1.0153 | 0.98555 | 1.0541 | 1.2005 | 1.3094 | 1.2007 | 1.1341 | 1.037 | 1.0518 | 1.0836 | 1.0131 | 0.88959 | 0.81556 | 0.88939 |  |  | 2013 | -0.1081 | 0 | 0.0082259 | 0.0082661 | -0.15073 | 0.0077969 | 0.0062522 | -0.23554 | 0.01159 | -0.0035751 | 0.027184 | 0.026762 | 0.034443 | 0.026702 | -0.066169 | 0.24179 | -0.0053376 | 0.0098269 | -0.020932 | -0.02051 | -0.028191 | -0.02045
2014 | 0.84738 | 1.0729 | 1.0679 | 1.0653 | 0.93936 | 0.84544 | 1.0594 | 1.148 | 0.97436 | 1.0039 | 1.1069 | 1.2313 | 1.3493 | 1.2316 | 1.1959 | 0.9228 | 1.0873 | 1.0553 | 0.95713 | 0.86041 | 0.78516 | 0.8602 |  |  | 2014 | -0.031419 | 0 | 0.0098027 | 0.0074908 | 0.13345 | -0.15057 | -0.0079866 | 0.10869 | -0.04119 | 0.01842 | 0.048849 | 0.025365 | 0.029997 | 0.025385 | 0.053118 | -0.11668 | 0.033203 | -0.026408 | -0.056835 | -0.033352 | -0.037984 | -0.033373
2015 | 0.85092 | 1.0729 | 1.0798 | 1.0666 | 0.88627 | 0.87849 | 1.0678 | 1.3471 | 1.0158 | 1.0154 | 1.0204 | 1.2436 | 1.3679 | 1.2373 | 1.2721 | 0.7927 | 1.0512 | 1.0516 | 1.0465 | 0.8587 | 0.78065 | 0.86303 |  |  | 2015 | 0.0041686 | 0 | 0.011082 | 0.0012608 | -0.058173 | 0.03834 | 0.0079304 | 0.15989 | 0.041665 | 0.011428 | -0.081346 | 0.009919 | 0.013687 | 0.0046393 | 0.061781 | -0.15196 | -0.033735 | -0.003497 | 0.089276 | -0.0019888 | -0.0057569 | 0.0032909
2016 | 0.85051 | 1.0729 | 1.0919 | 1.07 | 0.95403 | 0.94903 | 1.0659 | 1.2036 | 0.99926 | 1.0317 | 1.0743 | 1.2573 | 1.384 | 1.2548 | 1.2308 | 0.88563 | 1.0667 | 1.0332 | 0.99216 | 0.84777 | 0.77015 | 0.84945 |  |  | 2016 | -0.0004843 | 0 | 0.011152 | 0.0031321 | 0.073678 | 0.07724 | -0.001809 | -0.11266 | -0.016433 | 0.015926 | 0.051516 | 0.011003 | 0.011737 | 0.014048 | -0.033051 | 0.11085 | 0.014625 | -0.017734 | -0.053324 | -0.012811 | -0.013546 | -0.015857
2017 | 0.85221 | 1.0729 | 1.1039 | 1.0749 | 1.0021 | 1.0191 | 1.0655 | 1.0637 | 1.023 | 1.0462 | 1.0983 | 1.2762 | 1.3243 | 1.2367 | 1.1683 | 1.0017 | 1.0416 | 1.0185 | 0.97018 | 0.83492 | 0.80463 | 0.86163 |  |  | 2017 | 0.0019937 | 0 | 0.010975 | 0.0045505 | 0.049136 | 0.071232 | -0.00034718 | -0.12355 | 0.023452 | 0.013953 | 0.022057 | 0.014926 | -0.044141 | -0.014583 | -0.052125 | 0.1232 | -0.023799 | -0.0143 | -0.022404 | -0.015274 | 0.043794 | 0.014236
2018 | 0.84285 | 1.0729 | 1.1171 | 1.0801 | 0.89368 | 0.9439 | 1.0807 | 0.9101 | 0.98331 | 1.0411 | 1.0587 | 1.2916 | 1.3397 | 1.239 | 1.1092 | 1.1875 | 1.0991 | 1.038 | 1.0208 | 0.83677 | 0.80674 | 0.8723 |  |  | 2018 | -0.011038 | 0 | 0.011869 | 0.0049049 | -0.11449 | -0.076652 | 0.014162 | -0.15594 | -0.039541 | -0.0048569 | -0.036714 | 0.011948 | 0.011543 | 0.001863 | -0.051861 | 0.17011 | 0.053704 | 0.019019 | 0.050876 | 0.0022148 | 0.002619 | 0.012299
2019 | 0.84408 | 1.0729 | 1.1294 | 1.0843 | 0.96919 | 0.97074 | 1.077 | 0.85517 | 0.98299 | 1.1038 | 1.0295 | 1.3075 | 1.3385 | 1.2462 | 1.0921 | 1.2594 | 1.0957 | 0.9757 | 1.0462 | 0.82372 | 0.80462 | 0.86426 |  |  | 2019 | 0.0014564 | 0 | 0.010928 | 0.0038154 | 0.081118 | 0.028041 | -0.0034526 | -0.062259 | -0.00033087 | 0.058484 | -0.028007 | 0.012258 | -0.00082593 | 0.0058033 | -0.015586 | 0.058806 | -0.0031229 | -0.061938 | 0.024555 | -0.015712 | -0.0026276 | -0.0092572
2020 | 0.82782 | 1.0729 | 1.1396 | 1.0917 | 1.2075 | 0.98384 | 1.0542 | 0.75901 | 0.96634 | 1.0394 | 1.0809 | 1.327 | 1.3538 | 1.254 | 1.052 | 1.3889 | 1.0909 | 1.0142 | 0.97527 | 0.79439 | 0.77868 | 0.84065 |  |  | 2020 | -0.019461 | 0 | 0.0090101 | 0.0068219 | 0.21988 | 0.013398 | -0.021456 | -0.11928 | -0.017083 | -0.060139 | 0.048745 | 0.0148 | 0.01132 | 0.006242 | -0.03743 | 0.097823 | -0.0043722 | 0.038684 | -0.0702 | -0.036255 | -0.032775 | -0.027697
Growth Rate 2006-2020 | -1.35% | 0.5027% | 0.9336% | 0.6266% | 1.347% | -0.1164% | 0.3767% | -1.97% | -0.2446% | 0.2761% | 0.5556% | 2.021% | 2.164% | 1.617% | 0.3618% | 2.346% | 0.6213% | 0.1006% | -0.1789% | -1.644% | -1.787% | -1.24% | 14 | yrs
Growth Rate 2006-2012 | -0.4347% | 1.173% | 0.7942% | 0.7913% | -0.7547% | -0.4188% | 0.9908% | 4.415% | 0.06051% | -0.1831% | 0.425% | 2.599% | 3.919% | 2.604% | 3.2% | -3.424% | 0.9303% | 1.174% | 0.5658% | -1.608% | -2.928% | -1.613% | 6 | yrs
Growth Rate 2012-2020 | -2.036% | 0% | 1.038% | 0.503% | 2.923% | 0.1104% | -0.08383% | -6.758% | -0.4734% | 0.6205% | 0.6535% | 1.587% | 0.847% | 0.8763% | -1.767% | 6.674% | 0.3896% | -0.7043% | -0.7374% | -1.671% | -0.9308% | -0.9601% | 8 | yrs
Growth Rate 2020 | -1.946% | 0% | 0.901% | 0.6822% | 21.99% | 1.34% | -2.146% | -11.93% | -1.708% | -6.014% | 4.874% | 1.48% | 1.132% | 0.6242% | -3.743% | 9.782% | -0.4372% | 3.868% | -7.02% | -3.626% | -3.277% | -2.77%
3.CIT: individual output & input indexes, 2006-2020 | [24 empty] | CIT
| Output Indexes | [6 empty] | Input Indexes | [7 empty] | Partial Productivity Indexes | [9 empty] | Output | [6 empty] | Input | [7 empty] | Partial productivity indexes
Year | Energy | Rat. max demand | Customers | Circuit length | CMOS | Max Demand | Total Output | Real Opex | O/H Sub-tran. lines | O/H Distr. lines | U/G Sub-tran. lines | U/G Distr. lines | Trans-formers | Capital | Total Input | Real Opex | O/H Sub-tran. lines | O/H Distr. lines | U/G Sub-tran. lines | U/G Distr. lines | Trans-formers | Capital |  |  | Year | Energy | Rat. max demand | Customers | Circuit length | CMOS | Max Demand | Total Output | Real Opex | O/H Sub-tran. lines | O/H Distr. lines | U/G Sub-tran. lines | U/G Distr. lines | Trans-formers | Capital inputs | Total Input | Real Opex |  |  | O/H lines | U/G cables | Trans-formers | Capital
2006 | 1 | 1 | 1 | 1 | 1 | 1 | 1 | 1 | 1 | 1 | 1 | 1 | 1 | 1 | 1 | 1 | 1 | 1 | 1 | 1 | 1 | 1 |  |  | 2006
2007 | 1.0175 | 1.028 | 1.0169 | 1.0314 | 0.90093 | 1.028 | 1.0319 | 1.1425 | 1.0138 | 1.0138 | 1.0553 | 1.0536 | 1.0136 | 1.035 | 1.0591 | 0.90317 | 1.0178 | 1.0178 | 0.97781 | 0.97937 | 1.018 | 0.99693 |  |  | 2007 | 0.017306 | 0.027574 | 0.016741 | 0.030934 | -0.10433 | 0.027574 | 0.031378 | 0.13322 | 0.013754 | 0.013754 | 0.053817 | 0.052229 | 0.013499 | 0.034448 | 0.057379 | -0.10184 | 0.017624 | 0.017624 | -0.022438 | -0.020851 | 0.017878 | -0.0030699
2008 | 1.0209 | 1.0755 | 1.0277 | 1.0214 | 0.69003 | 1.0755 | 1.0566 | 1.0867 | 0.96999 | 0.96999 | 1.0906 | 1.089 | 1.0516 | 1.0629 | 1.0698 | 0.97234 | 1.0893 | 1.0893 | 0.96884 | 0.97025 | 1.0048 | 0.99406 |  |  | 2008 | 0.0033332 | 0.045174 | 0.010613 | -0.0097163 | -0.26669 | 0.045174 | 0.023703 | -0.050092 | -0.044222 | -0.044222 | 0.03292 | 0.03305 | 0.036835 | 0.026592 | 0.010131 | 0.073795 | 0.067926 | 0.067926 | -0.0092165 | -0.0093473 | -0.013132 | -0.002889
2009 | 1.0203 | 1.1043 | 1.0373 | 1.0299 | 1.2426 | 1.1043 | 1.0466 | 1.282 | 0.96954 | 0.96954 | 1.1108 | 1.11 | 1.0648 | 1.0789 | 1.126 | 0.81641 | 1.0795 | 1.0795 | 0.94224 | 0.94291 | 0.9829 | 0.97009 |  |  | 2009 | -0.00051245 | 0.026465 | 0.0093024 | 0.0082386 | 0.58824 | 0.026465 | -0.0095111 | 0.16529 | -0.00046857 | -0.00046857 | 0.01833 | 0.019071 | 0.012488 | 0.014898 | 0.051129 | -0.1748 | -0.0090427 | -0.0090427 | -0.027841 | -0.028582 | -0.021999 | -0.024408
2010 | 1.0393 | 1.1043 | 1.0515 | 1.0374 | 1.2768 | 1.0589 | 1.0527 | 1.3933 | 0.96657 | 0.96657 | 1.1315 | 1.134 | 1.1 | 1.1031 | 1.1686 | 0.75554 | 1.0891 | 1.0891 | 0.93034 | 0.92831 | 0.95702 | 0.95434 |  |  | 2010 | 0.018404 | 0 | 0.013601 | 0.0072607 | 0.027098 | -0.042007 | 0.0058066 | 0.083286 | -0.0030642 | -0.0030642 | 0.018521 | 0.021415 | 0.032483 | 0.022173 | 0.037183 | -0.07748 | 0.0088711 | 0.0088711 | -0.012714 | -0.015608 | -0.026676 | -0.016367
2011 | 1.0218 | 1.1043 | 1.066 | 1.0841 | 0.97912 | 1.0919 | 1.087 | 1.2945 | 0.9848 | 0.98295 | 1.0918 | 1.2245 | 1.1171 | 1.1483 | 1.1822 | 0.83969 | 1.1037 | 1.1058 | 0.99556 | 0.88765 | 0.973 | 0.94657 |  |  | 2011 | -0.016998 | 0 | 0.013655 | 0.044044 | -0.26542 | 0.030693 | 0.032003 | -0.073591 | 0.018681 | 0.016804 | -0.035759 | 0.076793 | 0.015441 | 0.040179 | 0.011589 | 0.10559 | 0.013322 | 0.015198 | 0.067761 | -0.044791 | 0.016561 | -0.0081763
2012 | 1.0184 | 1.1043 | 1.0802 | 1.0889 | 1.2733 | 1.0357 | 1.0777 | 1.6304 | 0.9848 | 0.98664 | 1.3529 | 1.2218 | 1.1346 | 1.177 | 1.2834 | 0.66101 | 1.0943 | 1.0923 | 0.79658 | 0.88202 | 0.94982 | 0.91563 |  |  | 2012 | -0.0032683 | 0 | 0.01328 | 0.0044252 | 0.26274 | -0.05282 | -0.0085743 | 0.23069 | 0 | 0.0037492 | 0.21441 | -0.0022082 | 0.015538 | 0.024654 | 0.082114 | -0.23927 | -0.0085749 | -0.012324 | -0.22298 | -0.0063659 | -0.024112 | -0.033228
2013 | 1.0011 | 1.1043 | 1.0941 | 1.1001 | 1.1914 | 1.1036 | 1.0872 | 1.5735 | 0.9848 | 0.98689 | 1.3766 | 1.2403 | 1.1537 | 1.1937 | 1.2822 | 0.69091 | 1.1039 | 1.1016 | 0.78973 | 0.87651 | 0.94236 | 0.91072 |  |  | 2013 | -0.017201 | 0 | 0.012762 | 0.010174 | -0.066515 | 0.063513 | 0.0087573 | -0.035486 | 0 | 0.0002494 | 0.017392 | 0.015024 | 0.016647 | 0.014137 | -0.00091361 | 0.044243 | 0.0087579 | 0.0085074 | -0.0086343 | -0.0062661 | -0.0078893 | -0.0053798
2014 | 0.9907 | 1.1043 | 1.1049 | 1.1341 | 1.542 | 1.0971 | 1.087 | 1.6106 | 1.0279 | 0.95347 | 1.4796 | 1.2601 | 1.1837 | 1.2175 | 1.3096 | 0.67494 | 1.0575 | 1.1401 | 0.73466 | 0.86266 | 0.91837 | 0.89287 |  |  | 2014 | -0.010412 | 0 | 0.0098089 | 0.030466 | 0.25797 | -0.0059436 | -0.00010671 | 0.023276 | 0.042838 | -0.034452 | 0.072168 | 0.015815 | 0.025675 | 0.019688 | 0.021118 | -0.023382 | -0.042945 | 0.034346 | -0.072274 | -0.015921 | -0.025781 | -0.019794
2015 | 0.99484 | 1.1043 | 1.1117 | 1.1402 | 1.1861 | 0.94833 | 1.1064 | 1.5525 | 1.0309 | 0.95451 | 1.5073 | 1.273 | 1.189 | 1.2274 | 1.3035 | 0.7127 | 1.0733 | 1.1592 | 0.73403 | 0.86918 | 0.93055 | 0.90144 |  |  | 2015 | 0.0041762 | 0 | 0.0060878 | 0.0053416 | -0.26245 | -0.1457 | 0.017692 | -0.036743 | 0.0029027 | 0.0010901 | 0.018549 | 0.010159 | 0.0045207 | 0.0081363 | -0.004678 | 0.054436 | 0.01479 | 0.016602 | -0.00085749 | 0.0075327 | 0.013171 | 0.0095557
2016 | 0.98343 | 1.1043 | 1.1393 | 1.1492 | 1.1289 | 1.0465 | 1.1165 | 1.562 | 1.0312 | 0.94348 | 1.6424 | 1.2821 | 1.2046 | 1.2454 | 1.3188 | 0.71475 | 1.0827 | 1.1833 | 0.67976 | 0.87081 | 0.9268 | 0.8965 |  |  | 2016 | -0.011535 | 0 | 0.024589 | 0.0078975 | -0.049371 | 0.098532 | 0.009018 | 0.0061493 | 0.00028515 | -0.011615 | 0.085841 | 0.0071521 | 0.013059 | 0.014516 | 0.011704 | 0.0028688 | 0.0087329 | 0.020632 | -0.076822 | 0.0018659 | -0.0040408 | -0.0054985
2017 | 0.99035 | 1.1266 | 1.1506 | 1.1513 | 0.94941 | 1.1266 | 1.1355 | 1.5059 | 1.0283 | 0.95385 | 1.641 | 1.2921 | 1.2094 | 1.2525 | 1.3108 | 0.75407 | 1.1043 | 1.1905 | 0.69197 | 0.87882 | 0.93893 | 0.90664 |  |  | 2017 | 0.0070074 | 0.019954 | 0.0098597 | 0.001837 | -0.17319 | 0.073692 | 0.016937 | -0.036618 | -0.0028416 | 0.010927 | -0.00086737 | 0.0077764 | 0.0039295 | 0.005697 | -0.0060996 | 0.053555 | 0.019778 | 0.0060106 | 0.017805 | 0.0091608 | 0.013008 | 0.01124
2018 | 0.97469 | 1.1645 | 1.1617 | 1.1479 | 1.1755 | 1.1645 | 1.1384 | 1.2996 | 1.0194 | 0.92867 | 1.67 | 1.2566 | 1.2122 | 1.2361 | 1.2503 | 0.87598 | 1.1167 | 1.2258 | 0.68168 | 0.90594 | 0.9391 | 0.92101 |  |  | 2018 | -0.015936 | 0.033126 | 0.0095853 | -0.0029845 | 0.2136 | 0.033126 | 0.0025322 | -0.14733 | -0.0086009 | -0.026749 | 0.017506 | -0.027862 | 0.0023563 | -0.013196 | -0.047288 | 0.14986 | 0.011133 | 0.029281 | -0.014974 | 0.030394 | 0.0001755 | 0.015729
2019 | 0.97289 | 1.1645 | 1.1696 | 1.1533 | 1.0234 | 1.1311 | 1.1481 | 1.4604 | 1.0194 | 0.92803 | 1.67 | 1.2579 | 1.2289 | 1.2425 | 1.2928 | 0.78616 | 1.1263 | 1.2371 | 0.6875 | 0.91273 | 0.93425 | 0.92407 |  |  | 2019 | -0.0018509 | 0 | 0.0068056 | 0.0047349 | -0.1386 | -0.029075 | 0.0084811 | 0.11667 | -4.218e-05 | -0.00069629 | -1.497e-05 | 0.0010117 | 0.013658 | 0.0051644 | 0.033463 | -0.10819 | 0.0085237 | 0.0091775 | 0.0084961 | 0.0074695 | -0.005176 | 0.0033161
2020 | 0.86678 | 1.1753 | 1.1746 | 1.1563 | 1.3244 | 1.1753 | 1.1304 | 1.3741 | 1.0205 | 0.90705 | 1.8585 | 1.2392 | 1.2507 | 1.2513 | 1.2785 | 0.82263 | 1.1077 | 1.2462 | 0.60823 | 0.91218 | 0.90385 | 0.90341 |  |  | 2020 | -0.11548 | 0.0092648 | 0.0042206 | 0.0025468 | 0.25785 | 0.038339 | -0.015547 | -0.0609 | 0.0010491 | -0.022859 | 0.10696 | -0.014937 | 0.017537 | 0.0070618 | -0.011126 | 0.045353 | -0.016597 | 0.007311 | -0.12251 | -0.00061044 | -0.033085 | -0.02261
Growth Rate 2006-2020 | -1.021% | 1.154% | 1.149% | 1.037% | 2.007% | 1.154% | 0.8755% | 2.27% | 0.1448% | -0.6968% | 4.427% | 1.532% | 1.598% | 1.601% | 1.755% | -1.395% | 0.7307% | 1.572% | -3.551% | -0.6566% | -0.7221% | -0.7256% | 14 | yrs
Growth Rate 2006-2012 | 0.3044% | 1.654% | 1.287% | 1.42% | 4.027% | 0.5847% | 1.247% | 8.147% | -0.2553% | -0.2241% | 5.037% | 3.339% | 2.105% | 2.716% | 4.159% | -6.9% | 1.502% | 1.471% | -3.791% | -2.092% | -0.858% | -1.469% | 6 | yrs
Growth Rate 2012-2020 | -2.015% | 0.7793% | 1.046% | 0.7502% | 0.4913% | 1.581% | 0.597% | -2.137% | 0.4449% | -1.051% | 3.969% | 0.1767% | 1.217% | 0.7651% | -0.04776% | 2.734% | 0.1522% | 1.648% | -3.372% | 0.4203% | -0.6202% | -0.168% | 8 | yrs
Growth Rate 2020 | -11.55% | 0.9265% | 0.4221% | 0.2547% | 25.79% | 3.834% | -1.555% | -6.09% | 0.1049% | -2.286% | 10.7% | -1.494% | 1.754% | 0.7062% | -1.113% | 4.535% | -1.66% | 0.7311% | -12.25% | -0.06104% | -3.308% | -2.261%
4.END: individual output & input indexes, 2006-2020 | [24 empty] | END
| Output Indexes | [6 empty] | Input Indexes | [7 empty] | Partial Productivity Indexes | [9 empty] | Output | [6 empty] | Input | [7 empty] | Partial productivity indexes
Year | Energy | Rat. max demand | Customers | Circuit length | CMOS | Max Demand | Total Output | Real Opex | O/H Sub-tran. lines | O/H Distr. lines | U/G Sub-tran. lines | U/G Distr. lines | Trans-formers | Capital | Total Input | Real Opex | O/H Sub-tran. lines | O/H Distr. lines | U/G Sub-tran. lines | U/G Distr. lines | Trans-formers | Capital |  |  | Year | Energy | Rat. max demand | Customers | Circuit length | CMOS | Max Demand | Total Output | Real Opex | O/H Sub-tran. lines | O/H Distr. lines | U/G Sub-tran. lines | U/G Distr. lines | Trans-formers | Capital inputs | Total Input | Real Opex |  |  | O/H lines | U/G cables | Trans-formers | Capital
2006 | 1 | 1 | 1 | 1 | 1 | 1 | 1 | 1 | 1 | 1 | 1 | 1 | 1 | 1 | 1 | 1 | 1 | 1 | 1 | 1 | 1 | 1 |  |  | 2006
2007 | 1.0167 | 1 | 1.012 | 1.0123 | 0.97835 | 0.98025 | 1.0138 | 1.0788 | 1.0089 | 1.0012 | 1.099 | 1.0837 | 1.0613 | 1.0571 | 1.0676 | 0.93978 | 1.0049 | 1.0126 | 0.92248 | 0.93555 | 0.95526 | 0.95903 |  |  | 2007 | 0.016527 | 0 | 0.011905 | 0.012258 | -0.021893 | -0.019943 | 0.013736 | 0.075847 | 0.0088705 | 0.0012083 | 0.09443 | 0.080356 | 0.059508 | 0.055573 | 0.065375 | -0.062111 | 0.0048661 | 0.012528 | -0.080693 | -0.06662 | -0.045772 | -0.041837
2008 | 1.0533 | 1 | 1.0237 | 1.0267 | 1.0484 | 0.97647 | 1.0152 | 1.3166 | 1.0274 | 1.0034 | 1.1643 | 1.173 | 1.0994 | 1.1015 | 1.1865 | 0.77106 | 0.98811 | 1.0117 | 0.87194 | 0.86546 | 0.92339 | 0.92166 |  |  | 2008 | 0.035355 | 0 | 0.011486 | 0.014124 | 0.069166 | -0.0038637 | 0.0013208 | 0.1992 | 0.018148 | 0.002183 | 0.057657 | 0.079191 | 0.035254 | 0.04106 | 0.10564 | -0.19788 | -0.016828 | -0.0008625 | -0.056336 | -0.077871 | -0.033933 | -0.039739
2009 | 1.0134 | 1.0596 | 1.0342 | 1.0354 | 1.003 | 1.0596 | 1.0491 | 1.207 | 1.0319 | 1.0029 | 1.2508 | 1.2352 | 1.1306 | 1.136 | 1.1658 | 0.86923 | 1.0167 | 1.0461 | 0.83874 | 0.84932 | 0.92792 | 0.9235 |  |  | 2009 | -0.038597 | 0.057891 | 0.010248 | 0.0083731 | -0.044311 | 0.081698 | 0.032898 | -0.086954 | 0.004353 | -0.00046553 | 0.071722 | 0.051723 | 0.028003 | 0.030909 | -0.017567 | 0.11985 | 0.028545 | 0.033364 | -0.038824 | -0.018824 | 0.004895 | 0.0019884
2010 | 1.0125 | 1.0596 | 1.043 | 1.0427 | 0.83397 | 1.0396 | 1.0816 | 1.16 | 1.0348 | 1.0023 | 1.2592 | 1.3067 | 1.1674 | 1.1717 | 1.1648 | 0.93244 | 1.0453 | 1.0791 | 0.85895 | 0.82774 | 0.92654 | 0.92307 |  |  | 2010 | -0.00087173 | 0 | 0.0084461 | 0.0070633 | -0.18452 | -0.019084 | 0.030488 | -0.039703 | 0.0027988 | -0.00061638 | 0.0066788 | 0.056232 | 0.031981 | 0.030951 | -0.00090362 | 0.070191 | 0.02769 | 0.031105 | 0.023809 | -0.025744 | -0.0014936 | -0.00046335
2011 | 1.0177 | 1.1014 | 1.0536 | 1.0537 | 0.81593 | 1.1014 | 1.1074 | 1.2203 | 1.0349 | 1.0021 | 1.3285 | 1.3953 | 1.1873 | 1.2038 | 1.2087 | 0.90754 | 1.0701 | 1.1051 | 0.8336 | 0.7937 | 0.93275 | 0.91992 |  |  | 2011 | 0.0051797 | 0.038652 | 0.010133 | 0.010443 | -0.02186 | 0.057736 | 0.023595 | 0.050664 | 0.00012562 | -0.00023349 | 0.053554 | 0.06559 | 0.016911 | 0.027017 | 0.037034 | -0.027068 | 0.023469 | 0.023828 | -0.029958 | -0.041995 | 0.0066846 | -0.0034212
2012 | 0.95986 | 1.1014 | 1.0638 | 1.0659 | 0.99952 | 0.8937 | 1.0817 | 1.24 | 1.0475 | 1.0016 | 1.5818 | 1.4817 | 1.22 | 1.2453 | 1.2423 | 0.87237 | 1.0326 | 1.08 | 0.68384 | 0.73007 | 0.88666 | 0.86867 |  |  | 2012 | -0.058557 | 0 | 0.009627 | 0.011522 | 0.20294 | -0.20893 | -0.023491 | 0.016035 | 0.012132 | -0.00045416 | 0.17453 | 0.060066 | 0.027186 | 0.033831 | 0.027372 | -0.039526 | -0.035624 | -0.023037 | -0.19802 | -0.083557 | -0.050677 | -0.057323
2013 | 0.9305 | 1.1014 | 1.0822 | 1.0801 | 1.1367 | 1.0122 | 1.0706 | 1.1105 | 1.0685 | 0.99871 | 1.7539 | 1.5736 | 1.2723 | 1.296 | 1.2216 | 0.96415 | 1.002 | 1.072 | 0.61042 | 0.6804 | 0.84148 | 0.82609 |  |  | 2013 | -0.031073 | 0 | 0.017155 | 0.013248 | 0.12861 | 0.12448 | -0.010285 | -0.11032 | 0.019814 | -0.0029084 | 0.1033 | 0.060185 | 0.042017 | 0.039978 | -0.016775 | 0.10004 | -0.030099 | -0.0073765 | -0.11358 | -0.07047 | -0.052301 | -0.050263
2014 | 0.90934 | 1.1014 | 1.1065 | 1.0944 | 0.92042 | 0.88942 | 1.1086 | 1.2541 | 1.0484 | 0.99227 | 1.9428 | 1.6543 | 1.3407 | 1.3475 | 1.3096 | 0.88397 | 1.0575 | 1.1172 | 0.57062 | 0.67012 | 0.82686 | 0.82271 |  |  | 2014 | -0.023002 | 0 | 0.022206 | 0.013131 | -0.21106 | -0.12928 | 0.03484 | 0.12166 | -0.019009 | -0.0064711 | 0.10226 | 0.050058 | 0.052363 | 0.038933 | 0.06952 | -0.086822 | 0.05385 | 0.041312 | -0.067418 | -0.015218 | -0.017523 | -0.0040932
2015 | 0.93786 | 1.1014 | 1.1251 | 1.1102 | 1.0347 | 0.95076 | 1.1069 | 1.2868 | 1.0721 | 0.97789 | 1.9996 | 1.7339 | 1.3478 | 1.3704 | 1.3366 | 0.86018 | 1.0324 | 1.1319 | 0.55353 | 0.63836 | 0.82123 | 0.80769 |  |  | 2015 | 0.030889 | 0 | 0.016673 | 0.014356 | 0.11705 | 0.066691 | -0.0015681 | 0.02571 | 0.022368 | -0.014604 | 0.028843 | 0.046986 | 0.0052601 | 0.016857 | 0.020431 | -0.027277 | -0.023936 | 0.013036 | -0.030411 | -0.048554 | -0.0068283 | -0.018424
2016 | 0.96797 | 1.1014 | 1.1398 | 1.1244 | 0.99534 | 1.0841 | 1.125 | 1.3805 | 1.0687 | 0.97169 | 2.0162 | 1.8101 | 1.3778 | 1.3999 | 1.393 | 0.81491 | 1.0526 | 1.1577 | 0.55796 | 0.62148 | 0.81648 | 0.80358 |  |  | 2016 | 0.031602 | 0 | 0.013015 | 0.012768 | -0.038793 | 0.13122 | 0.01621 | 0.070281 | -0.0031371 | -0.0063613 | 0.0082355 | 0.043002 | 0.022008 | 0.021316 | 0.041316 | -0.054072 | 0.019347 | 0.02257 | 0.0079742 | -0.026793 | -0.0057991 | -0.0051069
2017 | 0.9721 | 1.1495 | 1.1585 | 1.1406 | 0.85676 | 1.1495 | 1.1767 | 1.2654 | 1.069 | 0.97175 | 2.1406 | 1.8918 | 1.399 | 1.4285 | 1.3617 | 0.92997 | 1.1008 | 1.211 | 0.54973 | 0.62202 | 0.84113 | 0.82377 |  |  | 2017 | 0.0042481 | 0.042795 | 0.016261 | 0.014298 | -0.14993 | 0.058612 | 0.04501 | -0.087067 | 0.00028628 | 6.4834e-05 | 0.05987 | 0.044151 | 0.015275 | 0.020196 | -0.022713 | 0.13208 | 0.044723 | 0.044945 | -0.01486 | 0.00085951 | 0.029734 | 0.024815
2018 | 0.96763 | 1.1495 | 1.1836 | 1.1576 | 0.8414 | 1.0604 | 1.1921 | 1.1538 | 1.0287 | 0.97206 | 2.1676 | 1.978 | 1.4284 | 1.4562 | 1.3278 | 1.0332 | 1.1588 | 1.2264 | 0.54997 | 0.60269 | 0.83461 | 0.81867 |  |  | 2018 | -0.0046049 | 0 | 0.021442 | 0.014759 | -0.018087 | -0.080712 | 0.01298 | -0.092311 | -0.038408 | 0.00032308 | 0.012543 | 0.044549 | 0.02076 | 0.019186 | -0.025187 | 0.10529 | 0.051389 | 0.012657 | 0.00043721 | -0.031569 | -0.0077798 | -0.0062054
2019 | 0.97458 | 1.1495 | 1.2096 | 1.1804 | 0.95079 | 1.1007 | 1.1909 | 1.0898 | 1.0307 | 0.96988 | 2.2655 | 2.0746 | 1.4467 | 1.4844 | 1.3158 | 1.0927 | 1.1554 | 1.2279 | 0.52565 | 0.57404 | 0.82317 | 0.80228 |  |  | 2019 | 0.0071584 | 0 | 0.021665 | 0.01955 | 0.12223 | 0.037298 | -0.0010499 | -0.057052 | 0.0019306 | -0.0022488 | 0.044186 | 0.047658 | 0.012755 | 0.019177 | -0.0090815 | 0.056002 | -0.0029808 | 0.0011996 | -0.045236 | -0.048708 | -0.013805 | -0.020226
2020 | 0.96019 | 1.1495 | 1.235 | 1.194 | 1.0869 | 1.1275 | 1.179 | 0.97346 | 1.0238 | 0.96377 | 2.274 | 2.1433 | 1.4681 | 1.5022 | 1.2719 | 1.2112 | 1.1517 | 1.2234 | 0.51848 | 0.5501 | 0.80312 | 0.78488 |  |  | 2020 | -0.014881 | 0 | 0.020782 | 0.011446 | 0.13374 | 0.024061 | -0.0099836 | -0.11289 | -0.0067695 | -0.0063191 | 0.0037559 | 0.032612 | 0.014666 | 0.011936 | -0.033952 | 0.10291 | -0.0032146 | -0.0036651 | -0.01374 | -0.042595 | -0.02465 | -0.02192
Growth Rate 2006-2020 | -0.2902% | 0.9953% | 1.507% | 1.267% | 0.5949% | 0.857% | 1.176% | -0.1921% | 0.1679% | -0.2636% | 5.868% | 5.445% | 2.742% | 2.907% | 1.718% | 1.369% | 1.009% | 1.44% | -4.692% | -4.269% | -1.566% | -1.73% | 14 | yrs
Growth Rate 2006-2012 | -0.6827% | 1.609% | 1.031% | 1.063% | -0.008019% | -1.873% | 1.309% | 3.585% | 0.7738% | 0.02703% | 7.643% | 6.553% | 3.314% | 3.656% | 3.616% | -2.276% | 0.5353% | 1.282% | -6.334% | -5.244% | -2.005% | -2.347% | 6 | yrs
Growth Rate 2012-2020 | 0.00421% | 0.5349% | 1.865% | 1.419% | 1.047% | 2.905% | 1.077% | -3.025% | -0.2866% | -0.4816% | 4.537% | 4.615% | 2.314% | 2.345% | 0.2945% | 4.102% | 1.363% | 1.558% | -3.46% | -3.538% | -1.237% | -1.268% | 8 | yrs
Growth Rate 2020 | -1.488% | 0% | 2.078% | 1.145% | 13.37% | 2.406% | -0.9984% | -11.29% | -0.6769% | -0.6319% | 0.3756% | 3.261% | 1.467% | 1.194% | -3.395% | 10.29% | -0.3215% | -0.3665% | -1.374% | -4.26% | -2.465% | -2.192%
5.ENX: individual output & input indexes, 2006-2020 | [24 empty] | ENX
| Output Indexes | [6 empty] | Input Indexes | [7 empty] | Partial Productivity Indexes | [9 empty] | Output | [6 empty] | Input | [7 empty] | Partial productivity indexes
Year | Energy | Rat. max demand | Customers | Circuit length | CMOS | Max Demand | Total Output | Real Opex | O/H Sub-tran. lines | O/H Distr. lines | U/G Sub-tran. lines | U/G Distr. lines | Trans-formers | Capital | Total Input | Real Opex | O/H Sub-tran. lines | O/H Distr. lines | U/G Sub-tran. lines | U/G Distr. lines | Trans-formers | Capital |  |  | Year | Energy | Rat. max demand | Customers | Circuit length | CMOS | Max Demand | Total Output | Real Opex | O/H Sub-tran. lines | O/H Distr. lines | U/G Sub-tran. lines | U/G Distr. lines | Trans-formers | Capital inputs | Total Input | Real Opex |  |  | O/H lines | U/G cables | Trans-formers | Capital
2006 | 1 | 1 | 1 | 1 | 1 | 1 | 1 | 1 | 1 | 1 | 1 | 1 | 1 | 1 | 1 | 1 | 1 | 1 | 1 | 1 | 1 | 1 |  |  | 2006
2007 | 1.0043 | 1.0929 | 1.0198 | 1.0212 | 0.70167 | 1.0929 | 1.1207 | 1.1625 | 1.0397 | 1.0065 | 1.1481 | 1.1012 | 1.0743 | 1.0679 | 1.1012 | 0.96405 | 1.0779 | 1.1134 | 0.97613 | 1.0177 | 1.0431 | 1.0494 |  |  | 2007 | 0.0043077 | 0.088851 | 0.019638 | 0.020933 | -0.35429 | 0.088851 | 0.11393 | 0.15054 | 0.038886 | 0.006475 | 0.1381 | 0.09643 | 0.07171 | 0.065714 | 0.096419 | -0.036608 | 0.075046 | 0.10746 | -0.024164 | 0.017502 | 0.042222 | 0.048219
2008 | 1.026 | 1.1352 | 1.0427 | 1.0392 | 0.81597 | 1.1352 | 1.1293 | 1.2114 | 1.0387 | 1.0104 | 1.3317 | 1.1878 | 1.1204 | 1.1185 | 1.1523 | 0.9322 | 1.0872 | 1.1177 | 0.84797 | 0.95071 | 1.0079 | 1.0096 |  |  | 2008 | 0.021404 | 0.03798 | 0.022131 | 0.017498 | 0.1509 | 0.03798 | 0.0076473 | 0.04125 | -0.00093922 | 0.0038614 | 0.14839 | 0.075692 | 0.041955 | 0.046269 | 0.045334 | -0.033602 | 0.008586 | 0.0037856 | -0.14074 | -0.068044 | -0.034308 | -0.038623
2009 | 1.0667 | 1.1898 | 1.0622 | 1.0593 | 0.75209 | 1.1898 | 1.184 | 1.258 | 1.0621 | 1.0142 | 1.4156 | 1.276 | 1.1775 | 1.1686 | 1.1996 | 0.94119 | 1.1149 | 1.1675 | 0.83646 | 0.92793 | 1.0056 | 1.0132 |  |  | 2009 | 0.038894 | 0.046984 | 0.018559 | 0.019222 | -0.081518 | 0.046984 | 0.047358 | 0.037756 | 0.022265 | 0.0037578 | 0.061033 | 0.07161 | 0.049702 | 0.043828 | 0.040261 | 0.0096024 | 0.025094 | 0.043601 | -0.013675 | -0.024252 | -0.0023431 | 0.0035307
2010 | 1.0764 | 1.2538 | 1.0788 | 1.0741 | 0.73765 | 1.2538 | 1.2235 | 1.2731 | 1.0878 | 1.0169 | 1.5033 | 1.3481 | 1.2166 | 1.208 | 1.231 | 0.96104 | 1.1247 | 1.2032 | 0.81386 | 0.90757 | 1.0056 | 1.0128 |  |  | 2010 | 0.0090075 | 0.052349 | 0.015506 | 0.013863 | -0.019393 | 0.05235 | 0.032781 | 0.011907 | 0.02395 | 0.0026528 | 0.060164 | 0.054967 | 0.032727 | 0.033145 | 0.025817 | 0.020873 | 0.0088293 | 0.030128 | -0.027384 | -0.022187 | 5.2704e-05 | -0.00036425
2011 | 1.0405 | 1.2538 | 1.0945 | 1.0882 | 0.67243 | 1.1949 | 1.2431 | 1.3989 | 1.1101 | 1.0196 | 1.6353 | 1.4085 | 1.2534 | 1.2462 | 1.2987 | 0.88867 | 1.1198 | 1.2193 | 0.76019 | 0.88262 | 0.9918 | 0.99754 |  |  | 2011 | -0.033866 | 0 | 0.014433 | 0.012965 | -0.092565 | -0.048131 | 0.015921 | 0.094213 | 0.020306 | 0.0026222 | 0.084138 | 0.043804 | 0.02978 | 0.03115 | 0.053531 | -0.078292 | -0.0043848 | 0.013298 | -0.068217 | -0.027883 | -0.013859 | -0.01523
2012 | 1.0287 | 1.2538 | 1.1087 | 1.1004 | 0.5549 | 1.0966 | 1.273 | 1.4971 | 1.155 | 1.0225 | 1.6613 | 1.4608 | 1.2839 | 1.275 | 1.3473 | 0.85036 | 1.1022 | 1.245 | 0.76629 | 0.87147 | 0.99154 | 0.99845 |  |  | 2012 | -0.011438 | 0 | 0.012958 | 0.011184 | -0.19212 | -0.08578 | 0.02377 | 0.067838 | 0.039597 | 0.002899 | 0.015782 | 0.036477 | 0.024035 | 0.022858 | 0.036725 | -0.044067 | -0.015826 | 0.020872 | 0.0079886 | -0.012706 | -0.0002645 | 0.00091243
2013 | 1.0212 | 1.2538 | 1.1218 | 1.1098 | 0.58883 | 1.109 | 1.2722 | 1.6028 | 1.1579 | 1.0241 | 1.7753 | 1.5072 | 1.3115 | 1.3032 | 1.4063 | 0.79372 | 1.0987 | 1.2423 | 0.71659 | 0.84408 | 0.97002 | 0.97618 |  |  | 2013 | -0.007335 | 0 | 0.011723 | 0.0085143 | 0.059363 | 0.011191 | -0.00068206 | 0.068248 | 0.0025596 | 0.0015069 | 0.066376 | 0.031252 | 0.021258 | 0.021877 | 0.042868 | -0.068929 | -0.0032414 | -0.0021879 | -0.067058 | -0.031934 | -0.02194 | -0.022558
2014 | 1.0107 | 1.2538 | 1.1357 | 1.1166 | 0.62037 | 1.0693 | 1.2708 | 1.4711 | 1.1799 | 1.0243 | 1.816 | 1.5517 | 1.335 | 1.3255 | 1.3779 | 0.86387 | 1.0771 | 1.2407 | 0.69981 | 0.81898 | 0.95194 | 0.95879 |  |  | 2014 | -0.010356 | 0 | 0.012259 | 0.0060853 | 0.052177 | -0.036433 | -0.0010499 | -0.085736 | 0.018797 | 0.00022945 | 0.022643 | 0.029138 | 0.017764 | 0.016915 | -0.020415 | 0.084686 | -0.019848 | -0.0012807 | -0.023694 | -0.030189 | -0.018815 | -0.017965
2015 | 1.026 | 1.2538 | 1.1527 | 1.1266 | 0.75933 | 1.1228 | 1.2589 | 1.5009 | 1.1649 | 1.0256 | 1.8925 | 1.5843 | 1.3933 | 1.3627 | 1.4102 | 0.83876 | 1.0807 | 1.2274 | 0.66521 | 0.79461 | 0.90356 | 0.92382 |  |  | 2015 | 0.01507 | 0 | 0.014932 | 0.0089365 | 0.20211 | 0.048834 | -0.0094382 | 0.020056 | -0.012757 | 0.0012966 | 0.041263 | 0.020773 | 0.042719 | 0.027719 | 0.023161 | -0.029495 | 0.0033192 | -0.010735 | -0.050701 | -0.030211 | -0.052158 | -0.037157
2016 | 1.0252 | 1.2538 | 1.1728 | 1.1403 | 0.67734 | 1.1378 | 1.2828 | 1.3342 | 1.1765 | 1.0268 | 1.8812 | 1.6459 | 1.4087 | 1.3805 | 1.3634 | 0.9615 | 1.0904 | 1.2493 | 0.68189 | 0.77937 | 0.91063 | 0.9292 |  |  | 2016 | -0.00077319 | 0 | 0.017264 | 0.012049 | -0.11426 | 0.013211 | 0.018804 | -0.11776 | 0.0098489 | 0.0011518 | -0.0059575 | 0.038174 | 0.011011 | 0.013001 | -0.033691 | 0.13657 | 0.0089543 | 0.017652 | 0.024761 | -0.01937 | 0.0077926 | 0.0058022
2017 | 1.0357 | 1.2538 | 1.1949 | 1.1522 | 0.58167 | 1.1945 | 1.3114 | 1.3415 | 1.2003 | 1.0272 | 1.9001 | 1.6944 | 1.434 | 1.4024 | 1.3806 | 0.97758 | 1.0925 | 1.2766 | 0.69018 | 0.77393 | 0.91452 | 0.93513 |  |  | 2017 | 0.01019 | 0 | 0.018626 | 0.01038 | -0.15227 | 0.04867 | 0.022036 | 0.0054455 | 0.020058 | 0.00043134 | 0.0099586 | 0.029033 | 0.017772 | 0.015678 | 0.012504 | 0.016591 | 0.001979 | 0.021606 | 0.012078 | -0.0069968 | 0.0042645 | 0.0063591
2018 | 1.0312 | 1.2538 | 1.2159 | 1.1631 | 0.64071 | 1.2032 | 1.3105 | 1.3456 | 1.1965 | 1.027 | 1.9007 | 1.7423 | 1.4459 | 1.4142 | 1.3883 | 0.97389 | 1.0953 | 1.2761 | 0.68948 | 0.75218 | 0.90634 | 0.92671 |  |  | 2018 | -0.0043484 | 0 | 0.017493 | 0.0094238 | 0.096668 | 0.0072454 | -0.0006583 | 0.0031231 | -0.003201 | -0.00025995 | 0.00034572 | 0.027845 | 0.0083295 | 0.0083827 | 0.0055726 | -0.0037808 | 0.0025422 | -0.00039801 | -0.0010036 | -0.028503 | -0.0089874 | -0.0090404
2019 | 1.0392 | 1.2538 | 1.2345 | 1.174 | 0.66392 | 1.2345 | 1.317 | 1.2698 | 1.1888 | 1.0268 | 1.8861 | 1.7895 | 1.4611 | 1.4258 | 1.368 | 1.0372 | 1.1079 | 1.2827 | 0.69829 | 0.73598 | 0.90142 | 0.92369 |  |  | 2019 | 0.0077326 | 0 | 0.015159 | 0.0093725 | 0.035596 | 0.025696 | 0.0049545 | -0.058027 | -0.0064194 | -0.00019282 | -0.007739 | 0.026736 | 0.010398 | 0.0082219 | -0.014755 | 0.062981 | 0.011374 | 0.005147 | 0.012694 | -0.021781 | -0.0054435 | -0.0032675
2020 | 1.0254 | 1.2628 | 1.2509 | 1.1829 | 0.71456 | 1.2628 | 1.3175 | 1.2032 | 1.2129 | 1.0264 | 1.9772 | 1.8297 | 1.478 | 1.4452 | 1.3522 | 1.095 | 1.0862 | 1.2836 | 0.66633 | 0.72007 | 0.89137 | 0.91166 |  |  | 2020 | -0.013438 | 0.0072017 | 0.013199 | 0.0075117 | 0.073498 | 0.022697 | 0.00035225 | -0.05384 | 0.020067 | -0.00038672 | 0.047206 | 0.022202 | 0.011558 | 0.013462 | -0.011628 | 0.054192 | -0.019715 | 0.00073881 | -0.046854 | -0.021851 | -0.011206 | -0.01311
Growth Rate 2006-2020 | 0.1789% | 1.667% | 1.599% | 1.2% | -2.401% | 1.667% | 1.969% | 1.321% | 1.379% | 0.186% | 4.869% | 4.315% | 2.791% | 2.63% | 2.155% | 0.648% | 0.5908% | 1.783% | -2.9% | -2.346% | -0.8214% | -0.6607% | 14 | yrs
Growth Rate 2006-2012 | 0.4718% | 3.769% | 1.72% | 1.594% | -9.816% | 1.538% | 4.023% | 6.725% | 2.401% | 0.3711% | 8.46% | 6.316% | 4.165% | 4.049% | 4.968% | -2.702% | 1.622% | 3.652% | -4.437% | -2.293% | -0.1417% | -0.02592% | 6 | yrs
Growth Rate 2012-2020 | -0.04074% | 0.09002% | 1.508% | 0.9034% | 3.161% | 1.764% | 0.429% | -2.731% | 0.6119% | 0.04721% | 2.176% | 2.814% | 1.76% | 1.566% | 0.04521% | 3.16% | -0.1829% | 0.3818% | -1.747% | -2.385% | -1.331% | -1.137% | 8 | yrs
Growth Rate 2020 | -1.344% | 0.7202% | 1.32% | 0.7512% | 7.35% | 2.27% | 0.03522% | -5.384% | 2.007% | -0.03867% | 4.721% | 2.22% | 1.156% | 1.346% | -1.163% | 5.419% | -1.971% | 0.07388% | -4.685% | -2.185% | -1.121% | -1.311%
6.ERG: individual output & input indexes, 2006-2020 | [24 empty] | ERG
| Output Indexes | [6 empty] | Input Indexes | [7 empty] | Partial Productivity Indexes | [9 empty] | Output | [6 empty] | Input | [7 empty] | Partial productivity indexes
Year | Energy | Rat. max demand | Customers | Circuit length | CMOS | Max Demand | Total Output | Real Opex | O/H Sub-tran. lines | O/H Distr. lines | U/G Sub-tran. lines | U/G Distr. lines | Trans-formers | Capital | Total Input | Real Opex | O/H Sub-tran. lines | O/H Distr. lines | U/G Sub-tran. lines | U/G Distr. lines | Trans-formers | Capital |  |  | Year | Energy | Rat. max demand | Customers | Circuit length | CMOS | Max Demand | Total Output | Real Opex | O/H Sub-tran. lines | O/H Distr. lines | U/G Sub-tran. lines | U/G Distr. lines | Trans-formers | Capital inputs | Total Input | Real Opex |  |  | O/H lines | U/G cables | Trans-formers | Capital
2006 | 1 | 1 | 1 | 1 | 1 | 1 | 1 | 1 | 1 | 1 | 1 | 1 | 1 | 1 | 1 | 1 | 1 | 1 | 1 | 1 | 1 | 1 |  |  | 2006
2007 | 1.0067 | 1.0169 | 1.0176 | 1.012 | 0.70624 | 1.0169 | 1.1442 | 0.8902 | 1.0218 | 1.0087 | 1.0564 | 1.1152 | 1.0277 | 1.0251 | 0.97072 | 1.2854 | 1.1198 | 1.1343 | 1.0831 | 1.0261 | 1.1133 | 1.1162 |  |  | 2007 | 0.0066707 | 0.016758 | 0.01746 | 0.011947 | -0.3478 | 0.016758 | 0.13473 | -0.11631 | 0.021589 | 0.0086881 | 0.054896 | 0.109 | 0.027362 | 0.024812 | -0.02972 | 0.25104 | 0.11314 | 0.12605 | 0.079838 | 0.025733 | 0.10737 | 0.10992
2008 | 1.0243 | 1.0978 | 1.0378 | 1.0155 | 0.86374 | 1.0978 | 1.1241 | 0.95371 | 1.0362 | 1.0187 | 1.0803 | 1.2859 | 1.0395 | 1.0422 | 1.0079 | 1.1787 | 1.0848 | 1.1035 | 1.0405 | 0.87416 | 1.0814 | 1.0786 |  |  | 2008 | 0.017308 | 0.076593 | 0.019654 | 0.003481 | 0.20131 | 0.076593 | -0.017734 | 0.068916 | 0.014003 | 0.009793 | 0.022374 | 0.14249 | 0.011398 | 0.016563 | 0.037586 | -0.08665 | -0.031736 | -0.027528 | -0.040109 | -0.16023 | -0.029133 | -0.034298
2009 | 1.0477 | 1.0978 | 1.0626 | 1.023 | 0.98324 | 1.0844 | 1.09 | 0.91968 | 1.0662 | 1.0311 | 1.0959 | 1.4237 | 1.0552 | 1.0652 | 1.0062 | 1.1852 | 1.0223 | 1.0571 | 0.99456 | 0.76557 | 1.033 | 1.0233 |  |  | 2009 | 0.022662 | 0 | 0.023629 | 0.0073404 | 0.12959 | -0.012332 | -0.030852 | -0.036338 | 0.02853 | 0.012114 | 0.014329 | 0.10179 | 0.014941 | 0.021765 | -0.0016782 | 0.005486 | -0.059383 | -0.042966 | -0.045181 | -0.13264 | -0.045792 | -0.052617
2010 | 1.0571 | 1.1547 | 1.0846 | 1.0285 | 1.0041 | 1.1547 | 1.1176 | 0.89993 | 1.0783 | 1.0383 | 1.3157 | 1.5341 | 1.1209 | 1.1033 | 1.0221 | 1.2419 | 1.0365 | 1.0764 | 0.84948 | 0.72852 | 0.99712 | 1.013 |  |  | 2010 | 0.0089099 | 0.050497 | 0.020511 | 0.00532 | 0.021025 | 0.062828 | 0.025063 | -0.0217 | 0.011243 | 0.0070368 | 0.18274 | 0.074675 | 0.060393 | 0.035204 | 0.015627 | 0.046763 | 0.01382 | 0.018026 | -0.15767 | -0.049612 | -0.035331 | -0.010141
2011 | 0.98079 | 1.1547 | 1.1039 | 1.0295 | 0.94278 | 1.0903 | 1.1425 | 1.1067 | 1.0877 | 1.0534 | 1.4138 | 1.6214 | 1.1502 | 1.1268 | 1.116 | 1.0323 | 1.0504 | 1.0846 | 0.80812 | 0.70464 | 0.99327 | 1.0139 |  |  | 2011 | -0.074943 | 0 | 0.017569 | 0.00098251 | -0.063046 | -0.057417 | 0.022016 | 0.20686 | 0.0087129 | 0.014402 | 0.071932 | 0.055339 | 0.025885 | 0.021079 | 0.087946 | -0.18484 | 0.013304 | 0.0076143 | -0.049916 | -0.033322 | -0.0038681 | 0.0009384
2012 | 1.0152 | 1.1547 | 1.1204 | 1.0364 | 0.87102 | 1.1456 | 1.1802 | 1.1305 | 1.1054 | 1.0666 | 1.4571 | 1.7102 | 1.1896 | 1.1553 | 1.1385 | 1.044 | 1.0677 | 1.1065 | 0.80999 | 0.69009 | 0.99211 | 1.0216 |  |  | 2012 | 0.03452 | 0 | 0.014847 | 0.0066452 | -0.079175 | 0.049524 | 0.032462 | 0.02124 | 0.016104 | 0.012438 | 0.030159 | 0.053328 | 0.033633 | 0.024925 | 0.019922 | 0.011222 | 0.016358 | 0.020024 | 0.0023036 | -0.020865 | -0.0011702 | 0.0075364
2013 | 1.0007 | 1.1547 | 1.1383 | 1.0143 | 0.7901 | 1.1231 | 1.1974 | 0.89808 | 0.95138 | 1.0775 | 1.3912 | 1.8007 | 1.2185 | 1.1481 | 1.0488 | 1.3332 | 1.2586 | 1.1112 | 0.86069 | 0.66494 | 0.98263 | 1.0429 |  |  | 2013 | -0.014433 | 0 | 0.015843 | -0.021535 | -0.0975 | -0.019837 | 0.014433 | -0.23016 | -0.15002 | 0.010172 | -0.046281 | 0.051558 | 0.024031 | -0.0062239 | -0.082062 | 0.24459 | 0.16446 | 0.0042611 | 0.060715 | -0.037125 | -0.0095973 | 0.020658
2014 | 1.0171 | 1.1547 | 1.1567 | 1.0187 | 0.6933 | 1.0995 | 1.2378 | 0.90221 | 0.95081 | 1.0976 | 1.4106 | 1.8774 | 1.326 | 1.2048 | 1.0821 | 1.372 | 1.3019 | 1.1277 | 0.87753 | 0.65934 | 0.93352 | 1.0274 |  |  | 2014 | 0.016222 | 0 | 0.016056 | 0.0043071 | -0.1307 | -0.021218 | 0.033228 | 0.0045794 | -0.00059731 | 0.018526 | 0.013844 | 0.041692 | 0.084505 | 0.048165 | 0.031298 | 0.028649 | 0.033825 | 0.014702 | 0.019384 | -0.0084635 | -0.051278 | -0.014937
2015 | 1.0126 | 1.1547 | 1.1669 | 1.0277 | 0.86194 | 1.1101 | 1.1894 | 1.0395 | 0.95362 | 1.1528 | 1.3819 | 1.9938 | 1.329 | 1.2296 | 1.1532 | 1.1443 | 1.2473 | 1.0318 | 0.86072 | 0.59659 | 0.89498 | 0.96736 |  |  | 2015 | -0.0043929 | 0 | 0.0087718 | 0.0088129 | 0.21772 | 0.0095671 | -0.039859 | 0.14165 | 0.0029525 | 0.049039 | -0.020515 | 0.060152 | 0.0023006 | 0.020389 | 0.063651 | -0.18151 | -0.042811 | -0.088898 | -0.019344 | -0.10001 | -0.042159 | -0.060248
2016 | 1.0194 | 1.1547 | 1.1846 | 1.0263 | 0.87328 | 1.0912 | 1.1899 | 1.0467 | 0.94804 | 1.143 | 1.4789 | 2.029 | 1.3899 | 1.2545 | 1.171 | 1.1368 | 1.2551 | 1.041 | 0.80455 | 0.58643 | 0.85607 | 0.94849 |  |  | 2016 | 0.0066606 | 0 | 0.015077 | -0.0013447 | 0.013078 | -0.017143 | 0.0003438 | 0.006915 | -0.0058699 | -0.0085355 | 0.067838 | 0.017512 | 0.044793 | 0.020044 | 0.015328 | -0.0065708 | 0.0062133 | 0.0088781 | -0.067495 | -0.017169 | -0.044449 | -0.0197
2017 | 0.98857 | 1.1547 | 1.1945 | 1.0279 | 0.68278 | 1.1243 | 1.2529 | 0.94268 | 1.0051 | 1.1271 | 1.729 | 2.0704 | 1.4356 | 1.2785 | 1.1429 | 1.329 | 1.2465 | 1.1116 | 0.72461 | 0.60513 | 0.8727 | 0.97991 |  |  | 2017 | -0.030684 | 0 | 0.0082797 | 0.0015529 | -0.24608 | 0.029877 | 0.05159 | -0.10469 | 0.05844 | -0.014041 | 0.15623 | 0.020204 | 0.032347 | 0.019003 | -0.024289 | 0.15628 | -0.0068501 | 0.065632 | -0.10464 | 0.031385 | 0.019244 | 0.032586
2018 | 0.98198 | 1.1547 | 1.2179 | 1.0244 | 0.75193 | 1.1024 | 1.2333 | 0.96827 | 1.0115 | 1.1596 | 1.7413 | 2.0044 | 1.4447 | 1.2933 | 1.1603 | 1.2737 | 1.2192 | 1.0635 | 0.70826 | 0.61528 | 0.85367 | 0.95355 |  |  | 2018 | -0.0066821 | 0 | 0.019423 | -0.0033855 | 0.096462 | -0.019711 | -0.015754 | 0.026786 | 0.0063958 | 0.028484 | 0.0070749 | -0.032385 | 0.0062911 | 0.011511 | 0.015066 | -0.04254 | -0.02215 | -0.044237 | -0.022829 | 0.016632 | -0.022045 | -0.027265
2019 | 1.0013 | 1.1547 | 1.2272 | 1.0265 | 0.89176 | 1.1084 | 1.1908 | 0.97432 | 1.0113 | 1.1298 | 1.7588 | 2.0321 | 1.4504 | 1.2847 | 1.1582 | 1.2222 | 1.1775 | 1.054 | 0.67706 | 0.58599 | 0.82101 | 0.9269 |  |  | 2019 | 0.019504 | 0 | 0.0076039 | 0.0019933 | 0.17056 | 0.0054568 | -0.035028 | 0.0062297 | -0.00021751 | -0.026075 | 0.01001 | 0.013742 | 0.0039792 | -0.0066864 | -0.0017977 | -0.041258 | -0.034811 | -0.0089531 | -0.045038 | -0.04877 | -0.039007 | -0.028342
2020 | 1.006 | 1.1547 | 1.2214 | 1.0306 | 0.86997 | 1.0613 | 1.2001 | 1.0104 | 1.0221 | 1.1378 | 1.7541 | 2.047 | 1.4369 | 1.2846 | 1.1724 | 1.1877 | 1.1741 | 1.0547 | 0.68415 | 0.58626 | 0.83517 | 0.9342 |  |  | 2020 | 0.004654 | 0 | -0.0047391 | 0.0040436 | -0.024731 | -0.043488 | 0.0077252 | 0.036394 | 0.010568 | 0.0070779 | -0.0026855 | 0.0072727 | -0.00937 | -0.00011598 | 0.01217 | -0.028668 | -0.0028423 | 0.00064684 | 0.010411 | 0.00045246 | 0.017095 | 0.0078416
Growth Rate 2006-2020 | 0.04268% | 1.027% | 1.428% | 0.2154% | -0.9949% | 0.4247% | 1.303% | 0.07413% | 0.1559% | 0.9223% | 4.014% | 5.117% | 2.589% | 1.789% | 1.136% | 1.229% | 1.147% | 0.3803% | -2.711% | -3.814% | -1.287% | -0.4862% | 14 | yrs
Growth Rate 2006-2012 | 0.2521% | 2.397% | 1.894% | 0.5953% | -2.302% | 2.266% | 2.761% | 2.044% | 1.67% | 1.075% | 6.274% | 8.944% | 2.894% | 2.406% | 2.161% | 0.717% | 1.092% | 1.687% | -3.512% | -6.182% | -0.132% | 0.3557% | 6 | yrs
Growth Rate 2012-2020 | -0.1144% | 0% | 1.079% | -0.06944% | -0.01495% | -0.9562% | 0.2085% | -1.404% | -0.9794% | 0.8081% | 2.319% | 2.247% | 2.361% | 1.326% | 0.3671% | 1.612% | 1.188% | -0.5996% | -2.111% | -2.038% | -2.152% | -1.118% | 8 | yrs
Growth Rate 2020 | 0.4654% | 0% | -0.4739% | 0.4044% | -2.473% | -4.349% | 0.7725% | 3.639% | 1.057% | 0.7078% | -0.2686% | 0.7273% | -0.937% | -0.0116% | 1.217% | -2.867% | -0.2842% | 0.06468% | 1.041% | 0.04525% | 1.709% | 0.7842%
7.ESS: individual output & input indexes, 2006-2020 | [24 empty] | ESS
| Output Indexes | [6 empty] | Input Indexes | [7 empty] | Partial Productivity Indexes | [9 empty] | Output | [6 empty] | Input | [7 empty] | Partial productivity indexes
Year | Energy | Rat. max demand | Customers | Circuit length | CMOS | Max Demand | Total Output | Real Opex | O/H Sub-tran. lines | O/H Distr. lines | U/G Sub-tran. lines | U/G Distr. lines | Trans-formers | Capital | Total Input | Real Opex | O/H Sub-tran. lines | O/H Distr. lines | U/G Sub-tran. lines | U/G Distr. lines | Trans-formers | Capital |  |  | Year | Energy | Rat. max demand | Customers | Circuit length | CMOS | Max Demand | Total Output | Real Opex | O/H Sub-tran. lines | O/H Distr. lines | U/G Sub-tran. lines | U/G Distr. lines | Trans-formers | Capital inputs | Total Input | Real Opex |  |  | O/H lines | U/G cables | Trans-formers | Capital
2006 | 1 | 1 | 1 | 1 | 1 | 1 | 1 | 1 | 1 | 1 | 1 | 1 | 1 | 1 | 1 | 1 | 1 | 1 | 1 | 1 | 1 | 1 |  |  | 2006
2007 | 1.0008 | 1.0455 | 1.0077 | 0.94939 | 0.75426 | 1.0455 | 1.0741 | 1.201 | 1.0439 | 1.0791 | 1 | 1.2029 | 1.0729 | 1.0796 | 1.1297 | 0.89438 | 1.029 | 0.99544 | 1.0741 | 0.89294 | 1.0012 | 0.99496 |  |  | 2007 | 0.0007757 | 0.044456 | 0.0076824 | -0.051934 | -0.28202 | 0.044456 | 0.071526 | 0.18315 | 0.042954 | 0.0761 | 0 | 0.18476 | 0.070321 | 0.07658 | 0.12196 | -0.11162 | 0.028573 | -0.0045728 | 0.071526 | -0.11323 | 0.0012053 | -0.0050537
2008 | 1.006 | 1.0455 | 1.0198 | 0.93124 | 0.74993 | 1.0341 | 1.0688 | 1.4119 | 1.0698 | 1.1477 | 0.43576 | 0.87313 | 1.1372 | 1.1117 | 1.2294 | 0.75703 | 0.99909 | 0.93125 | 2.4528 | 1.2241 | 0.93987 | 0.96149 |  |  | 2008 | 0.0052292 | 0 | 0.011944 | -0.019309 | -0.0057554 | -0.0109 | -0.0049557 | 0.16178 | 0.024523 | 0.061693 | -0.83067 | -0.32043 | 0.058262 | 0.029266 | 0.084547 | -0.16673 | -0.02948 | -0.06665 | 0.82571 | 0.31548 | -0.063219 | -0.034222
2009 | 1.0131 | 1.0466 | 1.0282 | 0.94086 | 0.90359 | 1.0466 | 1.0311 | 1.3207 | 1.1393 | 1.2167 | 0.60573 | 0.98389 | 1.1753 | 1.1705 | 1.2307 | 0.78072 | 0.90504 | 0.84745 | 1.7022 | 1.048 | 0.87728 | 0.8809 |  |  | 2009 | 0.0069982 | 0.0010984 | 0.008205 | 0.010284 | 0.1864 | 0.011999 | -0.035977 | -0.06679 | 0.062893 | 0.058324 | 0.32934 | 0.11943 | 0.032944 | 0.051562 | 0.0010829 | 0.030813 | -0.09887 | -0.0943 | -0.36532 | -0.15541 | -0.06892 | -0.08754
2010 | 1.0116 | 1.047 | 1.0328 | 0.94529 | 0.6833 | 1.047 | 1.0987 | 1.4151 | 1.227 | 1.2741 | 0.62067 | 1.0898 | 1.2419 | 1.2389 | 1.3056 | 0.7764 | 0.89538 | 0.86233 | 1.7701 | 1.0081 | 0.8847 | 0.88678 |  |  | 2010 | -0.0014788 | 0.00034009 | 0.0044173 | 0.0046974 | -0.27944 | 0.00034009 | 0.063512 | 0.069061 | 0.074242 | 0.046104 | 0.024368 | 0.10223 | 0.055091 | 0.056855 | 0.0591 | -0.0055493 | -0.01073 | 0.017407 | 0.039144 | -0.038722 | 0.0084214 | 0.0066567
2011 | 0.9982 | 1.047 | 1.0443 | 0.9551 | 0.78234 | 1.0275 | 1.0767 | 1.4119 | 1.2851 | 1.3412 | 0.7405 | 1.252 | 1.2564 | 1.2835 | 1.3326 | 0.76259 | 0.83786 | 0.80279 | 1.454 | 0.85997 | 0.85699 | 0.83888 |  |  | 2011 | -0.013327 | 0 | 0.011089 | 0.010326 | 0.13535 | -0.01878 | -0.020189 | -0.0022476 | 0.046214 | 0.051354 | 0.17653 | 0.13879 | 0.01163 | 0.035336 | 0.020444 | -0.017942 | -0.066403 | -0.071543 | -0.19672 | -0.15898 | -0.031819 | -0.055525
2012 | 0.99068 | 1.047 | 1.0493 | 0.95624 | 0.83905 | 0.99562 | 1.0636 | 1.7468 | 1.3008 | 1.3813 | 0.92416 | 1.3685 | 1.2782 | 1.3171 | 1.481 | 0.6089 | 0.81765 | 0.77 | 1.1509 | 0.77722 | 0.83212 | 0.80755 |  |  | 2012 | -0.0075631 | 0 | 0.0047441 | 0.0011904 | 0.069985 | -0.031501 | -0.012229 | 0.21284 | 0.012187 | 0.029473 | 0.22156 | 0.088942 | 0.017222 | 0.025838 | 0.10558 | -0.22507 | -0.024416 | -0.041702 | -0.23379 | -0.10117 | -0.029451 | -0.038068
2013 | 1.0273 | 1.047 | 1.0566 | 0.95769 | 0.82713 | 1.036 | 1.0731 | 1.5811 | 1.4299 | 1.4285 | 1.16 | 1.4429 | 1.283 | 1.355 | 1.4402 | 0.6787 | 0.75047 | 0.75117 | 0.92507 | 0.7437 | 0.83641 | 0.79192 |  |  | 2013 | 0.036272 | 0 | 0.0069645 | 0.0015081 | -0.014313 | 0.039761 | 0.0088398 | -0.099683 | 0.094565 | 0.033606 | 0.22728 | 0.052927 | 0.0036944 | 0.028388 | -0.027956 | 0.10852 | -0.085725 | -0.024766 | -0.21844 | -0.044087 | 0.0051457 | -0.019547
2014 | 1.0054 | 1.1997 | 1.0691 | 0.95793 | 0.65225 | 1.1997 | 1.1783 | 1.4995 | 1.4847 | 1.4097 | 1.5146 | 1.5188 | 1.2779 | 1.3551 | 1.4103 | 0.78582 | 0.79361 | 0.83584 | 0.77799 | 0.77583 | 0.92209 | 0.86954 |  |  | 2014 | -0.021492 | 0.1362 | 0.01176 | 0.00025673 | -0.23753 | 0.14672 | 0.093555 | -0.052999 | 0.037666 | -0.013255 | 0.2667 | 0.051254 | -0.0039675 | 4.8706e-05 | -0.020934 | 0.14655 | 0.055889 | 0.10681 | -0.17315 | 0.042302 | 0.097522 | 0.093506
2015 | 1.0256 | 1.1997 | 1.0851 | 0.95953 | 0.80949 | 1.1012 | 1.1446 | 1.4681 | 1.5581 | 1.4217 | 1.6762 | 1.5895 | 1.3004 | 1.3874 | 1.4197 | 0.77968 | 0.73463 | 0.80512 | 0.68288 | 0.72012 | 0.88026 | 0.82506 |  |  | 2015 | 0.019824 | 0 | 0.014839 | 0.0016686 | 0.21597 | -0.085723 | -0.028988 | -0.021136 | 0.048245 | 0.0084608 | 0.10142 | 0.045531 | 0.01744 | 0.023522 | 0.0066487 | -0.0078519 | -0.077232 | -0.037448 | -0.1304 | -0.074519 | -0.046428 | -0.052509
2016 | 1.0291 | 1.1997 | 1.1002 | 0.96189 | 0.79326 | 1.1512 | 1.1572 | 1.158 | 1.6431 | 1.4421 | 1.6755 | 1.6267 | 1.3194 | 1.4146 | 1.315 | 0.99932 | 0.70429 | 0.80245 | 0.69065 | 0.71137 | 0.87705 | 0.81806 |  |  | 2016 | 0.0034643 | 0 | 0.013817 | 0.0024518 | -0.020245 | 0.044413 | 0.010922 | -0.23727 | 0.053093 | 0.014245 | -0.0003974 | 0.023142 | 0.014569 | 0.019436 | -0.076627 | 0.24819 | -0.042172 | -0.0033235 | 0.011318 | -0.012221 | -0.0036476 | -0.0085146
2017 | 1.0354 | 1.1997 | 1.1163 | 0.96268 | 0.88667 | 1.1984 | 1.1335 | 1.1655 | 1.6422 | 1.4429 | 1.6903 | 1.6818 | 1.3264 | 1.4212 | 1.3239 | 0.97258 | 0.69022 | 0.78558 | 0.67061 | 0.67397 | 0.85457 | 0.79754 |  |  | 2017 | 0.0060963 | 0 | 0.014534 | 0.00082169 | 0.11132 | 0.04023 | -0.020702 | 0.0064146 | -0.00052232 | 0.0005435 | 0.0087421 | 0.033308 | 0.0052687 | 0.0046999 | 0.0067679 | -0.027116 | -0.020179 | -0.021245 | -0.029443 | -0.054009 | -0.02597 | -0.025401
2018 | 1.0475 | 1.1997 | 1.1338 | 0.96318 | 0.80975 | 1.1986 | 1.1621 | 1.2235 | 1.6188 | 1.4656 | 1.7156 | 1.7193 | 1.3352 | 1.433 | 1.3488 | 0.94987 | 0.71792 | 0.79295 | 0.67738 | 0.67594 | 0.87041 | 0.81098 |  |  | 2018 | 0.011573 | 0 | 0.015614 | 0.00052288 | -0.090745 | 0.00010847 | 0.024951 | 0.048582 | -0.01439 | 0.015615 | 0.01491 | 0.022042 | 0.0065841 | 0.0082467 | 0.018585 | -0.02363 | 0.039342 | 0.0093362 | 0.010042 | 0.0029089 | 0.018367 | 0.016704
2019 | 1.064 | 1.2252 | 1.147 | 0.96486 | 0.91295 | 1.2252 | 1.1471 | 1.3894 | 1.6261 | 1.4628 | 1.7811 | 1.7372 | 1.3752 | 1.4529 | 1.4274 | 0.82557 | 0.70543 | 0.78418 | 0.64401 | 0.66028 | 0.8341 | 0.78948 |  |  | 2019 | 0.015637 | 0.021043 | 0.011524 | 0.001738 | 0.11995 | 0.022015 | -0.013052 | 0.1272 | 0.0044933 | -0.0019383 | 0.03746 | 0.010376 | 0.02956 | 0.013817 | 0.056674 | -0.14025 | -0.017546 | -0.011114 | -0.050513 | -0.023428 | -0.042612 | -0.026869
2020 | 1.0406 | 1.2252 | 1.1589 | 0.96559 | 0.94873 | 1.2103 | 1.1368 | 1.3384 | 1.6417 | 1.4963 | 1.8295 | 1.777 | 1.3894 | 1.4767 | 1.4167 | 0.84941 | 0.69246 | 0.75975 | 0.6214 | 0.63976 | 0.81825 | 0.76985 |  |  | 2020 | -0.022233 | 0 | 0.010308 | 0.00076355 | 0.038437 | -0.012282 | -0.008961 | -0.037431 | 0.0095894 | 0.022695 | 0.026785 | 0.022612 | 0.010225 | 0.016221 | -0.0075412 | 0.02847 | -0.018551 | -0.031657 | -0.035747 | -0.031574 | -0.019186 | -0.025182
Growth Rate 2006-2020 | 0.2841% | 1.451% | 1.053% | -0.2501% | -0.376% | 1.363% | 0.9161% | 2.082% | 3.541% | 2.879% | 4.315% | 4.106% | 2.349% | 2.784% | 2.488% | -1.166% | -2.625% | -1.963% | -3.398% | -3.19% | -1.433% | -1.868% | 14 | yrs
Growth Rate 2006-2012 | -0.1561% | 0.7649% | 0.8014% | -0.7457% | -2.925% | -0.07311% | 1.028% | 9.296% | 4.384% | 5.384% | -1.314% | 5.229% | 4.091% | 4.591% | 6.545% | -8.268% | -3.355% | -4.356% | 2.343% | -4.201% | -3.063% | -3.563% | 6 | yrs
Growth Rate 2012-2020 | 0.6143% | 1.966% | 1.242% | 0.1216% | 1.536% | 2.441% | 0.8321% | -3.329% | 2.909% | 0.9996% | 8.536% | 3.265% | 1.042% | 1.43% | -0.5548% | 4.161% | -2.077% | -0.1676% | -7.704% | -2.433% | -0.2101% | -0.5977% | 8 | yrs
Growth Rate 2020 | -2.223% | 0% | 1.031% | 0.07636% | 3.844% | -1.228% | -0.8961% | -3.743% | 0.9589% | 2.27% | 2.679% | 2.261% | 1.023% | 1.622% | -0.7541% | 2.847% | -1.855% | -3.166% | -3.575% | -3.157% | -1.919% | -2.518%
8.JEN: individual output & input indexes, 2006-2020 | [24 empty] | JEN
| Output Indexes | [6 empty] | Input Indexes | [7 empty] | Partial Productivity Indexes | [9 empty] | Output | [6 empty] | Input | [7 empty] | Partial productivity indexes
Year | Energy | Rat. max demand | Customers | Circuit length | CMOS | Max Demand | Total Output | Real Opex | O/H Sub-tran. lines | O/H Distr. lines | U/G Sub-tran. lines | U/G Distr. lines | Trans-formers | Capital | Total Input | Real Opex | O/H Sub-tran. lines | O/H Distr. lines | U/G Sub-tran. lines | U/G Distr. lines | Trans-formers | Capital |  |  | Year | Energy | Rat. max demand | Customers | Circuit length | CMOS | Max Demand | Total Output | Real Opex | O/H Sub-tran. lines | O/H Distr. lines | U/G Sub-tran. lines | U/G Distr. lines | Trans-formers | Capital inputs | Total Input | Real Opex |  |  | O/H lines | U/G cables | Trans-formers | Capital
2006 | 1 | 1 | 1 | 1 | 1 | 1 | 1 | 1 | 1 | 1 | 1 | 1 | 1 | 1 | 1 | 1 | 1 | 1 | 1 | 1 | 1 | 1 |  |  | 2006
2007 | 1.0233 | 1.0773 | 1.0203 | 1.0089 | 1.0024 | 1.0773 | 1.0386 | 1.0558 | 1.0016 | 1.0054 | 0.9027 | 1.0389 | 1.0069 | 1.0043 | 1.0273 | 0.98373 | 1.037 | 1.0331 | 1.1506 | 0.99972 | 1.0315 | 1.0342 |  |  | 2007 | 0.023068 | 0.074503 | 0.020068 | 0.0089003 | 0.0023802 | 0.074503 | 0.037906 | 0.05431 | 0.0015827 | 0.0053626 | -0.10237 | 0.038188 | 0.0068942 | 0.004248 | 0.026932 | -0.016404 | 0.036323 | 0.032544 | 0.14028 | -0.00028254 | 0.031012 | 0.033657
2008 | 1.0493 | 1.145 | 1.0322 | 1.0261 | 0.94037 | 1.145 | 1.0821 | 0.85254 | 1.0065 | 1.0179 | 0.90237 | 1.1221 | 1.0702 | 1.0372 | 0.96063 | 1.2693 | 1.0752 | 1.0631 | 1.1992 | 0.96433 | 1.0111 | 1.0433 |  |  | 2008 | 0.025025 | 0.060898 | 0.011663 | 0.016882 | -0.063864 | 0.060898 | 0.041011 | -0.21384 | 0.0048734 | 0.012383 | -0.00036364 | 0.077051 | 0.060957 | 0.032248 | -0.067103 | 0.25485 | 0.036139 | 0.028629 | 0.041376 | -0.036039 | -0.019946 | 0.0087651
2009 | 1.0225 | 1.2183 | 1.0412 | 1.0364 | 1.0752 | 1.2183 | 1.0967 | 0.93051 | 1.0548 | 1.0159 | 0.90237 | 1.1673 | 1.1151 | 1.0557 | 0.99909 | 1.1786 | 1.0397 | 1.0795 | 1.2154 | 0.93949 | 0.98353 | 1.0389 |  |  | 2009 | -0.025882 | 0.062022 | 0.0086052 | 0.0099434 | 0.13401 | 0.062022 | 0.013393 | 0.087513 | 0.046923 | -0.0019353 | 0 | 0.039487 | 0.041063 | 0.017685 | 0.039259 | -0.07412 | -0.03353 | 0.015328 | 0.013392 | -0.026095 | -0.027671 | -0.0042926
2010 | 1.0401 | 1.2183 | 1.056 | 1.0441 | 0.9539 | 1.1869 | 1.1184 | 1.091 | 1.0604 | 1.0139 | 0.9027 | 1.2169 | 1.1054 | 1.0542 | 1.0702 | 1.0251 | 1.0548 | 1.1031 | 1.239 | 0.91911 | 1.0118 | 1.0609 |  |  | 2010 | 0.017075 | 0 | 0.014167 | 0.0074377 | -0.11973 | -0.02604 | 0.019613 | 0.15914 | 0.005227 | -0.0020485 | 0.00036364 | 0.041549 | -0.0086982 | -0.001401 | 0.068738 | -0.13953 | 0.014385 | 0.021661 | 0.019249 | -0.021937 | 0.02831 | 0.021014
2011 | 1.0317 | 1.2183 | 1.0478 | 1.0565 | 0.83857 | 1.2151 | 1.1347 | 1.0764 | 1.0502 | 1.0024 | 0.91875 | 1.2714 | 1.203 | 1.0792 | 1.0787 | 1.0541 | 1.0805 | 1.132 | 1.2351 | 0.8925 | 0.94323 | 1.0515 |  |  | 2011 | -0.0080413 | 0 | -0.0078049 | 0.011758 | -0.12885 | 0.023463 | 0.014453 | -0.013459 | -0.0096422 | -0.011395 | 0.017624 | 0.043829 | 0.08461 | 0.023397 | 0.0079149 | 0.027913 | 0.024096 | 0.025848 | -0.0031713 | -0.029376 | -0.070156 | -0.0089453
2012 | 1.02 | 1.2183 | 1.0671 | 1.0671 | 0.77674 | 1.0663 | 1.1491 | 1.2225 | 1.0589 | 0.98862 | 0.97588 | 1.3364 | 1.2176 | 1.0788 | 1.1402 | 0.93995 | 1.0852 | 1.1623 | 1.1775 | 0.85987 | 0.94377 | 1.0651 |  |  | 2012 | -0.011459 | 0 | 0.018219 | 0.01002 | -0.076594 | -0.13068 | 0.012598 | 0.12725 | 0.0082209 | -0.013814 | 0.060333 | 0.049839 | 0.012026 | -0.00029008 | 0.055486 | -0.11465 | 0.0043773 | 0.026413 | -0.047734 | -0.03724 | 0.00057276 | 0.01289
2013 | 0.99412 | 1.2183 | 1.0901 | 1.0728 | 0.94433 | 1.1673 | 1.1361 | 1.1701 | 1.0716 | 0.9815 | 0.97308 | 1.3863 | 1.2415 | 1.0856 | 1.1212 | 0.97095 | 1.0602 | 1.1575 | 1.1675 | 0.81951 | 0.91513 | 1.0465 |  |  | 2013 | -0.025681 | 0 | 0.021353 | 0.0052966 | 0.19537 | 0.090517 | -0.01137 | -0.043825 | 0.011967 | -0.0072258 | -0.0028808 | 0.036714 | 0.01944 | 0.0062833 | -0.016825 | 0.032455 | -0.023336 | -0.0041443 | -0.0084895 | -0.048084 | -0.03081 | -0.017653
2014 | 0.9665 | 1.2183 | 1.1117 | 1.0773 | 0.9442 | 1.2106 | 1.1399 | 1.1534 | 1.0431 | 0.99363 | 0.89384 | 1.4845 | 1.2642 | 1.1 | 1.1228 | 0.98828 | 1.0928 | 1.1472 | 1.2753 | 0.76789 | 0.90168 | 1.0363 |  |  | 2014 | -0.028179 | 0 | 0.019632 | 0.0041851 | -0.0001345 | 0.036474 | 0.0033585 | -0.014335 | -0.026925 | 0.01228 | -0.084929 | 0.068415 | 0.018162 | 0.013165 | 0.0014171 | 0.017694 | 0.030284 | -0.0089216 | 0.088287 | -0.065057 | -0.014804 | -0.0098063
2015 | 0.98438 | 1.2183 | 1.1333 | 1.0923 | 0.77089 | 1.0471 | 1.1697 | 1.1843 | 1.0482 | 0.99146 | 0.89405 | 1.5857 | 1.3344 | 1.1255 | 1.1507 | 0.9876 | 1.1159 | 1.1797 | 1.3083 | 0.73765 | 0.87654 | 1.0392 |  |  | 2015 | 0.018328 | 0 | 0.019265 | 0.013822 | -0.20279 | -0.1451 | 0.025749 | 0.026437 | 0.0048104 | -0.002187 | 0.00022954 | 0.065928 | 0.054027 | 0.022924 | 0.024536 | -0.00068759 | 0.020938 | 0.027937 | 0.02552 | -0.040179 | -0.028278 | 0.0028254
2016 | 0.9785 | 1.2183 | 1.1579 | 1.1018 | 0.76492 | 1.1792 | 1.1788 | 1.2529 | 1.0517 | 1.0006 | 0.89647 | 1.638 | 1.3543 | 1.1413 | 1.1868 | 0.94087 | 1.1209 | 1.1782 | 1.315 | 0.71968 | 0.87041 | 1.0329 |  |  | 2016 | -0.0059831 | 0 | 0.021438 | 0.0087045 | -0.0077812 | 0.11882 | 0.0078042 | 0.056282 | 0.0033669 | 0.0091452 | 0.0027054 | 0.032469 | 0.01483 | 0.013871 | 0.030906 | -0.048477 | 0.0044376 | -0.001341 | 0.0050991 | -0.024665 | -0.0070251 | -0.0060663
2017 | 0.99662 | 1.2183 | 1.1832 | 1.1207 | 0.72641 | 1.1428 | 1.1978 | 1.3122 | 1.044 | 1.0059 | 0.94651 | 1.6949 | 1.3609 | 1.1432 | 1.2121 | 0.91283 | 1.1473 | 1.1908 | 1.2655 | 0.7067 | 0.88017 | 1.0478 |  |  | 2017 | 0.01834 | 0 | 0.021622 | 0.017006 | -0.051658 | -0.031357 | 0.015976 | 0.046233 | -0.007337 | 0.00529 | 0.054314 | 0.034171 | 0.0048261 | 0.0017019 | 0.021092 | -0.030258 | 0.023312 | 0.010685 | -0.038338 | -0.018195 | 0.011149 | 0.014273
2018 | 0.98594 | 1.2183 | 1.2065 | 1.1484 | 0.75503 | 1.1742 | 1.2112 | 1.2056 | 1.1785 | 1.0075 | 1.1097 | 1.8423 | 1.3962 | 1.1735 | 1.1877 | 1.0047 | 1.0277 | 1.2021 | 1.0915 | 0.65742 | 0.86747 | 1.0321 |  |  | 2018 | -0.010769 | 0 | 0.019532 | 0.024447 | 0.038645 | 0.027095 | 0.011105 | -0.084755 | 0.12121 | 0.001638 | 0.15903 | 0.083388 | 0.025635 | 0.026124 | -0.0203 | 0.095859 | -0.1101 | 0.009467 | -0.14792 | -0.072283 | -0.01453 | -0.015019
2019 | 0.98826 | 1.2259 | 1.2294 | 1.159 | 0.84674 | 1.2259 | 1.2141 | 1.2589 | 1.1714 | 1.0346 | 1.294 | 1.8928 | 1.4277 | 1.2009 | 1.2259 | 0.96437 | 1.0365 | 1.1735 | 0.93819 | 0.6414 | 0.85037 | 1.0109 |  |  | 2019 | 0.0023535 | 0.0062353 | 0.018769 | 0.0091436 | 0.11464 | 0.043052 | 0.0023725 | 0.043306 | -0.0061161 | 0.026511 | 0.15372 | 0.027044 | 0.022279 | 0.023153 | 0.031581 | -0.040933 | 0.0084887 | -0.024138 | -0.15134 | -0.024671 | -0.019907 | -0.020779
2020 | 0.95974 | 1.255 | 1.2513 | 1.1713 | 0.90117 | 1.255 | 1.2253 | 1.0837 | 1.1656 | 1.01 | 1.5004 | 1.9672 | 1.4806 | 1.2087 | 1.1577 | 1.1307 | 1.0512 | 1.2132 | 0.81668 | 0.6229 | 0.82762 | 1.0138 |  |  | 2020 | -0.029287 | 0.023489 | 0.017628 | 0.010609 | 0.062303 | 0.023488 | 0.0092523 | -0.14986 | -0.0048901 | -0.02404 | 0.14797 | 0.038522 | 0.036376 | 0.0064201 | -0.057191 | 0.15911 | 0.014143 | 0.033292 | -0.13872 | -0.029269 | -0.027124 | 0.002832
Growth Rate 2006-2020 | -0.2935% | 1.622% | 1.601% | 1.13% | -0.7433% | 1.622% | 1.452% | 0.5742% | 1.095% | 0.07117% | 2.898% | 4.833% | 2.803% | 1.354% | 1.046% | 0.8773% | 0.3568% | 1.38% | -1.447% | -3.381% | -1.351% | 0.09782% | 14 | yrs
Growth Rate 2006-2012 | 0.3297% | 3.29% | 1.082% | 1.082% | -4.211% | 1.069% | 2.316% | 3.348% | 0.9531% | -0.1908% | -0.4069% | 4.832% | 3.281% | 1.265% | 2.187% | -1.032% | 1.363% | 2.507% | 2.723% | -2.516% | -0.9646% | 1.051% | 6 | yrs
Growth Rate 2012-2020 | -0.761% | 0.3715% | 1.99% | 1.165% | 1.857% | 2.037% | 0.8031% | -1.506% | 1.201% | 0.2676% | 5.377% | 4.833% | 2.445% | 1.421% | 0.1902% | 2.31% | -0.3979% | 0.5354% | -4.574% | -4.03% | -1.642% | -0.6174% | 8 | yrs
Growth Rate 2020 | -2.929% | 2.349% | 1.763% | 1.061% | 6.23% | 2.349% | 0.9252% | -14.99% | -0.489% | -2.404% | 14.8% | 3.852% | 3.638% | 0.642% | -5.719% | 15.91% | 1.414% | 3.329% | -13.87% | -2.927% | -2.712% | 0.2832%
9.PCR: individual output & input indexes, 2006-2020 | [24 empty] | PCR
| Output Indexes | [6 empty] | Input Indexes | [7 empty] | Partial Productivity Indexes | [9 empty] | Output | [6 empty] | Input | [7 empty] | Partial productivity indexes
Year | Energy | Rat. max demand | Customers | Circuit length | CMOS | Max Demand | Total Output | Real Opex | O/H Sub-tran. lines | O/H Distr. lines | U/G Sub-tran. lines | U/G Distr. lines | Trans-formers | Capital | Total Input | Real Opex | O/H Sub-tran. lines | O/H Distr. lines | U/G Sub-tran. lines | U/G Distr. lines | Trans-formers | Capital |  |  | Year | Energy | Rat. max demand | Customers | Circuit length | CMOS | Max Demand | Total Output | Real Opex | O/H Sub-tran. lines | O/H Distr. lines | U/G Sub-tran. lines | U/G Distr. lines | Trans-formers | Capital inputs | Total Input | Real Opex |  |  | O/H lines | U/G cables | Trans-formers | Capital
2006 | 1 | 1 | 1 | 1 | 1 | 1 | 1 | 1 | 1 | 1 | 1 | 1 | 1 | 1 | 1 | 1 | 1 | 1 | 1 | 1 | 1 | 1 |  |  | 2006
2007 | 1.0149 | 1.055 | 1.0179 | 1.0035 | 1.1813 | 1.055 | 0.99656 | 0.87663 | 1.0012 | 1.0006 | 1.0523 | 1.0526 | 1.0347 | 1.0224 | 0.958 | 1.1368 | 0.99539 | 0.99593 | 0.94705 | 0.94677 | 0.96313 | 0.9747 |  |  | 2007 | 0.01481 | 0.053547 | 0.017697 | 0.0035328 | 0.16659 | 0.053547 | -0.0034437 | -0.13167 | 0.0011763 | 0.0006368 | 0.050956 | 0.05126 | 0.034121 | 0.02218 | -0.042908 | 0.12823 | -0.0046204 | -0.0040804 | -0.0544 | -0.054704 | -0.037564 | -0.025624
2008 | 1.0357 | 1.1179 | 1.0367 | 1.0062 | 1.0175 | 1.1179 | 1.058 | 0.89587 | 1.0035 | 1.0038 | 1.061 | 1.0613 | 1.0787 | 1.0406 | 0.97798 | 1.181 | 1.0543 | 1.054 | 0.99723 | 0.99687 | 0.98083 | 1.0168 |  |  | 2008 | 0.020292 | 0.057867 | 0.018378 | 0.0026372 | -0.14926 | 0.057867 | 0.05985 | 0.021714 | 0.0023505 | 0.0031361 | 0.0082225 | 0.0082765 | 0.041642 | 0.017595 | 0.020639 | 0.038135 | 0.057499 | 0.056714 | 0.051627 | 0.051572 | 0.018208 | 0.042255
2009 | 1.0338 | 1.216 | 1.0558 | 1.0176 | 1.4838 | 1.216 | 1.0203 | 0.98853 | 1.0002 | 1.0005 | 1.3735 | 1.374 | 1.1081 | 1.1036 | 1.0531 | 1.0321 | 1.02 | 1.0198 | 0.74285 | 0.74258 | 0.9208 | 0.92455 |  |  | 2009 | -0.0018681 | 0.084126 | 0.018207 | 0.011289 | 0.37724 | 0.084126 | -0.036316 | 0.098423 | -0.0032788 | -0.003279 | 0.25818 | 0.25818 | 0.026842 | 0.058766 | 0.073977 | -0.13474 | -0.033037 | -0.033038 | -0.29449 | -0.29449 | -0.063159 | -0.095083
2010 | 1.0523 | 1.216 | 1.0772 | 1.0254 | 1.3332 | 1.1821 | 1.0565 | 0.94804 | 1.0005 | 1.0007 | 1.5364 | 1.537 | 1.137 | 1.1391 | 1.0576 | 1.1144 | 1.056 | 1.0558 | 0.68764 | 0.68739 | 0.9292 | 0.92754 |  |  | 2010 | 0.017705 | 0 | 0.020076 | 0.0076387 | -0.107 | -0.028228 | 0.034894 | -0.041827 | 0.00022492 | 0.00022386 | 0.11212 | 0.11212 | 0.025813 | 0.031658 | 0.0042547 | 0.076722 | 0.03467 | 0.034671 | -0.077224 | -0.077224 | 0.0090817 | 0.0032379
2011 | 1.0318 | 1.216 | 1.1014 | 1.0203 | 1.1374 | 1.1516 | 1.0931 | 0.9865 | 1.0004 | 1.0034 | 1.4257 | 1.4247 | 1.1668 | 1.1332 | 1.0694 | 1.1081 | 1.0926 | 1.0894 | 0.76671 | 0.76725 | 0.9368 | 0.96463 |  |  | 2011 | -0.019617 | 0 | 0.022208 | -0.004986 | -0.15885 | -0.026154 | 0.03403 | 0.039773 | -3.5984e-05 | 0.0026605 | -0.074808 | -0.075872 | 0.025879 | -0.0051747 | 0.011103 | -0.0057431 | 0.034065 | 0.031369 | 0.10884 | 0.1099 | 0.0081498 | 0.039204
2012 | 1.0587 | 1.216 | 1.1199 | 1.0268 | 1.1974 | 1.0953 | 1.0919 | 1.1705 | 1.0074 | 1.005 | 1.4257 | 1.4277 | 1.1992 | 1.1461 | 1.1554 | 0.93284 | 1.0838 | 1.0865 | 0.76585 | 0.76476 | 0.9105 | 0.95271 |  |  | 2012 | 0.025752 | 0 | 0.016653 | 0.0063251 | 0.051439 | -0.050091 | -0.0011176 | 0.17101 | 0.0069557 | 0.0015754 | 0 | 0.002128 | 0.027357 | 0.011315 | 0.07739 | -0.17213 | -0.0080719 | -0.0026922 | -0.0011168 | -0.0032453 | -0.028473 | -0.012433
2013 | 1.0402 | 1.216 | 1.1355 | 1.0309 | 1.3041 | 1.1661 | 1.0768 | 1.2438 | 1.0065 | 1.0085 | 1.4257 | 1.5104 | 1.2412 | 1.1747 | 1.2023 | 0.86574 | 1.0699 | 1.0678 | 0.75531 | 0.71294 | 0.86761 | 0.91666 |  |  | 2013 | -0.017646 | 0 | 0.013826 | 0.0039599 | 0.085365 | 0.062599 | -0.013863 | 0.060784 | -0.00094543 | 0.0034905 | 0 | 0.056303 | 0.034392 | 0.02471 | 0.039768 | -0.074648 | -0.012918 | -0.017354 | -0.013863 | -0.070166 | -0.048256 | -0.038573
2014 | 1.0182 | 1.2424 | 1.1525 | 1.0349 | 1.5813 | 1.2424 | 1.0472 | 1.1292 | 0.98223 | 1.0155 | 1.7024 | 1.5721 | 1.2806 | 1.1989 | 1.1677 | 0.92742 | 1.0662 | 1.0312 | 0.61515 | 0.66614 | 0.81777 | 0.87352 |  |  | 2014 | -0.021344 | 0.021472 | 0.014913 | 0.00395 | 0.1927 | 0.063346 | -0.027882 | -0.096698 | -0.024382 | 0.0069674 | 0.17738 | 0.040011 | 0.031282 | 0.020323 | -0.029172 | 0.068817 | -0.0035008 | -0.034849 | -0.20526 | -0.067893 | -0.059164 | -0.048204
2015 | 1.0557 | 1.2424 | 1.1705 | 1.0387 | 1.2984 | 1.112 | 1.1003 | 1.2111 | 0.98104 | 1.0165 | 1.7075 | 1.7014 | 1.2931 | 1.222 | 1.2162 | 0.90855 | 1.1216 | 1.0824 | 0.6444 | 0.64671 | 0.85088 | 0.90037 |  |  | 2015 | 0.036086 | 0 | 0.015458 | 0.0036371 | -0.1971 | -0.11088 | 0.049429 | 0.069985 | -0.001212 | 0.00094192 | 0.0029684 | 0.079042 | 0.0097323 | 0.019157 | 0.040658 | -0.020557 | 0.050641 | 0.048485 | 0.04646 | -0.029614 | 0.039696 | 0.030271
2016 | 1.0502 | 1.2424 | 1.2042 | 1.0418 | 1.2891 | 1.2195 | 1.1095 | 1.0267 | 1.001 | 1.0183 | 1.7584 | 1.7722 | 1.3198 | 1.2433 | 1.1498 | 1.0806 | 1.1084 | 1.0895 | 0.63099 | 0.62608 | 0.84066 | 0.8924 |  |  | 2016 | -0.0052093 | 0 | 0.028389 | 0.0029954 | -0.0071861 | 0.09231 | 0.0083356 | -0.16512 | 0.020123 | 0.0018007 | 0.029373 | 0.040751 | 0.020423 | 0.017225 | -0.056141 | 0.17346 | -0.011787 | 0.0065359 | -0.021037 | -0.032416 | -0.012087 | -0.0088884
2017 | 1.0564 | 1.2424 | 1.2295 | 1.048 | 1.0158 | 1.2103 | 1.1622 | 1.1071 | 1.0169 | 1.0166 | 1.6823 | 1.8908 | 1.3577 | 1.2723 | 1.2007 | 1.0498 | 1.1429 | 1.1432 | 0.69082 | 0.61465 | 0.85598 | 0.91344 |  |  | 2017 | 0.0059252 | 0 | 0.020805 | 0.0059477 | -0.23829 | -0.0075562 | 0.046387 | 0.075373 | 0.015795 | -0.0016502 | -0.044206 | 0.064804 | 0.028324 | 0.023085 | 0.043374 | -0.028986 | 0.030591 | 0.048037 | 0.090593 | -0.018418 | 0.018064 | 0.023301
2018 | 1.0596 | 1.2631 | 1.2588 | 1.0521 | 1.3991 | 1.2631 | 1.1168 | 1.1352 | 1.0113 | 1.017 | 1.6626 | 1.9865 | 1.3893 | 1.2957 | 1.2256 | 0.98385 | 1.1043 | 1.0981 | 0.67173 | 0.56219 | 0.80386 | 0.86194 |  |  | 2018 | 0.003016 | 0.016531 | 0.023524 | 0.003874 | 0.32018 | 0.042658 | -0.039811 | 0.025031 | -0.0054914 | 0.00036093 | -0.011792 | 0.049398 | 0.023019 | 0.018217 | 0.020498 | -0.064842 | -0.034321 | -0.040173 | -0.028019 | -0.089209 | -0.062831 | -0.058028
2019 | 1.0724 | 1.2688 | 1.2859 | 1.0577 | 1.3809 | 1.2688 | 1.1312 | 1.0995 | 1.0126 | 1.0176 | 3.7781 | 2.104 | 1.4171 | 1.3224 | 1.226 | 1.0289 | 1.1171 | 1.1117 | 0.29941 | 0.53764 | 0.79826 | 0.85539 |  |  | 2019 | 0.011953 | 0.0045153 | 0.021297 | 0.0053293 | -0.013107 | 0.0045153 | 0.012792 | -0.031954 | 0.0012382 | 0.00054557 | 0.82084 | 0.057444 | 0.019775 | 0.020424 | 0.0002839 | 0.044746 | 0.011555 | 0.012247 | -0.80805 | -0.044652 | -0.0069834 | -0.0076327
2020 | 1.0494 | 1.2944 | 1.3004 | 1.0646 | 1.3636 | 1.2944 | 1.1468 | 1.0338 | 1.0125 | 1.0176 | 3.973 | 2.2699 | 1.4644 | 1.3589 | 1.2168 | 1.1094 | 1.1327 | 1.127 | 0.28866 | 0.50523 | 0.78315 | 0.84394 |  |  | 2020 | -0.021644 | 0.019981 | 0.011224 | 0.0064599 | -0.012599 | 0.019982 | 0.013712 | -0.061613 | -9.7773e-05 | 5.3067e-05 | 0.050286 | 0.075886 | 0.032831 | 0.027188 | -0.0075137 | 0.075326 | 0.013809 | 0.013659 | -0.036574 | -0.062174 | -0.019118 | -0.013476
Growth Rate 2006-2020 | 0.3444% | 1.843% | 1.876% | 0.4471% | 2.215% | 1.843% | 0.9785% | 0.2372% | 0.08872% | 0.1247% | 9.854% | 5.855% | 2.725% | 2.19% | 1.402% | 0.7413% | 0.8898% | 0.8538% | -8.875% | -4.877% | -1.746% | -1.212% | 14 | yrs
Growth Rate 2006-2012 | 0.9512% | 3.259% | 1.887% | 0.4406% | 3.003% | 1.518% | 1.465% | 2.624% | 0.1232% | 0.08256% | 5.911% | 5.935% | 3.028% | 2.272% | 2.408% | -1.159% | 1.342% | 1.382% | -4.446% | -4.47% | -1.563% | -0.8074% | 6 | yrs
Growth Rate 2012-2020 | -0.1108% | 0.7812% | 1.868% | 0.4519% | 1.625% | 2.087% | 0.6137% | -1.553% | 0.06285% | 0.1564% | 12.81% | 5.795% | 2.497% | 2.129% | 0.6469% | 2.166% | 0.5509% | 0.4574% | -12.2% | -5.182% | -1.883% | -1.515% | 8 | yrs
Growth Rate 2020 | -2.164% | 1.998% | 1.122% | 0.646% | -1.26% | 1.998% | 1.371% | -6.161% | -0.009777% | 0.005307% | 5.029% | 7.589% | 3.283% | 2.719% | -0.7514% | 7.533% | 1.381% | 1.366% | -3.657% | -6.217% | -1.912% | -1.348%
10.SAP: individual output & input indexes, 2006-2020 | [24 empty] | SAP
| Output Indexes | [6 empty] | Input Indexes | [7 empty] | Partial Productivity Indexes | [9 empty] | Output | [6 empty] | Input | [7 empty] | Partial productivity indexes
Year | Energy | Rat. max demand | Customers | Circuit length | CMOS | Max Demand | Total Output | Real Opex | O/H Sub-tran. lines | O/H Distr. lines | U/G Sub-tran. lines | U/G Distr. lines | Trans-formers | Capital | Total Input | Real Opex | O/H Sub-tran. lines | O/H Distr. lines | U/G Sub-tran. lines | U/G Distr. lines | Trans-formers | Capital |  |  | Year | Energy | Rat. max demand | Customers | Circuit length | CMOS | Max Demand | Total Output | Real Opex | O/H Sub-tran. lines | O/H Distr. lines | U/G Sub-tran. lines | U/G Distr. lines | Trans-formers | Capital inputs | Total Input | Real Opex |  |  | O/H lines | U/G cables | Trans-formers | Capital
2006 | 1 | 1 | 1 | 1 | 1 | 1 | 1 | 1 | 1 | 1 | 1 | 1 | 1 | 1 | 1 | 1 | 1 | 1 | 1 | 1 | 1 | 1 |  |  | 2006
2007 | 1.0278 | 1 | 1.0008 | 1.0058 | 1.153 | 0.99303 | 0.97423 | 0.9268 | 1.009 | 1.0001 | 1.0213 | 1.0403 | 1.0517 | 1.0364 | 1.0032 | 1.0512 | 0.96552 | 0.97418 | 0.95395 | 0.93649 | 0.92638 | 0.94004 |  |  | 2007 | 0.027382 | 0 | 0.00075372 | 0.005827 | 0.1424 | -0.0069896 | -0.026107 | -0.076016 | 0.0089766 | 5.3999e-05 | 0.021036 | 0.039509 | 0.050361 | 0.035723 | 0.003172 | 0.04991 | -0.035084 | -0.026161 | -0.047143 | -0.065616 | -0.076468 | -0.06183
2008 | 1.0356 | 1.0704 | 1.0029 | 1.0117 | 0.83106 | 1.0704 | 1.0732 | 1.0378 | 1.018 | 1.0001 | 1.0425 | 1.0806 | 1.0747 | 1.0592 | 1.0496 | 1.0341 | 1.0542 | 1.0731 | 1.0294 | 0.99317 | 0.99866 | 1.0133 |  |  | 2008 | 0.0075838 | 0.068013 | 0.002158 | 0.0057922 | -0.32746 | 0.075002 | 0.096768 | 0.1131 | 0.0088977 | 5.2996e-05 | 0.020603 | 0.038007 | 0.02164 | 0.021752 | 0.045208 | -0.016333 | 0.087871 | 0.096714 | 0.076165 | 0.05876 | 0.075127 | 0.075016
2009 | 1.0285 | 1.1546 | 1.0457 | 1.0212 | 0.91202 | 1.1546 | 1.102 | 1.1433 | 1.0339 | 1.001 | 1.1182 | 1.1311 | 1.1056 | 1.0899 | 1.1073 | 0.96393 | 1.0659 | 1.1009 | 0.98552 | 0.97435 | 0.99679 | 1.0111 |  |  | 2009 | -0.0068641 | 0.075738 | 0.041818 | 0.0093122 | 0.092957 | 0.075738 | 0.02651 | 0.096821 | 0.015445 | 0.00092447 | 0.070118 | 0.045633 | 0.028388 | 0.028649 | 0.053541 | -0.070312 | 0.011064 | 0.025585 | -0.043608 | -0.019124 | -0.0018785 | -0.0021399
2010 | 1.0501 | 1.1546 | 1.0618 | 1.028 | 1.2261 | 1.1197 | 1.0479 | 1.1369 | 1.0538 | 1.0012 | 1.1147 | 1.1688 | 1.1567 | 1.1255 | 1.1288 | 0.92179 | 0.99441 | 1.0466 | 0.94013 | 0.89658 | 0.90602 | 0.9311 |  |  | 2010 | 0.020799 | 0 | 0.015228 | 0.0067168 | 0.29592 | -0.030697 | -0.050337 | -0.0056312 | 0.019124 | 0.00021276 | -0.0031833 | 0.032852 | 0.045139 | 0.0321 | 0.019278 | -0.044705 | -0.06946 | -0.05055 | -0.047154 | -0.083188 | -0.095476 | -0.082437
2011 | 1.0278 | 1.1546 | 1.0735 | 1.0279 | 1.1098 | 1.1197 | 1.0725 | 1.4191 | 1.0202 | 1.0021 | 0.9985 | 1.1932 | 1.189 | 1.1467 | 1.2311 | 0.75573 | 1.0512 | 1.0702 | 1.0741 | 0.89878 | 0.90201 | 0.93528 |  |  | 2011 | -0.021492 | 0 | 0.010933 | -0.00017024 | -0.099609 | 2.2327e-05 | 0.023119 | 0.22175 | -0.032421 | 0.00082962 | -0.11008 | 0.02067 | 0.02755 | 0.018639 | 0.086671 | -0.19864 | 0.05554 | 0.02229 | 0.1332 | 0.0024495 | -0.0044311 | 0.0044808
2012 | 1.0059 | 1.1546 | 1.0839 | 1.0332 | 0.9016 | 1.0011 | 1.1126 | 1.4595 | 1.0327 | 0.99702 | 1.1365 | 1.218 | 1.2398 | 1.1782 | 1.2635 | 0.76226 | 1.0774 | 1.1159 | 0.97892 | 0.91341 | 0.89735 | 0.94428 |  |  | 2012 | -0.021575 | 0 | 0.0096398 | 0.0051934 | -0.2078 | -0.11202 | 0.036705 | 0.028095 | 0.012125 | -0.0050604 | 0.12947 | 0.020562 | 0.041883 | 0.027124 | 0.026002 | 0.0086101 | 0.02458 | 0.041765 | -0.092762 | 0.016143 | -0.0051784 | 0.00958
2013 | 1.0049 | 1.1546 | 1.0885 | 1.036 | 0.99733 | 1.0495 | 1.0981 | 1.5463 | 1.0366 | 0.9975 | 1.1443 | 1.2344 | 1.269 | 1.1974 | 1.306 | 0.71015 | 1.0593 | 1.1008 | 0.9596 | 0.88953 | 0.86534 | 0.91706 |  |  | 2013 | -0.00095288 | 0 | 0.0042709 | 0.0026725 | 0.10091 | 0.047278 | -0.013091 | 0.057723 | 0.0037927 | 0.00048723 | 0.0068397 | 0.013392 | 0.023235 | 0.016161 | 0.033083 | -0.070814 | -0.016885 | -0.013579 | -0.019931 | -0.026483 | -0.036326 | -0.029252
2014 | 0.96794 | 1.1546 | 1.0936 | 1.0383 | 1.172 | 1.1026 | 1.0679 | 1.5825 | 1.0337 | 0.98766 | 1.173 | 1.2534 | 1.2977 | 1.2151 | 1.3321 | 0.67478 | 1.033 | 1.0812 | 0.91038 | 0.85194 | 0.8229 | 0.8788 |  |  | 2014 | -0.037471 | 0 | 0.0047073 | 0.0022774 | 0.16135 | 0.049324 | -0.027912 | 0.02318 | -0.0027561 | -0.0099192 | 0.024746 | 0.015264 | 0.022371 | 0.014708 | 0.019806 | -0.051092 | -0.025156 | -0.017994 | -0.052659 | -0.043176 | -0.050284 | -0.04262
2015 | 0.94413 | 1.1546 | 1.0964 | 1.0397 | 0.86719 | 0.99318 | 1.1156 | 1.6442 | 1.0513 | 0.95872 | 1.218 | 1.2713 | 1.3247 | 1.2291 | 1.356 | 0.67849 | 1.0611 | 1.1636 | 0.91589 | 0.87748 | 0.84211 | 0.90767 |  |  | 2015 | -0.024899 | 0 | 0.0025479 | 0.0013426 | -0.30117 | -0.1045 | 0.043725 | 0.038237 | 0.01689 | -0.029741 | 0.037686 | 0.014191 | 0.020652 | 0.011398 | 0.01778 | 0.0054884 | 0.026836 | 0.073466 | 0.0060391 | 0.029534 | 0.023073 | 0.032327
2016 | 0.94528 | 1.1546 | 1.1025 | 1.0469 | 0.97961 | 1.0039 | 1.1031 | 1.3789 | 1.0432 | 0.96436 | 1.2126 | 1.3033 | 1.3362 | 1.243 | 1.2835 | 0.80002 | 1.0575 | 1.1439 | 0.90975 | 0.84645 | 0.82561 | 0.88748 |  |  | 2016 | 0.0012195 | 0 | 0.0054973 | 0.006859 | 0.1219 | 0.010694 | -0.011214 | -0.17598 | -0.0078186 | 0.0058675 | -0.0044886 | 0.024794 | 0.0085738 | 0.011285 | -0.054973 | 0.16477 | -0.0033956 | -0.01708 | -0.006724 | -0.036007 | -0.019787 | -0.022498
2017 | 0.93246 | 1.1546 | 1.1277 | 1.0488 | 1.0917 | 1.0629 | 1.0884 | 1.5883 | 1.0582 | 0.96427 | 1.2118 | 1.3189 | 1.342 | 1.2542 | 1.3573 | 0.68524 | 1.0285 | 1.1287 | 0.89814 | 0.82522 | 0.81099 | 0.86779 |  |  | 2017 | -0.013661 | 0 | 0.022631 | 0.0018333 | 0.10836 | 0.057187 | -0.013479 | 0.14139 | 0.01435 | -9.2812e-05 | -0.00063191 | 0.011916 | 0.0043888 | 0.0089485 | 0.055909 | -0.15487 | -0.027828 | -0.013386 | -0.012846 | -0.025394 | -0.017868 | -0.022427
2018 | 0.92691 | 1.1546 | 1.1484 | 1.0528 | 0.96686 | 1.0081 | 1.1151 | 1.5563 | 1.0658 | 0.97391 | 1.2581 | 1.3356 | 1.3551 | 1.2667 | 1.3568 | 0.71647 | 1.0462 | 1.1449 | 0.88631 | 0.83485 | 0.82285 | 0.8803 |  |  | 2018 | -0.0059654 | 0 | 0.018162 | 0.0038142 | -0.12145 | -0.053015 | 0.024231 | -0.020341 | 0.0071129 | 0.0099438 | 0.037485 | 0.012628 | 0.0097199 | 0.0099196 | -0.00034634 | 0.044571 | 0.017117 | 0.014286 | -0.013255 | 0.011602 | 0.01451 | 0.01431
2019 | 0.91752 | 1.1546 | 1.1635 | 1.0527 | 1.0888 | 1.1276 | 1.0966 | 1.5969 | 1.0615 | 0.98113 | 1.2651 | 1.3753 | 1.3598 | 1.2798 | 1.3786 | 0.6867 | 1.0331 | 1.1177 | 0.8668 | 0.79735 | 0.80644 | 0.85686 |  |  | 2019 | -0.010186 | 0 | 0.013108 | -0.00014533 | 0.1188 | 0.11202 | -0.016715 | 0.025733 | -0.0040371 | 0.007386 | 0.0055501 | 0.029244 | 0.0034196 | 0.010279 | 0.015917 | -0.042448 | -0.012678 | -0.024101 | -0.022265 | -0.045959 | -0.020135 | -0.026993
2020 | 0.89914 | 1.1546 | 1.1743 | 1.0541 | 0.90026 | 1.0658 | 1.1285 | 1.4232 | 1.0654 | 0.99421 | 1.2914 | 1.4105 | 1.3746 | 1.2982 | 1.3353 | 0.79292 | 1.0592 | 1.135 | 0.87384 | 0.80004 | 0.82096 | 0.86924 |  |  | 2020 | -0.020232 | 0 | 0.0092325 | 0.0013205 | -0.19018 | -0.056351 | 0.028658 | -0.11517 | 0.0036983 | 0.013243 | 0.02057 | 0.025295 | 0.010822 | 0.014309 | -0.031916 | 0.14383 | 0.024959 | 0.015415 | 0.0080874 | 0.0033627 | 0.017837 | 0.014349
Growth Rate 2006-2020 | -0.7594% | 1.027% | 1.148% | 0.376% | -0.7505% | 0.455% | 0.8633% | 2.521% | 0.4527% | -0.04151% | 1.827% | 2.457% | 2.272% | 1.864% | 2.065% | -1.657% | 0.4106% | 0.9048% | -0.9633% | -1.594% | -1.409% | -1.001% | 14 | yrs
Growth Rate 2006-2012 | 0.09723% | 2.396% | 1.342% | 0.5445% | -1.726% | 0.01764% | 1.778% | 6.302% | 0.5358% | -0.04978% | 2.133% | 3.287% | 3.583% | 2.733% | 3.898% | -4.524% | 1.242% | 1.827% | -0.3551% | -1.51% | -1.805% | -0.9555% | 6 | yrs
Growth Rate 2012-2020 | -1.402% | 0% | 1.002% | 0.2497% | -0.01861% | 0.783% | 0.1775% | -0.3154% | 0.3904% | -0.03531% | 1.597% | 1.834% | 1.29% | 1.213% | 0.6907% | 0.4929% | -0.2129% | 0.2128% | -1.419% | -1.657% | -1.112% | -1.035% | 8 | yrs
Growth Rate 2020 | -2.023% | 0% | 0.9233% | 0.1321% | -19.02% | -5.635% | 2.866% | -11.52% | 0.3698% | 1.324% | 2.057% | 2.53% | 1.082% | 1.431% | -3.192% | 14.38% | 2.496% | 1.541% | 0.8087% | 0.3363% | 1.784% | 1.435%
11.AND: individual output & input indexes, 2006-2020 | [24 empty] | AND
| Output Indexes | [6 empty] | Input Indexes | [7 empty] | Partial Productivity Indexes | [9 empty] | Output | [6 empty] | Input | [7 empty] | Partial productivity indexes
Year | Energy | Rat. max demand | Customers | Circuit length | CMOS | Max Demand | Total Output | Real Opex | O/H Sub-tran. lines | O/H Distr. lines | U/G Sub-tran. lines | U/G Distr. lines | Trans-formers | Capital | Total Input | Real Opex | O/H Sub-tran. lines | O/H Distr. lines | U/G Sub-tran. lines | U/G Distr. lines | Trans-formers | Capital |  |  | Year | Energy | Rat. max demand | Customers | Circuit length | CMOS | Max Demand | Total Output | Real Opex | O/H Sub-tran. lines | O/H Distr. lines | U/G Sub-tran. lines | U/G Distr. lines | Trans-formers | Capital inputs | Total Input | Real Opex |  |  | O/H lines | U/G cables | Trans-formers | Capital
2006 | 1 | 1 | 1 | 1 | 1 | 1 | 1 | 1 | 1 | 1 | 1 | 1 | 1 | 1 | 1 | 1 | 1 | 1 | 1 | 1 | 1 | 1 |  |  | 2006
2007 | 1.0138 | 1.0448 | 1.0185 | 1.0079 | 0.95214 | 1.0448 | 1.0388 | 1.2235 | 1.0058 | 1.003 | 1.0316 | 1.0778 | 1.0635 | 1.0394 | 1.1054 | 0.84902 | 1.0328 | 1.0357 | 1.0069 | 0.96377 | 0.97673 | 0.99943 |  |  | 2007 | 0.013705 | 0.043825 | 0.018295 | 0.0078908 | -0.049047 | 0.043825 | 0.038043 | 0.20171 | 0.0057813 | 0.0029646 | 0.031142 | 0.074945 | 0.061586 | 0.038615 | 0.10024 | -0.16367 | 0.032262 | 0.035078 | 0.0069011 | -0.036901 | -0.023543 | -0.00057176
2008 | 1.066 | 1.1142 | 1.0366 | 1.0145 | 0.72248 | 1.1142 | 1.1312 | 1.3169 | 1.0118 | 1.0063 | 1 | 1.1105 | 1.0797 | 1.054 | 1.1526 | 0.85894 | 1.1179 | 1.1241 | 1.1312 | 1.0186 | 1.0476 | 1.0732 |  |  | 2008 | 0.050179 | 0.064307 | 0.01763 | 0.0065504 | -0.27602 | 0.064308 | 0.085203 | 0.073588 | 0.0059724 | 0.0033415 | -0.031142 | 0.029831 | 0.015125 | 0.014016 | 0.041764 | 0.011614 | 0.07923 | 0.081862 | 0.11635 | 0.055371 | 0.070078 | 0.071188
2009 | 1.0476 | 1.1944 | 1.0548 | 1.029 | 0.99131 | 1.1944 | 1.1097 | 1.527 | 1.036 | 1.0102 | 1.0114 | 1.1915 | 1.1983 | 1.113 | 1.2637 | 0.72669 | 1.0711 | 1.0985 | 1.0971 | 0.93134 | 0.92608 | 0.99706 |  |  | 2009 | -0.017388 | 0.069473 | 0.017472 | 0.014164 | 0.31634 | 0.069472 | -0.019167 | 0.14803 | 0.023606 | 0.0038135 | 0.011365 | 0.070436 | 0.10416 | 0.05439 | 0.092026 | -0.1672 | -0.042771 | -0.02298 | -0.030531 | -0.089602 | -0.12333 | -0.073556
2010 | 1.0691 | 1.1985 | 1.0665 | 1.0352 | 0.73073 | 1.1985 | 1.178 | 1.4769 | 1.0589 | 1.0118 | 1.0035 | 1.2411 | 1.1842 | 1.1195 | 1.251 | 0.7976 | 1.1124 | 1.1642 | 1.1739 | 0.94915 | 0.99473 | 1.0522 |  |  | 2010 | 0.020316 | 0.0034703 | 0.011027 | 0.0060032 | -0.30498 | 0.0034703 | 0.059711 | -0.033393 | 0.021883 | 0.0016558 | -0.0079151 | 0.040767 | -0.011794 | 0.0059028 | -0.010101 | 0.093104 | 0.037828 | 0.058056 | 0.067626 | 0.018944 | 0.071504 | 0.053808
2011 | 1.0313 | 1.1985 | 1.0813 | 1.0411 | 0.82988 | 1.1371 | 1.1574 | 1.4878 | 1.0601 | 1.012 | 1.1446 | 1.2966 | 1.2394 | 1.1495 | 1.2758 | 0.77794 | 1.0918 | 1.1437 | 1.0112 | 0.89266 | 0.93389 | 1.0069 |  |  | 2011 | -0.035987 | 0 | 0.013761 | 0.0056908 | 0.12723 | -0.052569 | -0.01759 | 0.0073721 | 0.0010892 | 0.00015219 | 0.13161 | 0.043777 | 0.045516 | 0.02643 | 0.019638 | -0.024962 | -0.018679 | -0.017743 | -0.1492 | -0.061366 | -0.063105 | -0.044021
2012 | 1.0266 | 1.1985 | 1.1045 | 1.0529 | 0.73193 | 1.1092 | 1.1875 | 1.5777 | 1.0753 | 1.0213 | 1.1446 | 1.3729 | 1.2499 | 1.1712 | 1.3192 | 0.75269 | 1.1044 | 1.1628 | 1.0375 | 0.86497 | 0.95008 | 1.0139 |  |  | 2012 | -0.0045697 | 0 | 0.021253 | 0.011234 | -0.12559 | -0.024902 | 0.025676 | 0.058664 | 0.014275 | 0.0091507 | 0 | 0.057183 | 0.00849 | 0.01871 | 0.03344 | -0.032988 | 0.011402 | 0.016526 | 0.025676 | -0.031507 | 0.017186 | 0.0069666
2013 | 1.0139 | 1.1985 | 1.1254 | 1.0558 | 0.79037 | 1.1637 | 1.1788 | 1.7486 | 1.0574 | 1.0212 | 2.7315 | 1.422 | 1.2792 | 1.1927 | 1.3895 | 0.67417 | 1.1149 | 1.1543 | 0.43157 | 0.82901 | 0.92157 | 0.98834 |  |  | 2013 | -0.01242 | 0 | 0.018661 | 0.0027373 | 0.076818 | 0.047991 | -0.007348 | 0.10282 | -0.01682 | -5.6792e-05 | 0.8698 | 0.035108 | 0.023119 | 0.018195 | 0.051944 | -0.11017 | 0.0094709 | -0.007292 | -0.87715 | -0.042456 | -0.030467 | -0.025544
2014 | 1.0067 | 1.2018 | 1.1318 | 1.0662 | 0.93921 | 1.2018 | 1.1575 | 1.8019 | 1.1276 | 1.0232 | 3.1257 | 1.4963 | 1.2785 | 1.21 | 1.4191 | 0.64238 | 1.0265 | 1.1312 | 0.37031 | 0.77357 | 0.90537 | 0.95658 |  |  | 2014 | -0.0071383 | 0.0027064 | 0.005701 | 0.0098353 | 0.17253 | 0.032186 | -0.018274 | 0.030032 | 0.064345 | 0.0019545 | 0.13481 | 0.050947 | -0.00053174 | 0.014384 | 0.021094 | -0.048305 | -0.082619 | -0.020227 | -0.15308 | -0.069221 | -0.017742 | -0.032657
2015 | 1.039 | 1.2018 | 1.1669 | 1.0685 | 0.84193 | 1.1237 | 1.1867 | 1.9086 | 1.0947 | 1.0212 | 2.8972 | 1.572 | 1.313 | 1.225 | 1.4651 | 0.62179 | 1.0841 | 1.1621 | 0.40961 | 0.75489 | 0.90382 | 0.96876 |  |  | 2015 | 0.031516 | 0 | 0.030513 | 0.0021249 | -0.10934 | -0.067156 | 0.024944 | 0.05752 | -0.029674 | -0.0019653 | -0.07593 | 0.049386 | 0.026648 | 0.012295 | 0.031899 | -0.032575 | 0.054619 | 0.026909 | 0.10087 | -0.024442 | -0.001704 | 0.012649
2016 | 1.0219 | 1.2072 | 1.1773 | 1.077 | 1.0645 | 1.2072 | 1.1541 | 2.1023 | 1.1504 | 1.0196 | 2.8955 | 1.6524 | 1.3527 | 1.2471 | 1.5368 | 0.54896 | 1.0032 | 1.1319 | 0.39858 | 0.69843 | 0.85319 | 0.92543 |  |  | 2016 | -0.016563 | 0.0045389 | 0.0089388 | 0.0079535 | 0.23453 | 0.071696 | -0.027902 | 0.096679 | 0.04969 | -0.0015876 | -0.00058384 | 0.049833 | 0.029753 | 0.017858 | 0.047783 | -0.12458 | -0.077593 | -0.026314 | -0.027318 | -0.077735 | -0.057655 | -0.045761
2017 | 1.0372 | 1.2072 | 1.2135 | 1.0819 | 0.77644 | 1.2012 | 1.217 | 1.8415 | 1.145 | 1.0179 | 2.8914 | 1.7489 | 1.3672 | 1.2658 | 1.4683 | 0.66085 | 1.0629 | 1.1955 | 0.42088 | 0.69585 | 0.89014 | 0.96138 |  |  | 2017 | 0.01489 | 0 | 0.030231 | 0.004556 | -0.31551 | -0.004995 | 0.053054 | -0.13245 | -0.004773 | -0.0016677 | -0.0013994 | 0.056757 | 0.010659 | 0.014945 | -0.045596 | 0.1855 | 0.057827 | 0.054722 | 0.054454 | -0.0037021 | 0.042396 | 0.038111
2018 | 1.0233 | 1.2072 | 1.2253 | 1.0869 | 1.0828 | 1.2012 | 1.1663 | 1.6955 | 1.0959 | 1.0143 | 3.0333 | 1.8783 | 1.4098 | 1.2918 | 1.4404 | 0.68789 | 1.0643 | 1.1499 | 0.3845 | 0.62094 | 0.82728 | 0.90283 |  |  | 2018 | -0.013512 | 0 | 0.0097425 | 0.0046016 | 0.33261 | 1.665e-05 | -0.042509 | -0.082613 | -0.043823 | -0.0035745 | 0.047893 | 0.071392 | 0.030724 | 0.020328 | -0.019235 | 0.040104 | 0.0013135 | -0.038935 | -0.090402 | -0.1139 | -0.073233 | -0.062837
2019 | 1.0352 | 1.2537 | 1.2593 | 1.0961 | 1.1911 | 1.2537 | 1.1793 | 1.7514 | 1.0941 | 1.0034 | 3.0765 | 1.9486 | 1.4142 | 1.2974 | 1.4624 | 0.67334 | 1.0778 | 1.1753 | 0.38331 | 0.60519 | 0.83391 | 0.90895 |  |  | 2019 | 0.01156 | 0.037777 | 0.027319 | 0.0083849 | 0.095302 | 0.042754 | 0.011054 | 0.032437 | -0.0016183 | -0.010826 | 0.014151 | 0.036752 | 0.003073 | 0.0042916 | 0.015157 | -0.021384 | 0.012673 | 0.02188 | -0.0030971 | -0.025698 | 0.0079802 | 0.006762
2020 | 1.0084 | 1.3081 | 1.2832 | 1.1018 | 1.17 | 1.3081 | 1.2083 | 1.8385 | 1.1248 | 1.0044 | 3.4844 | 2.0493 | 1.4285 | 1.3204 | 1.5071 | 0.65721 | 1.0742 | 1.203 | 0.34676 | 0.58959 | 0.84581 | 0.91507 |  |  | 2020 | -0.026189 | 0.042499 | 0.018805 | 0.0052541 | -0.017857 | 0.042499 | 0.024277 | 0.048527 | 0.027657 | 0.0010141 | 0.12451 | 0.050389 | 0.010105 | 0.017566 | 0.030104 | -0.024249 | -0.00338 | 0.023264 | -0.10023 | -0.026112 | 0.014173 | 0.0067112
Growth Rate 2006-2020 | 0.05999% | 1.919% | 1.781% | 0.6927% | 1.122% | 1.919% | 1.351% | 4.35% | 0.8399% | 0.03121% | 8.916% | 5.125% | 2.547% | 1.985% | 2.93% | -2.998% | 0.5113% | 1.32% | -7.565% | -3.774% | -1.196% | -0.6339% | 14 | yrs
Growth Rate 2006-2012 | 0.4376% | 3.018% | 1.657% | 0.8589% | -5.201% | 1.727% | 2.865% | 7.6% | 1.21% | 0.3513% | 2.251% | 5.282% | 3.718% | 2.634% | 4.617% | -4.735% | 1.655% | 2.513% | 0.6136% | -2.418% | -0.8535% | 0.2302% | 6 | yrs
Growth Rate 2012-2020 | -0.2232% | 1.094% | 1.874% | 0.5681% | 5.864% | 2.062% | 0.2162% | 1.912% | 0.5623% | -0.2089% | 13.92% | 5.007% | 1.669% | 1.498% | 1.664% | -1.696% | -0.3461% | 0.4251% | -13.7% | -4.791% | -1.453% | -1.282% | 8 | yrs
Growth Rate 2020 | -2.619% | 4.25% | 1.881% | 0.5254% | -1.786% | 4.25% | 2.428% | 4.853% | 2.766% | 0.1014% | 12.45% | 5.039% | 1.01% | 1.757% | 3.01% | -2.425% | -0.338% | 2.326% | -10.02% | -2.611% | 1.417% | 0.6711%
12.TND: individual output & input indexes, 2006-2020 | [24 empty] | TND
| Output Indexes | [6 empty] | Input Indexes | [7 empty] | Partial Productivity Indexes | [9 empty] | Output | [6 empty] | Input | [7 empty] | Partial productivity indexes
Year | Energy | Rat. max demand | Customers | Circuit length | CMOS | Max Demand | Total Output | Real Opex | O/H Sub-tran. lines | O/H Distr. lines | U/G Sub-tran. lines | U/G Distr. lines | Trans-formers | Capital | Total Input | Real Opex | O/H Sub-tran. lines | O/H Distr. lines | U/G Sub-tran. lines | U/G Distr. lines | Trans-formers | Capital |  |  | Year | Energy | Rat. max demand | Customers | Circuit length | CMOS | Max Demand | Total Output | Real Opex | O/H Sub-tran. lines | O/H Distr. lines | U/G Sub-tran. lines | U/G Distr. lines | Trans-formers | Capital inputs | Total Input | Real Opex |  |  | O/H lines | U/G cables | Trans-formers | Capital
2006 | 1 | 1 | 1 | 1 | 1 | 1 | 1 | 1 | 1 | 1 | 1 | 1 | 1 | 1 | 1 | 1 | 1 | 1 | 1 | 1 | 1 | 1 |  |  | 2006
2007 | 0.9929 | 1.08 | 1.0193 | 1 | 1.3359 | 1.08 | 0.97703 | 0.99797 | 1 | 1 | 1 | 1.0003 | 1.0372 | 1.0139 | 1.0086 | 0.97902 | 0.97703 | 0.97703 | 0.97703 | 0.97678 | 0.94199 | 0.96367 |  |  | 2007 | -0.0071282 | 0.076926 | 0.019134 | 9e-06 | 0.28962 | 0.076926 | -0.023237 | -0.0020291 | 0 | 0 | 0 | 0.00025797 | 0.036524 | 0.013768 | 0.0085424 | -0.021208 | -0.023237 | -0.023237 | -0.023237 | -0.023495 | -0.059761 | -0.037005
2008 | 0.99829 | 1.0856 | 1.039 | 1 | 1.3775 | 1.0856 | 0.97877 | 1.0078 | 1 | 1 | 1 | 1.0003 | 1.0878 | 1.0343 | 1.0251 | 0.97114 | 0.97877 | 0.97877 | 0.97877 | 0.97851 | 0.8998 | 0.94627 |  |  | 2008 | 0.0054134 | 0.0052134 | 0.019151 | 0 | 0.030645 | 0.0052134 | 0.0017747 | 0.0098464 | 0 | 0 | 0 | 0 | 0.047599 | 0.019998 | 0.016293 | -0.0080722 | 0.0017747 | 0.0017747 | 0.0017747 | 0.0017748 | -0.045823 | -0.018223
2009 | 1.0309 | 1.0856 | 1.0591 | 1.0027 | 1.6128 | 1.0668 | 0.95256 | 1.1261 | 1.0067 | 0.99905 | 1.4522 | 1.003 | 1.1326 | 1.055 | 1.0803 | 0.84593 | 0.94622 | 0.95347 | 0.65595 | 0.94971 | 0.84101 | 0.90286 |  |  | 2009 | 0.032129 | 0 | 0.019167 | 0.0027173 | 0.15769 | -0.017483 | -0.027137 | 0.1109 | 0.0066796 | -0.00094965 | 0.37308 | 0.0027415 | 0.040426 | 0.01982 | 0.052371 | -0.13804 | -0.033817 | -0.026188 | -0.40022 | -0.029879 | -0.067564 | -0.046957
2010 | 1.0217 | 1.0856 | 1.0796 | 1.0199 | 1.6767 | 1.0452 | 0.95856 | 1.3334 | 1.0067 | 1.0185 | 1.4589 | 1.044 | 1.1817 | 1.0887 | 1.1711 | 0.71889 | 0.95218 | 0.9412 | 0.65704 | 0.91814 | 0.81117 | 0.88049 |  |  | 2010 | -0.008942 | 0 | 0.019184 | 0.016966 | 0.038889 | -0.020491 | 0.0062799 | 0.16901 | 0 | 0.019232 | 0.0046188 | 0.040083 | 0.042412 | 0.031375 | 0.080721 | -0.16273 | 0.0062798 | -0.012952 | 0.0016608 | -0.033803 | -0.036132 | -0.025096
2011 | 0.99913 | 1.0856 | 1.1006 | 1.0385 | 1.1589 | 1.0179 | 1.0401 | 1.2835 | 1.0067 | 1.0285 | 1.6942 | 1.0873 | 1.2395 | 1.1225 | 1.1759 | 0.81037 | 1.0332 | 1.0113 | 0.6139 | 0.95658 | 0.83909 | 0.92658 |  |  | 2011 | -0.022339 | 0 | 0.0192 | 0.018113 | -0.36934 | -0.026449 | 0.081628 | -0.038156 | 0 | 0.0098128 | 0.14953 | 0.040622 | 0.047782 | 0.030606 | 0.004127 | 0.11978 | 0.081629 | 0.071816 | -0.067903 | 0.041007 | 0.033847 | 0.051023
2012 | 0.97063 | 1.0856 | 1.1107 | 1.0477 | 1.3463 | 0.98024 | 1.0173 | 1.4003 | 1.0067 | 1.0355 | 1.7413 | 1.1017 | 1.2733 | 1.1403 | 1.2279 | 0.72649 | 1.0105 | 0.98244 | 0.58422 | 0.92335 | 0.79893 | 0.89212 |  |  | 2012 | -0.028947 | 0 | 0.0091657 | 0.0088139 | 0.14987 | -0.037669 | -0.022164 | 0.087103 | 0 | 0.0067676 | 0.027399 | 0.013187 | 0.026887 | 0.015736 | 0.043273 | -0.10927 | -0.022165 | -0.028932 | -0.049563 | -0.035351 | -0.049052 | -0.037901
2013 | 0.95482 | 1.0856 | 1.1166 | 1.0531 | 1.1589 | 0.96143 | 1.0435 | 1.1363 | 1.0067 | 1.039 | 1.7346 | 1.1089 | 1.2834 | 1.1465 | 1.1436 | 0.91832 | 1.0365 | 1.0044 | 0.60159 | 0.94106 | 0.8131 | 0.91019 |  |  | 2013 | -0.016422 | 0 | 0.005288 | 0.0051076 | -0.1499 | -0.01938 | 0.025431 | -0.2089 | 0 | 0.0033657 | -0.0038684 | 0.0064345 | 0.0078524 | 0.0053709 | -0.07113 | 0.23433 | 0.025431 | 0.022065 | 0.0293 | 0.018996 | 0.017579 | 0.020061
2014 | 0.92426 | 1.0856 | 1.1201 | 1.0606 | 1.5685 | 0.98999 | 0.99295 | 1.1593 | 1.0064 | 1.0445 | 1.9118 | 1.1344 | 1.3107 | 1.164 | 1.1624 | 0.85651 | 0.98668 | 0.95062 | 0.51937 | 0.87531 | 0.75758 | 0.85306 |  |  | 2014 | -0.03252 | 0 | 0.0031466 | 0.0071382 | 0.30267 | 0.029273 | -0.049648 | 0.020038 | -0.00034674 | 0.0053391 | 0.097302 | 0.022779 | 0.021077 | 0.015179 | 0.01627 | -0.069686 | -0.049301 | -0.054988 | -0.14695 | -0.072426 | -0.070725 | -0.064828
2015 | 0.94089 | 1.0856 | 1.1293 | 1.0669 | 1.2085 | 0.98236 | 1.0438 | 0.98114 | 1.0064 | 1.0497 | 1.9178 | 1.1424 | 1.3295 | 1.1744 | 1.1063 | 1.0639 | 1.0371 | 0.99441 | 0.54425 | 0.91365 | 0.78512 | 0.88876 |  |  | 2015 | 0.017832 | 0 | 0.0081914 | 0.0059101 | -0.26072 | -0.0077349 | 0.049935 | -0.16686 | 8.0485e-05 | 0.0048993 | 0.0031407 | 0.0070677 | 0.014221 | 0.0089385 | -0.049446 | 0.2168 | 0.049855 | 0.045036 | 0.046793 | 0.042867 | 0.035713 | 0.040996
2016 | 0.95384 | 1.0856 | 1.1384 | 1.0694 | 1.2971 | 1.0113 | 1.0367 | 1.0525 | 1.0045 | 1.0565 | 2.0205 | 1.1508 | 1.3371 | 1.1816 | 1.1375 | 0.98492 | 1.032 | 0.98121 | 0.51306 | 0.90081 | 0.77529 | 0.87731 |  |  | 2016 | 0.013666 | 0 | 0.0079729 | 0.0022881 | 0.070723 | 0.029057 | -0.006863 | 0.070243 | -0.0018916 | 0.0065009 | 0.052153 | 0.007291 | 0.0057362 | 0.0061059 | 0.027831 | -0.077106 | -0.0049713 | -0.013364 | -0.059016 | -0.014154 | -0.012599 | -0.012969
2017 | 0.94247 | 1.0856 | 1.1477 | 1.0714 | 1.1877 | 1.0012 | 1.052 | 1.3823 | 1.0039 | 1.0684 | 2.0477 | 1.1558 | 1.3644 | 1.1968 | 1.2615 | 0.76104 | 1.0479 | 0.98459 | 0.51372 | 0.91013 | 0.771 | 0.87897 |  |  | 2017 | -0.011991 | 0 | 0.0081207 | 0.0019348 | -0.088131 | -0.010069 | 0.014658 | 0.27253 | -0.00067019 | 0.01122 | 0.013382 | 0.0043639 | 0.02021 | 0.012761 | 0.10343 | -0.25787 | 0.015329 | 0.0034386 | 0.0012762 | 0.010295 | -0.0055515 | 0.001898
2018 | 0.96502 | 1.0856 | 1.1488 | 1.0734 | 1.3694 | 1.0016 | 1.0325 | 1.2491 | 0.99938 | 1.0874 | 2.0081 | 1.1763 | 1.3609 | 1.2072 | 1.2224 | 0.82659 | 1.0331 | 0.94951 | 0.51415 | 0.87773 | 0.75864 | 0.85527 |  |  | 2018 | 0.023641 | 0 | 0.00098848 | 0.0018575 | 0.14237 | 0.0004264 | -0.018708 | -0.10134 | -0.0044749 | 0.01757 | -0.019553 | 0.017541 | -0.0025523 | 0.0086282 | -0.031461 | 0.082627 | -0.014234 | -0.036279 | 0.00084427 | -0.036249 | -0.016156 | -0.027337
2019 | 0.97125 | 1.0856 | 1.1588 | 1.0779 | 1.3896 | 0.96558 | 1.0342 | 1.1064 | 0.99435 | 1.0969 | 2.0109 | 1.1922 | 1.3891 | 1.226 | 1.184 | 0.9348 | 1.0401 | 0.94288 | 0.51432 | 0.86749 | 0.74452 | 0.84356 |  |  | 2019 | 0.0064382 | 0 | 0.0086801 | 0.0041658 | 0.014671 | -0.036641 | 0.0017235 | -0.1213 | -0.0050425 | 0.0087343 | 0.0014028 | 0.013453 | 0.020516 | 0.015508 | -0.031942 | 0.12302 | 0.0067653 | -0.0070113 | 0.00032009 | -0.011731 | -0.018793 | -0.013785
2020 | 0.98931 | 1.0856 | 1.1728 | 1.0802 | 1.3451 | 1.0154 | 1.0462 | 1.144 | 0.99591 | 1.0995 | 2.1017 | 1.2014 | 1.4142 | 1.2367 | 1.2028 | 0.91453 | 1.0505 | 0.9516 | 0.49781 | 0.87083 | 0.73979 | 0.84602 |  |  | 2020 | 0.018428 | 0 | 0.011989 | 0.0021602 | -0.032603 | 0.050317 | 0.011526 | 0.033452 | 0.001568 | 0.0023184 | 0.044152 | 0.0076854 | 0.017902 | 0.0086142 | 0.015796 | -0.021925 | 0.0099587 | 0.0092084 | -0.032626 | 0.003842 | -0.0063754 | 0.0029131
Growth Rate 2006-2020 | -0.07673% | 0.5867% | 1.138% | 0.5513% | 2.117% | 0.1093% | 0.3229% | 0.9611% | -0.02927% | 0.6772% | 5.305% | 1.311% | 2.476% | 1.517% | 1.319% | -0.6382% | 0.3521% | -0.3544% | -4.982% | -0.9879% | -2.153% | -1.194% | 14 | yrs
Growth Rate 2006-2012 | -0.4969% | 1.369% | 1.75% | 0.777% | 4.956% | -0.3326% | 0.2858% | 5.611% | 0.1113% | 0.581% | 9.244% | 1.615% | 4.027% | 2.188% | 3.422% | -5.326% | 0.1744% | -0.2953% | -8.958% | -1.329% | -3.741% | -1.903% | 6 | yrs
Growth Rate 2012-2020 | 0.2384% | 0% | 0.6797% | 0.382% | -0.01169% | 0.4406% | 0.3507% | -2.527% | -0.1347% | 0.7493% | 2.351% | 1.083% | 1.312% | 1.014% | -0.2582% | 2.877% | 0.4854% | -0.3987% | -2.001% | -0.732% | -0.9613% | -0.6631% | 8 | yrs
Growth Rate 2020 | 1.843% | 0% | 1.199% | 0.216% | -3.26% | 5.032% | 1.153% | 3.345% | 0.1568% | 0.2318% | 4.415% | 0.7685% | 1.79% | 0.8614% | 1.58% | -2.192% | 0.9959% | 0.9208% | -3.263% | 0.3842% | -0.6375% | 0.2913%
13.UED: individual output & input indexes, 2006-2020 | [24 empty] | UED
| Output Indexes | [6 empty] | Input Indexes | [7 empty] | Partial Productivity Indexes | [9 empty] | Output | [6 empty] | Input | [7 empty] | Partial productivity indexes
Year | Energy | Rat. max demand | Customers | Circuit length | CMOS | Max Demand | Total Output | Real Opex | O/H Sub-tran. lines | O/H Distr. lines | U/G Sub-tran. lines | U/G Distr. lines | Trans-formers | Capital | Total Input | Real Opex | O/H Sub-tran. lines | O/H Distr. lines | U/G Sub-tran. lines | U/G Distr. lines | Trans-formers | Capital |  |  | Year | Energy | Rat. max demand | Customers | Circuit length | CMOS | Max Demand | Total Output | Real Opex | O/H Sub-tran. lines | O/H Distr. lines | U/G Sub-tran. lines | U/G Distr. lines | Trans-formers | Capital inputs | Total Input | Real Opex |  |  | O/H lines | U/G cables | Trans-formers | Capital
2006 | 1 | 1 | 1 | 1 | 1 | 1 | 1 | 1 | 1 | 1 | 1 | 1 | 1 | 1 | 1 | 1 | 1 | 1 | 1 | 1 | 1 | 1 |  |  | 2006
2007 | 1.0073 | 1.0555 | 1.009 | 1.0075 | 1.2106 | 1.0555 | 1.0092 | 0.94278 | 1.0018 | 1.0239 | 1.0167 | 1.0433 | 1.0302 | 1.0268 | 0.99291 | 1.0705 | 1.0074 | 0.98566 | 0.99269 | 0.96731 | 0.97968 | 0.9829 |  |  | 2007 | 0.0072268 | 0.053982 | 0.0089716 | 0.0074254 | 0.19115 | 0.053982 | 0.0091956 | -0.058927 | 0.0017754 | 0.023642 | 0.01653 | 0.042427 | 0.029725 | 0.026446 | -0.0071157 | 0.068123 | 0.0074204 | -0.014446 | -0.0073335 | -0.033231 | -0.020529 | -0.017251
2008 | 0.99754 | 1.1307 | 1.0186 | 1.016 | 1.2623 | 1.1307 | 1.0359 | 0.94641 | 1.0362 | 1.0354 | 1.2917 | 1.0934 | 1.0624 | 1.0636 | 1.0165 | 1.0945 | 0.99968 | 1.0004 | 0.80197 | 0.94742 | 0.975 | 0.97396 |  |  | 2008 | -0.009691 | 0.06885 | 0.0094084 | 0.0084923 | 0.041751 | 0.06885 | 0.026058 | 0.0038441 | 0.0338 | 0.011177 | 0.2394 | 0.046844 | 0.030842 | 0.035195 | 0.023461 | 0.022213 | -0.0077426 | 0.01488 | -0.21335 | -0.020787 | -0.0047854 | -0.0091382
2009 | 1.0124 | 1.2394 | 1.0251 | 1.0124 | 1.247 | 1.2394 | 1.0738 | 0.96266 | 1.0265 | 1.0138 | 1.2594 | 1.1043 | 1.1152 | 1.0751 | 1.0292 | 1.1154 | 1.0461 | 1.0591 | 0.85264 | 0.97233 | 0.96287 | 0.99875 |  |  | 2009 | 0.014778 | 0.091791 | 0.0064296 | -0.0035988 | -0.012166 | 0.091791 | 0.035944 | 0.01703 | -0.0094041 | -0.021071 | -0.025318 | 0.0099849 | 0.048465 | 0.010804 | 0.012457 | 0.018915 | 0.045347 | 0.057014 | 0.061262 | 0.025959 | -0.012521 | 0.025141
2010 | 1.0313 | 1.2394 | 1.0344 | 1.021 | 1.1606 | 1.1826 | 1.0886 | 1.0053 | 1.0954 | 1.0286 | 1.3125 | 1.1549 | 1.1533 | 1.1119 | 1.0689 | 1.0829 | 0.99382 | 1.0584 | 0.82943 | 0.94262 | 0.94395 | 0.97909 |  |  | 2010 | 0.01853 | 0 | 0.0090389 | 0.0084902 | -0.071792 | -0.046935 | 0.013722 | 0.043301 | 0.064943 | 0.014415 | 0.041318 | 0.044759 | 0.033574 | 0.033605 | 0.037788 | -0.029579 | -0.05122 | -0.00069232 | -0.027596 | -0.031036 | -0.019851 | -0.019884
2011 | 1.0135 | 1.2394 | 1.0464 | 1.0276 | 1.2621 | 1.1457 | 1.084 | 1.2317 | 1.1129 | 1.0308 | 1.4333 | 1.2058 | 1.172 | 1.134 | 1.1747 | 0.88005 | 0.97403 | 1.0516 | 0.75627 | 0.89896 | 0.92491 | 0.95588 |  |  | 2011 | -0.017392 | 0 | 0.011462 | 0.0063859 | 0.083864 | -0.031655 | -0.0042741 | 0.20317 | 0.015841 | 0.0021987 | 0.088069 | 0.043146 | 0.016098 | 0.019715 | 0.094414 | -0.20745 | -0.020115 | -0.0064731 | -0.092343 | -0.04742 | -0.020372 | -0.023989
2012 | 1.0259 | 1.2394 | 1.0574 | 1.035 | 1.6452 | 1.0527 | 1.0601 | 1.2394 | 1.185 | 1.0448 | 1.5911 | 1.2259 | 1.227 | 1.1712 | 1.2004 | 0.85527 | 0.89457 | 1.0146 | 0.66622 | 0.8647 | 0.86394 | 0.90508 |  |  | 2012 | 0.012154 | 0 | 0.010492 | 0.0072191 | 0.26506 | -0.08469 | -0.022321 | 0.0062456 | 0.062785 | 0.013502 | 0.10445 | 0.01654 | 0.045875 | 0.032292 | 0.021661 | -0.028566 | -0.085106 | -0.035823 | -0.12677 | -0.038861 | -0.068196 | -0.054613
2013 | 0.99254 | 1.2394 | 1.0715 | 1.0364 | 1.5592 | 1.1816 | 1.0684 | 1.1042 | 1.1486 | 1.0383 | 1.5234 | 1.278 | 1.2709 | 1.1834 | 1.1514 | 0.9675 | 0.93013 | 1.0289 | 0.70128 | 0.83598 | 0.84063 | 0.90278 |  |  | 2013 | -0.033096 | 0 | 0.013223 | 0.0013334 | -0.053698 | 0.1155 | 0.0077937 | -0.11551 | -0.031197 | -0.0062694 | -0.043485 | 0.041572 | 0.035141 | 0.010336 | -0.041701 | 0.1233 | 0.03899 | 0.014062 | 0.051279 | -0.033779 | -0.027348 | -0.0025429
2014 | 0.97233 | 1.2428 | 1.0746 | 1.0355 | 1.6569 | 1.2428 | 1.0605 | 1.1293 | 1.2498 | 1.0308 | 1.2748 | 1.3064 | 1.2903 | 1.1959 | 1.169 | 0.93906 | 0.8485 | 1.0288 | 0.83188 | 0.81178 | 0.82191 | 0.88675 |  |  | 2014 | -0.020571 | 0.0027435 | 0.0029458 | -0.00088036 | 0.060786 | 0.050525 | -0.0073862 | 0.02245 | 0.084474 | -0.0073038 | -0.17818 | 0.021989 | 0.015134 | 0.010534 | 0.015153 | -0.029837 | -0.09186 | -8.2613e-05 | 0.17079 | -0.029375 | -0.02252 | -0.01792
2015 | 0.96067 | 1.2428 | 1.0846 | 1.0395 | 1.4225 | 1.058 | 1.082 | 1.0717 | 1.2512 | 1.0318 | 1.2745 | 1.3478 | 1.298 | 1.2049 | 1.1511 | 1.0096 | 0.86475 | 1.0486 | 0.84897 | 0.80278 | 0.83359 | 0.89795 |  |  | 2015 | -0.012064 | 0 | 0.0092155 | 0.0038767 | -0.15251 | -0.161 | 0.020065 | -0.052398 | 0.0010891 | 0.0010608 | -0.00027067 | 0.031208 | 0.0059569 | 0.0075081 | -0.015434 | 0.072464 | 0.018976 | 0.019005 | 0.020336 | -0.011143 | 0.014109 | 0.012558
2016 | 1.0193 | 1.2428 | 1.0932 | 1.0397 | 1.1824 | 1.1651 | 1.1072 | 1.2382 | 1.2276 | 1.0325 | 0.72641 | 1.3846 | 1.3134 | 1.1927 | 1.2082 | 0.89426 | 0.90193 | 1.0724 | 1.5243 | 0.79967 | 0.84307 | 0.92831 |  |  | 2016 | 0.059221 | 0 | 0.00791 | 0.00017507 | -0.18494 | 0.096464 | 0.023076 | 0.14443 | -0.019021 | 0.00058519 | -0.56216 | 0.026962 | 0.011771 | -0.010174 | 0.048452 | -0.12135 | 0.042096 | 0.02249 | 0.58524 | -0.0038873 | 0.011304 | 0.033249
2017 | 0.99099 | 1.2428 | 1.1046 | 1.0774 | 0.93826 | 1.1541 | 1.142 | 1.1651 | 1.2178 | 1.0341 | 1.4035 | 1.4316 | 1.3406 | 1.2299 | 1.2032 | 0.98016 | 0.93769 | 1.1043 | 0.81366 | 0.79766 | 0.85183 | 0.92849 |  |  | 2017 | -0.028148 | 0 | 0.010368 | 0.035612 | -0.23124 | -0.0095344 | 0.030867 | -0.060855 | -0.0080059 | 0.001622 | 0.65859 | 0.033386 | 0.020525 | 0.03067 | -0.004127 | 0.091723 | 0.038873 | 0.029246 | -0.62772 | -0.0025182 | 0.010343 | 0.0001983
2018 | 0.96857 | 1.2428 | 1.118 | 1.0806 | 1.0216 | 1.195 | 1.1369 | 0.92553 | 1.228 | 1.0366 | 1.1984 | 1.4537 | 1.3708 | 1.2393 | 1.1119 | 1.2284 | 0.92585 | 1.0967 | 0.94874 | 0.78208 | 0.82938 | 0.91744 |  |  | 2018 | -0.022877 | 0 | 0.012069 | 0.0029593 | 0.085114 | 0.034826 | -0.0044022 | -0.23017 | 0.008304 | 0.0024339 | -0.15799 | 0.015317 | 0.0223 | 0.0075767 | -0.07891 | 0.22577 | -0.012707 | -0.0068369 | 0.15359 | -0.019719 | -0.026703 | -0.01198
2019 | 0.97191 | 1.2428 | 1.1385 | 1.0827 | 0.97646 | 1.2203 | 1.1455 | 0.92786 | 1.2285 | 1.038 | 1.2577 | 1.4831 | 1.3893 | 1.2517 | 1.1198 | 1.2345 | 0.93236 | 1.1035 | 0.91072 | 0.77231 | 0.82447 | 0.9151 |  |  | 2019 | 0.0034384 | 0 | 0.018182 | 0.0019425 | -0.045204 | 0.02094 | 0.0074624 | 0.0025232 | 0.00044697 | 0.0012899 | 0.04837 | 0.020029 | 0.0134 | 0.010018 | 0.0070805 | 0.0049397 | 0.0070162 | 0.0061738 | -0.040907 | -0.012566 | -0.0059376 | -0.0025549
2020 | 0.94778 | 1.2428 | 1.1475 | 1.0842 | 0.75628 | 1.2198 | 1.161 | 0.97282 | 1.2424 | 1.039 | 1.2158 | 1.5151 | 1.4001 | 1.2602 | 1.1411 | 1.1934 | 0.93446 | 1.1174 | 0.95489 | 0.76629 | 0.82922 | 0.92128 |  |  | 2020 | -0.025141 | 0 | 0.0078888 | 0.0013697 | -0.25553 | -0.00038114 | 0.013468 | 0.04731 | 0.01122 | 0.00099663 | -0.033902 | 0.021297 | 0.0077264 | 0.0067343 | 0.018839 | -0.033843 | 0.0022474 | 0.012471 | 0.047369 | -0.0078301 | 0.0057409 | 0.0067333
Growth Rate 2006-2020 | -0.3831% | 1.553% | 0.9829% | 0.5772% | -1.995% | 1.419% | 1.066% | -0.1969% | 1.55% | 0.2734% | 1.396% | 2.968% | 2.404% | 1.652% | 0.943% | 1.263% | -0.4842% | 0.7928% | -0.3297% | -1.901% | -1.338% | -0.5857% | 14 | yrs
Growth Rate 2006-2012 | 0.4268% | 3.577% | 0.93% | 0.5736% | 8.298% | 0.8557% | 0.9721% | 3.578% | 2.829% | 0.7311% | 7.741% | 3.395% | 3.41% | 2.634% | 3.044% | -2.606% | -1.857% | 0.241% | -6.769% | -2.423% | -2.438% | -1.662% | 6 | yrs
Growth Rate 2012-2020 | -0.9905% | 0.03429% | 1.023% | 0.5798% | -9.715% | 1.842% | 1.137% | -3.028% | 0.5914% | -0.06981% | -3.363% | 2.647% | 1.649% | 0.915% | -0.6331% | 4.165% | 0.5454% | 1.207% | 4.5% | -1.51% | -0.5127% | 0.2218% | 8 | yrs
Growth Rate 2020 | -2.514% | 0% | 0.7889% | 0.137% | -25.55% | -0.03811% | 1.347% | 4.731% | 1.122% | 0.09966% | -3.39% | 2.13% | 0.7726% | 0.6734% | 1.884% | -3.384% | 0.2247% | 1.247% | 4.737% | -0.783% | 0.5741% | 0.6733%
41.ACT: individual output & input indexes, 2006-2020 | [24 empty] | ACT
| Output Indexes | [6 empty] | Input Indexes | [7 empty] | Partial Productivity Indexes | [9 empty] | Output | [6 empty] | Input | [7 empty] | Partial productivity indexes
Year | Energy | Rat. max demand | Customers | Circuit length | CMOS | Max Demand | Total Output | Real Opex | O/H Sub-tran. lines | O/H Distr. lines | U/G Sub-tran. lines | U/G Distr. lines | Trans-formers | Capital | Total Input | Real Opex | O/H Sub-tran. lines | O/H Distr. lines | U/G Sub-tran. lines | U/G Distr. lines | Trans-formers | Capital |  |  | Year | Energy | Rat. max demand | Customers | Circuit length | CMOS | Max Demand | Total Output | Real Opex | O/H Sub-tran. lines | O/H Distr. lines | U/G Sub-tran. lines | U/G Distr. lines | Trans-formers | Capital inputs | Total Input | Real Opex |  |  | O/H lines | U/G cables | Trans-formers | Capital
2006 | 1 | 1 | 1 | 1 | 1 | 1 | 1 | 1 | 1 | 1 | 1 | 1 | 1 | 1 | 1 | 1 | 1 | 1 | 1 | 1 | 1 | 1 |  |  | 2006
2007 | 1.0227 | 1 | 1.012 | 1.0076 | 1.2809 | 0.96915 | 0.99655 | 0.99612 | 1 | 0.99631 | 1 | 1.0173 | 1.0231 | 1.0147 | 1.0058 | 1.0004 | 0.99655 | 1.0002 | 0.99655 | 0.97965 | 0.97402 | 0.98216 |  |  | 2007 | 0.022434 | 0 | 0.011902 | 0.0076159 | 0.24754 | -0.031337 | -0.0034513 | -0.0038882 | 0 | -0.0036924 | 0 | 0.01711 | 0.022876 | 0.01455 | 0.0058041 | 0.0004369 | -0.0034513 | 0.00024097 | -0.0034513 | -0.020561 | -0.026328 | -0.018001
2008 | 1.0323 | 1 | 1.0255 | 1.0197 | 0.7501 | 0.99208 | 1.0251 | 1.0614 | 1 | 0.9909 | 1 | 1.0438 | 1.0443 | 1.031 | 1.0428 | 0.96582 | 1.0251 | 1.0345 | 1.0251 | 0.98209 | 0.98164 | 0.99427 |  |  | 2008 | 0.0093374 | 0 | 0.01331 | 0.011846 | -0.53508 | 0.023383 | 0.028269 | 0.063486 | 0 | -0.0054469 | 0 | 0.025776 | 0.020469 | 0.016018 | 0.036113 | -0.035217 | 0.028269 | 0.033716 | 0.028269 | 0.0024929 | 0.0078015 | 0.01225
2009 | 1.0416 | 1 | 1.0426 | 1.0354 | 0.89068 | 0.97627 | 1.0301 | 1.082 | 1 | 0.98808 | 1 | 1.0743 | 1.0727 | 1.0521 | 1.0627 | 0.95202 | 1.0301 | 1.0425 | 1.0301 | 0.95886 | 0.96027 | 0.9791 |  |  | 2009 | 0.0089563 | 0 | 0.016505 | 0.015289 | 0.17177 | -0.016061 | 0.0048423 | 0.019231 | 0 | -0.0028524 | 0 | 0.028782 | 0.026859 | 0.020213 | 0.018924 | -0.014389 | 0.0048423 | 0.0076945 | 0.0048423 | -0.02394 | -0.022018 | -0.015371
2010 | 1.0501 | 1 | 1.0672 | 1.051 | 0.78671 | 0.98038 | 1.0452 | 1.2205 | 1 | 0.98872 | 1 | 1.1055 | 1.0909 | 1.0694 | 1.1256 | 0.85638 | 1.0452 | 1.0571 | 1.0452 | 0.94543 | 0.95809 | 0.97732 |  |  | 2010 | 0.0081553 | 0 | 0.023364 | 0.015002 | -0.12412 | 0.0042046 | 0.014536 | 0.12041 | 0 | 0.00065105 | 0 | 0.028644 | 0.016807 | 0.016361 | 0.057467 | -0.10587 | 0.014536 | 0.013885 | 0.014536 | -0.014108 | -0.0022713 | -0.0018256
2011 | 1.055 | 1 | 1.0934 | 1.0733 | 1.4901 | 0.98523 | 1.0358 | 1.3596 | 1 | 0.9909 | 1 | 1.1397 | 1.1203 | 1.0924 | 1.1908 | 0.76182 | 1.0358 | 1.0453 | 1.0358 | 0.90882 | 0.92451 | 0.94817 |  |  | 2011 | 0.0046317 | 0 | 0.024187 | 0.021029 | 0.63874 | 0.004925 | -0.0090662 | 0.10794 | 0 | 0.0022013 | 0 | 0.030427 | 0.026613 | 0.021209 | 0.056278 | -0.11701 | -0.0090662 | -0.011267 | -0.0090662 | -0.039493 | -0.035679 | -0.030275
2012 | 1.0482 | 1.1136 | 1.1209 | 1.0987 | 1.0408 | 1.1136 | 1.1055 | 1.4535 | 1.1128 | 0.97718 | 1 | 1.1915 | 1.1276 | 1.1143 | 1.2393 | 0.76057 | 0.9934 | 1.1313 | 1.1055 | 0.92779 | 0.98037 | 0.99211 |  |  | 2012 | -0.0064646 | 0.10758 | 0.02484 | 0.023348 | -0.35885 | 0.12247 | 0.065144 | 0.066778 | 0.10689 | -0.013947 | 0 | 0.044482 | 0.00647 | 0.01984 | 0.039983 | -0.0016339 | -0.041748 | 0.079091 | 0.065144 | 0.020662 | 0.058673 | 0.045304
2013 | 1.0528 | 1.1136 | 1.1472 | 1.1123 | 0.94071 | 1.1074 | 1.1196 | 1.5914 | 1.1128 | 0.97097 | 1 | 1.2277 | 1.1499 | 1.1325 | 1.2985 | 0.70351 | 1.0061 | 1.153 | 1.1196 | 0.91191 | 0.97362 | 0.98854 |  |  | 2013 | 0.0044122 | 0 | 0.023223 | 0.012262 | -0.10112 | -0.0055579 | 0.012658 | 0.090653 | 0 | -0.0063759 | 0 | 0.029923 | 0.019567 | 0.016265 | 0.04666 | -0.077995 | 0.012658 | 0.019034 | 0.012658 | -0.017265 | -0.0069092 | -0.0036081
2014 | 1.0259 | 1.1136 | 1.1566 | 1.1228 | 0.88584 | 1.0631 | 1.1248 | 1.8011 | 1.113 | 0.96047 | 3.8573 | 1.2616 | 1.1828 | 1.1548 | 1.3982 | 0.62452 | 1.0106 | 1.1711 | 0.29161 | 0.89159 | 0.95096 | 0.97407 |  |  | 2014 | -0.025867 | 0 | 0.0081751 | 0.0094325 | -0.060096 | -0.040808 | 0.0046944 | 0.12378 | 0.00017611 | -0.010872 | 1.35 | 0.027236 | 0.028252 | 0.019438 | 0.073942 | -0.11909 | 0.0045183 | 0.015567 | -1.3453 | -0.022541 | -0.023557 | -0.014743
2015 | 1.0355 | 1.149 | 1.177 | 1.134 | 1.1053 | 1.149 | 1.1392 | 1.6787 | 1.113 | 0.93622 | 3.8715 | 1.2823 | 1.1997 | 1.1619 | 1.3517 | 0.67862 | 1.0235 | 1.2168 | 0.29425 | 0.8884 | 0.9496 | 0.98043 |  |  | 2015 | 0.0092473 | 0.031281 | 0.017423 | 0.0099636 | 0.22136 | 0.077648 | 0.012706 | -0.070368 | -8.9846e-07 | -0.025567 | 0.0036647 | 0.016289 | 0.014137 | 0.0062028 | -0.033794 | 0.083074 | 0.012706 | 0.038271 | 0.0090404 | -0.0035839 | -0.0014312 | 0.0065021
2016 | 1.0427 | 1.149 | 1.1971 | 1.1425 | 1.2004 | 1.0621 | 1.1435 | 0.90983 | 1.1131 | 0.94685 | 3.8742 | 1.2985 | 1.2104 | 1.1733 | 1.0803 | 1.2568 | 1.0273 | 1.2077 | 0.29516 | 0.88061 | 0.94475 | 0.97457 |  |  | 2016 | 0.0069965 | 0 | 0.01696 | 0.0074621 | 0.082491 | -0.07863 | 0.0037596 | -0.61253 | 8.4452e-05 | 0.011284 | 0.00068787 | 0.012558 | 0.0088771 | 0.0097548 | -0.22417 | 0.61628 | 0.0036746 | -0.0075241 | 0.0030719 | -0.0087989 | -0.0051167 | -0.0059951
2017 | 1.0565 | 1.149 | 1.2393 | 1.1471 | 1.3986 | 1.0823 | 1.147 | 1.0326 | 1.0753 | 0.96065 | 3.9083 | 1.3135 | 1.2166 | 1.181 | 1.1299 | 1.1108 | 1.0667 | 1.194 | 0.29349 | 0.87327 | 0.94281 | 0.97122 |  |  | 2017 | 0.013087 | 0 | 0.034646 | 0.0040268 | 0.15286 | 0.018884 | 0.003084 | 0.12662 | -0.034558 | 0.014468 | 0.0087647 | 0.011455 | 0.005134 | 0.006525 | 0.044956 | -0.12353 | 0.037643 | -0.011384 | -0.0056805 | -0.0083701 | -0.0020498 | -0.0034406
2018 | 1.034 | 1.149 | 1.2785 | 1.1582 | 1.147 | 1.0964 | 1.1657 | 1.203 | 1.0763 | 0.96699 | 3.9239 | 1.3286 | 1.2314 | 1.193 | 1.1976 | 0.96897 | 1.083 | 1.2055 | 0.29707 | 0.87741 | 0.94663 | 0.97707 |  |  | 2018 | -0.021506 | 0 | 0.031133 | 0.0095546 | -0.19836 | 0.012931 | 0.016134 | 0.15271 | 0.00093977 | 0.0065812 | 0.00399 | 0.011411 | 0.012095 | 0.01013 | 0.058121 | -0.13658 | 0.015194 | 0.0095529 | 0.012144 | 0.0047226 | 0.004039 | 0.0060051
2019 | 1.0464 | 1.149 | 1.3148 | 1.1691 | 1.3127 | 1.0966 | 1.1714 | 1.1571 | 1.0763 | 0.96841 | 3.9239 | 1.3485 | 1.2723 | 1.2163 | 1.1949 | 1.0124 | 1.0884 | 1.2096 | 0.29853 | 0.86866 | 0.92069 | 0.96306 |  |  | 2019 | 0.011936 | 0 | 0.028053 | 0.0094188 | 0.13497 | 0.00017875 | 0.0049001 | -0.038924 | -1.8582e-06 | 0.0014695 | 0 | 0.01492 | 0.032685 | 0.019342 | -0.0022295 | 0.043825 | 0.0049028 | 0.0034301 | 0.0048999 | -0.010019 | -0.027786 | -0.014442
2020 | 1.0351 | 1.149 | 1.3413 | 1.2068 | 1.334 | 1.0855 | 1.1892 | 1.0987 | 1.0763 | 0.97175 | 3.974 | 1.3904 | 1.2904 | 1.2367 | 1.1852 | 1.0824 | 1.1049 | 1.2238 | 0.29925 | 0.85532 | 0.92161 | 0.96165 |  |  | 2020 | -0.010906 | 0 | 0.019884 | 0.031694 | 0.016095 | -0.010182 | 0.015097 | -0.051765 | -9.2911e-06 | 0.0034419 | 0.01269 | 0.030576 | 0.014097 | 0.016558 | -0.008189 | 0.066861 | 0.015106 | 0.011655 | 0.0024072 | -0.015478 | 0.0010001 | -0.0014617
Growth Rate 2006-2020 | 0.2461% | 0.9919% | 2.097% | 1.342% | 2.059% | 0.5861% | 1.238% | 0.6724% | 0.5252% | -0.2047% | 9.856% | 2.354% | 1.821% | 1.517% | 1.213% | 0.5655% | 0.7127% | 1.443% | -8.618% | -1.116% | -0.5831% | -0.2793% | 14 | yrs
Growth Rate 2006-2012 | 0.7842% | 1.793% | 1.902% | 1.569% | 0.6667% | 1.793% | 1.671% | 6.233% | 1.782% | -0.3848% | 0% | 2.92% | 2.002% | 1.803% | 3.576% | -4.561% | -0.1103% | 2.056% | 1.671% | -1.249% | -0.3304% | -0.132% | 6 | yrs
Growth Rate 2012-2020 | -0.1575% | 0.391% | 2.244% | 1.173% | 3.102% | -0.3192% | 0.9129% | -3.498% | -0.4171% | -0.06962% | 17.25% | 1.93% | 1.686% | 1.303% | -0.5587% | 4.411% | 1.33% | 0.9825% | -16.33% | -1.017% | -0.7726% | -0.3898% | 8 | yrs
Growth Rate 2020 | -1.091% | 0% | 1.988% | 3.169% | 1.609% | -1.018% | 1.51% | -5.177% | -0.0009291% | 0.3442% | 1.269% | 3.058% | 1.41% | 1.656% | -0.8189% | 6.686% | 1.511% | 1.166% | 0.2407% | -1.548% | 0.1% | -0.1462%
42.NSW: individual output & input indexes, 2006-2020 | [24 empty] | NSW
| Output Indexes | [6 empty] | Input Indexes | [7 empty] | Partial Productivity Indexes | [9 empty] | Output | [6 empty] | Input | [7 empty] | Partial productivity indexes
Year | Energy | Rat. max demand | Customers | Circuit length | CMOS | Max Demand | Total Output | Real Opex | O/H Sub-tran. lines | O/H Distr. lines | U/G Sub-tran. lines | U/G Distr. lines | Trans-formers | Capital | Total Input | Real Opex | O/H Sub-tran. lines | O/H Distr. lines | U/G Sub-tran. lines | U/G Distr. lines | Trans-formers | Capital |  |  | Year | Energy | Rat. max demand | Customers | Circuit length | CMOS | Max Demand | Total Output | Real Opex | O/H Sub-tran. lines | O/H Distr. lines | U/G Sub-tran. lines | U/G Distr. lines | Trans-formers | Capital inputs | Total Input | Real Opex |  |  | O/H lines | U/G cables | Trans-formers | Capital
2006 | 1 | 1 | 1 | 1 | 1 | 1 | 1 | 1 | 1 | 1 | 1 | 1 | 1 | 1 | 1 | 1 | 1 | 1 | 1 | 1 | 1 | 1 |  |  | 2006
2007 | 1.0104 | 1.0091 | 1.0099 | 0.96466 | 0.86599 | 0.99575 | 1.0165 | 0.99613 | 0.99893 | 1.0549 | 1.0086 | 1.0649 | 1.057 | 1.0505 | 1.0281 | 1.0205 | 1.0176 | 0.96363 | 1.0079 | 0.95457 | 0.96173 | 0.96763 |  |  | 2007 | 0.010361 | 0.0090549 | 0.0098909 | -0.035976 | -0.14388 | -0.004257 | 0.016367 | -0.0038824 | -0.0010701 | 0.053417 | 0.0085226 | 0.062865 | 0.055391 | 0.049274 | 0.027699 | 0.020251 | 0.017438 | -0.037048 | 0.0078451 | -0.046497 | -0.039024 | -0.032906
2008 | 1.024 | 1.0229 | 1.0201 | 0.9543 | 0.91887 | 1.0134 | 1.0104 | 1.2861 | 1.0134 | 1.1031 | 0.99433 | 1.0486 | 1.1044 | 1.0797 | 1.161 | 0.78567 | 0.99703 | 0.91601 | 1.0162 | 0.96358 | 0.9149 | 0.93582 |  |  | 2008 | 0.013356 | 0.013575 | 0.0099646 | -0.010806 | 0.059268 | 0.017596 | -0.0060121 | 0.25546 | 0.0144 | 0.044662 | -0.014213 | -0.015411 | 0.043907 | 0.027419 | 0.12158 | -0.26147 | -0.020412 | -0.050675 | 0.0082004 | 0.0093988 | -0.04992 | -0.03343
2009 | 1.0164 | 1.0488 | 1.0287 | 0.96331 | 1.0258 | 1.0488 | 1.0066 | 1.1796 | 1.0426 | 1.151 | 0.98448 | 1.0936 | 1.1473 | 1.1202 | 1.144 | 0.85327 | 0.96544 | 0.8745 | 1.0224 | 0.92039 | 0.8773 | 0.89854 |  |  | 2009 | -0.0074279 | 0.025025 | 0.0084004 | 0.0093979 | 0.11013 | 0.034317 | -0.0038156 | -0.086363 | 0.028386 | 0.042568 | -0.0099471 | 0.042044 | 0.038148 | 0.036836 | -0.014767 | 0.082547 | -0.032202 | -0.046384 | 0.0061317 | -0.04586 | -0.041963 | -0.040652
2010 | 1.0129 | 1.0489 | 1.0355 | 0.9685 | 0.78603 | 1.0373 | 1.0532 | 1.2686 | 1.0777 | 1.1903 | 1.0114 | 1.1364 | 1.1996 | 1.1656 | 1.2021 | 0.83018 | 0.9772 | 0.88477 | 1.0413 | 0.92678 | 0.87795 | 0.90355 |  |  | 2010 | -0.0034405 | 6.7694e-05 | 0.0066255 | 0.0053728 | -0.26628 | -0.01104 | 0.045268 | 0.072699 | 0.033156 | 0.03359 | 0.026978 | 0.038346 | 0.044529 | 0.039708 | 0.049582 | -0.027432 | 0.012112 | 0.011679 | 0.01829 | 0.0069215 | 0.00073824 | 0.0055603
2011 | 1.0124 | 1.0764 | 1.0449 | 0.97899 | 0.87291 | 1.0725 | 1.0554 | 1.2536 | 1.1051 | 1.2367 | 1.0372 | 1.1976 | 1.2183 | 1.1981 | 1.2167 | 0.84188 | 0.95505 | 0.8534 | 1.0175 | 0.88127 | 0.86629 | 0.88088 |  |  | 2011 | -0.00055992 | 0.025915 | 0.0090464 | 0.010774 | 0.10483 | 0.033395 | 0.0021029 | -0.011885 | 0.025026 | 0.038204 | 0.025198 | 0.052459 | 0.015471 | 0.027508 | 0.01205 | 0.013987 | -0.022923 | -0.036102 | -0.023095 | -0.050356 | -0.013368 | -0.025406
2012 | 0.97339 | 1.0764 | 1.0529 | 0.98259 | 0.90313 | 0.95437 | 1.05 | 1.4128 | 1.1172 | 1.2638 | 1.0844 | 1.2546 | 1.257 | 1.2362 | 1.3001 | 0.7432 | 0.93986 | 0.83083 | 0.96827 | 0.83696 | 0.83534 | 0.84937 |  |  | 2012 | -0.039256 | 0 | 0.0076251 | 0.003679 | 0.034036 | -0.11672 | -0.0050983 | 0.11956 | 0.010943 | 0.0217 | 0.044514 | 0.046492 | 0.031283 | 0.031329 | 0.066333 | -0.12466 | -0.016042 | -0.026798 | -0.049613 | -0.051591 | -0.036381 | -0.036429
2013 | 0.92154 | 1.0764 | 1.0638 | 0.98661 | 0.88286 | 1.0024 | 1.0515 | 1.201 | 1.1713 | 1.2957 | 1.1335 | 1.3034 | 1.2925 | 1.276 | 1.2457 | 0.87553 | 0.89771 | 0.81155 | 0.9277 | 0.80674 | 0.81354 | 0.82408 |  |  | 2013 | -0.05474 | 0 | 0.010319 | 0.0040751 | -0.022693 | 0.049138 | 0.0014095 | -0.16245 | 0.047287 | 0.024894 | 0.044213 | 0.038175 | 0.027849 | 0.031629 | -0.042744 | 0.16386 | -0.045877 | -0.023484 | -0.042804 | -0.036765 | -0.026439 | -0.030219
2014 | 0.89725 | 1.107 | 1.0785 | 0.98964 | 0.7865 | 0.92978 | 1.0784 | 1.2692 | 1.169 | 1.2844 | 1.2084 | 1.3498 | 1.3274 | 1.3038 | 1.2888 | 0.84964 | 0.92246 | 0.8396 | 0.8924 | 0.7989 | 0.81239 | 0.8271 |  |  | 2014 | -0.02671 | 0.028003 | 0.013659 | 0.0030654 | -0.11558 | -0.075237 | 0.025212 | 0.055235 | -0.0019792 | -0.0087697 | 0.064007 | 0.034987 | 0.026634 | 0.021558 | 0.033979 | -0.030021 | 0.027192 | 0.033982 | -0.038794 | -0.009774 | -0.001421 | 0.0036546
2015 | 0.91139 | 1.107 | 1.0932 | 0.9929 | 0.87378 | 0.94514 | 1.0719 | 1.3675 | 1.2159 | 1.2922 | 1.1436 | 1.3827 | 1.3441 | 1.3191 | 1.3364 | 0.78387 | 0.88163 | 0.82954 | 0.93738 | 0.77523 | 0.79755 | 0.81263 |  |  | 2015 | 0.015632 | 0 | 0.013541 | 0.003296 | 0.10524 | 0.016384 | -0.0059545 | 0.074619 | 0.039313 | 0.0060988 | -0.055126 | 0.024112 | 0.012484 | 0.011702 | 0.03623 | -0.080574 | -0.045267 | -0.012054 | 0.049172 | -0.030067 | -0.018439 | -0.017656
2016 | 0.92063 | 1.107 | 1.1067 | 0.99683 | 0.87804 | 1.0308 | 1.0778 | 1.2298 | 1.2376 | 1.3079 | 1.1921 | 1.4113 | 1.3646 | 1.342 | 1.297 | 0.87639 | 0.87088 | 0.82404 | 0.90411 | 0.76368 | 0.7898 | 0.80308 |  |  | 2016 | 0.010091 | 0 | 0.012324 | 0.0039443 | 0.0048634 | 0.08672 | 0.0054212 | -0.10615 | 0.017688 | 0.012068 | 0.041564 | 0.020435 | 0.015174 | 0.017235 | -0.029864 | 0.11157 | -0.012267 | -0.006647 | -0.036142 | -0.015013 | -0.0097536 | -0.011813
2017 | 0.92396 | 1.1217 | 1.1215 | 1 | 0.91517 | 1.0948 | 1.082 | 1.1364 | 1.2459 | 1.3107 | 1.2269 | 1.4469 | 1.3443 | 1.3418 | 1.2615 | 0.95214 | 0.86842 | 0.82553 | 0.88191 | 0.74781 | 0.80489 | 0.80639 |  |  | 2017 | 0.0036082 | 0.01321 | 0.01331 | 0.003226 | 0.041419 | 0.060318 | 0.0038921 | -0.079009 | 0.0067204 | 0.0020935 | 0.028744 | 0.024896 | -0.015026 | -0.00021611 | -0.027778 | 0.082902 | -0.0028281 | 0.0017995 | -0.024852 | -0.021004 | 0.018918 | 0.0041079
2018 | 0.92035 | 1.1217 | 1.139 | 1.0032 | 0.84035 | 1.0305 | 1.0992 | 1.0509 | 1.2115 | 1.3257 | 1.1961 | 1.4784 | 1.3614 | 1.3533 | 1.2312 | 1.0459 | 0.90727 | 0.82912 | 0.91895 | 0.74352 | 0.80737 | 0.81224 |  |  | 2018 | -0.0039214 | 0 | 0.015439 | 0.0031539 | -0.08529 | -0.060606 | 0.015775 | -0.078175 | -0.027983 | 0.011438 | -0.025364 | 0.021527 | 0.012699 | 0.0085506 | -0.024315 | 0.09395 | 0.043758 | 0.0043368 | 0.041139 | -0.0057519 | 0.0030766 | 0.0072249
2019 | 0.92632 | 1.1268 | 1.1551 | 1.0078 | 0.93653 | 1.0614 | 1.0911 | 1.0555 | 1.2145 | 1.3329 | 1.1831 | 1.5093 | 1.3767 | 1.3667 | 1.2408 | 1.0338 | 0.89843 | 0.81863 | 0.92225 | 0.72291 | 0.79255 | 0.79837 |  |  | 2019 | 0.0064682 | 0.0045417 | 0.014055 | 0.0045391 | 0.10837 | 0.029567 | -0.007357 | 0.0043306 | 0.0024279 | 0.005372 | -0.010942 | 0.020752 | 0.011166 | 0.0098627 | 0.0077896 | -0.011687 | -0.0097848 | -0.012729 | 0.0035854 | -0.02811 | -0.018523 | -0.01722
2020 | 0.90916 | 1.1268 | 1.1698 | 1.011 | 1.0506 | 1.0731 | 1.074 | 0.96743 | 1.2117 | 1.3456 | 1.2298 | 1.5408 | 1.3933 | 1.3854 | 1.21 | 1.1102 | 0.88642 | 0.79821 | 0.87338 | 0.69709 | 0.77089 | 0.77524 |  |  | 2020 | -0.018702 | 0 | 0.012623 | 0.0032029 | 0.11491 | 0.010937 | -0.01578 | -0.087096 | -0.0023181 | 0.0094862 | 0.038666 | 0.020598 | 0.011932 | 0.013625 | -0.025149 | 0.071316 | -0.013463 | -0.025266 | -0.054446 | -0.036378 | -0.027712 | -0.029405
Growth Rate 2006-2020 | -0.6803% | 0.8528% | 1.12% | 0.07817% | 0.3524% | 0.5037% | 0.5102% | -0.2365% | 1.371% | 2.12% | 1.477% | 3.088% | 2.369% | 2.329% | 1.362% | 0.7467% | -0.8612% | -1.61% | -0.967% | -2.577% | -1.859% | -1.818% | 14 | yrs
Growth Rate 2006-2012 | -0.4494% | 1.227% | 0.8592% | -0.2926% | -1.698% | -0.7785% | 0.8135% | 5.76% | 1.847% | 3.902% | 1.351% | 3.78% | 3.812% | 3.535% | 4.375% | -4.946% | -1.034% | -3.089% | -0.5373% | -2.966% | -2.999% | -2.721% | 6 | yrs
Growth Rate 2012-2020 | -0.8534% | 0.5719% | 1.316% | 0.3563% | 1.89% | 1.465% | 0.2827% | -4.734% | 1.014% | 0.7835% | 1.572% | 2.569% | 1.286% | 1.424% | -0.8981% | 5.017% | -0.7317% | -0.5008% | -1.289% | -2.286% | -1.004% | -1.142% | 8 | yrs
Growth Rate 2020 | -1.87% | 0% | 1.262% | 0.3203% | 11.49% | 1.094% | -1.578% | -8.71% | -0.2318% | 0.9486% | 3.867% | 2.06% | 1.193% | 1.362% | -2.515% | 7.132% | -1.346% | -2.527% | -5.445% | -3.638% | -2.771% | -2.94%
43.VIC: individual output & input indexes, 2006-2020 | [24 empty] | VIC
| Output Indexes | [6 empty] | Input Indexes | [7 empty] | Partial Productivity Indexes | [9 empty] | Output | [6 empty] | Input | [7 empty] | Partial productivity indexes
Year | Energy | Rat. max demand | Customers | Circuit length | CMOS | Max Demand | Total Output | Real Opex | O/H Sub-tran. lines | O/H Distr. lines | U/G Sub-tran. lines | U/G Distr. lines | Trans-formers | Capital | Total Input | Real Opex | O/H Sub-tran. lines | O/H Distr. lines | U/G Sub-tran. lines | U/G Distr. lines | Trans-formers | Capital |  |  | Year | Energy | Rat. max demand | Customers | Circuit length | CMOS | Max Demand | Total Output | Real Opex | O/H Sub-tran. lines | O/H Distr. lines | U/G Sub-tran. lines | U/G Distr. lines | Trans-formers | Capital inputs | Total Input | Real Opex |  |  | O/H lines | U/G cables | Trans-formers | Capital
2006 | 1 | 1 | 1 | 1 | 1 | 1 | 1 | 1 | 1 | 1 | 1 | 1 | 1 | 1 | 1 | 1 | 1 | 1 | 1 | 1 | 1 | 1 |  |  | 2006
2007 | 1.0144 | 1.0507 | 1.016 | 1.0063 | 1.0589 | 1.0507 | 1.0186 | 1.0151 | 1.0028 | 1.0034 | 0.99951 | 1.0571 | 1.0329 | 1.025 | 1.0206 | 1.0035 | 1.0157 | 1.0151 | 1.0191 | 0.96361 | 0.98615 | 0.9938 |  |  | 2007 | 0.014318 | 0.049464 | 0.015855 | 0.0062653 | 0.05722 | 0.049464 | 0.018439 | 0.014984 | 0.002813 | 0.0034431 | -0.00049102 | 0.055504 | 0.032382 | 0.024657 | 0.020434 | 0.003454 | 0.015626 | 0.014995 | 0.01893 | -0.037065 | -0.013943 | -0.0062187
2008 | 1.0327 | 1.1156 | 1.0306 | 1.0109 | 0.89837 | 1.1156 | 1.0729 | 1.0127 | 1.0101 | 1.0074 | 1.038 | 1.0962 | 1.0693 | 1.0494 | 1.0369 | 1.0594 | 1.0621 | 1.065 | 1.0336 | 0.97873 | 1.0034 | 1.0224 |  |  | 2008 | 0.017821 | 0.059971 | 0.014264 | 0.0046202 | -0.16439 | 0.059971 | 0.051902 | -0.0023256 | 0.0072848 | 0.0039476 | 0.03777 | 0.036342 | 0.0346 | 0.023539 | 0.015788 | 0.054229 | 0.044617 | 0.047955 | 0.014133 | 0.015561 | 0.017303 | 0.028364
2009 | 1.0283 | 1.1976 | 1.044 | 1.0218 | 1.1926 | 1.1976 | 1.0669 | 1.1201 | 1.0182 | 1.0043 | 1.0544 | 1.1947 | 1.1217 | 1.0868 | 1.0995 | 0.95249 | 1.0478 | 1.0623 | 1.0119 | 0.89304 | 0.95109 | 0.98167 |  |  | 2009 | -0.004234 | 0.070852 | 0.01295 | 0.010668 | 0.2833 | 0.070852 | -0.0056082 | 0.10075 | 0.0079405 | -0.0030909 | 0.015664 | 0.086016 | 0.047899 | 0.035035 | 0.058657 | -0.10636 | -0.013549 | -0.0025168 | -0.021272 | -0.091624 | -0.053507 | -0.040643
2010 | 1.0475 | 1.1985 | 1.0584 | 1.0292 | 1.0077 | 1.1649 | 1.1028 | 1.1347 | 1.0351 | 1.006 | 1.0732 | 1.263 | 1.14 | 1.1089 | 1.1195 | 0.97183 | 1.0654 | 1.0961 | 1.0276 | 0.87312 | 0.9673 | 0.99449 |  |  | 2010 | 0.018477 | 0.00074123 | 0.013688 | 0.0071909 | -0.16842 | -0.027677 | 0.033077 | 0.012972 | 0.016435 | 0.0017261 | 0.017686 | 0.055631 | 0.01618 | 0.020109 | 0.01796 | 0.020104 | 0.016643 | 0.03135 | 0.015389 | -0.022554 | 0.016897 | 0.012968
2011 | 1.026 | 1.1985 | 1.0722 | 1.0308 | 0.98514 | 1.1438 | 1.1074 | 1.1938 | 1.0374 | 1.0077 | 1.0707 | 1.2896 | 1.1781 | 1.1271 | 1.1524 | 0.92761 | 1.0675 | 1.0989 | 1.0342 | 0.85869 | 0.93994 | 0.98249 |  |  | 2011 | -0.020744 | 0 | 0.012986 | 0.0015505 | -0.022685 | -0.018225 | 0.0041708 | 0.050746 | 0.0022186 | 0.0016258 | -0.0022837 | 0.020831 | 0.032863 | 0.016305 | 0.028997 | -0.046575 | 0.0019514 | 0.0025448 | 0.0064557 | -0.01666 | -0.028693 | -0.012135
2012 | 1.0334 | 1.1985 | 1.0896 | 1.0391 | 1.0102 | 1.075 | 1.112 | 1.3211 | 1.0562 | 1.0117 | 1.2369 | 1.3279 | 1.2055 | 1.15 | 1.2148 | 0.84171 | 1.0529 | 1.0992 | 0.89904 | 0.83743 | 0.92249 | 0.96698 |  |  | 2012 | 0.0072391 | 0 | 0.016087 | 0.0080326 | 0.025088 | -0.062066 | 0.0041922 | 0.10136 | 0.017955 | 0.0039715 | 0.14425 | 0.029268 | 0.022931 | 0.020111 | 0.052719 | -0.09717 | -0.013762 | 0.00022019 | -0.14006 | -0.025077 | -0.018739 | -0.015918
2013 | 1.0121 | 1.1985 | 1.1068 | 1.0428 | 1.0709 | 1.1584 | 1.1066 | 1.3416 | 1.0467 | 1.0131 | 1.3101 | 1.3801 | 1.2385 | 1.1722 | 1.2355 | 0.82487 | 1.0572 | 1.0923 | 0.84468 | 0.80185 | 0.89354 | 0.94405 |  |  | 2013 | -0.020819 | 0 | 0.015636 | 0.0035891 | 0.058428 | 0.074719 | -0.0048552 | 0.015355 | -0.0089944 | 0.0013977 | 0.057512 | 0.038557 | 0.027027 | 0.019136 | 0.01694 | -0.020211 | 0.0041391 | -0.0062524 | -0.062368 | -0.043413 | -0.031882 | -0.023991
2014 | 0.99487 | 1.2071 | 1.1176 | 1.0493 | 1.2482 | 1.205 | 1.0908 | 1.3225 | 1.0675 | 1.0176 | 1.3407 | 1.4386 | 1.2612 | 1.1941 | 1.2425 | 0.82486 | 1.0219 | 1.0719 | 0.81363 | 0.75827 | 0.86494 | 0.91352 |  |  | 2014 | -0.017199 | 0.0072298 | 0.0097097 | 0.0061814 | 0.15312 | 0.039481 | -0.014372 | -0.014356 | 0.019634 | 0.0044467 | 0.023084 | 0.041512 | 0.018163 | 0.018509 | 0.0055917 | -1.5639e-05 | -0.034006 | -0.018819 | -0.037456 | -0.055884 | -0.032535 | -0.032881
2015 | 1.0124 | 1.2071 | 1.1369 | 1.0531 | 1.0618 | 1.0666 | 1.1218 | 1.3601 | 1.0587 | 1.0178 | 1.3455 | 1.5128 | 1.2825 | 1.2119 | 1.2678 | 0.82481 | 1.0596 | 1.1022 | 0.83378 | 0.74153 | 0.8747 | 0.92563 |  |  | 2015 | 0.017495 | 0 | 0.017087 | 0.0036862 | -0.16171 | -0.12206 | 0.028003 | 0.028068 | -0.0082213 | 0.00015329 | 0.0035404 | 0.050323 | 0.016779 | 0.014826 | 0.020221 | -6.5468e-05 | 0.036224 | 0.02785 | 0.024462 | -0.02232 | 0.011223 | 0.013176
2016 | 1.0177 | 1.2083 | 1.1568 | 1.0581 | 1.128 | 1.17 | 1.121 | 1.3926 | 1.08 | 1.0188 | 1.3742 | 1.5688 | 1.3068 | 1.2309 | 1.2904 | 0.80496 | 1.0379 | 1.1002 | 0.81571 | 0.71453 | 0.8578 | 0.91067 |  |  | 2016 | 0.0052055 | 0.00096876 | 0.017425 | 0.0046939 | 0.060541 | 0.092538 | -0.00075264 | 0.023607 | 0.019917 | 0.0010498 | 0.021153 | 0.036335 | 0.018757 | 0.015543 | 0.017637 | -0.02436 | -0.020671 | -0.0018025 | -0.021906 | -0.037087 | -0.01951 | -0.016295
2017 | 1.0197 | 1.2122 | 1.1797 | 1.0672 | 0.87307 | 1.1735 | 1.1634 | 1.3458 | 1.0838 | 1.0178 | 1.4413 | 1.6422 | 1.3273 | 1.2509 | 1.2862 | 0.86447 | 1.0734 | 1.1431 | 0.80719 | 0.70844 | 0.8765 | 0.93004 |  |  | 2017 | 0.0019691 | 0.0031911 | 0.019549 | 0.0085785 | -0.25623 | 0.0030194 | 0.037137 | -0.034187 | 0.0034929 | -0.0010734 | 0.04764 | 0.045707 | 0.015571 | 0.016093 | -0.003215 | 0.071324 | 0.033644 | 0.03821 | -0.010502 | -0.0085694 | 0.021566 | 0.021044
2018 | 1.0089 | 1.2244 | 1.1979 | 1.0723 | 1.1522 | 1.2074 | 1.1376 | 1.2359 | 1.0817 | 1.0172 | 1.5009 | 1.7234 | 1.3558 | 1.2738 | 1.2605 | 0.92047 | 1.0516 | 1.1183 | 0.75794 | 0.66009 | 0.83906 | 0.8931 |  |  | 2018 | -0.01069 | 0.010059 | 0.015309 | 0.0047226 | 0.27738 | 0.028423 | -0.022411 | -0.085181 | -0.0019108 | -0.00049435 | 0.040545 | 0.048269 | 0.021246 | 0.018118 | -0.020238 | 0.06277 | -0.0205 | -0.021917 | -0.062957 | -0.070681 | -0.043658 | -0.040529
2019 | 1.0157 | 1.2368 | 1.2222 | 1.0789 | 1.1928 | 1.2259 | 1.1458 | 1.2565 | 1.0813 | 1.016 | 1.6242 | 1.7824 | 1.3747 | 1.2908 | 1.2788 | 0.91191 | 1.0597 | 1.1278 | 0.70545 | 0.64287 | 0.83352 | 0.88766 |  |  | 2019 | 0.0067185 | 0.010035 | 0.020122 | 0.0061233 | 0.034653 | 0.015193 | 0.0071998 | 0.016539 | -0.00044383 | -0.0012286 | 0.078963 | 0.033639 | 0.013821 | 0.013303 | 0.014464 | -0.0093395 | 0.0076434 | 0.0084281 | -0.071764 | -0.026439 | -0.0066218 | -0.0061026
2020 | 0.9771 | 1.2605 | 1.2374 | 1.085 | 1.1639 | 1.2553 | 1.1593 | 1.2358 | 1.091 | 1.0154 | 1.8102 | 1.8618 | 1.4027 | 1.3163 | 1.2858 | 0.93807 | 1.0626 | 1.1417 | 0.64041 | 0.62268 | 0.82648 | 0.88074 |  |  | 2020 | -0.038729 | 0.019028 | 0.012345 | 0.0056843 | -0.024531 | 0.023735 | 0.011686 | -0.016594 | 0.0089998 | -0.00055823 | 0.10842 | 0.043596 | 0.020171 | 0.019516 | 0.0054238 | 0.02828 | 0.0026867 | 0.012245 | -0.096733 | -0.031909 | -0.008484 | -0.0078296
Growth Rate 2006-2020 | -0.1655% | 1.654% | 1.522% | 0.5828% | 1.084% | 1.624% | 1.056% | 1.512% | 0.6223% | 0.1094% | 4.239% | 4.439% | 2.417% | 1.963% | 1.796% | -0.4567% | 0.4335% | 0.9464% | -3.183% | -3.384% | -1.361% | -0.9071% | 14 | yrs
Growth Rate 2006-2012 | 0.548% | 3.017% | 1.431% | 0.6388% | 0.1686% | 1.205% | 1.77% | 4.641% | 0.9108% | 0.1937% | 3.543% | 4.727% | 3.114% | 2.329% | 3.243% | -2.872% | 0.8588% | 1.576% | -1.774% | -2.957% | -1.345% | -0.5597% | 6 | yrs
Growth Rate 2012-2020 | -0.7006% | 0.6314% | 1.59% | 0.5407% | 1.771% | 1.938% | 0.5204% | -0.8344% | 0.4059% | 0.04616% | 4.761% | 4.224% | 1.894% | 1.688% | 0.7103% | 1.355% | 0.1145% | 0.4743% | -4.24% | -3.704% | -1.374% | -1.168% | 8 | yrs
Growth Rate 2020 | -3.873% | 1.903% | 1.235% | 0.5684% | -2.453% | 2.374% | 1.169% | -1.659% | 0.9% | -0.05582% | 10.84% | 4.36% | 2.017% | 1.952% | 0.5424% | 2.828% | 0.2687% | 1.225% | -9.673% | -3.191% | -0.8484% | -0.783%
44.QLD: individual output & input indexes, 2006-2020 | [24 empty] | QLD
| Output Indexes | [6 empty] | Input Indexes | [7 empty] | Partial Productivity Indexes | [9 empty] | Output | [6 empty] | Input | [7 empty] | Partial productivity indexes
Year | Energy | Rat. max demand | Customers | Circuit length | CMOS | Max Demand | Total Output | Real Opex | O/H Sub-tran. lines | O/H Distr. lines | U/G Sub-tran. lines | U/G Distr. lines | Trans-formers | Capital | Total Input | Real Opex | O/H Sub-tran. lines | O/H Distr. lines | U/G Sub-tran. lines | U/G Distr. lines | Trans-formers | Capital |  |  | Year | Energy | Rat. max demand | Customers | Circuit length | CMOS | Max Demand | Total Output | Real Opex | O/H Sub-tran. lines | O/H Distr. lines | U/G Sub-tran. lines | U/G Distr. lines | Trans-formers | Capital inputs | Total Input | Real Opex |  |  | O/H lines | U/G cables | Trans-formers | Capital
2006 | 1 | 1 | 1 | 1 | 1 | 1 | 1 | 1 | 1 | 1 | 1 | 1 | 1 | 1 | 1 | 1 | 1 | 1 | 1 | 1 | 1 | 1 |  |  | 2006
2007 | 1.0053 | 1.0626 | 1.0191 | 1.0142 | 0.70443 | 1.0626 | 1.1375 | 1.0049 | 1.028 | 1.008 | 1.1412 | 1.1059 | 1.0577 | 1.0488 | 1.0318 | 1.132 | 1.1066 | 1.1286 | 0.99682 | 1.0286 | 1.0755 | 1.0846 |  |  | 2007 | 0.0052432 | 0.060712 | 0.018898 | 0.014105 | -0.35036 | 0.060712 | 0.12887 | 0.004903 | 0.027597 | 0.0079265 | 0.13206 | 0.10064 | 0.056073 | 0.047647 | 0.031311 | 0.12397 | 0.10128 | 0.12095 | -0.0031888 | 0.028236 | 0.072801 | 0.081227
2008 | 1.0253 | 1.1203 | 1.041 | 1.0212 | 0.84484 | 1.1203 | 1.128 | 1.0623 | 1.0371 | 1.0158 | 1.3128 | 1.2205 | 1.0915 | 1.0848 | 1.0773 | 1.0619 | 1.0877 | 1.1105 | 0.85924 | 0.9242 | 1.0335 | 1.0398 |  |  | 2008 | 0.019783 | 0.052897 | 0.021291 | 0.0068753 | 0.18175 | 0.052897 | -0.0084192 | 0.055527 | 0.0088085 | 0.0077559 | 0.1401 | 0.098643 | 0.03144 | 0.033747 | 0.043104 | -0.063945 | -0.017227 | -0.016175 | -0.14852 | -0.10706 | -0.03986 | -0.042167
2009 | 1.0592 | 1.1531 | 1.0623 | 1.0317 | 0.89181 | 1.1478 | 1.1429 | 1.0622 | 1.0648 | 1.0253 | 1.3915 | 1.3252 | 1.1337 | 1.1238 | 1.0998 | 1.0759 | 1.0733 | 1.1147 | 0.82134 | 0.86239 | 1.0081 | 1.017 |  |  | 2009 | 0.032513 | 0.028879 | 0.020279 | 0.010246 | 0.0541 | 0.024214 | 0.013089 | -5.0835e-05 | 0.026369 | 0.009258 | 0.0582 | 0.08231 | 0.037996 | 0.035341 | 0.02071 | 0.013139 | -0.013279 | 0.0038316 | -0.045111 | -0.069221 | -0.024907 | -0.022252
2010 | 1.0688 | 1.2143 | 1.0808 | 1.0394 | 0.89872 | 1.2143 | 1.1763 | 1.0572 | 1.0816 | 1.031 | 1.4892 | 1.4101 | 1.1824 | 1.1612 | 1.1216 | 1.1126 | 1.0875 | 1.1409 | 0.78986 | 0.83416 | 0.99481 | 1.013 |  |  | 2010 | 0.0089691 | 0.051647 | 0.017211 | 0.0074259 | 0.0077229 | 0.056312 | 0.02879 | -0.0047891 | 0.015638 | 0.0055442 | 0.067873 | 0.062069 | 0.042021 | 0.032713 | 0.019675 | 0.033579 | 0.01315 | 0.023245 | -0.039084 | -0.033279 | -0.013233 | -0.0039223
2011 | 1.0169 | 1.2143 | 1.0977 | 1.0435 | 0.83584 | 1.1531 | 1.1969 | 1.2298 | 1.0955 | 1.0417 | 1.6186 | 1.4794 | 1.2165 | 1.1926 | 1.2046 | 0.97321 | 1.0926 | 1.1489 | 0.73946 | 0.80901 | 0.98386 | 1.0036 |  |  | 2011 | -0.049732 | 0 | 0.015504 | 0.0039579 | -0.072535 | -0.051644 | 0.017391 | 0.15129 | 0.012755 | 0.010415 | 0.08333 | 0.048002 | 0.028462 | 0.026662 | 0.071367 | -0.1339 | 0.0046364 | 0.0069769 | -0.065939 | -0.030611 | -0.01107 | -0.0092712
2012 | 1.0234 | 1.2143 | 1.1127 | 1.0517 | 0.74597 | 1.1162 | 1.2309 | 1.285 | 1.1225 | 1.0514 | 1.6459 | 1.5439 | 1.2502 | 1.2214 | 1.2392 | 0.95791 | 1.0966 | 1.1707 | 0.74784 | 0.79724 | 0.98456 | 1.0077 |  |  | 2012 | 0.0063403 | 0 | 0.013604 | 0.0077797 | -0.11375 | -0.032575 | 0.028002 | 0.043844 | 0.024389 | 0.0092311 | 0.016734 | 0.042665 | 0.027291 | 0.023908 | 0.028291 | -0.015842 | 0.0036133 | 0.018771 | 0.011268 | -0.014663 | 0.00071103 | 0.0040938
2013 | 1.0131 | 1.2143 | 1.1274 | 1.0371 | 0.71049 | 1.1146 | 1.2337 | 1.195 | 1.0227 | 1.0591 | 1.7464 | 1.605 | 1.2782 | 1.2332 | 1.2178 | 1.0324 | 1.2063 | 1.1649 | 0.70642 | 0.76865 | 0.96514 | 1.0004 |  |  | 2013 | -0.010114 | 0 | 0.013135 | -0.013927 | -0.048735 | -0.0013977 | 0.0022747 | -0.072567 | -0.0931 | 0.007277 | 0.059245 | 0.038797 | 0.022203 | 0.0095991 | -0.017381 | 0.074841 | 0.095374 | -0.0050027 | -0.05697 | -0.036523 | -0.019929 | -0.0073253
2014 | 1.0132 | 1.2143 | 1.1428 | 1.0421 | 0.66445 | 1.0814 | 1.2506 | 1.1419 | 1.0299 | 1.0724 | 1.7854 | 1.6603 | 1.3318 | 1.269 | 1.2204 | 1.0952 | 1.2143 | 1.1662 | 0.70047 | 0.75328 | 0.93908 | 0.9855 |  |  | 2014 | 0.00010956 | 0 | 0.013564 | 0.0047624 | -0.066989 | -0.030289 | 0.013656 | -0.045454 | 0.007031 | 0.012467 | 0.022118 | 0.03385 | 0.041025 | 0.028649 | 0.002063 | 0.05911 | 0.0066257 | 0.0011883 | -0.0084613 | -0.020194 | -0.027368 | -0.014993
2015 | 1.0207 | 1.2143 | 1.1575 | 1.0513 | 0.82135 | 1.1178 | 1.2209 | 1.2339 | 1.0266 | 1.109 | 1.854 | 1.7208 | 1.3703 | 1.3055 | 1.2779 | 0.9895 | 1.1893 | 1.101 | 0.65855 | 0.70954 | 0.89101 | 0.93523 |  |  | 2015 | 0.0073897 | 0 | 0.012817 | 0.0088449 | 0.21199 | 0.033093 | -0.024027 | 0.077487 | -0.0032336 | 0.033577 | 0.037691 | 0.035796 | 0.028512 | 0.028328 | 0.046055 | -0.10151 | -0.020794 | -0.057603 | -0.061718 | -0.059824 | -0.052539 | -0.052354
2016 | 1.0229 | 1.2143 | 1.1768 | 1.0536 | 0.79577 | 1.1192 | 1.2328 | 1.1678 | 1.0269 | 1.103 | 1.8509 | 1.7736 | 1.402 | 1.3225 | 1.2633 | 1.0556 | 1.2004 | 1.1177 | 0.66603 | 0.69507 | 0.87931 | 0.93215 |  |  | 2016 | 0.0021491 | 0 | 0.016514 | 0.0021056 | -0.031629 | 0.0012946 | 0.0096377 | -0.055042 | 0.00031945 | -0.0054377 | -0.0016659 | 0.030246 | 0.02286 | 0.012935 | -0.011443 | 0.064681 | 0.009319 | 0.015076 | 0.011304 | -0.020608 | -0.013222 | -0.0032969
2017 | 1.0171 | 1.2143 | 1.1947 | 1.0576 | 0.64279 | 1.1665 | 1.2778 | 1.1107 | 1.0725 | 1.0927 | 1.8872 | 1.8197 | 1.4345 | 1.3439 | 1.2545 | 1.1505 | 1.1914 | 1.1694 | 0.6771 | 0.70219 | 0.89074 | 0.95083 |  |  | 2017 | -0.0057177 | 0 | 0.015098 | 0.0038471 | -0.2135 | 0.041402 | 0.035881 | -0.050158 | 0.043431 | -0.0093767 | 0.019397 | 0.025676 | 0.022964 | 0.016045 | -0.0070371 | 0.086038 | -0.0075498 | 0.045256 | 0.016483 | 0.010204 | 0.012916 | 0.019836
2018 | 1.0118 | 1.2143 | 1.2166 | 1.0576 | 0.70793 | 1.163 | 1.2656 | 1.1273 | 1.0754 | 1.1139 | 1.8887 | 1.8296 | 1.4455 | 1.3565 | 1.267 | 1.1227 | 1.1769 | 1.1362 | 0.6701 | 0.69173 | 0.87557 | 0.93303 |  |  | 2018 | -0.0052454 | 0 | 0.01815 | -3.1203e-05 | 0.096535 | -0.0030333 | -0.0095832 | 0.014815 | 0.0026975 | 0.019264 | 0.00081146 | 0.0054305 | 0.0076006 | 0.0093077 | 0.0099166 | -0.024397 | -0.012281 | -0.028845 | -0.010394 | -0.015013 | -0.017183 | -0.01889
2019 | 1.0242 | 1.2143 | 1.232 | 1.0618 | 0.80163 | 1.1842 | 1.2483 | 1.0988 | 1.0726 | 1.0943 | 1.8765 | 1.8704 | 1.4573 | 1.3573 | 1.2565 | 1.136 | 1.1638 | 1.1407 | 0.66523 | 0.6674 | 0.8566 | 0.91969 |  |  | 2019 | 0.012266 | 0 | 0.012595 | 0.0039399 | 0.1243 | 0.018091 | -0.013796 | -0.025573 | -0.0025959 | -0.01778 | -0.0064958 | 0.022011 | 0.0081082 | 0.00060286 | -0.0083355 | 0.011777 | -0.0112 | 0.0039835 | -0.0073004 | -0.035807 | -0.021904 | -0.0144
2020 | 1.0177 | 1.2197 | 1.2409 | 1.067 | 0.8085 | 1.1824 | 1.2526 | 1.0917 | 1.088 | 1.0994 | 1.9604 | 1.9021 | 1.4633 | 1.3681 | 1.2581 | 1.1475 | 1.1514 | 1.1394 | 0.63896 | 0.65856 | 0.85602 | 0.9156 |  |  | 2020 | -0.0064047 | 0.0044758 | 0.0071616 | 0.0049624 | 0.0085244 | -0.0015059 | 0.0034867 | -0.0065255 | 0.014214 | 0.0046706 | 0.043763 | 0.016822 | 0.0041581 | 0.0079446 | 0.0012901 | 0.010012 | -0.010728 | -0.0011842 | -0.040276 | -0.013335 | -0.0006716 | -0.0044578
Growth Rate 2006-2020 | 0.1254% | 1.419% | 1.542% | 0.4635% | -1.518% | 1.197% | 1.609% | 0.6265% | 0.6023% | 0.6771% | 4.808% | 4.593% | 2.719% | 2.239% | 1.64% | 0.9825% | 1.007% | 0.9319% | -3.199% | -2.984% | -1.11% | -0.6298% | 14 | yrs
Growth Rate 2006-2012 | 0.3853% | 3.236% | 1.78% | 0.8398% | -4.885% | 1.832% | 3.462% | 4.179% | 1.926% | 0.8355% | 8.305% | 7.239% | 3.721% | 3.334% | 3.574% | -0.7166% | 1.536% | 2.627% | -4.843% | -3.777% | -0.2593% | 0.1285% | 6 | yrs
Growth Rate 2012-2020 | -0.06958% | 0.05595% | 1.363% | 0.1813% | 1.006% | 0.7207% | 0.2191% | -2.038% | -0.3905% | 0.5582% | 2.186% | 2.608% | 1.968% | 1.418% | 0.1891% | 2.257% | 0.6096% | -0.3391% | -1.967% | -2.389% | -1.749% | -1.199% | 8 | yrs
Growth Rate 2020 | -0.6405% | 0.4476% | 0.7162% | 0.4962% | 0.8524% | -0.1506% | 0.3487% | -0.6526% | 1.421% | 0.4671% | 4.376% | 1.682% | 0.4158% | 0.7945% | 0.129% | 1.001% | -1.073% | -0.1184% | -4.028% | -1.334% | -0.06716% | -0.4458%
45.SA: individual output & input indexes, 2006-2020 | [24 empty] | SA
| Output Indexes | [6 empty] | Input Indexes | [7 empty] | Partial Productivity Indexes | [9 empty] | Output | [6 empty] | Input | [7 empty] | Partial productivity indexes
Year | Energy | Rat. max demand | Customers | Circuit length | CMOS | Max Demand | Total Output | Real Opex | O/H Sub-tran. lines | O/H Distr. lines | U/G Sub-tran. lines | U/G Distr. lines | Trans-formers | Capital | Total Input | Real Opex | O/H Sub-tran. lines | O/H Distr. lines | U/G Sub-tran. lines | U/G Distr. lines | Trans-formers | Capital |  |  | Year | Energy | Rat. max demand | Customers | Circuit length | CMOS | Max Demand | Total Output | Real Opex | O/H Sub-tran. lines | O/H Distr. lines | U/G Sub-tran. lines | U/G Distr. lines | Trans-formers | Capital inputs | Total Input | Real Opex |  |  | O/H lines | U/G cables | Trans-formers | Capital
2006 | 1 | 1 | 1 | 1 | 1 | 1 | 1 | 1 | 1 | 1 | 1 | 1 | 1 | 1 | 1 | 1 | 1 | 1 | 1 | 1 | 1 | 1 |  |  | 2006
2007 | 1.0278 | 1 | 1.0008 | 1.0058 | 1.153 | 0.99303 | 0.97423 | 0.9268 | 1.009 | 1.0001 | 1.0213 | 1.0403 | 1.0517 | 1.0364 | 1.0032 | 1.0512 | 0.96552 | 0.97418 | 0.95395 | 0.93649 | 0.92638 | 0.94004 |  |  | 2007 | 0.027382 | 0 | 0.00075372 | 0.005827 | 0.1424 | -0.0069896 | -0.026107 | -0.076016 | 0.0089766 | 5.3999e-05 | 0.021036 | 0.039509 | 0.050361 | 0.035723 | 0.003172 | 0.04991 | -0.035084 | -0.026161 | -0.047143 | -0.065616 | -0.076468 | -0.06183
2008 | 1.0356 | 1.0704 | 1.0029 | 1.0117 | 0.83106 | 1.0704 | 1.0732 | 1.0378 | 1.018 | 1.0001 | 1.0425 | 1.0806 | 1.0747 | 1.0592 | 1.0496 | 1.0341 | 1.0542 | 1.0731 | 1.0294 | 0.99317 | 0.99866 | 1.0133 |  |  | 2008 | 0.0075838 | 0.068013 | 0.002158 | 0.0057922 | -0.32746 | 0.075002 | 0.096768 | 0.1131 | 0.0088977 | 5.2996e-05 | 0.020603 | 0.038007 | 0.02164 | 0.021752 | 0.045208 | -0.016333 | 0.087871 | 0.096714 | 0.076165 | 0.05876 | 0.075127 | 0.075016
2009 | 1.0285 | 1.1546 | 1.0457 | 1.0212 | 0.91202 | 1.1546 | 1.102 | 1.1433 | 1.0339 | 1.001 | 1.1182 | 1.1311 | 1.1056 | 1.0899 | 1.1073 | 0.96393 | 1.0659 | 1.1009 | 0.98552 | 0.97435 | 0.99679 | 1.0111 |  |  | 2009 | -0.0068641 | 0.075738 | 0.041818 | 0.0093122 | 0.092957 | 0.075738 | 0.02651 | 0.096821 | 0.015445 | 0.00092447 | 0.070118 | 0.045633 | 0.028388 | 0.028649 | 0.053541 | -0.070312 | 0.011064 | 0.025585 | -0.043608 | -0.019124 | -0.0018785 | -0.0021399
2010 | 1.0501 | 1.1546 | 1.0618 | 1.028 | 1.2261 | 1.1197 | 1.0479 | 1.1369 | 1.0538 | 1.0012 | 1.1147 | 1.1688 | 1.1567 | 1.1255 | 1.1288 | 0.92179 | 0.99441 | 1.0466 | 0.94013 | 0.89658 | 0.90602 | 0.9311 |  |  | 2010 | 0.020799 | 0 | 0.015228 | 0.0067168 | 0.29592 | -0.030697 | -0.050337 | -0.0056312 | 0.019124 | 0.00021276 | -0.0031833 | 0.032852 | 0.045139 | 0.0321 | 0.019278 | -0.044705 | -0.06946 | -0.05055 | -0.047154 | -0.083188 | -0.095476 | -0.082437
2011 | 1.0278 | 1.1546 | 1.0735 | 1.0279 | 1.1098 | 1.1197 | 1.0725 | 1.4191 | 1.0202 | 1.0021 | 0.9985 | 1.1932 | 1.189 | 1.1467 | 1.2311 | 0.75573 | 1.0512 | 1.0702 | 1.0741 | 0.89878 | 0.90201 | 0.93528 |  |  | 2011 | -0.021492 | 0 | 0.010933 | -0.00017024 | -0.099609 | 2.1434e-05 | 0.023119 | 0.22175 | -0.032421 | 0.00082962 | -0.11008 | 0.02067 | 0.02755 | 0.018639 | 0.086671 | -0.19864 | 0.05554 | 0.02229 | 0.1332 | 0.0024495 | -0.0044311 | 0.0044808
2012 | 1.0059 | 1.1546 | 1.0839 | 1.0332 | 0.9016 | 1.0011 | 1.1126 | 1.4595 | 1.0327 | 0.99702 | 1.1365 | 1.218 | 1.2398 | 1.1782 | 1.2635 | 0.76226 | 1.0774 | 1.1159 | 0.97892 | 0.91341 | 0.89735 | 0.94428 |  |  | 2012 | -0.021575 | 0 | 0.0096398 | 0.0051934 | -0.2078 | -0.11202 | 0.036705 | 0.028095 | 0.012125 | -0.0050604 | 0.12947 | 0.020562 | 0.041883 | 0.027124 | 0.026002 | 0.0086101 | 0.02458 | 0.041765 | -0.092762 | 0.016143 | -0.0051784 | 0.00958
2013 | 1.0049 | 1.1546 | 1.0885 | 1.036 | 0.99733 | 1.0495 | 1.0981 | 1.5463 | 1.0366 | 0.9975 | 1.1443 | 1.2344 | 1.269 | 1.1974 | 1.306 | 0.71015 | 1.0593 | 1.1008 | 0.9596 | 0.88953 | 0.86534 | 0.91706 |  |  | 2013 | -0.00095288 | 0 | 0.0042709 | 0.0026725 | 0.10091 | 0.047278 | -0.013091 | 0.057723 | 0.0037927 | 0.00048723 | 0.0068397 | 0.013392 | 0.023235 | 0.016161 | 0.033083 | -0.070814 | -0.016885 | -0.013579 | -0.019931 | -0.026483 | -0.036326 | -0.029252
2014 | 0.96794 | 1.1546 | 1.0936 | 1.0383 | 1.172 | 1.1026 | 1.0679 | 1.5825 | 1.0337 | 0.98766 | 1.173 | 1.2534 | 1.2977 | 1.2151 | 1.3321 | 0.67478 | 1.033 | 1.0812 | 0.91038 | 0.85194 | 0.8229 | 0.8788 |  |  | 2014 | -0.037471 | 0 | 0.0047073 | 0.0022774 | 0.16135 | 0.049324 | -0.027912 | 0.02318 | -0.0027561 | -0.0099192 | 0.024746 | 0.015264 | 0.022371 | 0.014708 | 0.019806 | -0.051092 | -0.025156 | -0.017994 | -0.052659 | -0.043176 | -0.050284 | -0.04262
2015 | 0.94413 | 1.1546 | 1.0964 | 1.0397 | 0.86719 | 0.99318 | 1.1156 | 1.6442 | 1.0513 | 0.95872 | 1.218 | 1.2713 | 1.3247 | 1.2291 | 1.356 | 0.67849 | 1.0611 | 1.1636 | 0.91589 | 0.87748 | 0.84211 | 0.90767 |  |  | 2015 | -0.024899 | 0 | 0.0025479 | 0.0013426 | -0.30117 | -0.1045 | 0.043725 | 0.038237 | 0.01689 | -0.029741 | 0.037686 | 0.014191 | 0.020652 | 0.011398 | 0.01778 | 0.0054884 | 0.026836 | 0.073466 | 0.0060391 | 0.029534 | 0.023073 | 0.032327
2016 | 0.94528 | 1.1546 | 1.1025 | 1.0469 | 0.97961 | 1.0039 | 1.1031 | 1.3789 | 1.0432 | 0.96436 | 1.2126 | 1.3033 | 1.3362 | 1.243 | 1.2835 | 0.80002 | 1.0575 | 1.1439 | 0.90975 | 0.84645 | 0.82561 | 0.88748 |  |  | 2016 | 0.0012195 | 0 | 0.0054973 | 0.006859 | 0.1219 | 0.010694 | -0.011214 | -0.17598 | -0.0078186 | 0.0058675 | -0.0044886 | 0.024794 | 0.0085738 | 0.011285 | -0.054973 | 0.16477 | -0.0033956 | -0.01708 | -0.006724 | -0.036007 | -0.019787 | -0.022498
2017 | 0.93246 | 1.1546 | 1.1277 | 1.0488 | 1.0917 | 1.0629 | 1.0884 | 1.5883 | 1.0582 | 0.96427 | 1.2118 | 1.3189 | 1.342 | 1.2542 | 1.3573 | 0.68524 | 1.0285 | 1.1287 | 0.89814 | 0.82522 | 0.81099 | 0.86779 |  |  | 2017 | -0.013661 | 0 | 0.022631 | 0.0018333 | 0.10836 | 0.057187 | -0.013479 | 0.14139 | 0.01435 | -9.2812e-05 | -0.00063191 | 0.011916 | 0.0043888 | 0.0089485 | 0.055909 | -0.15487 | -0.027828 | -0.013386 | -0.012846 | -0.025394 | -0.017868 | -0.022427
2018 | 0.92691 | 1.1546 | 1.1484 | 1.0528 | 0.96686 | 1.0081 | 1.1151 | 1.5563 | 1.0658 | 0.97391 | 1.2581 | 1.3356 | 1.3551 | 1.2667 | 1.3568 | 0.71647 | 1.0462 | 1.1449 | 0.88631 | 0.83485 | 0.82285 | 0.8803 |  |  | 2018 | -0.0059654 | 0 | 0.018162 | 0.0038142 | -0.12145 | -0.053015 | 0.024231 | -0.020341 | 0.0071129 | 0.0099438 | 0.037485 | 0.012628 | 0.0097199 | 0.0099196 | -0.00034634 | 0.044571 | 0.017117 | 0.014286 | -0.013255 | 0.011602 | 0.01451 | 0.01431
2019 | 0.91752 | 1.1546 | 1.1635 | 1.0527 | 1.0888 | 1.1276 | 1.0966 | 1.5969 | 1.0615 | 0.98113 | 1.2651 | 1.3753 | 1.3598 | 1.2798 | 1.3786 | 0.6867 | 1.0331 | 1.1177 | 0.8668 | 0.79735 | 0.80644 | 0.85686 |  |  | 2019 | -0.010186 | 0 | 0.013108 | -0.00014533 | 0.1188 | 0.11202 | -0.016715 | 0.025733 | -0.0040371 | 0.007386 | 0.0055501 | 0.029244 | 0.0034196 | 0.010279 | 0.015917 | -0.042448 | -0.012678 | -0.024101 | -0.022265 | -0.045959 | -0.020135 | -0.026993
2020 | 0.89914 | 1.1546 | 1.1743 | 1.0541 | 0.90026 | 1.0658 | 1.1285 | 1.4232 | 1.0654 | 0.99421 | 1.2914 | 1.4105 | 1.3746 | 1.2982 | 1.3353 | 0.79292 | 1.0592 | 1.135 | 0.87384 | 0.80004 | 0.82096 | 0.86924 |  |  | 2020 | -0.020232 | 0 | 0.0092325 | 0.0013205 | -0.19018 | -0.056351 | 0.028658 | -0.11517 | 0.0036983 | 0.013243 | 0.02057 | 0.025295 | 0.010822 | 0.014309 | -0.031916 | 0.14383 | 0.024959 | 0.015415 | 0.0080874 | 0.0033627 | 0.017837 | 0.014349
Growth Rate 2006-2020 | -0.7594% | 1.027% | 1.148% | 0.376% | -0.7505% | 0.455% | 0.8633% | 2.521% | 0.4527% | -0.04151% | 1.827% | 2.457% | 2.272% | 1.864% | 2.065% | -1.657% | 0.4106% | 0.9048% | -0.9633% | -1.594% | -1.409% | -1.001% | 14 | yrs
Growth Rate 2006-2012 | 0.09723% | 2.396% | 1.342% | 0.5445% | -1.726% | 0.01764% | 1.778% | 6.302% | 0.5358% | -0.04978% | 2.133% | 3.287% | 3.583% | 2.733% | 3.898% | -4.524% | 1.242% | 1.827% | -0.3551% | -1.51% | -1.805% | -0.9555% | 6 | yrs
Growth Rate 2012-2020 | -1.402% | 0% | 1.002% | 0.2497% | -0.01861% | 0.783% | 0.1775% | -0.3154% | 0.3904% | -0.03531% | 1.597% | 1.834% | 1.29% | 1.213% | 0.6907% | 0.4929% | -0.2129% | 0.2128% | -1.419% | -1.657% | -1.112% | -1.035% | 8 | yrs
Growth Rate 2020 | -2.023% | 0% | 0.9233% | 0.1321% | -19.02% | -5.635% | 2.866% | -11.52% | 0.3698% | 1.324% | 2.057% | 2.53% | 1.082% | 1.431% | -3.192% | 14.38% | 2.496% | 1.541% | 0.8087% | 0.3363% | 1.784% | 1.435%
46.TAS: individual output & input indexes, 2006-2020 | [24 empty] | TAS
| Output Indexes | [6 empty] | Input Indexes | [7 empty] | Partial Productivity Indexes | [9 empty] | Output | [6 empty] | Input | [7 empty] | Partial productivity indexes
Year | Energy | Rat. max demand | Customers | Circuit length | CMOS | Max Demand | Total Output | Real Opex | O/H Sub-tran. lines | O/H Distr. lines | U/G Sub-tran. lines | U/G Distr. lines | Trans-formers | Capital | Total Input | Real Opex | O/H Sub-tran. lines | O/H Distr. lines | U/G Sub-tran. lines | U/G Distr. lines | Trans-formers | Capital |  |  | Year | Energy | Rat. max demand | Customers | Circuit length | CMOS | Max Demand | Total Output | Real Opex | O/H Sub-tran. lines | O/H Distr. lines | U/G Sub-tran. lines | U/G Distr. lines | Trans-formers | Capital inputs | Total Input | Real Opex |  |  | O/H lines | U/G cables | Trans-formers | Capital
2006 | 1 | 1 | 1 | 1 | 1 | 1 | 1 | 1 | 1 | 1 | 1 | 1 | 1 | 1 | 1 | 1 | 1 | 1 | 1 | 1 | 1 | 1 |  |  | 2006
2007 | 0.9929 | 1.08 | 1.0193 | 1 | 1.3359 | 1.08 | 0.97703 | 0.99797 | 1 | 1 | 1 | 1.0003 | 1.0372 | 1.0139 | 1.0086 | 0.97902 | 0.97703 | 0.97703 | 0.97703 | 0.97678 | 0.94199 | 0.96367 |  |  | 2007 | -0.0071282 | 0.076926 | 0.019134 | 9e-06 | 0.28962 | 0.076926 | -0.023237 | -0.0020291 | 0 | 0 | 0 | 0.00025797 | 0.036524 | 0.013768 | 0.0085424 | -0.021208 | -0.023237 | -0.023237 | -0.023237 | -0.023495 | -0.059761 | -0.037005
2008 | 0.99829 | 1.0856 | 1.039 | 1 | 1.3775 | 1.0856 | 0.97877 | 1.0078 | 1 | 1 | 1 | 1.0003 | 1.0878 | 1.0343 | 1.0251 | 0.97114 | 0.97877 | 0.97877 | 0.97877 | 0.97851 | 0.8998 | 0.94627 |  |  | 2008 | 0.0054134 | 0.0052134 | 0.019151 | 0 | 0.030645 | 0.0052134 | 0.0017747 | 0.0098464 | 0 | 0 | 0 | 0 | 0.047599 | 0.019998 | 0.016293 | -0.0080722 | 0.0017747 | 0.0017747 | 0.0017747 | 0.0017748 | -0.045823 | -0.018223
2009 | 1.0309 | 1.0856 | 1.0591 | 1.0027 | 1.6128 | 1.0668 | 0.95256 | 1.1261 | 1.0067 | 0.99905 | 1.4522 | 1.003 | 1.1326 | 1.055 | 1.0803 | 0.84593 | 0.94622 | 0.95347 | 0.65595 | 0.94971 | 0.84101 | 0.90286 |  |  | 2009 | 0.032129 | 0 | 0.019167 | 0.0027173 | 0.15769 | -0.017483 | -0.027137 | 0.1109 | 0.0066796 | -0.00094965 | 0.37308 | 0.0027415 | 0.040426 | 0.01982 | 0.052371 | -0.13804 | -0.033817 | -0.026188 | -0.40022 | -0.029879 | -0.067564 | -0.046957
2010 | 1.0217 | 1.0856 | 1.0796 | 1.0199 | 1.6767 | 1.0452 | 0.95856 | 1.3334 | 1.0067 | 1.0185 | 1.4589 | 1.044 | 1.1817 | 1.0887 | 1.1711 | 0.71889 | 0.95218 | 0.9412 | 0.65704 | 0.91814 | 0.81117 | 0.88049 |  |  | 2010 | -0.008942 | 0 | 0.019184 | 0.016966 | 0.038889 | -0.020491 | 0.0062799 | 0.16901 | 0 | 0.019232 | 0.0046188 | 0.040083 | 0.042412 | 0.031375 | 0.080721 | -0.16273 | 0.0062798 | -0.012952 | 0.0016608 | -0.033803 | -0.036132 | -0.025096
2011 | 0.99913 | 1.0856 | 1.1006 | 1.0385 | 1.1589 | 1.0179 | 1.0401 | 1.2835 | 1.0067 | 1.0285 | 1.6942 | 1.0873 | 1.2395 | 1.1225 | 1.1759 | 0.81037 | 1.0332 | 1.0113 | 0.6139 | 0.95658 | 0.83909 | 0.92658 |  |  | 2011 | -0.022339 | 0 | 0.0192 | 0.018113 | -0.36934 | -0.026449 | 0.081628 | -0.038156 | 0 | 0.0098128 | 0.14953 | 0.040622 | 0.047782 | 0.030606 | 0.004127 | 0.11978 | 0.081629 | 0.071816 | -0.067903 | 0.041007 | 0.033847 | 0.051023
2012 | 0.97063 | 1.0856 | 1.1107 | 1.0477 | 1.3463 | 0.98024 | 1.0173 | 1.4003 | 1.0067 | 1.0355 | 1.7413 | 1.1017 | 1.2733 | 1.1403 | 1.2279 | 0.72649 | 1.0105 | 0.98244 | 0.58422 | 0.92335 | 0.79893 | 0.89212 |  |  | 2012 | -0.028947 | 0 | 0.0091657 | 0.0088139 | 0.14987 | -0.037669 | -0.022164 | 0.087103 | 0 | 0.0067676 | 0.027399 | 0.013187 | 0.026887 | 0.015736 | 0.043273 | -0.10927 | -0.022165 | -0.028932 | -0.049563 | -0.035351 | -0.049052 | -0.037901
2013 | 0.95482 | 1.0856 | 1.1166 | 1.0531 | 1.1589 | 0.96143 | 1.0435 | 1.1363 | 1.0067 | 1.039 | 1.7346 | 1.1089 | 1.2834 | 1.1465 | 1.1436 | 0.91832 | 1.0365 | 1.0044 | 0.60159 | 0.94106 | 0.8131 | 0.91019 |  |  | 2013 | -0.016422 | 0 | 0.005288 | 0.0051076 | -0.1499 | -0.01938 | 0.025431 | -0.2089 | 0 | 0.0033657 | -0.0038684 | 0.0064345 | 0.0078524 | 0.0053709 | -0.07113 | 0.23433 | 0.025431 | 0.022065 | 0.0293 | 0.018996 | 0.017579 | 0.020061
2014 | 0.92426 | 1.0856 | 1.1201 | 1.0606 | 1.5685 | 0.98999 | 0.99295 | 1.1593 | 1.0064 | 1.0445 | 1.9118 | 1.1344 | 1.3107 | 1.164 | 1.1624 | 0.85651 | 0.98668 | 0.95062 | 0.51937 | 0.87531 | 0.75758 | 0.85306 |  |  | 2014 | -0.03252 | 0 | 0.0031466 | 0.0071382 | 0.30267 | 0.029273 | -0.049648 | 0.020038 | -0.00034674 | 0.0053391 | 0.097302 | 0.022779 | 0.021077 | 0.015179 | 0.01627 | -0.069686 | -0.049301 | -0.054988 | -0.14695 | -0.072426 | -0.070725 | -0.064828
2015 | 0.94089 | 1.0856 | 1.1293 | 1.0669 | 1.2085 | 0.98236 | 1.0438 | 0.98114 | 1.0064 | 1.0497 | 1.9178 | 1.1424 | 1.3295 | 1.1744 | 1.1063 | 1.0639 | 1.0371 | 0.99441 | 0.54425 | 0.91365 | 0.78512 | 0.88876 |  |  | 2015 | 0.017832 | 0 | 0.0081914 | 0.0059101 | -0.26072 | -0.0077349 | 0.049935 | -0.16686 | 8.0485e-05 | 0.0048993 | 0.0031407 | 0.0070677 | 0.014221 | 0.0089385 | -0.049446 | 0.2168 | 0.049855 | 0.045036 | 0.046793 | 0.042867 | 0.035713 | 0.040996
2016 | 0.95384 | 1.0856 | 1.1384 | 1.0694 | 1.2971 | 1.0113 | 1.0367 | 1.0525 | 1.0045 | 1.0565 | 2.0205 | 1.1508 | 1.3371 | 1.1816 | 1.1375 | 0.98492 | 1.032 | 0.98121 | 0.51306 | 0.90081 | 0.77529 | 0.87731 |  |  | 2016 | 0.013666 | 0 | 0.0079729 | 0.0022881 | 0.070723 | 0.029057 | -0.006863 | 0.070243 | -0.0018916 | 0.0065009 | 0.052153 | 0.007291 | 0.0057362 | 0.0061059 | 0.027831 | -0.077106 | -0.0049713 | -0.013364 | -0.059016 | -0.014154 | -0.012599 | -0.012969
2017 | 0.94247 | 1.0856 | 1.1477 | 1.0714 | 1.1877 | 1.0012 | 1.052 | 1.3823 | 1.0039 | 1.0684 | 2.0477 | 1.1558 | 1.3644 | 1.1968 | 1.2615 | 0.76104 | 1.0479 | 0.98459 | 0.51372 | 0.91013 | 0.771 | 0.87897 |  |  | 2017 | -0.011991 | 0 | 0.0081207 | 0.0019348 | -0.088131 | -0.010069 | 0.014658 | 0.27253 | -0.00067019 | 0.01122 | 0.013382 | 0.0043639 | 0.02021 | 0.012761 | 0.10343 | -0.25787 | 0.015329 | 0.0034386 | 0.0012762 | 0.010295 | -0.0055515 | 0.001898
2018 | 0.96502 | 1.0856 | 1.1488 | 1.0734 | 1.3694 | 1.0016 | 1.0325 | 1.2491 | 0.99938 | 1.0874 | 2.0081 | 1.1763 | 1.3609 | 1.2072 | 1.2224 | 0.82659 | 1.0331 | 0.94951 | 0.51415 | 0.87773 | 0.75864 | 0.85527 |  |  | 2018 | 0.023641 | 0 | 0.00098848 | 0.0018575 | 0.14237 | 0.0004264 | -0.018708 | -0.10134 | -0.0044749 | 0.01757 | -0.019553 | 0.017541 | -0.0025523 | 0.0086282 | -0.031461 | 0.082627 | -0.014234 | -0.036279 | 0.00084427 | -0.036249 | -0.016156 | -0.027337
2019 | 0.97125 | 1.0856 | 1.1588 | 1.0779 | 1.3896 | 0.96558 | 1.0342 | 1.1064 | 0.99435 | 1.0969 | 2.0109 | 1.1922 | 1.3891 | 1.226 | 1.184 | 0.9348 | 1.0401 | 0.94288 | 0.51432 | 0.86749 | 0.74452 | 0.84356 |  |  | 2019 | 0.0064382 | 0 | 0.0086801 | 0.0041658 | 0.014671 | -0.036641 | 0.0017235 | -0.1213 | -0.0050425 | 0.0087343 | 0.0014028 | 0.013453 | 0.020516 | 0.015508 | -0.031942 | 0.12302 | 0.0067653 | -0.0070113 | 0.00032009 | -0.011731 | -0.018793 | -0.013785
2020 | 0.98931 | 1.0856 | 1.1728 | 1.0802 | 1.3451 | 1.0154 | 1.0462 | 1.144 | 0.99591 | 1.0995 | 2.1017 | 1.2014 | 1.4142 | 1.2367 | 1.2028 | 0.91453 | 1.0505 | 0.9516 | 0.49781 | 0.87083 | 0.73979 | 0.84602 |  |  | 2020 | 0.018428 | 0 | 0.011989 | 0.0021602 | -0.032603 | 0.050317 | 0.011526 | 0.033452 | 0.001568 | 0.0023184 | 0.044152 | 0.0076854 | 0.017902 | 0.0086142 | 0.015796 | -0.021925 | 0.0099587 | 0.0092084 | -0.032626 | 0.003842 | -0.0063754 | 0.0029131
Growth Rate 2006-2020 | -0.07673% | 0.5867% | 1.138% | 0.5513% | 2.117% | 0.1093% | 0.3229% | 0.9611% | -0.02927% | 0.6772% | 5.305% | 1.311% | 2.476% | 1.517% | 1.319% | -0.6382% | 0.3521% | -0.3544% | -4.982% | -0.9879% | -2.153% | -1.194% | 14 | yrs
Growth Rate 2006-2012 | -0.4969% | 1.369% | 1.75% | 0.777% | 4.956% | -0.3326% | 0.2858% | 5.611% | 0.1113% | 0.581% | 9.244% | 1.615% | 4.027% | 2.188% | 3.422% | -5.326% | 0.1744% | -0.2953% | -8.958% | -1.329% | -3.741% | -1.903% | 6 | yrs
Growth Rate 2012-2020 | 0.2384% | 0% | 0.6797% | 0.382% | -0.01169% | 0.4406% | 0.3507% | -2.527% | -0.1347% | 0.7493% | 2.351% | 1.083% | 1.312% | 1.014% | -0.2582% | 2.877% | 0.4854% | -0.3987% | -2.001% | -0.732% | -0.9613% | -0.6631% | 8 | yrs
Growth Rate 2020 | 1.843% | 0% | 1.199% | 0.216% | -3.26% | 5.032% | 1.153% | 3.345% | 0.1568% | 0.2318% | 4.415% | 0.7685% | 1.79% | 0.8614% | 1.58% | -2.192% | 0.9959% | 0.9208% | -3.263% | 0.3842% | -0.6375% | 0.2913%

## Growth Contrib.
Contributions of outputs and inputs to TFP growth
DIND: Output and input growth rates
Year | 2007 | 2008 | 2009 | 2010 | 2011 | 2012 | 2013 | 2014 | 2015 | 2016 | 2017 | 2018 | 2019 | 2020
Energy (GWh) | 1.112% | 1.518% | 0.4248% | 0.6714% | -1.916% | -1.484% | -2.921% | -1.876% | 1.102% | 0.6314% | -0.05809% | -0.5641% | 0.6872% | -1.951%
Ratcheted Max Demand | 3.198% | 3.835% | 4.08% | 1.238% | 0.9533% | 0.1992% | 0% | 1.227% | 0.06126% | 0.02423% | 0.5781% | 0.2525% | 0.4251% | 0.589%
Customer Numbers | 1.299% | 1.325% | 1.568% | 1.237% | 1.231% | 1.189% | 1.201% | 1.13% | 1.335% | 1.408% | 1.657% | 1.612% | 1.554% | 1.118%
Circuit Length | -0.7638% | -0.03693% | 0.9713% | 0.688% | 0.6035% | 0.6153% | -0.1148% | 0.422% | 0.4815% | 0.3902% | 0.4241% | 0.2659% | 0.4143% | 0.4134%
CMOS | -10.95% | -0.1904% | 13.27% | -9.231% | -1.567% | -3.226% | -0.2542% | 1.547% | 0.5557% | 2.237% | -8.646% | 4.714% | 9.135% | 1.857%
Opex | -0.2235% | 13.57% | -1.061% | 4.078% | 5.869% | 8.804% | -8.212% | 1.403% | 5.331% | -7.637% | -3.109% | -4.786% | -0.3216% | -4.869%
O/H Subtransmission Lines | 0.841% | 1.082% | 2.28% | 2.356% | 1.38% | 1.876% | -0.4425% | 0.392% | 1.805% | 1.162% | 1.497% | -1.291% | 0.0188% | 0.4334%
O/H Distribution Lines | 1.616% | 1.449% | 1.181% | 1.247% | 1.408% | 0.9472% | 0.9302% | 0.1097% | 0.6355% | 0.3835% | -0.05309% | 0.8909% | -0.09498% | 0.4547%
U/G Subtransmission | 3.125% | 2.008% | 1.13% | 3.475% | 3.437% | 4.33% | 4.645% | 5.487% | -2.692% | 2.854% | 2.579% | -1.46% | -0.6197% | 4.162%
U/G Distribution Cables | 5.847% | 2.312% | 5.801% | 4.6% | 3.859% | 3.725% | 3.437% | 3.396% | 3.129% | 2.594% | 2.836% | 2.525% | 2.488% | 2.712%
Transformers | 4.866% | 3.659% | 3.934% | 3.693% | 2.448% | 2.87% | 2.527% | 2.769% | 1.803% | 1.692% | 0.3993% | 1.274% | 1.107% | 1.203%
DIND: Output and input contributions
Year | 2007 | 2008 | 2009 | 2010 | 2011 | 2012 | 2013 | 2014 | 2015 | 2016 | 2017 | 2018 | 2019 | 2020
Energy (GWh) | 0.1108% | 0.1524% | 0.04502% | 0.06139% | -0.194% | -0.1477% | -0.2845% | -0.1814% | 0.1068% | 0.05897% | -0.004291% | -0.05587% | 0.06604% | -0.1924%
Ratcheted Max Demand | 1.334% | 1.523% | 1.613% | 0.4917% | 0.3696% | 0.07247% | -0.004071% | 0.4663% | 0.02303% | 0.02188% | 0.2133% | 0.1023% | 0.1731% | 0.2306%
Customer Numbers | 0.31% | 0.2904% | 0.3341% | 0.2817% | 0.271% | 0.2562% | 0.2539% | 0.2363% | 0.279% | 0.3037% | 0.3421% | 0.3447% | 0.339% | 0.2405%
Circuit Length | -0.3384% | -0.01495% | 0.4409% | 0.325% | 0.2772% | 0.2769% | -0.05104% | 0.1865% | 0.2126% | 0.1791% | 0.184% | 0.1216% | 0.1913% | 0.1874%
CMOS | 2.038% | 0.02742% | -2.356% | 1.669% | 0.247% | 0.4446% | -0.001239% | -0.2093% | -0.07231% | -0.29% | 1.158% | -0.6123% | -1.305% | -0.2839%
Opex | 0.06857% | -5.189% | 0.3767% | -1.551% | -2.159% | -3.26% | 3.082% | -0.6226% | -1.987% | 2.906% | 1.161% | 1.738% | 0.1122% | 1.824%
O/H Subtransmission Lines | -0.04426% | -0.05696% | -0.09601% | -0.1149% | -0.06534% | -0.09068% | 0.02242% | -0.01597% | -0.08693% | -0.05501% | -0.07495% | 0.06317% | 0.0002377% | -0.02019%
O/H Distribution Lines | -0.245% | -0.2181% | -0.1773% | -0.1758% | -0.2209% | -0.1431% | -0.1436% | -0.01201% | -0.1007% | -0.07326% | 0.002903% | -0.1386% | 0.01048% | -0.07242%
U/G Subtransmission | -0.06573% | -0.04613% | -0.01397% | -0.07807% | -0.06986% | -0.09769% | -0.1104% | -0.1228% | 0.05233% | -0.06449% | -0.06566% | 0.03354% | 0.01571% | -0.0944%
U/G Distribution Cables | -0.7334% | -0.2308% | -0.6705% | -0.4775% | -0.4682% | -0.4386% | -0.4005% | -0.37% | -0.3628% | -0.3145% | -0.3562% | -0.2396% | -0.2877% | -0.2992%
Transformers | -1.292% | -1.101% | -1.055% | -1.031% | -0.7146% | -0.8377% | -0.7519% | -0.8012% | -0.4901% | -0.4945% | -0.1478% | -0.3304% | -0.3278% | -0.2853%
TFP Change | 1.142% | -4.863% | -1.559% | -0.6004% | -2.727% | -3.965% | 1.612% | -1.446% | -2.426% | 2.178% | 2.412% | 1.026% | -1.012% | 1.235%
check | 1.142% | -4.863% | -1.559% | -0.6005% | -2.727% | -3.965% | 1.612% | -1.446% | -2.426% | 2.178% | 2.412% | 1.026% | -1.012% | 1.235%
check | 1.4362e-07 | 3.9486e-07 | -5.825e-07 | 5.2717e-07 | -2.0846e-08 | -4.304e-07 | 1.4079e-07 | -1.1592e-07 | 2.013e-08 | 1.6877e-07 | -2.0479e-07 | -1.9516e-07 | 2.309e-07 | -3.5271e-07
DIND: contributions to TFP growth | bar: 2007 to 2010
Year | 2007: 2006 to 2020; 2008: 2006 to 2012; 2009: 2012 to 2020; 2010: 2019 to 2020
Energy (GWh) | 2007: -0.03277%; 2008: 0.004639%; 2009: -0.06083%; 2010: -0.1924%
Ratcheted Max Demand | 2007: 0.4736%; 2008: 0.9006%; 2009: 0.1533%; 2010: 0.2306%
Customer Numbers | 2007: 0.2916%; 2008: 0.2906%; 2009: 0.2924%; 2010: 0.2405%
Circuit Length | 2007: 0.1556%; 2008: 0.1611%; 2009: 0.1514%; 2010: 0.1874%
CMOS | 2007: 0.03237%; 2008: 0.3449%; 2009: -0.202%; 2010: -0.2839%
Opex | 2007: -0.2501%; 2008: -1.952%; 2009: 1.027%; 2010: 1.824%
O/H Subtransmission Lines | 2007: -0.04538%; 2008: -0.07802%; 2009: -0.0209%; 2010: -0.02019%
O/H Distribution Lines | 2007: -0.1219%; 2008: -0.1967%; 2009: -0.06589%; 2010: -0.07242%
U/G Subtransmission | 2007: -0.05198%; 2008: -0.06191%; 2009: -0.04453%; 2010: -0.0944%
U/G Distribution Cables | 2007: -0.4035%; 2008: -0.5032%; 2009: -0.3288%; 2010: -0.2992%
Transformers | 2007: -0.69%; 2008: -1.005%; 2009: -0.4536%; 2010: -0.2853%
TFP Change | 2007: -0.6425%; 2008: -2.095%; 2009: 0.4472%; 2010: 1.235%
1.ACT/EVO: Output and input growth rates
Year | 2007 | 2008 | 2009 | 2010 | 2011 | 2012 | 2013 | 2014 | 2015 | 2016 | 2017 | 2018 | 2019 | 2020
Energy (GWh) | 2.243% | 0.9337% | 0.8956% | 0.8155% | 0.4632% | -0.6465% | 0.4412% | -2.587% | 0.9247% | 0.6997% | 1.309% | -2.151% | 1.194% | -1.091%
Ratcheted Max Demand | 0% | 0% | 0% | 0% | 0% | 10.76% | 0% | 0% | 3.128% | 0% | 0% | 0% | 0% | 0%
Customer Numbers | 1.19% | 1.331% | 1.651% | 2.336% | 2.419% | 2.484% | 2.322% | 0.8175% | 1.742% | 1.696% | 3.465% | 3.113% | 2.805% | 1.988%
Circuit Length | 0.7616% | 1.185% | 1.529% | 1.5% | 2.103% | 2.335% | 1.226% | 0.9432% | 0.9964% | 0.7462% | 0.4027% | 0.9555% | 0.9419% | 3.169%
CMOS | 24.75% | -53.51% | 17.18% | -12.41% | 63.87% | -35.89% | -10.11% | -6.01% | 22.14% | 8.249% | 15.29% | -19.84% | 13.5% | 1.609%
Opex | -0.3888% | 6.349% | 1.923% | 12.04% | 10.79% | 6.678% | 9.065% | 12.38% | -7.037% | -61.25% | 12.66% | 15.27% | -3.892% | -5.177%
O/H Subtransmission Lines | 0% | 0% | 0% | 0% | 0% | 10.69% | 0% | 0.01761% | -8.985e-05% | 0.008445% | -3.456% | 0.09398% | -0.0001858% | -0.0009291%
O/H Distribution Lines | -0.3692% | -0.5447% | -0.2852% | 0.06511% | 0.2201% | -1.395% | -0.6376% | -1.087% | -2.557% | 1.128% | 1.447% | 0.6581% | 0.1469% | 0.3442%
U/G Subtransmission | 0% | 0% | 0% | 0% | 0% | 0% | 0% | 135% | 0.3665% | 0.06879% | 0.8765% | 0.399% | 0% | 1.269%
U/G Distribution Cables | 1.711% | 2.578% | 2.878% | 2.864% | 3.043% | 4.448% | 2.992% | 2.724% | 1.629% | 1.256% | 1.145% | 1.141% | 1.492% | 3.058%
Transformers | 2.288% | 2.047% | 2.686% | 1.681% | 2.661% | 0.647% | 1.957% | 2.825% | 1.414% | 0.8877% | 0.5134% | 1.209% | 3.269% | 1.41%
1.ACT/EVO: Output and input contributions
Year | 2007 | 2008 | 2009 | 2010 | 2011 | 2012 | 2013 | 2014 | 2015 | 2016 | 2017 | 2018 | 2019 | 2020
Energy (GWh) | 0.1991% | 0.08421% | 0.07937% | 0.072% | 0.04213% | -0.0582% | 0.0388% | -0.2285% | 0.08149% | 0.06227% | 0.117% | -0.192% | 0.1064% | -0.09733%
Ratcheted Max Demand | -0.01428% | 0.02988% | -0.004925% | 0.009488% | -0.02259% | 3.767% | -0.00239% | -0.0007781% | 1.099% | 0.009556% | 0.003909% | -0.007422% | 0.005142% | 0.0002948%
Customer Numbers | 0.2165% | 0.2803% | 0.3123% | 0.452% | 0.4545% | 0.4806% | 0.4437% | 0.1557% | 0.3352% | 0.329% | 0.6697% | 0.5929% | 0.5455% | 0.3834%
Circuit Length | 0.2912% | 0.5167% | 0.6134% | 0.6133% | 0.8408% | 0.9491% | 0.4941% | 0.3795% | 0.4088% | 0.3095% | 0.1671% | 0.3818% | 0.3887% | 1.291%
CMOS | -1.038% | 1.916% | -0.5159% | 0.3068% | -2.221% | 1.376% | 0.2916% | 0.1635% | -0.6537% | -0.3343% | -0.6493% | 0.8381% | -0.5558% | -0.06751%
Opex | 0.4674% | -2.801% | -0.5489% | -4.839% | -4.3% | -2.802% | -3.701% | -6.344% | 3.808% | 23.35% | -4.126% | -5.337% | 1.458% | 1.899%
O/H Subtransmission Lines | -0.007449% | 0.0009579% | -0.009926% | 0.001254% | 0.005533% | -0.3617% | -0.003518% | 0.01266% | -0.001915% | -0.01761% | 0.1242% | -0.001823% | -0.001156% | 0.001347%
O/H Distribution Lines | 0.05124% | 0.056% | 0.03937% | -0.0171% | -0.02033% | 0.1773% | 0.07781% | 0.118% | 0.2923% | -0.08115% | -0.1886% | -0.08978% | -0.01686% | -0.04327%
U/G Subtransmission | -0.002439% | 0.0009238% | -0.002788% | 0.001062% | -0.00273% | -0.00221% | -0.001215% | -0.06693% | 0.0002728% | -0.003863% | 0.0007422% | 0.001059% | -0.00242% | -0.005488%
U/G Distribution Cables | -0.4586% | -0.4022% | -0.6721% | -0.4746% | -0.6574% | -0.8526% | -0.5425% | -0.4084% | -0.2831% | -0.4004% | -0.2019% | -0.11% | -0.3029% | -0.5425%
Transformers | -0.6305% | -0.4665% | -0.6981% | -0.418% | -0.6532% | -0.1575% | -0.4959% | -0.705% | -0.4367% | -0.4309% | -0.1038% | -0.2749% | -0.912% | -0.4899%
TFP Change | -0.9255% | -0.7844% | -1.408% | -4.293% | -6.534% | 2.516% | -3.4% | -6.925% | 4.65% | 22.79% | -4.187% | -4.199% | 0.7129% | 2.329%
check | -0.9255% | -0.7844% | -1.408% | -4.293% | -6.534% | 2.516% | -3.4% | -6.925% | 4.65% | 22.79% | -4.187% | -4.199% | 0.7129% | 2.329%
check | 1.3718e-08 | 3.7308e-09 | -2.7367e-07 | 7.4385e-08 | -1.8128e-07 | 4.3947e-07 | -1.3953e-07 | 1.2367e-07 | -1.5438e-08 | -8.6617e-08 | -1.3332e-07 | 6.3553e-08 | -9.0335e-08 | 6.459e-08
1.ACT/EVO: Contributions to TFP growth | bar: 2007 to 2010
Year | 2007: 2006 to 2020; 2008: 2006 to 2012; 2009: 2012 to 2020; 2010: 2019 to 2020
Energy (GWh) | 2007: 0.02192%; 2008: 0.06977%; 2009: -0.01398%; 2010: -0.09733%
Ratcheted Max Demand | 2007: 0.348%; 2008: 0.6274%; 2009: 0.1384%; 2010: 0.0002948%
Customer Numbers | 2007: 0.4037%; 2008: 0.366%; 2009: 0.4319%; 2010: 0.3834%
Circuit Length | 2007: 0.5461%; 2008: 0.6374%; 2009: 0.4775%; 2010: 1.291%
CMOS | 2007: -0.08169%; 2008: -0.02938%; 2009: -0.1209%; 2010: -0.06751%
Opex | 2007: -0.2725%; 2008: -2.47%; 2009: 1.376%; 2010: 1.899%
O/H Subtransmission Lines | 2007: -0.01851%; 2008: -0.06189%; 2009: 0.01403%; 2010: 0.001347%
O/H Distribution Lines | 2007: 0.02535%; 2008: 0.04775%; 2009: 0.008553%; 2010: -0.04327%
U/G Subtransmission | 2007: -0.006145%; 2008: -0.001364%; 2009: -0.009731%; 2010: -0.005488%
U/G Distribution Cables | 2007: -0.4507%; 2008: -0.5863%; 2009: -0.349%; 2010: -0.5425%
Transformers | 2007: -0.4909%; 2008: -0.5039%; 2009: -0.4811%; 2010: -0.4899%
TFP Change | 2007: 0.02454%; 2008: -1.905%; 2009: 1.472%; 2010: 2.329%
2.AGD: Output and input growth rates
Year | 2007 | 2008 | 2009 | 2010 | 2011 | 2012 | 2013 | 2014 | 2015 | 2016 | 2017 | 2018 | 2019 | 2020
Energy (GWh) | 1.062% | 0.3719% | 0.4962% | -0.5678% | 0.1185% | -4.089% | -10.81% | -3.142% | 0.4169% | -0.04843% | 0.1994% | -1.104% | 0.1456% | -1.946%
Ratcheted Max Demand | 0% | 2.752% | 1.46% | 0% | 2.825% | 0% | 0% | 0% | 0% | 0% | 0% | 0% | 0% | 0%
Customer Numbers | 0.9924% | 0.8102% | 0.7479% | 0.6761% | 0.7386% | 0.8001% | 0.8226% | 0.9803% | 1.108% | 1.115% | 1.098% | 1.187% | 1.093% | 0.901%
Circuit Length | 0.3415% | 0.8937% | 0.6059% | 0.7145% | 1.318% | 0.8749% | 0.8266% | 0.7491% | 0.1261% | 0.3132% | 0.4551% | 0.4905% | 0.3815% | 0.6822%
CMOS | -0.7354% | 13.46% | 10.06% | -29.27% | 13.1% | -11.15% | -15.07% | 13.35% | -5.817% | 7.368% | 4.914% | -11.45% | 8.112% | 21.99%
Opex | -16.7% | 35.17% | -9.903% | 12.54% | -4.516% | 9.904% | -23.55% | 10.87% | 15.99% | -11.27% | -12.36% | -15.59% | -6.226% | -11.93%
O/H Subtransmission Lines | -5.294% | 0.04581% | 1.274% | 1.331% | 2.166% | 0.8397% | 1.159% | -4.119% | 4.166% | -1.643% | 2.345% | -3.954% | -0.03309% | -1.708%
O/H Distribution Lines | -0.2066% | 0.05679% | 0.06577% | -0.3417% | -0.2018% | -0.4709% | -0.3575% | 1.842% | 1.143% | 1.593% | 1.395% | -0.4857% | 5.848% | -6.014%
U/G Subtransmission | -0.2671% | -0.9191% | -2.772% | 3.033% | 1.771% | 1.704% | 2.718% | 4.885% | -8.135% | 5.152% | 2.206% | -3.671% | -2.801% | 4.874%
U/G Distribution Cables | 3.017% | 2.034% | 2.485% | 1.984% | 2.906% | 3.168% | 2.676% | 2.537% | 0.9919% | 1.1% | 1.493% | 1.195% | 1.226% | 1.48%
Transformers | 4.41% | 3.998% | 4.702% | 4.495% | 1.705% | 4.204% | 3.444% | 3% | 1.369% | 1.174% | -4.414% | 1.154% | -0.08259% | 1.132%
2.AGD: Output and input contributions
Year | 2007 | 2008 | 2009 | 2010 | 2011 | 2012 | 2013 | 2014 | 2015 | 2016 | 2017 | 2018 | 2019 | 2020
Energy (GWh) | 0.1015% | 0.0415% | 0.05208% | -0.08238% | 0.009352% | -0.3947% | -1.007% | -0.2935% | 0.03873% | -0.0137% | 0.01798% | -0.1012% | 0.01123% | -0.1994%
Ratcheted Max Demand | 0.003717% | 1.044% | 0.5583% | 0.0132% | 1.056% | -0.007216% | -0.007697% | 0.002178% | -1.364e-05% | 0.007474% | 0.0006413% | -0.001982% | 0.0018% | 0.009782%
Customer Numbers | 0.2099% | 0.1643% | 0.1546% | 0.16% | 0.1525% | 0.1673% | 0.1679% | 0.1961% | 0.2221% | 0.2303% | 0.2236% | 0.2379% | 0.2251% | 0.2063%
Circuit Length | 0.1548% | 0.3862% | 0.2646% | 0.3465% | 0.5723% | 0.3788% | 0.349% | 0.3186% | 0.05342% | 0.1435% | 0.1964% | 0.2064% | 0.1677% | 0.3213%
CMOS | 0.09623% | -1.828% | -1.465% | 3.91% | -1.401% | 1.127% | 1.123% | -1.022% | 0.4788% | -0.5485% | -0.4733% | 1.075% | -0.7511% | -2.483%
Opex | 6.497% | -14.02% | 4.063% | -4.722% | 1.87% | -3.595% | 8.444% | -3.796% | -5.935% | 4.293% | 4.383% | 5.294% | 1.984% | 4.126%
O/H Subtransmission Lines | 0.2242% | -0.008762% | -0.04782% | -0.0631% | -0.08227% | -0.03309% | -0.0461% | 0.1584% | -0.1598% | 0.06439% | -0.09613% | 0.1594% | 0.001483% | 0.07349%
O/H Distribution Lines | 0.01171% | -0.002968% | -0.007453% | 0.03426% | 0.0153% | 0.02326% | 0.03871% | -0.1323% | -0.07615% | -0.1093% | -0.09791% | 0.03006% | -0.4198% | 0.4268%
U/G Subtransmission | 0.02149% | 0.03101% | 0.1585% | -0.1744% | -0.08359% | -0.09081% | -0.1606% | -0.2815% | 0.4774% | -0.315% | -0.1477% | 0.2279% | 0.1817% | -0.3214%
U/G Distribution Cables | -0.4134% | -0.2512% | -0.3585% | -0.1933% | -0.418% | -0.4438% | -0.3833% | -0.3362% | -0.1229% | -0.1835% | -0.2639% | -0.1704% | -0.2115% | -0.2924%
Transformers | -1.119% | -1.356% | -1.309% | -1.406% | -0.5237% | -1.42% | -1.276% | -0.9239% | -0.362% | -0.4441% | 1.435% | -0.355% | 0.02296% | -0.2696%
TFP Change | 5.788% | -15.8% | 2.063% | -2.177% | 1.166% | -4.288% | 7.242% | -6.111% | -5.385% | 3.124% | 5.178% | 6.602% | 1.213% | 1.598%
check | 5.788% | -15.8% | 2.063% | -2.177% | 1.166% | -4.288% | 7.242% | -6.111% | -5.385% | 3.124% | 5.178% | 6.602% | 1.213% | 1.598%
check | 3.4567e-07 | -9.4715e-08 | -2.8743e-07 | 4.589e-07 | -1.5133e-07 | -1.9692e-07 | 3.4167e-07 | 1.3629e-07 | -5.919e-07 | 1.1491e-07 | -1.9284e-07 | 4.182e-07 | -1.034e-07 | 5.3559e-07
2.AGD: Contributions to TFP growth | bar: 2007 to 2010
Year | 2007: 2006 to 2020; 2008: 2006 to 2012; 2009: 2012 to 2020; 2010: 2019 to 2020
Energy (GWh) | 2007: -0.13%; 2008: -0.04545%; 2009: -0.1934%; 2010: -0.1994%
Ratcheted Max Demand | 2007: 0.1914%; 2008: 0.4446%; 2009: 0.001523%; 2010: 0.009782%
Customer Numbers | 2007: 0.1941%; 2008: 0.1681%; 2009: 0.2137%; 2010: 0.2063%
Circuit Length | 2007: 0.2757%; 2008: 0.3505%; 2009: 0.2195%; 2010: 0.3213%
CMOS | 2007: -0.1545%; 2008: 0.07313%; 2009: -0.3252%; 2010: -2.483%
Opex | 2007: 0.6344%; 2008: -1.652%; 2009: 2.349%; 2010: 4.126%
O/H Subtransmission Lines | 2007: 0.01031%; 2008: -0.001806%; 2009: 0.01939%; 2010: 0.07349%
O/H Distribution Lines | 2007: -0.01898%; 2008: 0.01235%; 2009: -0.04248%; 2010: 0.4268%
U/G Subtransmission | 2007: -0.03407%; 2008: -0.02296%; 2009: -0.0424%; 2010: -0.3214%
U/G Distribution Cables | 2007: -0.2887%; 2008: -0.3464%; 2009: -0.2455%; 2010: -0.2924%
Transformers | 2007: -0.6647%; 2008: -1.189%; 2009: -0.2715%; 2010: -0.2696%
TFP Change | 2007: 0.01494%; 2008: -2.209%; 2009: 1.683%; 2010: 1.598%
3.CIT: Output and input growth rates
Year | 2007 | 2008 | 2009 | 2010 | 2011 | 2012 | 2013 | 2014 | 2015 | 2016 | 2017 | 2018 | 2019 | 2020
Energy (GWh) | 1.731% | 0.3333% | -0.05124% | 1.84% | -1.7% | -0.3268% | -1.72% | -1.041% | 0.4176% | -1.154% | 0.7007% | -1.594% | -0.1851% | -11.55%
Ratcheted Max Demand | 2.757% | 4.517% | 2.646% | 0% | 0% | 0% | 0% | 0% | 0% | 0% | 1.995% | 3.313% | 0% | 0.9265%
Customer Numbers | 1.674% | 1.061% | 0.9302% | 1.36% | 1.365% | 1.328% | 1.276% | 0.9809% | 0.6088% | 2.459% | 0.986% | 0.9585% | 0.6806% | 0.4221%
Circuit Length | 3.093% | -0.9716% | 0.8239% | 0.7261% | 4.404% | 0.4425% | 1.017% | 3.047% | 0.5342% | 0.7897% | 0.1837% | -0.2985% | 0.4735% | 0.2547%
CMOS | -10.43% | -26.67% | 58.82% | 2.71% | -26.54% | 26.27% | -6.652% | 25.8% | -26.24% | -4.937% | -17.32% | 21.36% | -13.86% | 25.79%
Opex | 13.32% | -5.009% | 16.53% | 8.329% | -7.359% | 23.07% | -3.549% | 2.328% | -3.674% | 0.6149% | -3.662% | -14.73% | 11.67% | -6.09%
O/H Subtransmission Lines | 1.375% | -4.422% | -0.04686% | -0.3064% | 1.868% | 0% | 0% | 4.284% | 0.2903% | 0.02852% | -0.2842% | -0.8601% | -0.004218% | 0.1049%
O/H Distribution Lines | 1.375% | -4.422% | -0.04686% | -0.3064% | 1.68% | 0.3749% | 0.02494% | -3.445% | 0.109% | -1.162% | 1.093% | -2.675% | -0.06963% | -2.286%
U/G Subtransmission | 5.382% | 3.292% | 1.833% | 1.852% | -3.576% | 21.44% | 1.739% | 7.217% | 1.855% | 8.584% | -0.08674% | 1.751% | -0.001497% | 10.7%
U/G Distribution Cables | 5.223% | 3.305% | 1.907% | 2.142% | 7.679% | -0.2208% | 1.502% | 1.582% | 1.016% | 0.7152% | 0.7776% | -2.786% | 0.1012% | -1.494%
Transformers | 1.35% | 3.684% | 1.249% | 3.248% | 1.544% | 1.554% | 1.665% | 2.567% | 0.4521% | 1.306% | 0.393% | 0.2356% | 1.366% | 1.754%
3.CIT: Output and input contributions
Year | 2007 | 2008 | 2009 | 2010 | 2011 | 2012 | 2013 | 2014 | 2015 | 2016 | 2017 | 2018 | 2019 | 2020
Energy (GWh) | 0.1545% | 0.02889% | -0.001908% | 0.166% | -0.1542% | -0.02831% | -0.1553% | -0.09359% | 0.03756% | -0.1031% | 0.06269% | -0.1425% | -0.01602% | -1.032%
Ratcheted Max Demand | 0.9772% | 1.592% | 0.9274% | 1.677e-05% | -8.898e-05% | 9.466e-05% | -8.273e-05% | 0.0001024% | -0.0001815% | -1.67e-05% | 0.6996% | 1.167% | -0.005296% | 0.3305%
Customer Numbers | 0.3266% | 0.209% | 0.168% | 0.2637% | 0.2675% | 0.2563% | 0.248% | 0.1913% | 0.1154% | 0.474% | 0.1874% | 0.1879% | 0.1275% | 0.08479%
Circuit Length | 1.269% | -0.3858% | 0.3074% | 0.2965% | 1.812% | 0.1803% | 0.4173% | 1.255% | 0.205% | 0.3205% | 0.06925% | -0.1156% | 0.187% | 0.1093%
CMOS | 0.4104% | 0.9265% | -2.352% | -0.1455% | 1.275% | -1.266% | 0.3658% | -1.363% | 1.411% | 0.2104% | 0.6747% | -0.8437% | 0.5549% | -1.047%
Opex | -2.905% | 0.6862% | -3.707% | -2.256% | 1.867% | -6.418% | 1.124% | -0.7075% | 1.066% | -0.06899% | 1.154% | 3.745% | -3.045% | 1.623%
O/H Subtransmission Lines | -0.007357% | 0.0249% | -0.0008911% | 0.002874% | -0.01037% | -0.0005343% | 6.536e-05% | -0.02403% | -0.001521% | -0.00017% | 0.001466% | 0.004975% | 0.0001638% | -0.0004585%
O/H Distribution Lines | -0.08674% | 0.287% | 0.006305% | 0.01868% | -0.1226% | -0.01839% | -0.002803% | 0.2386% | -0.007921% | 0.07973% | -0.07444% | 0.1809% | 0.0007924% | 0.1483%
U/G Subtransmission | -0.3804% | -0.1117% | -0.2103% | -0.05056% | 0.2929% | -1.544% | -0.1199% | -0.4945% | -0.1222% | -0.5858% | -0.005163% | -0.09618% | 0.02277% | -0.6863%
U/G Distribution Cables | -1.821% | -0.8766% | -0.8316% | -0.6163% | -2.762% | 0.1253% | -0.532% | -0.5456% | -0.339% | -0.2497% | -0.2931% | 1.005% | -0.005519% | 0.5213%
Transformers | -0.5373% | -1.023% | -0.3696% | -0.8174% | -0.4233% | -0.3563% | -0.3776% | -0.5787% | -0.1279% | -0.3455% | -0.1727% | -0.1111% | -0.3199% | -0.4937%
TFP Change | -2.6% | 1.357% | -6.064% | -3.138% | 2.041% | -9.069% | 0.9671% | -2.122% | 2.237% | -0.2687% | 2.304% | 4.982% | -2.498% | -0.4422%
check | -2.6% | 1.357% | -6.064% | -3.138% | 2.041% | -9.069% | 0.9671% | -2.122% | 2.237% | -0.2687% | 2.304% | 4.982% | -2.498% | -0.4422%
check | 3.3877e-07 | -1.7384e-07 | -3.1449e-08 | 1.0278e-07 | 8.3382e-08 | 1.7413e-07 | -4.8804e-07 | 2.587e-07 | -3.3386e-07 | 1.8866e-07 | -8.4515e-08 | 8.2003e-08 | 1.7713e-07 | 1.8375e-07
3.CIT: Contributions to TFP growth | bar: 2007 to 2010
Year | 2007: 2006 to 2020; 2008: 2006 to 2012; 2009: 2012 to 2020; 2010: 2019 to 2020
Energy (GWh) | 2007: -0.09126%; 2008: 0.0275%; 2009: -0.1803%; 2010: -1.032%
Ratcheted Max Demand | 2007: 0.4063%; 2008: 0.5827%; 2009: 0.274%; 2010: 0.3305%
Customer Numbers | 2007: 0.222%; 2008: 0.2485%; 2009: 0.202%; 2010: 0.08479%
Circuit Length | 2007: 0.4233%; 2008: 0.5799%; 2009: 0.306%; 2010: 0.1093%
CMOS | 2007: -0.08485%; 2008: -0.1919%; 2009: -0.004587%; 2010: -1.047%
Opex | 2007: -0.5601%; 2008: -2.122%; 2009: 0.6114%; 2010: 1.623%
O/H Subtransmission Lines | 2007: -0.0007778%; 2008: 0.001436%; 2009: -0.002438%; 2010: -0.0004585%
O/H Distribution Lines | 2007: 0.04624%; 2008: 0.01405%; 2009: 0.07039%; 2010: 0.1483%
U/G Subtransmission | 2007: -0.2922%; 2008: -0.3339%; 2009: -0.2609%; 2010: -0.6863%
U/G Distribution Cables | 2007: -0.5158%; 2008: -1.13%; 2009: -0.05482%; 2010: 0.5213%
Transformers | 2007: -0.4324%; 2008: -0.5878%; 2009: -0.3159%; 2010: -0.4937%
TFP Change | 2007: -0.8795%; 2008: -2.912%; 2009: 0.6448%; 2010: -0.4422%
4.END: Output and input growth rates
Year | 2007 | 2008 | 2009 | 2010 | 2011 | 2012 | 2013 | 2014 | 2015 | 2016 | 2017 | 2018 | 2019 | 2020
Energy (GWh) | 1.653% | 3.535% | -3.86% | -0.08717% | 0.518% | -5.856% | -3.107% | -2.3% | 3.089% | 3.16% | 0.4248% | -0.4605% | 0.7158% | -1.488%
Ratcheted Max Demand | 0% | 0% | 5.789% | 0% | 3.865% | 0% | 0% | 0% | 0% | 0% | 4.28% | 0% | 0% | 0%
Customer Numbers | 1.19% | 1.149% | 1.025% | 0.8446% | 1.013% | 0.9627% | 1.716% | 2.221% | 1.667% | 1.302% | 1.626% | 2.144% | 2.167% | 2.078%
Circuit Length | 1.226% | 1.412% | 0.8373% | 0.7063% | 1.044% | 1.152% | 1.325% | 1.313% | 1.436% | 1.277% | 1.43% | 1.476% | 1.955% | 1.145%
CMOS | -2.189% | 6.917% | -4.431% | -18.45% | -2.186% | 20.29% | 12.86% | -21.11% | 11.71% | -3.879% | -14.99% | -1.809% | 12.22% | 13.37%
Opex | 7.585% | 19.92% | -8.695% | -3.97% | 5.066% | 1.603% | -11.03% | 12.17% | 2.571% | 7.028% | -8.707% | -9.231% | -5.705% | -11.29%
O/H Subtransmission Lines | 0.8871% | 1.815% | 0.4353% | 0.2799% | 0.01256% | 1.213% | 1.981% | -1.901% | 2.237% | -0.3137% | 0.02863% | -3.841% | 0.1931% | -0.6769%
O/H Distribution Lines | 0.1208% | 0.2183% | -0.04655% | -0.06164% | -0.02335% | -0.04542% | -0.2908% | -0.6471% | -1.46% | -0.6361% | 0.006483% | 0.03231% | -0.2249% | -0.6319%
U/G Subtransmission | 9.443% | 5.766% | 7.172% | 0.6679% | 5.355% | 17.45% | 10.33% | 10.23% | 2.884% | 0.8235% | 5.987% | 1.254% | 4.419% | 0.3756%
U/G Distribution Cables | 8.036% | 7.919% | 5.172% | 5.623% | 6.559% | 6.007% | 6.019% | 5.006% | 4.699% | 4.3% | 4.415% | 4.455% | 4.766% | 3.261%
Transformers | 5.951% | 3.525% | 2.8% | 3.198% | 1.691% | 2.719% | 4.202% | 5.236% | 0.526% | 2.201% | 1.528% | 2.076% | 1.275% | 1.467%
4.END: Output and input contributions
Year | 2007 | 2008 | 2009 | 2010 | 2011 | 2012 | 2013 | 2014 | 2015 | 2016 | 2017 | 2018 | 2019 | 2020
Energy (GWh) | 0.1646% | 0.3521% | -0.3881% | -0.01501% | 0.04753% | -0.5643% | -0.3015% | -0.2156% | 0.2929% | 0.3045% | 0.04204% | -0.04452% | 0.06891% | -0.1462%
Ratcheted Max Demand | 0.00831% | 0.004699% | 2.281% | 0.01905% | 1.471% | 0.001442% | 0.001507% | -0.004973% | 0.003898% | 0.003917% | 1.619% | 0.002235% | 0.009916% | 0.02156%
Customer Numbers | 0.2617% | 0.2498% | 0.2319% | 0.2003% | 0.2179% | 0.1982% | 0.3567% | 0.4621% | 0.3494% | 0.278% | 0.3303% | 0.448% | 0.4611% | 0.4604%
Circuit Length | 0.5681% | 0.6473% | 0.4008% | 0.3538% | 0.4715% | 0.5035% | 0.5827% | 0.5768% | 0.6354% | 0.5749% | 0.6139% | 0.6522% | 0.8781% | 0.5487%
CMOS | 0.3709% | -1.122% | 0.764% | 2.491% | 0.1517% | -2.488% | -1.668% | 2.666% | -1.438% | 0.4597% | 1.896% | 0.2401% | -1.523% | -1.883%
Opex | -2.858% | -8.229% | 3.575% | 1.57% | -1.919% | -0.6411% | 4.163% | -4.693% | -1.055% | -2.893% | 3.682% | 3.608% | 2.194% | 4.239%
O/H Subtransmission Lines | -0.03395% | -0.06349% | -0.0146% | -0.009421% | -0.001108% | -0.04249% | -0.06971% | 0.06676% | -0.07987% | 0.007721% | -0.00635% | 0.1525% | -0.008184% | 0.03751%
O/H Distribution Lines | -0.008727% | -0.02151% | 0.00253% | -0.003355% | 0.004575% | 0.009923% | 0.02147% | 0.06827% | 0.1376% | 0.05972% | 0.01162% | -0.009346% | 0.02842% | 0.0668%
U/G Subtransmission | -0.1904% | -0.09312% | -0.124% | -0.008594% | -0.1102% | -0.2663% | -0.1371% | -0.1246% | -0.09755% | -0.006028% | -0.08464% | -0.1853% | -0.09142% | -0.01744%
U/G Distribution Cables | -1.647% | -1.168% | -0.9043% | -0.7224% | -1.103% | -0.9869% | -1.037% | -0.7568% | -0.8644% | -0.7088% | -0.8641% | -0.4856% | -0.8071% | -0.4926%
Transformers | -1.799% | -0.9885% | -0.7776% | -0.7358% | -0.574% | -0.8105% | -1.263% | -1.513% | -0.08402% | -0.5914% | -0.4668% | -0.5617% | -0.4071% | -0.4384%
TFP Change | -5.164% | -10.43% | 5.046% | 3.139% | -1.344% | -5.086% | 0.649% | -3.468% | -2.2% | -2.511% | 6.772% | 3.817% | 0.8031% | 2.397%
check | -5.164% | -10.43% | 5.046% | 3.139% | -1.344% | -5.086% | 0.649% | -3.468% | -2.2% | -2.511% | 6.772% | 3.817% | 0.8031% | 2.397%
check | 1.0604e-07 | 9.0746e-08 | -9.8925e-08 | 4.6279e-08 | 2.4915e-07 | 8.7397e-08 | -4.2826e-07 | 4.6349e-07 | -1.7378e-07 | -2.8683e-07 | 4.9853e-07 | -3.3988e-07 | 6.1013e-09 | 6.1407e-07
4.END: Contributions to TFP growth | bar: 2007 to 2010
Year | 2007: 2006 to 2020; 2008: 2006 to 2012; 2009: 2012 to 2020; 2010: 2019 to 2020
Energy (GWh) | 2007: -0.02876%; 2008: -0.0672%; 2009: 6.478e-05%; 2010: -0.1462%
Ratcheted Max Demand | 2007: 0.3888%; 2008: 0.631%; 2009: 0.2071%; 2010: 0.02156%
Customer Numbers | 2007: 0.3218%; 2008: 0.2266%; 2009: 0.3932%; 2010: 0.4604%
Circuit Length | 2007: 0.572%; 2008: 0.4908%; 2009: 0.6328%; 2010: 0.5487%
CMOS | 2007: -0.07738%; 2008: 0.02789%; 2009: -0.1563%; 2010: -1.883%
Opex | 2007: 0.05301%; 2008: -1.417%; 2009: 1.156%; 2010: 4.239%
O/H Subtransmission Lines | 2007: -0.004617%; 2008: -0.02751%; 2009: 0.01255%; 2010: 0.03751%
O/H Distribution Lines | 2007: 0.02629%; 2008: -0.002761%; 2009: 0.04807%; 2010: 0.0668%
U/G Subtransmission | 2007: -0.1098%; 2008: -0.1321%; 2009: -0.093%; 2010: -0.01744%
U/G Distribution Cables | 2007: -0.8964%; 2008: -1.089%; 2009: -0.7521%; 2010: -0.4926%
Transformers | 2007: -0.7865%; 2008: -0.9476%; 2009: -0.6656%; 2010: -0.4384%
TFP Change | 2007: -0.5415%; 2008: -2.307%; 2009: 0.7824%; 2010: 2.397%
5.ENX: Output and input growth rates
Year | 2007 | 2008 | 2009 | 2010 | 2011 | 2012 | 2013 | 2014 | 2015 | 2016 | 2017 | 2018 | 2019 | 2020
Energy (GWh) | 0.4308% | 2.14% | 3.889% | 0.9007% | -3.387% | -1.144% | -0.7335% | -1.036% | 1.507% | -0.07732% | 1.019% | -0.4348% | 0.7733% | -1.344%
Ratcheted Max Demand | 8.885% | 3.798% | 4.698% | 5.235% | 0% | 0% | 0% | 0% | 0% | 0% | 0% | 0% | 0% | 0.7202%
Customer Numbers | 1.964% | 2.213% | 1.856% | 1.551% | 1.443% | 1.296% | 1.172% | 1.226% | 1.493% | 1.726% | 1.863% | 1.749% | 1.516% | 1.32%
Circuit Length | 2.093% | 1.75% | 1.922% | 1.386% | 1.297% | 1.118% | 0.8514% | 0.6085% | 0.8937% | 1.205% | 1.038% | 0.9424% | 0.9372% | 0.7512%
CMOS | -35.43% | 15.09% | -8.152% | -1.939% | -9.256% | -19.21% | 5.936% | 5.218% | 20.21% | -11.43% | -15.23% | 9.667% | 3.56% | 7.35%
Opex | 15.05% | 4.125% | 3.776% | 1.191% | 9.421% | 6.784% | 6.825% | -8.574% | 2.006% | -11.78% | 0.5445% | 0.3123% | -5.803% | -5.384%
O/H Subtransmission Lines | 3.889% | -0.09392% | 2.227% | 2.395% | 2.031% | 3.96% | 0.256% | 1.88% | -1.276% | 0.9849% | 2.006% | -0.3201% | -0.6419% | 2.007%
O/H Distribution Lines | 0.6475% | 0.3861% | 0.3758% | 0.2653% | 0.2622% | 0.2899% | 0.1507% | 0.02295% | 0.1297% | 0.1152% | 0.04313% | -0.026% | -0.01928% | -0.03867%
U/G Subtransmission | 13.81% | 14.84% | 6.103% | 6.016% | 8.414% | 1.578% | 6.638% | 2.264% | 4.126% | -0.5958% | 0.9959% | 0.03457% | -0.7739% | 4.721%
U/G Distribution Cables | 9.643% | 7.569% | 7.161% | 5.497% | 4.38% | 3.648% | 3.125% | 2.914% | 2.077% | 3.817% | 2.903% | 2.784% | 2.674% | 2.22%
Transformers | 7.171% | 4.195% | 4.97% | 3.273% | 2.978% | 2.404% | 2.126% | 1.776% | 4.272% | 1.101% | 1.777% | 0.833% | 1.04% | 1.156%
5.ENX: Output and input contributions
Year | 2007 | 2008 | 2009 | 2010 | 2011 | 2012 | 2013 | 2014 | 2015 | 2016 | 2017 | 2018 | 2019 | 2020
Energy (GWh) | 0.05196% | 0.2075% | 0.3751% | 0.08452% | -0.3251% | -0.1085% | -0.06858% | -0.0963% | 0.1405% | -0.007348% | 0.09521% | -0.04051% | 0.07273% | -0.1265%
Ratcheted Max Demand | 3.651% | 1.436% | 1.815% | 1.977% | -0.009731% | -0.01691% | -0.003183% | -0.004036% | 0.001862% | 0.003521% | -0.005604% | 0.005453% | 0.004992% | 0.2706%
Customer Numbers | 0.4967% | 0.4545% | 0.4074% | 0.3267% | 0.3025% | 0.2694% | 0.2374% | 0.2468% | 0.3013% | 0.3505% | 0.3709% | 0.359% | 0.314% | 0.274%
Circuit Length | 1.077% | 0.7596% | 0.8804% | 0.6148% | 0.5707% | 0.4857% | 0.3635% | 0.2578% | 0.3816% | 0.5174% | 0.4349% | 0.4109% | 0.4112% | 0.3306%
CMOS | 6.116% | -2.093% | 1.258% | 0.2753% | 1.054% | 1.747% | -0.5972% | -0.5094% | -1.769% | 1.016% | 1.308% | -0.8007% | -0.3075% | -0.7136%
Opex | -5.385% | -1.33% | -1.597% | -0.395% | -3.355% | -2.19% | -2.922% | 3.07% | -0.3946% | 4.11% | -0.1848% | -0.1356% | 2.098% | 1.969%
O/H Subtransmission Lines | -0.13% | -0.01263% | -0.05376% | -0.08391% | -0.06864% | -0.1522% | -0.004111% | -0.06304% | 0.04497% | -0.04138% | -0.07724% | 0.01869% | 0.0212% | -0.07199%
O/H Distribution Lines | -0.08539% | -0.05009% | -0.04012% | -0.032% | -0.03102% | -0.03489% | -0.0166% | -0.003368% | -0.01632% | -0.01285% | -0.007931% | 0.002691% | -0.001383% | 0.00418%
U/G Subtransmission | -0.619% | -0.6731% | -0.2248% | -0.2863% | -0.4168% | -0.08569% | -0.3244% | -0.107% | -0.201% | 0.02458% | -0.04958% | 0.0209% | 0.03348% | -0.2142%
U/G Distribution Cables | -1.164% | -1.021% | -0.6151% | -0.7225% | -0.5311% | -0.4479% | -0.3615% | -0.3313% | -0.3134% | -0.4791% | -0.3528% | -0.2537% | -0.3341% | -0.187%
Transformers | -2.258% | -1.446% | -1.495% | -1.062% | -0.9508% | -0.7614% | -0.6577% | -0.5241% | -1.436% | -0.2322% | -0.578% | -0.2102% | -0.3418% | -0.3373%
TFP Change | 1.751% | -3.769% | 0.7097% | 0.6964% | -3.761% | -1.295% | -4.355% | 1.936% | -3.26% | 5.249% | 0.9533% | -0.623% | 1.971% | 1.198%
check | 1.751% | -3.769% | 0.7097% | 0.6964% | -3.761% | -1.295% | -4.355% | 1.936% | -3.26% | 5.249% | 0.9532% | -0.623% | 1.971% | 1.198%
check | 2.2979e-08 | 2.1161e-07 | -1.8052e-07 | -4.1383e-07 | 6.4079e-07 | -6.8058e-07 | 5.1341e-07 | -2.0906e-07 | -6.7832e-08 | 3.2808e-08 | 3.5976e-07 | -3.5106e-07 | -1.0815e-07 | 3.6696e-07
5.ENX: Contributions to TFP growth | bar: 2007 to 2010
Year | 2007: 2006 to 2020; 2008: 2006 to 2012; 2009: 2012 to 2020; 2010: 2019 to 2020
Energy (GWh) | 2007: 0.01819%; 2008: 0.04757%; 2009: -0.003849%; 2010: -0.1265%
Ratcheted Max Demand | 2007: 0.6518%; 2008: 1.475%; 2009: 0.03421%; 2010: 0.2706%
Customer Numbers | 2007: 0.3365%; 2008: 0.3762%; 2009: 0.3067%; 2010: 0.274%
Circuit Length | 2007: 0.5355%; 2008: 0.7314%; 2009: 0.3885%; 2010: 0.3306%
CMOS | 2007: 0.4275%; 2008: 1.393%; 2009: -0.2966%; 2010: -0.7136%
Opex | 2007: -0.4745%; 2008: -2.375%; 2009: 0.9512%; 2010: 1.969%
O/H Subtransmission Lines | 2007: -0.04815%; 2008: -0.08353%; 2009: -0.02161%; 2010: -0.07199%
O/H Distribution Lines | 2007: -0.02322%; 2008: -0.04558%; 2009: -0.006448%; 2010: 0.00418%
U/G Subtransmission | 2007: -0.2231%; 2008: -0.3843%; 2009: -0.1022%; 2010: -0.2142%
U/G Distribution Cables | 2007: -0.5082%; 2008: -0.7504%; 2009: -0.3266%; 2010: -0.187%
Transformers | 2007: -0.8779%; 2008: -1.329%; 2009: -0.5396%; 2010: -0.3373%
TFP Change | 2007: -0.1855%; 2008: -0.9446%; 2009: 0.3838%; 2010: 1.198%
6.ERG: Output and input growth rates
Year | 2007 | 2008 | 2009 | 2010 | 2011 | 2012 | 2013 | 2014 | 2015 | 2016 | 2017 | 2018 | 2019 | 2020
Energy (GWh) | 0.6671% | 1.731% | 2.266% | 0.891% | -7.494% | 3.452% | -1.443% | 1.622% | -0.4393% | 0.6661% | -3.068% | -0.6682% | 1.95% | 0.4654%
Ratcheted Max Demand | 1.676% | 7.659% | 0% | 5.05% | 0% | 0% | 0% | 0% | 0% | 0% | 0% | 0% | 0% | 0%
Customer Numbers | 1.746% | 1.965% | 2.363% | 2.051% | 1.757% | 1.485% | 1.584% | 1.606% | 0.8772% | 1.508% | 0.828% | 1.942% | 0.7604% | -0.4739%
Circuit Length | 1.195% | 0.3481% | 0.734% | 0.532% | 0.09825% | 0.6645% | -2.153% | 0.4307% | 0.8813% | -0.1345% | 0.1553% | -0.3385% | 0.1993% | 0.4044%
CMOS | -34.78% | 20.13% | 12.96% | 2.103% | -6.305% | -7.917% | -9.75% | -13.07% | 21.77% | 1.308% | -24.61% | 9.646% | 17.06% | -2.473%
Opex | -11.63% | 6.892% | -3.634% | -2.17% | 20.69% | 2.124% | -23.02% | 0.4579% | 14.17% | 0.6915% | -10.47% | 2.679% | 0.623% | 3.639%
O/H Subtransmission Lines | 2.159% | 1.4% | 2.853% | 1.124% | 0.8713% | 1.61% | -15% | -0.05973% | 0.2952% | -0.587% | 5.844% | 0.6396% | -0.02175% | 1.057%
O/H Distribution Lines | 0.8688% | 0.9793% | 1.211% | 0.7037% | 1.44% | 1.244% | 1.017% | 1.853% | 4.904% | -0.8535% | -1.404% | 2.848% | -2.607% | 0.7078%
U/G Subtransmission | 5.49% | 2.237% | 1.433% | 18.27% | 7.193% | 3.016% | -4.628% | 1.384% | -2.052% | 6.784% | 15.62% | 0.7075% | 1.001% | -0.2686%
U/G Distribution Cables | 10.9% | 14.25% | 10.18% | 7.468% | 5.534% | 5.333% | 5.156% | 4.169% | 6.015% | 1.751% | 2.02% | -3.239% | 1.374% | 0.7273%
Transformers | 2.736% | 1.14% | 1.494% | 6.039% | 2.588% | 3.363% | 2.403% | 8.451% | 0.2301% | 4.479% | 3.235% | 0.6291% | 0.3979% | -0.937%
6.ERG: Output and input contributions
Year | 2007 | 2008 | 2009 | 2010 | 2011 | 2012 | 2013 | 2014 | 2015 | 2016 | 2017 | 2018 | 2019 | 2020
Energy (GWh) | 0.07962% | 0.1942% | 0.2597% | 0.1003% | -0.8383% | 0.3763% | -0.1532% | 0.1699% | -0.04541% | 0.07124% | -0.3209% | -0.07384% | 0.2035% | 0.05026%
Ratcheted Max Demand | 0.9901% | 3.318% | -0.01279% | 2.26% | -0.04267% | -0.01388% | -0.02365% | -0.01593% | 0.006937% | 0.01854% | -0.02417% | 0.01514% | 0.02286% | -0.002327%
Customer Numbers | 0.5601% | 0.4366% | 0.5583% | 0.5062% | 0.45% | 0.3517% | 0.3632% | 0.3559% | 0.2018% | 0.3605% | 0.1588% | 0.4616% | 0.2163% | -0.1144%
Circuit Length | 0.6603% | 0.1698% | 0.3772% | 0.2756% | 0.03768% | 0.3225% | -1.05% | 0.21% | 0.4186% | -0.06103% | 0.06966% | -0.1592% | 0.09977% | 0.198%
CMOS | 11.18% | -5.892% | -4.268% | -0.6354% | 2.595% | 2.21% | 2.307% | 2.603% | -4.568% | -0.3549% | 5.276% | -1.819% | -4.045% | 0.641%
Opex | 4.216% | -2.398% | 1.138% | 0.7737% | -7.365% | -0.4127% | 7.792% | -0.01227% | -5.064% | -0.2564% | 3.734% | -0.927% | -0.2283% | -1.38%
O/H Subtransmission Lines | -0.2106% | -0.1263% | -0.3211% | -0.105% | -0.07593% | -0.1824% | 1.514% | -0.03522% | -0.01805% | 0.02435% | -0.5176% | -0.0604% | 0.001699% | -0.0921%
O/H Distribution Lines | -0.09631% | -0.2915% | -0.1752% | -0.1852% | -0.3573% | -0.2427% | -0.2179% | -0.3892% | -1.038% | 0.2133% | 0.2304% | -0.6063% | 0.5492% | -0.1377%
U/G Subtransmission | -0.02052% | -0.006446% | 0.02064% | -0.08701% | -0.03668% | -0.01717% | 0.02605% | -0.007085% | 0.01081% | -0.02987% | -0.07399% | -0.00101% | -0.003011% | 0.00478%
U/G Distribution Cables | -0.3567% | -0.4481% | -0.2349% | -0.2643% | -0.1854% | -0.1952% | -0.189% | -0.1329% | -0.239% | -0.003265% | -0.1132% | 0.1411% | -0.04549% | 0.006374%
Transformers | -0.5598% | -0.488% | -0.2595% | -1.695% | -0.7742% | -0.942% | -0.7191% | -2.553% | -0.01629% | -1.481% | -0.8311% | -0.05291% | -0.0943% | 0.3814%
TFP Change | 16.45% | -5.532% | -2.917% | 0.9437% | -6.593% | 1.254% | 9.65% | 0.1929% | -10.35% | -1.498% | 7.588% | -3.082% | -3.323% | -0.4444%
check | 16.45% | -5.532% | -2.917% | 0.9437% | -6.593% | 1.254% | 9.65% | 0.1929% | -10.35% | -1.498% | 7.588% | -3.082% | -3.323% | -0.4444%
check | -2.0502e-07 | 5.5256e-07 | -3.7757e-07 | -1.3021e-07 | -3.555e-08 | 1.3186e-07 | 1.3367e-07 | -9.9022e-08 | -1.2074e-07 | -1.7128e-07 | 1.9538e-07 | 1.9165e-07 | -6.4481e-08 | -2.3704e-07
6.ERG: Contributions to TFP growth | bar: 2007 to 2010
Year | 2007: 2006 to 2020; 2008: 2006 to 2012; 2009: 2012 to 2020; 2010: 2019 to 2020
Energy (GWh) | 2007: 0.005237%; 2008: 0.02864%; 2009: -0.01232%; 2010: 0.05026%
Ratcheted Max Demand | 2007: 0.464%; 2008: 1.083%; 2009: -0.0003253%; 2010: -0.002327%
Customer Numbers | 2007: 0.3476%; 2008: 0.4771%; 2009: 0.2505%; 2010: -0.1144%
Circuit Length | 2007: 0.1121%; 2008: 0.3072%; 2009: -0.03426%; 2010: 0.198%
CMOS | 2007: 0.3737%; 2008: 0.8655%; 2009: 0.004925%; 2010: 0.641%
Opex | 2007: -0.02787%; 2008: -0.6748%; 2009: 0.4573%; 2010: -1.38%
O/H Subtransmission Lines | 2007: -0.01463%; 2008: -0.1702%; 2009: 0.1021%; 2010: -0.0921%
O/H Distribution Lines | 2007: -0.1961%; 2008: -0.2247%; 2009: -0.1746%; 2010: -0.1377%
U/G Subtransmission | 2007: -0.01575%; 2008: -0.02453%; 2009: -0.009165%; 2010: 0.00478%
U/G Distribution Cables | 2007: -0.1614%; 2008: -0.2807%; 2009: -0.07193%; 2010: 0.006374%
Transformers | 2007: -0.7203%; 2008: -0.7864%; 2009: -0.6708%; 2010: 0.3814%
TFP Change | 2007: 0.1666%; 2008: 0.6001%; 2009: -0.1586%; 2010: -0.4444%
7.ESS: Output and input growth rates
Year | 2007 | 2008 | 2009 | 2010 | 2011 | 2012 | 2013 | 2014 | 2015 | 2016 | 2017 | 2018 | 2019 | 2020
Energy (GWh) | 0.07757% | 0.5229% | 0.6998% | -0.1479% | -1.333% | -0.7563% | 3.627% | -2.149% | 1.982% | 0.3464% | 0.6096% | 1.157% | 1.564% | -2.223%
Ratcheted Max Demand | 4.446% | 0% | 0.1098% | 0.03401% | 0% | 0% | 0% | 13.62% | 0% | 0% | 0% | 0% | 2.104% | 0%
Customer Numbers | 0.7682% | 1.194% | 0.8205% | 0.4417% | 1.109% | 0.4744% | 0.6964% | 1.176% | 1.484% | 1.382% | 1.453% | 1.561% | 1.152% | 1.031%
Circuit Length | -5.193% | -1.931% | 1.028% | 0.4697% | 1.033% | 0.119% | 0.1508% | 0.02567% | 0.1669% | 0.2452% | 0.08217% | 0.05229% | 0.1738% | 0.07636%
CMOS | -28.2% | -0.5755% | 18.64% | -27.94% | 13.54% | 6.998% | -1.431% | -23.75% | 21.6% | -2.024% | 11.13% | -9.075% | 12% | 3.844%
Opex | 18.32% | 16.18% | -6.679% | 6.906% | -0.2248% | 21.28% | -9.968% | -5.3% | -2.114% | -23.73% | 0.6415% | 4.858% | 12.72% | -3.743%
O/H Subtransmission Lines | 4.295% | 2.452% | 6.289% | 7.424% | 4.621% | 1.219% | 9.457% | 3.767% | 4.824% | 5.309% | -0.05223% | -1.439% | 0.4493% | 0.9589%
O/H Distribution Lines | 7.61% | 6.169% | 5.832% | 4.61% | 5.135% | 2.947% | 3.361% | -1.326% | 0.8461% | 1.424% | 0.05435% | 1.562% | -0.1938% | 2.27%
U/G Subtransmission | 0% | -83.07% | 32.93% | 2.437% | 17.65% | 22.16% | 22.73% | 26.67% | 10.14% | -0.03974% | 0.8742% | 1.491% | 3.746% | 2.679%
U/G Distribution Cables | 18.48% | -32.04% | 11.94% | 10.22% | 13.88% | 8.894% | 5.293% | 5.125% | 4.553% | 2.314% | 3.331% | 2.204% | 1.038% | 2.261%
Transformers | 7.032% | 5.826% | 3.294% | 5.509% | 1.163% | 1.722% | 0.3694% | -0.3967% | 1.744% | 1.457% | 0.5269% | 0.6584% | 2.956% | 1.023%
7.ESS: Output and input contributions
Year | 2007 | 2008 | 2009 | 2010 | 2011 | 2012 | 2013 | 2014 | 2015 | 2016 | 2017 | 2018 | 2019 | 2020
Energy (GWh) | 0.0164% | 0.0558% | 0.07252% | -0.01257% | -0.1367% | -0.07499% | 0.3679% | -0.2155% | 0.199% | 0.0386% | 0.06418% | 0.1193% | 0.1688% | -0.234%
Ratcheted Max Demand | 2.027% | 0.01252% | 0.008449% | 0.1155% | -0.002932% | 0.0218% | 0.01859% | 5.378% | 0.04076% | 0.1066% | 0.002409% | -0.02531% | 0.9137% | 0.01486%
Customer Numbers | 0.2361% | 0.2769% | 0.1735% | 0.1317% | 0.2444% | 0.1084% | 0.1546% | 0.2559% | 0.3247% | 0.3255% | 0.3304% | 0.3431% | 0.2801% | 0.242%
Circuit Length | -2.582% | -0.9224% | 0.4802% | 0.2529% | 0.482% | 0.05637% | 0.07% | 0.01184% | 0.07711% | 0.1202% | 0.03957% | 0.02291% | 0.0871% | 0.03824%
CMOS | 7.455% | 0.08165% | -4.332% | 5.864% | -2.606% | -1.335% | 0.2729% | 3.925% | -3.54% | 0.5012% | -2.507% | 2.035% | -2.755% | -0.9572%
Opex | -7.139% | -7.006% | 2.825% | -2.734% | 0.1135% | -9.031% | 4.582% | 2.113% | 0.6316% | 9.137% | -0.3237% | -1.571% | -4.987% | 1.511%
O/H Subtransmission Lines | -0.5356% | -0.1624% | -0.4646% | -0.4641% | -0.308% | -0.07986% | -0.6549% | -0.2292% | -0.3874% | -0.4523% | -0.00124% | 0.1664% | 0.008699% | -0.05659%
O/H Distribution Lines | -1.557% | -0.9479% | -1.055% | -0.7576% | -0.9751% | -0.5584% | -0.7317% | 0.3353% | -0.274% | -0.405% | -0.06909% | -0.3% | 0.07475% | -0.524%
U/G Subtransmission | -0.002889% | 0.164% | -0.0707% | -0.002203% | -0.01824% | -0.05489% | -0.04829% | -0.04023% | -0.02666% | -0.002019% | -0.002305% | -0.001173% | -0.006741% | -0.01225%
U/G Distribution Cables | -0.7416% | 1.119% | -0.4251% | -0.2928% | -0.4877% | -0.3705% | -0.2172% | -0.1367% | -0.2515% | -0.1283% | -0.1321% | -0.0418% | -0.005853% | -0.07557%
Transformers | -2.219% | -1.621% | -0.9175% | -1.659% | -0.3687% | -0.463% | -0.1338% | 0.05113% | -0.3569% | -0.4863% | -0.1484% | -0.1108% | -0.7509% | -0.0883%
TFP Change | -5.043% | -8.95% | -3.706% | 0.4411% | -4.063% | -11.78% | 3.68% | 11.45% | -3.564% | 8.755% | -2.747% | 0.6366% | -6.973% | -0.142%
check | -5.043% | -8.95% | -3.706% | 0.4411% | -4.063% | -11.78% | 3.68% | 11.45% | -3.564% | 8.755% | -2.747% | 0.6365% | -6.973% | -0.142%
check | 2.4325e-07 | 1.197e-07 | -2.9479e-07 | 1.2166e-07 | -1.9771e-07 | 1.7997e-07 | -6.5388e-08 | 7.5727e-08 | -2.2127e-07 | 2.3816e-07 | -5.9125e-07 | 5.823e-07 | -2.8032e-07 | 1.643e-07
7.ESS: Contributions to TFP growth | bar: 2007 to 2010
Year | 2007: 2006 to 2020; 2008: 2006 to 2012; 2009: 2012 to 2020; 2010: 2019 to 2020
Energy (GWh) | 2007: 0.03063%; 2008: -0.01325%; 2009: 0.06354%; 2010: -0.234%
Ratcheted Max Demand | 2007: 0.6166%; 2008: 0.3638%; 2009: 0.8063%; 2010: 0.01486%
Customer Numbers | 2007: 0.2448%; 2008: 0.1952%; 2009: 0.282%; 2010: 0.242%
Circuit Length | 2007: -0.1261%; 2008: -0.3721%; 2009: 0.05837%; 2010: 0.03824%
CMOS | 2007: 0.1501%; 2008: 0.8545%; 2009: -0.3781%; 2010: -0.9572%
Opex | 2007: -0.8487%; 2008: -3.829%; 2009: 1.386%; 2010: 1.511%
O/H Subtransmission Lines | 2007: -0.2587%; 2008: -0.3358%; 2009: -0.2008%; 2010: -0.05659%
O/H Distribution Lines | 2007: -0.5532%; 2008: -0.9752%; 2009: -0.2367%; 2010: -0.524%
U/G Subtransmission | 2007: -0.008899%; 2008: 0.002512%; 2009: -0.01746%; 2010: -0.01225%
U/G Distribution Cables | 2007: -0.1563%; 2008: -0.1998%; 2009: -0.1236%; 2010: -0.07557%
Transformers | 2007: -0.6623%; 2008: -1.208%; 2009: -0.253%; 2010: -0.0883%
TFP Change | 2007: -1.572%; 2008: -5.517%; 2009: 1.387%; 2010: -0.142%
8.JEN: Output and input growth rates
Year | 2007 | 2008 | 2009 | 2010 | 2011 | 2012 | 2013 | 2014 | 2015 | 2016 | 2017 | 2018 | 2019 | 2020
Energy (GWh) | 2.307% | 2.502% | -2.588% | 1.707% | -0.8041% | -1.146% | -2.568% | -2.818% | 1.833% | -0.5983% | 1.834% | -1.077% | 0.2353% | -2.929%
Ratcheted Max Demand | 7.45% | 6.09% | 6.202% | 0% | 0% | 0% | 0% | 0% | 0% | 0% | 0% | 0% | 0.6235% | 2.349%
Customer Numbers | 2.007% | 1.166% | 0.8605% | 1.417% | -0.7805% | 1.822% | 2.135% | 1.963% | 1.927% | 2.144% | 2.162% | 1.953% | 1.877% | 1.763%
Circuit Length | 0.89% | 1.688% | 0.9943% | 0.7438% | 1.176% | 1.002% | 0.5297% | 0.4185% | 1.382% | 0.8704% | 1.701% | 2.445% | 0.9144% | 1.061%
CMOS | 0.238% | -6.386% | 13.4% | -11.97% | -12.89% | -7.659% | 19.54% | -0.01345% | -20.28% | -0.7781% | -5.166% | 3.865% | 11.46% | 6.23%
Opex | 5.431% | -21.38% | 8.751% | 15.91% | -1.346% | 12.72% | -4.383% | -1.434% | 2.644% | 5.628% | 4.623% | -8.475% | 4.331% | -14.99%
O/H Subtransmission Lines | 0.1583% | 0.4873% | 4.692% | 0.5227% | -0.9642% | 0.8221% | 1.197% | -2.693% | 0.481% | 0.3367% | -0.7337% | 12.12% | -0.6116% | -0.489%
O/H Distribution Lines | 0.5363% | 1.238% | -0.1935% | -0.2048% | -1.139% | -1.381% | -0.7226% | 1.228% | -0.2187% | 0.9145% | 0.529% | 0.1638% | 2.651% | -2.404%
U/G Subtransmission | -10.24% | -0.03636% | 0% | 0.03636% | 1.762% | 6.033% | -0.2881% | -8.493% | 0.02295% | 0.2705% | 5.431% | 15.9% | 15.37% | 14.8%
U/G Distribution Cables | 3.819% | 7.705% | 3.949% | 4.155% | 4.383% | 4.984% | 3.671% | 6.841% | 6.593% | 3.247% | 3.417% | 8.339% | 2.704% | 3.852%
Transformers | 0.6894% | 6.096% | 4.106% | -0.8698% | 8.461% | 1.203% | 1.944% | 1.816% | 5.403% | 1.483% | 0.4826% | 2.564% | 2.228% | 3.638%
8.JEN: Output and input contributions
Year | 2007 | 2008 | 2009 | 2010 | 2011 | 2012 | 2013 | 2014 | 2015 | 2016 | 2017 | 2018 | 2019 | 2020
Energy (GWh) | 0.2173% | 0.2349% | -0.2431% | 0.1597% | -0.0776% | -0.1076% | -0.2378% | -0.26% | 0.1705% | -0.05478% | 0.1682% | -0.09886% | 0.02129% | -0.2683%
Ratcheted Max Demand | 2.772% | 2.259% | 2.295% | -0.002599% | -0.006768% | -0.004971% | 0.001401% | -0.002969% | -0.006214% | -0.0003189% | -0.002168% | 0.002264% | 0.2272% | 0.8454%
Customer Numbers | 0.4115% | 0.2397% | 0.1731% | 0.2907% | -0.1494% | 0.3703% | 0.4261% | 0.3924% | 0.3805% | 0.4239% | 0.4243% | 0.3901% | 0.3759% | 0.3449%
Circuit Length | 0.3879% | 0.7292% | 0.4243% | 0.3235% | 0.5101% | 0.428% | 0.2233% | 0.177% | 0.5782% | 0.3637% | 0.7068% | 1.027% | 0.3889% | 0.438%
CMOS | 0.001771% | 0.6381% | -1.31% | 1.19% | 1.169% | 0.5742% | -1.55% | 0.02939% | 1.452% | 0.04786% | 0.3004% | -0.2097% | -0.776% | -0.4348%
Opex | -2.351% | 8.16% | -2.724% | -7.04% | 0.5972% | -5.542% | 2.02% | 0.6251% | -1.119% | -2.236% | -2.062% | 3.577% | -1.829% | 6.224%
O/H Subtransmission Lines | -0.01038% | 0.02152% | -0.2385% | -0.02154% | 0.04669% | -0.04237% | -0.05679% | 0.1307% | -0.02381% | -0.01647% | 0.03964% | -0.6059% | 0.02357% | 0.02515%
O/H Distribution Lines | -0.16% | -0.4041% | 0.09255% | 0.04754% | 0.354% | 0.3943% | 0.2072% | -0.3532% | 0.05694% | -0.2621% | -0.1474% | -0.04533% | -0.7324% | 0.6661%
U/G Subtransmission | 0.01677% | 0.00266% | -0.001274% | 0.001846% | -0.004152% | -0.0116% | 0.0005676% | 0.01593% | -0.0001277% | -0.0005408% | -0.00975% | -0.03053% | -0.03018% | -0.02867%
U/G Distribution Cables | -0.1123% | -0.09838% | -0.1281% | -0.0735% | -0.1032% | -0.1163% | -0.07618% | -0.1417% | -0.1327% | -0.05774% | -0.08495% | -0.1607% | -0.044% | -0.07399%
Transformers | -0.07603% | -0.9716% | -0.9262% | 0.212% | -1.682% | -0.2302% | -0.412% | -0.4186% | -1.235% | -0.5179% | 0.155% | -0.7047% | -0.5463% | -1.093%
TFP Change | 1.097% | 10.81% | -2.587% | -4.913% | 0.6538% | -4.289% | 0.5454% | 0.1941% | 0.1213% | -2.31% | -0.5117% | 3.14% | -2.921% | 6.644%
check | 1.097% | 10.81% | -2.587% | -4.912% | 0.6538% | -4.289% | 0.5454% | 0.1942% | 0.1213% | -2.31% | -0.5117% | 3.14% | -2.921% | 6.644%
check | 1.1301e-07 | 7.6416e-08 | 2.2299e-07 | -1.7589e-07 | 4.9975e-08 | -4.5725e-07 | 4.4621e-07 | -2.308e-07 | -3.1631e-07 | 6.9468e-07 | -5.3053e-08 | -8.2748e-08 | 3.2379e-08 | -4.0159e-07
8.JEN: Contributions to TFP growth | bar: 2007 to 2010
Year | 2007: 2006 to 2020; 2008: 2006 to 2012; 2009: 2012 to 2020; 2010: 2019 to 2020
Energy (GWh) | 2007: -0.02687%; 2008: 0.03059%; 2009: -0.06996%; 2010: -0.2683%
Ratcheted Max Demand | 2007: 0.5984%; 2008: 1.219%; 2009: 0.1331%; 2010: 0.8454%
Customer Numbers | 2007: 0.321%; 2008: 0.2226%; 2009: 0.3948%; 2010: 0.3449%
Circuit Length | 2007: 0.479%; 2008: 0.4672%; 2009: 0.4878%; 2010: 0.438%
CMOS | 2007: 0.08013%; 2008: 0.3771%; 2009: -0.1426%; 2010: -0.4348%
Opex | 2007: -0.2643%; 2008: -1.483%; 2009: 0.65%; 2010: 6.224%
O/H Subtransmission Lines | 2007: -0.05204%; 2008: -0.04077%; 2009: -0.06049%; 2010: 0.02515%
O/H Distribution Lines | 2007: -0.02042%; 2008: 0.05404%; 2009: -0.07627%; 2010: 0.6661%
U/G Subtransmission | 2007: -0.005647%; 2008: 0.0007074%; 2009: -0.01041%; 2010: -0.02867%
U/G Distribution Cables | 2007: -0.1003%; 2008: -0.1053%; 2009: -0.09649%; 2010: -0.07399%
Transformers | 2007: -0.6033%; 2008: -0.6123%; 2009: -0.5966%; 2010: -1.093%
TFP Change | 2007: 0.4056%; 2008: 0.1291%; 2009: 0.6129%; 2010: 6.644%
9.PCR: Output and input growth rates
Year | 2007 | 2008 | 2009 | 2010 | 2011 | 2012 | 2013 | 2014 | 2015 | 2016 | 2017 | 2018 | 2019 | 2020
Energy (GWh) | 1.481% | 2.029% | -0.1868% | 1.77% | -1.962% | 2.575% | -1.765% | -2.134% | 3.609% | -0.5209% | 0.5925% | 0.3016% | 1.195% | -2.164%
Ratcheted Max Demand | 5.355% | 5.787% | 8.413% | 0% | 0% | 0% | 0% | 2.147% | 0% | 0% | 0% | 1.653% | 0.4515% | 1.998%
Customer Numbers | 1.77% | 1.838% | 1.821% | 2.008% | 2.221% | 1.665% | 1.383% | 1.491% | 1.546% | 2.839% | 2.081% | 2.352% | 2.13% | 1.122%
Circuit Length | 0.3533% | 0.2637% | 1.129% | 0.7639% | -0.4986% | 0.6325% | 0.396% | 0.395% | 0.3637% | 0.2995% | 0.5948% | 0.3874% | 0.5329% | 0.646%
CMOS | 16.66% | -14.93% | 37.72% | -10.7% | -15.88% | 5.144% | 8.537% | 19.27% | -19.71% | -0.7186% | -23.83% | 32.02% | -1.311% | -1.26%
Opex | -13.17% | 2.171% | 9.842% | -4.183% | 3.977% | 17.1% | 6.078% | -9.67% | 6.999% | -16.51% | 7.537% | 2.503% | -3.195% | -6.161%
O/H Subtransmission Lines | 0.1176% | 0.235% | -0.3279% | 0.02249% | -0.003598% | 0.6956% | -0.09454% | -2.438% | -0.1212% | 2.012% | 1.58% | -0.5491% | 0.1238% | -0.009777%
O/H Distribution Lines | 0.06368% | 0.3136% | -0.3279% | 0.02239% | 0.2661% | 0.1575% | 0.3491% | 0.6967% | 0.09419% | 0.1801% | -0.165% | 0.03609% | 0.05456% | 0.005307%
U/G Subtransmission | 5.096% | 0.8222% | 25.82% | 11.21% | -7.481% | 0% | 0% | 17.74% | 0.2968% | 2.937% | -4.421% | -1.179% | 82.08% | 5.029%
U/G Distribution Cables | 5.126% | 0.8277% | 25.82% | 11.21% | -7.587% | 0.2128% | 5.63% | 4.001% | 7.904% | 4.075% | 6.48% | 4.94% | 5.744% | 7.589%
Transformers | 3.412% | 4.164% | 2.684% | 2.581% | 2.588% | 2.736% | 3.439% | 3.128% | 0.9732% | 2.042% | 2.832% | 2.302% | 1.978% | 3.283%
9.PCR: Output and input contributions
Year | 2007 | 2008 | 2009 | 2010 | 2011 | 2012 | 2013 | 2014 | 2015 | 2016 | 2017 | 2018 | 2019 | 2020
Energy (GWh) | 0.1475% | 0.2109% | -0.02137% | 0.186% | -0.204% | 0.2655% | -0.1818% | -0.2206% | 0.3699% | -0.05255% | 0.05778% | 0.0336% | 0.1206% | -0.2201%
Ratcheted Max Demand | 2.078% | 2.392% | 3.405% | -0.002706% | -0.008296% | -0.0004422% | -0.002521% | 0.8763% | -0.0291% | 0.002268% | -0.02174% | 0.6901% | 0.1732% | 0.7736%
Customer Numbers | 0.3547% | 0.4349% | 0.3547% | 0.4629% | 0.5144% | 0.3712% | 0.308% | 0.332% | 0.332% | 0.6218% | 0.4285% | 0.551% | 0.4587% | 0.2228%
Circuit Length | 0.1466% | 0.1378% | 0.5099% | 0.3684% | -0.2305% | 0.2978% | 0.1862% | 0.1861% | 0.1641% | 0.139% | 0.2629% | 0.1953% | 0.2434% | 0.2871%
CMOS | -3.071% | 2.81% | -7.88% | 2.475% | 3.331% | -1.046% | -1.696% | -3.962% | 4.106% | 0.1231% | 3.911% | -5.451% | 0.2833% | 0.3078%
Opex | 5.451% | -1.423% | -3.551% | 1.26% | -1.377% | -6.987% | -2.541% | 4.123% | -2.963% | 6.792% | -2.895% | -1.069% | 1.309% | 2.396%
O/H Subtransmission Lines | -0.004433% | -0.009316% | 0.01273% | -0.000138% | -0.0002002% | -0.02631% | 0.003505% | 0.09265% | 0.002724% | -0.07474% | -0.06262% | 0.02331% | -0.004525% | 0.0007892%
O/H Distribution Lines | -0.01224% | -0.06232% | 0.06177% | 0.01327% | -0.07043% | -0.04298% | -0.07575% | -0.155% | -0.01744% | -0.05019% | 0.037% | -0.0007814% | -0.01131% | 0.0008266%
U/G Subtransmission | -0.004775% | 0.002041% | -0.02994% | -0.01084% | 0.007707% | -0.0008866% | 2.693e-06% | -0.01784% | -0.0001886% | -0.003395% | 0.004665% | 0.001363% | -0.0834% | -0.004093%
U/G Distribution Cables | -0.5388% | 0.1818% | -3.26% | -1.263% | 0.8962% | -0.07907% | -0.6223% | -0.4501% | -0.872% | -0.5438% | -0.7768% | -0.4506% | -0.6335% | -0.8046%
Transformers | -0.5994% | -0.753% | -0.6317% | -0.4256% | -0.5664% | -0.6029% | -0.7416% | -0.6751% | -0.2155% | -0.5062% | -0.6452% | -0.5539% | -0.6049% | -0.8379%
TFP Change | 3.946% | 3.921% | -11.03% | 3.064% | 2.292% | -7.851% | -5.363% | 0.129% | 0.8771% | 6.448% | 0.3012% | -6.031% | 1.251% | 2.123%
check | 3.946% | 3.921% | -11.03% | 3.064% | 2.293% | -7.851% | -5.363% | 0.1291% | 0.8771% | 6.448% | 0.3013% | -6.031% | 1.251% | 2.123%
check | -9.6203e-08 | -7.5047e-08 | -8.426e-08 | 1.1043e-07 | -2.3613e-07 | 9.4152e-08 | 1.7206e-07 | -3.4418e-07 | -4.2927e-07 | 4.6188e-07 | -2.7325e-07 | 1.7319e-07 | 2.1145e-07 | -1.824e-07
9.PCR: Contributions to TFP growth | bar: 2007 to 2010
Year | 2007: 2006 to 2020; 2008: 2006 to 2012; 2009: 2012 to 2020; 2010: 2019 to 2020
Energy (GWh) | 2007: 0.03509%; 2008: 0.09741%; 2009: -0.01164%; 2010: -0.2201%
Ratcheted Max Demand | 2007: 0.7375%; 2008: 1.311%; 2009: 0.3078%; 2010: 0.7736%
Customer Numbers | 2007: 0.4105%; 2008: 0.4155%; 2009: 0.4068%; 2010: 0.2228%
Circuit Length | 2007: 0.2067%; 2008: 0.205%; 2009: 0.208%; 2010: 0.2871%
CMOS | 2007: -0.4114%; 2008: -0.5635%; 2009: -0.2972%; 2010: 0.3078%
Opex | 2007: -0.1053%; 2008: -1.105%; 2009: 0.6441%; 2010: 2.396%
O/H Subtransmission Lines | 2007: -0.003326%; 2008: -0.004611%; 2009: -0.002363%; 2010: 0.0007892%
O/H Distribution Lines | 2007: -0.02754%; 2008: -0.01882%; 2009: -0.03408%; 2010: 0.0008266%
U/G Subtransmission | 2007: -0.00997%; 2008: -0.006115%; 2009: -0.01286%; 2010: -0.004093%
U/G Distribution Cables | 2007: -0.6583%; 2008: -0.677%; 2009: -0.6442%; 2010: -0.8046%
Transformers | 2007: -0.5971%; 2008: -0.5965%; 2009: -0.5975%; 2010: -0.8379%
TFP Change | 2007: -0.423%; 2008: -0.9427%; 2009: -0.0332%; 2010: 2.123%
10.SAP: Output and input growth rates
Year | 2007 | 2008 | 2009 | 2010 | 2011 | 2012 | 2013 | 2014 | 2015 | 2016 | 2017 | 2018 | 2019 | 2020
Energy (GWh) | 2.738% | 0.7584% | -0.6864% | 2.08% | -2.149% | -2.157% | -0.09529% | -3.747% | -2.49% | 0.122% | -1.366% | -0.5965% | -1.019% | -2.023%
Ratcheted Max Demand | 0% | 6.801% | 7.574% | 0% | 0% | 0% | 0% | 0% | 0% | 0% | 0% | 0% | 0% | 0%
Customer Numbers | 0.07537% | 0.2158% | 4.182% | 1.523% | 1.093% | 0.964% | 0.4271% | 0.4707% | 0.2548% | 0.5497% | 2.263% | 1.816% | 1.311% | 0.9233%
Circuit Length | 0.5827% | 0.5792% | 0.9312% | 0.6717% | -0.01702% | 0.5193% | 0.2673% | 0.2277% | 0.1343% | 0.6859% | 0.1833% | 0.3814% | -0.01453% | 0.1321%
CMOS | 14.24% | -32.75% | 9.296% | 29.59% | -9.961% | -20.78% | 10.09% | 16.13% | -30.12% | 12.19% | 10.84% | -12.15% | 11.88% | -19.02%
Opex | -7.602% | 11.31% | 9.682% | -0.5631% | 22.18% | 2.809% | 5.772% | 2.318% | 3.824% | -17.6% | 14.14% | -2.034% | 2.573% | -11.52%
O/H Subtransmission Lines | 0.8977% | 0.8898% | 1.545% | 1.912% | -3.242% | 1.212% | 0.3793% | -0.2756% | 1.689% | -0.7819% | 1.435% | 0.7113% | -0.4037% | 0.3698%
O/H Distribution Lines | 0.0054% | 0.0053% | 0.09245% | 0.02128% | 0.08296% | -0.506% | 0.04872% | -0.9919% | -2.974% | 0.5867% | -0.009281% | 0.9944% | 0.7386% | 1.324%
U/G Subtransmission | 2.104% | 2.06% | 7.012% | -0.3183% | -11.01% | 12.95% | 0.684% | 2.475% | 3.769% | -0.4489% | -0.06319% | 3.749% | 0.555% | 2.057%
U/G Distribution Cables | 3.951% | 3.801% | 4.563% | 3.285% | 2.067% | 2.056% | 1.339% | 1.526% | 1.419% | 2.479% | 1.192% | 1.263% | 2.924% | 2.53%
Transformers | 5.036% | 2.164% | 2.839% | 4.514% | 2.755% | 4.188% | 2.324% | 2.237% | 2.065% | 0.8574% | 0.4389% | 0.972% | 0.342% | 1.082%
10.SAP: Output and input contributions
Year | 2007 | 2008 | 2009 | 2010 | 2011 | 2012 | 2013 | 2014 | 2015 | 2016 | 2017 | 2018 | 2019 | 2020
Energy (GWh) | 0.2891% | 0.06114% | -0.06845% | 0.2279% | -0.2328% | -0.2274% | -0.008375% | -0.3723% | -0.2401% | 0.003148% | -0.1359% | -0.05391% | -0.1045% | -0.1896%
Ratcheted Max Demand | -0.07779% | 2.858% | 3.014% | 0.02373% | -0.01943% | -0.02856% | 0.003901% | 0.00659% | -0.02174% | 0.02329% | -0.001278% | -0.009741% | 0.00559% | -0.01282%
Customer Numbers | -0.01146% | 0.1023% | 0.911% | 0.3223% | 0.2487% | 0.2111% | 0.09148% | 0.1022% | 0.04877% | 0.1252% | 0.4873% | 0.3785% | 0.2887% | 0.1746%
Circuit Length | 0.2528% | 0.3065% | 0.4284% | 0.3049% | -0.00343% | 0.2407% | 0.1209% | 0.1046% | 0.05439% | 0.3201% | 0.08272% | 0.1649% | -0.001517% | 0.04751%
CMOS | -3.063% | 6.349% | -1.634% | -5.913% | 2.319% | 3.475% | -1.517% | -2.632% | 4.531% | -1.593% | -1.781% | 1.943% | -1.86% | 2.846%
Opex | 1.928% | -2.73% | -3.597% | 0.2812% | -7.35% | -0.8359% | -2.295% | -1.104% | -0.9499% | 6.186% | -4.974% | 0.6265% | -0.9376% | 4.195%
O/H Subtransmission Lines | -0.01874% | -0.02213% | -0.03172% | -0.04195% | 0.07179% | -0.02654% | -0.00925% | 0.005345% | -0.03553% | 0.01774% | -0.02535% | -0.01134% | 0.007146% | -0.006491%
O/H Distribution Lines | -0.0002699% | 0.00887% | -0.01579% | 0.003593% | -0.00713% | 0.05611% | 0.002189% | 0.1044% | 0.3014% | -0.05312% | -0.03059% | -0.08632% | -0.06886% | -0.1273%
U/G Subtransmission | -0.007186% | -0.009646% | -0.02429% | 0.001028% | 0.04181% | -0.04882% | -0.00267% | -0.008412% | -0.01383% | 0.004632% | 0.001922% | -0.009735% | -0.001286% | -0.00477%
U/G Distribution Cables | -0.8506% | -0.9193% | -0.8597% | -0.6939% | -0.4195% | -0.3837% | -0.2338% | -0.2498% | -0.2538% | -0.4727% | -0.09702% | -0.1973% | -0.4937% | -0.4328%
Transformers | -1.369% | -0.8482% | -0.8251% | -1.478% | -1.004% | -1.361% | -0.7702% | -0.7278% | -0.8263% | -0.1853% | -0.4659% | -0.2872% | -0.09737% | -0.4322%
TFP Change | -2.928% | 5.156% | -2.703% | -6.962% | -6.355% | 1.07% | -4.617% | -4.772% | 2.595% | 4.376% | -6.939% | 2.458% | -3.263% | 6.057%
check | -2.928% | 5.156% | -2.703% | -6.962% | -6.355% | 1.07% | -4.617% | -4.772% | 2.595% | 4.376% | -6.939% | 2.458% | -3.263% | 6.057%
check | 8.1019e-08 | -3.3062e-07 | -4.4551e-07 | 7.7684e-08 | 4.8208e-07 | 3.2358e-07 | -7.013e-07 | 4.3016e-07 | -3.6561e-07 | 2.1187e-07 | 1.395e-07 | -1.1803e-07 | -2.5059e-07 | 1.1592e-07
10.SAP: Contributions to TFP growth | bar: 2007 to 2010
Year | 2007: 2006 to 2020; 2008: 2006 to 2012; 2009: 2012 to 2020; 2010: 2019 to 2020
Energy (GWh) | 2007: -0.07516%; 2008: 0.008256%; 2009: -0.1377%; 2010: -0.1896%
Ratcheted Max Demand | 2007: 0.4117%; 2008: 0.9617%; 2009: -0.0007768%; 2010: -0.01282%
Customer Numbers | 2007: 0.2486%; 2008: 0.2973%; 2009: 0.2121%; 2010: 0.1746%
Circuit Length | 2007: 0.1731%; 2008: 0.255%; 2009: 0.1117%; 2010: 0.04751%
CMOS | 2007: 0.105%; 2008: 0.2554%; 2009: -0.00779%; 2010: 2.846%
Opex | 2007: -0.8255%; 2008: -2.051%; 2009: 0.09338%; 2010: 4.195%
O/H Subtransmission Lines | 2007: -0.009073%; 2008: -0.01155%; 2009: -0.007217%; 2010: -0.006491%
O/H Distribution Lines | 2007: 0.006229%; 2008: 0.007564%; 2009: 0.005228%; 2010: -0.1273%
U/G Subtransmission | 2007: -0.005804%; 2008: -0.007851%; 2009: -0.004269%; 2010: -0.00477%
U/G Distribution Cables | 2007: -0.4684%; 2008: -0.6878%; 2009: -0.3038%; 2010: -0.4328%
Transformers | 2007: -0.7626%; 2008: -1.147%; 2009: -0.474%; 2010: -0.4322%
TFP Change | 2007: -1.202%; 2008: -2.12%; 2009: -0.5132%; 2010: 6.057%
11.AND: Output and input growth rates
Year | 2007 | 2008 | 2009 | 2010 | 2011 | 2012 | 2013 | 2014 | 2015 | 2016 | 2017 | 2018 | 2019 | 2020
Energy (GWh) | 1.37% | 5.018% | -1.739% | 2.032% | -3.599% | -0.457% | -1.242% | -0.7138% | 3.152% | -1.656% | 1.489% | -1.351% | 1.156% | -2.619%
Ratcheted Max Demand | 4.382% | 6.431% | 6.947% | 0.347% | 0% | 0% | 0% | 0.2706% | 0% | 0.4539% | 0% | 0% | 3.778% | 4.25%
Customer Numbers | 1.829% | 1.763% | 1.747% | 1.103% | 1.376% | 2.125% | 1.866% | 0.5701% | 3.051% | 0.8939% | 3.023% | 0.9743% | 2.732% | 1.881%
Circuit Length | 0.7891% | 0.655% | 1.416% | 0.6003% | 0.5691% | 1.123% | 0.2737% | 0.9835% | 0.2125% | 0.7954% | 0.4556% | 0.4602% | 0.8385% | 0.5254%
CMOS | -4.905% | -27.6% | 31.63% | -30.5% | 12.72% | -12.56% | 7.682% | 17.25% | -10.93% | 23.45% | -31.55% | 33.26% | 9.53% | -1.786%
Opex | 20.17% | 7.359% | 14.8% | -3.339% | 0.7372% | 5.866% | 10.28% | 3.003% | 5.752% | 9.668% | -13.24% | -8.261% | 3.244% | 4.853%
O/H Subtransmission Lines | 0.5781% | 0.5972% | 2.361% | 2.188% | 0.1089% | 1.428% | -1.682% | 6.434% | -2.967% | 4.969% | -0.4773% | -4.382% | -0.1618% | 2.766%
O/H Distribution Lines | 0.2965% | 0.3341% | 0.3814% | 0.1656% | 0.01522% | 0.9151% | -0.005679% | 0.1955% | -0.1965% | -0.1588% | -0.1668% | -0.3574% | -1.083% | 0.1014%
U/G Subtransmission | 3.114% | -3.114% | 1.137% | -0.7915% | 13.16% | 0% | 86.98% | 13.48% | -7.593% | -0.05838% | -0.1399% | 4.789% | 1.415% | 12.45%
U/G Distribution Cables | 7.495% | 2.983% | 7.044% | 4.077% | 4.378% | 5.718% | 3.511% | 5.095% | 4.939% | 4.983% | 5.676% | 7.139% | 3.675% | 5.039%
Transformers | 6.159% | 1.512% | 10.42% | -1.179% | 4.552% | 0.849% | 2.312% | -0.05317% | 2.665% | 2.975% | 1.066% | 3.072% | 0.3073% | 1.01%
11.AND: Output and input contributions
Year | 2007 | 2008 | 2009 | 2010 | 2011 | 2012 | 2013 | 2014 | 2015 | 2016 | 2017 | 2018 | 2019 | 2020
Energy (GWh) | 0.1423% | 0.5041% | -0.1693% | 0.1956% | -0.3567% | -0.04507% | -0.1214% | -0.07031% | 0.308% | -0.1619% | 0.1454% | -0.1317% | 0.114% | -0.257%
Ratcheted Max Demand | 1.82% | 2.618% | 2.743% | 0.1198% | 0.001384% | -0.008175% | -0.001326% | 0.1058% | -0.007465% | 0.1894% | -0.01905% | 0.01715% | 1.466% | 1.623%
Customer Numbers | 0.4274% | 0.4212% | 0.3418% | 0.2819% | 0.2924% | 0.4614% | 0.3949% | 0.1206% | 0.6378% | 0.2042% | 0.6107% | 0.2378% | 0.5826% | 0.3823%
Circuit Length | 0.3901% | 0.3369% | 0.6186% | 0.3067% | 0.2561% | 0.5097% | 0.1222% | 0.44% | 0.08856% | 0.3696% | 0.18% | 0.2297% | 0.378% | 0.2234%
CMOS | 1.025% | 4.64% | -5.45% | 5.067% | -1.952% | 1.65% | -1.129% | -2.423% | 1.468% | -3.391% | 4.388% | -4.604% | -1.436% | 0.4558%
Opex | -7.344% | -3.772% | -5.632% | 1.026% | -0.3494% | -2.141% | -4.1% | -1.257% | -2.485% | -3.67% | 5.564% | 3.163% | -1.282% | -2.082%
O/H Subtransmission Lines | -0.02063% | -0.003292% | -0.06244% | -0.04585% | -0.008099% | -0.03108% | 0.03861% | -0.1595% | 0.06291% | -0.1473% | 0.005394% | 0.1415% | 0.007414% | -0.07161%
O/H Distribution Lines | -0.08349% | -0.06275% | -0.0965% | -0.03391% | -0.004267% | -0.2187% | 0.005375% | -0.04962% | 0.0174% | 0.02702% | 0.05601% | 0.1026% | 0.2958% | -0.04029%
U/G Subtransmission | -0.01622% | 0.008116% | -0.0223% | 0.002269% | -0.0221% | -6.709e-05% | -0.1788% | -0.03087% | 0.02488% | 0.004902% | -0.01039% | -0.01229% | -0.002013% | -0.04207%
U/G Distribution Cables | -1.223% | -0.06356% | -1.175% | -0.2172% | -0.6496% | -0.7515% | -0.4663% | -0.6432% | -0.3805% | -0.5867% | -0.6509% | -0.821% | -0.4918% | -0.5084%
Transformers | -1.336% | -0.2833% | -2.214% | 0.279% | -0.9303% | -0.2018% | -0.4932% | 0.03095% | -0.4291% | -0.4065% | -0.4046% | -0.6509% | -0.04314% | -0.2662%
TFP Change | -6.22% | 4.344% | -11.12% | 6.981% | -3.723% | -0.7764% | -5.929% | -3.937% | -0.6955% | -7.569% | 9.865% | -2.327% | -0.4104% | -0.5827%
check | -6.22% | 4.344% | -11.12% | 6.981% | -3.723% | -0.7763% | -5.929% | -3.937% | -0.6955% | -7.568% | 9.865% | -2.327% | -0.4104% | -0.5827%
check | 8.7906e-08 | -1.6807e-07 | 1.0023e-07 | 2.6324e-07 | 3.9014e-07 | -8.0995e-07 | 1.9532e-07 | 2.8939e-07 | 2.6685e-08 | -2.5832e-07 | 8.9773e-08 | -3.7709e-07 | 3.5892e-08 | -7.2649e-08
11.AND: Contributions to TFP growth | bar: 2007 to 2010
Year | 2007: 2006 to 2020; 2008: 2006 to 2012; 2009: 2012 to 2020; 2010: 2019 to 2020
Energy (GWh) | 2007: 0.006861%; 2008: 0.04517%; 2009: -0.02187%; 2010: -0.257%
Ratcheted Max Demand | 2007: 0.762%; 2008: 1.216%; 2009: 0.4218%; 2010: 1.623%
Customer Numbers | 2007: 0.3855%; 2008: 0.371%; 2009: 0.3964%; 2010: 0.3823%
Circuit Length | 2007: 0.3178%; 2008: 0.403%; 2009: 0.2539%; 2010: 0.2234%
CMOS | 2007: -0.1209%; 2008: 0.8299%; 2009: -0.834%; 2010: 0.4558%
Opex | 2007: -1.74%; 2008: -3.035%; 2009: -0.7686%; 2010: -2.082%
O/H Subtransmission Lines | 2007: -0.02099%; 2008: -0.02856%; 2009: -0.01531%; 2010: -0.07161%
O/H Distribution Lines | 2007: -0.006092%; 2008: -0.08328%; 2009: 0.0518%; 2010: -0.04029%
U/G Subtransmission | 2007: -0.02121%; 2008: -0.008385%; 2009: -0.03083%; 2010: -0.04207%
U/G Distribution Cables | 2007: -0.6163%; 2008: -0.68%; 2009: -0.5686%; 2010: -0.5084%
Transformers | 2007: -0.525%; 2008: -0.7812%; 2009: -0.3328%; 2010: -0.2662%
TFP Change | 2007: -1.578%; 2008: -1.752%; 2009: -1.448%; 2010: -0.5827%
12.TND: Output and input growth rates
Year | 2007 | 2008 | 2009 | 2010 | 2011 | 2012 | 2013 | 2014 | 2015 | 2016 | 2017 | 2018 | 2019 | 2020
Energy (GWh) | -0.7128% | 0.5413% | 3.213% | -0.8942% | -2.234% | -2.895% | -1.642% | -3.252% | 1.783% | 1.367% | -1.199% | 2.364% | 0.6438% | 1.843%
Ratcheted Max Demand | 7.693% | 0.5213% | 0% | 0% | 0% | 0% | 0% | 0% | 0% | 0% | 0% | 0% | 0% | 0%
Customer Numbers | 1.913% | 1.915% | 1.917% | 1.918% | 1.92% | 0.9166% | 0.5288% | 0.3147% | 0.8191% | 0.7973% | 0.8121% | 0.09885% | 0.868% | 1.199%
Circuit Length | 0.0009% | 0% | 0.2717% | 1.697% | 1.811% | 0.8814% | 0.5108% | 0.7138% | 0.591% | 0.2288% | 0.1935% | 0.1857% | 0.4166% | 0.216%
CMOS | 28.96% | 3.064% | 15.77% | 3.889% | -36.93% | 14.99% | -14.99% | 30.27% | -26.07% | 7.072% | -8.813% | 14.24% | 1.467% | -3.26%
Opex | -0.2029% | 0.9846% | 11.09% | 16.9% | -3.816% | 8.71% | -20.89% | 2.004% | -16.69% | 7.024% | 27.25% | -10.13% | -12.13% | 3.345%
O/H Subtransmission Lines | 0% | 0% | 0.668% | 0% | 0% | 0% | 0% | -0.03467% | 0.008049% | -0.1892% | -0.06702% | -0.4475% | -0.5043% | 0.1568%
O/H Distribution Lines | 0% | 0% | -0.09497% | 1.923% | 0.9813% | 0.6768% | 0.3366% | 0.5339% | 0.4899% | 0.6501% | 1.122% | 1.757% | 0.8734% | 0.2318%
U/G Subtransmission | 0% | 0% | 37.31% | 0.4619% | 14.95% | 2.74% | -0.3868% | 9.73% | 0.3141% | 5.215% | 1.338% | -1.955% | 0.1403% | 4.415%
U/G Distribution Cables | 0.0258% | 0% | 0.2742% | 4.008% | 4.062% | 1.319% | 0.6434% | 2.278% | 0.7068% | 0.7291% | 0.4364% | 1.754% | 1.345% | 0.7685%
Transformers | 3.652% | 4.76% | 4.043% | 4.241% | 4.778% | 2.689% | 0.7852% | 2.108% | 1.422% | 0.5736% | 2.021% | -0.2552% | 2.052% | 1.79%
12.TND: Output and input contributions
Year | 2007 | 2008 | 2009 | 2010 | 2011 | 2012 | 2013 | 2014 | 2015 | 2016 | 2017 | 2018 | 2019 | 2020
Energy (GWh) | -0.06945% | 0.05221% | 0.3405% | -0.09894% | -0.2387% | -0.2904% | -0.162% | -0.3315% | 0.1859% | 0.1352% | -0.1175% | 0.2307% | 0.06513% | 0.1872%
Ratcheted Max Demand | 3.107% | 0.2103% | 0.004359% | -0.002702% | -0.007519% | 0.001033% | -0.003414% | 0.00371% | -0.003786% | 0.0002963% | -0.0009808% | 0.005857% | 0.0006801% | -0.0004816%
Customer Numbers | 0.3865% | 0.4596% | 0.4092% | 0.4386% | 0.4296% | 0.1991% | 0.1106% | 0.07322% | 0.1693% | 0.1716% | 0.1703% | 0.04428% | 0.1933% | 0.2604%
Circuit Length | -0.04311% | 0.04039% | 0.09265% | 0.8227% | 0.8628% | 0.4038% | 0.2285% | 0.3349% | 0.2552% | 0.1049% | 0.08252% | 0.1165% | 0.1971% | 0.09693%
CMOS | -5.705% | -0.5851% | -3.56% | -0.5317% | 7.117% | -2.53% | 2.369% | -5.045% | 4.387% | -1.098% | 1.332% | -2.268% | -0.2838% | 0.6087%
Opex | -0.113% | -0.2477% | -3.825% | -6.098% | 1.535% | -3.31% | 7.5% | -0.6799% | 5.596% | -2.368% | -9.681% | 3.638% | 4.425% | -1.138%
O/H Subtransmission Lines | 0.0001098% | 3.454e-05% | -0.003061% | 5.975e-05% | 4.418e-05% | 9.793e-05% | -0.000129% | 0.0001898% | -8.035e-05% | 0.000826% | 0.0003179% | 0.001983% | 0.00218% | -0.0007653%
O/H Distribution Lines | 0.009087% | 0.006078% | 0.05467% | -0.5233% | -0.261% | -0.1902% | -0.08699% | -0.148% | -0.1402% | -0.1901% | -0.2934% | -0.5246% | -0.238% | -0.07384%
U/G Subtransmission | 0.005982% | 0.0001883% | -0.1431% | -0.00271% | -0.05686% | -0.008944% | -0.0001086% | -0.03181% | -0.001447% | -0.0189% | -0.0009769% | 0.006287% | 0.001948% | -0.0111%
U/G Distribution Cables | -0.007684% | -0.01366% | 0.01706% | -0.4827% | -0.4992% | -0.1636% | -0.08647% | -0.2588% | -0.08844% | -0.09809% | -0.02642% | -0.2133% | -0.1403% | -0.05309%
Transformers | -0.7488% | -1.374% | -1.338% | -0.9651% | -1.131% | -0.655% | -0.2135% | -0.5088% | -0.421% | -0.109% | -0.3407% | 0.238% | -0.8564% | -0.3027%
TFP Change | -3.178% | -1.452% | -7.951% | -7.444% | 7.75% | -6.544% | 9.656% | -6.592% | 9.938% | -3.469% | -8.877% | 1.275% | 3.367% | -0.427%
check | -3.178% | -1.452% | -7.951% | -7.444% | 7.75% | -6.544% | 9.656% | -6.592% | 9.938% | -3.469% | -8.877% | 1.275% | 3.367% | -0.4271%
check | 2.216e-08 | -3.098e-07 | 1.526e-07 | -3.8853e-07 | 6.0276e-07 | -8.563e-08 | 2.3509e-07 | -6.4067e-07 | 2.4507e-07 | 2.211e-07 | -1.6769e-08 | -3.508e-08 | -5.9402e-07 | 3.419e-07
12.TND: Contributions to TFP growth | bar: 2007 to 2010
Year | 2007: 2006 to 2020; 2008: 2006 to 2012; 2009: 2012 to 2020; 2010: 2019 to 2020
Energy (GWh) | 2007: -0.007979%; 2008: -0.0508%; 2009: 0.02414%; 2010: 0.1872%
Ratcheted Max Demand | 2007: 0.2367%; 2008: 0.5521%; 2009: 0.0002352%; 2010: -0.0004816%
Customer Numbers | 2007: 0.2511%; 2008: 0.3871%; 2009: 0.1491%; 2010: 0.2604%
Circuit Length | 2007: 0.2568%; 2008: 0.3632%; 2009: 0.1771%; 2010: 0.09693%
CMOS | 2007: -0.4138%; 2008: -0.9658%; 2009: 0.0001299%; 2010: 0.6087%
Opex | 2007: -0.3406%; 2008: -2.01%; 2009: 0.9114%; 2010: -1.138%
O/H Subtransmission Lines | 2007: 0.0001291%; 2008: -0.0004524%; 2009: 0.0005652%; 2010: -0.0007653%
O/H Distribution Lines | 2007: -0.1857%; 2008: -0.1508%; 2009: -0.2119%; 2010: -0.07384%
U/G Subtransmission | 2007: -0.01869%; 2008: -0.03425%; 2009: -0.007013%; 2010: -0.0111%
U/G Distribution Cables | 2007: -0.151%; 2008: -0.1916%; 2009: -0.1206%; 2010: -0.05309%
Transformers | 2007: -0.6232%; 2008: -1.035%; 2009: -0.3142%; 2010: -0.3027%
TFP Change | 2007: -0.9962%; 2008: -3.136%; 2009: 0.6089%; 2010: -0.427%
13.UED: Output and input growth rates
Year | 2007 | 2008 | 2009 | 2010 | 2011 | 2012 | 2013 | 2014 | 2015 | 2016 | 2017 | 2018 | 2019 | 2020
Energy (GWh) | 0.7227% | -0.9691% | 1.478% | 1.853% | -1.739% | 1.215% | -3.31% | -2.057% | -1.206% | 5.922% | -2.815% | -2.288% | 0.3438% | -2.514%
Ratcheted Max Demand | 5.398% | 6.885% | 9.179% | 0% | 0% | 0% | 0% | 0.2744% | 0% | 0% | 0% | 0% | 0% | 0%
Customer Numbers | 0.8972% | 0.9408% | 0.643% | 0.9039% | 1.146% | 1.049% | 1.322% | 0.2946% | 0.9216% | 0.791% | 1.037% | 1.207% | 1.818% | 0.7889%
Circuit Length | 0.7425% | 0.8492% | -0.3599% | 0.849% | 0.6386% | 0.7219% | 0.1333% | -0.08804% | 0.3877% | 0.01751% | 3.561% | 0.2959% | 0.1942% | 0.137%
CMOS | 19.12% | 4.175% | -1.217% | -7.179% | 8.386% | 26.51% | -5.37% | 6.079% | -15.25% | -18.49% | -23.12% | 8.511% | -4.52% | -25.55%
Opex | -5.893% | 0.3844% | 1.703% | 4.33% | 20.32% | 0.6246% | -11.55% | 2.245% | -5.24% | 14.44% | -6.086% | -23.02% | 0.2523% | 4.731%
O/H Subtransmission Lines | 0.1775% | 3.38% | -0.9404% | 6.494% | 1.584% | 6.279% | -3.12% | 8.447% | 0.1089% | -1.902% | -0.8006% | 0.8304% | 0.0447% | 1.122%
O/H Distribution Lines | 2.364% | 1.118% | -2.107% | 1.441% | 0.2199% | 1.35% | -0.6269% | -0.7304% | 0.1061% | 0.05852% | 0.1622% | 0.2434% | 0.129% | 0.09966%
U/G Subtransmission | 1.653% | 23.94% | -2.532% | 4.132% | 8.807% | 10.45% | -4.348% | -17.82% | -0.02707% | -56.22% | 65.86% | -15.8% | 4.837% | -3.39%
U/G Distribution Cables | 4.243% | 4.684% | 0.9985% | 4.476% | 4.315% | 1.654% | 4.157% | 2.199% | 3.121% | 2.696% | 3.339% | 1.532% | 2.003% | 2.13%
Transformers | 2.972% | 3.084% | 4.846% | 3.357% | 1.61% | 4.588% | 3.514% | 1.513% | 0.5957% | 1.177% | 2.052% | 2.23% | 1.34% | 0.7726%
13.UED: Output and input contributions
Year | 2007 | 2008 | 2009 | 2010 | 2011 | 2012 | 2013 | 2014 | 2015 | 2016 | 2017 | 2018 | 2019 | 2020
Energy (GWh) | 0.06788% | -0.09045% | 0.1385% | 0.1729% | -0.1621% | 0.1175% | -0.3139% | -0.1943% | -0.1098% | 0.5513% | -0.2614% | -0.2108% | 0.03217% | -0.2273%
Ratcheted Max Demand | 1.939% | 2.527% | 3.38% | -0.002258% | 0.003264% | 0.01314% | -0.007669% | 0.1042% | -0.01557% | -0.003259% | -0.01208% | 0.001326% | -0.002842% | -0.01008%
Customer Numbers | 0.1721% | 0.1882% | 0.1286% | 0.1841% | 0.2301% | 0.2101% | 0.2703% | 0.06021% | 0.1836% | 0.1578% | 0.201% | 0.2407% | 0.3584% | 0.1442%
Circuit Length | 0.3054% | 0.3603% | -0.1552% | 0.3644% | 0.2709% | 0.3067% | 0.05855% | -0.03814% | 0.1669% | 0.007375% | 1.495% | 0.126% | 0.0775% | 0.04229%
CMOS | -1.564% | -0.379% | 0.1025% | 0.6532% | -0.7696% | -2.88% | 0.7721% | -0.6706% | 1.781% | 1.594% | 1.665% | -0.5976% | 0.281% | 1.398%
Opex | 2.343% | -0.4859% | -0.2848% | -1.901% | -8.124% | -0.2545% | 4.842% | -0.8702% | 2.044% | -5.485% | 2.324% | 8.484% | -0.07672% | -1.592%
O/H Subtransmission Lines | -0.005156% | -0.1187% | 0.01463% | -0.3672% | -0.09393% | -0.4881% | 0.2341% | -0.6454% | 0.0007894% | 0.17% | 0.03374% | -0.09657% | 0.0001712% | -0.07054%
O/H Distribution Lines | -0.47% | -0.2293% | 0.4356% | -0.2895% | -0.0502% | -0.2862% | 0.129% | 0.1589% | -0.02318% | -0.01086% | -0.03888% | -0.05221% | -0.02728% | -0.01675%
U/G Subtransmission | -0.02411% | -0.3913% | 0.04843% | -0.08637% | -0.2019% | -0.1878% | 0.07138% | 0.3723% | 0.001492% | 1.076% | -1.27% | 0.3215% | -0.1034% | 0.07134%
U/G Distribution Cables | -0.3877% | -0.2999% | -0.1638% | -0.3132% | -0.4579% | -0.1765% | -0.3998% | -0.2133% | -0.3082% | -0.2203% | -0.3972% | -0.1311% | -0.187% | -0.1581%
Transformers | -0.744% | -0.8209% | -1.296% | -0.8216% | -0.5133% | -0.7731% | -0.7065% | -0.3176% | -0.1712% | -0.3754% | -0.2391% | -0.6347% | -0.3139% | -0.1178%
TFP Change | 1.631% | 0.2596% | 2.349% | -2.407% | -9.869% | -4.398% | 4.949% | -2.254% | 3.55% | -2.538% | 3.499% | 7.451% | 0.03823% | -0.5371%
check | 1.631% | 0.2596% | 2.349% | -2.407% | -9.869% | -4.398% | 4.95% | -2.254% | 3.55% | -2.538% | 3.499% | 7.451% | 0.03825% | -0.537%
check | -5.3862e-07 | 6.1324e-07 | -4.7741e-07 | 1.942e-08 | 5.802e-07 | -1.4947e-09 | -4.514e-07 | -1.3732e-08 | -1.3482e-07 | 1.4192e-07 | -1.601e-07 | 9.9502e-08 | -1.1655e-07 | -3.0205e-07
13.UED: Contributions to TFP growth | bar: 2007 to 2010
Year | 2007: 2006 to 2020; 2008: 2006 to 2012; 2009: 2012 to 2020; 2010: 2019 to 2020
Energy (GWh) | 2007: -0.03498%; 2008: 0.04071%; 2009: -0.09174%; 2010: -0.2273%
Ratcheted Max Demand | 2007: 0.5652%; 2008: 1.31%; 2009: 0.006748%; 2010: -0.01008%
Customer Numbers | 2007: 0.195%; 2008: 0.1855%; 2009: 0.202%; 2010: 0.1442%
Circuit Length | 2007: 0.242%; 2008: 0.2421%; 2009: 0.2419%; 2010: 0.04229%
CMOS | 2007: 0.09898%; 2008: -0.8062%; 2009: 0.7778%; 2010: 1.398%
Opex | 2007: 0.06878%; 2008: -1.451%; 2009: 1.209%; 2010: -1.592%
O/H Subtransmission Lines | 2007: -0.1023%; 2008: -0.1764%; 2009: -0.04673%; 2010: -0.07054%
O/H Distribution Lines | 2007: -0.05506%; 2008: -0.1483%; 2009: 0.01484%; 2010: -0.01675%
U/G Subtransmission | 2007: -0.02161%; 2008: -0.1405%; 2009: 0.06757%; 2010: 0.07134%
U/G Distribution Cables | 2007: -0.2724%; 2008: -0.2999%; 2009: -0.2519%; 2010: -0.1581%
Transformers | 2007: -0.5604%; 2008: -0.8281%; 2009: -0.3595%; 2010: -0.1178%
TFP Change | 2007: 0.1232%; 2008: -2.072%; 2009: 1.77%; 2010: -0.5371%
41.ACT: Output and input growth rates
Year | 2007 | 2008 | 2009 | 2010 | 2011 | 2012 | 2013 | 2014 | 2015 | 2016 | 2017 | 2018 | 2019 | 2020
Energy (GWh) | 2.243% | 0.9337% | 0.8956% | 0.8155% | 0.4632% | -0.6465% | 0.4412% | -2.587% | 0.9247% | 0.6997% | 1.309% | -2.151% | 1.194% | -1.091%
Ratcheted Max Demand | 0% | 0% | 0% | 0% | 0% | 10.76% | 0% | 0% | 3.128% | 0% | 0% | 0% | 0% | 0%
Customer Numbers | 1.19% | 1.331% | 1.651% | 2.336% | 2.419% | 2.484% | 2.322% | 0.8175% | 1.742% | 1.696% | 3.465% | 3.113% | 2.805% | 1.988%
Circuit Length | 0.7616% | 1.185% | 1.529% | 1.5% | 2.103% | 2.335% | 1.226% | 0.9432% | 0.9964% | 0.7462% | 0.4027% | 0.9555% | 0.9419% | 3.169%
CMOS | 24.75% | -53.51% | 17.18% | -12.41% | 63.87% | -35.89% | -10.11% | -6.01% | 22.14% | 8.249% | 15.29% | -19.84% | 13.5% | 1.609%
Opex | -0.3888% | 6.349% | 1.923% | 12.04% | 10.79% | 6.678% | 9.065% | 12.38% | -7.037% | -61.25% | 12.66% | 15.27% | -3.892% | -5.177%
O/H Subtransmission Lines | 0% | 0% | 0% | 0% | 0% | 10.69% | 0% | 0.01761% | -8.985e-05% | 0.008445% | -3.456% | 0.09398% | -0.0001858% | -0.0009291%
O/H Distribution Lines | -0.3692% | -0.5447% | -0.2852% | 0.06511% | 0.2201% | -1.395% | -0.6376% | -1.087% | -2.557% | 1.128% | 1.447% | 0.6581% | 0.1469% | 0.3442%
U/G Subtransmission | 0% | 0% | 0% | 0% | 0% | 0% | 0% | 135% | 0.3665% | 0.06879% | 0.8765% | 0.399% | 0% | 1.269%
U/G Distribution Cables | 1.711% | 2.578% | 2.878% | 2.864% | 3.043% | 4.448% | 2.992% | 2.724% | 1.629% | 1.256% | 1.145% | 1.141% | 1.492% | 3.058%
Transformers | 2.288% | 2.047% | 2.686% | 1.681% | 2.661% | 0.647% | 1.957% | 2.825% | 1.414% | 0.8877% | 0.5134% | 1.209% | 3.269% | 1.41%
41.ACT: Output and input contributions
Year | 2007 | 2008 | 2009 | 2010 | 2011 | 2012 | 2013 | 2014 | 2015 | 2016 | 2017 | 2018 | 2019 | 2020
Energy (GWh) | 0.1991% | 0.08421% | 0.07937% | 0.072% | 0.04213% | -0.0582% | 0.0388% | -0.2285% | 0.08149% | 0.06227% | 0.117% | -0.192% | 0.1064% | -0.09733%
Ratcheted Max Demand | -0.01428% | 0.02988% | -0.004925% | 0.009488% | -0.02259% | 3.767% | -0.00239% | -0.0007781% | 1.099% | 0.009556% | 0.003909% | -0.007422% | 0.005142% | 0.0002948%
Customer Numbers | 0.2165% | 0.2803% | 0.3123% | 0.452% | 0.4545% | 0.4806% | 0.4437% | 0.1557% | 0.3352% | 0.329% | 0.6697% | 0.5929% | 0.5455% | 0.3834%
Circuit Length | 0.2912% | 0.5167% | 0.6134% | 0.6133% | 0.8408% | 0.9491% | 0.4941% | 0.3795% | 0.4088% | 0.3095% | 0.1671% | 0.3818% | 0.3887% | 1.291%
CMOS | -1.038% | 1.916% | -0.5159% | 0.3068% | -2.221% | 1.376% | 0.2916% | 0.1635% | -0.6537% | -0.3343% | -0.6493% | 0.8381% | -0.5558% | -0.06751%
Opex | 0.4674% | -2.801% | -0.5489% | -4.839% | -4.3% | -2.802% | -3.701% | -6.344% | 3.808% | 23.35% | -4.126% | -5.337% | 1.458% | 1.899%
O/H Subtransmission Lines | -0.007449% | 0.0009579% | -0.009926% | 0.001254% | 0.005533% | -0.3617% | -0.003518% | 0.01266% | -0.001915% | -0.01761% | 0.1242% | -0.001823% | -0.001156% | 0.001347%
O/H Distribution Lines | 0.05124% | 0.056% | 0.03937% | -0.0171% | -0.02033% | 0.1773% | 0.07781% | 0.118% | 0.2923% | -0.08115% | -0.1886% | -0.08978% | -0.01686% | -0.04327%
U/G Subtransmission | -0.002439% | 0.0009238% | -0.002788% | 0.001062% | -0.00273% | -0.00221% | -0.001215% | -0.06693% | 0.0002728% | -0.003863% | 0.0007422% | 0.001059% | -0.00242% | -0.005488%
U/G Distribution Cables | -0.4586% | -0.4022% | -0.6721% | -0.4746% | -0.6574% | -0.8526% | -0.5425% | -0.4084% | -0.2831% | -0.4004% | -0.2019% | -0.11% | -0.3029% | -0.5425%
Transformers | -0.6305% | -0.4665% | -0.6981% | -0.418% | -0.6532% | -0.1575% | -0.4959% | -0.705% | -0.4367% | -0.4309% | -0.1038% | -0.2749% | -0.912% | -0.4899%
TFP Change | -0.9255% | -0.7844% | -1.408% | -4.293% | -6.534% | 2.516% | -3.4% | -6.925% | 4.65% | 22.79% | -4.187% | -4.199% | 0.7129% | 2.329%
check | -0.9255% | -0.7844% | -1.408% | -4.293% | -6.534% | 2.516% | -3.4% | -6.925% | 4.65% | 22.79% | -4.187% | -4.199% | 0.7129% | 2.329%
check | 1.3718e-08 | 3.7308e-09 | -2.7367e-07 | 7.4385e-08 | -1.8128e-07 | 4.3947e-07 | -1.3953e-07 | 1.2367e-07 | -1.5438e-08 | -8.6617e-08 | -1.3332e-07 | 6.3553e-08 | -9.0335e-08 | 6.459e-08
41.ACT: Contributions to TFP growth | bar: 2007 to 2010
Year | 2007: 2006 to 2020; 2008: 2006 to 2012; 2009: 2012 to 2020; 2010: 2019 to 2020
Energy (GWh) | 2007: 0.02192%; 2008: 0.06977%; 2009: -0.01398%; 2010: -0.09733%
Ratcheted Max Demand | 2007: 0.348%; 2008: 0.6274%; 2009: 0.1384%; 2010: 0.0002948%
Customer Numbers | 2007: 0.4037%; 2008: 0.366%; 2009: 0.4319%; 2010: 0.3834%
Circuit Length | 2007: 0.5461%; 2008: 0.6374%; 2009: 0.4775%; 2010: 1.291%
CMOS | 2007: -0.08169%; 2008: -0.02938%; 2009: -0.1209%; 2010: -0.06751%
Opex | 2007: -0.2725%; 2008: -2.47%; 2009: 1.376%; 2010: 1.899%
O/H Subtransmission Lines | 2007: -0.01851%; 2008: -0.06189%; 2009: 0.01403%; 2010: 0.001347%
O/H Distribution Lines | 2007: 0.02535%; 2008: 0.04775%; 2009: 0.008553%; 2010: -0.04327%
U/G Subtransmission | 2007: -0.006145%; 2008: -0.001364%; 2009: -0.009731%; 2010: -0.005488%
U/G Distribution Cables | 2007: -0.4507%; 2008: -0.5863%; 2009: -0.349%; 2010: -0.5425%
Transformers | 2007: -0.4909%; 2008: -0.5039%; 2009: -0.4811%; 2010: -0.4899%
TFP Change | 2007: 0.02454%; 2008: -1.905%; 2009: 1.472%; 2010: 2.329%
42.NSW: Output and input growth rates
Year | 2007 | 2008 | 2009 | 2010 | 2011 | 2012 | 2013 | 2014 | 2015 | 2016 | 2017 | 2018 | 2019 | 2020
Energy (GWh) | 1.036% | 1.336% | -0.7428% | -0.3441% | -0.05599% | -3.926% | -5.474% | -2.671% | 1.563% | 1.009% | 0.3608% | -0.3921% | 0.6468% | -1.87%
Ratcheted Max Demand | 0.9055% | 1.358% | 2.503% | 0.006769% | 2.592% | 0% | 0% | 2.8% | 0% | 0% | 1.321% | 0% | 0.4542% | 0%
Customer Numbers | 0.9891% | 0.9965% | 0.84% | 0.6625% | 0.9046% | 0.7625% | 1.032% | 1.366% | 1.354% | 1.232% | 1.331% | 1.544% | 1.406% | 1.262%
Circuit Length | -3.598% | -1.081% | 0.9398% | 0.5373% | 1.077% | 0.3679% | 0.4075% | 0.3065% | 0.3296% | 0.3944% | 0.3226% | 0.3154% | 0.4539% | 0.3203%
CMOS | -14.39% | 5.927% | 11.01% | -26.63% | 10.48% | 3.404% | -2.269% | -11.56% | 10.52% | 0.4863% | 4.142% | -8.529% | 10.84% | 11.49%
Opex | -0.3882% | 25.55% | -8.636% | 7.27% | -1.188% | 11.96% | -16.25% | 5.523% | 7.462% | -10.62% | -7.901% | -7.818% | 0.4331% | -8.71%
O/H Subtransmission Lines | -0.107% | 1.44% | 2.839% | 3.316% | 2.503% | 1.094% | 4.729% | -0.1979% | 3.931% | 1.769% | 0.672% | -2.798% | 0.2428% | -0.2318%
O/H Distribution Lines | 5.342% | 4.466% | 4.257% | 3.359% | 3.82% | 2.17% | 2.489% | -0.877% | 0.6099% | 1.207% | 0.2094% | 1.144% | 0.5372% | 0.9486%
U/G Subtransmission | 0.8523% | -1.421% | -0.9947% | 2.698% | 2.52% | 4.451% | 4.421% | 6.401% | -5.513% | 4.156% | 2.874% | -2.536% | -1.094% | 3.867%
U/G Distribution Cables | 6.286% | -1.541% | 4.204% | 3.835% | 5.246% | 4.649% | 3.817% | 3.499% | 2.411% | 2.043% | 2.49% | 2.153% | 2.075% | 2.06%
Transformers | 5.539% | 4.391% | 3.815% | 4.453% | 1.547% | 3.128% | 2.785% | 2.663% | 1.248% | 1.517% | -1.503% | 1.27% | 1.117% | 1.193%
42.NSW: Output and input contributions
Year | 2007 | 2008 | 2009 | 2010 | 2011 | 2012 | 2013 | 2014 | 2015 | 2016 | 2017 | 2018 | 2019 | 2020
Energy (GWh) | 0.09797% | 0.1341% | -0.07232% | -0.0509% | -0.006902% | -0.3832% | -0.5261% | -0.254% | 0.1464% | 0.09063% | 0.03555% | -0.03709% | 0.06093% | -0.1896%
Ratcheted Max Demand | 0.3956% | 0.5333% | 0.9825% | 0.03356% | 0.9953% | 0.0003011% | 0.0003459% | 1.053% | 0.006421% | 0.01723% | 0.5071% | -0.004872% | 0.185% | 0.02117%
Customer Numbers | 0.2339% | 0.2146% | 0.1784% | 0.1663% | 0.1921% | 0.163% | 0.2168% | 0.2823% | 0.2817% | 0.2666% | 0.2802% | 0.3217% | 0.3054% | 0.2895%
Circuit Length | -1.651% | -0.4944% | 0.4256% | 0.2708% | 0.4806% | 0.1646% | 0.1797% | 0.1336% | 0.1454% | 0.1807% | 0.1434% | 0.1382% | 0.2077% | 0.1567%
CMOS | 2.56% | -0.9889% | -1.896% | 4.107% | -1.451% | -0.4546% | 0.2702% | 1.306% | -1.175% | -0.01302% | -0.5771% | 1.16% | -1.495% | -1.856%
Opex | 0.2672% | -10.54% | 3.571% | -2.738% | 0.4884% | -4.678% | 6.332% | -2.134% | -2.965% | 4.176% | 2.891% | 2.891% | -0.1565% | 3.307%
O/H Subtransmission Lines | -0.01423% | -0.07825% | -0.132% | -0.1662% | -0.1164% | -0.05204% | -0.2256% | 0.01827% | -0.1954% | -0.09426% | -0.04551% | 0.1357% | -0.01089% | 0.0001093%
O/H Distribution Lines | -0.5951% | -0.4368% | -0.4537% | -0.3175% | -0.43% | -0.2352% | -0.316% | 0.1259% | -0.07052% | -0.1651% | -0.05487% | -0.1385% | -0.07681% | -0.1357%
U/G Subtransmission | -0.02691% | 0.02425% | 0.04004% | -0.09199% | -0.06279% | -0.1306% | -0.141% | -0.1951% | 0.1588% | -0.1412% | -0.1056% | 0.07772% | 0.03919% | -0.1381%
U/G Distribution Cables | -0.7869% | 0.2008% | -0.4977% | -0.329% | -0.6033% | -0.536% | -0.4467% | -0.3603% | -0.3036% | -0.2719% | -0.3442% | -0.1984% | -0.2479% | -0.2839%
Transformers | -1.614% | -1.33% | -1.051% | -1.315% | -0.4808% | -1.001% | -0.9286% | -0.8526% | -0.2476% | -0.5168% | 0.4371% | -0.336% | -0.3261% | -0.2342%
TFP Change | -1.133% | -12.76% | 1.095% | -0.4314% | -0.9947% | -7.143% | 4.415% | -0.8767% | -4.218% | 3.529% | 3.167% | 4.009% | -1.515% | 0.9369%
check | -1.133% | -12.76% | 1.095% | -0.4314% | -0.9947% | -7.143% | 4.415% | -0.8767% | -4.219% | 3.529% | 3.167% | 4.009% | -1.515% | 0.9369%
check | 2.1849e-07 | -6.8068e-07 | 6.2087e-07 | -7.7836e-08 | 4.9016e-08 | -2.6112e-07 | -1.42e-08 | 3.0058e-07 | 2.1578e-07 | -1.9787e-07 | -5.3233e-07 | 5.1517e-07 | -3.4811e-07 | 6.8222e-08
42.NSW: Contributions to TFP growth | bar: 2007 to 2010
Year | 2007: 2006 to 2020; 2008: 2006 to 2012; 2009: 2012 to 2020; 2010: 2019 to 2020
Energy (GWh) | 2007: -0.06818%; 2008: -0.04688%; 2009: -0.08416%; 2010: -0.1896%
Ratcheted Max Demand | 2007: 0.3376%; 2008: 0.4901%; 2009: 0.2232%; 2010: 0.02117%
Customer Numbers | 2007: 0.2423%; 2008: 0.1914%; 2009: 0.2805%; 2010: 0.2895%
Circuit Length | 2007: 0.03442%; 2008: -0.1339%; 2009: 0.1607%; 2010: 0.1567%
CMOS | 2007: -0.0359%; 2008: 0.3129%; 2009: -0.2975%; 2010: -1.856%
Opex | 2007: 0.05096%; 2008: -2.271%; 2009: 1.793%; 2010: 3.307%
O/H Subtransmission Lines | 2007: -0.06976%; 2008: -0.09318%; 2009: -0.05219%; 2010: 0.0001093%
O/H Distribution Lines | 2007: -0.2357%; 2008: -0.4114%; 2009: -0.104%; 2010: -0.1357%
U/G Subtransmission | 2007: -0.04953%; 2008: -0.04133%; 2009: -0.05568%; 2010: -0.1381%
U/G Distribution Cables | 2007: -0.3578%; 2008: -0.4253%; 2009: -0.3071%; 2010: -0.2839%
Transformers | 2007: -0.6998%; 2008: -1.132%; 2009: -0.3756%; 2010: -0.2342%
TFP Change | 2007: -0.8514%; 2008: -3.561%; 2009: 1.181%; 2010: 0.9369%
43.VIC: Output and input growth rates
Year | 2007 | 2008 | 2009 | 2010 | 2011 | 2012 | 2013 | 2014 | 2015 | 2016 | 2017 | 2018 | 2019 | 2020
Energy (GWh) | 1.432% | 1.782% | -0.4234% | 1.848% | -2.074% | 0.7239% | -2.082% | -1.72% | 1.75% | 0.5206% | 0.1969% | -1.069% | 0.6719% | -3.873%
Ratcheted Max Demand | 4.946% | 5.997% | 7.085% | 0.07412% | 0% | 0% | 0% | 0.723% | 0% | 0.09688% | 0.3191% | 1.006% | 1.003% | 1.903%
Customer Numbers | 1.585% | 1.426% | 1.295% | 1.369% | 1.299% | 1.609% | 1.564% | 0.971% | 1.709% | 1.742% | 1.955% | 1.531% | 2.012% | 1.235%
Circuit Length | 0.6265% | 0.462% | 1.067% | 0.7191% | 0.1551% | 0.8033% | 0.3589% | 0.6181% | 0.3686% | 0.4694% | 0.8579% | 0.4723% | 0.6123% | 0.5684%
CMOS | 5.722% | -16.44% | 28.33% | -16.84% | -2.269% | 2.509% | 5.843% | 15.31% | -16.17% | 6.054% | -25.62% | 27.74% | 3.465% | -2.453%
Opex | 1.498% | -0.2326% | 10.07% | 1.297% | 5.075% | 10.14% | 1.536% | -1.436% | 2.807% | 2.361% | -3.419% | -8.518% | 1.654% | -1.659%
O/H Subtransmission Lines | 0.2813% | 0.7285% | 0.794% | 1.643% | 0.2219% | 1.795% | -0.8994% | 1.963% | -0.8221% | 1.992% | 0.3493% | -0.1911% | -0.04438% | 0.9%
O/H Distribution Lines | 0.3443% | 0.3948% | -0.3091% | 0.1726% | 0.1626% | 0.3972% | 0.1398% | 0.4447% | 0.01533% | 0.105% | -0.1073% | -0.04943% | -0.1229% | -0.05582%
U/G Subtransmission | -0.0491% | 3.777% | 1.566% | 1.769% | -0.2284% | 14.43% | 5.751% | 2.308% | 0.354% | 2.115% | 4.764% | 4.055% | 7.896% | 10.84%
U/G Distribution Cables | 5.55% | 3.634% | 8.602% | 5.563% | 2.083% | 2.927% | 3.856% | 4.151% | 5.032% | 3.633% | 4.571% | 4.827% | 3.364% | 4.36%
Transformers | 3.238% | 3.46% | 4.79% | 1.618% | 3.286% | 2.293% | 2.703% | 1.816% | 1.678% | 1.876% | 1.557% | 2.125% | 1.382% | 2.017%
43.VIC: Output and input contributions
Year | 2007 | 2008 | 2009 | 2010 | 2011 | 2012 | 2013 | 2014 | 2015 | 2016 | 2017 | 2018 | 2019 | 2020
Energy (GWh) | 0.1397% | 0.1731% | -0.03912% | 0.1794% | -0.2032% | 0.07015% | -0.2021% | -0.1672% | 0.1704% | 0.04996% | 0.01847% | -0.1024% | 0.06464% | -0.37%
Ratcheted Max Demand | 1.886% | 2.327% | 2.717% | 0.02227% | -0.002948% | -0.001015% | -0.002077% | 0.2786% | -0.01223% | 0.04105% | 0.1068% | 0.394% | 0.3776% | 0.7049%
Customer Numbers | 0.3284% | 0.3138% | 0.2502% | 0.3018% | 0.2772% | 0.3384% | 0.3279% | 0.2035% | 0.3512% | 0.3647% | 0.3891% | 0.334% | 0.4154% | 0.243%
Circuit Length | 0.2742% | 0.2174% | 0.4574% | 0.3298% | 0.07149% | 0.3567% | 0.159% | 0.2739% | 0.1574% | 0.2083% | 0.3631% | 0.2201% | 0.2669% | 0.2391%
CMOS | -0.7845% | 2.159% | -3.946% | 2.474% | 0.2745% | -0.345% | -0.7682% | -2.026% | 2.134% | -0.7393% | 2.836% | -3.087% | -0.4046% | 0.3517%
Opex | -0.429% | -0.537% | -3.363% | -0.8149% | -1.819% | -3.99% | -0.5352% | 0.5753% | -1.128% | -0.7481% | 1.379% | 3.153% | -0.6169% | 0.6054%
O/H Subtransmission Lines | -0.01165% | -0.01137% | -0.03935% | -0.05254% | -0.009243% | -0.06995% | 0.03427% | -0.07702% | 0.03101% | -0.0797% | -0.01782% | 0.007953% | 0.003547% | -0.03224%
O/H Distribution Lines | -0.07606% | -0.07418% | 0.05673% | -0.02415% | -0.0392% | -0.08745% | -0.02967% | -0.09597% | -0.008784% | -0.0298% | 0.02531% | 0.01479% | 0.0288% | 0.01496%
U/G Subtransmission | -0.004155% | -0.0248% | -0.04184% | -0.0007442% | 0.005792% | -0.2051% | -0.07828% | -0.03121% | -0.00279% | -0.02616% | -0.0699% | -0.05181% | -0.1019% | -0.1371%
U/G Distribution Cables | -0.7899% | -0.2017% | -1.343% | -0.583% | -0.3197% | -0.4286% | -0.5114% | -0.5477% | -0.5819% | -0.4692% | -0.6439% | -0.5622% | -0.4232% | -0.4934%
Transformers | -0.7327% | -0.7298% | -1.136% | -0.3207% | -0.7187% | -0.4909% | -0.5738% | -0.3825% | -0.3321% | -0.4107% | -0.3507% | -0.5382% | -0.3367% | -0.5001%
TFP Change | -0.1995% | 3.611% | -6.427% | 1.512% | -2.483% | -4.853% | -2.18% | -1.996% | 0.778% | -1.839% | 4.035% | -0.2173% | -0.7264% | 0.6262%
check | -0.1995% | 3.611% | -6.427% | 1.512% | -2.483% | -4.853% | -2.18% | -1.996% | 0.778% | -1.839% | 4.035% | -0.2173% | -0.7264% | 0.6262%
check | -1.9414e-07 | 4.8654e-07 | -3.6044e-08 | -2.5457e-07 | -2.3888e-07 | -2.6901e-07 | 8.1906e-09 | 3.6957e-07 | 1.1615e-07 | -9.7885e-08 | 7.9579e-08 | -1.1562e-07 | 6.384e-08 | -8.2223e-08
43.VIC: Contributions to TFP growth | bar: 2007 to 2010
Year | 2007: 2006 to 2020; 2008: 2006 to 2012; 2009: 2012 to 2020; 2010: 2019 to 2020
Energy (GWh) | 2007: -0.01558%; 2008: 0.05334%; 2009: -0.06727%; 2010: -0.37%
Ratcheted Max Demand | 2007: 0.6312%; 2008: 1.158%; 2009: 0.2361%; 2010: 0.7049%
Customer Numbers | 2007: 0.317%; 2008: 0.3016%; 2009: 0.3286%; 2010: 0.243%
Circuit Length | 2007: 0.2568%; 2008: 0.2845%; 2009: 0.236%; 2010: 0.2391%
CMOS | 2007: -0.1336%; 2008: -0.02795%; 2009: -0.2129%; 2010: 0.3517%
Opex | 2007: -0.5906%; 2008: -1.825%; 2009: 0.3356%; 2010: 0.6054%
O/H Subtransmission Lines | 2007: -0.02315%; 2008: -0.03235%; 2009: -0.01625%; 2010: -0.03224%
O/H Distribution Lines | 2007: -0.02319%; 2008: -0.04072%; 2009: -0.01005%; 2010: 0.01496%
U/G Subtransmission | 2007: -0.05499%; 2008: -0.04513%; 2009: -0.06239%; 2010: -0.1371%
U/G Distribution Cables | 2007: -0.5642%; 2008: -0.6109%; 2009: -0.5291%; 2010: -0.4934%
Transformers | 2007: -0.5395%; 2008: -0.6881%; 2009: -0.4281%; 2010: -0.5001%
TFP Change | 2007: -0.7398%; 2008: -1.473%; 2009: -0.1899%; 2010: 0.6262%
44.QLD: Output and input growth rates
Year | 2007 | 2008 | 2009 | 2010 | 2011 | 2012 | 2013 | 2014 | 2015 | 2016 | 2017 | 2018 | 2019 | 2020
Energy (GWh) | 0.5243% | 1.978% | 3.251% | 0.8969% | -4.973% | 0.634% | -1.011% | 0.01096% | 0.739% | 0.2149% | -0.5718% | -0.5245% | 1.227% | -0.6405%
Ratcheted Max Demand | 6.071% | 5.29% | 2.888% | 5.165% | 0% | 0% | 0% | 0% | 0% | 0% | 0% | 0% | 0% | 0.4476%
Customer Numbers | 1.89% | 2.129% | 2.028% | 1.721% | 1.55% | 1.36% | 1.314% | 1.356% | 1.282% | 1.651% | 1.51% | 1.815% | 1.259% | 0.7162%
Circuit Length | 1.411% | 0.6875% | 1.025% | 0.7426% | 0.3958% | 0.778% | -1.393% | 0.4762% | 0.8845% | 0.2106% | 0.3847% | -0.00312% | 0.394% | 0.4962%
CMOS | -35.04% | 18.18% | 5.41% | 0.7723% | -7.253% | -11.38% | -4.874% | -6.699% | 21.2% | -3.163% | -21.35% | 9.654% | 12.43% | 0.8524%
Opex | 0.4903% | 5.553% | -0.005083% | -0.4789% | 15.13% | 4.384% | -7.257% | -4.545% | 7.749% | -5.504% | -5.016% | 1.481% | -2.557% | -0.6526%
O/H Subtransmission Lines | 2.76% | 0.8809% | 2.637% | 1.564% | 1.276% | 2.439% | -9.31% | 0.7031% | -0.3234% | 0.03194% | 4.343% | 0.2697% | -0.2596% | 1.421%
O/H Distribution Lines | 0.7927% | 0.7756% | 0.9258% | 0.5544% | 1.041% | 0.9231% | 0.7277% | 1.247% | 3.358% | -0.5438% | -0.9377% | 1.926% | -1.778% | 0.4671%
U/G Subtransmission | 13.21% | 14.01% | 5.82% | 6.787% | 8.333% | 1.673% | 5.924% | 2.212% | 3.769% | -0.1666% | 1.94% | 0.08115% | -0.6496% | 4.376%
U/G Distribution Cables | 10.06% | 9.864% | 8.231% | 6.207% | 4.8% | 4.266% | 3.88% | 3.385% | 3.58% | 3.025% | 2.568% | 0.5431% | 2.201% | 1.682%
Transformers | 5.607% | 3.144% | 3.8% | 4.202% | 2.846% | 2.729% | 2.22% | 4.102% | 2.851% | 2.286% | 2.296% | 0.7601% | 0.8108% | 0.4158%
44.QLD: Output and input contributions
Year | 2007 | 2008 | 2009 | 2010 | 2011 | 2012 | 2013 | 2014 | 2015 | 2016 | 2017 | 2018 | 2019 | 2020
Energy (GWh) | 0.06488% | 0.2061% | 0.3413% | 0.09183% | -0.5183% | 0.06469% | -0.1007% | 0.002008% | 0.07271% | 0.0213% | -0.0564% | -0.05263% | 0.1222% | -0.06458%
Ratcheted Max Demand | 2.784% | 2.14% | 1.198% | 2.127% | -0.02651% | -0.01695% | -0.01583% | -0.01201% | 0.00457% | 0.01252% | -0.01655% | 0.01075% | 0.01633% | 0.1783%
Customer Numbers | 0.542% | 0.4574% | 0.4639% | 0.3945% | 0.3611% | 0.3034% | 0.2851% | 0.2878% | 0.2749% | 0.3628% | 0.3075% | 0.4013% | 0.2973% | 0.157%
Circuit Length | 0.7562% | 0.3149% | 0.4931% | 0.3562% | 0.187% | 0.3567% | -0.6378% | 0.216% | 0.3989% | 0.1004% | 0.1658% | 0.00477% | 0.1905% | 0.2288%
CMOS | 8.74% | -3.961% | -1.187% | -0.09067% | 1.736% | 2.092% | 0.6967% | 0.8718% | -3.154% | 0.4668% | 3.188% | -1.322% | -2.006% | -0.1508%
Opex | -0.3117% | -1.869% | -0.2086% | 0.1979% | -5.39% | -1.293% | 2.353% | 1.589% | -2.722% | 1.923% | 1.805% | -0.5303% | 0.9271% | 0.2633%
O/H Subtransmission Lines | -0.1868% | -0.06628% | -0.1728% | -0.1073% | -0.08781% | -0.1842% | 0.6535% | -0.05632% | 0.02203% | -0.002842% | -0.2798% | -0.01374% | 0.01634% | -0.08557%
O/H Distribution Lines | -0.1179% | -0.1709% | -0.1144% | -0.108% | -0.191% | -0.145% | -0.1227% | -0.2037% | -0.5548% | 0.09646% | 0.129% | -0.3248% | 0.2872% | -0.07874%
U/G Subtransmission | -0.2858% | -0.3341% | -0.105% | -0.1742% | -0.2245% | -0.0497% | -0.1646% | -0.05611% | -0.1053% | 0.02354% | -0.06227% | 0.01016% | 0.01767% | -0.1022%
U/G Distribution Cables | -0.7031% | -0.7919% | -0.4452% | -0.5087% | -0.3677% | -0.3383% | -0.2958% | -0.2464% | -0.3383% | -0.193% | -0.2332% | 0.01526% | -0.1703% | -0.06626%
Transformers | -1.526% | -1.078% | -1.025% | -1.267% | -0.876% | -0.8193% | -0.6857% | -1.233% | -0.9075% | -0.7024% | -0.6546% | -0.1483% | -0.2445% | -0.05951%
TFP Change | 9.756% | -5.152% | -0.762% | 0.9113% | -5.397% | -0.02887% | 1.965% | 1.159% | -7.008% | 2.108% | 4.292% | -1.95% | -0.5461% | 0.2196%
check | 9.756% | -5.152% | -0.7621% | 0.9114% | -5.398% | -0.02888% | 1.965% | 1.159% | -7.008% | 2.108% | 4.292% | -1.95% | -0.546% | 0.2196%
check | -6.4553e-09 | -8.2298e-08 | 6.5388e-07 | -3.0142e-07 | 2.7369e-07 | 1.023e-07 | -3.9083e-07 | 1.2844e-07 | -1.8826e-08 | 2.4431e-07 | -3.2166e-07 | 2.0444e-07 | -2.7826e-07 | 1.0359e-07
44.QLD: Contributions to TFP growth | bar: 2007 to 2010
Year | 2007: 2006 to 2020; 2008: 2006 to 2012; 2009: 2012 to 2020; 2010: 2019 to 2020
Energy (GWh) | 2007: 0.01388%; 2008: 0.04175%; 2009: -0.007017%; 2010: -0.06458%
Ratcheted Max Demand | 2007: 0.5989%; 2008: 1.368%; 2009: 0.02226%; 2010: 0.1783%
Customer Numbers | 2007: 0.3497%; 2008: 0.4204%; 2009: 0.2967%; 2010: 0.157%
Circuit Length | 2007: 0.2237%; 2008: 0.4107%; 2009: 0.08343%; 2010: 0.2288%
CMOS | 2007: 0.4228%; 2008: 1.222%; 2009: -0.1763%; 2010: -0.1508%
Opex | 2007: -0.2332%; 2008: -1.479%; 2009: 0.701%; 2010: 0.2633%
O/H Subtransmission Lines | 2007: -0.03941%; 2008: -0.1342%; 2009: 0.03169%; 2010: -0.08557%
O/H Distribution Lines | 2007: -0.1157%; 2008: -0.1412%; 2009: -0.09651%; 2010: -0.07874%
U/G Subtransmission | 2007: -0.1152%; 2008: -0.1955%; 2009: -0.0549%; 2010: -0.1022%
U/G Distribution Cables | 2007: -0.3345%; 2008: -0.5258%; 2009: -0.191%; 2010: -0.06626%
Transformers | 2007: -0.8019%; 2008: -1.099%; 2009: -0.5795%; 2010: -0.05951%
TFP Change | 2007: -0.03093%; 2008: -0.1122%; 2009: 0.03001%; 2010: 0.2196%
45.SA: Output and input growth rates
Year | 2007 | 2008 | 2009 | 2010 | 2011 | 2012 | 2013 | 2014 | 2015 | 2016 | 2017 | 2018 | 2019 | 2020
Energy (GWh) | 2.738% | 0.7584% | -0.6864% | 2.08% | -2.149% | -2.157% | -0.09529% | -3.747% | -2.49% | 0.122% | -1.366% | -0.5965% | -1.019% | -2.023%
Ratcheted Max Demand | 0% | 6.801% | 7.574% | 0% | 0% | 0% | 0% | 0% | 0% | 0% | 0% | 0% | 0% | 0%
Customer Numbers | 0.07537% | 0.2158% | 4.182% | 1.523% | 1.093% | 0.964% | 0.4271% | 0.4707% | 0.2548% | 0.5497% | 2.263% | 1.816% | 1.311% | 0.9233%
Circuit Length | 0.5827% | 0.5792% | 0.9312% | 0.6717% | -0.01702% | 0.5193% | 0.2673% | 0.2277% | 0.1343% | 0.6859% | 0.1833% | 0.3814% | -0.01453% | 0.1321%
CMOS | 14.24% | -32.75% | 9.296% | 29.59% | -9.961% | -20.78% | 10.09% | 16.13% | -30.12% | 12.19% | 10.84% | -12.15% | 11.88% | -19.02%
Opex | -7.602% | 11.31% | 9.682% | -0.5631% | 22.18% | 2.809% | 5.772% | 2.318% | 3.824% | -17.6% | 14.14% | -2.034% | 2.573% | -11.52%
O/H Subtransmission Lines | 0.8977% | 0.8898% | 1.545% | 1.912% | -3.242% | 1.212% | 0.3793% | -0.2756% | 1.689% | -0.7819% | 1.435% | 0.7113% | -0.4037% | 0.3698%
O/H Distribution Lines | 0.0054% | 0.0053% | 0.09245% | 0.02128% | 0.08296% | -0.506% | 0.04872% | -0.9919% | -2.974% | 0.5867% | -0.009281% | 0.9944% | 0.7386% | 1.324%
U/G Subtransmission | 2.104% | 2.06% | 7.012% | -0.3183% | -11.01% | 12.95% | 0.684% | 2.475% | 3.769% | -0.4489% | -0.06319% | 3.749% | 0.555% | 2.057%
U/G Distribution Cables | 3.951% | 3.801% | 4.563% | 3.285% | 2.067% | 2.056% | 1.339% | 1.526% | 1.419% | 2.479% | 1.192% | 1.263% | 2.924% | 2.53%
Transformers | 5.036% | 2.164% | 2.839% | 4.514% | 2.755% | 4.188% | 2.324% | 2.237% | 2.065% | 0.8574% | 0.4389% | 0.972% | 0.342% | 1.082%
45.SA: Output and input contributions
Year | 2007 | 2008 | 2009 | 2010 | 2011 | 2012 | 2013 | 2014 | 2015 | 2016 | 2017 | 2018 | 2019 | 2020
Energy (GWh) | 0.2891% | 0.06114% | -0.06845% | 0.2279% | -0.2328% | -0.2274% | -0.008375% | -0.3723% | -0.2401% | 0.003148% | -0.1359% | -0.05391% | -0.1045% | -0.1896%
Ratcheted Max Demand | -0.07779% | 2.858% | 3.014% | 0.02373% | -0.01943% | -0.02856% | 0.003901% | 0.00659% | -0.02174% | 0.02329% | -0.001278% | -0.009741% | 0.00559% | -0.01282%
Customer Numbers | -0.01146% | 0.1023% | 0.911% | 0.3223% | 0.2487% | 0.2111% | 0.09148% | 0.1022% | 0.04877% | 0.1252% | 0.4873% | 0.3785% | 0.2887% | 0.1746%
Circuit Length | 0.2528% | 0.3065% | 0.4284% | 0.3049% | -0.00343% | 0.2407% | 0.1209% | 0.1046% | 0.05439% | 0.3201% | 0.08272% | 0.1649% | -0.001517% | 0.04751%
CMOS | -3.063% | 6.349% | -1.634% | -5.913% | 2.319% | 3.475% | -1.517% | -2.632% | 4.531% | -1.593% | -1.781% | 1.943% | -1.86% | 2.846%
Opex | 1.928% | -2.73% | -3.597% | 0.2812% | -7.35% | -0.8359% | -2.295% | -1.104% | -0.9499% | 6.186% | -4.974% | 0.6265% | -0.9376% | 4.195%
O/H Subtransmission Lines | -0.01874% | -0.02213% | -0.03172% | -0.04195% | 0.07179% | -0.02654% | -0.00925% | 0.005345% | -0.03553% | 0.01774% | -0.02535% | -0.01134% | 0.007146% | -0.006491%
O/H Distribution Lines | -0.0002699% | 0.00887% | -0.01579% | 0.003593% | -0.00713% | 0.05611% | 0.002189% | 0.1044% | 0.3014% | -0.05312% | -0.03059% | -0.08632% | -0.06886% | -0.1273%
U/G Subtransmission | -0.007186% | -0.009646% | -0.02429% | 0.001028% | 0.04181% | -0.04882% | -0.00267% | -0.008412% | -0.01383% | 0.004632% | 0.001922% | -0.009735% | -0.001286% | -0.00477%
U/G Distribution Cables | -0.8506% | -0.9193% | -0.8597% | -0.6939% | -0.4195% | -0.3837% | -0.2338% | -0.2498% | -0.2538% | -0.4727% | -0.09702% | -0.1973% | -0.4937% | -0.4328%
Transformers | -1.369% | -0.8482% | -0.8251% | -1.478% | -1.004% | -1.361% | -0.7702% | -0.7278% | -0.8263% | -0.1853% | -0.4659% | -0.2872% | -0.09737% | -0.4322%
TFP Change | -2.928% | 5.156% | -2.703% | -6.962% | -6.355% | 1.07% | -4.617% | -4.772% | 2.595% | 4.376% | -6.939% | 2.458% | -3.263% | 6.057%
check | -2.928% | 5.156% | -2.703% | -6.962% | -6.355% | 1.07% | -4.617% | -4.772% | 2.595% | 4.376% | -6.939% | 2.458% | -3.263% | 6.057%
check | 8.1019e-08 | -3.3062e-07 | -4.4551e-07 | 7.7684e-08 | 4.8208e-07 | 3.2358e-07 | -7.013e-07 | 4.3016e-07 | -3.6561e-07 | 2.1187e-07 | 1.395e-07 | -1.1803e-07 | -2.5059e-07 | 1.1592e-07
45.SA: Contributions to TFP growth | bar: 2007 to 2010
Year | 2007: 2006 to 2020; 2008: 2006 to 2012; 2009: 2012 to 2020; 2010: 2019 to 2020
Energy (GWh) | 2007: -0.07516%; 2008: 0.008256%; 2009: -0.1377%; 2010: -0.1896%
Ratcheted Max Demand | 2007: 0.4117%; 2008: 0.9617%; 2009: -0.0007768%; 2010: -0.01282%
Customer Numbers | 2007: 0.2486%; 2008: 0.2973%; 2009: 0.2121%; 2010: 0.1746%
Circuit Length | 2007: 0.1731%; 2008: 0.255%; 2009: 0.1117%; 2010: 0.04751%
CMOS | 2007: 0.105%; 2008: 0.2554%; 2009: -0.00779%; 2010: 2.846%
Opex | 2007: -0.8255%; 2008: -2.051%; 2009: 0.09338%; 2010: 4.195%
O/H Subtransmission Lines | 2007: -0.009073%; 2008: -0.01155%; 2009: -0.007217%; 2010: -0.006491%
O/H Distribution Lines | 2007: 0.006229%; 2008: 0.007564%; 2009: 0.005228%; 2010: -0.1273%
U/G Subtransmission | 2007: -0.005804%; 2008: -0.007851%; 2009: -0.004269%; 2010: -0.00477%
U/G Distribution Cables | 2007: -0.4684%; 2008: -0.6878%; 2009: -0.3038%; 2010: -0.4328%
Transformers | 2007: -0.7626%; 2008: -1.147%; 2009: -0.474%; 2010: -0.4322%
TFP Change | 2007: -1.202%; 2008: -2.12%; 2009: -0.5132%; 2010: 6.057%
46.TAS: Output and input growth rates
Year | 2007 | 2008 | 2009 | 2010 | 2011 | 2012 | 2013 | 2014 | 2015 | 2016 | 2017 | 2018 | 2019 | 2020
Energy (GWh) | -0.7128% | 0.5413% | 3.213% | -0.8942% | -2.234% | -2.895% | -1.642% | -3.252% | 1.783% | 1.367% | -1.199% | 2.364% | 0.6438% | 1.843%
Ratcheted Max Demand | 7.693% | 0.5213% | 0% | 0% | 0% | 0% | 0% | 0% | 0% | 0% | 0% | 0% | 0% | 0%
Customer Numbers | 1.913% | 1.915% | 1.917% | 1.918% | 1.92% | 0.9166% | 0.5288% | 0.3147% | 0.8191% | 0.7973% | 0.8121% | 0.09885% | 0.868% | 1.199%
Circuit Length | 0.0009% | 0% | 0.2717% | 1.697% | 1.811% | 0.8814% | 0.5108% | 0.7138% | 0.591% | 0.2288% | 0.1935% | 0.1857% | 0.4166% | 0.216%
CMOS | 28.96% | 3.064% | 15.77% | 3.889% | -36.93% | 14.99% | -14.99% | 30.27% | -26.07% | 7.072% | -8.813% | 14.24% | 1.467% | -3.26%
Opex | -0.2029% | 0.9846% | 11.09% | 16.9% | -3.816% | 8.71% | -20.89% | 2.004% | -16.69% | 7.024% | 27.25% | -10.13% | -12.13% | 3.345%
O/H Subtransmission Lines | 0% | 0% | 0.668% | 0% | 0% | 0% | 0% | -0.03467% | 0.008049% | -0.1892% | -0.06702% | -0.4475% | -0.5043% | 0.1568%
O/H Distribution Lines | 0% | 0% | -0.09497% | 1.923% | 0.9813% | 0.6768% | 0.3366% | 0.5339% | 0.4899% | 0.6501% | 1.122% | 1.757% | 0.8734% | 0.2318%
U/G Subtransmission | 0% | 0% | 37.31% | 0.4619% | 14.95% | 2.74% | -0.3868% | 9.73% | 0.3141% | 5.215% | 1.338% | -1.955% | 0.1403% | 4.415%
U/G Distribution Cables | 0.0258% | 0% | 0.2742% | 4.008% | 4.062% | 1.319% | 0.6434% | 2.278% | 0.7068% | 0.7291% | 0.4364% | 1.754% | 1.345% | 0.7685%
Transformers | 3.652% | 4.76% | 4.043% | 4.241% | 4.778% | 2.689% | 0.7852% | 2.108% | 1.422% | 0.5736% | 2.021% | -0.2552% | 2.052% | 1.79%
46.TAS: Output and input contributions
Year | 2007 | 2008 | 2009 | 2010 | 2011 | 2012 | 2013 | 2014 | 2015 | 2016 | 2017 | 2018 | 2019 | 2020
Energy (GWh) | -0.06945% | 0.05221% | 0.3405% | -0.09894% | -0.2387% | -0.2904% | -0.162% | -0.3315% | 0.1859% | 0.1352% | -0.1175% | 0.2307% | 0.06513% | 0.1872%
Ratcheted Max Demand | 3.107% | 0.2103% | 0.004359% | -0.002702% | -0.007519% | 0.001033% | -0.003414% | 0.00371% | -0.003786% | 0.0002963% | -0.0009808% | 0.005857% | 0.0006801% | -0.0004816%
Customer Numbers | 0.3865% | 0.4596% | 0.4092% | 0.4386% | 0.4296% | 0.1991% | 0.1106% | 0.07322% | 0.1693% | 0.1716% | 0.1703% | 0.04428% | 0.1933% | 0.2604%
Circuit Length | -0.04311% | 0.04039% | 0.09265% | 0.8227% | 0.8628% | 0.4038% | 0.2285% | 0.3349% | 0.2552% | 0.1049% | 0.08252% | 0.1165% | 0.1971% | 0.09693%
CMOS | -5.705% | -0.5851% | -3.56% | -0.5317% | 7.117% | -2.53% | 2.369% | -5.045% | 4.387% | -1.098% | 1.332% | -2.268% | -0.2838% | 0.6087%
Opex | -0.113% | -0.2477% | -3.825% | -6.098% | 1.535% | -3.31% | 7.5% | -0.6799% | 5.596% | -2.368% | -9.681% | 3.638% | 4.425% | -1.138%
O/H Subtransmission Lines | 0.0001098% | 3.454e-05% | -0.003061% | 5.975e-05% | 4.418e-05% | 9.793e-05% | -0.000129% | 0.0001898% | -8.035e-05% | 0.000826% | 0.0003179% | 0.001983% | 0.00218% | -0.0007653%
O/H Distribution Lines | 0.009087% | 0.006078% | 0.05467% | -0.5233% | -0.261% | -0.1902% | -0.08699% | -0.148% | -0.1402% | -0.1901% | -0.2934% | -0.5246% | -0.238% | -0.07384%
U/G Subtransmission | 0.005982% | 0.0001883% | -0.1431% | -0.00271% | -0.05686% | -0.008944% | -0.0001086% | -0.03181% | -0.001447% | -0.0189% | -0.0009769% | 0.006287% | 0.001948% | -0.0111%
U/G Distribution Cables | -0.007684% | -0.01366% | 0.01706% | -0.4827% | -0.4992% | -0.1636% | -0.08647% | -0.2588% | -0.08844% | -0.09809% | -0.02642% | -0.2133% | -0.1403% | -0.05309%
Transformers | -0.7488% | -1.374% | -1.338% | -0.9651% | -1.131% | -0.655% | -0.2135% | -0.5088% | -0.421% | -0.109% | -0.3407% | 0.238% | -0.8564% | -0.3027%
TFP Change | -3.178% | -1.452% | -7.951% | -7.444% | 7.75% | -6.544% | 9.656% | -6.592% | 9.938% | -3.469% | -8.877% | 1.275% | 3.367% | -0.427%
check | -3.178% | -1.452% | -7.951% | -7.444% | 7.75% | -6.544% | 9.656% | -6.592% | 9.938% | -3.469% | -8.877% | 1.275% | 3.367% | -0.4271%
check | 2.216e-08 | -3.098e-07 | 1.526e-07 | -3.8853e-07 | 6.0276e-07 | -8.563e-08 | 2.3509e-07 | -6.4067e-07 | 2.4507e-07 | 2.211e-07 | -1.6769e-08 | -3.508e-08 | -5.9402e-07 | 3.419e-07
46.TAS: Contributions to TFP growth | bar: 2007 to 2010
Year | 2007: 2006 to 2020; 2008: 2006 to 2012; 2009: 2012 to 2020; 2010: 2019 to 2020
Energy (GWh) | 2007: -0.007979%; 2008: -0.0508%; 2009: 0.02414%; 2010: 0.1872%
Ratcheted Max Demand | 2007: 0.2367%; 2008: 0.5521%; 2009: 0.0002352%; 2010: -0.0004816%
Customer Numbers | 2007: 0.2511%; 2008: 0.3871%; 2009: 0.1491%; 2010: 0.2604%
Circuit Length | 2007: 0.2568%; 2008: 0.3632%; 2009: 0.1771%; 2010: 0.09693%
CMOS | 2007: -0.4138%; 2008: -0.9658%; 2009: 0.0001299%; 2010: 0.6087%
Opex | 2007: -0.3406%; 2008: -2.01%; 2009: 0.9114%; 2010: -1.138%
O/H Subtransmission Lines | 2007: 0.0001291%; 2008: -0.0004524%; 2009: 0.0005652%; 2010: -0.0007653%
O/H Distribution Lines | 2007: -0.1857%; 2008: -0.1508%; 2009: -0.2119%; 2010: -0.07384%
U/G Subtransmission | 2007: -0.01869%; 2008: -0.03425%; 2009: -0.007013%; 2010: -0.0111%
U/G Distribution Cables | 2007: -0.151%; 2008: -0.1916%; 2009: -0.1206%; 2010: -0.05309%
Transformers | 2007: -0.6232%; 2008: -1.035%; 2009: -0.3142%; 2010: -0.3027%
TFP Change | 2007: -0.9962%; 2008: -3.136%; 2009: 0.6089%; 2010: -0.427%

## Ranking Contrib.
DIND: contributions to TFP growth
| Chart 2006-2020 |  |  | Chart 2006-2012 |  |  | Chart 2012-2020
| Ratcheted Max Demand | 0.4736% |  | Ratcheted Max Demand | 0.9006% |  | Opex | 1.027%
| Customer Numbers | 0.2916% |  | CMOS | 0.3449% |  | Customer Numbers | 0.2924%
| Circuit Length | 0.1556% |  | Customer Numbers | 0.2906% |  | Ratcheted Max Demand | 0.1533%
| CMOS | 0.03237% |  | Circuit Length | 0.1611% |  | Circuit Length | 0.1514%
| Energy (GWh) | -0.03277% |  | Energy (GWh) | 0.004639% |  | O/H Subtransmission Lines | -0.0209%
| O/H Subtransmission Lines | -0.04538% |  | U/G Subtransmission | -0.06191% |  | U/G Subtransmission | -0.04453%
| U/G Subtransmission | -0.05198% |  | O/H Subtransmission Lines | -0.07802% |  | Energy (GWh) | -0.06083%
| O/H Distribution Lines | -0.1219% |  | O/H Distribution Lines | -0.1967% |  | O/H Distribution Lines | -0.06589%
| Opex | -0.2501% |  | U/G Distribution Cables | -0.5032% |  | CMOS | -0.202%
| U/G Distribution Cables | -0.4035% |  | Transformers | -1.005% |  | U/G Distribution Cables | -0.3288%
| Transformers | -0.69% |  | Opex | -1.952% |  | Transformers | -0.4536%
| TFP Change |  | -0.6425% | TFP Change |  | -2.095% | TFP Change |  | 0.4472%
|  | -0.6425% |  |  | -2.095% |  |  | 0.4472%
States: contributions to TFP growth
| ACT 2019-2020 |  |  | NSW 2019-2020 |  |  | VIC 2019-2020 |  |  | QLD 2019-2020 |  |  | SA 2019-2020 |  |  | TAS 2019-2020
| Opex | 1.899% |  | Opex | 3.307% |  | Ratcheted Max Demand | 0.7049% |  | Opex | 0.2633% |  | Opex | 4.195% |  | CMOS | 0.6087%
| Circuit Length | 1.291% |  | Customer Numbers | 0.2895% |  | Opex | 0.6054% |  | Circuit Length | 0.2288% |  | CMOS | 2.846% |  | Customer Numbers | 0.2604%
| Customer Numbers | 0.3834% |  | Circuit Length | 0.1567% |  | CMOS | 0.3517% |  | Ratcheted Max Demand | 0.1783% |  | Customer Numbers | 0.1746% |  | Energy (GWh) | 0.1872%
| O/H Subtransmission Lines | 0.001347% |  | Ratcheted Max Demand | 0.02117% |  | Customer Numbers | 0.243% |  | Customer Numbers | 0.157% |  | Circuit Length | 0.04751% |  | Circuit Length | 0.09693%
| Ratcheted Max Demand | 0.0002948% |  | O/H Subtransmission Lines | 0.0001093% |  | Circuit Length | 0.2391% |  | Transformers | -0.05951% |  | U/G Subtransmission | -0.00477% |  | Ratcheted Max Demand | -0.0004816%
| U/G Subtransmission | -0.005488% |  | O/H Distribution Lines | -0.1357% |  | O/H Distribution Lines | 0.01496% |  | Energy (GWh) | -0.06458% |  | O/H Subtransmission Lines | -0.006491% |  | O/H Subtransmission Lines | -0.0007653%
| O/H Distribution Lines | -0.04327% |  | U/G Subtransmission | -0.1381% |  | O/H Subtransmission Lines | -0.03224% |  | U/G Distribution Cables | -0.06626% |  | Ratcheted Max Demand | -0.01282% |  | U/G Subtransmission | -0.0111%
| CMOS | -0.06751% |  | Energy (GWh) | -0.1896% |  | U/G Subtransmission | -0.1371% |  | O/H Distribution Lines | -0.07874% |  | O/H Distribution Lines | -0.1273% |  | U/G Distribution Cables | -0.05309%
| Energy (GWh) | -0.09733% |  | Transformers | -0.2342% |  | Energy (GWh) | -0.37% |  | O/H Subtransmission Lines | -0.08557% |  | Energy (GWh) | -0.1896% |  | O/H Distribution Lines | -0.07384%
| Transformers | -0.4899% |  | U/G Distribution Cables | -0.2839% |  | U/G Distribution Cables | -0.4934% |  | U/G Subtransmission | -0.1022% |  | Transformers | -0.4322% |  | Transformers | -0.3027%
| U/G Distribution Cables | -0.5425% |  | CMOS | -1.856% |  | Transformers | -0.5001% |  | CMOS | -0.1508% |  | U/G Distribution Cables | -0.4328% |  | Opex | -1.138%
| TFP Change |  | 2.329% | TFP Change |  | 0.9369% | TFP Change |  | 0.6262% | TFP Change |  | 0.2196% | TFP Change |  | 6.057% | TFP Change |  | -0.427%
|  | 2.329% |  |  | 0.9369% |  |  | 0.6262% |  |  | 0.2196% |  |  | 6.057% |  |  | -0.427%
DNSPs: contributions to TFP growth
| AGD 2019-2020 |  |  | CIT 2019-2020 |  |  | END 2019-2020 |  |  | ENX 2019-2020 |  |  | ERG 2019-2020
| Opex | 4.126% |  | Opex | 1.623% |  | Opex | 4.239% |  | Opex | 1.969% |  | CMOS | 0.641%
| O/H Distribution Lines | 0.4268% |  | U/G Distribution Cables | 0.5213% |  | Circuit Length | 0.5487% |  | Circuit Length | 0.3306% |  | Transformers | 0.3814%
| Circuit Length | 0.3213% |  | Ratcheted Max Demand | 0.3305% |  | Customer Numbers | 0.4604% |  | Customer Numbers | 0.274% |  | Circuit Length | 0.198%
| Customer Numbers | 0.2063% |  | O/H Distribution Lines | 0.1483% |  | O/H Distribution Lines | 0.0668% |  | Ratcheted Max Demand | 0.2706% |  | Energy (GWh) | 0.05026%
| O/H Subtransmission Lines | 0.07349% |  | Circuit Length | 0.1093% |  | O/H Subtransmission Lines | 0.03751% |  | O/H Distribution Lines | 0.00418% |  | U/G Distribution Cables | 0.006374%
| Ratcheted Max Demand | 0.009782% |  | Customer Numbers | 0.08479% |  | Ratcheted Max Demand | 0.02156% |  | O/H Subtransmission Lines | -0.07199% |  | U/G Subtransmission | 0.00478%
| Energy (GWh) | -0.1994% |  | O/H Subtransmission Lines | -0.0004585% |  | U/G Subtransmission | -0.01744% |  | Energy (GWh) | -0.1265% |  | Ratcheted Max Demand | -0.002327%
| Transformers | -0.2696% |  | Transformers | -0.4937% |  | Energy (GWh) | -0.1462% |  | U/G Distribution Cables | -0.187% |  | O/H Subtransmission Lines | -0.0921%
| U/G Distribution Cables | -0.2924% |  | U/G Subtransmission | -0.6863% |  | Transformers | -0.4384% |  | U/G Subtransmission | -0.2142% |  | Customer Numbers | -0.1144%
| U/G Subtransmission | -0.3214% |  | Energy (GWh) | -1.032% |  | U/G Distribution Cables | -0.4926% |  | Transformers | -0.3373% |  | O/H Distribution Lines | -0.1377%
| CMOS | -2.483% |  | CMOS | -1.047% |  | CMOS | -1.883% |  | CMOS | -0.7136% |  | Opex | -1.38%
| TFP Change |  | 1.598% | TFP Change |  | -0.4422% | TFP Change |  | 2.397% | TFP Change |  | 1.198% | TFP Change |  | -0.4444%
|  | 1.598% |  |  | -0.4422% |  |  | 2.397% |  |  | 1.198% |  |  | -0.4444%
| ESS 2019-2020 |  |  | JEN 2019-2020 |  |  | PCR 2019-2020 |  |  | AND 2019-2020 |  |  | UED 2019-2020
| Opex | 1.511% |  | Opex | 6.224% |  | Opex | 2.396% |  | Ratcheted Max Demand | 1.623% |  | CMOS | 1.398%
| Customer Numbers | 0.242% |  | Ratcheted Max Demand | 0.8454% |  | Ratcheted Max Demand | 0.7736% |  | CMOS | 0.4558% |  | Customer Numbers | 0.1442%
| Circuit Length | 0.03824% |  | O/H Distribution Lines | 0.6661% |  | CMOS | 0.3078% |  | Customer Numbers | 0.3823% |  | U/G Subtransmission | 0.07134%
| Ratcheted Max Demand | 0.01486% |  | Circuit Length | 0.438% |  | Circuit Length | 0.2871% |  | Circuit Length | 0.2234% |  | Circuit Length | 0.04229%
| U/G Subtransmission | -0.01225% |  | Customer Numbers | 0.3449% |  | Customer Numbers | 0.2228% |  | O/H Distribution Lines | -0.04029% |  | Ratcheted Max Demand | -0.01008%
| O/H Subtransmission Lines | -0.05659% |  | O/H Subtransmission Lines | 0.02515% |  | O/H Distribution Lines | 0.0008266% |  | U/G Subtransmission | -0.04207% |  | O/H Distribution Lines | -0.01675%
| U/G Distribution Cables | -0.07557% |  | U/G Subtransmission | -0.02867% |  | O/H Subtransmission Lines | 0.0007892% |  | O/H Subtransmission Lines | -0.07161% |  | O/H Subtransmission Lines | -0.07054%
| Transformers | -0.0883% |  | U/G Distribution Cables | -0.07399% |  | U/G Subtransmission | -0.004093% |  | Energy (GWh) | -0.257% |  | Transformers | -0.1178%
| Energy (GWh) | -0.234% |  | Energy (GWh) | -0.2683% |  | Energy (GWh) | -0.2201% |  | Transformers | -0.2662% |  | U/G Distribution Cables | -0.1581%
| O/H Distribution Lines | -0.524% |  | CMOS | -0.4348% |  | U/G Distribution Cables | -0.8046% |  | U/G Distribution Cables | -0.5084% |  | Energy (GWh) | -0.2273%
| CMOS | -0.9572% |  | Transformers | -1.093% |  | Transformers | -0.8379% |  | Opex | -2.082% |  | Opex | -1.592%
| TFP Change |  | -0.142% | TFP Change |  | 6.644% | TFP Change |  | 2.123% | TFP Change |  | -0.5827% | TFP Change |  | -0.5371%
|  | -0.142% |  |  | 6.644% |  |  | 2.123% |  |  | -0.5827% |  |  | -0.5371%

## Growth Rates Tables
Output and Input Growth Rates by DNSP
IND output & input growth rates
| 2006-2020 | 2006-2012 | 2012-2020 | 2019-2020
Outputs:
Energy (GWh) | -0.3303% | 0.05428% | -0.6188% | -1.951%
Ratcheted Max Demand (MVA) | 1.19% | 2.251% | 0.3946% | 0.589%
Customer Numbers | 1.347% | 1.308% | 1.377% | 1.118%
Circuit Length (km) | 0.341% | 0.3462% | 0.3371% | 0.4134%
CMOS | -0.05402% | -1.984% | 1.393% | 1.857%
Inputs:
Real Opex ($'000 2006) | 0.6314% | 5.173% | -2.775% | -4.869%
O/H Sub-tran. Lines (MVA-kms) | 0.9563% | 1.636% | 0.4468% | 0.4334%
O/H Distr. Lines (MVA-kms) | 0.7932% | 1.308% | 0.407% | 0.4547%
U/G Sub-tran. Lines (MVA-kms) | 2.319% | 2.918% | 1.869% | 4.162%
U/G Sub-tran. Lines (MVA-kms) | 3.519% | 4.357% | 2.89% | 2.712%
Transformers (MVA) | 2.446% | 3.578% | 1.597% | 1.203%
All Capital inputs | 2.115% | 2.997% | 1.453% | 1.324%
Partial productivity:
Output / Real Opex | 0.2889% | -3.471% | 3.109% | 5.051%
Output / OH Sub-tran. Lines | -0.03595% | 0.06607% | -0.1125% | -0.2512%
Output / OH Distr. Lines | 0.1272% | 0.3938% | -0.07274% | -0.2725%
Output / UG Sub-tran. Lines | -1.398% | -1.216% | -1.535% | -3.979%
Output / UG Distr. Lines | -2.598% | -2.656% | -2.555% | -2.529%
Output / Transformers | -1.526% | -1.876% | -1.262% | -1.02%
Output / Capital | -1.194% | -1.295% | -1.119% | -1.141%
1.EVO output & input growth rates
| 2006-2020 | 2006-2012 | 2012-2020 | 2019-2020
Outputs:
Energy (GWh) | 0.2461% | 0.7842% | -0.1575% | -1.091%
Ratcheted Max Demand (MVA) | 0.9919% | 1.793% | 0.391% | 0%
Customer Numbers | 2.097% | 1.902% | 2.244% | 1.988%
Circuit Length (km) | 1.342% | 1.569% | 1.173% | 3.169%
CMOS | 2.059% | 0.6667% | 3.102% | 1.609%
Inputs:
Real Opex ($'000 2006) | 0.6724% | 6.233% | -3.498% | -5.177%
O/H Sub-tran. Lines (MVA-kms) | 0.5252% | 1.782% | -0.4171% | -0.0009291%
O/H Distr. Lines (MVA-kms) | -0.2047% | -0.3848% | -0.06962% | 0.3442%
U/G Sub-tran. Lines (MVA-kms) | 9.856% | 0% | 17.25% | 1.269%
U/G Sub-tran. Lines (MVA-kms) | 2.354% | 2.92% | 1.93% | 3.058%
Transformers (MVA) | 1.821% | 2.002% | 1.686% | 1.41%
All Capital inputs | 1.517% | 1.803% | 1.303% | 1.656%
Partial productivity:
Output / Real Opex | 0.5655% | -4.561% | 4.411% | 6.686%
Output / OH Sub-tran. Lines | 0.7127% | -0.1103% | 1.33% | 1.511%
Output / OH Distr. Lines | 1.443% | 2.056% | 0.9825% | 1.166%
Output / UG Sub-tran. Lines | -8.618% | 1.671% | -16.33% | 0.2407%
Output / UG Distr. Lines | -1.116% | -1.249% | -1.017% | -1.548%
Output / Transformers | -0.5831% | -0.3304% | -0.7726% | 0.1%
Output / Capital | -0.2793% | -0.132% | -0.3898% | -0.1462%
2.AGD output & input growth rates
| 2006-2020 | 2006-2012 | 2012-2020 | 2019-2020
Outputs:
Energy (GWh) | -1.35% | -0.4347% | -2.036% | -1.946%
Ratcheted Max Demand (MVA) | 0.5027% | 1.173% | 0% | 0%
Customer Numbers | 0.9336% | 0.7942% | 1.038% | 0.901%
Circuit Length (km) | 0.6266% | 0.7913% | 0.503% | 0.6822%
CMOS | 1.347% | -0.7547% | 2.923% | 21.99%
Inputs:
Real Opex ($'000 2006) | -1.97% | 4.415% | -6.758% | -11.93%
O/H Sub-tran. Lines (MVA-kms) | -0.2446% | 0.06051% | -0.4734% | -1.708%
O/H Distr. Lines (MVA-kms) | 0.2761% | -0.1831% | 0.6205% | -6.014%
U/G Sub-tran. Lines (MVA-kms) | 0.5556% | 0.425% | 0.6535% | 4.874%
U/G Sub-tran. Lines (MVA-kms) | 2.021% | 2.599% | 1.587% | 1.48%
Transformers (MVA) | 2.164% | 3.919% | 0.847% | 1.132%
All Capital inputs | 1.617% | 2.604% | 0.8763% | 0.6242%
Partial productivity:
Output / Real Opex | 2.346% | -3.424% | 6.674% | 9.782%
Output / OH Sub-tran. Lines | 0.6213% | 0.9303% | 0.3896% | -0.4372%
Output / OH Distr. Lines | 0.1006% | 1.174% | -0.7043% | 3.868%
Output / UG Sub-tran. Lines | -0.1789% | 0.5658% | -0.7374% | -7.02%
Output / UG Distr. Lines | -1.644% | -1.608% | -1.671% | -3.626%
Output / Transformers | -1.787% | -2.928% | -0.9308% | -3.277%
Output / Capital | -1.24% | -1.613% | -0.9601% | -2.77%
3.CIT output & input growth rates
| 2006-2020 | 2006-2012 | 2012-2020 | 2019-2020
Outputs:
Energy (GWh) | -1.021% | 0.3044% | -2.015% | -11.55%
Ratcheted Max Demand (MVA) | 1.154% | 1.654% | 0.7793% | 0.9265%
Customer Numbers | 1.149% | 1.287% | 1.046% | 0.4221%
Circuit Length (km) | 1.037% | 1.42% | 0.7502% | 0.2547%
CMOS | 2.007% | 4.027% | 0.4913% | 25.79%
Inputs:
Real Opex ($'000 2006) | 2.27% | 8.147% | -2.137% | -6.09%
O/H Sub-tran. Lines (MVA-kms) | 0.1448% | -0.2553% | 0.4449% | 0.1049%
O/H Distr. Lines (MVA-kms) | -0.6968% | -0.2241% | -1.051% | -2.286%
U/G Sub-tran. Lines (MVA-kms) | 4.427% | 5.037% | 3.969% | 10.7%
U/G Sub-tran. Lines (MVA-kms) | 1.532% | 3.339% | 0.1767% | -1.494%
Transformers (MVA) | 1.598% | 2.105% | 1.217% | 1.754%
All Capital inputs | 1.601% | 2.716% | 0.7651% | 0.7062%
Partial productivity:
Output / Real Opex | -1.395% | -6.9% | 2.734% | 4.535%
Output / OH Sub-tran. Lines | 0.7307% | 1.502% | 0.1522% | -1.66%
Output / OH Distr. Lines | 1.572% | 1.471% | 1.648% | 0.7311%
Output / UG Sub-tran. Lines | -3.551% | -3.791% | -3.372% | -12.25%
Output / UG Distr. Lines | -0.6566% | -2.092% | 0.4203% | -0.06104%
Output / Transformers | -0.7221% | -0.858% | -0.6202% | -3.308%
Output / Capital | -0.7256% | -1.469% | -0.168% | -2.261%
4.END output & input growth rates
| 2006-2020 | 2006-2012 | 2012-2020 | 2019-2020
Outputs:
Energy (GWh) | -0.2902% | -0.6827% | 0.00421% | -1.488%
Ratcheted Max Demand (MVA) | 0.9953% | 1.609% | 0.5349% | 0%
Customer Numbers | 1.507% | 1.031% | 1.865% | 2.078%
Circuit Length (km) | 1.267% | 1.063% | 1.419% | 1.145%
CMOS | 0.5949% | -0.008019% | 1.047% | 13.37%
Inputs:
Real Opex ($'000 2006) | -0.1921% | 3.585% | -3.025% | -11.29%
O/H Sub-tran. Lines (MVA-kms) | 0.1679% | 0.7738% | -0.2866% | -0.6769%
O/H Distr. Lines (MVA-kms) | -0.2636% | 0.02703% | -0.4816% | -0.6319%
U/G Sub-tran. Lines (MVA-kms) | 5.868% | 7.643% | 4.537% | 0.3756%
U/G Sub-tran. Lines (MVA-kms) | 5.445% | 6.553% | 4.615% | 3.261%
Transformers (MVA) | 2.742% | 3.314% | 2.314% | 1.467%
All Capital inputs | 2.907% | 3.656% | 2.345% | 1.194%
Partial productivity:
Output / Real Opex | 1.369% | -2.276% | 4.102% | 10.29%
Output / OH Sub-tran. Lines | 1.009% | 0.5353% | 1.363% | -0.3215%
Output / OH Distr. Lines | 1.44% | 1.282% | 1.558% | -0.3665%
Output / UG Sub-tran. Lines | -4.692% | -6.334% | -3.46% | -1.374%
Output / UG Distr. Lines | -4.269% | -5.244% | -3.538% | -4.26%
Output / Transformers | -1.566% | -2.005% | -1.237% | -2.465%
Output / Capital | -1.73% | -2.347% | -1.268% | -2.192%
5.ENX output & input growth rates
| 2006-2020 | 2006-2012 | 2012-2020 | 2019-2020
Outputs:
Energy (GWh) | 0.1789% | 0.4718% | -0.04074% | -1.344%
Ratcheted Max Demand (MVA) | 1.667% | 3.769% | 0.09002% | 0.7202%
Customer Numbers | 1.599% | 1.72% | 1.508% | 1.32%
Circuit Length (km) | 1.2% | 1.594% | 0.9034% | 0.7512%
CMOS | -2.401% | -9.816% | 3.161% | 7.35%
Inputs:
Real Opex ($'000 2006) | 1.321% | 6.725% | -2.731% | -5.384%
O/H Sub-tran. Lines (MVA-kms) | 1.379% | 2.401% | 0.6119% | 2.007%
O/H Distr. Lines (MVA-kms) | 0.186% | 0.3711% | 0.04721% | -0.03867%
U/G Sub-tran. Lines (MVA-kms) | 4.869% | 8.46% | 2.176% | 4.721%
U/G Sub-tran. Lines (MVA-kms) | 4.315% | 6.316% | 2.814% | 2.22%
Transformers (MVA) | 2.791% | 4.165% | 1.76% | 1.156%
All Capital inputs | 2.63% | 4.049% | 1.566% | 1.346%
Partial productivity:
Output / Real Opex | 0.648% | -2.702% | 3.16% | 5.419%
Output / OH Sub-tran. Lines | 0.5908% | 1.622% | -0.1829% | -1.971%
Output / OH Distr. Lines | 1.783% | 3.652% | 0.3818% | 0.07388%
Output / UG Sub-tran. Lines | -2.9% | -4.437% | -1.747% | -4.685%
Output / UG Distr. Lines | -2.346% | -2.293% | -2.385% | -2.185%
Output / Transformers | -0.8214% | -0.1417% | -1.331% | -1.121%
Output / Capital | -0.6607% | -0.02592% | -1.137% | -1.311%
6.ERG output & input growth rates
| 2006-2020 | 2006-2012 | 2012-2020 | 2019-2020
Outputs:
Energy (GWh) | 0.04268% | 0.2521% | -0.1144% | 0.4654%
Ratcheted Max Demand (MVA) | 1.027% | 2.397% | 0% | 0%
Customer Numbers | 1.428% | 1.894% | 1.079% | -0.4739%
Circuit Length (km) | 0.2154% | 0.5953% | -0.06944% | 0.4044%
CMOS | -0.9949% | -2.302% | -0.01495% | -2.473%
Inputs:
Real Opex ($'000 2006) | 0.07413% | 2.044% | -1.404% | 3.639%
O/H Sub-tran. Lines (MVA-kms) | 0.1559% | 1.67% | -0.9794% | 1.057%
O/H Distr. Lines (MVA-kms) | 0.9223% | 1.075% | 0.8081% | 0.7078%
U/G Sub-tran. Lines (MVA-kms) | 4.014% | 6.274% | 2.319% | -0.2686%
U/G Sub-tran. Lines (MVA-kms) | 5.117% | 8.944% | 2.247% | 0.7273%
Transformers (MVA) | 2.589% | 2.894% | 2.361% | -0.937%
All Capital inputs | 1.789% | 2.406% | 1.326% | -0.0116%
Partial productivity:
Output / Real Opex | 1.229% | 0.717% | 1.612% | -2.867%
Output / OH Sub-tran. Lines | 1.147% | 1.092% | 1.188% | -0.2842%
Output / OH Distr. Lines | 0.3803% | 1.687% | -0.5996% | 0.06468%
Output / UG Sub-tran. Lines | -2.711% | -3.512% | -2.111% | 1.041%
Output / UG Distr. Lines | -3.814% | -6.182% | -2.038% | 0.04525%
Output / Transformers | -1.287% | -0.132% | -2.152% | 1.709%
Output / Capital | -0.4862% | 0.3557% | -1.118% | 0.7842%
7.ESS output & input growth rates
| 2006-2020 | 2006-2012 | 2012-2020 | 2019-2020
Outputs:
Energy (GWh) | 0.2841% | -0.1561% | 0.6143% | -2.223%
Ratcheted Max Demand (MVA) | 1.451% | 0.7649% | 1.966% | 0%
Customer Numbers | 1.053% | 0.8014% | 1.242% | 1.031%
Circuit Length (km) | -0.2501% | -0.7457% | 0.1216% | 0.07636%
CMOS | -0.376% | -2.925% | 1.536% | 3.844%
Inputs:
Real Opex ($'000 2006) | 2.082% | 9.296% | -3.329% | -3.743%
O/H Sub-tran. Lines (MVA-kms) | 3.541% | 4.384% | 2.909% | 0.9589%
O/H Distr. Lines (MVA-kms) | 2.879% | 5.384% | 0.9996% | 2.27%
U/G Sub-tran. Lines (MVA-kms) | 4.315% | -1.314% | 8.536% | 2.679%
U/G Sub-tran. Lines (MVA-kms) | 4.106% | 5.229% | 3.265% | 2.261%
Transformers (MVA) | 2.349% | 4.091% | 1.042% | 1.023%
All Capital inputs | 2.784% | 4.591% | 1.43% | 1.622%
Partial productivity:
Output / Real Opex | -1.166% | -8.268% | 4.161% | 2.847%
Output / OH Sub-tran. Lines | -2.625% | -3.355% | -2.077% | -1.855%
Output / OH Distr. Lines | -1.963% | -4.356% | -0.1676% | -3.166%
Output / UG Sub-tran. Lines | -3.398% | 2.343% | -7.704% | -3.575%
Output / UG Distr. Lines | -3.19% | -4.201% | -2.433% | -3.157%
Output / Transformers | -1.433% | -3.063% | -0.2101% | -1.919%
Output / Capital | -1.868% | -3.563% | -0.5977% | -2.518%
8.JEN output & input growth rates
| 2006-2020 | 2006-2012 | 2012-2020 | 2019-2020
Outputs:
Energy (GWh) | -0.2935% | 0.3297% | -0.761% | -2.929%
Ratcheted Max Demand (MVA) | 1.622% | 3.29% | 0.3715% | 2.349%
Customer Numbers | 1.601% | 1.082% | 1.99% | 1.763%
Circuit Length (km) | 1.13% | 1.082% | 1.165% | 1.061%
CMOS | -0.7433% | -4.211% | 1.857% | 6.23%
Inputs:
Real Opex ($'000 2006) | 0.5742% | 3.348% | -1.506% | -14.99%
O/H Sub-tran. Lines (MVA-kms) | 1.095% | 0.9531% | 1.201% | -0.489%
O/H Distr. Lines (MVA-kms) | 0.07117% | -0.1908% | 0.2676% | -2.404%
U/G Sub-tran. Lines (MVA-kms) | 2.898% | -0.4069% | 5.377% | 14.8%
U/G Sub-tran. Lines (MVA-kms) | 4.833% | 4.832% | 4.833% | 3.852%
Transformers (MVA) | 2.803% | 3.281% | 2.445% | 3.638%
All Capital inputs | 1.354% | 1.265% | 1.421% | 0.642%
Partial productivity:
Output / Real Opex | 0.8773% | -1.032% | 2.31% | 15.91%
Output / OH Sub-tran. Lines | 0.3568% | 1.363% | -0.3979% | 1.414%
Output / OH Distr. Lines | 1.38% | 2.507% | 0.5354% | 3.329%
Output / UG Sub-tran. Lines | -1.447% | 2.723% | -4.574% | -13.87%
Output / UG Distr. Lines | -3.381% | -2.516% | -4.03% | -2.927%
Output / Transformers | -1.351% | -0.9646% | -1.642% | -2.712%
Output / Capital | 0.09782% | 1.051% | -0.6174% | 0.2832%
9.PCR output & input growth rates
| 2006-2020 | 2006-2012 | 2012-2020 | 2019-2020
Outputs:
Energy (GWh) | 0.3444% | 0.9512% | -0.1108% | -2.164%
Ratcheted Max Demand (MVA) | 1.843% | 3.259% | 0.7812% | 1.998%
Customer Numbers | 1.876% | 1.887% | 1.868% | 1.122%
Circuit Length (km) | 0.4471% | 0.4406% | 0.4519% | 0.646%
CMOS | 2.215% | 3.003% | 1.625% | -1.26%
Inputs:
Real Opex ($'000 2006) | 0.2372% | 2.624% | -1.553% | -6.161%
O/H Sub-tran. Lines (MVA-kms) | 0.08872% | 0.1232% | 0.06285% | -0.009777%
O/H Distr. Lines (MVA-kms) | 0.1247% | 0.08256% | 0.1564% | 0.005307%
U/G Sub-tran. Lines (MVA-kms) | 9.854% | 5.911% | 12.81% | 5.029%
U/G Sub-tran. Lines (MVA-kms) | 5.855% | 5.935% | 5.795% | 7.589%
Transformers (MVA) | 2.725% | 3.028% | 2.497% | 3.283%
All Capital inputs | 2.19% | 2.272% | 2.129% | 2.719%
Partial productivity:
Output / Real Opex | 0.7413% | -1.159% | 2.166% | 7.533%
Output / OH Sub-tran. Lines | 0.8898% | 1.342% | 0.5509% | 1.381%
Output / OH Distr. Lines | 0.8538% | 1.382% | 0.4574% | 1.366%
Output / UG Sub-tran. Lines | -8.875% | -4.446% | -12.2% | -3.657%
Output / UG Distr. Lines | -4.877% | -4.47% | -5.182% | -6.217%
Output / Transformers | -1.746% | -1.563% | -1.883% | -1.912%
Output / Capital | -1.212% | -0.8074% | -1.515% | -1.348%
10.SAP output & input growth rates
| 2006-2020 | 2006-2012 | 2012-2020 | 2019-2020
Outputs:
Energy (GWh) | -0.7594% | 0.09723% | -1.402% | -2.023%
Ratcheted Max Demand (MVA) | 1.027% | 2.396% | 0% | 0%
Customer Numbers | 1.148% | 1.342% | 1.002% | 0.9233%
Circuit Length (km) | 0.376% | 0.5445% | 0.2497% | 0.1321%
CMOS | -0.7505% | -1.726% | -0.01861% | -19.02%
Inputs:
Real Opex ($'000 2006) | 2.521% | 6.302% | -0.3154% | -11.52%
O/H Sub-tran. Lines (MVA-kms) | 0.4527% | 0.5358% | 0.3904% | 0.3698%
O/H Distr. Lines (MVA-kms) | -0.04151% | -0.04978% | -0.03531% | 1.324%
U/G Sub-tran. Lines (MVA-kms) | 1.827% | 2.133% | 1.597% | 2.057%
U/G Sub-tran. Lines (MVA-kms) | 2.457% | 3.287% | 1.834% | 2.53%
Transformers (MVA) | 2.272% | 3.583% | 1.29% | 1.082%
All Capital inputs | 1.864% | 2.733% | 1.213% | 1.431%
Partial productivity:
Output / Real Opex | -1.657% | -4.524% | 0.4929% | 14.38%
Output / OH Sub-tran. Lines | 0.4106% | 1.242% | -0.2129% | 2.496%
Output / OH Distr. Lines | 0.9048% | 1.827% | 0.2128% | 1.541%
Output / UG Sub-tran. Lines | -0.9633% | -0.3551% | -1.419% | 0.8087%
Output / UG Distr. Lines | -1.594% | -1.51% | -1.657% | 0.3363%
Output / Transformers | -1.409% | -1.805% | -1.112% | 1.784%
Output / Capital | -1.001% | -0.9555% | -1.035% | 1.435%
11.AND output & input growth rates
| 2006-2020 | 2006-2012 | 2012-2020 | 2019-2020
Outputs:
Energy (GWh) | 0.05999% | 0.4376% | -0.2232% | -2.619%
Ratcheted Max Demand (MVA) | 1.919% | 3.018% | 1.094% | 4.25%
Customer Numbers | 1.781% | 1.657% | 1.874% | 1.881%
Circuit Length (km) | 0.6927% | 0.8589% | 0.5681% | 0.5254%
CMOS | 1.122% | -5.201% | 5.864% | -1.786%
Inputs:
Real Opex ($'000 2006) | 4.35% | 7.6% | 1.912% | 4.853%
O/H Sub-tran. Lines (MVA-kms) | 0.8399% | 1.21% | 0.5623% | 2.766%
O/H Distr. Lines (MVA-kms) | 0.03121% | 0.3513% | -0.2089% | 0.1014%
U/G Sub-tran. Lines (MVA-kms) | 8.916% | 2.251% | 13.92% | 12.45%
U/G Sub-tran. Lines (MVA-kms) | 5.125% | 5.282% | 5.007% | 5.039%
Transformers (MVA) | 2.547% | 3.718% | 1.669% | 1.01%
All Capital inputs | 1.985% | 2.634% | 1.498% | 1.757%
Partial productivity:
Output / Real Opex | -2.998% | -4.735% | -1.696% | -2.425%
Output / OH Sub-tran. Lines | 0.5113% | 1.655% | -0.3461% | -0.338%
Output / OH Distr. Lines | 1.32% | 2.513% | 0.4251% | 2.326%
Output / UG Sub-tran. Lines | -7.565% | 0.6136% | -13.7% | -10.02%
Output / UG Distr. Lines | -3.774% | -2.418% | -4.791% | -2.611%
Output / Transformers | -1.196% | -0.8535% | -1.453% | 1.417%
Output / Capital | -0.6339% | 0.2302% | -1.282% | 0.6711%
12.TND output & input growth rates
| 2006-2020 | 2006-2012 | 2012-2020 | 2019-2020
Outputs:
Energy (GWh) | -0.07673% | -0.4969% | 0.2384% | 1.843%
Ratcheted Max Demand (MVA) | 0.5867% | 1.369% | 0% | 0%
Customer Numbers | 1.138% | 1.75% | 0.6797% | 1.199%
Circuit Length (km) | 0.5513% | 0.777% | 0.382% | 0.216%
CMOS | 2.117% | 4.956% | -0.01169% | -3.26%
Inputs:
Real Opex ($'000 2006) | 0.9611% | 5.611% | -2.527% | 3.345%
O/H Sub-tran. Lines (MVA-kms) | -0.02927% | 0.1113% | -0.1347% | 0.1568%
O/H Distr. Lines (MVA-kms) | 0.6772% | 0.581% | 0.7493% | 0.2318%
U/G Sub-tran. Lines (MVA-kms) | 5.305% | 9.244% | 2.351% | 4.415%
U/G Sub-tran. Lines (MVA-kms) | 1.311% | 1.615% | 1.083% | 0.7685%
Transformers (MVA) | 2.476% | 4.027% | 1.312% | 1.79%
All Capital inputs | 1.517% | 2.188% | 1.014% | 0.8614%
Partial productivity:
Output / Real Opex | -0.6382% | -5.326% | 2.877% | -2.192%
Output / OH Sub-tran. Lines | 0.3521% | 0.1744% | 0.4854% | 0.9959%
Output / OH Distr. Lines | -0.3544% | -0.2953% | -0.3987% | 0.9208%
Output / UG Sub-tran. Lines | -4.982% | -8.958% | -2.001% | -3.263%
Output / UG Distr. Lines | -0.9879% | -1.329% | -0.732% | 0.3842%
Output / Transformers | -2.153% | -3.741% | -0.9613% | -0.6375%
Output / Capital | -1.194% | -1.903% | -0.6631% | 0.2913%
13.UED output & input growth rates
| 2006-2020 | 2006-2012 | 2012-2020 | 2019-2020
Outputs:
Energy (GWh) | -0.3831% | 0.4268% | -0.9905% | -2.514%
Ratcheted Max Demand (MVA) | 1.553% | 3.577% | 0.03429% | 0%
Customer Numbers | 0.9829% | 0.93% | 1.023% | 0.7889%
Circuit Length (km) | 0.5772% | 0.5736% | 0.5798% | 0.137%
CMOS | -1.995% | 8.298% | -9.715% | -25.55%
Inputs:
Real Opex ($'000 2006) | -0.1969% | 3.578% | -3.028% | 4.731%
O/H Sub-tran. Lines (MVA-kms) | 1.55% | 2.829% | 0.5914% | 1.122%
O/H Distr. Lines (MVA-kms) | 0.2734% | 0.7311% | -0.06981% | 0.09966%
U/G Sub-tran. Lines (MVA-kms) | 1.396% | 7.741% | -3.363% | -3.39%
U/G Sub-tran. Lines (MVA-kms) | 2.968% | 3.395% | 2.647% | 2.13%
Transformers (MVA) | 2.404% | 3.41% | 1.649% | 0.7726%
All Capital inputs | 1.652% | 2.634% | 0.915% | 0.6734%
Partial productivity:
Output / Real Opex | 1.263% | -2.606% | 4.165% | -3.384%
Output / OH Sub-tran. Lines | -0.4842% | -1.857% | 0.5454% | 0.2247%
Output / OH Distr. Lines | 0.7928% | 0.241% | 1.207% | 1.247%
Output / UG Sub-tran. Lines | -0.3297% | -6.769% | 4.5% | 4.737%
Output / UG Distr. Lines | -1.901% | -2.423% | -1.51% | -0.783%
Output / Transformers | -1.338% | -2.438% | -0.5127% | 0.5741%
Output / Capital | -0.5857% | -1.662% | 0.2218% | 0.6733%

## Appendix B Table
DNSP | Output | Input | TFP | PFP Index
Period | Index | Index | Index | Opex | Capital
Industry
Growth Rate 2006–20 | 0.8196% | 1.574% | -0.7541% | 0.107% | -1.259%
Growth Rate 2006–12 | 1.616% | 3.737% | -2.121% | -3.422% | -1.369%
Growth Rate 2012–20 | 0.4306% | -0.02738% | 0.4579% | 2.885% | -0.9597%
EVO/ACT
Growth Rate 2006–20 | 1.333% | 1.218% | 0.1151% | 0.7075% | -0.1682%
Growth Rate 2006–12 | 1.419% | 3.777% | -2.358% | -5.308% | -0.3978%
Growth Rate 2012–20 | 0.8436% | -1.529% | 2.372% | 6.458% | -0.3439%
AGD
Growth Rate 2006–20 | 0.5377% | 0.6742% | -0.1365% | 1.715% | -1.148%
Growth Rate 2006–12 | 1.07% | 3.548% | -2.478% | -4.24% | -1.535%
Growth Rate 2012–20 | 0.06064% | -1.524% | 1.584% | 5.762% | -0.6115%
CIT
Growth Rate 2006–20 | 0.8635% | 1.744% | -0.8801% | -1.254% | -0.7604%
Growth Rate 2006–12 | 1.16% | 3.775% | -2.615% | -5.857% | -1.46%
Growth Rate 2012–20 | 0.7884% | -0.1296% | 0.918% | 3.067% | 0.09613%
END
Growth Rate 2006–20 | 1.258% | 1.754% | -0.4963% | 1.243% | -1.624%
Growth Rate 2006–12 | 1.699% | 3.146% | -1.447% | -1.034% | -1.8%
Growth Rate 2012–20 | 1.451% | 0.6057% | 0.845% | 3.464% | -0.8059%
ENX
Growth Rate 2006–20 | 1.506% | 1.929% | -0.4228% | 0.4807% | -0.9339%
Growth Rate 2006–12 | 3.614% | 4.608% | -0.9944% | -2.209% | -0.3674%
Growth Rate 2012–20 | 0.5726% | -0.1241% | 0.6967% | 3.678% | -0.9758%
ERG
Growth Rate 2006–20 | 1.019% | 1.361% | -0.3418% | 0.7005% | -0.9522%
Growth Rate 2006–12 | 1.744% | 2.436% | -0.6918% | -0.9185% | -0.682%
Growth Rate 2012–20 | 0.1581% | 0.9096% | -0.7515% | 0.4267% | -1.413%
ESS
Growth Rate 2006–20 | 0.882% | 1.677% | -0.7953% | 0.5169% | -1.667%
Growth Rate 2006–12 | 0.7763% | 5.602% | -4.826% | -6.364% | -3.798%
Growth Rate 2012–20 | 0.7148% | -0.6055% | 1.32% | 4.199% | -0.6231%
JEN
Growth Rate 2006–20 | 1.245% | 1.551% | -0.3065% | -0.6386% | -0.06854%
Growth Rate 2006–12 | 2.239% | 2.14% | 0.09849% | -0.9329% | 0.8538%
Growth Rate 2012–20 | 1.002% | 0.8217% | 0.1802% | 1.121% | -0.5018%
PCR
Growth Rate 2006–20 | 0.9388% | 1.795% | -0.856% | -0.4331% | -1.138%
Growth Rate 2006–12 | 1.597% | 2.613% | -1.016% | -1.135% | -0.9212%
Growth Rate 2012–20 | 0.8792% | 0.5826% | 0.2967% | 2.456% | -1.175%
SAP
Growth Rate 2006–20 | 0.6747% | 2.379% | -1.704% | -2.908% | -1.117%
Growth Rate 2006–12 | 1.744% | 4.228% | -2.484% | -5.676% | -0.9526%
Growth Rate 2012–20 | 0.1909% | 0.7017% | -0.5107% | 0.3113% | -0.9607%
AND
Growth Rate 2006–20 | 0.918% | 2.583% | -1.665% | -2.695% | -0.9718%
Growth Rate 2006–12 | 2.759% | 4.284% | -1.525% | -3.933% | 0.1305%
Growth Rate 2012–20 | 0.1844% | 1.196% | -1.012% | -0.5809% | -1.308%
TND/TAS
Growth Rate 2006–20 | 0.5499% | 1.247% | -0.6968% | -0.1707% | -0.9718%
Growth Rate 2006–12 | 0.556% | 3.772% | -3.216% | -5.848% | -1.761%
Growth Rate 2012–20 | 0.2856% | 0.4223% | -0.1367% | 0.9467% | -0.7436%
UED
Growth Rate 2006–20 | 0.9156% | 1.079% | -0.163% | 0.6953% | -0.6781%
Growth Rate 2006–12 | 1.313% | 3.337% | -2.025% | -3.112% | -1.249%
Growth Rate 2012–20 | 1.277% | -0.5694% | 1.846% | 4.286% | 0.3552%