## Readme
TNSP connection capacity variable
Date: November 2016
Summary
This spreadsheet calculates the voltage–weighted entry and exit connections for each transmission network. The voltage weighted entry and exit connections for each transmission network are used as an output variable in our mulilateral total factor productivity index presented in our annual transmission benchmarking report. These are an output in the MTFP benchmarking because they reflect the number and capacity of connectoins that the transmission networks provide their customers.
Worksheets
1.Connection output
This worksheet presents the output of the calculations within this spreadsheet being the voltage-weighted entry and exit connections for each transmission network.
2. TNSP connection voltages
This worksheet calculates the voltage-weighted entry and exit connections for each transmission network. For most transmission networks these calculations are based on the reported RIN data provided by each network. However for AusNet services the calculations are based on data sourced from the Australian Energy Market Operator's (AEMO's) regional boundaries and marginal loss factor reports. These can be found on AEMO's website, here: https://www.aemo.com.au/Electricity/National-Electricity-Market-NEM/Security-and-reliability/Loss-factor-and-regional-boundaries. Data for 2013-14 and 2014-15 is sourced from AEMO in the linked spreadsheet titled: "AEMO calculation of AusNet''s connection capacity". The voltage-weighted entry and exit points is sum of all the voltages of each Transmission Node Identity (TNI) within a TNSP's network. The TNIs are associated with connectoin points to each transmission network. The voltage of each TNI is measured on the customer side of the TNI.
3. PivotSPATNI
This worksheet contains two pivot tables that calculate the number of generation and load TNIs in AusNet's network and their associated voltages. These pivot tables draw on data from the SPA TNI sheet
4. SAPTNI
This worksheet consolidates the data in worksheets 5. to 14. so that the data contained within them can be manipulated in the pivot tables in 3.pivotSPATNI
5. to 14. worksheets Vic 2005-06 to Vic 2013-14
These contain data on AusNet's TNIs extracted from AEMO's regional boundaries and marginal loss factor reports. The following TNIs are excluded: -TNIs that serve multiple distributors. These TNIs are excluded to make the data comparable with other states that do not have multiple distributors. -TNIs for generators that operate at or below 66kV. All TNIs that are below 66kV except for the TNIs located within Morwell are excluded because these are TNIs for generators connected to the Victorian distribution networks and not AusNet services the transmission network service provider. -The TNI load that services the Basslink Loy Yang Power Station Switchyard. This is because this very high voltage (500kV) TNI is an anomoly and only appears in 2007-08, 2009-10 and 2010-11. To exclude a TNI we delete the voltage for that TNI.

## Connection output
| 2006 | 2007 | 2008 | 2009 | 2010 | 2011 | 2012 | 2013 | 2014 | 2015 | 2016
21ENT | 5875.1 | 5974.1 | 6007.1 | 6546.1 | 6953.1 | 7052.1 | 7129.1 | 7129.1 | 7195.1 | 7470.1 | 7470.1
22PLK | 12468.5 | 12694 | 13117.5 | 13898.5 | 14580.5 | 15009.5 | 15356 | 16214 | 17050 | 17160 | 17407.5
23SPT | 7330 | 7264 | 7544 | 8336 | 8402 | 8424 | 9144 | 10210 | 10260 | 9320 | 9320
24TNT | 5893.8 | 5882.8 | 5860.8 | 5970.8 | 5860.8 | 5893.8 | 5948.8 | 6058.8 | 6058.8 | 6058.8 | 6058.8
25TRG | 14481 | 14481 | 15108 | 15883.5 | 16348 | 16895 | 17192 | 17456 | 17621 | 17720 | 18182

## TNSP connection voltages
ElectraNet | [11 empty] | Powerlink | [11 empty] | SP AusNet | [11 empty] | Transend | [11 empty] | TransGrid
Regulatory year | 2006 | 2007 | 2008 | 2009 | 2010 | 2011 | 2012 | 2013 | 2014 | 2015 | 2016 | Regulatory year | 2006 | 2007 | 2008 | 2009 | 2010 | 2011 | 2012 | 2013 | 2014 | 2015 | 2016 | Regulatory year | 2006 | 2007 | 2008 | 2009 | 2010 | 2011 | 2012 | 2013 | 2014 | 2015 | 2016 | Regulatory year | 2006 | 2007 | 2008 | 2009 | 2010 | 2011 | 2012 | 2013 | 2014 | 2015 |  | Regulatory year | 2006 | 2007 | 2008 | 2009 | 2010 | 2011 | 2012 | 2013 | 2014 | 2015 | 2016
Number of entry points at each transmission voltage level | [11 empty] | Number of entry points at each transmission voltage level | [11 empty] | Number of exit points at each transmission voltage level | [11 empty] | Number of entry points at each transmission voltage level | [11 empty] | Number of entry points
275 | 5 | 5 | 5 | 6 | 7 | 7 | 7 | 7 | 7 | 8 | 8 | 330kV | 1 | 1 | 1 | 1 | 1 | 1 | 1 | 1 | 1 | 1 | 1 | 500kV | 1 | 1 | 1 | 1 | 1 | 1 | 1 | 1 | 1 | 1 | 1 | 220kV | 12 | 12 | 12 | 13 | 13 | 13 | 13 | 13 | 13 | 13 | 13 | 500 kV | 1 | 1 | 1 | 1 | 1.5 | 2 | 2 | 2 | 2 | 2 | 2
132 | 5 | 5 | 5 | 7 | 8 | 8 | 8 | 8 | 8 | 8 | 8 | 275kV | 9.5 | 10 | 10.5 | 11.5 | 12 | 12.5 | 13 | 13 | 13 | 12.5 | 12 | 330kV | 0 | 0 | 0 | 1 | 1 | 1 | 1 | 1 | 1 | 1 | 1 | 110kV | 14 | 14 | 14 | 13 | 12 | 12 | 12 | 13 | 13 | 13 | 13 | 330 kV | 11 | 11 | 11.5 | 12.5 | 13 | 13.5 | 14 | 14 | 13.5 | 13 | 13
66 | 3 | 3 | 3 | 3 | 3 | 3 | 3 | 3 | 3 | 3 | 3 | 132kV | 9 | 9 | 9 | 9 | 9.5 | 10 | 10 | 10.5 | 11 | 10.5 | 9 | 220kV | 4 | 4 | 3 | 3 | 3 | 3 | 3 | 4 | 5 | 4 | 3 | [Add rows as required for other voltages here. For each additional row, specify the voltage level and add a variable code] | [11 empty] | 132 kV | 4 | 4 | 4.5 | 5 | 5 | 5 | 5 | 5 | 5 | 5 | 5
33 | 3 | 3 | 4 | 4 | 4 | 4 | 4 | 4 | 4 | 4 | 4 | 110kV | 1.5 | 1 | 1 | 1 | 1 | 1 | 1 | 1 | 1 | 1 | 1 | 66kV | 31 | 30 | 30 | 30 | 31 | 31 | 31 | 32 | 32 | 32 | 32 | [12 empty] | 22 kV | 1 | 1 | 1 | 1 | 1 | 1 | 1 | 1 | 1 | 1 | 1
11 | 0 | 0 | 0 | 0 | 0 | 0 | 0 | 0 | 0 | 0 | 0 | [12 empty] | 22kV | 10 | 10 | 10 | 10 | 10 | 11 | 11 | 11 | 11 | 11 | 11 | Number of exit points at each transmission voltage level
3.3 | 0 | 0 | 0 | 0 | 0 | 0 | 0 | 0 | 0 | 0 | 0 | Number of exit points at each transmission voltage level | [11 empty] | 11KV | 1 | 1 | 1 | 1 | 1 | 1 | 1 | 1 | 1 | 1 | 1 | 220kV | 2 | 2 | 2 | 2 | 2 | 2 | 2 | 2 | 2 | 2 | 2
[12 empty] | 330kV | 1 | 1 | 1 | 1 | 1 | 1 | 1 | 1 | 1 | 1 | 1 | [12 empty] | 110kV | 3 | 3 | 3 | 3 | 3 | 3 | 3 | 3 | 3 | 3 | 3
Number of exit points at each transmission voltage level | [11 empty] | 275kV | 1 | 1 | 1 | 1 | 1 | 1 | 1 | 2 | 3 | 3.5 | 4.5 | [12 empty] | 44kV | 1 | 1 | 1 | 1 | 1 | 1 | 1 | 1 | 1 | 1 | 1
275 | 2 | 2 | 2 | 2 | 2 | 2 | 2 | 2 | 2 | 2 | 2 | 132kV | 32 | 32 | 33.5 | 37 | 40 | 41 | 41.5 | 44.5 | 48 | 49.5 | 52 | Number of entry points at each transmission voltage level | [11 empty] | 33kV | 3 | 3 | 3 | 3 | 3 | 4 | 5 | 5 | 5 | 5 | 5 | Number of exit points
132 | 6 | 6 | 6 | 6 | 6 | 6 | 6 | 6 | 6 | 6 | 6 | 110kV | 14.5 | 15.5 | 16 | 16 | 16 | 16.5 | 17.5 | 18 | 18 | 17.5 | 17 | 500kV | 2 | 2 | 3 | 3 | 3 | 3 | 4 | 6 | 5 | 4 | 4 | 22kV | 29 | 28 | 27 | 27 | 27 | 27 | 28 | 28 | 28 | 28 | 28 | 330 kV | 5 | 5 | 5 | 5 | 5 | 5 | 5 | 5 | 5 | 5 | 6
66 | 16 | 17 | 17 | 17 | 17 | 18 | 19 | 19 | 19 | 19 | 19 | 66kV | 19 | 19 | 19 | 19.5 | 20 | 20 | 20.5 | 21.5 | 22 | 22.5 | 23 | 330kV | 0 | 0 | 0 | 1 | 1 | 1 | 1 | 1 | 1 | 1 | 1 | 11kV | 13 | 14 | 14 | 14 | 14 | 14 | 14 | 14 | 14 | 14 | 14 | 220 kV | 2 | 2 | 2 | 2 | 2 | 2 | 2 | 2 | 2 | 2 | 2
33 | 32 | 33 | 33 | 33 | 33 | 34 | 34 | 34 | 36 | 36 | 36 | 33kV | 10 | 11 | 12 | 12 | 13 | 14 | 14 | 14 | 14 | 14 | 14 | 220kV | 12 | 12 | 12 | 12 | 12 | 12 | 13 | 12 | 13 | 12 | 13 | 6.6kV | 3 | 3 | 3 | 3 | 3 | 3 | 3 | 3 | 3 | 3 | 3 | 132 kV | 43 | 43 | 45.5 | 48 | 48.5 | 49.5 | 50.5 | 52.5 | 55 | 57 | 58
11 | 6 | 6 | 6 | 6 | 6 | 6 | 7 | 7 | 7 | 7 | 7 | 22kV | 6 | 6 | 6 | 6.5 | 7 | 7 | 7 | 7 | 7 | 7 | 7 | 132kV | 0 | 0 | 0 | 1 | 1 | 1 | 1 | 1 | 1 | 1 | 1 | [12 empty] | 66 kV | 27 | 27 | 28 | 29 | 29 | 29 | 29 | 29 | 29 | 29 | 29
3.3 | 7 | 7 | 7 | 7 | 7 | 7 | 7 | 7 | 7 | 7 | 7 | 11kV | 3 | 3 | 3 | 3 | 3.5 | 4 | 4 | 4 | 4 | 4 | 4 | 66kV | 0 | 0 | 0 | 0 | 0 | 0 | 0 | 0 | 2 | 2 | 2 | [12 empty] | 33 kV | 6 | 6 | 6 | 5.5 | 5 | 5 | 5 | 5 | 5 | 5 | 5
[24 empty] | 11KV | 3 | 3 | 3 | 3 | 3 | 3 | 3 | 3 | 1 | 1 | 1 | [12 empty] | 22 kV | 2 | 2 | 2 | 2 | 2 | 2 | 2 | 2 | 2 | 2 | 2
[48 empty] | 11 kV | 1 | 1 | 1 | 1 | 1 | 1 | 1 | 1 | 1 | 1 | 1
Entry points | [11 empty] | Entry points | [11 empty] | Exit points | [11 empty] | Entry points | [11 empty] | Entry points
275 | 1375 | 1375 | 1375 | 1650 | 1925 | 1925 | 1925 | 1925 | 1925 | 2200 | 2200 | 330 | 330 | 330 | 330 | 330 | 330 | 330 | 330 | 330 | 330 | 330 | 330 | 500 | 500 | 500 | 500 | 500 | 500 | 500 | 500 | 500 | 500 | 500 | 500 | 220 | 2640 | 2640 | 2640 | 2860 | 2860 | 2860 | 2860 | 2860 | 2860 | 2860 | 2860 | 500 | 500 | 500 | 500 | 500 | 750 | 1000 | 1000 | 1000 | 1000 | 1000 | 1000
132 | 660 | 660 | 660 | 924 | 1056 | 1056 | 1056 | 1056 | 1056 | 1056 | 1056 | 275 | 2612.5 | 2750 | 2887.5 | 3162.5 | 3300 | 3437.5 | 3575 | 3575 | 3575 | 3437.5 | 3300 | 330 | 0 | 0 | 0 | 330 | 330 | 330 | 330 | 330 | 330 | 330 | 330 | 110 | 1540 | 1540 | 1540 | 1430 | 1320 | 1320 | 1320 | 1430 | 1430 | 1430 | 1430 | 330 | 3630 | 3630 | 3795 | 4125 | 4290 | 4455 | 4620 | 4620 | 4455 | 4290 | 4290
66 | 198 | 198 | 198 | 198 | 198 | 198 | 198 | 198 | 198 | 198 | 198 | 132 | 1188 | 1188 | 1188 | 1188 | 1254 | 1320 | 1320 | 1386 | 1452 | 1386 | 1188 | 220 | 880 | 880 | 660 | 660 | 660 | 660 | 660 | 880 | 1100 | 880 | 660 | [12 empty] | 132 | 528 | 528 | 594 | 660 | 660 | 660 | 660 | 660 | 660 | 660 | 660
33 | 99 | 99 | 132 | 132 | 132 | 132 | 132 | 132 | 132 | 132 | 132 | 110 | 165 | 110 | 110 | 110 | 110 | 110 | 110 | 110 | 110 | 110 | 110 | 66 | 2046 | 1980 | 1980 | 1980 | 2046 | 2046 | 2046 | 2112 | 2112 | 2112 | 2112 | Exit points | [11 empty] | 22 | 22 | 22 | 22 | 22 | 22 | 22 | 22 | 22 | 22 | 22 | 22
11 | 0 | 0 | 0 | 0 | 0 | 0 | 0 | 0 | 0 | 0 | 0 | [12 empty] | 22 | 220 | 220 | 220 | 220 | 220 | 242 | 242 | 242 | 242 | 242 | 242 | 220 | 440 | 440 | 440 | 440 | 440 | 440 | 440 | 440 | 440 | 440 | 440
3.3 | 0 | 0 | 0 | 0 | 0 | 0 | 0 | 0 | 0 | 0 | 0 | Exit points | [11 empty] | 11 | 11 | 11 | 11 | 11 | 11 | 11 | 11 | 11 | 11 | 11 | 11 | 110 | 330 | 330 | 330 | 330 | 330 | 330 | 330 | 330 | 330 | 330 | 330
[12 empty] | 330 | 330 | 330 | 330 | 330 | 330 | 330 | 330 | 330 | 330 | 330 | 330 | [12 empty] | 44 | 44 | 44 | 44 | 44 | 44 | 44 | 44 | 44 | 44 | 44 | 44
Exit points | [11 empty] | 275 | 275 | 275 | 275 | 275 | 275 | 275 | 275 | 550 | 825 | 962.5 | 1237.5 | Entry points | [11 empty] | 33 | 99 | 99 | 99 | 99 | 99 | 132 | 165 | 165 | 165 | 165 | 165
275 | 550 | 550 | 550 | 550 | 550 | 550 | 550 | 550 | 550 | 550 | 550 | 132 | 4224 | 4224 | 4422 | 4884 | 5280 | 5412 | 5478 | 5874 | 6336 | 6534 | 6864 | 500 | 1000 | 1000 | 1500 | 1500 | 1500 | 1500 | 2000 | 3000 | 2500 | 2000 | 2000 | 22 | 638 | 616 | 594 | 594 | 594 | 594 | 616 | 616 | 616 | 616 | 616
132 | 792 | 792 | 792 | 792 | 792 | 792 | 792 | 792 | 792 | 792 | 792 | 110 | 1595 | 1705 | 1760 | 1760 | 1760 | 1815 | 1925 | 1980 | 1980 | 1925 | 1870 | 330 | 0 | 0 | 0 | 330 | 330 | 330 | 330 | 330 | 330 | 330 | 330 | 11 | 143 | 154 | 154 | 154 | 154 | 154 | 154 | 154 | 154 | 154 | 154 | Exit points
66 | 1056 | 1122 | 1122 | 1122 | 1122 | 1188 | 1254 | 1254 | 1254 | 1254 | 1254 | 66 | 1254 | 1254 | 1254 | 1287 | 1320 | 1320 | 1353 | 1419 | 1452 | 1485 | 1518 | 220 | 2640 | 2640 | 2640 | 2640 | 2640 | 2640 | 2860 | 2640 | 2860 | 2640 | 2860 | 6.6 | 19.8 | 19.8 | 19.8 | 19.8 | 19.8 | 19.8 | 19.8 | 19.8 | 19.8 | 19.8 | 19.8 | 330 | 1650 | 1650 | 1650 | 1650 | 1650 | 1650 | 1650 | 1650 | 1650 | 1650 | 1980
33 | 1056 | 1089 | 1089 | 1089 | 1089 | 1122 | 1122 | 1122 | 1188 | 1188 | 1188 | 33 | 330 | 363 | 396 | 396 | 429 | 462 | 462 | 462 | 462 | 462 | 462 | 132 | 0 | 0 | 0 | 132 | 132 | 132 | 132 | 132 | 132 | 132 | 132 | [12 empty] | 220 | 440 | 440 | 440 | 440 | 440 | 440 | 440 | 440 | 440 | 440 | 440
11 | 66 | 66 | 66 | 66 | 66 | 66 | 77 | 77 | 77 | 77 | 77 | 22 | 132 | 132 | 132 | 143 | 154 | 154 | 154 | 154 | 154 | 154 | 154 | 66 | 0 | 0 | 0 | 0 | 0 | 0 | 0 | 0 | 132 | 132 | 132 | [12 empty] | 132 | 5676 | 5676 | 6006 | 6336 | 6402 | 6534 | 6666 | 6930 | 7260 | 7524 | 7656
3.3 | 23.1 | 23.1 | 23.1 | 23.1 | 23.1 | 23.1 | 23.1 | 23.1 | 23.1 | 23.1 | 23.1 | 11 | 33 | 33 | 33 | 33 | 38.5 | 44 | 44 | 44 | 44 | 44 | 44 | 11 | 33 | 33 | 33 | 33 | 33 | 33 | 33 | 33 | 11 | 11 | 11 | [12 empty] | 66 | 1782 | 1782 | 1848 | 1914 | 1914 | 1914 | 1914 | 1914 | 1914 | 1914 | 1914
[48 empty] | 33 | 198 | 198 | 198 | 181.5 | 165 | 165 | 165 | 165 | 165 | 165 | 165
[48 empty] | 22 | 44 | 44 | 44 | 44 | 44 | 44 | 44 | 44 | 44 | 44 | 44
[48 empty] | 11 | 11 | 11 | 11 | 11 | 11 | 11 | 11 | 11 | 11 | 11 | 11
Voltage weighted connections | 5875.1 | 5974.1 | 6007.1 | 6546.1 | 6953.1 | 7052.1 | 7129.1 | 7129.1 | 7195.1 | 7470.1 | 7470.1 | Voltage weighted connections | 12468.5 | 12694 | 13117.5 | 13898.5 | 14580.5 | 15009.5 | 15356 | 16214 | 17050 | 17160 | 17407.5 | Voltage weighted connections | 7330 | 7264 | 7544 | 8336 | 8402 | 8424 | 9144 | 10210 | 10260 | 9320 | 9320 | Voltage weighted connections | 5893.8 | 5882.8 | 5860.8 | 5970.8 | 5860.8 | 5893.8 | 5948.8 | 6058.8 | 6058.8 | 6058.8 | 6058.8 | Voltage weighted connections | 14481 | 14481 | 15108 | 15883.5 | 16348 | 16895 | 17192 | 17456 | 17621 | 17720 | 18182

## PivotSPATNI
Generator/load | load
[10 empty] | Generator/load | Gen
Count of connection | Column Labels
Row Labels | 2005-06 | 2006-07 | 2007-08 | 2008-09 | 2009-10 | 2010-11 | 2011-12 | 2012-13 | 2013-14 | Count of TNI | Column Labels
11 | [9 empty] | Row Labels | 2005-06 | 2006-07 | 2007-08 | 2008-09 | 2009-10 | 2010-11 | 2011-12 | 2012-13 | 2013-14 | bar: Column Labels 2005-06 to Column Labels 2013-14
VYP1 | [9 empty] | 11 | 4 | 4 | 4 | 4 | 4 | 4 | 4 | 4 | 2 | bar: Column Labels 2005-06 to Column Labels 2013-14
22 | 10 | 10 | 10 | 10 | 10 | 11 | 11 | 11 | 11 | VMWG | 1 | 1 | 1 | 1 | 1 | 1 | 1 | 1
VBE2 | [9 empty] | VMWP | 2 | 2 | 2 | 2 | 2 | 2 | 2 | 2 | 2 | bar: Column Labels 2005-06 to Column Labels 2013-14
VBL2 | [9 empty] | VMWT | 1 | 1 | 1 | 1 | 1 | 1 | 1 | 1 | bar: Column Labels 2005-06 to Column Labels 2013-14
VBT2 | [9 empty] | 66 | [8 empty] | 2 | bar: Column Labels 2009-10 to Column Labels 2013-14
VBTS | [9 empty] | VMWG | [8 empty] | 1 | bar: Column Labels 2005-06 to Column Labels 2008-09
VHY2 | [9 empty] | VMWT | [8 empty] | 1 | bar: Column Labels 2010-11 to Column Labels 2013-14
VKG2 | [9 empty] | 132 |  |  |  | 1 | 1 | 1 | 1 | 1 | 1 | bar: Column Labels 2005-06 to Column Labels 2013-14
VMT2 | [9 empty] | NGJP |  |  |  | 1 | 1 | 1 | 1 | 1 | 1 | bar: Column Labels 2005-06 to Column Labels 2013-14
VRC2 | [9 empty] | 220 | 36 | 36 | 36 | 36 | 35 | 34 | 36 | 35 | 35 | bar: Column Labels 2005-06 to Column Labels 2013-14
VRT2 | [9 empty] | VAPS | 2 | 2 | 2 | 2 | 2 | 1 | 2 | 2 | 1 | bar: Column Labels 2005-06 to Column Labels 2013-14
VRW3 | [9 empty] | VAT2 | 1 | 1 | 1 | 1 | 1 | 1 | 1 | 1 | 1 | bar: Column Labels 2005-06 to Column Labels 2013-14
VWM2 | [9 empty] | VDPS | 2 | 2 | 2 | 2 | 2 | 2 | 2 | 2 | 2 | bar: Column Labels 2005-06 to Column Labels 2013-14
VWO2 | [9 empty] | VEPS | 2 | 2 | 2 | 2 | 2 | 2 | 2 | 2 | 2 | bar: Column Labels 2005-06 to Column Labels 2013-14
66 | 31 | 30 | 30 | 30 | 31 | 31 | 31 | 32 | 32 | VHWP | 9 | 9 | 9 | 9 | 9 | 9 | 9 | 9 | 9
VATS | [9 empty] | VJLG | 7 | 7 | 7 | 7 | 7 | 7 | 7 | 7 | 7 | bar: Column Labels 2005-06 to Column Labels 2013-14
VBAT | [9 empty] | VMKP | 2 | 2 | 2 | 2 | bar: Column Labels 2005-06 to Column Labels 2013-14
VBE6 | [9 empty] | VNPS | 1 | 1 | 1 | 1 | 1 | 1 | 1 | 1 | 1 | bar: Column Labels 2005-06 to Column Labels 2013-14
VBL6 | [9 empty] | VPTH | 3 | 3 | 3 | 3 | 3 | 3 | 3 | 3 | 3 | bar: Column Labels 2005-06 to Column Labels 2013-14
VBL7 | [9 empty] | VT14 |  |  |  |  | 1 | 1 | 1 | 1 | 1 | bar: Column Labels 2005-06 to Column Labels 2013-14
VCBT | [9 empty] | VWBT | [6 empty] | 1 | 1 | 1 | bar: Column Labels 2005-06 to Column Labels 2013-14
VER2 | [9 empty] | VWKP | 2 | 2 | 2 | 2 | 2 | 2 | 2 | 2 | 2 | bar: Column Labels 2005-06 to Column Labels 2013-14
VFBT | [9 empty] | VYP2 | 4 | 4 | 4 | 4 | 4 | 4 | 4 | 4 | 4 | bar: Column Labels 2005-06 to Column Labels 2013-14
VFTS | [9 empty] | VYP3 | 1 | 1 | 1 | 1 | 1 | 1 | 1 |  | 1 | bar: Column Labels 2005-06
VGNT | [9 empty] | 330 |  |  |  | 1 | 1 | 1 | 1 | 1 | 1 | bar: Column Labels 2005-06 to Column Labels 2013-14
VGT6 | [9 empty] | NMUR |  |  |  | 1 | 1 | 1 | 1 | 1 | 1 | bar: Column Labels 2005-06 to Column Labels 2013-14
VHOT | [9 empty] | 500 | 16 | 16 | 12 | 11 | 11 | 11 | 13 | 16 | 15 | bar: Column Labels 2005-06 to Column Labels 2013-14
VHTS | [9 empty] | VAPD | 2 | 2 | 3 | 2 | 2 | 2 | 2 | 2 | 2 | bar: Column Labels 2005-06 to Column Labels 2013-14
VKG6 | [9 empty] | VLYP | 14 | 14 | 8 | 8 | 8 | 8 | 8 | 8 | 8 | bar: Column Labels 2005-06 to Column Labels 2013-14
VKT2 | [9 empty] | VM0P | [6 empty] | 2 | 2 | 2 | bar: Column Labels 2005-06 to Column Labels 2013-14
VLY6 | [9 empty] | VTBL |  |  | 1 | 1 | 1 | 1 | 1 | 2 | 2 | bar: Column Labels 2005-06 to Column Labels 2013-14
VMBT | [9 empty] | VTRT | [7 empty] | 1 | 1 | bar: Column Labels 2005-06 to Column Labels 2013-14
VMT6 | [9 empty] | VYP3 | [7 empty] | 1 | bar: Column Labels 2005-06 to Column Labels 2013-14
VMWT | bar: Column Labels 2005-06 to Column Labels 2013-14
VRC6 | bar: Column Labels 2005-06 to Column Labels 2013-14
VRCA | [10 empty] | 2005-06 | 2006-07 | 2007-08 | 2008-09 | 2009-10 | 2010-11 | 2011-12 | 2012-13 | 2011-13 | bar: Column Labels 2005-06 to Column Labels 2013-14
VRT7 | [9 empty] | 500 | 2 | 2 | 3 | 3 | 3 | 3 | 4 | 6 | 5 | bar: Column Labels 2005-06 to Column Labels 2013-14
VRW7 | [9 empty] | 330 | 0 | 0 | 0 | 1 | 1 | 1 | 1 | 1 | 1 | bar: Column Labels 2005-06 to Column Labels 2013-14
VSHT | [9 empty] | 220 | 12 | 12 | 12 | 12 | 12 | 12 | 13 | 12 | 13 | bar: Column Labels 2005-06 to Column Labels 2013-14
VSM6 | [9 empty] | 132 | 0 | 0 | 0 | 1 | 1 | 1 | 1 | 1 | 1 | bar: Column Labels 2009-10 to Column Labels 2013-14
VSVT | [9 empty] | 66 | 0 | 0 | 0 | 0 | 0 | 0 | 0 | 0 | 2 | bar: Column Labels 2005-06 to Column Labels 2013-14
VTBT | [9 empty] | 11 | 3 | 3 | 3 | 3 | 3 | 3 | 3 | 3 | 1 | bar: Column Labels 2005-06 to Column Labels 2013-14
VTGT | bar: Column Labels 2005-06 to Column Labels 2013-14
VTS2 | bar: Column Labels 2009-10 to Column Labels 2013-14
VTST | bar: Column Labels 2005-06 to Column Labels 2008-09
VTT2 | bar: Column Labels 2007-08
VTTS | bar: Column Labels 2005-06 to Column Labels 2006-07; Column Labels 2008-09 to Column Labels 2013-14
VWET | bar: Column Labels 2012-13 to Column Labels 2013-14
VWM6 | bar: Column Labels 2005-06 to Column Labels 2008-09
VWM7 | bar: Column Labels 2009-10 to Column Labels 2013-14
VWO6 | bar: Column Labels 2005-06 to Column Labels 2013-14
220 | 4 | 4 | 3 | 3 | 3 | 3 | 3 | 4 | 5
VAT2 | bar: Column Labels 2005-06 to Column Labels 2006-07; Column Labels 2013-14
VCB2 | bar: Column Labels 2012-13 to Column Labels 2013-14
VFVT | bar: Column Labels 2005-06 to Column Labels 2013-14
VJLA | bar: Column Labels 2005-06 to Column Labels 2013-14
VPTH | bar: Column Labels 2005-06 to Column Labels 2013-14
330 | bar: Column Labels 2008-09 to Column Labels 2013-14
NKHN | bar: Column Labels 2008-09 to Column Labels 2013-14
500 | bar: Column Labels 2005-06 to Column Labels 2013-14
VAPD | bar: Column Labels 2005-06 to Column Labels 2013-14
| 2005-06 | 2006-07 | 2007-08 | 2008-09 | 2009-10 | 2010-11 | 2011-12 | 2012-13 | 2013-14
500 | bar: 2005-06 to 2013-14
330 | 0 | 0 | 0 | 1 | 1 | 1 | 1 | 1 | 1
220 | 4 | 4 | 3 | 3 | 3 | 3 | 3 | 4 | 5
66 | 31 | 30 | 30 | 30 | 31 | 31 | 31 | 32 | 32
22 | 10 | 10 | 10 | 10 | 10 | 11 | 11 | 11 | 11
11 | bar: 2005-06 to 2013-14

## SPATNI
connection | voltage | TNI | year | Generator/load
Altona | 66 | VATS | 2005-06 | load
Altona | 220 | VAT2 | 2005-06 | load
Ballarat | 66 | VBAT | 2005-06 | load
Bendigo 22 | 22 | VBE2 | 2005-06 | load
Bendigo 66 | 66 | VBE6 | 2005-06 | load
BHP Western Port | 220 | VJLA | 2005-06 | load
Brooklyn 22 (AGL) | 22 | VBL2 | 2005-06 | load
Brooklyn 22 (POWERCOR) | 0 | VBL3 | 2005-06 | load
Brooklyn 66 (AGL) | 66 | VBL6 | 2005-06 | load
Brooklyn 66 (CITIPOWER) | 0 | VBL8 | 2005-06 | load
Brooklyn 66 (POWERCOR) | 66 | VBL7 | 2005-06 | load
Brunswick (AGL) | 22 | VBTS | 2005-06 | load
Brunswick (CITIPOWER) | 0 | VBT2 | 2005-06 | load
Cranbourne (TXU) | 66 | VCBT | 2005-06 | load
Cranbourne (UE) | 0 | VCB5 | 2005-06 | load
East Rowville (TXU) | 66 | VER2 | 2005-06 | load
East Rowville (UE) | 0 | VERT | 2005-06 | load
Fishermens Bend (CITIPOWER) | 66 | VFBT | 2005-06 | load
Fishermens Bend (POWERCOR) | 0 | VFB2 | 2005-06 | load
Fosterville | 220 | VFVT | 2005-06 | load
Frankston | 66 | VFTS | 2005-06 | load
Geelong | 66 | VGT6 | 2005-06 | load
Glenrowan | 66 | VGNT | 2005-06 | load
Heatherton | 66 | VHTS | 2005-06 | load
Horsham | 66 | VHOT | 2005-06 | load
Keilor (AGL) | 66 | VKT2 | 2005-06 | load
Keilor (POWERCOR) | 0 | VKTS | 2005-06 | load
Kerang 22 | 22 | VKG2 | 2005-06 | load
Kerang 66 | 66 | VKG6 | 2005-06 | load
Loy Yang Substation | 66 | VLY6 | 2005-06 | load
Malvern 22 | 22 | VMT2 | 2005-06 | load
Malvern 66 | 66 | VMT6 | 2005-06 | load
Morwell TS | 66 | VMWT | 2005-06 | load
Mt Beauty | 66 | VMBT | 2005-06 | load
Portland | 500 | VAPD | 2005-06 | load
Pt Henry | 220 | VPTH | 2005-06 | load
Red Cliffs 22 | 22 | VRC2 | 2005-06 | load
Red Cliffs 66 | 66 | VRC6 | 2005-06 | load
Red Cliffs 66 (AI) | 66 | VRCA | 2005-06 | load
Richmond 22 | 22 | VRT2 | 2005-06 | load
Richmond 66 (CITIPOWER) | 66 | VRT7 | 2005-06 | load
Richmond 66 (UE) | 0 | VRT6 | 2005-06 | load
Ringwood 22 (TXU) | 22 | VRW3 | 2005-06 | load
Ringwood 22 (UE) | 0 | VRW2 | 2005-06 | load
Ringwood 66 (TXU) | 66 | VRW7 | 2005-06 | load
Ringwood 66 (UE) | 0 | VRW6 | 2005-06 | load
Shepparton | 66 | VSHT | 2005-06 | load
Springvale (CITIPOWER) | 66 | VSVT | 2005-06 | load
Springvale (UE) | 0 | VSV2 | 2005-06 | load
Templestowe (AGL) | 66 | VTST | 2005-06 | load
Templestowe (CITIPOWER) | 0 | VTS2 | 2005-06 | load
Templestowe (TXU) | 0 | VTS3 | 2005-06 | load
Templestowe (UE) | 0 | VTS4 | 2005-06 | load
Terang | 66 | VTGT | 2005-06 | load
Thomastown (AGL) | 66 | VTTS | 2005-06 | load
Thomastown (TXU) | 0 | VTT2 | 2005-06 | load
Tyabb | 66 | VTBT | 2005-06 | load
West Melbourne 22 | 22 | VWM2 | 2005-06 | load
West Melbourne 66 (AGL) | 66 | VWM6 | 2005-06 | load
West Melbourne 66 (CITIPOWER) | 0 | VWM7 | 2005-06 | load
Wodonga 22 | 22 | VWO2 | 2005-06 | load
Wodonga 66 | 66 | VWO6 | 2005-06 | load
Yallourn | 11 | VYP1 | 2005-06 | load
Anglesea PS | 220 | VAPS | 2005-06 | Gen
Bairnsdale Unit 112 | 0 | VBDL | 2005-06 | Gen
Bairnsdale Unit 2 | 0 | VBDL | 2005-06 | Gen
Banimboola | 220 | VDPS | 2005-06 | Gen
Basslink (Loy Yang Power Station Switchyard) | 500 | VLYP | 2005-06 | Gen
Brooklyn Landfill | 0 | VBL6 | 2005-06 | Gen
Clover PS Unit 1 | 0 | VMBT | 2005-06 | Gen
Clover PS Unit 2 | 0 | VMBT | 2005-06 | Gen
Dartmouth PS | 220 | VDPS | 2005-06 | Gen
Eildon PS Unit 1 | 220 | VEPS | 2005-06 | Gen
Eildon PS Unit 2 | 220 | VEPS | 2005-06 | Gen
Hazelwood PS Load | 220 | VHWP | 2005-06 | Gen
Hazelwood PS Unit 1 | 220 | VHWP | 2005-06 | Gen
Hazelwood PS Unit 2 | 220 | VHWP | 2005-06 | Gen
Hazelwood PS Unit 3 | 220 | VHWP | 2005-06 | Gen
Hazelwood PS Unit 4 | 220 | VHWP | 2005-06 | Gen
Hazelwood PS Unit 5 | 220 | VHWP | 2005-06 | Gen
Hazelwood PS Unit 6 | 220 | VHWP | 2005-06 | Gen
Hazelwood PS Unit 7 | 220 | VHWP | 2005-06 | Gen
Hazelwood PS Unit 8 | 220 | VHWP | 2005-06 | Gen
HRL Site (Tramway Road PS) | 0 | VMWT | 2005-06 | Gen
Hume (Victorian Share) | 0 | VHUM | 2005-06 | Gen
Jeeralang A PS Unit 1 | 220 | VJLG | 2005-06 | Gen
Jeeralang A PS Unit 2 | 220 | VJLG | 2005-06 | Gen
Jeeralang A PS Unit 3 | 220 | VJLG | 2005-06 | Gen
Jeeralang A PS Unit 4 | 220 | VJLG | 2005-06 | Gen
Jeeralang B PS Unit 1 | 220 | VJLG | 2005-06 | Gen
Jeeralang B PS Unit 2 | 220 | VJLG | 2005-06 | Gen
Jeeralang B PS Unit 3 | 220 | VJLG | 2005-06 | Gen
Laverton | 220 | VAT2 | 2005-06 | Gen
Longford | 0 | VMWT | 2005-06 | Gen
Loy Yang A PS Load | 500 | VLYP | 2005-06 | Gen
Loy Yang A PS Unit 1 | 500 | VLYP | 2005-06 | Gen
Loy Yang A PS Unit 2 | 500 | VLYP | 2005-06 | Gen
Loy Yang A PS Unit 3 | 500 | VLYP | 2005-06 | Gen
Loy Yang A PS Unit 4 | 500 | VLYP | 2005-06 | Gen
Loy Yang B PS Unit 1 | 500 | VLYP | 2005-06 | Gen
Loy Yang B PS Unit 2 | 500 | VLYP | 2005-06 | Gen
McKay Creek PS Unit 1 | 220 | VMKP | 2005-06 | Gen
McKay Creek PS Unit 2 | 220 | VMKP | 2005-06 | Gen
Morwell PS G1, 2 and 3 | 11 | VMWG | 2005-06 | Gen
Morwell PS G4 | 11 | VMWP | 2005-06 | Gen
Morwell PS G5 | 11 | VMWP | 2005-06 | Gen
Morwell PS Load | 11 | VMWT | 2005-06 | Gen
Newport PS | 220 | VNPS | 2005-06 | Gen
Portland 500 DU 1 | 500 | VAPD | 2005-06 | Gen
Portland 500 DU 2 | 500 | VAPD | 2005-06 | Gen
Pt Henry DU 1 | 220 | VPTH | 2005-06 | Gen
Pt Henry DU 2 | 220 | VPTH | 2005-06 | Gen
Pt Henry DU 3 | 220 | VPTH | 2005-06 | Gen
Somerton Power Station13 | 0 | VSOM | 2005-06 | Gen
Sunshine Energy Park | 0 | VKTS | 2005-06 | Gen
Toora Wind Farm | 0 | VMWT | 2005-06 | Gen
Valley Power Unit 1 | 500 | VLYP | 2005-06 | Gen
Valley Power Unit 2 | 500 | VLYP | 2005-06 | Gen
Valley Power Unit 3 | 500 | VLYP | 2005-06 | Gen
Valley Power Unit 4 | 500 | VLYP | 2005-06 | Gen
Valley Power Unit 5 | 500 | VLYP | 2005-06 | Gen
Valley Power Unit 6 | 500 | VLYP | 2005-06 | Gen
VICSMLT | 220 | VAPS | 2005-06 | Gen
West Kiewa PS Unit 1 | 220 | VWKP | 2005-06 | Gen
West Kiewa PS Unit 2 | 220 | VWKP | 2005-06 | Gen
Wonthaggi Wind Farm | 0 | VMWT | 2005-06 | Gen
Yallourn W PS 220 Load | 220 | VYP2 | 2005-06 | Gen
Yallourn W PS 220 Unit 1 | 220 | VYP3 | 2005-06 | Gen
Yallourn W PS 220 Unit 2 | 220 | VYP2 | 2005-06 | Gen
Yallourn W PS 220 Unit 3 | 220 | VYP2 | 2005-06 | Gen
Yallourn W PS 220 Unit 4 | 220 | VYP2 | 2005-06 | Gen
Yambuk Wind Farm | 0 | VTGT | 2005-06 | Gen
Altona | 66 | VATS | 2006-07 | load
Altona | 220 | VAT2 | 2006-07 | load
Ballarat | 66 | VBAT | 2006-07 | load
Bendigo22 | 22 | VBE2 | 2006-07 | load
Bendigo66 | 66 | VBE6 | 2006-07 | load
BHPWesternPort | 220 | VJLA | 2006-07 | load
Brooklyn22(AGL) | 22 | VBL2 | 2006-07 | load
Brooklyn22(POWERCOR) | 0 | VBL3 | 2006-07 | load
Brooklyn66(AGL) | 66 | VBL6 | 2006-07 | load
Brooklyn66(CITIPOWER) | 0 | VBL8 | 2006-07 | load
Brooklyn66(POWERCOR) | 66 | VBL7 | 2006-07 | load
Brunswick(AGL) | 22 | VBTS | 2006-07 | load
Brunswick(CITIPOWER) | 0 | VBT2 | 2006-07 | load
Cranbourne(TXU) | 66 | VCBT | 2006-07 | load
Cranbourne(UE) | 0 | VCB5 | 2006-07 | load
EastRowville(TXU) | 66 | VER2 | 2006-07 | load
EastRowville(UE) | 0 | VERT | 2006-07 | load
FishermensBend(CITIPOWER) | 66 | VFBT | 2006-07 | load
FishermensBend(POWERCOR) | 0 | VFB2 | 2006-07 | load
Fosterville | 220 | VFVT | 2006-07 | load
Geelong | 66 | VGT6 | 2006-07 | load
Glenrowan | 66 | VGNT | 2006-07 | load
Heatherton | 66 | VHTS | 2006-07 | load
Horsham | 66 | VHOT | 2006-07 | load
Keilor(AGL) | 66 | VKT2 | 2006-07 | load
Keilor(POWERCOR) | 0 | VKTS | 2006-07 | load
Kerang22 | 22 | VKG2 | 2006-07 | load
Kerang66 | 66 | VKG6 | 2006-07 | load
LoyYangSubstation | 66 | VLY6 | 2006-07 | load
Malvern22 | 22 | VMT2 | 2006-07 | load
Malvern66 | 66 | VMT6 | 2006-07 | load
MorwellTS | 66 | VMWT | 2006-07 | load
MtBeauty | 66 | VMBT | 2006-07 | load
Portland | 500 | VAPD | 2006-07 | load
PtHenry | 220 | VPTH | 2006-07 | load
RedCliffs22 | 22 | VRC2 | 2006-07 | load
RedCliffs66 | 66 | VRC6 | 2006-07 | load
RedCliffs66(AI) | 66 | VRCA | 2006-07 | load
Richmond22 | 22 | VRT2 | 2006-07 | load
Richmond66(CITIPOWER) | 66 | VRT7 | 2006-07 | load
Richmond66(UE) | 0 | VRT6 | 2006-07 | load
Ringwood22(TXU) | 22 | VRW3 | 2006-07 | load
Ringwood22(UE) | 0 | VRW2 | 2006-07 | load
Ringwood66(TXU) | 66 | VRW7 | 2006-07 | load
Ringwood66(UE) | 0 | VRW6 | 2006-07 | load
Shepparton | 66 | VSHT | 2006-07 | load
Springvale(CITIPOWER) | 66 | VSVT | 2006-07 | load
Springvale(UE) | 0 | VSV2 | 2006-07 | load
Templestowe(AGL) | 66 | VTST | 2006-07 | load
Templestowe(CITIPOWER) | 0 | VTS2 | 2006-07 | load
Templestowe(TXU) | 0 | VTS3 | 2006-07 | load
Templestowe(UE) | 0 | VTS4 | 2006-07 | load
Terang | 66 | VTGT | 2006-07 | load
Thomastown(AGL) | 66 | VTTS | 2006-07 | load
Thomastown(TXU) | 0 | VTT2 | 2006-07 | load
Tyabb | 66 | VTBT | 2006-07 | load
WestMelbourne22 | 22 | VWM2 | 2006-07 | load
WestMelbourne66(AGL) | 66 | VWM6 | 2006-07 | load
WestMelbourne66(CITIPOWER) | 0 | VWM7 | 2006-07 | load
Wodonga22 | 22 | VWO2 | 2006-07 | load
Wodonga66 | 66 | VWO6 | 2006-07 | load
Yallourn | 11 | VYP1 | 2006-07 | load
AngleseaPS | 220 | VAPS | 2006-07 | Gen
BairnsdaleUnit111 | 0 | VBDL | 2006-07 | Gen
BairnsdaleUnit211 | 0 | VBDL | 2006-07 | Gen
Banimboola | 220 | VDPS | 2006-07 | Gen
Basslink(LoyYangPowerStationSwitchyard) | 500 | VLYP | 2006-07 | Gen
BrooklynLandfill | 0 | VBL6 | 2006-07 | Gen
CloverPSUnit110 | 0 | VMBT | 2006-07 | Gen
CloverPSUnit210 | 0 | VMBT | 2006-07 | Gen
DartmouthPS | 220 | VDPS | 2006-07 | Gen
EildonPSUnit1 | 220 | VEPS | 2006-07 | Gen
EildonPSUnit2 | 220 | VEPS | 2006-07 | Gen
HazelwoodPSLoad | 220 | VHWP | 2006-07 | Gen
HazelwoodPSUnit1 | 220 | VHWP | 2006-07 | Gen
HazelwoodPSUnit2 | 220 | VHWP | 2006-07 | Gen
HazelwoodPSUnit3 | 220 | VHWP | 2006-07 | Gen
HazelwoodPSUnit4 | 220 | VHWP | 2006-07 | Gen
HazelwoodPSUnit5 | 220 | VHWP | 2006-07 | Gen
HazelwoodPSUnit6 | 220 | VHWP | 2006-07 | Gen
HazelwoodPSUnit7 | 220 | VHWP | 2006-07 | Gen
HazelwoodPSUnit8 | 220 | VHWP | 2006-07 | Gen
HRLSite(TramwayRoadPS) | 0 | VMWT | 2006-07 | Gen
Hume(VictorianShare) | 0 | VHUM | 2006-07 | Gen
JeeralangAPSUnit1 | 220 | VJLG | 2006-07 | Gen
JeeralangAPSUnit2 | 220 | VJLG | 2006-07 | Gen
JeeralangAPSUnit3 | 220 | VJLG | 2006-07 | Gen
JeeralangAPSUnit4 | 220 | VJLG | 2006-07 | Gen
JeeralangBPSUnit1 | 220 | VJLG | 2006-07 | Gen
JeeralangBPSUnit2 | 220 | VJLG | 2006-07 | Gen
JeeralangBPSUnit3 | 220 | VJLG | 2006-07 | Gen
Laverton | 220 | VAT2 | 2006-07 | Gen
Longford | 0 | VMWT | 2006-07 | Gen
LoyYangAPSLoad | 500 | VLYP | 2006-07 | Gen
LoyYangAPSUnit1 | 500 | VLYP | 2006-07 | Gen
LoyYangAPSUnit2 | 500 | VLYP | 2006-07 | Gen
LoyYangAPSUnit3 | 500 | VLYP | 2006-07 | Gen
LoyYangAPSUnit4 | 500 | VLYP | 2006-07 | Gen
LoyYangBPSUnit1 | 500 | VLYP | 2006-07 | Gen
LoyYangBPSUnit2 | 500 | VLYP | 2006-07 | Gen
McKayCreekPSUnit1 | 220 | VMKP | 2006-07 | Gen
McKayCreekPSUnit2 | 220 | VMKP | 2006-07 | Gen
MorwellPSG1,2and3 | 11 | VMWG | 2006-07 | Gen
MorwellPSG4 | 11 | VMWP | 2006-07 | Gen
MorwellPSG5 | 11 | VMWP | 2006-07 | Gen
MorwellPSLoad | 11 | VMWT | 2006-07 | Gen
NewportPS | 220 | VNPS | 2006-07 | Gen
Portland500DU1 | 500 | VAPD | 2006-07 | Gen
Portland500DU2 | 500 | VAPD | 2006-07 | Gen
PtHenryDU1 | 220 | VPTH | 2006-07 | Gen
PtHenryDU2 | 220 | VPTH | 2006-07 | Gen
PtHenryDU3 | 220 | VPTH | 2006-07 | Gen
SomertonPowerStation14 | 0 | VSOM | 2006-07 | Gen
SunshineEnergyPark | 0 | VKTS | 2006-07 | Gen
Tatura13 | 0 | VSHT | 2006-07 | Gen
TooraWindFarm12 | 0 | VMWT | 2006-07 | Gen
ValleyPowerUnit1 | 500 | VLYP | 2006-07 | Gen
ValleyPowerUnit2 | 500 | VLYP | 2006-07 | Gen
ValleyPowerUnit3 | 500 | VLYP | 2006-07 | Gen
ValleyPowerUnit4 | 500 | VLYP | 2006-07 | Gen
ValleyPowerUnit5 | 500 | VLYP | 2006-07 | Gen
ValleyPowerUnit6 | 500 | VLYP | 2006-07 | Gen
VICSMLT | 220 | VAPS | 2006-07 | Gen
WestKiewaPSUnit1 | 220 | VWKP | 2006-07 | Gen
WestKiewaPSUnit2 | 220 | VWKP | 2006-07 | Gen
WonthaggiWindFarm15 | 0 | VMWT | 2006-07 | Gen
YallournWPS220Load | 220 | VYP2 | 2006-07 | Gen
YallournWPS220Unit1 | 220 | VYP3 | 2006-07 | Gen
YallournWPS220Unit2 | 220 | VYP2 | 2006-07 | Gen
YallournWPS220Unit3 | 220 | VYP2 | 2006-07 | Gen
YallournWPS220Unit4 | 220 | VYP2 | 2006-07 | Gen
YambukWindFarm | 0 | VTGT | 2006-07 | Gen
Altona | 66 | VATS | 2007-08 | load
Ballarat | 66 | VBAT | 2007-08 | load
Bendigo22 | 22 | VBE2 | 2007-08 | load
Bendigo66 | 66 | VBE6 | 2007-08 | load
BHPWesternPort | 220 | VJLA | 2007-08 | load
Brooklyn22(AGL) | 22 | VBL2 | 2007-08 | load
Brooklyn22(POWERCOR) | 0 | VBL3 | 2007-08 | load
Brooklyn66(AGL) | 66 | VBL6 | 2007-08 | load
Brooklyn66(CITIPOWER) | 0 | VBL8 | 2007-08 | load
Brooklyn66(POWERCOR) | 66 | VBL7 | 2007-08 | load
Brunswick(AGL) | 22 | VBTS | 2007-08 | load
Brunswick(CITIPOWER) | 0 | VBT2 | 2007-08 | load
Cranbourne(Alinta) | 0 | VCB5 | 2007-08 | load
Cranbourne(SPAusNet) | 66 | VCBT | 2007-08 | load
EastRowville(Alinta) | 0 | VERT | 2007-08 | load
EastRowville(SPAusNet) | 66 | VER2 | 2007-08 | load
FishermensBend(CITIPOWER) | 66 | VFBT | 2007-08 | load
FishermensBend(POWERCOR) | 0 | VFB2 | 2007-08 | load
Fosterville | 220 | VFVT | 2007-08 | load
Geelong | 66 | VGT6 | 2007-08 | load
Glenrowan | 66 | VGNT | 2007-08 | load
Heatherton | 66 | VHTS | 2007-08 | load
Horsham | 66 | VHOT | 2007-08 | load
Keilor(AGL) | 66 | VKT2 | 2007-08 | load
Keilor(POWERCOR) | 0 | VKTS | 2007-08 | load
Kerang22 | 22 | VKG2 | 2007-08 | load
Kerang66 | 66 | VKG6 | 2007-08 | load
LoyYangPowerStationSwitchyard(Basslink) | 0 | VTBL | 2007-08 | load
LoyYangSubstation | 66 | VLY6 | 2007-08 | load
Malvern22 | 22 | VMT2 | 2007-08 | load
Malvern66 | 66 | VMT6 | 2007-08 | load
MorwellTS | 66 | VMWT | 2007-08 | load
MtBeauty | 66 | VMBT | 2007-08 | load
Portland | 500 | VAPD | 2007-08 | load
PtHenry | 220 | VPTH | 2007-08 | load
RedCliffs (AI)66 | 66 | VRCA | 2007-08 | load
RedCliffs22 | 22 | VRC2 | 2007-08 | load
RedCliffs66 | 66 | VRC6 | 2007-08 | load
Richmond22 | 22 | VRT2 | 2007-08 | load
Richmond66(CITIPOWER) | 66 | VRT7 | 2007-08 | load
Richmond66(UE) | 0 | VRT6 | 2007-08 | load
Ringwood22(TXU) | 22 | VRW3 | 2007-08 | load
Ringwood22(UE) | 0 | VRW2 | 2007-08 | load
Ringwood66(TXU) | 66 | VRW7 | 2007-08 | load
Shepparton | 66 | VSHT | 2007-08 | load
Springvale(CITIPOWER) | 66 | VSVT | 2007-08 | load
Springvale(UE) | 0 | VSV2 | 2007-08 | load
Templestowe(AGL) | 66 | VTST | 2007-08 | load
Templestowe(CITIPOWER) | 0 | VTS2 | 2007-08 | load
Templestowe(TXU) | 0 | VTT2 | 2007-08 | load
Templestowe(UE) | 0 | VTS4 | 2007-08 | load
Terang | 66 | VTGT | 2007-08 | load
Thomastown (AGL) | 66 | VTT2 | 2007-08 | load
Thomastown (TXU) | 0 | VTST | 2007-08 | load
Tyabb | 66 | VTBT | 2007-08 | load
West Melbourne 22 | 22 | VWM2 | 2007-08 | load
West Melbourne 66 (AGL) | 66 | VWM6 | 2007-08 | load
West Melbourne 66 (CITIPOWER) | 0 | VWM7 | 2007-08 | load
Wodonga 22 | 22 | VWO2 | 2007-08 | load
Wodonga 66 | 66 | VWO6 | 2007-08 | load
Yallourn | 11 | VYP1 | 2007-08 | load
#BrooklynLandfill | 0 | VBL6 | 2007-08 | gen
#HRLSite(TramwayRoadPS) | 0 | VMWT | 2007-08 | gen
#Longford | 0 | VMWT | 2007-08 | gen
#SunshineEnergyPark | 0 | VKTS | 2007-08 | gen
#Tatura | 0 | VSHT | 2007-08 | gen
#TooraWindFarm | 0 | VMWT | 2007-08 | gen
#WonthaggiWindFarm | 0 | VMWT | 2007-08 | gen
#YambukWindFarm | 0 | VTGT | 2007-08 | gen
AngleseaPS | 220 | VAPS | 2007-08 | gen
BairnsdaleUnit1 | 0 | VBDL | 2007-08 | gen
BairnsdaleUnit2 | 0 | VBDL | 2007-08 | gen
Banimboola | 220 | VDPS | 2007-08 | gen
Basslink(LoyYangPowerStationSwitchyard)6 | 500 | VTBL | 2007-08 | gen
DartmouthPS | 220 | VDPS | 2007-08 | gen
EildonPSUnit1 | 220 | VEPS | 2007-08 | gen
EildonPSUnit2 | 220 | VEPS | 2007-08 | gen
HazelwoodPSLoad | 220 | VHWP | 2007-08 | gen
HazelwoodPSUnit1 | 220 | VHWP | 2007-08 | gen
HazelwoodPSUnit2 | 220 | VHWP | 2007-08 | gen
HazelwoodPSUnit3 | 220 | VHWP | 2007-08 | gen
HazelwoodPSUnit4 | 220 | VHWP | 2007-08 | gen
HazelwoodPSUnit5 | 220 | VHWP | 2007-08 | gen
HazelwoodPSUnit6 | 220 | VHWP | 2007-08 | gen
HazelwoodPSUnit7 | 220 | VHWP | 2007-08 | gen
HazelwoodPSUnit8 | 220 | VHWP | 2007-08 | gen
Hume(VictorianShare) | 0 | VHUM | 2007-08 | gen
JeeralangAPSUnit1 | 220 | VJLG | 2007-08 | gen
JeeralangAPSUnit2 | 220 | VJLG | 2007-08 | gen
JeeralangAPSUnit3 | 220 | VJLG | 2007-08 | gen
JeeralangAPSUnit4 | 220 | VJLG | 2007-08 | gen
JeeralangBPSUnit1 | 220 | VJLG | 2007-08 | gen
JeeralangBPSUnit2 | 220 | VJLG | 2007-08 | gen
JeeralangBPSUnit3 | 220 | VJLG | 2007-08 | gen
Laverton | 220 | VAT2 | 2007-08 | gen
LoyYangAPSLoad | 500 | VLYP | 2007-08 | gen
LoyYangAPSUnit1 | 500 | VLYP | 2007-08 | gen
LoyYangAPSUnit2 | 500 | VLYP | 2007-08 | gen
LoyYangAPSUnit3 | 500 | VLYP | 2007-08 | gen
LoyYangAPSUnit4 | 500 | VLYP | 2007-08 | gen
LoyYangBPSUnit1 | 500 | VLYP | 2007-08 | gen
LoyYangBPSUnit2 | 500 | VLYP | 2007-08 | gen
McKayCreekPSUnit1 | 220 | VMKP | 2007-08 | gen
McKayCreekPSUnit2 | 220 | VMKP | 2007-08 | gen
MorwellPSG1,2and3 | 11 | VMWG | 2007-08 | gen
MorwellPSG4 | 11 | VMWP | 2007-08 | gen
MorwellPSG5 | 11 | VMWP | 2007-08 | gen
MorwellPSLoad | 11 | VMWT | 2007-08 | gen
NewportPS | 220 | VNPS | 2007-08 | gen
Portland500DU1 | 500 | VAPD | 2007-08 | gen
Portland500DU2 | 500 | VAPD | 2007-08 | gen
PortlandWindFarm | 500 | VAPD | 2007-08 | gen
PtHenryDU1 | 220 | VPTH | 2007-08 | gen
PtHenryDU2 | 220 | VPTH | 2007-08 | gen
PtHenryDU3 | 220 | VPTH | 2007-08 | gen
SomertonPowerStation | 0 | VSOM | 2007-08 | gen
ValleyPowerPS | 500 | VLYP | 2007-08 | gen
VICSMLT | 220 | VAPS | 2007-08 | gen
WestKiewaPSUnit1 | 220 | VWKP | 2007-08 | gen
WestKiewaPSUnit2 | 220 | VWKP | 2007-08 | gen
YallournWPS220Load | 220 | VYP2 | 2007-08 | gen
YallournWPS220Unit1 | 220 | VYP3 | 2007-08 | gen
YallournWPS220Unit2 | 220 | VYP2 | 2007-08 | gen
YallournWPS220Unit3 | 220 | VYP2 | 2007-08 | gen
YallournWPS220Unit4 | 220 | VYP2 | 2007-08 | gen
(Basslink)SwitchyardStationPowerYangLoy | 0 | VTBL | 2008-09 | load
*Khancoban | 330 | NKHN | 2008-09 | load
Altona | 66 | VATS | 2008-09 | load
Ballarat | 66 | VBAT | 2008-09 | load
Bendigo | 22 | VBE2 | 2008-09 | load
Bendigo | 66 | VBE6 | 2008-09 | load
BHPWesternPort | 220 | VJLA | 2008-09 | load
Brooklyn(AAE) | 22 | VBL2 | 2008-09 | load
Brooklyn(AAE) | 66 | VBL6 | 2008-09 | load
Brooklyn(CITIPOWER | 0 | VBL8 | 2008-09 | load
Brooklyn(POWERCOR) | 0 | VBL3 | 2008-09 | load
Brooklyn(POWERCOR) | 66 | VBL7 | 2008-09 | load
Brunswick(AAE) | 22 | VBTS | 2008-09 | load
Brunswick(CITIPOWER) | 0 | VBT2 | 2008-09 | load
Cranbourne(TXU) | 66 | VCBT | 2008-09 | load
Cranbourne(UE) | 0 | VCB5 | 2008-09 | load
EastRowville(TXU) | 66 | VER2 | 2008-09 | load
EastRowville(UE) | 0 | VERT | 2008-09 | load
FishermensBend(CITIPOWER) | 66 | VFBT | 2008-09 | load
FishermensBend(POWERCOR) | 0 | VFB2 | 2008-09 | load
Fosterville | 220 | VFVT | 2008-09 | load
Geelong | 66 | VGT6 | 2008-09 | load
Glenrowan | 66 | VGNT | 2008-09 | load
Heatherton | 66 | VHTS | 2008-09 | load
Horsham | 66 | VHOT | 2008-09 | load
Keilor(AAE) | 66 | VKT2 | 2008-09 | load
Keilor(POWERCOR) | 0 | VKTS | 2008-09 | load
Kerang | 22 | VKG2 | 2008-09 | load
Kerang | 66 | VKG6 | 2008-09 | load
LoyYangSubstation | 66 | VLY6 | 2008-09 | load
Malvern | 22 | VMT2 | 2008-09 | load
Malvern | 66 | VMT6 | 2008-09 | load
MorwellTS | 66 | VMWT | 2008-09 | load
MtBeauty | 66 | VMBT | 2008-09 | load
Portland | 500 | VAPD | 2008-09 | load
PtHenry | 220 | VPTH | 2008-09 | load
RedCliffs | 22 | VRC2 | 2008-09 | load
RedCliffs | 66 | VRC6 | 2008-09 | load
RedCliffs(AI) | 66 | VRCA | 2008-09 | load
Richmond | 22 | VRT2 | 2008-09 | load
Richmond(CITIPOWER) | 66 | VRT7 | 2008-09 | load
Richmond(UE) | 0 | VRT6 | 2008-09 | load
Ringwood(TXU) | 22 | VRW3 | 2008-09 | load
Ringwood(TXU) | 66 | VRW7 | 2008-09 | load
Ringwood(UE) | 0 | VRW2 | 2008-09 | load
Ringwood(UE) | 0 | VRW6 | 2008-09 | load
Shepparton | 66 | VSHT | 2008-09 | load
Springvale(CITIPOWER) | 66 | VSVT | 2008-09 | load
Springvale(UE) | 0 | VSV2 | 2008-09 | load
Templestowe(AAE) | 66 | VTST | 2008-09 | load
Templestowe(CITIPOWER) | 0 | VTS2 | 2008-09 | load
Templestowe(TXU) | 0 | VTS3 | 2008-09 | load
Templestowe(UE) | 0 | VTS4 | 2008-09 | load
Terang | 66 | VTGT | 2008-09 | load
Thomastown(AAE) | 66 | VTTS | 2008-09 | load
Thomastown(TXU) | 0 | VTT2 | 2008-09 | load
Tyabb | 66 | VTBT | 2008-09 | load
WestMelbourne | 22 | VWM2 | 2008-09 | load
WestMelbourne(AAE) | 66 | VWM6 | 2008-09 | load
WestMelbourne(CITIPOWER) | 0 | VWM7 | 2008-09 | load
Wodonga | 22 | VWO2 | 2008-09 | load
Wodonga | 66 | VWO6 | 2008-09 | load
Yallourn | 11 | VYP1 | 2008-09 | load
*JindabynepumpatGuthega | 132 | NGJP | 2008-09 | gen
AngleseaPS | 220 | VAPS | 2008-09 | gen
BairnsdaleUnit1 | 0 | VBDL | 2008-09 | gen
BairnsdaleUnit2 | 0 | VBDL | 2008-09 | gen
Banimboola | 220 | VDPS | 2008-09 | gen
Basslink(LoyYangPowerStationSwitchyard) | 500 | VTBL | 2008-09 | gen
BrooklynLandfill | 0 | VBL6 | 2008-09 | gen
DartmouthPS | 220 | VDPS | 2008-09 | gen
EildonPSUnit1 | 220 | VEPS | 2008-09 | gen
EildonPSUnit2 | 220 | VEPS | 2008-09 | gen
HazelwoodPSLoad | 220 | VHWP | 2008-09 | gen
HazelwoodPSUnit1 | 220 | VHWP | 2008-09 | gen
HazelwoodPSUnit2 | 220 | VHWP | 2008-09 | gen
HazelwoodPSUnit3 | 220 | VHWP | 2008-09 | gen
HazelwoodPSUnit4 | 220 | VHWP | 2008-09 | gen
HazelwoodPSUnit5 | 220 | VHWP | 2008-09 | gen
HazelwoodPSUnit6 | 220 | VHWP | 2008-09 | gen
HazelwoodPSUnit7 | 220 | VHWP | 2008-09 | gen
HazelwoodPSUnit8 | 220 | VHWP | 2008-09 | gen
HRLSite(TramwayRoadPS) | 0 | VMWT | 2008-09 | gen
Hume(VictorianShare) | 0 | VHUM | 2008-09 | gen
JeeralangAPSUnit1 | 220 | VJLG | 2008-09 | gen
JeeralangAPSUnit2 | 220 | VJLG | 2008-09 | gen
JeeralangAPSUnit3 | 220 | VJLG | 2008-09 | gen
JeeralangAPSUnit4 | 220 | VJLG | 2008-09 | gen
JeeralangBPSUnit1 | 220 | VJLG | 2008-09 | gen
JeeralangBPSUnit2 | 220 | VJLG | 2008-09 | gen
JeeralangBPSUnit3 | 220 | VJLG | 2008-09 | gen
Laverton | 220 | VAT2 | 2008-09 | gen
Longford | 0 | VMWT | 2008-09 | gen
LoyYangAPSLoad | 500 | VLYP | 2008-09 | gen
LoyYangAPSUnit1 | 500 | VLYP | 2008-09 | gen
LoyYangAPSUnit2 | 500 | VLYP | 2008-09 | gen
LoyYangAPSUnit3 | 500 | VLYP | 2008-09 | gen
LoyYangAPSUnit4 | 500 | VLYP | 2008-09 | gen
LoyYangBPSUnit1 | 500 | VLYP | 2008-09 | gen
LoyYangBPSUnit2 | 500 | VLYP | 2008-09 | gen
McKayCreekPSUnit1 | 220 | VMKP | 2008-09 | gen
McKayCreekPSUnit2 | 220 | VMKP | 2008-09 | gen
MorwellPSG1,2and3 | 11 | VMWG | 2008-09 | gen
MorwellPSG4 | 11 | VMWP | 2008-09 | gen
MorwellPSG5 | 11 | VMWP | 2008-09 | gen
MorwellPSLoad | 11 | VMWT | 2008-09 | gen
Murray | 330 | NMUR | 2008-09 | gen
NewportPS | 220 | VNPS | 2008-09 | gen
Portland500DU1 | 500 | VAPD | 2008-09 | gen
Portland500DU2 | 500 | VAPD | 2008-09 | gen
PtHenryDU1 | 220 | VPTH | 2008-09 | gen
PtHenryDU2 | 220 | VPTH | 2008-09 | gen
PtHenryDU3 | 220 | VPTH | 2008-09 | gen
SomertonPowerStation | 0 | VSOM | 2008-09 | gen
SunshineEnergyPark | 0 | VKTS | 2008-09 | gen
Tatura | 0 | VSHT | 2008-09 | gen
TooraWindFarm | 0 | VMWT | 2008-09 | gen
ValleyPowerPS | 500 | VLYP | 2008-09 | gen
VICSMLT | 220 | VAPS | 2008-09 | gen
WestKiewaPSUnit1 | 220 | VWKP | 2008-09 | gen
WestKiewaPSUnit2 | 220 | VWKP | 2008-09 | gen
WonthaggiWindFarm | 0 | VMWT | 2008-09 | gen
YallournWPS220Load | 220 | VYP2 | 2008-09 | gen
YallournWPS220Unit1 | 220 | VYP3 | 2008-09 | gen
YallournWPS220Unit2 | 220 | VYP2 | 2008-09 | gen
YallournWPS220Unit3 | 220 | VYP2 | 2008-09 | gen
YallournWPS220Unit4 | 220 | VYP2 | 2008-09 | gen
YambukWindFarm | 0 | VTGT | 2008-09 | gen
Altona | 66 | VATS | 2009-10 | load
Ballarat | 66 | VBAT | 2009-10 | load
Bendigo | 22 | VBE2 | 2009-10 | load
Bendigo | 66 | VBE6 | 2009-10 | load
BHPWesternPort | 220 | VJLA | 2009-10 | load
Brooklyn(Jemena) | 22 | VBL2 | 2009-10 | load
Brooklyn(Jemena) | 66 | VBL6 | 2009-10 | load
Brooklyn(POWERCOR) | 0 | VBL3 | 2009-10 | load
Brooklyn(POWERCOR) | 66 | VBL7 | 2009-10 | load
Brunswick(CITIPOWER) | 22 | VBT2 | 2009-10 | load
Brunswick(Jemena) | 0 | VBTS | 2009-10 | load
Cranbourne(SPIElectricity) | 66 | VCBT | 2009-10 | load
Cranbourne(UE) | 0 | VCB5 | 2009-10 | load
EastRowville(SPIElectricity) | 66 | VER2 | 2009-10 | load
EastRowville(UE) | 0 | VERT | 2009-10 | load
FishermensBend(CITIPOWER) | 66 | VFBT | 2009-10 | load
FishermensBend(POWERCOR) | 0 | VFB2 | 2009-10 | load
Fosterville | 220 | VFVT | 2009-10 | load
Geelong | 66 | VGT6 | 2009-10 | load
Glenrowan | 66 | VGNT | 2009-10 | load
Heatherton | 66 | VHTS | 2009-10 | load
Horsham | 66 | VHOT | 2009-10 | load
Keilor(Jemena) | 66 | VKT2 | 2009-10 | load
Keilor(POWERCOR) | 0 | VKTS | 2009-10 | load
Kerang | 22 | VKG2 | 2009-10 | load
Kerang | 66 | VKG6 | 2009-10 | load
Khancoban | 330 | NKHN | 2009-10 | load
LoyYangPowerStationSwitchyard(Basslink) | 0 | VTBL | 2009-10 | load
LoyYangSubstation | 66 | VLY6 | 2009-10 | load
Malvern | 22 | VMT2 | 2009-10 | load
Malvern | 66 | VMT6 | 2009-10 | load
MorwellTS | 66 | VMWT | 2009-10 | load
MtBeauty | 66 | VMBT | 2009-10 | load
Portland | 500 | VAPD | 2009-10 | load
PtHenry | 220 | VPTH | 2009-10 | load
RedCliffs | 22 | VRC2 | 2009-10 | load
RedCliffs | 66 | VRC6 | 2009-10 | load
RedCliffs(CE) | 66 | VRCA | 2009-10 | load
Richmond | 22 | VRT2 | 2009-10 | load
Richmond(CITIPOWER) | 66 | VRT7 | 2009-10 | load
Richmond(UE) | 0 | VRT6 | 2009-10 | load
Ringwood(SPIElectricity) | 22 | VRW3 | 2009-10 | load
Ringwood(SPIElectricity) | 66 | VRW7 | 2009-10 | load
Ringwood(UE) | 0 | VRW2 | 2009-10 | load
Ringwood(UE) | 0 | VRW6 | 2009-10 | load
Shepparton | 66 | VSHT | 2009-10 | load
SouthMorang | 66 | VSM6 | 2009-10 | load
SouthMorang | 0 | VSMT | 2009-10 | load
Springvale(CITIPOWER) | 66 | VSVT | 2009-10 | load
Springvale(UE) | 0 | VSV2 | 2009-10 | load
Templestowe(CITIPOWER) | 66 | VTS2 | 2009-10 | load
Templestowe(Jemena) | 0 | VTST | 2009-10 | load
Templestowe(SPIElectricity) | 0 | VTS3 | 2009-10 | load
Templestowe(UE) | 0 | VTS4 | 2009-10 | load
Terang | 66 | VTGT | 2009-10 | load
Thomastown(Jemena) | 66 | VTTS | 2009-10 | load
Thomastown(SPIElectricity) | 0 | VTT2 | 2009-10 | load
Tyabb | 66 | VTBT | 2009-10 | load
WestMelbourne | 22 | VWM2 | 2009-10 | load
WestMelbourne(CITIPOWER) | 66 | VWM7 | 2009-10 | load
WestMelbourne(Jemena) | 0 | VWM6 | 2009-10 | load
Wodonga | 22 | VWO2 | 2009-10 | load
Wodonga | 66 | VWO6 | 2009-10 | load
Yallourn | 11 | VYP1 | 2009-10 | load
AngleseaPS | 220 | VAPS | 2009-10 | gen
BairnsdaleUnit1 | 0 | VBDL | 2009-10 | gen
BairnsdaleUnit2 | 0 | VBDL | 2009-10 | gen
BallaratHealthServices | 0 | VBAT | 2009-10 | gen
Banimboola | 220 | VDPS | 2009-10 | gen
Basslink(LoyYangPowerStationSwitchyard) | 500 | VTBL | 2009-10 | gen
BogongPSandMcKayCreekPS | 220 | VT14 | 2009-10 | gen
BrooklynLandfill | 0 | VBL6 | 2009-10 | gen
DartmouthPS | 220 | VDPS | 2009-10 | gen
EildonPSUnit1 | 220 | VEPS | 2009-10 | gen
EildonPSUnit2 | 220 | VEPS | 2009-10 | gen
HazelwoodPSLoad | 220 | VHWP | 2009-10 | gen
HazelwoodPSUnit1 | 220 | VHWP | 2009-10 | gen
HazelwoodPSUnit2 | 220 | VHWP | 2009-10 | gen
HazelwoodPSUnit3 | 220 | VHWP | 2009-10 | gen
HazelwoodPSUnit4 | 220 | VHWP | 2009-10 | gen
HazelwoodPSUnit5 | 220 | VHWP | 2009-10 | gen
HazelwoodPSUnit6 | 220 | VHWP | 2009-10 | gen
HazelwoodPSUnit7 | 220 | VHWP | 2009-10 | gen
HazelwoodPSUnit8 | 220 | VHWP | 2009-10 | gen
Hume(VictorianShare) | 0 | VHUM | 2009-10 | gen
JeeralangAPSUnit1 | 220 | VJLG | 2009-10 | gen
JeeralangAPSUnit2 | 220 | VJLG | 2009-10 | gen
JeeralangAPSUnit3 | 220 | VJLG | 2009-10 | gen
JeeralangAPSUnit4 | 220 | VJLG | 2009-10 | gen
JeeralangBPSUnit1 | 220 | VJLG | 2009-10 | gen
JeeralangBPSUnit2 | 220 | VJLG | 2009-10 | gen
JeeralangBPSUnit3 | 220 | VJLG | 2009-10 | gen
JindabynepumpatGuthega | 132 | NGJP | 2009-10 | gen
Laverton | 220 | VAT2 | 2009-10 | gen
Longford | 0 | VMWT | 2009-10 | gen
LoyYangAPSLoad | 500 | VLYP | 2009-10 | gen
LoyYangAPSUnit1 | 500 | VLYP | 2009-10 | gen
LoyYangAPSUnit2 | 500 | VLYP | 2009-10 | gen
LoyYangAPSUnit3 | 500 | VLYP | 2009-10 | gen
LoyYangAPSUnit4 | 500 | VLYP | 2009-10 | gen
LoyYangBPSUnit1 | 500 | VLYP | 2009-10 | gen
LoyYangBPSUnit2 | 500 | VLYP | 2009-10 | gen
MorningtonLandfillSiteGenerator | 0 | VTBT | 2009-10 | gen
MorwellPSG1,2and3 | 11 | VMWG | 2009-10 | gen
MorwellPSG4 | 11 | VMWP | 2009-10 | gen
MorwellPSG5 | 11 | VMWP | 2009-10 | gen
MorwellPSLoad | 11 | VMWT | 2009-10 | gen
Murray | 330 | NMUR | 2009-10 | gen
NewportPS | 220 | VNPS | 2009-10 | gen
Portland500DU1 | 500 | VAPD | 2009-10 | gen
Portland500DU2 | 500 | VAPD | 2009-10 | gen
PtHenryDU1 | 220 | VPTH | 2009-10 | gen
PtHenryDU2 | 220 | VPTH | 2009-10 | gen
PtHenryDU3 | 220 | VPTH | 2009-10 | gen
SheppartonWasteGas | 0 | VSHT | 2009-10 | gen
SomertonPowerStation | 0 | VSOM | 2009-10 | gen
SunshineEnergyPark | 0 | VKTS | 2009-10 | gen
Tatura | 0 | VSHT | 2009-10 | gen
TooraWindFarm | 0 | VMWT | 2009-10 | gen
ValleyPowerPS | 500 | VLYP | 2009-10 | gen
VICSMLT | 220 | VAPS | 2009-10 | gen
WaubraWindFarm | 0 | VWBT | 2009-10 | gen
WestKiewaPSUnit1 | 220 | VWKP | 2009-10 | gen
WestKiewaPSUnit2 | 220 | VWKP | 2009-10 | gen
WonthaggiWindFarm | 0 | VMWT | 2009-10 | gen
WyndhamLandfillSiteGenerator | 0 | VATS | 2009-10 | gen
YallournWPS220Load | 220 | VYP2 | 2009-10 | gen
YallournWPS220Unit1 | 220 | VYP3 | 2009-10 | gen
YallournWPS220Unit2 | 220 | VYP2 | 2009-10 | gen
YallournWPS220Unit3 | 220 | VYP2 | 2009-10 | gen
YallournWPS220Unit4 | 220 | VYP2 | 2009-10 | gen
YambukWindFarm | 0 | VTGT | 2009-10 | gen
Altona | 66 | VATS | 2010-11 | load
Ballarat | 66 | VBAT | 2010-11 | load
Bendigo | 22 | VBE2 | 2010-11 | load
Bendigo | 66 | VBE6 | 2010-11 | load
BHPWesternPort | 220 | VJLA | 2010-11 | load
Brooklyn(Jemena) | 22 | VBL2 | 2010-11 | load
Brooklyn(Jemena) | 66 | VBL6 | 2010-11 | load
Brooklyn(POWERCOR) | 0 | VBL3 | 2010-11 | load
Brooklyn(POWERCOR) | 66 | VBL7 | 2010-11 | load
Brunswick(CITIPOWER) | 22 | VBT2 | 2010-11 | load
Brunswick(Jemena) | 0 | VBTS | 2010-11 | load
Cranbourne(SPIElectricity) | 66 | VCBT | 2010-11 | load
Cranbourne(UE) | 0 | VCB5 | 2010-11 | load
EastRowville(SPIElectricity) | 66 | VER2 | 2010-11 | load
EastRowville(UE) | 0 | VERT | 2010-11 | load
FishermensBend(CITIPOWER) | 66 | VFBT | 2010-11 | load
FishermensBend(POWERCOR) | 0 | VFB2 | 2010-11 | load
Fosterville | 220 | VFVT | 2010-11 | load
Geelong | 66 | VGT6 | 2010-11 | load
Glenrowan | 66 | VGNT | 2010-11 | load
Heatherton | 66 | VHTS | 2010-11 | load
Heywood | 22 | VHY2 | 2010-11 | load
Horsham | 66 | VHOT | 2010-11 | load
Keilor(Jemena) | 66 | VKT2 | 2010-11 | load
Keilor(POWERCOR) | 0 | VKTS | 2010-11 | load
Kerang | 22 | VKG2 | 2010-11 | load
Kerang | 66 | VKG6 | 2010-11 | load
Khancoban | 330 | NKHN | 2010-11 | load
LoyYangPowerStationSwitchyard(Basslink) | 0 | VTBL | 2010-11 | load
LoyYangSubstation | 66 | VLY6 | 2010-11 | load
Malvern | 22 | VMT2 | 2010-11 | load
Malvern | 66 | VMT6 | 2010-11 | load
MorwellTS | 66 | VMWT | 2010-11 | load
MtBeauty | 66 | VMBT | 2010-11 | load
Portland | 500 | VAPD | 2010-11 | load
PtHenry | 220 | VPTH | 2010-11 | load
RedCliffs | 22 | VRC2 | 2010-11 | load
RedCliffs | 66 | VRC6 | 2010-11 | load
RedCliffs(CE) | 66 | VRCA | 2010-11 | load
Richmond | 22 | VRT2 | 2010-11 | load
Richmond(CITIPOWER) | 66 | VRT7 | 2010-11 | load
Richmond(UE) | 0 | VRT6 | 2010-11 | load
Ringwood(SPIElectricity) | 22 | VRW3 | 2010-11 | load
Ringwood(SPIElectricity) | 66 | VRW7 | 2010-11 | load
Ringwood(UE) | 0 | VRW2 | 2010-11 | load
Ringwood(UE) | 0 | VRW6 | 2010-11 | load
Shepparton | 66 | VSHT | 2010-11 | load
SouthMorang | 66 | VSM6 | 2010-11 | load
SouthMorang | 0 | VSMT | 2010-11 | load
Springvale(CITIPOWER) | 66 | VSVT | 2010-11 | load
Springvale(UE) | 0 | VSV2 | 2010-11 | load
Templestowe(CITIPOWER) | 66 | VTS2 | 2010-11 | load
Templestowe(Jemena) | 0 | VTST | 2010-11 | load
Templestowe(SPIElectricity) | 0 | VTS3 | 2010-11 | load
Templestowe(UE) | 0 | VTS4 | 2010-11 | load
Terang | 66 | VTGT | 2010-11 | load
Thomastown(Jemena) | 66 | VTTS | 2010-11 | load
Thomastown(SPIElectricity) | 0 | VTT2 | 2010-11 | load
Tyabb | 66 | VTBT | 2010-11 | load
WestMelbourne | 22 | VWM2 | 2010-11 | load
WestMelbourne(CITIPOWER) | 66 | VWM7 | 2010-11 | load
WestMelbourne(Jemena) | 0 | VWM6 | 2010-11 | load
Wodonga | 22 | VWO2 | 2010-11 | load
Wodonga | 66 | VWO6 | 2010-11 | load
Yallourn | 11 | VYP1 | 2010-11 | load
AngleseaPS | 220 | VAPS | 2010-11 | gen
BairnsdaleUnit1 | 0 | VBDL | 2010-11 | gen
BairnsdaleUnit2 | 0 | VBDL | 2010-11 | gen
BallaratHealthServices | 0 | VBAT | 2010-11 | gen
Banimboola | 220 | VDPS | 2010-11 | gen
Basslink(LoyYangPowerStationSwitchyard) | 500 | VTBL | 2010-11 | gen
BogongPSandMcKayCreekPS | 220 | VT14 | 2010-11 | gen
BrooklynLandfill | 0 | VBL6 | 2010-11 | gen
DartmouthPS | 220 | VDPS | 2010-11 | gen
EildonPSUnit1 | 220 | VEPS | 2010-11 | gen
EildonPSUnit2 | 220 | VEPS | 2010-11 | gen
HazelwoodPSLoad | 220 | VHWP | 2010-11 | gen
HazelwoodPSUnit1 | 220 | VHWP | 2010-11 | gen
HazelwoodPSUnit2 | 220 | VHWP | 2010-11 | gen
HazelwoodPSUnit3 | 220 | VHWP | 2010-11 | gen
HazelwoodPSUnit4 | 220 | VHWP | 2010-11 | gen
HazelwoodPSUnit5 | 220 | VHWP | 2010-11 | gen
HazelwoodPSUnit6 | 220 | VHWP | 2010-11 | gen
HazelwoodPSUnit7 | 220 | VHWP | 2010-11 | gen
HazelwoodPSUnit8 | 220 | VHWP | 2010-11 | gen
Hume(VictorianShare) | 0 | VHUM | 2010-11 | gen
JeeralangAPSUnit1 | 220 | VJLG | 2010-11 | gen
JeeralangAPSUnit2 | 220 | VJLG | 2010-11 | gen
JeeralangAPSUnit3 | 220 | VJLG | 2010-11 | gen
JeeralangAPSUnit4 | 220 | VJLG | 2010-11 | gen
JeeralangBPSUnit1 | 220 | VJLG | 2010-11 | gen
JeeralangBPSUnit2 | 220 | VJLG | 2010-11 | gen
JeeralangBPSUnit3 | 220 | VJLG | 2010-11 | gen
JindabynepumpatGuthega | 132 | NGJP | 2010-11 | gen
Laverton | 220 | VAT2 | 2010-11 | gen
Longford | 0 | VMWT | 2010-11 | gen
LoyYangAPSLoad | 500 | VLYP | 2010-11 | gen
LoyYangAPSUnit1 | 500 | VLYP | 2010-11 | gen
LoyYangAPSUnit2 | 500 | VLYP | 2010-11 | gen
LoyYangAPSUnit3 | 500 | VLYP | 2010-11 | gen
LoyYangAPSUnit4 | 500 | VLYP | 2010-11 | gen
LoyYangBPSUnit1 | 500 | VLYP | 2010-11 | gen
LoyYangBPSUnit2 | 500 | VLYP | 2010-11 | gen
MorningtonLandfillSiteGenerator | 0 | VTBT | 2010-11 | gen
MorwellPSG1,2and3 | 11 | VMWG | 2010-11 | gen
MorwellPSG4 | 11 | VMWP | 2010-11 | gen
MorwellPSG5 | 11 | VMWP | 2010-11 | gen
MorwellPSLoad | 11 | VMWT | 2010-11 | gen
Murray | 330 | NMUR | 2010-11 | gen
NewportPS | 220 | VNPS | 2010-11 | gen
PortlandDU1 | 500 | VAPD | 2010-11 | gen
PortlandDU2 | 500 | VAPD | 2010-11 | gen
PtHenryDU1 | 220 | VPTH | 2010-11 | gen
PtHenryDU2 | 220 | VPTH | 2010-11 | gen
PtHenryDU3 | 220 | VPTH | 2010-11 | gen
SheppartonWasteGas | 0 | VSHT | 2010-11 | gen
SomertonPowerStation | 0 | VSOM | 2010-11 | gen
SunshineEnergyPark | 0 | VKTS | 2010-11 | gen
Tatura | 0 | VSHT | 2010-11 | gen
TooraWindFarm | 0 | VMWT | 2010-11 | gen
ValleyPowerPS | 500 | VLYP | 2010-11 | gen
WaubraWindFarm | 0 | VWBT | 2010-11 | gen
WestKiewaPSUnit1 | 220 | VWKP | 2010-11 | gen
WestKiewaPSUnit2 | 220 | VWKP | 2010-11 | gen
WonthaggiWindFarm | 0 | VMWT | 2010-11 | gen
WyndhamLandfillSiteGenerator | 0 | VATS | 2010-11 | gen
YallournWPSLoad | 220 | VYP2 | 2010-11 | gen
YallournWPSUnit1 | 220 | VYP3 | 2010-11 | gen
YallournWPSUnit2 | 220 | VYP2 | 2010-11 | gen
YallournWPSUnit3 | 220 | VYP2 | 2010-11 | gen
YallournWPSUnit4 | 220 | VYP2 | 2010-11 | gen
YambukWindFarm | 0 | VTGT | 2010-11 | gen
Altona | 66 | VATS | 2011-12 | load
Ballarat | 66 | VBAT | 2011-12 | load
Bendigo | 22 | VBE2 | 2011-12 | load
Bendigo | 66 | VBE6 | 2011-12 | load
BHPWesternPort | 220 | VJLA | 2011-12 | load
Brooklyn(Jemena) | 22 | VBL2 | 2011-12 | load
Brooklyn(Jemena) | 66 | VBL6 | 2011-12 | load
Brooklyn(POWERCOR) | 0 | VBL3 | 2011-12 | load
Brooklyn(POWERCOR) | 66 | VBL7 | 2011-12 | load
Brunswick(CITIPOWER) | 22 | VBT2 | 2011-12 | load
Brunswick(Jemena) | 0 | VBTS | 2011-12 | load
Cranbourne(SPIElectricity) | 66 | VCBT | 2011-12 | load
Cranbourne(UE) | 0 | VCB5 | 2011-12 | load
EastRowville(SPIElectricity) | 66 | VER2 | 2011-12 | load
EastRowville(UE) | 0 | VERT | 2011-12 | load
FishermensBend(CITIPOWER) | 66 | VFBT | 2011-12 | load
FishermensBend(POWERCOR) | 0 | VFB2 | 2011-12 | load
Fosterville | 220 | VFVT | 2011-12 | load
Geelong | 66 | VGT6 | 2011-12 | load
Glenrowan | 66 | VGNT | 2011-12 | load
Heatherton | 66 | VHTS | 2011-12 | load
Heywood | 22 | VHY2 | 2011-12 | load
Horsham | 66 | VHOT | 2011-12 | load
Keilor(Jemena) | 66 | VKT2 | 2011-12 | load
Keilor(POWERCOR) | 0 | VKTS | 2011-12 | load
Kerang | 22 | VKG2 | 2011-12 | load
Kerang | 66 | VKG6 | 2011-12 | load
Khancoban | 330 | NKHN | 2011-12 | load
LoyYangPowerStationSwitchyard(Basslink) | 0 | VTBL | 2011-12 | load
LoyYangSubstation | 66 | VLY6 | 2011-12 | load
Malvern | 22 | VMT2 | 2011-12 | load
Malvern | 66 | VMT6 | 2011-12 | load
MorwellTS | 66 | VMWT | 2011-12 | load
MtBeauty | 66 | VMBT | 2011-12 | load
Portland | 500 | VAPD | 2011-12 | load
PtHenry | 220 | VPTH | 2011-12 | load
RedCliffs | 22 | VRC2 | 2011-12 | load
RedCliffs | 66 | VRC6 | 2011-12 | load
RedCliffs(CE) | 66 | VRCA | 2011-12 | load
Richmond | 22 | VRT2 | 2011-12 | load
Richmond(CITIPOWER) | 66 | VRT7 | 2011-12 | load
Richmond(UE) | 0 | VRT6 | 2011-12 | load
Ringwood(SPIElectricity) | 22 | VRW3 | 2011-12 | load
Ringwood(SPIElectricity) | 66 | VRW7 | 2011-12 | load
Ringwood(UE) | 0 | VRW2 | 2011-12 | load
Ringwood(UE) | 0 | VRW6 | 2011-12 | load
Shepparton | 66 | VSHT | 2011-12 | load
SouthMorang | 66 | VSM6 | 2011-12 | load
SouthMorang | 0 | VSMT | 2011-12 | load
Springvale(CITIPOWER) | 66 | VSVT | 2011-12 | load
Springvale(UE) | 0 | VSV2 | 2011-12 | load
Templestowe(CITIPOWER) | 66 | VTS2 | 2011-12 | load
Templestowe(Jemena) | 0 | VTST | 2011-12 | load
Templestowe(SPIElectricity) | 0 | VTS3 | 2011-12 | load
Templestowe(UE) | 0 | VTS4 | 2011-12 | load
Terang | 66 | VTGT | 2011-12 | load
Thomastown(Jemena) | 66 | VTTS | 2011-12 | load
Thomastown(SPIElectricity) | 0 | VTT2 | 2011-12 | load
Tyabb | 66 | VTBT | 2011-12 | load
WestMelbourne | 22 | VWM2 | 2011-12 | load
WestMelbourne(CITIPOWER) | 66 | VWM7 | 2011-12 | load
WestMelbourne(Jemena) | 0 | VWM6 | 2011-12 | load
Wodonga | 22 | VWO2 | 2011-12 | load
Wodonga | 66 | VWO6 | 2011-12 | load
Yallourn | 11 | VYP1 | 2011-12 | load
AngleseaPS | 220 | VAPS | 2011-12 | gen
BairnsdaleUnit1 | 0 | VBDL | 2011-12 | gen
BairnsdaleUnit2 | 0 | VBDL | 2011-12 | gen
BallaratHealthServices | 0 | VBAT | 2011-12 | gen
Banimboola | 220 | VDPS | 2011-12 | gen
Basslink(LoyYangPowerStationSwitchyard) | 500 | VTBL | 2011-12 | gen
BrooklynLandfill | 0 | VBL6 | 2011-12 | gen
CodringtonWindFarm | 0 | VTGT | 2011-12 | gen
DartmouthPS | 220 | VDPS | 2011-12 | gen
EildonPSUnit1 | 220 | VEPS | 2011-12 | gen
EildonPSUnit2 | 220 | VEPS | 2011-12 | gen
HallamMiniHydro | 0 | VER2 | 2011-12 | gen
HazelwoodPSLoad | 220 | VHWP | 2011-12 | gen
HazelwoodPSUnit1 | 220 | VHWP | 2011-12 | gen
HazelwoodPSUnit2 | 220 | VHWP | 2011-12 | gen
HazelwoodPSUnit3 | 220 | VHWP | 2011-12 | gen
HazelwoodPSUnit4 | 220 | VHWP | 2011-12 | gen
HazelwoodPSUnit5 | 220 | VHWP | 2011-12 | gen
HazelwoodPSUnit6 | 220 | VHWP | 2011-12 | gen
HazelwoodPSUnit7 | 220 | VHWP | 2011-12 | gen
HazelwoodPSUnit8 | 220 | VHWP | 2011-12 | gen
HepburnCommunityWindFarm | 0 | VBAT | 2011-12 | gen
Hume(VictorianShare) | 0 | VHUM | 2011-12 | gen
JeeralangAPSUnit1 | 220 | VJLG | 2011-12 | gen
JeeralangAPSUnit2 | 220 | VJLG | 2011-12 | gen
JeeralangAPSUnit3 | 220 | VJLG | 2011-12 | gen
JeeralangAPSUnit4 | 220 | VJLG | 2011-12 | gen
JeeralangBPSUnit1 | 220 | VJLG | 2011-12 | gen
JeeralangBPSUnit2 | 220 | VJLG | 2011-12 | gen
JeeralangBPSUnit3 | 220 | VJLG | 2011-12 | gen
JindabynepumpatGuthega | 132 | NGJP | 2011-12 | gen
Laverton | 220 | VAT2 | 2011-12 | gen
Longford | 0 | VMWT | 2011-12 | gen
LoyYangAPSLoad | 500 | VLYP | 2011-12 | gen
LoyYangAPSUnit1 | 500 | VLYP | 2011-12 | gen
LoyYangAPSUnit2 | 500 | VLYP | 2011-12 | gen
LoyYangAPSUnit3 | 500 | VLYP | 2011-12 | gen
LoyYangAPSUnit4 | 500 | VLYP | 2011-12 | gen
LoyYangBPSUnit1 | 500 | VLYP | 2011-12 | gen
LoyYangBPSUnit2 | 500 | VLYP | 2011-12 | gen
McKayCreek/BogongPS | 220 | VT14 | 2011-12 | gen
MorningtonLandfillSiteGenerator | 0 | VTBT | 2011-12 | gen
MortlakeUnit1 | 500 | VM0P | 2011-12 | gen
MortlakeUnit2 | 500 | VM0P | 2011-12 | gen
MorwellPSG1,2and3 | 11 | VMWG | 2011-12 | gen
MorwellPSG4 | 11 | VMWP | 2011-12 | gen
MorwellPSG5 | 11 | VMWP | 2011-12 | gen
MorwellPSLoad | 11 | VMWT | 2011-12 | gen
Murray | 330 | NMUR | 2011-12 | gen
NewportPS | 220 | VNPS | 2011-12 | gen
Portland500DU1 | 500 | VAPD | 2011-12 | gen
Portland500DU2 | 500 | VAPD | 2011-12 | gen
PtHenryDU1 | 220 | VPTH | 2011-12 | gen
PtHenryDU2 | 220 | VPTH | 2011-12 | gen
PtHenryDU3 | 220 | VPTH | 2011-12 | gen
SheppartonWasteGas | 0 | VSHT | 2011-12 | gen
SomertonPowerStation | 0 | VSOM | 2011-12 | gen
SunshineEnergyPark | 0 | VKTS | 2011-12 | gen
SymexEmbeddedGen | 0 | VFBT | 2011-12 | gen
Tatura | 0 | VSHT | 2011-12 | gen
TooraWindFarm | 0 | VMWT | 2011-12 | gen
ValleyPowerPS | 500 | VLYP | 2011-12 | gen
VICSMLT | 220 | VAPS | 2011-12 | gen
WaubraWindFarm | 220 | VWBT | 2011-12 | gen
WestKiewaPSUnit1 | 220 | VWKP | 2011-12 | gen
WestKiewaPSUnit2 | 220 | VWKP | 2011-12 | gen
WonthaggiWindFarm | 0 | VMWT | 2011-12 | gen
WyndhamLandfillSiteGenerator | 0 | VATS | 2011-12 | gen
YallournWPS220Load | 220 | VYP2 | 2011-12 | gen
YallournWPS220Unit1 | 220 | VYP3 | 2011-12 | gen
YallournWPS220Unit2 | 220 | VYP2 | 2011-12 | gen
YallournWPS220Unit3 | 220 | VYP2 | 2011-12 | gen
YallournWPS220Unit4 | 220 | VYP2 | 2011-12 | gen
YambukWindFarm | 0 | VTGT | 2011-12 | gen
Altona | 66 | VATS | 2012-13 | load
Ballarat | 66 | VBAT | 2012-13 | load
Bendigo | 22 | VBE2 | 2012-13 | load
Bendigo | 66 | VBE6 | 2012-13 | load
BHPWesternPort | 220 | VJLA | 2012-13 | load
Brooklyn(Jemena) | 22 | VBL2 | 2012-13 | load
Brooklyn(Jemena) | 66 | VBL6 | 2012-13 | load
Brooklyn(POWERCOR) | 0 | VBL3 | 2012-13 | load
Brooklyn(POWERCOR) | 66 | VBL7 | 2012-13 | load
Brunswick(CITIPOWER) | 22 | VBT2 | 2012-13 | load
Brunswick(Jemena) | 0 | VBTS | 2012-13 | load
Cranbourne | 220 | VCB2 | 2012-13 | load
Cranbourne(SPIElectricity) | 66 | VCBT | 2012-13 | load
Cranbourne(UE) | 0 | VCB5 | 2012-13 | load
EastRowville(SPIElectricity) | 66 | VER2 | 2012-13 | load
EastRowville(UE) | 0 | VERT | 2012-13 | load
FishermensBend(CITIPOWER) | 66 | VFBT | 2012-13 | load
FishermensBend(POWERCOR) | 0 | VFB2 | 2012-13 | load
Fosterville | 220 | VFVT | 2012-13 | load
Geelong | 66 | VGT6 | 2012-13 | load
Glenrowan | 66 | VGNT | 2012-13 | load
Heatherton | 66 | VHTS | 2012-13 | load
Heywood | 22 | VHY2 | 2012-13 | load
Horsham | 66 | VHOT | 2012-13 | load
Keilor(Jemena) | 66 | VKT2 | 2012-13 | load
Keilor(POWERCOR) | 0 | VKTS | 2012-13 | load
Kerang | 22 | VKG2 | 2012-13 | load
Kerang | 66 | VKG6 | 2012-13 | load
Khancoban | 330 | NKHN | 2012-13 | load
LoyYangSubstation | 66 | VLY6 | 2012-13 | load
Malvern | 22 | VMT2 | 2012-13 | load
Malvern | 66 | VMT6 | 2012-13 | load
MorwellTS | 66 | VMWT | 2012-13 | load
MtBeauty | 66 | VMBT | 2012-13 | load
Portland | 500 | VAPD | 2012-13 | load
PtHenry | 220 | VPTH | 2012-13 | load
RedCliffs | 22 | VRC2 | 2012-13 | load
RedCliffs | 66 | VRC6 | 2012-13 | load
RedCliffs(CE) | 66 | VRCA | 2012-13 | load
Richmond | 22 | VRT2 | 2012-13 | load
Richmond(CITIPOWER) | 66 | VRT7 | 2012-13 | load
Richmond(UE) | 0 | VRT6 | 2012-13 | load
Ringwood(SPIElectricity) | 22 | VRW3 | 2012-13 | load
Ringwood(SPIElectricity) | 66 | VRW7 | 2012-13 | load
Ringwood(UE) | 0 | VRW2 | 2012-13 | load
Ringwood(UE) | 0 | VRW6 | 2012-13 | load
Shepparton | 66 | VSHT | 2012-13 | load
SouthMorang | 66 | VSM6 | 2012-13 | load
SouthMorang | 0 | VSMT | 2012-13 | load
Springvale(CITIPOWER) | 66 | VSVT | 2012-13 | load
Springvale(UE) | 0 | VSV2 | 2012-13 | load
Templestowe(CITIPOWER) | 66 | VTS2 | 2012-13 | load
Templestowe(Jemena) | 0 | VTST | 2012-13 | load
Templestowe(SPIElectricity) | 0 | VTS3 | 2012-13 | load
Templestowe(UE) | 0 | VTS4 | 2012-13 | load
Terang | 66 | VTGT | 2012-13 | load
Thomastown(Jemena) | 66 | VTTS | 2012-13 | load
Thomastown(SPIElectricity) | 0 | VTT2 | 2012-13 | load
Tyabb | 66 | VTBT | 2012-13 | load
WemenTS | 66 | VWET | 2012-13 | load
WestMelbourne | 22 | VWM2 | 2012-13 | load
WestMelbourne(CITIPOWER) | 66 | VWM7 | 2012-13 | load
WestMelbourne(Jemena) | 0 | VWM6 | 2012-13 | load
Wodonga | 22 | VWO2 | 2012-13 | load
Wodonga | 66 | VWO6 | 2012-13 | load
Yallourn | 11 | VYP1 | 2012-13 | load
AngleseaPS | 220 | VAPS | 2012-13 | gen
BairnsdaleUnit1 | 0 | VBDL | 2012-13 | gen
BairnsdaleUnit2 | 0 | VBDL | 2012-13 | gen
BallaratHealthServices | 0 | VBAT | 2012-13 | gen
Banimboola | 220 | VDPS | 2012-13 | gen
Basslink(LoyYangPowerStationSwitchyard)TasmaniatoVictoria | 500 | VTBL | 2012-13 | gen
Basslink(LoyYangPowerStationSwitchyard)VictoriatoTasmania | 500 | VTBL | 2012-13 | gen
BrooklynLandfill | 0 | VBL6 | 2012-13 | gen
CodringtonWindFarm | 0 | VTGT | 2012-13 | gen
DartmouthPS | 220 | VDPS | 2012-13 | gen
EildonPSUnit1 | 220 | VEPS | 2012-13 | gen
EildonPSUnit2 | 220 | VEPS | 2012-13 | gen
HallamMiniHydro | 0 | VER2 | 2012-13 | gen
HazelwoodPSLoad | 220 | VHWP | 2012-13 | gen
HazelwoodPSUnit1 | 220 | VHWP | 2012-13 | gen
HazelwoodPSUnit2 | 220 | VHWP | 2012-13 | gen
HazelwoodPSUnit3 | 220 | VHWP | 2012-13 | gen
HazelwoodPSUnit4 | 220 | VHWP | 2012-13 | gen
HazelwoodPSUnit5 | 220 | VHWP | 2012-13 | gen
HazelwoodPSUnit6 | 220 | VHWP | 2012-13 | gen
HazelwoodPSUnit7 | 220 | VHWP | 2012-13 | gen
HazelwoodPSUnit8 | 220 | VHWP | 2012-13 | gen
HepburnCommunityWF | 0 | VBAT | 2012-13 | gen
Hume(VictorianShare) | 0 | VHUM | 2012-13 | gen
JeeralangAPSUnit1 | 220 | VJLG | 2012-13 | gen
JeeralangAPSUnit2 | 220 | VJLG | 2012-13 | gen
JeeralangAPSUnit3 | 220 | VJLG | 2012-13 | gen
JeeralangAPSUnit4 | 220 | VJLG | 2012-13 | gen
JeeralangBPSUnit1 | 220 | VJLG | 2012-13 | gen
JeeralangBPSUnit2 | 220 | VJLG | 2012-13 | gen
JeeralangBPSUnit3 | 220 | VJLG | 2012-13 | gen
JindabynepumpatGuthega | 132 | NGJP | 2012-13 | gen
Laverton | 220 | VAT2 | 2012-13 | gen
Longford | 0 | VMWT | 2012-13 | gen
LoyYangAPSLoad | 500 | VLYP | 2012-13 | gen
LoyYangAPSUnit1 | 500 | VLYP | 2012-13 | gen
LoyYangAPSUnit2 | 500 | VLYP | 2012-13 | gen
LoyYangAPSUnit3 | 500 | VLYP | 2012-13 | gen
LoyYangAPSUnit4 | 500 | VLYP | 2012-13 | gen
LoyYangBPSUnit1 | 500 | VLYP | 2012-13 | gen
LoyYangBPSUnit2 | 500 | VLYP | 2012-13 | gen
MacarthurWindFarm | 500 | VTRT | 2012-13 | gen
McKayCreek/BogongPS | 220 | VT14 | 2012-13 | gen
MorningtonLandfillSiteGenerator | 0 | VTBT | 2012-13 | gen
MortlakeUnit1 | 500 | VM0P | 2012-13 | gen
MortlakeUnit2 | 500 | VM0P | 2012-13 | gen
MorwellPSG1,2and3 | 11 | VMWG | 2012-13 | gen
MorwellPSG4 | 11 | VMWP | 2012-13 | gen
MorwellPSG5 | 11 | VMWP | 2012-13 | gen
MorwellPSLoad | 11 | VMWT | 2012-13 | gen
Murray | 330 | NMUR | 2012-13 | gen
NewportPS | 220 | VNPS | 2012-13 | gen
OaklandsHillWindFarm | 0 | VTGT | 2012-13 | gen
Portland500DU1 | 500 | VAPD | 2012-13 | gen
Portland500DU2 | 500 | VAPD | 2012-13 | gen
PtHenryDU1 | 220 | VPTH | 2012-13 | gen
PtHenryDU2 | 220 | VPTH | 2012-13 | gen
PtHenryDU3 | 220 | VPTH | 2012-13 | gen
SheppartonWasteGas | 0 | VSHT | 2012-13 | gen
SomertonPowerStation | 0 | VSOM | 2012-13 | gen
SunshineEnergyPark | 0 | VKTS | 2012-13 | gen
SymexEmbeddedGen | 0 | VFBT | 2012-13 | gen
Tatura | 0 | VSHT | 2012-13 | gen
TooraWindFarm | 0 | VMWT | 2012-13 | gen
ValleyPowerPS | 500 | VLYP | 2012-13 | gen
VICSMLT | 220 | VAPS | 2012-13 | gen
WaubraWindFarm | 220 | VWBT | 2012-13 | gen
WestKiewaPSUnit1 | 220 | VWKP | 2012-13 | gen
WestKiewaPSUnit2 | 220 | VWKP | 2012-13 | gen
WonthaggiWindFarm | 0 | VMWT | 2012-13 | gen
WyndhamLandfillSiteGenerator | 0 | VATS | 2012-13 | gen
YallournWPS220Load | 220 | VYP2 | 2012-13 | gen
YallournWPS220Unit1 | 500 | VYP3 | 2012-13 | gen
YallournWPS220Unit2 | 220 | VYP2 | 2012-13 | gen
YallournWPS220Unit3 | 220 | VYP2 | 2012-13 | gen
YallournWPS220Unit4 | 220 | VYP2 | 2012-13 | gen
YambukWindFarm | 0 | VTGT | 2012-13 | gen
Altona | 220 | VAT2 | 2013-14 | load
Altona | 66 | VATS | 2013-14 | load
Ballarat | 66 | VBAT | 2013-14 | load
Bendigo | 22 | VBE2 | 2013-14 | load
Bendigo | 66 | VBE6 | 2013-14 | load
BHPWesternPort | 220 | VJLA | 2013-14 | load
Brooklyn(Jemena) | 22 | VBL2 | 2013-14 | load
Brooklyn(Jemena) | 66 | VBL6 | 2013-14 | load
Brooklyn(POWERCOR) | 0 | VBL3 | 2013-14 | load
Brooklyn(POWERCOR) | 66 | VBL7 | 2013-14 | load
Brunswick(CITIPOWER) | 22 | VBT2 | 2013-14 | load
Brunswick(Jemena) | 0 | VBTS | 2013-14 | load
Cranbourne | 220 | VCB2 | 2013-14 | load
Cranbourne(SPIElectricity) | 66 | VCBT | 2013-14 | load
Cranbourne(UE) | 0 | VCB5 | 2013-14 | load
EastRowville(SPIElectricity) | 66 | VER2 | 2013-14 | load
EastRowville(UE) | 0 | VERT | 2013-14 | load
FishermensBend(CITIPOWER) | 66 | VFBT | 2013-14 | load
FishermensBend(POWERCOR) | 0 | VFB2 | 2013-14 | load
Fosterville | 220 | VFVT | 2013-14 | load
Geelong | 66 | VGT6 | 2013-14 | load
Glenrowan | 66 | VGNT | 2013-14 | load
Heatherton | 66 | VHTS | 2013-14 | load
Heywood | 22 | VHY2 | 2013-14 | load
Horsham | 66 | VHOT | 2013-14 | load
Keilor(Jemena) | 66 | VKT2 | 2013-14 | load
Keilor(POWERCOR) | 0 | VKTS | 2013-14 | load
Kerang | 22 | VKG2 | 2013-14 | load
Kerang | 66 | VKG6 | 2013-14 | load
Khancoban | 330 | NKHN | 2013-14 | load
LoyYangSubstation | 66 | VLY6 | 2013-14 | load
Malvern | 22 | VMT2 | 2013-14 | load
Malvern | 66 | VMT6 | 2013-14 | load
MorwellTS | 66 | VMWT | 2013-14 | load
MtBeauty | 66 | VMBT | 2013-14 | load
Portland | 500 | VAPD | 2013-14 | load
PtHenry | 220 | VPTH | 2013-14 | load
RedCliffs | 22 | VRC2 | 2013-14 | load
RedCliffs | 66 | VRC6 | 2013-14 | load
RedCliffs(CE) | 66 | VRCA | 2013-14 | load
Richmond | 22 | VRT2 | 2013-14 | load
Richmond(CITIPOWER) | 66 | VRT7 | 2013-14 | load
Richmond(UE) | 0 | VRT6 | 2013-14 | load
Ringwood(SPIElectricity) | 22 | VRW3 | 2013-14 | load
Ringwood(SPIElectricity) | 66 | VRW7 | 2013-14 | load
Ringwood(UE) | 0 | VRW2 | 2013-14 | load
Ringwood(UE) | 0 | VRW6 | 2013-14 | load
Shepparton | 66 | VSHT | 2013-14 | load
SouthMorang (Jemena) | 66 | VSM6 | 2013-14 | load
SouthMorang (AusNet) | 0 | VSMT | 2013-14 | load
Springvale(CITIPOWER) | 66 | VSVT | 2013-14 | load
Springvale(UE) | 0 | VSV2 | 2013-14 | load
Templestowe(CITIPOWER) | 66 | VTS2 | 2013-14 | load
Templestowe(Jemena) | 0 | VTST | 2013-14 | load
Templestowe(SPIElectricity) | 0 | VTS3 | 2013-14 | load
Templestowe(UE) | 0 | VTS4 | 2013-14 | load
Terang | 66 | VTGT | 2013-14 | load
Thomastown(Jemena) | 66 | VTTS | 2013-14 | load
Thomastown(SPIElectricity) | 0 | VTT2 | 2013-14 | load
Tyabb | 66 | VTBT | 2013-14 | load
WemenTS | 66 | VWET | 2013-14 | load
WestMelbourne | 22 | VWM2 | 2013-14 | load
WestMelbourne(CITIPOWER) | 66 | VWM7 | 2013-14 | load
WestMelbourne(Jemena) | 0 | VWM6 | 2013-14 | load
Wodonga | 22 | VWO2 | 2013-14 | load
Wodonga | 66 | VWO6 | 2013-14 | load
Yallourn | 11 | VYP1 | 2013-14 | load
Banimboola | 220 | VDPS | 2013-14 | gen
Basslink (Loy Yang Power Station Switchyard) Tasmania to Victoria | 500 | VTBL | 2013-14 | gen
Basslink (Loy Yang Power Station Switchyard) Victoria to Tasmania | 500 | VTBL | 2013-14 | gen
Bogong & McKay Creek PS | 220 | VT14 | 2013-14 | gen
Dartmouth PS | 220 | VDPS | 2013-14 | gen
Eildon PS 1 | 220 | VEPS | 2013-14 | gen
Eildon PS 2 | 220 | VEPS | 2013-14 | gen
Guthega - Jindabyne Pump | 132 | NGJP | 2013-14 | gen
Hazelwood PS Load | 220 | VHWP | 2013-14 | gen
Hazelwood PS Unit 1 | 220 | VHWP | 2013-14 | gen
Hazelwood PS Unit 2 | 220 | VHWP | 2013-14 | gen
Hazelwood PS Unit 3 | 220 | VHWP | 2013-14 | gen
Hazelwood PS Unit 4 | 220 | VHWP | 2013-14 | gen
Hazelwood PS Unit 5 | 220 | VHWP | 2013-14 | gen
Hazelwood PS Unit 6 | 220 | VHWP | 2013-14 | gen
Hazelwood PS Unit 7 | 220 | VHWP | 2013-14 | gen
Hazelwood PS Unit 8 | 220 | VHWP | 2013-14 | gen
Jeeralang A PS Unit 1 | 220 | VJLG | 2013-14 | gen
Jeeralang A PS Unit 2 | 220 | VJLG | 2013-14 | gen
Jeeralang A PS Unit 3 | 220 | VJLG | 2013-14 | gen
Jeeralang A PS Unit 4 | 220 | VJLG | 2013-14 | gen
Jeeralang B PS Unit 1 | 220 | VJLG | 2013-14 | gen
Jeeralang B PS Unit 2 | 220 | VJLG | 2013-14 | gen
Jeeralang B PS Unit 3 | 220 | VJLG | 2013-14 | gen
Laverton PS | 220 | VAT2 | 2013-14 | gen
Loy Yang A PS Load | 500 | VLYP | 2013-14 | gen
Loy Yang A PS Unit 1 | 500 | VLYP | 2013-14 | gen
Loy Yang A PS Unit 2 | 500 | VLYP | 2013-14 | gen
Loy Yang A PS Unit 3 | 500 | VLYP | 2013-14 | gen
Loy Yang A PS Unit 4 | 500 | VLYP | 2013-14 | gen
Loy Yang B PS Unit 1 | 500 | VLYP | 2013-14 | gen
Loy Yang B PS Unit 2 | 500 | VLYP | 2013-14 | gen
Macarthur WF | 500 | VTRT | 2013-14 | gen
Mortlake PS Unit 1 | 500 | VM0P | 2013-14 | gen
Mortlake PS Unit 2 | 500 | VM0P | 2013-14 | gen
Morwell PS G1 G2 And G3 | 66 | VMWG | 2013-14 | gen
Morwell PS G4 | 11 | VMWP | 2013-14 | gen
Morwell PS G5 | 11 | VMWP | 2013-14 | gen
Morwell PS Load | 66 | VMWT | 2013-14 | gen
Murray | 330 | NMUR | 2013-14 | gen
Newport PS | 220 | VNPS | 2013-14 | gen
Oaklands Hill WF | 0 | VTGT | 2013-14 | gen
Portland DU 1 | 500 | VAPD | 2013-14 | gen
Portland DU 2 | 500 | VAPD | 2013-14 | gen
Pt H - Anglesea PS - Vic SMLT | 220 | VAPS | 2013-14 | gen
Pt Henry 1 | 220 | VPTH | 2013-14 | gen
Pt Henry 2 | 220 | VPTH | 2013-14 | gen
Pt Henry 3 | 220 | VPTH | 2013-14 | gen
Valley Power Unit 1 | 500 | VLYP | 2013-14 | gen
Waubra WF | 220 | VWBT | 2013-14 | gen
West Kiewa PS 1 | 220 | VWKP | 2013-14 | gen
West Kiewa PS 2 | 220 | VWKP | 2013-14 | gen
Yallourn W PS 220 Unit 2 | 220 | VYP2 | 2013-14 | gen
Yallourn W PS Load | 220 | VYP2 | 2013-14 | gen
Yallourn W PS Unit 1 | 220 | VYP3 | 2013-14 | gen
Yallourn W PS Unit 3 | 220 | VYP2 | 2013-14 | gen
Yallourn W PS Unit 4 | 220 | VYP2 | 2013-14 | gen

## Vic2005-06
connection | voltage | TNI | year | Generator/load | Connection point ID (generator only) | DNSP gen/multimple DNSP
Altona | 66 | VATS | 2005-06 | load |  | no
Altona | 220 | VAT2 | 2005-06 | load |  | no
Ballarat | 66 | VBAT | 2005-06 | load |  | no
Bendigo 22 | 22 | VBE2 | 2005-06 | load |  | no
Bendigo 66 | 66 | VBE6 | 2005-06 | load |  | no
BHP Western Port | 220 | VJLA | 2005-06 | load |  | no
Brooklyn 22 (AGL) | 22 | VBL2 | 2005-06 | load |  | no
Brooklyn 22 (POWERCOR) |  | VBL3 | 2005-06 | load |  | 22
Brooklyn 66 (AGL) | 66 | VBL6 | 2005-06 | load |  | no
Brooklyn 66 (CITIPOWER) |  | VBL8 | 2005-06 | load |  | 66
Brooklyn 66 (POWERCOR) | 66 | VBL7 | 2005-06 | load |  | no
Brunswick (AGL) | 22 | VBTS | 2005-06 | load |  | no
Brunswick (CITIPOWER) |  | VBT2 | 2005-06 | load |  | 22
Cranbourne (TXU) | 66 | VCBT | 2005-06 | load |  | no
Cranbourne (UE) |  | VCB5 | 2005-06 | load |  | 66
East Rowville (TXU) | 66 | VER2 | 2005-06 | load |  | no
East Rowville (UE) |  | VERT | 2005-06 | load |  | 66
Fishermens Bend (CITIPOWER) | 66 | VFBT | 2005-06 | load |  | no
Fishermens Bend (POWERCOR) |  | VFB2 | 2005-06 | load |  | 66
Fosterville | 220 | VFVT | 2005-06 | load |  | no
Frankston | 66 | VFTS | 2005-06 | load |  | no
Geelong | 66 | VGT6 | 2005-06 | load |  | no
Glenrowan | 66 | VGNT | 2005-06 | load |  | no
Heatherton | 66 | VHTS | 2005-06 | load |  | no
Horsham | 66 | VHOT | 2005-06 | load |  | no
Keilor (AGL) | 66 | VKT2 | 2005-06 | load |  | no
Keilor (POWERCOR) |  | VKTS | 2005-06 | load |  | 66
Kerang 22 | 22 | VKG2 | 2005-06 | load |  | no
Kerang 66 | 66 | VKG6 | 2005-06 | load |  | no
Loy Yang Substation | 66 | VLY6 | 2005-06 | load |  | no
Malvern 22 | 22 | VMT2 | 2005-06 | load |  | no
Malvern 66 | 66 | VMT6 | 2005-06 | load |  | no
Morwell TS | 66 | VMWT | 2005-06 | load |  | no
Mt Beauty | 66 | VMBT | 2005-06 | load |  | no
Portland | 500 | VAPD | 2005-06 | load |  | no
Pt Henry | 220 | VPTH | 2005-06 | load |  | no
Red Cliffs 22 | 22 | VRC2 | 2005-06 | load |  | no
Red Cliffs 66 | 66 | VRC6 | 2005-06 | load |  | no
Red Cliffs 66 (AI) | 66 | VRCA | 2005-06 | load |  | no
Richmond 22 | 22 | VRT2 | 2005-06 | load |  | no
Richmond 66 (CITIPOWER) | 66 | VRT7 | 2005-06 | load |  | no
Richmond 66 (UE) |  | VRT6 | 2005-06 | load |  | 66
Ringwood 22 (TXU) | 22 | VRW3 | 2005-06 | load |  | no
Ringwood 22 (UE) |  | VRW2 | 2005-06 | load |  | 22
Ringwood 66 (TXU) | 66 | VRW7 | 2005-06 | load |  | no
Ringwood 66 (UE) |  | VRW6 | 2005-06 | load |  | 22
Shepparton | 66 | VSHT | 2005-06 | load |  | no
Springvale (CITIPOWER) | 66 | VSVT | 2005-06 | load |  | no
Springvale (UE) |  | VSV2 | 2005-06 | load |  | 66
Templestowe (AGL) | 66 | VTST | 2005-06 | load |  | no
Templestowe (CITIPOWER) |  | VTS2 | 2005-06 | load |  | 66
Templestowe (TXU) |  | VTS3 | 2005-06 | load |  | 66
Templestowe (UE) |  | VTS4 | 2005-06 | load |  | 66
Terang | 66 | VTGT | 2005-06 | load |  | no
Thomastown (AGL) | 66 | VTTS | 2005-06 | load |  | no
Thomastown (TXU) |  | VTT2 | 2005-06 | load |  | 66
Tyabb | 66 | VTBT | 2005-06 | load |  | no
West Melbourne 22 | 22 | VWM2 | 2005-06 | load |  | no
West Melbourne 66 (AGL) | 66 | VWM6 | 2005-06 | load |  | no
West Melbourne 66 (CITIPOWER) |  | VWM7 | 2005-06 | load |  | 66
Wodonga 22 | 22 | VWO2 | 2005-06 | load |  | no
Wodonga 66 | 66 | VWO6 | 2005-06 | load |  | no
Yallourn | 11 | VYP1 | 2005-06 | load |  | no
Anglesea PS | 220 | VAPS | 2005-06 | Gen |  | no
Bairnsdale Unit 112 |  | VBDL | 2005-06 | Gen |  | 66
Bairnsdale Unit 2 |  | VBDL | 2005-06 | Gen |  | 66
Banimboola | 220 | VDPS | 2005-06 | Gen |  | no
Basslink (Loy Yang Power Station Switchyard) | 500 | VLYP | 2005-06 | Gen |  | no
Brooklyn Landfill |  | VBL6 | 2005-06 | Gen |  | 22
Clover PS Unit 1 |  | VMBT | 2005-06 | Gen |  | 66
Clover PS Unit 2 |  | VMBT | 2005-06 | Gen |  | 66
Dartmouth PS | 220 | VDPS | 2005-06 | Gen |  | no
Eildon PS Unit 1 | 220 | VEPS | 2005-06 | Gen |  | no
Eildon PS Unit 2 | 220 | VEPS | 2005-06 | Gen |  | no
Hazelwood PS Load | 220 | VHWP | 2005-06 | Gen |  | no
Hazelwood PS Unit 1 | 220 | VHWP | 2005-06 | Gen |  | no
Hazelwood PS Unit 2 | 220 | VHWP | 2005-06 | Gen |  | no
Hazelwood PS Unit 3 | 220 | VHWP | 2005-06 | Gen |  | no
Hazelwood PS Unit 4 | 220 | VHWP | 2005-06 | Gen |  | no
Hazelwood PS Unit 5 | 220 | VHWP | 2005-06 | Gen |  | no
Hazelwood PS Unit 6 | 220 | VHWP | 2005-06 | Gen |  | no
Hazelwood PS Unit 7 | 220 | VHWP | 2005-06 | Gen |  | no
Hazelwood PS Unit 8 | 220 | VHWP | 2005-06 | Gen |  | no
HRL Site (Tramway Road PS) |  | VMWT | 2005-06 | Gen |  | 66
Hume (Victorian Share) |  | VHUM | 2005-06 | Gen |  | 22
Jeeralang A PS Unit 1 | 220 | VJLG | 2005-06 | Gen |  | no
Jeeralang A PS Unit 2 | 220 | VJLG | 2005-06 | Gen |  | no
Jeeralang A PS Unit 3 | 220 | VJLG | 2005-06 | Gen |  | no
Jeeralang A PS Unit 4 | 220 | VJLG | 2005-06 | Gen |  | no
Jeeralang B PS Unit 1 | 220 | VJLG | 2005-06 | Gen |  | no
Jeeralang B PS Unit 2 | 220 | VJLG | 2005-06 | Gen |  | no
Jeeralang B PS Unit 3 | 220 | VJLG | 2005-06 | Gen |  | no
Laverton | 220 | VAT2 | 2005-06 | Gen |  | no
Longford |  | VMWT | 2005-06 | Gen |  | 66
Loy Yang A PS Load | 500 | VLYP | 2005-06 | Gen |  | no
Loy Yang A PS Unit 1 | 500 | VLYP | 2005-06 | Gen |  | no
Loy Yang A PS Unit 2 | 500 | VLYP | 2005-06 | Gen |  | no
Loy Yang A PS Unit 3 | 500 | VLYP | 2005-06 | Gen |  | no
Loy Yang A PS Unit 4 | 500 | VLYP | 2005-06 | Gen |  | no
Loy Yang B PS Unit 1 | 500 | VLYP | 2005-06 | Gen |  | no
Loy Yang B PS Unit 2 | 500 | VLYP | 2005-06 | Gen |  | no
McKay Creek PS Unit 1 | 220 | VMKP | 2005-06 | Gen |  | no
McKay Creek PS Unit 2 | 220 | VMKP | 2005-06 | Gen |  | no
Morwell PS G1, 2 and 3 | 11 | VMWG | 2005-06 | Gen |  | 11
Morwell PS G4 | 11 | VMWP | 2005-06 | Gen |  | 11
Morwell PS G5 | 11 | VMWP | 2005-06 | Gen |  | 11
Morwell PS Load | 11 | VMWT | 2005-06 | Gen |  | 11
Newport PS | 220 | VNPS | 2005-06 | Gen |  | no
Portland 500 DU 1 | 500 | VAPD | 2005-06 | Gen |  | no
Portland 500 DU 2 | 500 | VAPD | 2005-06 | Gen |  | no
Pt Henry DU 1 | 220 | VPTH | 2005-06 | Gen |  | no
Pt Henry DU 2 | 220 | VPTH | 2005-06 | Gen |  | no
Pt Henry DU 3 | 220 | VPTH | 2005-06 | Gen |  | no
Somerton Power Station13 |  | VSOM | 2005-06 | Gen |  | 66
Sunshine Energy Park |  | VKTS | 2005-06 | Gen |  | 66
Toora Wind Farm |  | VMWT | 2005-06 | Gen |  | 66
Valley Power Unit 1 | 500 | VLYP | 2005-06 | Gen |  | no
Valley Power Unit 2 | 500 | VLYP | 2005-06 | Gen |  | no
Valley Power Unit 3 | 500 | VLYP | 2005-06 | Gen |  | no
Valley Power Unit 4 | 500 | VLYP | 2005-06 | Gen |  | no
Valley Power Unit 5 | 500 | VLYP | 2005-06 | Gen |  | no
Valley Power Unit 6 | 500 | VLYP | 2005-06 | Gen |  | no
VICSMLT | 220 | VAPS | 2005-06 | Gen |  | no
West Kiewa PS Unit 1 | 220 | VWKP | 2005-06 | Gen |  | no
West Kiewa PS Unit 2 | 220 | VWKP | 2005-06 | Gen |  | no
Wonthaggi Wind Farm |  | VMWT | 2005-06 | Gen |  | 22
Yallourn W PS 220 Load | 220 | VYP2 | 2005-06 | Gen |  | no
Yallourn W PS 220 Unit 1 | 220 | VYP3 | 2005-06 | Gen |  | no
Yallourn W PS 220 Unit 2 | 220 | VYP2 | 2005-06 | Gen |  | no
Yallourn W PS 220 Unit 3 | 220 | VYP2 | 2005-06 | Gen |  | no
Yallourn W PS 220 Unit 4 | 220 | VYP2 | 2005-06 | Gen |  | no
Yambuk Wind Farm |  | VTGT | 2005-06 | Gen |  | 66

## Vic2006-07
connection | voltage | TNI | year | Generator/load | Connection point ID (generator only) | DNSP gen/multimple DNSP
Altona | 66 | VATS | 2006-07 | load |  | no
Altona | 220 | VAT2 | 2006-07 | load |  | no
Ballarat | 66 | VBAT | 2006-07 | load |  | no
Bendigo22 | 22 | VBE2 | 2006-07 | load |  | no
Bendigo66 | 66 | VBE6 | 2006-07 | load |  | no
BHPWesternPort | 220 | VJLA | 2006-07 | load |  | no
Brooklyn22(AGL) | 22 | VBL2 | 2006-07 | load |  | no
Brooklyn22(POWERCOR) |  | VBL3 | 2006-07 | load |  | 22
Brooklyn66(AGL) | 66 | VBL6 | 2006-07 | load |  | no
Brooklyn66(CITIPOWER) |  | VBL8 | 2006-07 | load |  | 66
Brooklyn66(POWERCOR) | 66 | VBL7 | 2006-07 | load |  | no
Brunswick(AGL) | 22 | VBTS | 2006-07 | load |  | no
Brunswick(CITIPOWER) |  | VBT2 | 2006-07 | load |  | 22
Cranbourne(TXU) | 66 | VCBT | 2006-07 | load |  | no
Cranbourne(UE) |  | VCB5 | 2006-07 | load |  | 66
EastRowville(TXU) | 66 | VER2 | 2006-07 | load |  | no
EastRowville(UE) |  | VERT | 2006-07 | load |  | 66
FishermensBend(CITIPOWER) | 66 | VFBT | 2006-07 | load |  | no
FishermensBend(POWERCOR) |  | VFB2 | 2006-07 | load |  | 66
Fosterville | 220 | VFVT | 2006-07 | load |  | no
Geelong | 66 | VGT6 | 2006-07 | load |  | no
Glenrowan | 66 | VGNT | 2006-07 | load |  | no
Heatherton | 66 | VHTS | 2006-07 | load |  | no
Horsham | 66 | VHOT | 2006-07 | load |  | no
Keilor(AGL) | 66 | VKT2 | 2006-07 | load |  | no
Keilor(POWERCOR) |  | VKTS | 2006-07 | load |  | 66
Kerang22 | 22 | VKG2 | 2006-07 | load |  | no
Kerang66 | 66 | VKG6 | 2006-07 | load |  | no
LoyYangSubstation | 66 | VLY6 | 2006-07 | load |  | no
Malvern22 | 22 | VMT2 | 2006-07 | load |  | no
Malvern66 | 66 | VMT6 | 2006-07 | load |  | no
MorwellTS | 66 | VMWT | 2006-07 | load |  | no
MtBeauty | 66 | VMBT | 2006-07 | load |  | no
Portland | 500 | VAPD | 2006-07 | load |  | no
PtHenry | 220 | VPTH | 2006-07 | load |  | no
RedCliffs22 | 22 | VRC2 | 2006-07 | load |  | no
RedCliffs66 | 66 | VRC6 | 2006-07 | load |  | no
RedCliffs66(AI) | 66 | VRCA | 2006-07 | load |  | no
Richmond22 | 22 | VRT2 | 2006-07 | load |  | no
Richmond66(CITIPOWER) | 66 | VRT7 | 2006-07 | load |  | no
Richmond66(UE) |  | VRT6 | 2006-07 | load |  | 66
Ringwood22(TXU) | 22 | VRW3 | 2006-07 | load |  | no
Ringwood22(UE) |  | VRW2 | 2006-07 | load |  | 22
Ringwood66(TXU) | 66 | VRW7 | 2006-07 | load |  | no
Ringwood66(UE) |  | VRW6 | 2006-07 | load |  | 66
Shepparton | 66 | VSHT | 2006-07 | load |  | no
Springvale(CITIPOWER) | 66 | VSVT | 2006-07 | load |  | no
Springvale(UE) |  | VSV2 | 2006-07 | load |  | 66
Templestowe(AGL) | 66 | VTST | 2006-07 | load |  | no
Templestowe(CITIPOWER) |  | VTS2 | 2006-07 | load |  | 66
Templestowe(TXU) |  | VTS3 | 2006-07 | load |  | 66
Templestowe(UE) |  | VTS4 | 2006-07 | load |  | 66
Terang | 66 | VTGT | 2006-07 | load |  | no
Thomastown(AGL) | 66 | VTTS | 2006-07 | load |  | no
Thomastown(TXU) |  | VTT2 | 2006-07 | load |  | 66
Tyabb | 66 | VTBT | 2006-07 | load |  | no
WestMelbourne22 | 22 | VWM2 | 2006-07 | load |  | no
WestMelbourne66(AGL) | 66 | VWM6 | 2006-07 | load |  | no
WestMelbourne66(CITIPOWER) |  | VWM7 | 2006-07 | load |  | 66
Wodonga22 | 22 | VWO2 | 2006-07 | load |  | no
Wodonga66 | 66 | VWO6 | 2006-07 | load |  | no
Yallourn | 11 | VYP1 | 2006-07 | load |  | no
AngleseaPS | 220 | VAPS | 2006-07 | Gen | VAPS | no
BairnsdaleUnit111 |  | VBDL | 2006-07 | Gen | VMWT2 | 66
BairnsdaleUnit211 |  | VBDL | 2006-07 | Gen | VMWT3 | 66
Banimboola | 220 | VDPS | 2006-07 | Gen | VDPS2 | no
Basslink(LoyYangPowerStationSwitchyard) | 500 | VLYP | 2006-07 | Gen | VLYP13 | no
BrooklynLandfill |  | VBL6 | 2006-07 | Gen | VBL61 | 22
CloverPSUnit110 |  | VMBT | 2006-07 | Gen | VMBT1 | 66
CloverPSUnit210 |  | VMBT | 2006-07 | Gen | VMBT2 | 66
DartmouthPS | 220 | VDPS | 2006-07 | Gen | VDPS | no
EildonPSUnit1 | 220 | VEPS | 2006-07 | Gen | VEPS1 | no
EildonPSUnit2 | 220 | VEPS | 2006-07 | Gen | VEPS2 | no
HazelwoodPSLoad | 220 | VHWP | 2006-07 | Gen | VHWPL | no
HazelwoodPSUnit1 | 220 | VHWP | 2006-07 | Gen | VHWP1 | no
HazelwoodPSUnit2 | 220 | VHWP | 2006-07 | Gen | VHWP2 | no
HazelwoodPSUnit3 | 220 | VHWP | 2006-07 | Gen | VHWP3 | no
HazelwoodPSUnit4 | 220 | VHWP | 2006-07 | Gen | VHWP4 | no
HazelwoodPSUnit5 | 220 | VHWP | 2006-07 | Gen | VHWP5 | no
HazelwoodPSUnit6 | 220 | VHWP | 2006-07 | Gen | VHWP6 | no
HazelwoodPSUnit7 | 220 | VHWP | 2006-07 | Gen | VHWP7 | no
HazelwoodPSUnit8 | 220 | VHWP | 2006-07 | Gen | VHWP8 | no
HRLSite(TramwayRoadPS) |  | VMWT | 2006-07 | Gen | VMWT4 | 66
Hume(VictorianShare) |  | VHUM | 2006-07 | Gen | VHUM | 22
JeeralangAPSUnit1 | 220 | VJLG | 2006-07 | Gen | VJLGA1 | no
JeeralangAPSUnit2 | 220 | VJLG | 2006-07 | Gen | VJLGA2 | no
JeeralangAPSUnit3 | 220 | VJLG | 2006-07 | Gen | VJLGA3 | no
JeeralangAPSUnit4 | 220 | VJLG | 2006-07 | Gen | VJLGA4 | no
JeeralangBPSUnit1 | 220 | VJLG | 2006-07 | Gen | VJLGB1 | no
JeeralangBPSUnit2 | 220 | VJLG | 2006-07 | Gen | VJLGB2 | no
JeeralangBPSUnit3 | 220 | VJLG | 2006-07 | Gen | VJLGB3 | no
Laverton | 220 | VAT2 | 2006-07 | Gen | VAT21 | no
Longford |  | VMWT | 2006-07 | Gen | VMWT6 | 66
LoyYangAPSLoad | 500 | VLYP | 2006-07 | Gen | VLYPL | no
LoyYangAPSUnit1 | 500 | VLYP | 2006-07 | Gen | VLYP1 | no
LoyYangAPSUnit2 | 500 | VLYP | 2006-07 | Gen | VLYP2 | no
LoyYangAPSUnit3 | 500 | VLYP | 2006-07 | Gen | VLYP3 | no
LoyYangAPSUnit4 | 500 | VLYP | 2006-07 | Gen | VLYP4 | no
LoyYangBPSUnit1 | 500 | VLYP | 2006-07 | Gen | VLYP5 | no
LoyYangBPSUnit2 | 500 | VLYP | 2006-07 | Gen | VLYP6 | no
McKayCreekPSUnit1 | 220 | VMKP | 2006-07 | Gen | VMKP1 | no
McKayCreekPSUnit2 | 220 | VMKP | 2006-07 | Gen | VMKP2 | no
MorwellPSG1,2and3 | 11 | VMWG | 2006-07 | Gen | VMWT1 | 11
MorwellPSG4 | 11 | VMWP | 2006-07 | Gen | VMWP4 | 11
MorwellPSG5 | 11 | VMWP | 2006-07 | Gen | VMWP5 | 11
MorwellPSLoad | 11 | VMWT | 2006-07 | Gen | VMWTL | 11
NewportPS | 220 | VNPS | 2006-07 | Gen | VNPS | no
Portland500DU1 | 500 | VAPD | 2006-07 | Gen | VAPD1 | no
Portland500DU2 | 500 | VAPD | 2006-07 | Gen | VAPD2 | no
PtHenryDU1 | 220 | VPTH | 2006-07 | Gen | VPTH1 | no
PtHenryDU2 | 220 | VPTH | 2006-07 | Gen | VPTH2 | no
PtHenryDU3 | 220 | VPTH | 2006-07 | Gen | VPTH3 | no
SomertonPowerStation14 |  | VSOM | 2006-07 | Gen | VTTS1 | 66
SunshineEnergyPark |  | VKTS | 2006-07 | Gen | VKTS1 | 66
Tatura13 |  | VSHT | 2006-07 | Gen | VSHT1 | 22
TooraWindFarm12 |  | VMWT | 2006-07 | Gen | VMWT5 | 66
ValleyPowerUnit1 | 500 | VLYP | 2006-07 | Gen | VLYP7 | no
ValleyPowerUnit2 | 500 | VLYP | 2006-07 | Gen | VLYP8 | no
ValleyPowerUnit3 | 500 | VLYP | 2006-07 | Gen | VLYP9 | no
ValleyPowerUnit4 | 500 | VLYP | 2006-07 | Gen | VLYP10 | no
ValleyPowerUnit5 | 500 | VLYP | 2006-07 | Gen | VLYP11 | no
ValleyPowerUnit6 | 500 | VLYP | 2006-07 | Gen | VLYP12 | no
VICSMLT | 220 | VAPS | 2006-07 | Gen | VAPS1 | no
WestKiewaPSUnit1 | 220 | VWKP | 2006-07 | Gen | VWKP1 | no
WestKiewaPSUnit2 | 220 | VWKP | 2006-07 | Gen | VWKP2 | no
WonthaggiWindFarm15 |  | VMWT | 2006-07 | Gen | VMWT7 | 22
YallournWPS220Load | 220 | VYP2 | 2006-07 | Gen | VYP2L | no
YallournWPS220Unit1 | 220 | VYP3 | 2006-07 | Gen | VYP21 | no
YallournWPS220Unit2 | 220 | VYP2 | 2006-07 | Gen | VYP22 | no
YallournWPS220Unit3 | 220 | VYP2 | 2006-07 | Gen | VYP23 | no
YallournWPS220Unit4 | 220 | VYP2 | 2006-07 | Gen | VYP24 | no
YambukWindFarm |  | VTGT | 2006-07 | Gen | VTGT1 | 66

## Vic2007-08
connection | voltage | TNI | year | Generator/load | Connection point ID (generator only) | DNSP gen/multimple DNSP
Altona | 66 | VATS | 2007-08 | load |  | no
Ballarat | 66 | VBAT | 2007-08 | load |  | no
Bendigo22 | 22 | VBE2 | 2007-08 | load |  | no
Bendigo66 | 66 | VBE6 | 2007-08 | load |  | no
BHPWesternPort | 220 | VJLA | 2007-08 | load |  | no
Brooklyn22(AGL) | 22 | VBL2 | 2007-08 | load |  | no
Brooklyn22(POWERCOR) |  | VBL3 | 2007-08 | load |  | 22
Brooklyn66(AGL) | 66 | VBL6 | 2007-08 | load |  | no
Brooklyn66(CITIPOWER) |  | VBL8 | 2007-08 | load |  | 66
Brooklyn66(POWERCOR) | 66 | VBL7 | 2007-08 | load |  | no
Brunswick(AGL) | 22 | VBTS | 2007-08 | load |  | no
Brunswick(CITIPOWER) |  | VBT2 | 2007-08 | load |  | 22
Cranbourne(Alinta) |  | VCB5 | 2007-08 | load |  | 66
Cranbourne(SPAusNet) | 66 | VCBT | 2007-08 | load |  | no
EastRowville(Alinta) |  | VERT | 2007-08 | load |  | 66
EastRowville(SPAusNet) | 66 | VER2 | 2007-08 | load |  | no
FishermensBend(CITIPOWER) | 66 | VFBT | 2007-08 | load |  | no
FishermensBend(POWERCOR) |  | VFB2 | 2007-08 | load |  | 66
Fosterville | 220 | VFVT | 2007-08 | load |  | no
Geelong | 66 | VGT6 | 2007-08 | load |  | no
Glenrowan | 66 | VGNT | 2007-08 | load |  | no
Heatherton | 66 | VHTS | 2007-08 | load |  | no
Horsham | 66 | VHOT | 2007-08 | load |  | no
Keilor(AGL) | 66 | VKT2 | 2007-08 | load |  | no
Keilor(POWERCOR) |  | VKTS | 2007-08 | load |  | 66
Kerang22 | 22 | VKG2 | 2007-08 | load |  | no
Kerang66 | 66 | VKG6 | 2007-08 | load |  | no
LoyYangPowerStationSwitchyard(Basslink) |  | VTBL | 2007-08 | load |  | 500
LoyYangSubstation | 66 | VLY6 | 2007-08 | load |  | no
Malvern22 | 22 | VMT2 | 2007-08 | load |  | no
Malvern66 | 66 | VMT6 | 2007-08 | load |  | no
MorwellTS | 66 | VMWT | 2007-08 | load |  | no
MtBeauty | 66 | VMBT | 2007-08 | load |  | no
Portland | 500 | VAPD | 2007-08 | load |  | no
PtHenry | 220 | VPTH | 2007-08 | load |  | no
RedCliffs (AI)66 | 66 | VRCA | 2007-08 | load |  | no
RedCliffs22 | 22 | VRC2 | 2007-08 | load |  | no
RedCliffs66 | 66 | VRC6 | 2007-08 | load |  | no
Richmond22 | 22 | VRT2 | 2007-08 | load |  | no
Richmond66(CITIPOWER) | 66 | VRT7 | 2007-08 | load |  | no
Richmond66(UE) |  | VRT6 | 2007-08 | load |  | 66
Ringwood22(TXU) | 22 | VRW3 | 2007-08 | load |  | no
Ringwood22(UE) |  | VRW2 | 2007-08 | load |  | 22
Ringwood66(TXU) | 66 | VRW7 | 2007-08 | load |  | no
Shepparton | 66 | VSHT | 2007-08 | load |  | no
Springvale(CITIPOWER) | 66 | VSVT | 2007-08 | load |  | no
Springvale(UE) |  | VSV2 | 2007-08 | load |  | 66
Templestowe(AGL) | 66 | VTST | 2007-08 | load |  | no
Templestowe(CITIPOWER) |  | VTS2 | 2007-08 | load |  | 66
Templestowe(TXU) |  | VTT2 | 2007-08 | load |  | 66
Templestowe(UE) |  | VTS4 | 2007-08 | load |  | 66
Terang | 66 | VTGT | 2007-08 | load |  | no
Thomastown (AGL) | 66 | VTT2 | 2007-08 | load |  | no
Thomastown (TXU) |  | VTST | 2007-08 | load |  | 66
Tyabb | 66 | VTBT | 2007-08 | load |  | no
West Melbourne 22 | 22 | VWM2 | 2007-08 | load |  | no
West Melbourne 66 (AGL) | 66 | VWM6 | 2007-08 | load |  | no
West Melbourne 66 (CITIPOWER) |  | VWM7 | 2007-08 | load |  | 66
Wodonga 22 | 22 | VWO2 | 2007-08 | load |  | no
Wodonga 66 | 66 | VWO6 | 2007-08 | load |  | no
Yallourn | 11 | VYP1 | 2007-08 | load |  | no
#BrooklynLandfill |  | VBL6 | 2007-08 | gen | VBL61 | 22
#HRLSite(TramwayRoadPS) |  | VMWT | 2007-08 | gen | VMWT4 | 66
#Longford |  | VMWT | 2007-08 | gen | VMWT6 | 66
#SunshineEnergyPark |  | VKTS | 2007-08 | gen | VKTS1 | 66
#Tatura |  | VSHT | 2007-08 | gen | VSHT1 | 22
#TooraWindFarm |  | VMWT | 2007-08 | gen | VMWT5 | 66
#WonthaggiWindFarm |  | VMWT | 2007-08 | gen | VMWT7 | 22
#YambukWindFarm |  | VTGT | 2007-08 | gen | VTGT1 | 66
AngleseaPS | 220 | VAPS | 2007-08 | gen | VAPS | no
BairnsdaleUnit1 |  | VBDL | 2007-08 | gen | VMWT2 | 66
BairnsdaleUnit2 |  | VBDL | 2007-08 | gen | VMWT3 | 66
Banimboola | 220 | VDPS | 2007-08 | gen | VDPS2 | no
Basslink(LoyYangPowerStationSwitchyard)6 | 500 | VTBL | 2007-08 | gen | VLYP13 | no
DartmouthPS | 220 | VDPS | 2007-08 | gen | VDPS | no
EildonPSUnit1 | 220 | VEPS | 2007-08 | gen | VEPS1 | no
EildonPSUnit2 | 220 | VEPS | 2007-08 | gen | VEPS2 | no
HazelwoodPSLoad | 220 | VHWP | 2007-08 | gen | VHWPL | no
HazelwoodPSUnit1 | 220 | VHWP | 2007-08 | gen | VHWP1 | no
HazelwoodPSUnit2 | 220 | VHWP | 2007-08 | gen | VHWP2 | no
HazelwoodPSUnit3 | 220 | VHWP | 2007-08 | gen | VHWP3 | no
HazelwoodPSUnit4 | 220 | VHWP | 2007-08 | gen | VHWP4 | no
HazelwoodPSUnit5 | 220 | VHWP | 2007-08 | gen | VHWP5 | no
HazelwoodPSUnit6 | 220 | VHWP | 2007-08 | gen | VHWP6 | no
HazelwoodPSUnit7 | 220 | VHWP | 2007-08 | gen | VHWP7 | no
HazelwoodPSUnit8 | 220 | VHWP | 2007-08 | gen | VHWP8 | no
Hume(VictorianShare) |  | VHUM | 2007-08 | gen | VHUM | 22
JeeralangAPSUnit1 | 220 | VJLG | 2007-08 | gen | VJLGA1 | no
JeeralangAPSUnit2 | 220 | VJLG | 2007-08 | gen | VJLGA2 | no
JeeralangAPSUnit3 | 220 | VJLG | 2007-08 | gen | VJLGA3 | no
JeeralangAPSUnit4 | 220 | VJLG | 2007-08 | gen | VJLGA4 | no
JeeralangBPSUnit1 | 220 | VJLG | 2007-08 | gen | VJLGB1 | no
JeeralangBPSUnit2 | 220 | VJLG | 2007-08 | gen | VJLGB2 | no
JeeralangBPSUnit3 | 220 | VJLG | 2007-08 | gen | VJLGB3 | no
Laverton | 220 | VAT2 | 2007-08 | gen | VAT21 | no
LoyYangAPSLoad | 500 | VLYP | 2007-08 | gen | VLYPL | no
LoyYangAPSUnit1 | 500 | VLYP | 2007-08 | gen | VLYP1 | no
LoyYangAPSUnit2 | 500 | VLYP | 2007-08 | gen | VLYP2 | no
LoyYangAPSUnit3 | 500 | VLYP | 2007-08 | gen | VLYP3 | no
LoyYangAPSUnit4 | 500 | VLYP | 2007-08 | gen | VLYP4 | no
LoyYangBPSUnit1 | 500 | VLYP | 2007-08 | gen | VLYP5 | no
LoyYangBPSUnit2 | 500 | VLYP | 2007-08 | gen | VLYP6 | no
McKayCreekPSUnit1 | 220 | VMKP | 2007-08 | gen | VMKP1 | no
McKayCreekPSUnit2 | 220 | VMKP | 2007-08 | gen | VMKP2 | no
MorwellPSG1,2and3 | 11 | VMWG | 2007-08 | gen | VMWT1 | 11
MorwellPSG4 | 11 | VMWP | 2007-08 | gen | VMWP4 | 11
MorwellPSG5 | 11 | VMWP | 2007-08 | gen | VMWP5 | 11
MorwellPSLoad | 11 | VMWT | 2007-08 | gen | VMWTL | 11
NewportPS | 220 | VNPS | 2007-08 | gen | VNPS | no
Portland500DU1 | 500 | VAPD | 2007-08 | gen | VAPD1 | no
Portland500DU2 | 500 | VAPD | 2007-08 | gen | VAPD2 | no
PortlandWindFarm | 500 | VAPD | 2007-08 | gen | VAPD3 | no
PtHenryDU1 | 220 | VPTH | 2007-08 | gen | VPTH1 | no
PtHenryDU2 | 220 | VPTH | 2007-08 | gen | VPTH2 | no
PtHenryDU3 | 220 | VPTH | 2007-08 | gen | VPTH3 | no
SomertonPowerStation |  | VSOM | 2007-08 | gen | VTTS1 | 66
ValleyPowerPS | 500 | VLYP | 2007-08 | gen | VLYP7 | no
VICSMLT | 220 | VAPS | 2007-08 | gen | VAPS1 | no
WestKiewaPSUnit1 | 220 | VWKP | 2007-08 | gen | VWKP1 | no
WestKiewaPSUnit2 | 220 | VWKP | 2007-08 | gen | VWKP2 | no
YallournWPS220Load | 220 | VYP2 | 2007-08 | gen | VYP2L | no
YallournWPS220Unit1 | 220 | VYP3 | 2007-08 | gen | VYP21 | no
YallournWPS220Unit2 | 220 | VYP2 | 2007-08 | gen | VYP22 | no
YallournWPS220Unit3 | 220 | VYP2 | 2007-08 | gen | VYP23 | no
YallournWPS220Unit4 | 220 | VYP2 | 2007-08 | gen | VYP24 | no

## Vic2008-09
connection | voltage | TNI | year | Generator/load | Connection point ID (generator only) | DNSP gen/multimple DNSP
(Basslink)SwitchyardStationPowerYangLoy |  | VTBL | 2008-09 | load |  | 500
*Khancoban | 330 | NKHN | 2008-09 | load |  | no
Altona | 66 | VATS | 2008-09 | load |  | no
Ballarat | 66 | VBAT | 2008-09 | load |  | no
Bendigo | 22 | VBE2 | 2008-09 | load |  | no
Bendigo | 66 | VBE6 | 2008-09 | load |  | no
BHPWesternPort | 220 | VJLA | 2008-09 | load |  | no
Brooklyn(AAE) | 22 | VBL2 | 2008-09 | load |  | no
Brooklyn(AAE) | 66 | VBL6 | 2008-09 | load |  | no
Brooklyn(CITIPOWER |  | VBL8 | 2008-09 | load |  | 66
Brooklyn(POWERCOR) |  | VBL3 | 2008-09 | load |  | 22
Brooklyn(POWERCOR) | 66 | VBL7 | 2008-09 | load |  | no
Brunswick(AAE) | 22 | VBTS | 2008-09 | load |  | no
Brunswick(CITIPOWER) |  | VBT2 | 2008-09 | load |  | 22
Cranbourne(TXU) | 66 | VCBT | 2008-09 | load |  | no
Cranbourne(UE) |  | VCB5 | 2008-09 | load |  | 66
EastRowville(TXU) | 66 | VER2 | 2008-09 | load |  | no
EastRowville(UE) |  | VERT | 2008-09 | load |  | 66
FishermensBend(CITIPOWER) | 66 | VFBT | 2008-09 | load |  | no
FishermensBend(POWERCOR) |  | VFB2 | 2008-09 | load |  | 66
Fosterville | 220 | VFVT | 2008-09 | load |  | no
Geelong | 66 | VGT6 | 2008-09 | load |  | no
Glenrowan | 66 | VGNT | 2008-09 | load |  | no
Heatherton | 66 | VHTS | 2008-09 | load |  | no
Horsham | 66 | VHOT | 2008-09 | load |  | no
Keilor(AAE) | 66 | VKT2 | 2008-09 | load |  | no
Keilor(POWERCOR) |  | VKTS | 2008-09 | load |  | 66
Kerang | 22 | VKG2 | 2008-09 | load |  | no
Kerang | 66 | VKG6 | 2008-09 | load |  | no
LoyYangSubstation | 66 | VLY6 | 2008-09 | load |  | no
Malvern | 22 | VMT2 | 2008-09 | load |  | no
Malvern | 66 | VMT6 | 2008-09 | load |  | no
MorwellTS | 66 | VMWT | 2008-09 | load |  | no
MtBeauty | 66 | VMBT | 2008-09 | load |  | no
Portland | 500 | VAPD | 2008-09 | load |  | no
PtHenry | 220 | VPTH | 2008-09 | load |  | no
RedCliffs | 22 | VRC2 | 2008-09 | load |  | no
RedCliffs | 66 | VRC6 | 2008-09 | load |  | no
RedCliffs(AI) | 66 | VRCA | 2008-09 | load |  | no
Richmond | 22 | VRT2 | 2008-09 | load |  | no
Richmond(CITIPOWER) | 66 | VRT7 | 2008-09 | load |  | no
Richmond(UE) |  | VRT6 | 2008-09 | load |  | 66
Ringwood(TXU) | 22 | VRW3 | 2008-09 | load |  | no
Ringwood(TXU) | 66 | VRW7 | 2008-09 | load |  | no
Ringwood(UE) |  | VRW2 | 2008-09 | load |  | 22
Ringwood(UE) |  | VRW6 | 2008-09 | load |  | 66
Shepparton | 66 | VSHT | 2008-09 | load |  | no
Springvale(CITIPOWER) | 66 | VSVT | 2008-09 | load |  | no
Springvale(UE) |  | VSV2 | 2008-09 | load |  | 66
Templestowe(AAE) | 66 | VTST | 2008-09 | load |  | no
Templestowe(CITIPOWER) |  | VTS2 | 2008-09 | load |  | 66
Templestowe(TXU) |  | VTS3 | 2008-09 | load |  | 66
Templestowe(UE) |  | VTS4 | 2008-09 | load |  | 66
Terang | 66 | VTGT | 2008-09 | load |  | no
Thomastown(AAE) | 66 | VTTS | 2008-09 | load |  | no
Thomastown(TXU) |  | VTT2 | 2008-09 | load |  | 66
Tyabb | 66 | VTBT | 2008-09 | load |  | no
WestMelbourne | 22 | VWM2 | 2008-09 | load |  | no
WestMelbourne(AAE) | 66 | VWM6 | 2008-09 | load |  | no
WestMelbourne(CITIPOWER) |  | VWM7 | 2008-09 | load |  | 66
Wodonga | 22 | VWO2 | 2008-09 | load |  | no
Wodonga | 66 | VWO6 | 2008-09 | load |  | no
Yallourn | 11 | VYP1 | 2008-09 | load |  | no
*JindabynepumpatGuthega | 132 | NGJP | 2008-09 | gen | NGJP | no
AngleseaPS | 220 | VAPS | 2008-09 | gen | VAPS | no
BairnsdaleUnit1 |  | VBDL | 2008-09 | gen | VMWT2 | 66
BairnsdaleUnit2 |  | VBDL | 2008-09 | gen | VMWT3 | 66
Banimboola | 220 | VDPS | 2008-09 | gen | VDPS2 | no
Basslink(LoyYangPowerStationSwitchyard) | 500 | VTBL | 2008-09 | gen | VLYP13 | no
BrooklynLandfill |  | VBL6 | 2008-09 | gen | VBL61 | 22
DartmouthPS | 220 | VDPS | 2008-09 | gen | VDPS | no
EildonPSUnit1 | 220 | VEPS | 2008-09 | gen | VEPS1 | no
EildonPSUnit2 | 220 | VEPS | 2008-09 | gen | VEPS2 | no
HazelwoodPSLoad | 220 | VHWP | 2008-09 | gen | VHWPL | no
HazelwoodPSUnit1 | 220 | VHWP | 2008-09 | gen | VHWP1 | no
HazelwoodPSUnit2 | 220 | VHWP | 2008-09 | gen | VHWP2 | no
HazelwoodPSUnit3 | 220 | VHWP | 2008-09 | gen | VHWP3 | no
HazelwoodPSUnit4 | 220 | VHWP | 2008-09 | gen | VHWP4 | no
HazelwoodPSUnit5 | 220 | VHWP | 2008-09 | gen | VHWP5 | no
HazelwoodPSUnit6 | 220 | VHWP | 2008-09 | gen | VHWP6 | no
HazelwoodPSUnit7 | 220 | VHWP | 2008-09 | gen | VHWP7 | no
HazelwoodPSUnit8 | 220 | VHWP | 2008-09 | gen | VHWP8 | no
HRLSite(TramwayRoadPS) |  | VMWT | 2008-09 | gen | VMWT4 | 66
Hume(VictorianShare) |  | VHUM | 2008-09 | gen | VHUM | 66
JeeralangAPSUnit1 | 220 | VJLG | 2008-09 | gen | VJLGA1 | no
JeeralangAPSUnit2 | 220 | VJLG | 2008-09 | gen | VJLGA2 | no
JeeralangAPSUnit3 | 220 | VJLG | 2008-09 | gen | VJLGA3 | no
JeeralangAPSUnit4 | 220 | VJLG | 2008-09 | gen | VJLGA4 | no
JeeralangBPSUnit1 | 220 | VJLG | 2008-09 | gen | VJLGB1 | no
JeeralangBPSUnit2 | 220 | VJLG | 2008-09 | gen | VJLGB2 | no
JeeralangBPSUnit3 | 220 | VJLG | 2008-09 | gen | VJLGB3 | no
Laverton | 220 | VAT2 | 2008-09 | gen | VAT21 | no
Longford |  | VMWT | 2008-09 | gen | VMWT6 | 66
LoyYangAPSLoad | 500 | VLYP | 2008-09 | gen | VLYPL | no
LoyYangAPSUnit1 | 500 | VLYP | 2008-09 | gen | VLYP1 | no
LoyYangAPSUnit2 | 500 | VLYP | 2008-09 | gen | VLYP2 | no
LoyYangAPSUnit3 | 500 | VLYP | 2008-09 | gen | VLYP3 | no
LoyYangAPSUnit4 | 500 | VLYP | 2008-09 | gen | VLYP4 | no
LoyYangBPSUnit1 | 500 | VLYP | 2008-09 | gen | VLYP5 | no
LoyYangBPSUnit2 | 500 | VLYP | 2008-09 | gen | VLYP6 | no
McKayCreekPSUnit1 | 220 | VMKP | 2008-09 | gen | VMKP1 | no
McKayCreekPSUnit2 | 220 | VMKP | 2008-09 | gen | VMKP2 | no
MorwellPSG1,2and3 | 11 | VMWG | 2008-09 | gen | VMWT1 | 11
MorwellPSG4 | 11 | VMWP | 2008-09 | gen | VMWP4 | 11
MorwellPSG5 | 11 | VMWP | 2008-09 | gen | VMWP5 | 11
MorwellPSLoad | 11 | VMWT | 2008-09 | gen | VMWTL | 11
Murray | 330 | NMUR | 2008-09 | gen | NMUR8 | no
NewportPS | 220 | VNPS | 2008-09 | gen | VNPS | no
Portland500DU1 | 500 | VAPD | 2008-09 | gen | VAPD1 | no
Portland500DU2 | 500 | VAPD | 2008-09 | gen | VAPD2 | no
PtHenryDU1 | 220 | VPTH | 2008-09 | gen | VPTH1 | no
PtHenryDU2 | 220 | VPTH | 2008-09 | gen | VPTH2 | no
PtHenryDU3 | 220 | VPTH | 2008-09 | gen | VPTH3 | no
SomertonPowerStation |  | VSOM | 2008-09 | gen | VTTS1 | 66
SunshineEnergyPark |  | VKTS | 2008-09 | gen | VKTS1 | 66
Tatura |  | VSHT | 2008-09 | gen | VSHT1 | 22
TooraWindFarm |  | VMWT | 2008-09 | gen | VMWT5 | 66
ValleyPowerPS | 500 | VLYP | 2008-09 | gen | VLYP7 | no
VICSMLT | 220 | VAPS | 2008-09 | gen | VAPS1 | no
WestKiewaPSUnit1 | 220 | VWKP | 2008-09 | gen | VWKP1 | no
WestKiewaPSUnit2 | 220 | VWKP | 2008-09 | gen | VWKP2 | no
WonthaggiWindFarm |  | VMWT | 2008-09 | gen | VMWT7 | 22
YallournWPS220Load | 220 | VYP2 | 2008-09 | gen | VYP2L | no
YallournWPS220Unit1 | 220 | VYP3 | 2008-09 | gen | VYP21 | no
YallournWPS220Unit2 | 220 | VYP2 | 2008-09 | gen | VYP22 | no
YallournWPS220Unit3 | 220 | VYP2 | 2008-09 | gen | VYP23 | no
YallournWPS220Unit4 | 220 | VYP2 | 2008-09 | gen | VYP24 | no
YambukWindFarm |  | VTGT | 2008-09 | gen | VTGT1 | 66

## Vic2009-10
connection | voltage | TNI | year | Generator/load | Connection point ID (generator only) | DNSP gen/multimple DNSP
Altona | 66 | VATS | 2009-10 | load |  | no
Ballarat | 66 | VBAT | 2009-10 | load |  | no
Bendigo | 22 | VBE2 | 2009-10 | load |  | no
Bendigo | 66 | VBE6 | 2009-10 | load |  | no
BHPWesternPort | 220 | VJLA | 2009-10 | load |  | no
Brooklyn(Jemena) | 22 | VBL2 | 2009-10 | load |  | no
Brooklyn(Jemena) | 66 | VBL6 | 2009-10 | load |  | no
Brooklyn(POWERCOR) |  | VBL3 | 2009-10 | load |  | 22
Brooklyn(POWERCOR) | 66 | VBL7 | 2009-10 | load |  | no
Brunswick(CITIPOWER) | 22 | VBT2 | 2009-10 | load |  | no
Brunswick(Jemena) |  | VBTS | 2009-10 | load |  | 22
Cranbourne(SPIElectricity) | 66 | VCBT | 2009-10 | load |  | no
Cranbourne(UE) |  | VCB5 | 2009-10 | load |  | 66
EastRowville(SPIElectricity) | 66 | VER2 | 2009-10 | load |  | no
EastRowville(UE) |  | VERT | 2009-10 | load |  | 66
FishermensBend(CITIPOWER) | 66 | VFBT | 2009-10 | load |  | no
FishermensBend(POWERCOR) |  | VFB2 | 2009-10 | load |  | 66
Fosterville | 220 | VFVT | 2009-10 | load |  | no
Geelong | 66 | VGT6 | 2009-10 | load |  | no
Glenrowan | 66 | VGNT | 2009-10 | load |  | no
Heatherton | 66 | VHTS | 2009-10 | load |  | no
Horsham | 66 | VHOT | 2009-10 | load |  | no
Keilor(Jemena) | 66 | VKT2 | 2009-10 | load |  | no
Keilor(POWERCOR) |  | VKTS | 2009-10 | load |  | 66
Kerang | 22 | VKG2 | 2009-10 | load |  | no
Kerang | 66 | VKG6 | 2009-10 | load |  | no
Khancoban | 330 | NKHN | 2009-10 | load |  | no
LoyYangPowerStationSwitchyard(Basslink) |  | VTBL | 2009-10 | load |  | 500
LoyYangSubstation | 66 | VLY6 | 2009-10 | load |  | no
Malvern | 22 | VMT2 | 2009-10 | load |  | no
Malvern | 66 | VMT6 | 2009-10 | load |  | no
MorwellTS | 66 | VMWT | 2009-10 | load |  | no
MtBeauty | 66 | VMBT | 2009-10 | load |  | no
Portland | 500 | VAPD | 2009-10 | load |  | no
PtHenry | 220 | VPTH | 2009-10 | load |  | no
RedCliffs | 22 | VRC2 | 2009-10 | load |  | no
RedCliffs | 66 | VRC6 | 2009-10 | load |  | no
RedCliffs(CE) | 66 | VRCA | 2009-10 | load |  | no
Richmond | 22 | VRT2 | 2009-10 | load |  | no
Richmond(CITIPOWER) | 66 | VRT7 | 2009-10 | load |  | no
Richmond(UE) |  | VRT6 | 2009-10 | load |  | 66
Ringwood(SPIElectricity) | 22 | VRW3 | 2009-10 | load |  | no
Ringwood(SPIElectricity) | 66 | VRW7 | 2009-10 | load |  | no
Ringwood(UE) |  | VRW2 | 2009-10 | load |  | 22
Ringwood(UE) |  | VRW6 | 2009-10 | load |  | 66
Shepparton | 66 | VSHT | 2009-10 | load |  | no
SouthMorang | 66 | VSM6 | 2009-10 | load |  | no
SouthMorang |  | VSMT | 2009-10 | load |  | 66
Springvale(CITIPOWER) | 66 | VSVT | 2009-10 | load |  | no
Springvale(UE) |  | VSV2 | 2009-10 | load |  | 66
Templestowe(CITIPOWER) | 66 | VTS2 | 2009-10 | load |  | no
Templestowe(Jemena) |  | VTST | 2009-10 | load |  | 66
Templestowe(SPIElectricity) |  | VTS3 | 2009-10 | load |  | 66
Templestowe(UE) |  | VTS4 | 2009-10 | load |  | 66
Terang | 66 | VTGT | 2009-10 | load |  | no
Thomastown(Jemena) | 66 | VTTS | 2009-10 | load |  | no
Thomastown(SPIElectricity) |  | VTT2 | 2009-10 | load |  | 66
Tyabb | 66 | VTBT | 2009-10 | load |  | no
WestMelbourne | 22 | VWM2 | 2009-10 | load |  | no
WestMelbourne(CITIPOWER) | 66 | VWM7 | 2009-10 | load |  | no
WestMelbourne(Jemena) |  | VWM6 | 2009-10 | load |  | 66
Wodonga | 22 | VWO2 | 2009-10 | load |  | no
Wodonga | 66 | VWO6 | 2009-10 | load |  | no
Yallourn | 11 | VYP1 | 2009-10 | load |  | no
AngleseaPS | 220 | VAPS | 2009-10 | gen | VAPS | no
BairnsdaleUnit1 |  | VBDL | 2009-10 | gen | VMWT2 | 66
BairnsdaleUnit2 |  | VBDL | 2009-10 | gen | VMWT3 | 66
BallaratHealthServices |  | VBAT | 2009-10 | gen | VBAT1H | 66
Banimboola | 220 | VDPS | 2009-10 | gen | VDPS2 | no
Basslink(LoyYangPowerStationSwitchyard) | 500 | VTBL | 2009-10 | gen | VLYP13 | no
BogongPSandMcKayCreekPS | 220 | VT14 | 2009-10 | gen | VMK1 | no
BrooklynLandfill |  | VBL6 | 2009-10 | gen | VBL61 | 22
DartmouthPS | 220 | VDPS | 2009-10 | gen | VDPS | no
EildonPSUnit1 | 220 | VEPS | 2009-10 | gen | VEPS1 | no
EildonPSUnit2 | 220 | VEPS | 2009-10 | gen | VEPS2 | no
HazelwoodPSLoad | 220 | VHWP | 2009-10 | gen | VHWPL | no
HazelwoodPSUnit1 | 220 | VHWP | 2009-10 | gen | VHWP1 | no
HazelwoodPSUnit2 | 220 | VHWP | 2009-10 | gen | VHWP2 | no
HazelwoodPSUnit3 | 220 | VHWP | 2009-10 | gen | VHWP3 | no
HazelwoodPSUnit4 | 220 | VHWP | 2009-10 | gen | VHWP4 | no
HazelwoodPSUnit5 | 220 | VHWP | 2009-10 | gen | VHWP5 | no
HazelwoodPSUnit6 | 220 | VHWP | 2009-10 | gen | VHWP6 | no
HazelwoodPSUnit7 | 220 | VHWP | 2009-10 | gen | VHWP7 | no
HazelwoodPSUnit8 | 220 | VHWP | 2009-10 | gen | VHWP8 | no
Hume(VictorianShare) |  | VHUM | 2009-10 | gen | VHUM | 66
JeeralangAPSUnit1 | 220 | VJLG | 2009-10 | gen | VJLGA1 | no
JeeralangAPSUnit2 | 220 | VJLG | 2009-10 | gen | VJLGA2 | no
JeeralangAPSUnit3 | 220 | VJLG | 2009-10 | gen | VJLGA3 | no
JeeralangAPSUnit4 | 220 | VJLG | 2009-10 | gen | VJLGA4 | no
JeeralangBPSUnit1 | 220 | VJLG | 2009-10 | gen | VJLGB1 | no
JeeralangBPSUnit2 | 220 | VJLG | 2009-10 | gen | VJLGB2 | no
JeeralangBPSUnit3 | 220 | VJLG | 2009-10 | gen | VJLGB3 | no
JindabynepumpatGuthega | 132 | NGJP | 2009-10 | gen | NGJP | no
Laverton | 220 | VAT2 | 2009-10 | gen | VAT21 | no
Longford |  | VMWT | 2009-10 | gen | VMWT6 | 66
LoyYangAPSLoad | 500 | VLYP | 2009-10 | gen | VLYPL | no
LoyYangAPSUnit1 | 500 | VLYP | 2009-10 | gen | VLYP1 | no
LoyYangAPSUnit2 | 500 | VLYP | 2009-10 | gen | VLYP2 | no
LoyYangAPSUnit3 | 500 | VLYP | 2009-10 | gen | VLYP3 | no
LoyYangAPSUnit4 | 500 | VLYP | 2009-10 | gen | VLYP4 | no
LoyYangBPSUnit1 | 500 | VLYP | 2009-10 | gen | VLYP5 | no
LoyYangBPSUnit2 | 500 | VLYP | 2009-10 | gen | VLYP6 | no
MorningtonLandfillSiteGenerator |  | VTBT | 2009-10 | gen | VTBT1 | 66
MorwellPSG1,2and3 | 11 | VMWG | 2009-10 | gen | VMWT1 | 11
MorwellPSG4 | 11 | VMWP | 2009-10 | gen | VMWP4 | 11
MorwellPSG5 | 11 | VMWP | 2009-10 | gen | VMWP5 | 11
MorwellPSLoad | 11 | VMWT | 2009-10 | gen | VMWTL | 11
Murray | 330 | NMUR | 2009-10 | gen | NMUR8 | no
NewportPS | 220 | VNPS | 2009-10 | gen | VNPS | no
Portland500DU1 | 500 | VAPD | 2009-10 | gen | VAPD1 | no
Portland500DU2 | 500 | VAPD | 2009-10 | gen | VAPD2 | no
PtHenryDU1 | 220 | VPTH | 2009-10 | gen | VPTH1 | no
PtHenryDU2 | 220 | VPTH | 2009-10 | gen | VPTH2 | no
PtHenryDU3 | 220 | VPTH | 2009-10 | gen | VPTH3 | no
SheppartonWasteGas |  | VSHT | 2009-10 | gen | VSHT2S | 66
SomertonPowerStation |  | VSOM | 2009-10 | gen | VTTS1 | 66
SunshineEnergyPark |  | VKTS | 2009-10 | gen | VKTS1 | 66
Tatura |  | VSHT | 2009-10 | gen | VSHT1 | 22
TooraWindFarm |  | VMWT | 2009-10 | gen | VMWT5 | 66
ValleyPowerPS | 500 | VLYP | 2009-10 | gen | VLYP7 | no
VICSMLT | 220 | VAPS | 2009-10 | gen | VAPS1 | no
WaubraWindFarm |  | VWBT | 2009-10 | gen | VWBT1A | 66
WestKiewaPSUnit1 | 220 | VWKP | 2009-10 | gen | VWKP1 | no
WestKiewaPSUnit2 | 220 | VWKP | 2009-10 | gen | VWKP2 | no
WonthaggiWindFarm |  | VMWT | 2009-10 | gen | VMWT7 | 22
WyndhamLandfillSiteGenerator |  | VATS | 2009-10 | gen | VATS1 | 66
YallournWPS220Load | 220 | VYP2 | 2009-10 | gen | VYP2L | no
YallournWPS220Unit1 | 220 | VYP3 | 2009-10 | gen | VYP21 | no
YallournWPS220Unit2 | 220 | VYP2 | 2009-10 | gen | VYP22 | no
YallournWPS220Unit3 | 220 | VYP2 | 2009-10 | gen | VYP23 | no
YallournWPS220Unit4 | 220 | VYP2 | 2009-10 | gen | VYP24 | no
YambukWindFarm |  | VTGT | 2009-10 | gen | VTGT1 | 66

## Vic2010-11
connection | voltage | TNI | year | Generator/load | Connection point ID (generator only) | DNSP gen/multimple DNSP
Altona | 66 | VATS | 2010-11 | load |  | no
Ballarat | 66 | VBAT | 2010-11 | load |  | no
Bendigo | 22 | VBE2 | 2010-11 | load |  | no
Bendigo | 66 | VBE6 | 2010-11 | load |  | no
BHPWesternPort | 220 | VJLA | 2010-11 | load |  | no
Brooklyn(Jemena) | 22 | VBL2 | 2010-11 | load |  | no
Brooklyn(Jemena) | 66 | VBL6 | 2010-11 | load |  | no
Brooklyn(POWERCOR) |  | VBL3 | 2010-11 | load |  | 22
Brooklyn(POWERCOR) | 66 | VBL7 | 2010-11 | load |  | no
Brunswick(CITIPOWER) | 22 | VBT2 | 2010-11 | load |  | no
Brunswick(Jemena) |  | VBTS | 2010-11 | load |  | 22
Cranbourne(SPIElectricity) | 66 | VCBT | 2010-11 | load |  | no
Cranbourne(UE) |  | VCB5 | 2010-11 | load |  | 66
EastRowville(SPIElectricity) | 66 | VER2 | 2010-11 | load |  | no
EastRowville(UE) |  | VERT | 2010-11 | load |  | 66
FishermensBend(CITIPOWER) | 66 | VFBT | 2010-11 | load |  | no
FishermensBend(POWERCOR) |  | VFB2 | 2010-11 | load |  | 66
Fosterville | 220 | VFVT | 2010-11 | load |  | no
Geelong | 66 | VGT6 | 2010-11 | load |  | no
Glenrowan | 66 | VGNT | 2010-11 | load |  | no
Heatherton | 66 | VHTS | 2010-11 | load |  | no
Heywood | 22 | VHY2 | 2010-11 | load |  | no
Horsham | 66 | VHOT | 2010-11 | load |  | no
Keilor(Jemena) | 66 | VKT2 | 2010-11 | load |  | no
Keilor(POWERCOR) |  | VKTS | 2010-11 | load |  | 66
Kerang | 22 | VKG2 | 2010-11 | load |  | no
Kerang | 66 | VKG6 | 2010-11 | load |  | no
Khancoban | 330 | NKHN | 2010-11 | load |  | no
LoyYangPowerStationSwitchyard(Basslink) |  | VTBL | 2010-11 | load |  | 500
LoyYangSubstation | 66 | VLY6 | 2010-11 | load |  | no
Malvern | 22 | VMT2 | 2010-11 | load |  | no
Malvern | 66 | VMT6 | 2010-11 | load |  | no
MorwellTS | 66 | VMWT | 2010-11 | load |  | no
MtBeauty | 66 | VMBT | 2010-11 | load |  | no
Portland | 500 | VAPD | 2010-11 | load |  | no
PtHenry | 220 | VPTH | 2010-11 | load |  | no
RedCliffs | 22 | VRC2 | 2010-11 | load |  | no
RedCliffs | 66 | VRC6 | 2010-11 | load |  | no
RedCliffs(CE) | 66 | VRCA | 2010-11 | load |  | no
Richmond | 22 | VRT2 | 2010-11 | load |  | no
Richmond(CITIPOWER) | 66 | VRT7 | 2010-11 | load |  | no
Richmond(UE) |  | VRT6 | 2010-11 | load |  | 66
Ringwood(SPIElectricity) | 22 | VRW3 | 2010-11 | load |  | no
Ringwood(SPIElectricity) | 66 | VRW7 | 2010-11 | load |  | no
Ringwood(UE) |  | VRW2 | 2010-11 | load |  | 22
Ringwood(UE) |  | VRW6 | 2010-11 | load |  | 66
Shepparton | 66 | VSHT | 2010-11 | load |  | no
SouthMorang | 66 | VSM6 | 2010-11 | load |  | no
SouthMorang |  | VSMT | 2010-11 | load |  | 66
Springvale(CITIPOWER) | 66 | VSVT | 2010-11 | load |  | no
Springvale(UE) |  | VSV2 | 2010-11 | load |  | 66
Templestowe(CITIPOWER) | 66 | VTS2 | 2010-11 | load |  | no
Templestowe(Jemena) |  | VTST | 2010-11 | load |  | 66
Templestowe(SPIElectricity) |  | VTS3 | 2010-11 | load |  | 66
Templestowe(UE) |  | VTS4 | 2010-11 | load |  | 66
Terang | 66 | VTGT | 2010-11 | load |  | no
Thomastown(Jemena) | 66 | VTTS | 2010-11 | load |  | no
Thomastown(SPIElectricity) |  | VTT2 | 2010-11 | load |  | 66
Tyabb | 66 | VTBT | 2010-11 | load |  | no
WestMelbourne | 22 | VWM2 | 2010-11 | load |  | no
WestMelbourne(CITIPOWER) | 66 | VWM7 | 2010-11 | load |  | no
WestMelbourne(Jemena) |  | VWM6 | 2010-11 | load |  | 66
Wodonga | 22 | VWO2 | 2010-11 | load |  | no
Wodonga | 66 | VWO6 | 2010-11 | load |  | no
Yallourn | 11 | VYP1 | 2010-11 | load |  | no
AngleseaPS | 220 | VAPS | 2010-11 | gen | VAPS | no
BairnsdaleUnit1 |  | VBDL | 2010-11 | gen | VMWT2 | 66
BairnsdaleUnit2 |  | VBDL | 2010-11 | gen | VMWT3 | 66
BallaratHealthServices |  | VBAT | 2010-11 | gen | VBAT1H | 66
Banimboola | 220 | VDPS | 2010-11 | gen | VDPS2 | no
Basslink(LoyYangPowerStationSwitchyard) | 500 | VTBL | 2010-11 | gen | VLYP13 | no
BogongPSandMcKayCreekPS | 220 | VT14 | 2010-11 | gen | VMKP1 | no
BrooklynLandfill |  | VBL6 | 2010-11 | gen | VBL61 | 22
DartmouthPS | 220 | VDPS | 2010-11 | gen | VDPS | no
EildonPSUnit1 | 220 | VEPS | 2010-11 | gen | VEPS1 | no
EildonPSUnit2 | 220 | VEPS | 2010-11 | gen | VEPS2 | no
HazelwoodPSLoad | 220 | VHWP | 2010-11 | gen | VHWPL | no
HazelwoodPSUnit1 | 220 | VHWP | 2010-11 | gen | VHWP1 | no
HazelwoodPSUnit2 | 220 | VHWP | 2010-11 | gen | VHWP2 | no
HazelwoodPSUnit3 | 220 | VHWP | 2010-11 | gen | VHWP3 | no
HazelwoodPSUnit4 | 220 | VHWP | 2010-11 | gen | VHWP4 | no
HazelwoodPSUnit5 | 220 | VHWP | 2010-11 | gen | VHWP5 | no
HazelwoodPSUnit6 | 220 | VHWP | 2010-11 | gen | VHWP6 | no
HazelwoodPSUnit7 | 220 | VHWP | 2010-11 | gen | VHWP7 | no
HazelwoodPSUnit8 | 220 | VHWP | 2010-11 | gen | VHWP8 | no
Hume(VictorianShare) |  | VHUM | 2010-11 | gen | VHUM | 66
JeeralangAPSUnit1 | 220 | VJLG | 2010-11 | gen | VJLGA1 | no
JeeralangAPSUnit2 | 220 | VJLG | 2010-11 | gen | VJLGA2 | no
JeeralangAPSUnit3 | 220 | VJLG | 2010-11 | gen | VJLGA3 | no
JeeralangAPSUnit4 | 220 | VJLG | 2010-11 | gen | VJLGA4 | no
JeeralangBPSUnit1 | 220 | VJLG | 2010-11 | gen | VJLGB1 | no
JeeralangBPSUnit2 | 220 | VJLG | 2010-11 | gen | VJLGB2 | no
JeeralangBPSUnit3 | 220 | VJLG | 2010-11 | gen | VJLGB3 | no
JindabynepumpatGuthega | 132 | NGJP | 2010-11 | gen | NGJP | no
Laverton | 220 | VAT2 | 2010-11 | gen | VAT21 | no
Longford |  | VMWT | 2010-11 | gen | VMWT6 | 66
LoyYangAPSLoad | 500 | VLYP | 2010-11 | gen | VLYPL | no
LoyYangAPSUnit1 | 500 | VLYP | 2010-11 | gen | VLYP1 | no
LoyYangAPSUnit2 | 500 | VLYP | 2010-11 | gen | VLYP2 | no
LoyYangAPSUnit3 | 500 | VLYP | 2010-11 | gen | VLYP3 | no
LoyYangAPSUnit4 | 500 | VLYP | 2010-11 | gen | VLYP4 | no
LoyYangBPSUnit1 | 500 | VLYP | 2010-11 | gen | VLYP5 | no
LoyYangBPSUnit2 | 500 | VLYP | 2010-11 | gen | VLYP6 | no
MorningtonLandfillSiteGenerator |  | VTBT | 2010-11 | gen | VTBT1 | 66
MorwellPSG1,2and3 | 11 | VMWG | 2010-11 | gen | VMWT1 | 11
MorwellPSG4 | 11 | VMWP | 2010-11 | gen | VMWP4 | 11
MorwellPSG5 | 11 | VMWP | 2010-11 | gen | VMWP5 | 11
MorwellPSLoad | 11 | VMWT | 2010-11 | gen | VMWTL | 11
Murray | 330 | NMUR | 2010-11 | gen | NMUR8 | no
NewportPS | 220 | VNPS | 2010-11 | gen | VNPS | no
PortlandDU1 | 500 | VAPD | 2010-11 | gen | VAPD1 | no
PortlandDU2 | 500 | VAPD | 2010-11 | gen | VAPD2 | no
PtHenryDU1 | 220 | VPTH | 2010-11 | gen | VPTH1 | no
PtHenryDU2 | 220 | VPTH | 2010-11 | gen | VPTH2 | no
PtHenryDU3 | 220 | VPTH | 2010-11 | gen | VPTH3 | no
SheppartonWasteGas |  | VSHT | 2010-11 | gen | VSHT2S | 66
SomertonPowerStation |  | VSOM | 2010-11 | gen | VTTS1 | 66
SunshineEnergyPark |  | VKTS | 2010-11 | gen | VKTS1 | 66
Tatura |  | VSHT | 2010-11 | gen | VSHT1 | 22
TooraWindFarm |  | VMWT | 2010-11 | gen | VMWT5 | 66
ValleyPowerPS | 500 | VLYP | 2010-11 | gen | VLYP7 | no
WaubraWindFarm |  | VWBT | 2010-11 | gen | VWBT1A | 66
WestKiewaPSUnit1 | 220 | VWKP | 2010-11 | gen | VWKP1 | no
WestKiewaPSUnit2 | 220 | VWKP | 2010-11 | gen | VWKP2 | no
WonthaggiWindFarm |  | VMWT | 2010-11 | gen | VMWT7 | 22
WyndhamLandfillSiteGenerator |  | VATS | 2010-11 | gen | VATS1 | 66
YallournWPSLoad | 220 | VYP2 | 2010-11 | gen | VYP2L | no
YallournWPSUnit1 | 220 | VYP3 | 2010-11 | gen | VYP21 | no
YallournWPSUnit2 | 220 | VYP2 | 2010-11 | gen | VYP22 | no
YallournWPSUnit3 | 220 | VYP2 | 2010-11 | gen | VYP23 | no
YallournWPSUnit4 | 220 | VYP2 | 2010-11 | gen | VYP24 | no
YambukWindFarm |  | VTGT | 2010-11 | gen | VTGT1 | 66

## Vic2011-12
connection | voltage | TNI | year | Generator/load | Connection point ID (generator only) | DNSP gen/multimple DNSP
Altona | 66 | VATS | 2011-12 | load |  | no
Ballarat | 66 | VBAT | 2011-12 | load |  | no
Bendigo | 22 | VBE2 | 2011-12 | load |  | no
Bendigo | 66 | VBE6 | 2011-12 | load |  | no
BHPWesternPort | 220 | VJLA | 2011-12 | load |  | no
Brooklyn(Jemena) | 22 | VBL2 | 2011-12 | load |  | no
Brooklyn(Jemena) | 66 | VBL6 | 2011-12 | load |  | no
Brooklyn(POWERCOR) |  | VBL3 | 2011-12 | load |  | 22
Brooklyn(POWERCOR) | 66 | VBL7 | 2011-12 | load |  | no
Brunswick(CITIPOWER) | 22 | VBT2 | 2011-12 | load |  | no
Brunswick(Jemena) |  | VBTS | 2011-12 | load |  | 22
Cranbourne(SPIElectricity) | 66 | VCBT | 2011-12 | load |  | no
Cranbourne(UE) |  | VCB5 | 2011-12 | load |  | 66
EastRowville(SPIElectricity) | 66 | VER2 | 2011-12 | load |  | no
EastRowville(UE) |  | VERT | 2011-12 | load |  | 66
FishermensBend(CITIPOWER) | 66 | VFBT | 2011-12 | load |  | no
FishermensBend(POWERCOR) |  | VFB2 | 2011-12 | load |  | 66
Fosterville | 220 | VFVT | 2011-12 | load |  | no
Geelong | 66 | VGT6 | 2011-12 | load |  | no
Glenrowan | 66 | VGNT | 2011-12 | load |  | no
Heatherton | 66 | VHTS | 2011-12 | load |  | no
Heywood | 22 | VHY2 | 2011-12 | load |  | no
Horsham | 66 | VHOT | 2011-12 | load |  | no
Keilor(Jemena) | 66 | VKT2 | 2011-12 | load |  | no
Keilor(POWERCOR) |  | VKTS | 2011-12 | load |  | 66
Kerang | 22 | VKG2 | 2011-12 | load |  | no
Kerang | 66 | VKG6 | 2011-12 | load |  | no
Khancoban | 330 | NKHN | 2011-12 | load |  | no
LoyYangPowerStationSwitchyard(Basslink) |  | VTBL | 2011-12 | load |  | 500
LoyYangSubstation | 66 | VLY6 | 2011-12 | load |  | no
Malvern | 22 | VMT2 | 2011-12 | load |  | no
Malvern | 66 | VMT6 | 2011-12 | load |  | no
MorwellTS | 66 | VMWT | 2011-12 | load |  | no
MtBeauty | 66 | VMBT | 2011-12 | load |  | no
Portland | 500 | VAPD | 2011-12 | load |  | no
PtHenry | 220 | VPTH | 2011-12 | load |  | no
RedCliffs | 22 | VRC2 | 2011-12 | load |  | no
RedCliffs | 66 | VRC6 | 2011-12 | load |  | no
RedCliffs(CE) | 66 | VRCA | 2011-12 | load |  | no
Richmond | 22 | VRT2 | 2011-12 | load |  | no
Richmond(CITIPOWER) | 66 | VRT7 | 2011-12 | load |  | no
Richmond(UE) |  | VRT6 | 2011-12 | load |  | 66
Ringwood(SPIElectricity) | 22 | VRW3 | 2011-12 | load |  | no
Ringwood(SPIElectricity) | 66 | VRW7 | 2011-12 | load |  | no
Ringwood(UE) |  | VRW2 | 2011-12 | load |  | 22
Ringwood(UE) |  | VRW6 | 2011-12 | load |  | 66
Shepparton | 66 | VSHT | 2011-12 | load |  | no
SouthMorang | 66 | VSM6 | 2011-12 | load |  | no
SouthMorang |  | VSMT | 2011-12 | load |  | 66
Springvale(CITIPOWER) | 66 | VSVT | 2011-12 | load |  | no
Springvale(UE) |  | VSV2 | 2011-12 | load |  | 66
Templestowe(CITIPOWER) | 66 | VTS2 | 2011-12 | load |  | no
Templestowe(Jemena) |  | VTST | 2011-12 | load |  | 66
Templestowe(SPIElectricity) |  | VTS3 | 2011-12 | load |  | 66
Templestowe(UE) |  | VTS4 | 2011-12 | load |  | 66
Terang | 66 | VTGT | 2011-12 | load |  | no
Thomastown(Jemena) | 66 | VTTS | 2011-12 | load |  | no
Thomastown(SPIElectricity) |  | VTT2 | 2011-12 | load |  | 66
Tyabb | 66 | VTBT | 2011-12 | load |  | no
WestMelbourne | 22 | VWM2 | 2011-12 | load |  | no
WestMelbourne(CITIPOWER) | 66 | VWM7 | 2011-12 | load |  | no
WestMelbourne(Jemena) |  | VWM6 | 2011-12 | load |  | 66
Wodonga | 22 | VWO2 | 2011-12 | load |  | no
Wodonga | 66 | VWO6 | 2011-12 | load |  | no
Yallourn | 11 | VYP1 | 2011-12 | load |  | no
AngleseaPS | 220 | VAPS | 2011-12 | gen | VAPS | no
BairnsdaleUnit1 |  | VBDL | 2011-12 | gen | VMWT2 | 66
BairnsdaleUnit2 |  | VBDL | 2011-12 | gen | VMWT3 | 66
BallaratHealthServices |  | VBAT | 2011-12 | gen | VBAT1H | 66
Banimboola | 220 | VDPS | 2011-12 | gen | VDPS2 | no
Basslink(LoyYangPowerStationSwitchyard) | 500 | VTBL | 2011-12 | gen | VLYP13 | no
BrooklynLandfill |  | VBL6 | 2011-12 | gen | VBL61 | 22
CodringtonWindFarm |  | VTGT | 2011-12 | gen | VTGT2C | 66
DartmouthPS | 220 | VDPS | 2011-12 | gen | VDPS | no
EildonPSUnit1 | 220 | VEPS | 2011-12 | gen | VEPS1 | no
EildonPSUnit2 | 220 | VEPS | 2011-12 | gen | VEPS2 | no
HallamMiniHydro |  | VER2 | 2011-12 | gen | VER21H | 66
HazelwoodPSLoad | 220 | VHWP | 2011-12 | gen | VHWPL | no
HazelwoodPSUnit1 | 220 | VHWP | 2011-12 | gen | VHWP1 | no
HazelwoodPSUnit2 | 220 | VHWP | 2011-12 | gen | VHWP2 | no
HazelwoodPSUnit3 | 220 | VHWP | 2011-12 | gen | VHWP3 | no
HazelwoodPSUnit4 | 220 | VHWP | 2011-12 | gen | VHWP4 | no
HazelwoodPSUnit5 | 220 | VHWP | 2011-12 | gen | VHWP5 | no
HazelwoodPSUnit6 | 220 | VHWP | 2011-12 | gen | VHWP6 | no
HazelwoodPSUnit7 | 220 | VHWP | 2011-12 | gen | VHWP7 | no
HazelwoodPSUnit8 | 220 | VHWP | 2011-12 | gen | VHWP8 | no
HepburnCommunityWindFarm |  | VBAT | 2011-12 | gen | VBAT2L | 66
Hume(VictorianShare) |  | VHUM | 2011-12 | gen | VHUM | 66
JeeralangAPSUnit1 | 220 | VJLG | 2011-12 | gen | VJLGA1 | no
JeeralangAPSUnit2 | 220 | VJLG | 2011-12 | gen | VJLGA2 | no
JeeralangAPSUnit3 | 220 | VJLG | 2011-12 | gen | VJLGA3 | no
JeeralangAPSUnit4 | 220 | VJLG | 2011-12 | gen | VJLGA4 | no
JeeralangBPSUnit1 | 220 | VJLG | 2011-12 | gen | VJLGB1 | no
JeeralangBPSUnit2 | 220 | VJLG | 2011-12 | gen | VJLGB2 | no
JeeralangBPSUnit3 | 220 | VJLG | 2011-12 | gen | VJLGB3 | no
JindabynepumpatGuthega | 132 | NGJP | 2011-12 | gen | NGJP | no
Laverton | 220 | VAT2 | 2011-12 | gen | VAT21 | no
Longford |  | VMWT | 2011-12 | gen | VMWT6 | 66
LoyYangAPSLoad | 500 | VLYP | 2011-12 | gen | VLYPL | no
LoyYangAPSUnit1 | 500 | VLYP | 2011-12 | gen | VLYP1 | no
LoyYangAPSUnit2 | 500 | VLYP | 2011-12 | gen | VLYP2 | no
LoyYangAPSUnit3 | 500 | VLYP | 2011-12 | gen | VLYP3 | no
LoyYangAPSUnit4 | 500 | VLYP | 2011-12 | gen | VLYP4 | no
LoyYangBPSUnit1 | 500 | VLYP | 2011-12 | gen | VLYP5 | no
LoyYangBPSUnit2 | 500 | VLYP | 2011-12 | gen | VLYP6 | no
McKayCreek/BogongPS | 220 | VT14 | 2011-12 | gen | VMKP1 | no
MorningtonLandfillSiteGenerator |  | VTBT | 2011-12 | gen | VTBT1 | 66
MortlakeUnit1 | 500 | VM0P | 2011-12 | gen | VM0P1O | no
MortlakeUnit2 | 500 | VM0P | 2011-12 | gen | VM0P2O | no
MorwellPSG1,2and3 | 11 | VMWG | 2011-12 | gen | VMWT1 | 11
MorwellPSG4 | 11 | VMWP | 2011-12 | gen | VMWP4 | 11
MorwellPSG5 | 11 | VMWP | 2011-12 | gen | VMWP5 | 11
MorwellPSLoad | 11 | VMWT | 2011-12 | gen | VMWTL | 11
Murray | 330 | NMUR | 2011-12 | gen | NMUR8 | no
NewportPS | 220 | VNPS | 2011-12 | gen | VNPS | no
Portland500DU1 | 500 | VAPD | 2011-12 | gen | VAPD1 | no
Portland500DU2 | 500 | VAPD | 2011-12 | gen | VAPD2 | no
PtHenryDU1 | 220 | VPTH | 2011-12 | gen | VPTH1 | no
PtHenryDU2 | 220 | VPTH | 2011-12 | gen | VPTH2 | no
PtHenryDU3 | 220 | VPTH | 2011-12 | gen | VPTH3 | no
SheppartonWasteGas |  | VSHT | 2011-12 | gen | VSHT2S | 66
SomertonPowerStation |  | VSOM | 2011-12 | gen | VTTS1 | 66
SunshineEnergyPark |  | VKTS | 2011-12 | gen | VKTS1 | 66
SymexEmbeddedGen |  | VFBT | 2011-12 | gen | VFBT1E | 66
Tatura |  | VSHT | 2011-12 | gen | VSHT1 | 22
TooraWindFarm |  | VMWT | 2011-12 | gen | VMWT5 | 66
ValleyPowerPS | 500 | VLYP | 2011-12 | gen | VLYP7 | no
VICSMLT | 220 | VAPS | 2011-12 | gen | VAPS1 | no
WaubraWindFarm | 220 | VWBT | 2011-12 | gen | VWBT1A | no
WestKiewaPSUnit1 | 220 | VWKP | 2011-12 | gen | VWKP1 | no
WestKiewaPSUnit2 | 220 | VWKP | 2011-12 | gen | VWKP2 | no
WonthaggiWindFarm |  | VMWT | 2011-12 | gen | VMWT7 | 22
WyndhamLandfillSiteGenerator |  | VATS | 2011-12 | gen | VATS1 | 66
YallournWPS220Load | 220 | VYP2 | 2011-12 | gen | VYP2L | no
YallournWPS220Unit1 | 220 | VYP3 | 2011-12 | gen | VYP21 | no
YallournWPS220Unit2 | 220 | VYP2 | 2011-12 | gen | VYP22 | no
YallournWPS220Unit3 | 220 | VYP2 | 2011-12 | gen | VYP23 | no
YallournWPS220Unit4 | 220 | VYP2 | 2011-12 | gen | VYP24 | no
YambukWindFarm |  | VTGT | 2011-12 | gen | VTGT1 | 66

## Vic2012-13
connection | voltage | TNI | year | Generator/load | Connection point ID (generator only) | DNSP gen/multimple DNSP
Altona | 66 | VATS | 2012-13 | load |  | no
Ballarat | 66 | VBAT | 2012-13 | load |  | no
Bendigo | 22 | VBE2 | 2012-13 | load |  | no
Bendigo | 66 | VBE6 | 2012-13 | load |  | no
BHPWesternPort | 220 | VJLA | 2012-13 | load |  | no
Brooklyn(Jemena) | 22 | VBL2 | 2012-13 | load |  | no
Brooklyn(Jemena) | 66 | VBL6 | 2012-13 | load |  | no
Brooklyn(POWERCOR) |  | VBL3 | 2012-13 | load |  | 22
Brooklyn(POWERCOR) | 66 | VBL7 | 2012-13 | load |  | no
Brunswick(CITIPOWER) | 22 | VBT2 | 2012-13 | load |  | no
Brunswick(Jemena) |  | VBTS | 2012-13 | load |  | 22
Cranbourne | 220 | VCB2 | 2012-13 | load |  | no
Cranbourne(SPIElectricity) | 66 | VCBT | 2012-13 | load |  | no
Cranbourne(UE) |  | VCB5 | 2012-13 | load |  | 66
EastRowville(SPIElectricity) | 66 | VER2 | 2012-13 | load |  | no
EastRowville(UE) |  | VERT | 2012-13 | load |  | 66
FishermensBend(CITIPOWER) | 66 | VFBT | 2012-13 | load |  | no
FishermensBend(POWERCOR) |  | VFB2 | 2012-13 | load |  | 66
Fosterville | 220 | VFVT | 2012-13 | load |  | no
Geelong | 66 | VGT6 | 2012-13 | load |  | no
Glenrowan | 66 | VGNT | 2012-13 | load |  | no
Heatherton | 66 | VHTS | 2012-13 | load |  | no
Heywood | 22 | VHY2 | 2012-13 | load |  | no
Horsham | 66 | VHOT | 2012-13 | load |  | no
Keilor(Jemena) | 66 | VKT2 | 2012-13 | load |  | no
Keilor(POWERCOR) |  | VKTS | 2012-13 | load |  | 66
Kerang | 22 | VKG2 | 2012-13 | load |  | no
Kerang | 66 | VKG6 | 2012-13 | load |  | no
Khancoban | 330 | NKHN | 2012-13 | load |  | no
LoyYangSubstation | 66 | VLY6 | 2012-13 | load |  | no
Malvern | 22 | VMT2 | 2012-13 | load |  | no
Malvern | 66 | VMT6 | 2012-13 | load |  | no
MorwellTS | 66 | VMWT | 2012-13 | load |  | no
MtBeauty | 66 | VMBT | 2012-13 | load |  | no
Portland | 500 | VAPD | 2012-13 | load |  | no
PtHenry | 220 | VPTH | 2012-13 | load |  | no
RedCliffs | 22 | VRC2 | 2012-13 | load |  | no
RedCliffs | 66 | VRC6 | 2012-13 | load |  | no
RedCliffs(CE) | 66 | VRCA | 2012-13 | load |  | no
Richmond | 22 | VRT2 | 2012-13 | load |  | no
Richmond(CITIPOWER) | 66 | VRT7 | 2012-13 | load |  | no
Richmond(UE) |  | VRT6 | 2012-13 | load |  | 66
Ringwood(SPIElectricity) | 22 | VRW3 | 2012-13 | load |  | no
Ringwood(SPIElectricity) | 66 | VRW7 | 2012-13 | load |  | no
Ringwood(UE) |  | VRW2 | 2012-13 | load |  | 22
Ringwood(UE) |  | VRW6 | 2012-13 | load |  | 66
Shepparton | 66 | VSHT | 2012-13 | load |  | no
SouthMorang | 66 | VSM6 | 2012-13 | load |  | no
SouthMorang |  | VSMT | 2012-13 | load |  | 66
Springvale(CITIPOWER) | 66 | VSVT | 2012-13 | load |  | no
Springvale(UE) |  | VSV2 | 2012-13 | load |  | 66
Templestowe(CITIPOWER) | 66 | VTS2 | 2012-13 | load |  | no
Templestowe(Jemena) |  | VTST | 2012-13 | load |  | 66
Templestowe(SPIElectricity) |  | VTS3 | 2012-13 | load |  | 66
Templestowe(UE) |  | VTS4 | 2012-13 | load |  | 66
Terang | 66 | VTGT | 2012-13 | load |  | no
Thomastown(Jemena) | 66 | VTTS | 2012-13 | load |  | no
Thomastown(SPIElectricity) |  | VTT2 | 2012-13 | load |  | 66
Tyabb | 66 | VTBT | 2012-13 | load |  | no
WemenTS | 66 | VWET | 2012-13 | load |  | no
WestMelbourne | 22 | VWM2 | 2012-13 | load |  | no
WestMelbourne(CITIPOWER) | 66 | VWM7 | 2012-13 | load |  | no
WestMelbourne(Jemena) |  | VWM6 | 2012-13 | load |  | 66
Wodonga | 22 | VWO2 | 2012-13 | load |  | no
Wodonga | 66 | VWO6 | 2012-13 | load |  | no
Yallourn | 11 | VYP1 | 2012-13 | load |  | no
AngleseaPS | 220 | VAPS | 2012-13 | gen | VAPS | no
BairnsdaleUnit1 |  | VBDL | 2012-13 | gen | VMWT2 | 66
BairnsdaleUnit2 |  | VBDL | 2012-13 | gen | VMWT3 | 66
BallaratHealthServices |  | VBAT | 2012-13 | gen | VBAT1H | 66
Banimboola | 220 | VDPS | 2012-13 | gen | VDPS2 | no
Basslink(LoyYangPowerStationSwitchyard)TasmaniatoVictoria | 500 | VTBL | 2012-13 | gen | VLYP13 | no
Basslink(LoyYangPowerStationSwitchyard)VictoriatoTasmania | 500 | VTBL | 2012-13 | gen | VLYP13 | no
BrooklynLandfill |  | VBL6 | 2012-13 | gen | VBL61 | 66
CodringtonWindFarm |  | VTGT | 2012-13 | gen | VTGT2C | 66
DartmouthPS | 220 | VDPS | 2012-13 | gen | VDPS | no
EildonPSUnit1 | 220 | VEPS | 2012-13 | gen | VEPS1 | no
EildonPSUnit2 | 220 | VEPS | 2012-13 | gen | VEPS2 | no
HallamMiniHydro |  | VER2 | 2012-13 | gen | VER21H | 66
HazelwoodPSLoad | 220 | VHWP | 2012-13 | gen | VHWPL | no
HazelwoodPSUnit1 | 220 | VHWP | 2012-13 | gen | VHWP1 | no
HazelwoodPSUnit2 | 220 | VHWP | 2012-13 | gen | VHWP2 | no
HazelwoodPSUnit3 | 220 | VHWP | 2012-13 | gen | VHWP3 | no
HazelwoodPSUnit4 | 220 | VHWP | 2012-13 | gen | VHWP4 | no
HazelwoodPSUnit5 | 220 | VHWP | 2012-13 | gen | VHWP5 | no
HazelwoodPSUnit6 | 220 | VHWP | 2012-13 | gen | VHWP6 | no
HazelwoodPSUnit7 | 220 | VHWP | 2012-13 | gen | VHWP7 | no
HazelwoodPSUnit8 | 220 | VHWP | 2012-13 | gen | VHWP8 | no
HepburnCommunityWF |  | VBAT | 2012-13 | gen | VBAT2L | 66
Hume(VictorianShare) |  | VHUM | 2012-13 | gen | VHUM | 66
JeeralangAPSUnit1 | 220 | VJLG | 2012-13 | gen | VJLGA1 | no
JeeralangAPSUnit2 | 220 | VJLG | 2012-13 | gen | VJLGA2 | no
JeeralangAPSUnit3 | 220 | VJLG | 2012-13 | gen | VJLGA3 | no
JeeralangAPSUnit4 | 220 | VJLG | 2012-13 | gen | VJLGA4 | no
JeeralangBPSUnit1 | 220 | VJLG | 2012-13 | gen | VJLGB1 | no
JeeralangBPSUnit2 | 220 | VJLG | 2012-13 | gen | VJLGB2 | no
JeeralangBPSUnit3 | 220 | VJLG | 2012-13 | gen | VJLGB3 | no
JindabynepumpatGuthega | 132 | NGJP | 2012-13 | gen | NGJP | no
Laverton | 220 | VAT2 | 2012-13 | gen | VAT21 | no
Longford |  | VMWT | 2012-13 | gen | VMWT6 | 66
LoyYangAPSLoad | 500 | VLYP | 2012-13 | gen | VLYPL | no
LoyYangAPSUnit1 | 500 | VLYP | 2012-13 | gen | VLYP1 | no
LoyYangAPSUnit2 | 500 | VLYP | 2012-13 | gen | VLYP2 | no
LoyYangAPSUnit3 | 500 | VLYP | 2012-13 | gen | VLYP3 | no
LoyYangAPSUnit4 | 500 | VLYP | 2012-13 | gen | VLYP4 | no
LoyYangBPSUnit1 | 500 | VLYP | 2012-13 | gen | VLYP5 | no
LoyYangBPSUnit2 | 500 | VLYP | 2012-13 | gen | VLYP6 | no
MacarthurWindFarm | 500 | VTRT | 2012-13 | gen | VTRT1M | no
McKayCreek/BogongPS | 220 | VT14 | 2012-13 | gen | VMKP1 | no
MorningtonLandfillSiteGenerator |  | VTBT | 2012-13 | gen | VTBT1 | 66
MortlakeUnit1 | 500 | VM0P | 2012-13 | gen | VM0P1O | no
MortlakeUnit2 | 500 | VM0P | 2012-13 | gen | VM0P2O | no
MorwellPSG1,2and3 | 11 | VMWG | 2012-13 | gen | VMWT1 | 11
MorwellPSG4 | 11 | VMWP | 2012-13 | gen | VMWP4 | 11
MorwellPSG5 | 11 | VMWP | 2012-13 | gen | VMWP5 | 11
MorwellPSLoad | 11 | VMWT | 2012-13 | gen | VMWTL | 11
Murray | 330 | NMUR | 2012-13 | gen | NMUR8 | no
NewportPS | 220 | VNPS | 2012-13 | gen | VNPS | no
OaklandsHillWindFarm |  | VTGT | 2012-13 | gen | VTGT3A | 66
Portland500DU1 | 500 | VAPD | 2012-13 | gen | VAPD1 | no
Portland500DU2 | 500 | VAPD | 2012-13 | gen | VAPD2 | no
PtHenryDU1 | 220 | VPTH | 2012-13 | gen | VPTH1 | no
PtHenryDU2 | 220 | VPTH | 2012-13 | gen | VPTH2 | no
PtHenryDU3 | 220 | VPTH | 2012-13 | gen | VPTH3 | no
SheppartonWasteGas |  | VSHT | 2012-13 | gen | VSHT2S | 66
SomertonPowerStation |  | VSOM | 2012-13 | gen | VTTS1 | 66
SunshineEnergyPark |  | VKTS | 2012-13 | gen | VKTS1 | 66
SymexEmbeddedGen |  | VFBT | 2012-13 | gen | VFBT1E | 66
Tatura |  | VSHT | 2012-13 | gen | VSHT1 | 66
TooraWindFarm |  | VMWT | 2012-13 | gen | VMWT5 | 66
ValleyPowerPS | 500 | VLYP | 2012-13 | gen | VLYP7 | no
VICSMLT | 220 | VAPS | 2012-13 | gen | VAPS1 | no
WaubraWindFarm | 220 | VWBT | 2012-13 | gen | VWBT1A | no
WestKiewaPSUnit1 | 220 | VWKP | 2012-13 | gen | VWKP1 | no
WestKiewaPSUnit2 | 220 | VWKP | 2012-13 | gen | VWKP2 | no
WonthaggiWindFarm |  | VMWT | 2012-13 | gen | VMWT7 | 66
WyndhamLandfillSiteGenerator |  | VATS | 2012-13 | gen | VATS1 | 66
YallournWPS220Load | 220 | VYP2 | 2012-13 | gen | VYP2L | no
YallournWPS220Unit1 | 500 | VYP3 | 2012-13 | gen | VYP21 | no
YallournWPS220Unit2 | 220 | VYP2 | 2012-13 | gen | VYP22 | no
YallournWPS220Unit3 | 220 | VYP2 | 2012-13 | gen | VYP23 | no
YallournWPS220Unit4 | 220 | VYP2 | 2012-13 | gen | VYP24 | no
YambukWindFarm |  | VTGT | 2012-13 | gen | VTGT1 | 66

## Vic2013-14
connection | voltage | TNI | year | Generator/load | Connection point ID (generator only) | DNSP gen/multimple DNSP
Altona | 220 | VAT2 | 2013-14 | load |  | no
Altona | 66 | VATS | 2013-14 | load |  | no
Ballarat | 66 | VBAT | 2013-14 | load |  | no
Bendigo | 22 | VBE2 | 2013-14 | load |  | no
Bendigo | 66 | VBE6 | 2013-14 | load |  | no
BHPWesternPort | 220 | VJLA | 2013-14 | load |  | no
Brooklyn(Jemena) | 22 | VBL2 | 2013-14 | load |  | no
Brooklyn(Jemena) | 66 | VBL6 | 2013-14 | load |  | no
Brooklyn(POWERCOR) |  | VBL3 | 2013-14 | load |  | 22
Brooklyn(POWERCOR) | 66 | VBL7 | 2013-14 | load |  | no
Brunswick(CITIPOWER) | 22 | VBT2 | 2013-14 | load |  | no
Brunswick(Jemena) |  | VBTS | 2013-14 | load |  | 22
Cranbourne | 220 | VCB2 | 2013-14 | load |  | no
Cranbourne(SPIElectricity) | 66 | VCBT | 2013-14 | load |  | no
Cranbourne(UE) |  | VCB5 | 2013-14 | load |  | 66
EastRowville(SPIElectricity) | 66 | VER2 | 2013-14 | load |  | no
EastRowville(UE) |  | VERT | 2013-14 | load |  | 66
FishermensBend(CITIPOWER) | 66 | VFBT | 2013-14 | load |  | no
FishermensBend(POWERCOR) |  | VFB2 | 2013-14 | load |  | 66
Fosterville | 220 | VFVT | 2013-14 | load |  | no
Geelong | 66 | VGT6 | 2013-14 | load |  | no
Glenrowan | 66 | VGNT | 2013-14 | load |  | no
Heatherton | 66 | VHTS | 2013-14 | load |  | no
Heywood | 22 | VHY2 | 2013-14 | load |  | no
Horsham | 66 | VHOT | 2013-14 | load |  | no
Keilor(Jemena) | 66 | VKT2 | 2013-14 | load |  | no
Keilor(POWERCOR) |  | VKTS | 2013-14 | load |  | 66
Kerang | 22 | VKG2 | 2013-14 | load |  | no
Kerang | 66 | VKG6 | 2013-14 | load |  | no
Khancoban | 330 | NKHN | 2013-14 | load |  | no
LoyYangSubstation | 66 | VLY6 | 2013-14 | load |  | no
Malvern | 22 | VMT2 | 2013-14 | load |  | no
Malvern | 66 | VMT6 | 2013-14 | load |  | no
MorwellTS | 66 | VMWT | 2013-14 | load |  | no
MtBeauty | 66 | VMBT | 2013-14 | load |  | no
Portland | 500 | VAPD | 2013-14 | load |  | no
PtHenry | 220 | VPTH | 2013-14 | load |  | no
RedCliffs | 22 | VRC2 | 2013-14 | load |  | no
RedCliffs | 66 | VRC6 | 2013-14 | load |  | no
RedCliffs(CE) | 66 | VRCA | 2013-14 | load |  | no
Richmond | 22 | VRT2 | 2013-14 | load |  | no
Richmond(CITIPOWER) | 66 | VRT7 | 2013-14 | load |  | no
Richmond(UE) |  | VRT6 | 2013-14 | load |  | 66
Ringwood(SPIElectricity) | 22 | VRW3 | 2013-14 | load |  | no
Ringwood(SPIElectricity) | 66 | VRW7 | 2013-14 | load |  | no
Ringwood(UE) |  | VRW2 | 2013-14 | load |  | 22
Ringwood(UE) |  | VRW6 | 2013-14 | load |  | 66
Shepparton | 66 | VSHT | 2013-14 | load |  | no
SouthMorang (Jemena) | 66 | VSM6 | 2013-14 | load |  | no
SouthMorang (AusNet) |  | VSMT | 2013-14 | load |  | 66
Springvale(CITIPOWER) | 66 | VSVT | 2013-14 | load |  | no
Springvale(UE) |  | VSV2 | 2013-14 | load |  | 66
Templestowe(CITIPOWER) | 66 | VTS2 | 2013-14 | load |  | no
Templestowe(Jemena) |  | VTST | 2013-14 | load |  | 66
Templestowe(SPIElectricity) |  | VTS3 | 2013-14 | load |  | 66
Templestowe(UE) |  | VTS4 | 2013-14 | load |  | 66
Terang | 66 | VTGT | 2013-14 | load |  | no
Thomastown(Jemena) | 66 | VTTS | 2013-14 | load |  | no
Thomastown(SPIElectricity) |  | VTT2 | 2013-14 | load |  | 66
Tyabb | 66 | VTBT | 2013-14 | load |  | no
WemenTS | 66 | VWET | 2013-14 | load |  | no
WestMelbourne | 22 | VWM2 | 2013-14 | load |  | no
WestMelbourne(CITIPOWER) | 66 | VWM7 | 2013-14 | load |  | no
WestMelbourne(Jemena) |  | VWM6 | 2013-14 | load |  | 66
Wodonga | 22 | VWO2 | 2013-14 | load |  | no
Wodonga | 66 | VWO6 | 2013-14 | load |  | no
Yallourn | 11 | VYP1 | 2013-14 | load |  | no
Banimboola | 220 | VDPS | 2013-14 | gen | VDPS2 | no
Basslink (Loy Yang Power Station Switchyard) Tasmania to Victoria | 500 | VTBL | 2013-14 | gen | VLYP13 | no
Basslink (Loy Yang Power Station Switchyard) Victoria to Tasmania | 500 | VTBL | 2013-14 | gen | VLYP13 | no
Bogong & McKay Creek PS | 220 | VT14 | 2013-14 | gen | VMKP1 | no
Dartmouth PS | 220 | VDPS | 2013-14 | gen | VDPS | NO
Eildon PS 1 | 220 | VEPS | 2013-14 | gen | VEPS1 | no
Eildon PS 2 | 220 | VEPS | 2013-14 | gen | VEPS2 | no
Guthega - Jindabyne Pump | 132 | NGJP | 2013-14 | gen | NGJP | no
Hazelwood PS Load | 220 | VHWP | 2013-14 | gen | VHWPL | no
Hazelwood PS Unit 1 | 220 | VHWP | 2013-14 | gen | VHWP1 | no
Hazelwood PS Unit 2 | 220 | VHWP | 2013-14 | gen | VHWP2 | no
Hazelwood PS Unit 3 | 220 | VHWP | 2013-14 | gen | VHWP3 | no
Hazelwood PS Unit 4 | 220 | VHWP | 2013-14 | gen | VHWP4 | no
Hazelwood PS Unit 5 | 220 | VHWP | 2013-14 | gen | VHWP5 | no
Hazelwood PS Unit 6 | 220 | VHWP | 2013-14 | gen | VHWP6 | no
Hazelwood PS Unit 7 | 220 | VHWP | 2013-14 | gen | VHWP7 | no
Hazelwood PS Unit 8 | 220 | VHWP | 2013-14 | gen | VHWP8 | no
Jeeralang A PS Unit 1 | 220 | VJLG | 2013-14 | gen | VJLGA1 | no
Jeeralang A PS Unit 2 | 220 | VJLG | 2013-14 | gen | VJLGA2 | no
Jeeralang A PS Unit 3 | 220 | VJLG | 2013-14 | gen | VJLGA3 | no
Jeeralang A PS Unit 4 | 220 | VJLG | 2013-14 | gen | VJLGA4 | no
Jeeralang B PS Unit 1 | 220 | VJLG | 2013-14 | gen | VJLGB1 | no
Jeeralang B PS Unit 2 | 220 | VJLG | 2013-14 | gen | VJLGB2 | no
Jeeralang B PS Unit 3 | 220 | VJLG | 2013-14 | gen | VJLGB3 | no
Laverton PS | 220 | VAT2 | 2013-14 | gen | VAT21 | no
Loy Yang A PS Load | 500 | VLYP | 2013-14 | gen | VLYPL | no
Loy Yang A PS Unit 1 | 500 | VLYP | 2013-14 | gen | VLYP1 | no
Loy Yang A PS Unit 2 | 500 | VLYP | 2013-14 | gen | VLYP2 | no
Loy Yang A PS Unit 3 | 500 | VLYP | 2013-14 | gen | VLYP3 | no
Loy Yang A PS Unit 4 | 500 | VLYP | 2013-14 | gen | VLYP4 | no
Loy Yang B PS Unit 1 | 500 | VLYP | 2013-14 | gen | VLYP5 | no
Loy Yang B PS Unit 2 | 500 | VLYP | 2013-14 | gen | VLYP6 | no
Macarthur WF | 500 | VTRT | 2013-14 | gen | VTRT1M | no
Mortlake PS Unit 1 | 500 | VM0P | 2013-14 | gen | VM0P1O | no
Mortlake PS Unit 2 | 500 | VM0P | 2013-14 | gen | VM0P2O | no
Morwell PS G1 G2 And G3 | 66 | VMWG | 2013-14 | gen | VMWT1 | 11
Morwell PS G4 | 11 | VMWP | 2013-14 | gen | VMWP4 | 11
Morwell PS G5 | 11 | VMWP | 2013-14 | gen | VMWP5 | 11
Morwell PS Load | 66 | VMWT | 2013-14 | gen | VMWTL | 11
Murray | 330 | NMUR | 2013-14 | gen | NMUR8 | no
Newport PS | 220 | VNPS | 2013-14 | gen | VNPS | no
Oaklands Hill WF |  | VTGT | 2013-14 | gen | VTGT3A | 66
Portland DU 1 | 500 | VAPD | 2013-14 | gen | VAPD1 | no
Portland DU 2 | 500 | VAPD | 2013-14 | gen | VAPD2 | no
Pt H - Anglesea PS - Vic SMLT | 220 | VAPS | 2013-14 | gen | VAPS1 | no
Pt Henry 1 | 220 | VPTH | 2013-14 | gen | VPTH1 | no
Pt Henry 2 | 220 | VPTH | 2013-14 | gen | VPTH2 | no
Pt Henry 3 | 220 | VPTH | 2013-14 | gen | VPTH3 | no
Valley Power Unit 1 | 500 | VLYP | 2013-14 | gen | VLYP7 | no
Waubra WF | 220 | VWBT | 2013-14 | gen | VWBT1A | no
West Kiewa PS 1 | 220 | VWKP | 2013-14 | gen | VWKP1 | no
West Kiewa PS 2 | 220 | VWKP | 2013-14 | gen | VWKP2 | no
Yallourn W PS 220 Unit 2 | 220 | VYP2 | 2013-14 | gen | VYP22 | no
Yallourn W PS Load | 220 | VYP2 | 2013-14 | gen | VYP2L | no
Yallourn W PS Unit 1 | 220 | VYP3 | 2013-14 | gen | VYP21 | no
Yallourn W PS Unit 3 | 220 | VYP2 | 2013-14 | gen | VYP23 | no
Yallourn W PS Unit 4 | 220 | VYP2 | 2013-14 | gen | VYP24 | no