## Info
Creation Date | Updated for capital expenditure inputs on January 2023
Client | Endeavour Energy
Project | Tariff Structure Statement
Description | LRMC estimation
Author | HoustonKemp
Version | 3

## Control and results
Control and results
Parameter control
General parameters
| Parameter | Value
| Discount rate | 5.987% | Endeavour Energy - 0.04 Post-Tax Revenue Model - January 2023 - Public [Average of 5-year WACC]
| Opex proportion of capex | 2.402%
| Asset life | 39.9732 | ERC Calc in PTRM
Parameters for ZS in areas where demand is steady or falling
| Parameter | Value
| Best estimate of the dollar decrease in repex caused by a 1kW decrease in demand in areas where demand is stable or falling | 0.19594
Results
LRMC estimates in areas where demand is growing
LRMC for growing substations ($/kW pa)
| LV | 81.1916
| HV | 9.7012
| ST | 9.4796
LRMC estimates in areas where demand is stable or falling
|  | LRMC for steady/falling substations – best estimate ($/kW pa) | LRMC for steady/falling substations – hypothetical linear relationship ($/kW pa)
| LV | 14.6883 | 74.9161
| HV | 1.3024 | 6.6414
| ST | 0.98317 | 5.0094

## LRMC calculation ->
LRMC calculation ->

## LRMC by ZS type
LRMC by ZS type
LRMC by ZS area growth type
|  |  | 2023 | 2024 | 2025 | 2026 | 2027 | 2028 | 2029 | 2030 | 2031 | 2032
|  | Discount rate | 1 | 0.94351 | 0.89022 | 0.83993 | 0.79249 | 0.74772 | 0.70548 | 0.66563 | 0.62803 | 0.59256
LRMC estimate for areas where demand is growing
Capex
| Capex flows |  | 2023 | 2024 | 2025 | 2026 | 2027 | 2028 | 2029 | 2030 | 2031 | 2032
| LV |  | 107567430.575 | 100684283.1869 | 100984218.5239 | 109077750.1214 | 78486168.858 | 67135053.7769 | 55884524.1607 | 82313543.0882 | 82313543.0882 | 82313543.0882
| HV |  | 14596917.9056 | 13662873.6803 | 13703574.9546 | 14801868.5148 | 10650585.9387 | 9110237.7674 | 7583539.0602 | 11169961.2471 | 11169961.2471 | 11169961.2471
| ST |  | 18968379.8914 | 15705361.2822 | 14845278.2841 | 19410184.3511 | 12753807.1198 | 10055126.8762 | 7138198.9425 | 12840519.1148 | 12840519.1148 | 12840519.1148
| Annualised Capex |  | 2023 | 2024 | 2025 | 2026 | 2027 | 2028 | 2029 | 2030 | 2031 | 2032
| LV |  | 7138508.5165 | 6681721.4947 | 6701626.1345 | 7238738.0087 | 5208585.7385 | 4455290.5148 | 3708670.4547 | 5462582.1702 | 5462582.1702 | 5462582.1702
| HV |  | 968696.7721 | 906710.6986 | 909411.7615 | 982297.9306 | 706805.9358 | 604583.6509 | 503267.1867 | 741273.2931 | 741273.2931 | 741273.2931
| ST |  | 1258800.5558 | 1042256.5145 | 985178.7376 | 1288120.0709 | 846382.2205 | 667289.4245 | 473713.0344 | 852136.6976 | 852136.6976 | 852136.6976
| Annualised capitalised overheads |  | 2023 | 2024 | 2025 | 2026 | 2027 | 2028 | 2029 | 2030 | 2031 | 2032
| LV |  | 2706518.5223 | 2602960.0452 | 2236066.3042 | 2535018.0143 | 2050589.254 | 1846358.6052 | 1685082.9254 | 2095890.8508 | 2095890.8508 | 2095890.8508
| HV |  | 367275.0057 | 353222.1035 | 303434.5629 | 344002.3588 | 278265.2968 | 250551.1644 | 228666.0283 | 284412.7309 | 284412.7309 | 284412.7309
| ST |  | 477265.946 | 406025.9121 | 328714.9916 | 451101.7777 | 333215.6507 | 276537.6505 | 215237.7127 | 326948.9506 | 326948.9506 | 326948.9506
| Cumulative annualised capex and capitalised overheads | NPV | 2023 | 2024 | 2025 | 2026 | 2027 | 2028 | 2029 | 2030 | 2031 | 2032
| LV | 333999181.7074 | 9845027.0388 | 19129708.5788 | 28067401.0175 | 37841157.0404 | 45100332.033 | 51401981.153 | 56795734.5331 | 64354207.5541 | 71912680.5751 | 79471153.5961
| HV | 45323743.5333 | 1335971.7778 | 2595904.5799 | 3808750.9043 | 5135051.1937 | 6120122.4263 | 6975257.2416 | 7707190.4566 | 8732876.4806 | 9758562.5046 | 10784248.5286
| ST | 53929895.4733 | 1736066.5019 | 3184348.9285 | 4498242.6577 | 6237464.5063 | 7417062.3775 | 8360889.4525 | 9049840.1996 | 10228925.8478 | 11408011.4959 | 12587097.1441
Opex
| Incremental opex |  | 2023 | 2024 | 2025 | 2026 | 2027 | 2028 | 2029 | 2030 | 2031 | 2032
| LV |  | 3562846.9619 | 3360061.8146 | 3234488.8669 | 3537054.4759 | 2627045.0519 | 2280523.0837 | 1951961.9162 | 2735358.9313 | 2735358.9313 | 2735358.9313
| HV |  | 483478.9149 | 455960.9373 | 438920.6678 | 479978.8703 | 356490.4428 | 309467.3551 | 264881.551 | 371188.6539 | 371188.6539 | 371188.6539
| ST |  | 628270.4189 | 524123.3593 | 475489.0223 | 629412.317 | 426888.2833 | 341564.4684 | 249326.4941 | 426702.9133 | 426702.9133 | 426702.9133
| Cumulative opex | NPV | 2023 | 2024 | 2025 | 2026 | 2027 | 2028 | 2029 | 2030 | 2031 | 2032
| LV | 120871985.9399 | 3562846.9619 | 6922908.7764 | 10157397.6433 | 13694452.1192 | 16321497.1711 | 18602020.2548 | 20553982.171 | 23289341.1022 | 26024700.0335 | 28760058.9648
| HV | 16402348.2426 | 483478.9149 | 939439.8522 | 1378360.5199 | 1858339.3903 | 2214829.8331 | 2524297.1882 | 2789178.7391 | 3160367.3931 | 3531556.047 | 3902744.7009
| ST | 19516854.9039 | 628270.4189 | 1152393.7782 | 1627882.8005 | 2257295.1175 | 2684183.4008 | 3025747.8691 | 3275074.3633 | 3701777.2766 | 4128480.19 | 4555183.1033
Demand
| Additional demand served in growing substations | NPV (MW) | 2023 | 2024 | 2025 | 2026 | 2027 | 2028 | 2029 | 2030 | 2031 | 2032
| LV | 5602.4446 | 225.3938 | 424.0146 | 570.8172 | 622.4214 | 727.2083 | 823.5947 | 934.8158 | 1024.1006 | 1118.6069 | 1198.5899
| HV | 6362.6973 | 255.9798 | 481.5535 | 648.2771 | 706.8841 | 825.8906 | 935.3566 | 1061.6705 | 1163.0713 | 1270.402 | 1361.2388
| ST | 7747.9016 | 311.7084 | 586.3911 | 789.4117 | 860.7777 | 1005.6928 | 1138.9904 | 1292.8037 | 1416.2801 | 1546.9775 | 1657.5901
LRMC calculation
| LRMC | LRMC ($/MW pa) | 2023: LRMC ($/kW pa)
| LV | 81191.5507 | 2023: 81.1916
| HV | 9701.246 | 2023: 9.7012
| ST | 9479.5667 | 2023: 9.4796
LRMC estimate for areas where demand is steady or falling - hypothetical linear relationship between repex and demand
Capex
| Capex flows |  | 2023 | 2024 | 2025 | 2026 | 2027 | 2028 | 2029 | 2030 | 2031 | 2032
| LV |  | 46591975.3036 | 44924872.6879 | 76813907.8849 | 62161284.8533 | 68213867.1266 | 70010599.8912 | 65749954.8005 | 68589922.9113 | 68589922.9113 | 68589922.9113
| HV |  | 5434871.0216 | 5688955.2788 | 7440863.9948 | 5461746.9477 | 6300840.0253 | 6536386.4774 | 5891532.2529 | 6326273.9396 | 6326273.9396 | 6326273.9396
| ST |  | 6010486.1395 | 5553377.4173 | 7992310.3477 | 3597281.5654 | 4980786.9567 | 5351928.7447 | 4552424.4859 | 5294946.4201 | 5294946.4201 | 5294946.4201
| Annualised Capex |  | 2023 | 2024 | 2025 | 2026 | 2027 | 2028 | 2029 | 2030 | 2031 | 2032
| LV |  | 3091988.0742 | 2981353.9709 | 5097609.3107 | 4125215.7735 | 4526883.9167 | 4646120.6789 | 4363371.0482 | 4551840.1456 | 4551840.1456 | 4551840.1456
| HV |  | 360674.9075 | 377536.7273 | 493798.8266 | 362458.4774 | 418143.298 | 433774.8916 | 390980.364 | 419831.1715 | 419831.1715 | 419831.1715
| ST |  | 398874.5131 | 368539.3597 | 530394.5179 | 238726.7684 | 330540.4798 | 355170.6006 | 302113.0168 | 351389.0767 | 351389.0767 | 351389.0767
| Annualised capitalised overheads |  | 2023 | 2024 | 2025 | 2026 | 2027 | 2028 | 2029 | 2030 | 2031 | 2032
| LV |  | 1172306.9286 | 1161429.0229 | 1700869.6371 | 1444657.3817 | 1782207.2977 | 1925442.3181 | 1982554.7026 | 1746456.1297 | 1746456.1297 | 1746456.1297
| HV |  | 136747.5174 | 147074.8246 | 164761.0438 | 126933.5578 | 164620.5317 | 179764.7092 | 177647.0419 | 161081.3868 | 161081.3868 | 161081.3868
| ST |  | 151230.6465 | 143569.7715 | 176971.5716 | 83602.5089 | 130131.8227 | 147189.5699 | 137269.0004 | 134821.4321 | 134821.4321 | 134821.4321
| Cumulative annualised capex and capitalised overheads | NPV | 2023 | 2024 | 2025 | 2026 | 2027 | 2028 | 2029 | 2030 | 2031 | 2032
| LV | 216785191.2716 | 4264295.0027 | 8407077.9965 | 15205556.9443 | 20775430.0995 | 27084521.3138 | 33656084.3108 | 40002010.0616 | 46300306.3369 | 52598602.6122 | 58896898.8875
| HV | 21826164.1466 | 497422.4249 | 1022033.9769 | 1680593.8473 | 2169985.8825 | 2752749.7122 | 3366289.313 | 3934916.7189 | 4515829.2771 | 5096741.8354 | 5677654.3937
| ST | 20046741.7137 | 550105.1596 | 1062214.2908 | 1769580.3803 | 2091909.6576 | 2552581.9601 | 3054942.1306 | 3494324.1479 | 3980534.6566 | 4466745.1654 | 4952955.6742
Opex
| Opex flows |  | 2023 | 2024 | 2025 | 2026 | 2027 | 2028 | 2029 | 2030 | 2031 | 2032
| LV |  | 1543218.7677 | 1499244.415 | 2460322.3504 | 2015698.4405 | 2283216.326 | 2378203.0426 | 2296546.4892 | 2279309.7125 | 2279309.7125 | 2279309.7125
| HV |  | 180013.7235 | 189853.2799 | 238328.2468 | 177107.5812 | 210898.1857 | 222035.7236 | 205782.312 | 210228.2234 | 210228.2234 | 210228.2234
| ST |  | 199079.2396 | 185328.7406 | 255990.8788 | 116648.7285 | 166714.1092 | 181800.6594 | 159009.3028 | 175956.2089 | 175956.2089 | 175956.2089
| Cumulative opex | NPV | 2023 | 2024 | 2025 | 2026 | 2027 | 2028 | 2029 | 2030 | 2031 | 2032
| LV | 78453056.2543 | 1543218.7677 | 3042463.1827 | 5502785.5331 | 7518483.9737 | 9801700.2997 | 12179903.3423 | 14476449.8315 | 16755759.544 | 19035069.2565 | 21314378.969
| HV | 7898737.3333 | 180013.7235 | 369867.0034 | 608195.2502 | 785302.8314 | 996201.017 | 1218236.7407 | 1424019.0526 | 1634247.276 | 1844475.4994 | 2054703.7227
| ST | 7254776.7039 | 199079.2396 | 384407.9802 | 640398.8589 | 757047.5875 | 923761.6967 | 1105562.3561 | 1264571.6589 | 1440527.8677 | 1616484.0766 | 1792440.2855
Demand
| Total demand served in steady/falling substations | NPV (MW) | 2023 | 2024 | 2025 | 2026 | 2027 | 2028 | 2029 | 2030 | 2031 | 2032
| LV | 3940.917 | 512.9008 | 497.6251 | 532.7426 | 504.6068 | 502.4901 | 502.6827 | 492.5868 | 494.5318 | 497.8544 | 501.1687
| HV | 4475.7001 | 582.5015 | 565.1529 | 605.0358 | 573.0821 | 570.678 | 570.8968 | 559.4309 | 561.6398 | 565.4133 | 569.1774
| ST | 5450.0918 | 709.3162 | 688.1906 | 736.7564 | 697.8461 | 694.9187 | 695.1851 | 681.223 | 683.9128 | 688.5078 | 693.0913
LRMC calculation
| LRMC | LRMC ($/MW pa) | 2023: LRMC ($/kW pa)
| LV | 74916.1291 | 2023: 74.9161
| HV | 6641.3971 | 2023: 6.6414
| ST | 5009.3686 | 2023: 5.0094

## Best estimate for falling ZS
Best estimate for falling ZS
LRMC calculation with best estimate of relationship between change in demand and change in repex
|  |  | 2023 | 2024 | 2025 | 2026 | 2027 | 2028 | 2029 | 2030 | 2031 | 2032
|  | Discount rate | 1 | 0.94351 | 0.89022 | 0.83993 | 0.79249 | 0.74772 | 0.70548 | 0.66563 | 0.62803 | 0.59256
LRMC estimate for areas where demand is steady or falling - best estimate of relationship between repex and demand
Capex
| Capex |  | 2023 | 2024 | 2025 | 2026 | 2027 | 2028 | 2029 | 2030 | 2031 | 2032
| LV |  | 9166234.7388 | 8802620.8943 | 15050987.7951 | 12179939.355 | 13365887.8952 | 13717941.3664 | 12883106.6467 | 13439572.6117 | 13439572.6117 | 13439572.6117
| HV |  | 1069929.1376 | 1114699.1323 | 1457969.7382 | 1070179.7228 | 1234592.3926 | 1280745.5812 | 1154392.251 | 1239575.9372 | 1239575.9372 | 1239575.9372
| ST |  | 1186838.5997 | 1088133.8814 | 1566020.644 | 704854.6601 | 975939.9796 | 1048661.8431 | 892006.2429 | 1037496.674 | 1037496.674 | 1037496.674
| Annualised Capex |  | 2023 | 2024 | 2025 | 2026 | 2027 | 2028 | 2029 | 2030 | 2031 | 2032
| LV |  | 608299.7837 | 584169.2405 | 998830.2591 | 808298.5747 | 887001.8003 | 910365.1612 | 854962.9384 | 891891.7467 | 891891.7467 | 891891.7467
| HV |  | 71003.818 | 73974.8938 | 96755.3965 | 71020.4476 | 81931.3826 | 84994.2514 | 76609.0523 | 82262.1061 | 82262.1061 | 82262.1061
| ST |  | 78762.2927 | 72211.9413 | 103925.9899 | 46776.3427 | 64766.4058 | 69592.4543 | 59196.3025 | 68851.499 | 68851.499 | 68851.499
| Annualised capitalised overheads |  | 2023 | 2024 | 2025 | 2026 | 2027 | 2028 | 2029 | 2030 | 2031 | 2032
| LV |  | 230632.8595 | 227571.4715 | 333269.9618 | 283067.4967 | 349207.3379 | 377272.9396 | 388463.5928 | 342202.2211 | 342202.2211 | 342202.2211
| HV |  | 26920.6303 | 28817.9765 | 32283.4305 | 24871.4781 | 32255.8985 | 35223.2625 | 34808.3249 | 31562.4351 | 31562.4351 | 31562.4351
| ST |  | 29862.2049 | 28131.1931 | 34675.9726 | 16381.1525 | 25498.1491 | 28840.4598 | 26896.6143 | 26417.0355 | 26417.0355 | 26417.0355
| Cumulative annualised capex and capitalised overheads | NPV | 2023 | 2024 | 2025 | 2026 | 2027 | 2028 | 2029 | 2030 | 2031 | 2032
| LV | 42503494.2055 | 838932.6431 | 1650673.3551 | 2982773.5761 | 4074139.6475 | 5310348.7857 | 6597986.8865 | 7841413.4176 | 9075507.3855 | 10309601.3534 | 11543695.3212
| HV | 4280221.7608 | 97924.4483 | 200717.3185 | 329756.1455 | 425648.0712 | 539835.3523 | 660052.8662 | 771470.2434 | 885294.7846 | 999119.3258 | 1112943.8671
| ST | 3934505.4915 | 108624.4976 | 208967.632 | 347569.5945 | 410727.0897 | 500991.6446 | 599424.5587 | 685517.4754 | 780786.0099 | 876054.5444 | 971323.0789
Opex
| Opex flows |  | 2023 | 2024 | 2025 | 2026 | 2027 | 2028 | 2029 | 2030 | 2031 | 2032
| LV |  | 303603.9014 | 293763.3303 | 482077.8253 | 394957.8073 | 447375.5079 | 465987.2926 | 449987.4324 | 446610.0425 | 446610.0425 | 446610.0425
| HV |  | 35438.1782 | 37200.0264 | 46698.256 | 34702.6224 | 41323.5846 | 43505.884 | 40321.1756 | 41192.3115 | 41192.3115 | 41192.3115
| ST |  | 39310.4518 | 36313.484 | 50159.0883 | 22856.2592 | 32666.116 | 35622.1885 | 31156.4291 | 34477.0215 | 34477.0215 | 34477.0215
| Cumulative opex | NPV | 2023 | 2024 | 2025 | 2026 | 2027 | 2028 | 2029 | 2030 | 2031 | 2032
| LV | 15381719.5831 | 303603.9014 | 597367.2317 | 1079445.0571 | 1474402.8643 | 1921778.3723 | 2387765.6649 | 2837753.0972 | 3284363.1397 | 3730973.1822 | 4177583.2247
| HV | 1548982.551 | 35438.1782 | 72638.2046 | 119336.4606 | 154039.083 | 195362.6676 | 238868.5516 | 279189.7272 | 320382.0387 | 361574.3502 | 402766.6618
| ST | 1423870.2323 | 39310.4518 | 75623.9358 | 125783.0242 | 148639.2834 | 181305.3993 | 216927.5878 | 248084.0169 | 282561.0384 | 317038.0599 | 351515.0814
Demand
| Total demand served | NPV (MW) | 2023 | 2024 | 2025 | 2026 | 2027 | 2028 | 2029 | 2030 | 2031 | 2032
| LV | 3940.917 | 512.9008 | 497.6251 | 532.7426 | 504.6068 | 502.4901 | 502.6827 | 492.5868 | 494.5318 | 497.8544 | 501.1687
| HV | 4475.7001 | 582.5015 | 565.1529 | 605.0358 | 573.0821 | 570.678 | 570.8968 | 559.4309 | 561.6398 | 565.4133 | 569.1774
| ST | 5450.0918 | 709.3162 | 688.1906 | 736.7564 | 697.8461 | 694.9187 | 695.1851 | 681.223 | 683.9128 | 688.5078 | 693.0913
LRMC calculation
| LRMC | LRMC ($/MW pa) | 2023: LRMC ($/kW pa)
| LV | 14688.26 | 2023: 14.6883
| HV | 1302.4117 | 2023: 1.3024
| ST | 983.1717 | 2023: 0.98317

## Capex allocation ->
Capex allocation ->

## Allocation of site-spec costs
Allocation of site-spec costs
Allocation of site specific costs to each ZS growth type
Unallocated capex
| High growth | 2023 | 2024 | 2025 | 2026 | 2027 | 2028 | 2029 | 2030 | 2031 | 2032
| LV | 0 | 0 | 0 | 0 | 0 | 0 | 0 | 0 | 0 | 0
| HV | 5289355.4715 | 571500.1653 | 2006673.295 | 1959259.2218 | 0 | 0 | 0 | 793186.5034 | 793186.5034 | 793186.5034
| ST | 77408149.9567 | 36100415.4145 | 19952870.8649 | 31093165.0949 | 47122007.4098 | 20884964.2503 | 17837000 | 27378001.524 | 27378001.524 | 27378001.524
| Small growth | 2023 | 2024 | 2025 | 2026 | 2027 | 2028 | 2029 | 2030 | 2031 | 2032
| LV | 0 | 0 | 0 | 0 | 0 | 0 | 0 | 0 | 0 | 0
| HV | 0 | 0 | 0 | 0 | 0 | 0 | 0 | 0 | 0 | 0
| ST | 0 | 0 | 0 | 3207476.628 | 0 | 0 | 0 | 641495.3256 | 641495.3256 | 641495.3256
| Steady/falling | 2023 | 2024 | 2025 | 2026 | 2027 | 2028 | 2029 | 2030 | 2031 | 2032
| LV | 0 | 0 | 0 | 0 | 0 | 0 | 0 | 0 | 0 | 0
| HV | 0 | 0 | 0 | 0 | 0 | 0 | 0 | 0 | 0 | 0
| ST | 63570.1384 | 0 | 0 | 0 | 0 | 0 | 0 | 0 | 0 | 0
Capex allocated by coincident demand
| High growth | 2023 | 2024 | 2025 | 2026 | 2027 | 2028 | 2029 | 2030 | 2031 | 2032
| LV | 60630555.5932 | 26607130.6762 | 16194662.7326 | 24208370.1095 | 34073540.2424 | 15101747.7599 | 12897789.6043 | 20495222.0897 | 20495222.0897 | 20495222.0897
| HV | 8227576.3011 | 3610591.9804 | 2197618.379 | 3285079.7795 | 4623784.9785 | 2049309.6387 | 1750232.1568 | 2781204.9865 | 2781204.9865 | 2781204.9865
| ST | 13839373.534 | 6454192.9233 | 3567263.0483 | 5558974.4277 | 8424682.1889 | 3733906.8517 | 3188978.2389 | 4894760.9511 | 4894760.9511 | 4894760.9511
| Small growth | 2023 | 2024 | 2025 | 2026 | 2027 | 2028 | 2029 | 2030 | 2031 | 2032
| LV | 0 | 0 | 0 | 2319300.2584 | 0 | 0 | 0 | 463860.0517 | 463860.0517 | 463860.0517
| HV | 0 | 0 | 0 | 314729.424 | 0 | 0 | 0 | 62945.8848 | 62945.8848 | 62945.8848
| ST | 0 | 0 | 0 | 573446.9456 | 0 | 0 | 0 | 114689.3891 | 114689.3891 | 114689.3891
| Steady/falling | 2023 | 2024 | 2025 | 2026 | 2027 | 2028 | 2029 | 2030 | 2031 | 2032
| LV | 45967.05 | 0 | 0 | 0 | 0 | 0 | 0 | 0 | 0 | 0
| HV | 6237.7362 | 0 | 0 | 0 | 0 | 0 | 0 | 0 | 0 | 0
| ST | 11365.3522 | 0 | 0 | 0 | 0 | 0 | 0 | 0 | 0 | 0
Unallocated replacement expenditure for growing substations
| High growth | 2023 | 2024 | 2025 | 2026 | 2027 | 2028 | 2029 | 2030 | 2031 | 2032
| LV | 0 | 0 | 0 | 0 | 0 | 0 | 0 | 0 | 0 | 0
| HV | 0 | 0 | 0 | 0 | 0 | 0 | 0 | 0 | 0 | 0
| ST | 17059.7413 | 0 | 0 | 0 | 0 | 0 | 0 | 0 | 0 | 0
| Small growth | 2023 | 2024 | 2025 | 2026 | 2027 | 2028 | 2029 | 2030 | 2031 | 2032
| LV | 0 | 0 | 0 | 0 | 0 | 0 | 0 | 0 | 0 | 0
| HV | 0 | 0 | 0 | 0 | 0 | 0 | 0 | 0 | 0 | 0
| ST | 470479.0159 | 0 | 0 | 0 | 0 | 0 | 0 | 0 | 0 | 0
Replacement expenditure for growing substations allocated by coincident demand
| High growth | 2023 | 2024 | 2025 | 2026 | 2027 | 2028 | 2029 | 2030 | 2031 | 2032
| LV | 12335.7601 | 0 | 0 | 0 | 0 | 0 | 0 | 0 | 0 | 0
| HV | 1673.9647 | 0 | 0 | 0 | 0 | 0 | 0 | 0 | 0 | 0
| ST | 3050.0165 | 0 | 0 | 0 | 0 | 0 | 0 | 0 | 0 | 0
| Small growth | 2023 | 2024 | 2025 | 2026 | 2027 | 2028 | 2029 | 2030 | 2031 | 2032
| LV | 340199.5493 | 0 | 0 | 0 | 0 | 0 | 0 | 0 | 0 | 0
| HV | 46165.1344 | 0 | 0 | 0 | 0 | 0 | 0 | 0 | 0 | 0
| ST | 84114.3322 | 0 | 0 | 0 | 0 | 0 | 0 | 0 | 0 | 0
Unallocated disaggregated expenditure for steady/falling substations
| Augex | 2023 | 2024 | 2025 | 2026 | 2027 | 2028 | 2029 | 2030 | 2031 | 2032
| LV | 0 | 0 | 0 | 0 | 0 | 0 | 0 | 0 | 0 | 0
| HV | 0 | 0 | 0 | 0 | 0 | 0 | 0 | 0 | 0 | 0
| ST | 63570.1384 | 0 | 0 | 0 | 0 | 0 | 0 | 0 | 0 | 0
| Repex | 2023 | 2024 | 2025 | 2026 | 2027 | 2028 | 2029 | 2030 | 2031 | 2032
| LV | 0 | 0 | 0 | 0 | 0 | 0 | 0 | 0 | 0 | 0
| HV | 0 | 0 | 0 | 0 | 0 | 0 | 0 | 0 | 0 | 0
| ST | 0 | 0 | 0 | 0 | 0 | 0 | 0 | 0 | 0 | 0
Disaggregated expenditure for steady/falling substations allocated by coincident demand
| Augex | 2023 | 2024 | 2025 | 2026 | 2027 | 2028 | 2029 | 2030 | 2031 | 2032
| LV | 45967.05 | 0 | 0 | 0 | 0 | 0 | 0 | 0 | 0 | 0
| HV | 6237.7362 | 0 | 0 | 0 | 0 | 0 | 0 | 0 | 0 | 0
| ST | 11365.3522 | 0 | 0 | 0 | 0 | 0 | 0 | 0 | 0 | 0
| Repex | 2023 | 2024 | 2025 | 2026 | 2027 | 2028 | 2029 | 2030 | 2031 | 2032
| LV | 0 | 0 | 0 | 0 | 0 | 0 | 0 | 0 | 0 | 0
| HV | 0 | 0 | 0 | 0 | 0 | 0 | 0 | 0 | 0 | 0
| ST | 0 | 0 | 0 | 0 | 0 | 0 | 0 | 0 | 0 | 0
Allocation of site specific costs to each ZS
| Customer connection costs | [13 empty] | Augex | [13 empty] | Repex
| ZS | Major customer | Network level | ZS classification | 2023 | 2024 | 2025 | 2026 | 2027 | 2028 | 2029 | 2030 | 2031 | 2032 | ZS | Major customer | Network level | ZS classification | 2023 | 2024 | 2025 | 2026 | 2027 | 2028 | 2029 | 2030 | 2031 | 2032 | ZS | Major customer | Network level | ZS classification | 2023 | 2024 | 2025 | 2026 | 2027 | 2028 | 2029 | 2030 | 2031 | 2032
| Jasper_Road | No | LV | Small growth | 0 | 0 | 0 | 0 | 0 | 0 | 0 | 0 | 0 | 0 | Jasper_Road | No | LV | Small growth | 0 | 0 | 0 | 0 | 0 | 0 | 0 | 0 | 0 | 0 | Jasper_Road | No | LV | Small growth | 0 | 0 | 0 | 0 | 0 | 0 | 0 | 0 | 0 | 0
| Northmead | No | LV | Small growth | 0 | 0 | 0 | 0 | 0 | 0 | 0 | 0 | 0 | 0 | Northmead | No | LV | Small growth | 0 | 0 | 0 | 0 | 0 | 0 | 0 | 0 | 0 | 0 | Northmead | No | LV | Small growth | 0 | 0 | 0 | 0 | 0 | 0 | 0 | 0 | 0 | 0
| North_Rocks | No | LV | Small growth | 0 | 0 | 0 | 0 | 0 | 0 | 0 | 0 | 0 | 0 | North_Rocks | No | LV | Small growth | 0 | 0 | 0 | 0 | 0 | 0 | 0 | 0 | 0 | 0 | North_Rocks | No | LV | Small growth | 0 | 0 | 0 | 0 | 0 | 0 | 0 | 0 | 0 | 0
| Seven_Hills | No | LV | Small growth | 0 | 0 | 0 | 0 | 0 | 0 | 0 | 0 | 0 | 0 | Seven_Hills | No | LV | Small growth | 0 | 0 | 0 | 0 | 0 | 0 | 0 | 0 | 0 | 0 | Seven_Hills | No | LV | Small growth | 0 | 0 | 0 | 0 | 0 | 0 | 0 | 0 | 0 | 0
| Westmead | No | LV | Steady/falling | 0 | 0 | 0 | 0 | 0 | 0 | 0 | 0 | 0 | 0 | Westmead | No | LV | Steady/falling | 0 | 0 | 0 | 0 | 0 | 0 | 0 | 0 | 0 | 0 | Westmead | No | LV | Steady/falling | 0 | 0 | 0 | 0 | 0 | 0 | 0 | 0 | 0 | 0
| Bulli | No | LV | High growth | 0 | 0 | 0 | 0 | 0 | 0 | 0 | 0 | 0 | 0 | Bulli | No | LV | High growth | 0 | 0 | 0 | 0 | 0 | 0 | 0 | 0 | 0 | 0 | Bulli | No | LV | High growth | 0 | 0 | 0 | 0 | 0 | 0 | 0 | 0 | 0 | 0
| Corrimal | No | LV | Small growth | 0 | 0 | 0 | 0 | 0 | 0 | 0 | 0 | 0 | 0 | Corrimal | No | LV | Small growth | 0 | 0 | 0 | 0 | 0 | 0 | 0 | 0 | 0 | 0 | Corrimal | No | LV | Small growth | 0 | 0 | 0 | 0 | 0 | 0 | 0 | 0 | 0 | 0
| Darkes_Forest | No | LV | Steady/falling | 0 | 0 | 0 | 0 | 0 | 0 | 0 | 0 | 0 | 0 | Darkes_Forest | No | LV | Steady/falling | 0 | 0 | 0 | 0 | 0 | 0 | 0 | 0 | 0 | 0 | Darkes_Forest | No | LV | Steady/falling | 0 | 0 | 0 | 0 | 0 | 0 | 0 | 0 | 0 | 0
| Helensburgh | No | LV | Small growth | 0 | 0 | 0 | 0 | 0 | 0 | 0 | 0 | 0 | 0 | Helensburgh | No | LV | Small growth | 0 | 0 | 0 | 0 | 0 | 0 | 0 | 0 | 0 | 0 | Helensburgh | No | LV | Small growth | 0 | 0 | 0 | 0 | 0 | 0 | 0 | 0 | 0 | 0
| Helenburgh_Colliery | Yes | LV | Steady/falling | 0 | 0 | 0 | 0 | 0 | 0 | 0 | 0 | 0 | 0 | Helenburgh_Colliery | Yes | LV | Steady/falling | 0 | 0 | 0 | 0 | 0 | 0 | 0 | 0 | 0 | 0 | Helenburgh_Colliery | Yes | LV | Steady/falling | 0 | 0 | 0 | 0 | 0 | 0 | 0 | 0 | 0 | 0
| Mt_Ousley | No | LV | Small growth | 0 | 0 | 0 | 0 | 0 | 0 | 0 | 0 | 0 | 0 | Mt_Ousley | No | LV | Small growth | 0 | 0 | 0 | 0 | 0 | 0 | 0 | 0 | 0 | 0 | Mt_Ousley | No | LV | Small growth | 0 | 0 | 0 | 0 | 0 | 0 | 0 | 0 | 0 | 0
| Russell_Vale | No | LV | Small growth | 0 | 0 | 0 | 0 | 0 | 0 | 0 | 0 | 0 | 0 | Russell_Vale | No | LV | Small growth | 0 | 0 | 0 | 0 | 0 | 0 | 0 | 0 | 0 | 0 | Russell_Vale | No | LV | Small growth | 0 | 0 | 0 | 0 | 0 | 0 | 0 | 0 | 0 | 0
| South_Bulli_Colliery | Yes | LV | Steady/falling | 0 | 0 | 0 | 0 | 0 | 0 | 0 | 0 | 0 | 0 | South_Bulli_Colliery | Yes | LV | Steady/falling | 0 | 0 | 0 | 0 | 0 | 0 | 0 | 0 | 0 | 0 | South_Bulli_Colliery | Yes | LV | Steady/falling | 0 | 0 | 0 | 0 | 0 | 0 | 0 | 0 | 0 | 0
| Wombarra | No | LV | Small growth | 0 | 0 | 0 | 0 | 0 | 0 | 0 | 0 | 0 | 0 | Wombarra | No | LV | Small growth | 0 | 0 | 0 | 0 | 0 | 0 | 0 | 0 | 0 | 0 | Wombarra | No | LV | Small growth | 0 | 0 | 0 | 0 | 0 | 0 | 0 | 0 | 0 | 0
| ABC_Tissues | Yes | LV | High growth | 0 | 0 | 0 | 0 | 0 | 0 | 0 | 0 | 0 | 0 | ABC_Tissues | Yes | LV | High growth | 0 | 0 | 0 | 0 | 0 | 0 | 0 | 0 | 0 | 0 | ABC_Tissues | Yes | LV | High growth | 0 | 0 | 0 | 0 | 0 | 0 | 0 | 0 | 0 | 0
| Sydney_Trains_Blacktown | Yes | LV | Steady/falling | 0 | 0 | 0 | 0 | 0 | 0 | 0 | 0 | 0 | 0 | Sydney_Trains_Blacktown | Yes | LV | Steady/falling | 0 | 0 | 0 | 0 | 0 | 0 | 0 | 0 | 0 | 0 | Sydney_Trains_Blacktown | Yes | LV | Steady/falling | 0 | 0 | 0 | 0 | 0 | 0 | 0 | 0 | 0 | 0
| Bossley_Park | No | LV | Small growth | 0 | 0 | 0 | 0 | 0 | 0 | 0 | 0 | 0 | 0 | Bossley_Park | No | LV | Small growth | 0 | 0 | 0 | 0 | 0 | 0 | 0 | 0 | 0 | 0 | Bossley_Park | No | LV | Small growth | 0 | 0 | 0 | 0 | 0 | 0 | 0 | 0 | 0 | 0
| Fujitsu_Data | Yes | LV | Steady/falling | 0 | 0 | 0 | 0 | 0 | 0 | 0 | 0 | 0 | 0 | Fujitsu_Data | Yes | LV | Steady/falling | 0 | 0 | 0 | 0 | 0 | 0 | 0 | 0 | 0 | 0 | Fujitsu_Data | Yes | LV | Steady/falling | 0 | 0 | 0 | 0 | 0 | 0 | 0 | 0 | 0 | 0
| Greystanes | No | LV | Small growth | 0 | 0 | 0 | 0 | 0 | 0 | 0 | 0 | 0 | 0 | Greystanes | No | LV | Small growth | 0 | 0 | 0 | 0 | 0 | 0 | 0 | 0 | 0 | 0 | Greystanes | No | LV | Small growth | 0 | 0 | 0 | 0 | 0 | 0 | 0 | 0 | 0 | 0
| Holroyd | No | LV | Small growth | 0 | 0 | 0 | 0 | 0 | 0 | 0 | 0 | 0 | 0 | Holroyd | No | LV | Small growth | 0 | 0 | 0 | 0 | 0 | 0 | 0 | 0 | 0 | 0 | Holroyd | No | LV | Small growth | 0 | 0 | 0 | 0 | 0 | 0 | 0 | 0 | 0 | 0
| Leabons_Lane | No | LV | Small growth | 0 | 0 | 0 | 0 | 0 | 0 | 0 | 0 | 0 | 0 | Leabons_Lane | No | LV | Small growth | 0 | 0 | 0 | 0 | 0 | 0 | 0 | 0 | 0 | 0 | Leabons_Lane | No | LV | Small growth | 0 | 0 | 0 | 0 | 0 | 0 | 0 | 0 | 0 | 0
| Marayong | No | LV | Small growth | 0 | 0 | 0 | 0 | 0 | 0 | 0 | 0 | 0 | 0 | Marayong | No | LV | Small growth | 0 | 0 | 0 | 0 | 0 | 0 | 0 | 0 | 0 | 0 | Marayong | No | LV | Small growth | 0 | 0 | 0 | 0 | 0 | 0 | 0 | 0 | 0 | 0
| Newton | No | LV | High growth | 0 | 0 | 0 | 0 | 0 | 0 | 0 | 0 | 0 | 0 | Newton | No | LV | High growth | 0 | 0 | 0 | 0 | 0 | 0 | 0 | 0 | 0 | 0 | Newton | No | LV | High growth | 0 | 0 | 0 | 0 | 0 | 0 | 0 | 0 | 0 | 0
| Prospect | No | LV | Small growth | 0 | 0 | 0 | 0 | 0 | 0 | 0 | 0 | 0 | 0 | Prospect | No | LV | Small growth | 0 | 0 | 0 | 0 | 0 | 0 | 0 | 0 | 0 | 0 | Prospect | No | LV | Small growth | 0 | 0 | 0 | 0 | 0 | 0 | 0 | 0 | 0 | 0
| Prospect_East | Yes | LV | Steady/falling | 0 | 0 | 0 | 0 | 0 | 0 | 0 | 0 | 0 | 0 | Prospect_East | Yes | LV | Steady/falling | 0 | 0 | 0 | 0 | 0 | 0 | 0 | 0 | 0 | 0 | Prospect_East | Yes | LV | Steady/falling | 0 | 0 | 0 | 0 | 0 | 0 | 0 | 0 | 0 | 0
| Prospect_South | Yes | LV | Steady/falling | 0 | 0 | 0 | 0 | 0 | 0 | 0 | 0 | 0 | 0 | Prospect_South | Yes | LV | Steady/falling | 0 | 0 | 0 | 0 | 0 | 0 | 0 | 0 | 0 | 0 | Prospect_South | Yes | LV | Steady/falling | 0 | 0 | 0 | 0 | 0 | 0 | 0 | 0 | 0 | 0
| Quarries | No | LV | Small growth | 0 | 0 | 0 | 0 | 0 | 0 | 0 | 0 | 0 | 0 | Quarries | No | LV | Small growth | 0 | 0 | 0 | 0 | 0 | 0 | 0 | 0 | 0 | 0 | Quarries | No | LV | Small growth | 0 | 0 | 0 | 0 | 0 | 0 | 0 | 0 | 0 | 0
| Sydney_Trains_Toongabbie | Yes | LV | Steady/falling | 0 | 0 | 0 | 0 | 0 | 0 | 0 | 0 | 0 | 0 | Sydney_Trains_Toongabbie | Yes | LV | Steady/falling | 0 | 0 | 0 | 0 | 0 | 0 | 0 | 0 | 0 | 0 | Sydney_Trains_Toongabbie | Yes | LV | Steady/falling | 0 | 0 | 0 | 0 | 0 | 0 | 0 | 0 | 0 | 0
| ING_Alcan | Yes | LV | Steady/falling | 0 | 0 | 0 | 0 | 0 | 0 | 0 | 0 | 0 | 0 | ING_Alcan | Yes | LV | Steady/falling | 0 | 0 | 0 | 0 | 0 | 0 | 0 | 0 | 0 | 0 | ING_Alcan | Yes | LV | Steady/falling | 0 | 0 | 0 | 0 | 0 | 0 | 0 | 0 | 0 | 0
| Lennox | No | LV | High growth | 0 | 0 | 0 | 0 | 0 | 0 | 0 | 0 | 0 | 0 | Lennox | No | LV | High growth | 0 | 0 | 0 | 0 | 0 | 0 | 0 | 0 | 0 | 0 | Lennox | No | LV | High growth | 0 | 0 | 0 | 0 | 0 | 0 | 0 | 0 | 0 | 0
| Rosehill | No | LV | Steady/falling | 0 | 0 | 0 | 0 | 0 | 0 | 0 | 0 | 0 | 0 | Rosehill | No | LV | Steady/falling | 0 | 0 | 0 | 0 | 0 | 0 | 0 | 0 | 0 | 0 | Rosehill | No | LV | Steady/falling | 0 | 0 | 0 | 0 | 0 | 0 | 0 | 0 | 0 | 0
| Viva_Energy | Yes | LV | Steady/falling | 0 | 0 | 0 | 0 | 0 | 0 | 0 | 0 | 0 | 0 | Viva_Energy | Yes | LV | Steady/falling | 0 | 0 | 0 | 0 | 0 | 0 | 0 | 0 | 0 | 0 | Viva_Energy | Yes | LV | Steady/falling | 0 | 0 | 0 | 0 | 0 | 0 | 0 | 0 | 0 | 0
| Syd_Metro_West | No | LV | Steady/falling | 0 | 0 | 0 | 0 | 0 | 0 | 0 | 0 | 0 | 0 | Syd_Metro_West | No | LV | Steady/falling | 0 | 0 | 0 | 0 | 0 | 0 | 0 | 0 | 0 | 0 | Syd_Metro_West | No | LV | Steady/falling | 0 | 0 | 0 | 0 | 0 | 0 | 0 | 0 | 0 | 0
| Ausgrid_Auburn | Yes | LV | Steady/falling | 0 | 0 | 0 | 0 | 0 | 0 | 0 | 0 | 0 | 0 | Ausgrid_Auburn | Yes | LV | Steady/falling | 0 | 0 | 0 | 0 | 0 | 0 | 0 | 0 | 0 | 0 | Ausgrid_Auburn | Yes | LV | Steady/falling | 0 | 0 | 0 | 0 | 0 | 0 | 0 | 0 | 0 | 0
| Ausgrid_Lidcombe | Yes | LV | Small growth | 0 | 0 | 0 | 0 | 0 | 0 | 0 | 0 | 0 | 0 | Ausgrid_Lidcombe | Yes | LV | Small growth | 0 | 0 | 0 | 0 | 0 | 0 | 0 | 0 | 0 | 0 | Ausgrid_Lidcombe | Yes | LV | Small growth | 0 | 0 | 0 | 0 | 0 | 0 | 0 | 0 | 0 | 0
| Castle_Hill | No | LV | High growth | 0 | 0 | 0 | 0 | 0 | 0 | 0 | 0 | 0 | 0 | Castle_Hill | No | LV | High growth | 0 | 0 | 0 | 0 | 0 | 0 | 0 | 0 | 0 | 0 | Castle_Hill | No | LV | High growth | 0 | 0 | 0 | 0 | 0 | 0 | 0 | 0 | 0 | 0
| Dundas | No | LV | High growth | 0 | 0 | 0 | 0 | 0 | 0 | 0 | 0 | 0 | 0 | Dundas | No | LV | High growth | 0 | 0 | 0 | 0 | 0 | 0 | 0 | 0 | 0 | 0 | Dundas | No | LV | High growth | 0 | 0 | 0 | 0 | 0 | 0 | 0 | 0 | 0 | 0
| Rydalmere | No | LV | High growth | 0 | 0 | 0 | 0 | 0 | 0 | 0 | 0 | 0 | 0 | Rydalmere | No | LV | High growth | 0 | 0 | 0 | 0 | 0 | 0 | 0 | 0 | 0 | 0 | Rydalmere | No | LV | High growth | 0 | 0 | 0 | 0 | 0 | 0 | 0 | 0 | 0 | 0
| West_Pennant_Hills | No | LV | Small growth | 0 | 0 | 0 | 0 | 0 | 0 | 0 | 0 | 0 | 0 | West_Pennant_Hills | No | LV | Small growth | 0 | 0 | 0 | 0 | 0 | 0 | 0 | 0 | 0 | 0 | West_Pennant_Hills | No | LV | Small growth | 0 | 0 | 0 | 0 | 0 | 0 | 0 | 0 | 0 | 0
| M1_M2_tunnel | Yes | LV | Steady/falling | 0 | 0 | 0 | 0 | 0 | 0 | 0 | 0 | 0 | 0 | M1_M2_tunnel | Yes | LV | Steady/falling | 0 | 0 | 0 | 0 | 0 | 0 | 0 | 0 | 0 | 0 | M1_M2_tunnel | Yes | LV | Steady/falling | 0 | 0 | 0 | 0 | 0 | 0 | 0 | 0 | 0 | 0
| Ausgrid_Carlingford | Yes | LV | Steady/falling | 0 | 0 | 0 | 0 | 0 | 0 | 0 | 0 | 0 | 0 | Ausgrid_Carlingford | Yes | LV | Steady/falling | 0 | 0 | 0 | 0 | 0 | 0 | 0 | 0 | 0 | 0 | Ausgrid_Carlingford | Yes | LV | Steady/falling | 0 | 0 | 0 | 0 | 0 | 0 | 0 | 0 | 0 | 0
| BlueScope_Steel | Yes | LV | Steady/falling | 0 | 0 | 0 | 0 | 0 | 0 | 0 | 0 | 0 | 0 | BlueScope_Steel | Yes | LV | Steady/falling | 0 | 0 | 0 | 0 | 0 | 0 | 0 | 0 | 0 | 0 | BlueScope_Steel | Yes | LV | Steady/falling | 0 | 0 | 0 | 0 | 0 | 0 | 0 | 0 | 0 | 0
| BOC_Gases | Yes | LV | Steady/falling | 0 | 0 | 0 | 0 | 0 | 0 | 0 | 0 | 0 | 0 | BOC_Gases | Yes | LV | Steady/falling | 0 | 0 | 0 | 0 | 0 | 0 | 0 | 0 | 0 | 0 | BOC_Gases | Yes | LV | Steady/falling | 0 | 0 | 0 | 0 | 0 | 0 | 0 | 0 | 0 | 0
| Burrawang | Yes | LV | Steady/falling | 0 | 0 | 0 | 0 | 0 | 0 | 0 | 0 | 0 | 0 | Burrawang | Yes | LV | Steady/falling | 0 | 0 | 0 | 0 | 0 | 0 | 0 | 0 | 0 | 0 | Burrawang | Yes | LV | Steady/falling | 0 | 0 | 0 | 0 | 0 | 0 | 0 | 0 | 0 | 0
| Batemans_Bay | Yes | LV | Steady/falling | 0 | 0 | 0 | 0 | 0 | 0 | 0 | 0 | 0 | 0 | Batemans_Bay | Yes | LV | Steady/falling | 0 | 0 | 0 | 0 | 0 | 0 | 0 | 0 | 0 | 0 | Batemans_Bay | Yes | LV | Steady/falling | 0 | 0 | 0 | 0 | 0 | 0 | 0 | 0 | 0 | 0
| Ulladulla | No | LV | High growth | 0 | 0 | 0 | 0 | 0 | 0 | 0 | 0 | 0 | 0 | Ulladulla | No | LV | High growth | 0 | 0 | 0 | 0 | 0 | 0 | 0 | 0 | 0 | 0 | Ulladulla | No | LV | High growth | 0 | 0 | 0 | 0 | 0 | 0 | 0 | 0 | 0 | 0
| West_Dapto | No | LV | High growth | 0 | 0 | 0 | 0 | 0 | 0 | 0 | 0 | 0 | 0 | West_Dapto | No | LV | High growth | 0 | 0 | 0 | 0 | 0 | 0 | 0 | 0 | 0 | 0 | West_Dapto | No | LV | High growth | 0 | 0 | 0 | 0 | 0 | 0 | 0 | 0 | 0 | 0
| Edmondson_Park | No | LV | High growth | 0 | 0 | 0 | 0 | 0 | 0 | 0 | 0 | 0 | 0 | Edmondson_Park | No | LV | High growth | 0 | 0 | 0 | 0 | 0 | 0 | 0 | 0 | 0 | 0 | Edmondson_Park | No | LV | High growth | 0 | 0 | 0 | 0 | 0 | 0 | 0 | 0 | 0 | 0
| Sydney_Trains_Edmondson_Park | Yes | LV | Steady/falling | 0 | 0 | 0 | 0 | 0 | 0 | 0 | 0 | 0 | 0 | Sydney_Trains_Edmondson_Park | Yes | LV | Steady/falling | 0 | 0 | 0 | 0 | 0 | 0 | 0 | 0 | 0 | 0 | Sydney_Trains_Edmondson_Park | Yes | LV | Steady/falling | 0 | 0 | 0 | 0 | 0 | 0 | 0 | 0 | 0 | 0
| BCSC_Berrima | No | LV | Steady/falling | 0 | 0 | 0 | 0 | 0 | 0 | 0 | 0 | 0 | 0 | BCSC_Berrima | No | LV | Steady/falling | 0 | 0 | 0 | 0 | 0 | 0 | 0 | 0 | 0 | 0 | BCSC_Berrima | No | LV | Steady/falling | 0 | 0 | 0 | 0 | 0 | 0 | 0 | 0 | 0 | 0
| Berrima_junction | No | LV | High growth | 0 | 0 | 0 | 0 | 0 | 0 | 0 | 0 | 0 | 0 | Berrima_junction | No | LV | High growth | 0 | 0 | 0 | 0 | 0 | 0 | 0 | 0 | 0 | 0 | Berrima_junction | No | LV | High growth | 0 | 0 | 0 | 0 | 0 | 0 | 0 | 0 | 0 | 0
| Berrima_Junction_DC | No | LV | Steady/falling | 0 | 0 | 0 | 0 | 0 | 0 | 0 | 0 | 0 | 0 | Berrima_Junction_DC | No | LV | Steady/falling | 0 | 0 | 0 | 0 | 0 | 0 | 0 | 0 | 0 | 0 | Berrima_Junction_DC | No | LV | Steady/falling | 0 | 0 | 0 | 0 | 0 | 0 | 0 | 0 | 0 | 0
| Bowral | No | LV | Small growth | 0 | 0 | 0 | 0 | 0 | 0 | 0 | 0 | 0 | 0 | Bowral | No | LV | Small growth | 0 | 0 | 0 | 0 | 0 | 0 | 0 | 0 | 0 | 0 | Bowral | No | LV | Small growth | 0 | 0 | 0 | 0 | 0 | 0 | 0 | 0 | 0 | 0
| Mittagong | No | LV | Small growth | 0 | 0 | 0 | 0 | 0 | 0 | 0 | 0 | 0 | 0 | Mittagong | No | LV | Small growth | 0 | 0 | 0 | 0 | 0 | 0 | 0 | 0 | 0 | 0 | Mittagong | No | LV | Small growth | 0 | 0 | 0 | 0 | 0 | 0 | 0 | 0 | 0 | 0
| Moss_Vale | No | LV | High growth | 0 | 0 | 0 | 0 | 0 | 0 | 0 | 0 | 0 | 0 | Moss_Vale | No | LV | High growth | 0 | 0 | 0 | 0 | 0 | 0 | 0 | 0 | 0 | 0 | Moss_Vale | No | LV | High growth | 0 | 0 | 0 | 0 | 0 | 0 | 0 | 0 | 0 | 0
| Ringwood | No | LV | Small growth | 0 | 0 | 0 | 0 | 0 | 0 | 0 | 0 | 0 | 0 | Ringwood | No | LV | Small growth | 0 | 0 | 0 | 0 | 0 | 0 | 0 | 0 | 0 | 0 | Ringwood | No | LV | Small growth | 0 | 0 | 0 | 0 | 0 | 0 | 0 | 0 | 0 | 0
| Robertson | No | LV | Small growth | 0 | 0 | 0 | 0 | 0 | 0 | 0 | 0 | 0 | 0 | Robertson | No | LV | Small growth | 0 | 0 | 0 | 0 | 0 | 0 | 0 | 0 | 0 | 0 | Robertson | No | LV | Small growth | 0 | 0 | 0 | 0 | 0 | 0 | 0 | 0 | 0 | 0
| Tyree | Yes | LV | Steady/falling | 0 | 0 | 0 | 0 | 0 | 0 | 0 | 0 | 0 | 0 | Tyree | Yes | LV | Steady/falling | 0 | 0 | 0 | 0 | 0 | 0 | 0 | 0 | 0 | 0 | Tyree | Yes | LV | Steady/falling | 0 | 0 | 0 | 0 | 0 | 0 | 0 | 0 | 0 | 0
| Water_Board_Dams | Yes | LV | Steady/falling | 0 | 0 | 0 | 0 | 0 | 0 | 0 | 0 | 0 | 0 | Water_Board_Dams | Yes | LV | Steady/falling | 0 | 0 | 0 | 0 | 0 | 0 | 0 | 0 | 0 | 0 | Water_Board_Dams | Yes | LV | Steady/falling | 0 | 0 | 0 | 0 | 0 | 0 | 0 | 0 | 0 | 0
| Cabramatta | No | LV | Steady/falling | 0 | 0 | 0 | 0 | 0 | 0 | 0 | 0 | 0 | 0 | Cabramatta | No | LV | Steady/falling | 0 | 0 | 0 | 0 | 0 | 0 | 0 | 0 | 0 | 0 | Cabramatta | No | LV | Steady/falling | 0 | 0 | 0 | 0 | 0 | 0 | 0 | 0 | 0 | 0
| Carramar | No | LV | Small growth | 0 | 0 | 0 | 0 | 0 | 0 | 0 | 0 | 0 | 0 | Carramar | No | LV | Small growth | 0 | 0 | 0 | 0 | 0 | 0 | 0 | 0 | 0 | 0 | Carramar | No | LV | Small growth | 0 | 0 | 0 | 0 | 0 | 0 | 0 | 0 | 0 | 0
| Fairfield | No | LV | Small growth | 0 | 0 | 0 | 0 | 0 | 0 | 0 | 0 | 0 | 0 | Fairfield | No | LV | Small growth | 0 | 0 | 0 | 0 | 0 | 0 | 0 | 0 | 0 | 0 | Fairfield | No | LV | Small growth | 0 | 0 | 0 | 0 | 0 | 0 | 0 | 0 | 0 | 0
| Sherwood | No | LV | Small growth | 0 | 0 | 0 | 0 | 0 | 0 | 0 | 0 | 0 | 0 | Sherwood | No | LV | Small growth | 0 | 0 | 0 | 0 | 0 | 0 | 0 | 0 | 0 | 0 | Sherwood | No | LV | Small growth | 0 | 0 | 0 | 0 | 0 | 0 | 0 | 0 | 0 | 0
| Smithfield | No | LV | Small growth | 0 | 0 | 0 | 0 | 0 | 0 | 0 | 0 | 0 | 0 | Smithfield | No | LV | Small growth | 0 | 0 | 0 | 0 | 0 | 0 | 0 | 0 | 0 | 0 | Smithfield | No | LV | Small growth | 0 | 0 | 0 | 0 | 0 | 0 | 0 | 0 | 0 | 0
| South_Granville | No | LV | Small growth | 0 | 0 | 0 | 0 | 0 | 0 | 0 | 0 | 0 | 0 | South_Granville | No | LV | Small growth | 0 | 0 | 0 | 0 | 0 | 0 | 0 | 0 | 0 | 0 | South_Granville | No | LV | Small growth | 0 | 0 | 0 | 0 | 0 | 0 | 0 | 0 | 0 | 0
| Visy_Paper_SPC | Yes | LV | Steady/falling | 0 | 0 | 0 | 0 | 0 | 0 | 0 | 0 | 0 | 0 | Visy_Paper_SPC | Yes | LV | Steady/falling | 0 | 0 | 0 | 0 | 0 | 0 | 0 | 0 | 0 | 0 | Visy_Paper_SPC | Yes | LV | Steady/falling | 0 | 0 | 0 | 0 | 0 | 0 | 0 | 0 | 0 | 0
| Woodpark | No | LV | Small growth | 0 | 0 | 0 | 0 | 0 | 0 | 0 | 0 | 0 | 0 | Woodpark | No | LV | Small growth | 0 | 0 | 0 | 0 | 0 | 0 | 0 | 0 | 0 | 0 | Woodpark | No | LV | Small growth | 0 | 0 | 0 | 0 | 0 | 0 | 0 | 0 | 0 | 0
| Yennora | No | LV | Small growth | 0 | 0 | 0 | 0 | 0 | 0 | 0 | 0 | 0 | 0 | Yennora | No | LV | Small growth | 0 | 0 | 0 | 0 | 0 | 0 | 0 | 0 | 0 | 0 | Yennora | No | LV | Small growth | 0 | 0 | 0 | 0 | 0 | 0 | 0 | 0 | 0 | 0
| Ausgrid_Guildford | Yes | LV | Steady/falling | 0 | 0 | 0 | 0 | 0 | 0 | 0 | 0 | 0 | 0 | Ausgrid_Guildford | Yes | LV | Steady/falling | 0 | 0 | 0 | 0 | 0 | 0 | 0 | 0 | 0 | 0 | Ausgrid_Guildford | Yes | LV | Steady/falling | 0 | 0 | 0 | 0 | 0 | 0 | 0 | 0 | 0 | 0
| Cattai | No | LV | Small growth | 0 | 0 | 0 | 0 | 0 | 0 | 0 | 0 | 0 | 0 | Cattai | No | LV | Small growth | 0 | 0 | 0 | 0 | 0 | 0 | 0 | 0 | 0 | 0 | Cattai | No | LV | Small growth | 0 | 0 | 0 | 0 | 0 | 0 | 0 | 0 | 0 | 0
| Glossodia | No | LV | Small growth | 0 | 0 | 0 | 0 | 0 | 0 | 0 | 0 | 0 | 0 | Glossodia | No | LV | Small growth | 0 | 0 | 0 | 0 | 0 | 0 | 0 | 0 | 0 | 0 | Glossodia | No | LV | Small growth | 0 | 0 | 0 | 0 | 0 | 0 | 0 | 0 | 0 | 0
| Glenorie | No | LV | Small growth | 0 | 0 | 0 | 0 | 0 | 0 | 0 | 0 | 0 | 0 | Glenorie | No | LV | Small growth | 0 | 0 | 0 | 0 | 0 | 0 | 0 | 0 | 0 | 0 | Glenorie | No | LV | Small growth | 0 | 0 | 0 | 0 | 0 | 0 | 0 | 0 | 0 | 0
| East_Richmond | No | LV | Steady/falling | 0 | 0 | 0 | 0 | 0 | 0 | 0 | 0 | 0 | 0 | East_Richmond | No | LV | Steady/falling | 0 | 0 | 0 | 0 | 0 | 0 | 0 | 0 | 0 | 0 | East_Richmond | No | LV | Steady/falling | 0 | 0 | 0 | 0 | 0 | 0 | 0 | 0 | 0 | 0
| Sydney_Trains_Hawkesbury | Yes | LV | Steady/falling | 0 | 0 | 0 | 0 | 0 | 0 | 0 | 0 | 0 | 0 | Sydney_Trains_Hawkesbury | Yes | LV | Steady/falling | 0 | 0 | 0 | 0 | 0 | 0 | 0 | 0 | 0 | 0 | Sydney_Trains_Hawkesbury | Yes | LV | Steady/falling | 0 | 0 | 0 | 0 | 0 | 0 | 0 | 0 | 0 | 0
| Kurrajong | No | LV | Small growth | 0 | 0 | 0 | 0 | 0 | 0 | 0 | 0 | 0 | 0 | Kurrajong | No | LV | Small growth | 0 | 0 | 0 | 0 | 0 | 0 | 0 | 0 | 0 | 0 | Kurrajong | No | LV | Small growth | 0 | 0 | 0 | 0 | 0 | 0 | 0 | 0 | 0 | 0
| North_Richmond | No | LV | High growth | 0 | 0 | 0 | 0 | 0 | 0 | 0 | 0 | 0 | 0 | North_Richmond | No | LV | High growth | 0 | 0 | 0 | 0 | 0 | 0 | 0 | 0 | 0 | 0 | North_Richmond | No | LV | High growth | 0 | 0 | 0 | 0 | 0 | 0 | 0 | 0 | 0 | 0
| Riverstone | No | LV | High growth | 0 | 0 | 0 | 0 | 0 | 0 | 0 | 0 | 0 | 0 | Riverstone | No | LV | High growth | 0 | 0 | 0 | 0 | 0 | 0 | 0 | 0 | 0 | 0 | Riverstone | No | LV | High growth | 0 | 0 | 0 | 0 | 0 | 0 | 0 | 0 | 0 | 0
| South_Windsor | No | LV | Steady/falling | 0 | 0 | 0 | 0 | 0 | 0 | 0 | 0 | 0 | 0 | South_Windsor | No | LV | Steady/falling | 0 | 0 | 0 | 0 | 0 | 0 | 0 | 0 | 0 | 0 | South_Windsor | No | LV | Steady/falling | 0 | 0 | 0 | 0 | 0 | 0 | 0 | 0 | 0 | 0
| Windsor_ | No | LV | Steady/falling | 0 | 0 | 0 | 0 | 0 | 0 | 0 | 0 | 0 | 0 | Windsor_ | No | LV | Steady/falling | 0 | 0 | 0 | 0 | 0 | 0 | 0 | 0 | 0 | 0 | Windsor_ | No | LV | Steady/falling | 0 | 0 | 0 | 0 | 0 | 0 | 0 | 0 | 0 | 0
| Wisemans | No | LV | High growth | 0 | 0 | 0 | 0 | 0 | 0 | 0 | 0 | 0 | 0 | Wisemans | No | LV | High growth | 0 | 0 | 0 | 0 | 0 | 0 | 0 | 0 | 0 | 0 | Wisemans | No | LV | High growth | 0 | 0 | 0 | 0 | 0 | 0 | 0 | 0 | 0 | 0
| Granville_132kV | No | LV | High growth | 0 | 0 | 0 | 0 | 0 | 0 | 0 | 0 | 0 | 0 | Granville_132kV | No | LV | High growth | 0 | 0 | 0 | 0 | 0 | 0 | 0 | 0 | 0 | 0 | Granville_132kV | No | LV | High growth | 0 | 0 | 0 | 0 | 0 | 0 | 0 | 0 | 0 | 0
| North_Parramatta | No | LV | High growth | 0 | 0 | 0 | 0 | 0 | 0 | 0 | 0 | 0 | 0 | North_Parramatta | No | LV | High growth | 0 | 0 | 0 | 0 | 0 | 0 | 0 | 0 | 0 | 0 | North_Parramatta | No | LV | High growth | 0 | 0 | 0 | 0 | 0 | 0 | 0 | 0 | 0 | 0
| West_Parramatta | No | LV | High growth | 0 | 0 | 0 | 0 | 0 | 0 | 0 | 0 | 0 | 0 | West_Parramatta | No | LV | High growth | 0 | 0 | 0 | 0 | 0 | 0 | 0 | 0 | 0 | 0 | West_Parramatta | No | LV | High growth | 0 | 0 | 0 | 0 | 0 | 0 | 0 | 0 | 0 | 0
| Wmead_132KV | No | LV | High growth | 0 | 0 | 0 | 0 | 0 | 0 | 0 | 0 | 0 | 0 | Wmead_132KV | No | LV | High growth | 0 | 0 | 0 | 0 | 0 | 0 | 0 | 0 | 0 | 0 | Wmead_132KV | No | LV | High growth | 0 | 0 | 0 | 0 | 0 | 0 | 0 | 0 | 0 | 0
| Equinix_Data_Centre | Yes | LV | Steady/falling | 0 | 0 | 0 | 0 | 0 | 0 | 0 | 0 | 0 | 0 | Equinix_Data_Centre | Yes | LV | Steady/falling | 0 | 0 | 0 | 0 | 0 | 0 | 0 | 0 | 0 | 0 | Equinix_Data_Centre | Yes | LV | Steady/falling | 0 | 0 | 0 | 0 | 0 | 0 | 0 | 0 | 0 | 0
| Bylong | No | LV | High growth | 0 | 0 | 0 | 0 | 0 | 0 | 0 | 0 | 0 | 0 | Bylong | No | LV | High growth | 0 | 0 | 0 | 0 | 0 | 0 | 0 | 0 | 0 | 0 | Bylong | No | LV | High growth | 0 | 0 | 0 | 0 | 0 | 0 | 0 | 0 | 0 | 0
| Bowden_Silvermine | No | LV | Steady/falling | 0 | 0 | 0 | 0 | 0 | 0 | 0 | 0 | 0 | 0 | Bowden_Silvermine | No | LV | Steady/falling | 0 | 0 | 0 | 0 | 0 | 0 | 0 | 0 | 0 | 0 | Bowden_Silvermine | No | LV | Steady/falling | 0 | 0 | 0 | 0 | 0 | 0 | 0 | 0 | 0 | 0
| Kepco_Mine | Yes | LV | Steady/falling | 0 | 0 | 0 | 0 | 0 | 0 | 0 | 0 | 0 | 0 | Kepco_Mine | Yes | LV | Steady/falling | 0 | 0 | 0 | 0 | 0 | 0 | 0 | 0 | 0 | 0 | Kepco_Mine | Yes | LV | Steady/falling | 0 | 0 | 0 | 0 | 0 | 0 | 0 | 0 | 0 | 0
| Ilford_Hall | No | LV | Small growth | 0 | 0 | 0 | 0 | 0 | 0 | 0 | 0 | 0 | 0 | Ilford_Hall | No | LV | Small growth | 0 | 0 | 0 | 0 | 0 | 0 | 0 | 0 | 0 | 0 | Ilford_Hall | No | LV | Small growth | 0 | 0 | 0 | 0 | 0 | 0 | 0 | 0 | 0 | 0
| Kandos | No | LV | High growth | 0 | 0 | 0 | 0 | 0 | 0 | 0 | 0 | 0 | 0 | Kandos | No | LV | High growth | 0 | 0 | 0 | 0 | 0 | 0 | 0 | 0 | 0 | 0 | Kandos | No | LV | High growth | 0 | 0 | 0 | 0 | 0 | 0 | 0 | 0 | 0 | 0
| Estimated System Normal | No | LV | #N/A | 0 | 0 | 0 | 0 | 0 | 0 | 0 | 0 | 0 | 0 | Estimated System Normal | No | LV | #N/A | 0 | 0 | 0 | 0 | 0 | 0 | 0 | 0 | 0 | 0 | Estimated System Normal | No | LV | #N/A | 0 | 0 | 0 | 0 | 0 | 0 | 0 | 0 | 0 | 0
| Bow_Bowing | No | LV | Small growth | 0 | 0 | 0 | 0 | 0 | 0 | 0 | 0 | 0 | 0 | Bow_Bowing | No | LV | Small growth | 0 | 0 | 0 | 0 | 0 | 0 | 0 | 0 | 0 | 0 | Bow_Bowing | No | LV | Small growth | 0 | 0 | 0 | 0 | 0 | 0 | 0 | 0 | 0 | 0
| Macquarie_Fields | No | LV | Small growth | 0 | 0 | 0 | 0 | 0 | 0 | 0 | 0 | 0 | 0 | Macquarie_Fields | No | LV | Small growth | 0 | 0 | 0 | 0 | 0 | 0 | 0 | 0 | 0 | 0 | Macquarie_Fields | No | LV | Small growth | 0 | 0 | 0 | 0 | 0 | 0 | 0 | 0 | 0 | 0
| Minto | No | LV | Small growth | 0 | 0 | 0 | 0 | 0 | 0 | 0 | 0 | 0 | 0 | Minto | No | LV | Small growth | 0 | 0 | 0 | 0 | 0 | 0 | 0 | 0 | 0 | 0 | Minto | No | LV | Small growth | 0 | 0 | 0 | 0 | 0 | 0 | 0 | 0 | 0 | 0
| Blackheath | No | LV | Small growth | 0 | 0 | 0 | 0 | 0 | 0 | 0 | 0 | 0 | 0 | Blackheath | No | LV | Small growth | 0 | 0 | 0 | 0 | 0 | 0 | 0 | 0 | 0 | 0 | Blackheath | No | LV | Small growth | 0 | 0 | 0 | 0 | 0 | 0 | 0 | 0 | 0 | 0
| Katoomba | No | LV | Small growth | 0 | 0 | 0 | 0 | 0 | 0 | 0 | 0 | 0 | 0 | Katoomba | No | LV | Small growth | 0 | 0 | 0 | 0 | 0 | 0 | 0 | 0 | 0 | 0 | Katoomba | No | LV | Small growth | 0 | 0 | 0 | 0 | 0 | 0 | 0 | 0 | 0 | 0
| Wentworth_Falls | No | LV | Small growth | 0 | 0 | 0 | 0 | 0 | 0 | 0 | 0 | 0 | 0 | Wentworth_Falls | No | LV | Small growth | 0 | 0 | 0 | 0 | 0 | 0 | 0 | 0 | 0 | 0 | Wentworth_Falls | No | LV | Small growth | 0 | 0 | 0 | 0 | 0 | 0 | 0 | 0 | 0 | 0
| Hazelbrook | No | LV | Small growth | 0 | 0 | 0 | 0 | 0 | 0 | 0 | 0 | 0 | 0 | Hazelbrook | No | LV | Small growth | 0 | 0 | 0 | 0 | 0 | 0 | 0 | 0 | 0 | 0 | Hazelbrook | No | LV | Small growth | 0 | 0 | 0 | 0 | 0 | 0 | 0 | 0 | 0 | 0
| Sydney_Trains_Lawson | Yes | LV | Steady/falling | 0 | 0 | 0 | 0 | 0 | 0 | 0 | 0 | 0 | 0 | Sydney_Trains_Lawson | Yes | LV | Steady/falling | 0 | 0 | 0 | 0 | 0 | 0 | 0 | 0 | 0 | 0 | Sydney_Trains_Lawson | Yes | LV | Steady/falling | 0 | 0 | 0 | 0 | 0 | 0 | 0 | 0 | 0 | 0
| Abbotsbury | No | LV | Steady/falling | 0 | 0 | 0 | 0 | 0 | 0 | 0 | 0 | 0 | 0 | Abbotsbury | No | LV | Steady/falling | 0 | 0 | 0 | 0 | 0 | 0 | 0 | 0 | 0 | 0 | Abbotsbury | No | LV | Steady/falling | 0 | 0 | 0 | 0 | 0 | 0 | 0 | 0 | 0 | 0
| Anzac_Village | No | LV | Steady/falling | 0 | 0 | 0 | 0 | 0 | 0 | 0 | 0 | 0 | 0 | Anzac_Village | No | LV | Steady/falling | 0 | 0 | 0 | 0 | 0 | 0 | 0 | 0 | 0 | 0 | Anzac_Village | No | LV | Steady/falling | 0 | 0 | 0 | 0 | 0 | 0 | 0 | 0 | 0 | 0
| Canley_Vale | No | LV | Small growth | 0 | 0 | 0 | 0 | 0 | 0 | 0 | 0 | 0 | 0 | Canley_Vale | No | LV | Small growth | 0 | 0 | 0 | 0 | 0 | 0 | 0 | 0 | 0 | 0 | Canley_Vale | No | LV | Small growth | 0 | 0 | 0 | 0 | 0 | 0 | 0 | 0 | 0 | 0
| Casula | No | LV | Small growth | 0 | 0 | 0 | 0 | 0 | 0 | 0 | 0 | 0 | 0 | Casula | No | LV | Small growth | 0 | 0 | 0 | 0 | 0 | 0 | 0 | 0 | 0 | 0 | Casula | No | LV | Small growth | 0 | 0 | 0 | 0 | 0 | 0 | 0 | 0 | 0 | 0
| Chipping_Norton | No | LV | Steady/falling | 0 | 0 | 0 | 0 | 0 | 0 | 0 | 0 | 0 | 0 | Chipping_Norton | No | LV | Steady/falling | 0 | 0 | 0 | 0 | 0 | 0 | 0 | 0 | 0 | 0 | Chipping_Norton | No | LV | Steady/falling | 0 | 0 | 0 | 0 | 0 | 0 | 0 | 0 | 0 | 0
| Liverpool_Military_Area | Yes | LV | High growth | 0 | 0 | 0 | 0 | 0 | 0 | 0 | 0 | 0 | 0 | Liverpool_Military_Area | Yes | LV | High growth | 0 | 0 | 0 | 0 | 0 | 0 | 0 | 0 | 0 | 0 | Liverpool_Military_Area | Yes | LV | High growth | 0 | 0 | 0 | 0 | 0 | 0 | 0 | 0 | 0 | 0
| MB_Logistics_Park | Yes | LV | Steady/falling | 0 | 0 | 0 | 0 | 0 | 0 | 0 | 0 | 0 | 0 | MB_Logistics_Park | Yes | LV | Steady/falling | 0 | 0 | 0 | 0 | 0 | 0 | 0 | 0 | 0 | 0 | MB_Logistics_Park | Yes | LV | Steady/falling | 0 | 0 | 0 | 0 | 0 | 0 | 0 | 0 | 0 | 0
| Liverpool | No | LV | High growth | 0 | 0 | 0 | 0 | 0 | 0 | 0 | 0 | 0 | 0 | Liverpool | No | LV | High growth | 0 | 0 | 0 | 0 | 0 | 0 | 0 | 0 | 0 | 0 | Liverpool | No | LV | High growth | 0 | 0 | 0 | 0 | 0 | 0 | 0 | 0 | 0 | 0
| Moorebank | No | LV | Small growth | 0 | 0 | 0 | 0 | 0 | 0 | 0 | 0 | 0 | 0 | Moorebank | No | LV | Small growth | 0 | 0 | 0 | 0 | 0 | 0 | 0 | 0 | 0 | 0 | Moorebank | No | LV | Small growth | 0 | 0 | 0 | 0 | 0 | 0 | 0 | 0 | 0 | 0
| Smeaton_Grange | No | LV | Steady/falling | 0 | 0 | 0 | 0 | 0 | 0 | 0 | 0 | 0 | 0 | Smeaton_Grange | No | LV | Steady/falling | 0 | 0 | 0 | 0 | 0 | 0 | 0 | 0 | 0 | 0 | Smeaton_Grange | No | LV | Steady/falling | 0 | 0 | 0 | 0 | 0 | 0 | 0 | 0 | 0 | 0
| Oran_Park | No | LV | High growth | 0 | 0 | 0 | 0 | 0 | 0 | 0 | 0 | 0 | 0 | Oran_Park | No | LV | High growth | 0 | 0 | 0 | 0 | 0 | 0 | 0 | 0 | 0 | 0 | Oran_Park | No | LV | High growth | 0 | 0 | 0 | 0 | 0 | 0 | 0 | 0 | 0 | 0
| North_Leppington | No | LV | High growth | 0 | 0 | 0 | 0 | 0 | 0 | 0 | 0 | 0 | 0 | North_Leppington | No | LV | High growth | 0 | 0 | 0 | 0 | 0 | 0 | 0 | 0 | 0 | 0 | North_Leppington | No | LV | High growth | 0 | 0 | 0 | 0 | 0 | 0 | 0 | 0 | 0 | 0
| South_Leppington | No | LV | High growth | 0 | 0 | 0 | 0 | 0 | 0 | 0 | 0 | 0 | 0 | South_Leppington | No | LV | High growth | 0 | 0 | 0 | 0 | 0 | 0 | 0 | 0 | 0 | 0 | South_Leppington | No | LV | High growth | 0 | 0 | 0 | 0 | 0 | 0 | 0 | 0 | 0 | 0
| SW_Sector_Macarthur_132 | No | LV | High growth | 0 | 0 | 0 | 0 | 0 | 0 | 0 | 0 | 0 | 0 | SW_Sector_Macarthur_132 | No | LV | High growth | 0 | 0 | 0 | 0 | 0 | 0 | 0 | 0 | 0 | 0 | SW_Sector_Macarthur_132 | No | LV | High growth | 0 | 0 | 0 | 0 | 0 | 0 | 0 | 0 | 0 | 0
| Bringelly | No | LV | High growth | 0 | 0 | 0 | 0 | 0 | 0 | 0 | 0 | 0 | 0 | Bringelly | No | LV | High growth | 0 | 0 | 0 | 0 | 0 | 0 | 0 | 0 | 0 | 0 | Bringelly | No | LV | High growth | 0 | 0 | 0 | 0 | 0 | 0 | 0 | 0 | 0 | 0
| Ambarvale | No | LV | High growth | 0 | 0 | 0 | 0 | 0 | 0 | 0 | 0 | 0 | 0 | Ambarvale | No | LV | High growth | 0 | 0 | 0 | 0 | 0 | 0 | 0 | 0 | 0 | 0 | Ambarvale | No | LV | High growth | 0 | 0 | 0 | 0 | 0 | 0 | 0 | 0 | 0 | 0
| Appin | No | LV | High growth | 0 | 0 | 0 | 0 | 0 | 0 | 0 | 0 | 0 | 0 | Appin | No | LV | High growth | 0 | 0 | 0 | 0 | 0 | 0 | 0 | 0 | 0 | 0 | Appin | No | LV | High growth | 0 | 0 | 0 | 0 | 0 | 0 | 0 | 0 | 0 | 0
| Appin_Top_Pit | Yes | LV | Steady/falling | 0 | 0 | 0 | 0 | 0 | 0 | 0 | 0 | 0 | 0 | Appin_Top_Pit | Yes | LV | Steady/falling | 0 | 0 | 0 | 0 | 0 | 0 | 0 | 0 | 0 | 0 | Appin_Top_Pit | Yes | LV | Steady/falling | 0 | 0 | 0 | 0 | 0 | 0 | 0 | 0 | 0 | 0
| Appin_Colliery | Yes | LV | Steady/falling | 0 | 0 | 0 | 0 | 0 | 0 | 0 | 0 | 0 | 0 | Appin_Colliery | Yes | LV | Steady/falling | 0 | 0 | 0 | 0 | 0 | 0 | 0 | 0 | 0 | 0 | Appin_Colliery | Yes | LV | Steady/falling | 0 | 0 | 0 | 0 | 0 | 0 | 0 | 0 | 0 | 0
| BHP_Douglas_Park | Yes | LV | High growth | 0 | 0 | 0 | 0 | 0 | 0 | 0 | 0 | 0 | 0 | BHP_Douglas_Park | Yes | LV | High growth | 0 | 0 | 0 | 0 | 0 | 0 | 0 | 0 | 0 | 0 | BHP_Douglas_Park | Yes | LV | High growth | 0 | 0 | 0 | 0 | 0 | 0 | 0 | 0 | 0 | 0
| Broughton_Pass | Yes | LV | Steady/falling | 0 | 0 | 0 | 0 | 0 | 0 | 0 | 0 | 0 | 0 | Broughton_Pass | Yes | LV | Steady/falling | 0 | 0 | 0 | 0 | 0 | 0 | 0 | 0 | 0 | 0 | Broughton_Pass | Yes | LV | Steady/falling | 0 | 0 | 0 | 0 | 0 | 0 | 0 | 0 | 0 | 0
| Campbelltown | No | LV | Small growth | 0 | 0 | 0 | 0 | 0 | 0 | 0 | 0 | 0 | 0 | Campbelltown | No | LV | Small growth | 0 | 0 | 0 | 0 | 0 | 0 | 0 | 0 | 0 | 0 | Campbelltown | No | LV | Small growth | 0 | 0 | 0 | 0 | 0 | 0 | 0 | 0 | 0 | 0
| Kentlyn | No | LV | Small growth | 0 | 0 | 0 | 0 | 0 | 0 | 0 | 0 | 0 | 0 | Kentlyn | No | LV | Small growth | 0 | 0 | 0 | 0 | 0 | 0 | 0 | 0 | 0 | 0 | Kentlyn | No | LV | Small growth | 0 | 0 | 0 | 0 | 0 | 0 | 0 | 0 | 0 | 0
| SW_Sector_Macarthur_66 | No | LV | High growth | 0 | 0 | 0 | 0 | 0 | 0 | 0 | 0 | 0 | 0 | SW_Sector_Macarthur_66 | No | LV | High growth | 0 | 0 | 0 | 0 | 0 | 0 | 0 | 0 | 0 | 0 | SW_Sector_Macarthur_66 | No | LV | High growth | 0 | 0 | 0 | 0 | 0 | 0 | 0 | 0 | 0 | 0
| Menangle_Park | No | LV | High growth | 0 | 0 | 0 | 0 | 0 | 0 | 0 | 0 | 0 | 0 | Menangle_Park | No | LV | High growth | 0 | 0 | 0 | 0 | 0 | 0 | 0 | 0 | 0 | 0 | Menangle_Park | No | LV | High growth | 0 | 0 | 0 | 0 | 0 | 0 | 0 | 0 | 0 | 0
| Tower_Colliery | Yes | LV | Steady/falling | 0 | 0 | 0 | 0 | 0 | 0 | 0 | 0 | 0 | 0 | Tower_Colliery | Yes | LV | Steady/falling | 0 | 0 | 0 | 0 | 0 | 0 | 0 | 0 | 0 | 0 | Tower_Colliery | Yes | LV | Steady/falling | 0 | 0 | 0 | 0 | 0 | 0 | 0 | 0 | 0 | 0
| Westcliff_Colliery | Yes | LV | Steady/falling | 0 | 0 | 0 | 0 | 0 | 0 | 0 | 0 | 0 | 0 | Westcliff_Colliery | Yes | LV | Steady/falling | 0 | 0 | 0 | 0 | 0 | 0 | 0 | 0 | 0 | 0 | Westcliff_Colliery | Yes | LV | Steady/falling | 0 | 0 | 0 | 0 | 0 | 0 | 0 | 0 | 0 | 0
| Claremont_Meadows | No | LV | Small growth | 0 | 0 | 0 | 0 | 0 | 0 | 0 | 0 | 0 | 0 | Claremont_Meadows | No | LV | Small growth | 0 | 0 | 0 | 0 | 0 | 0 | 0 | 0 | 0 | 0 | Claremont_Meadows | No | LV | Small growth | 0 | 0 | 0 | 0 | 0 | 0 | 0 | 0 | 0 | 0
| Horsley_Park | No | LV | High growth | 0 | 0 | 0 | 0 | 0 | 0 | 0 | 0 | 0 | 0 | Horsley_Park | No | LV | High growth | 0 | 0 | 0 | 0 | 0 | 0 | 0 | 0 | 0 | 0 | Horsley_Park | No | LV | High growth | 0 | 0 | 0 | 0 | 0 | 0 | 0 | 0 | 0 | 0
| Plumpton | No | LV | Steady/falling | 0 | 0 | 0 | 0 | 0 | 0 | 0 | 0 | 0 | 0 | Plumpton | No | LV | Steady/falling | 0 | 0 | 0 | 0 | 0 | 0 | 0 | 0 | 0 | 0 | Plumpton | No | LV | Steady/falling | 0 | 0 | 0 | 0 | 0 | 0 | 0 | 0 | 0 | 0
| Simsmetal | Yes | LV | Steady/falling | 0 | 0 | 0 | 0 | 0 | 0 | 0 | 0 | 0 | 0 | Simsmetal | Yes | LV | Steady/falling | 0 | 0 | 0 | 0 | 0 | 0 | 0 | 0 | 0 | 0 | Simsmetal | Yes | LV | Steady/falling | 0 | 0 | 0 | 0 | 0 | 0 | 0 | 0 | 0 | 0
| St_Marys | No | LV | Steady/falling | 0 | 0 | 0 | 0 | 0 | 0 | 0 | 0 | 0 | 0 | St_Marys | No | LV | Steady/falling | 0 | 0 | 0 | 0 | 0 | 0 | 0 | 0 | 0 | 0 | St_Marys | No | LV | Steady/falling | 0 | 0 | 0 | 0 | 0 | 0 | 0 | 0 | 0 | 0
| Werrington | No | LV | Small growth | 0 | 0 | 0 | 0 | 0 | 0 | 0 | 0 | 0 | 0 | Werrington | No | LV | Small growth | 0 | 0 | 0 | 0 | 0 | 0 | 0 | 0 | 0 | 0 | Werrington | No | LV | Small growth | 0 | 0 | 0 | 0 | 0 | 0 | 0 | 0 | 0 | 0
| Whalan | No | LV | Steady/falling | 0 | 0 | 0 | 0 | 0 | 0 | 0 | 0 | 0 | 0 | Whalan | No | LV | Steady/falling | 0 | 0 | 0 | 0 | 0 | 0 | 0 | 0 | 0 | 0 | Whalan | No | LV | Steady/falling | 0 | 0 | 0 | 0 | 0 | 0 | 0 | 0 | 0 | 0
| Airly_Colliery | Yes | LV | Steady/falling | 0 | 0 | 0 | 0 | 0 | 0 | 0 | 0 | 0 | 0 | Airly_Colliery | Yes | LV | Steady/falling | 0 | 0 | 0 | 0 | 0 | 0 | 0 | 0 | 0 | 0 | Airly_Colliery | Yes | LV | Steady/falling | 0 | 0 | 0 | 0 | 0 | 0 | 0 | 0 | 0 | 0
| Angus_Place_Colliery | Yes | LV | Steady/falling | 0 | 0 | 0 | 0 | 0 | 0 | 0 | 0 | 0 | 0 | Angus_Place_Colliery | Yes | LV | Steady/falling | 0 | 0 | 0 | 0 | 0 | 0 | 0 | 0 | 0 | 0 | Angus_Place_Colliery | Yes | LV | Steady/falling | 0 | 0 | 0 | 0 | 0 | 0 | 0 | 0 | 0 | 0
| Angus_Place_East | Yes | LV | Steady/falling | 0 | 0 | 0 | 0 | 0 | 0 | 0 | 0 | 0 | 0 | Angus_Place_East | Yes | LV | Steady/falling | 0 | 0 | 0 | 0 | 0 | 0 | 0 | 0 | 0 | 0 | Angus_Place_East | Yes | LV | Steady/falling | 0 | 0 | 0 | 0 | 0 | 0 | 0 | 0 | 0 | 0
| Baal_Bone | Yes | LV | Steady/falling | 0 | 0 | 0 | 0 | 0 | 0 | 0 | 0 | 0 | 0 | Baal_Bone | Yes | LV | Steady/falling | 0 | 0 | 0 | 0 | 0 | 0 | 0 | 0 | 0 | 0 | Baal_Bone | Yes | LV | Steady/falling | 0 | 0 | 0 | 0 | 0 | 0 | 0 | 0 | 0 | 0
| Blackmans_Flat | No | LV | High growth | 0 | 0 | 0 | 0 | 0 | 0 | 0 | 0 | 0 | 0 | Blackmans_Flat | No | LV | High growth | 0 | 0 | 0 | 0 | 0 | 0 | 0 | 0 | 0 | 0 | Blackmans_Flat | No | LV | High growth | 0 | 0 | 0 | 0 | 0 | 0 | 0 | 0 | 0 | 0
| Clarence_Colliery | Yes | LV | Steady/falling | 0 | 0 | 0 | 0 | 0 | 0 | 0 | 0 | 0 | 0 | Clarence_Colliery | Yes | LV | Steady/falling | 0 | 0 | 0 | 0 | 0 | 0 | 0 | 0 | 0 | 0 | Clarence_Colliery | Yes | LV | Steady/falling | 0 | 0 | 0 | 0 | 0 | 0 | 0 | 0 | 0 | 0
| Hartley_Vale | No | LV | Small growth | 0 | 0 | 0 | 0 | 0 | 0 | 0 | 0 | 0 | 0 | Hartley_Vale | No | LV | Small growth | 0 | 0 | 0 | 0 | 0 | 0 | 0 | 0 | 0 | 0 | Hartley_Vale | No | LV | Small growth | 0 | 0 | 0 | 0 | 0 | 0 | 0 | 0 | 0 | 0
| Springvale_Borehole | Yes | LV | Steady/falling | 0 | 0 | 0 | 0 | 0 | 0 | 0 | 0 | 0 | 0 | Springvale_Borehole | Yes | LV | Steady/falling | 0 | 0 | 0 | 0 | 0 | 0 | 0 | 0 | 0 | 0 | Springvale_Borehole | Yes | LV | Steady/falling | 0 | 0 | 0 | 0 | 0 | 0 | 0 | 0 | 0 | 0
| Springvale_No3_Shaft | Yes | LV | Steady/falling | 0 | 0 | 0 | 0 | 0 | 0 | 0 | 0 | 0 | 0 | Springvale_No3_Shaft | Yes | LV | Steady/falling | 0 | 0 | 0 | 0 | 0 | 0 | 0 | 0 | 0 | 0 | Springvale_No3_Shaft | Yes | LV | Steady/falling | 0 | 0 | 0 | 0 | 0 | 0 | 0 | 0 | 0 | 0
| Sand_Mine_Clarence | Yes | LV | Steady/falling | 0 | 0 | 0 | 0 | 0 | 0 | 0 | 0 | 0 | 0 | Sand_Mine_Clarence | Yes | LV | Steady/falling | 0 | 0 | 0 | 0 | 0 | 0 | 0 | 0 | 0 | 0 | Sand_Mine_Clarence | Yes | LV | Steady/falling | 0 | 0 | 0 | 0 | 0 | 0 | 0 | 0 | 0 | 0
| Albion_Park | No | LV | Steady/falling | 0 | 0 | 0 | 0 | 0 | 0 | 0 | 0 | 0 | 0 | Albion_Park | No | LV | Steady/falling | 0 | 0 | 0 | 0 | 0 | 0 | 0 | 0 | 0 | 0 | Albion_Park | No | LV | Steady/falling | 0 | 0 | 0 | 0 | 0 | 0 | 0 | 0 | 0 | 0
| Calderwood | No | LV | High growth | 0 | 0 | 0 | 0 | 0 | 0 | 0 | 0 | 0 | 0 | Calderwood | No | LV | High growth | 0 | 0 | 0 | 0 | 0 | 0 | 0 | 0 | 0 | 0 | Calderwood | No | LV | High growth | 0 | 0 | 0 | 0 | 0 | 0 | 0 | 0 | 0 | 0
| Gerringong | No | LV | Small growth | 0 | 0 | 0 | 0 | 0 | 0 | 0 | 0 | 0 | 0 | Gerringong | No | LV | Small growth | 0 | 0 | 0 | 0 | 0 | 0 | 0 | 0 | 0 | 0 | Gerringong | No | LV | Small growth | 0 | 0 | 0 | 0 | 0 | 0 | 0 | 0 | 0 | 0
| Jamberoo | No | LV | Small growth | 0 | 0 | 0 | 0 | 0 | 0 | 0 | 0 | 0 | 0 | Jamberoo | No | LV | Small growth | 0 | 0 | 0 | 0 | 0 | 0 | 0 | 0 | 0 | 0 | Jamberoo | No | LV | Small growth | 0 | 0 | 0 | 0 | 0 | 0 | 0 | 0 | 0 | 0
| Kiama | No | LV | High growth | 0 | 0 | 0 | 0 | 0 | 0 | 0 | 0 | 0 | 0 | Kiama | No | LV | High growth | 0 | 0 | 0 | 0 | 0 | 0 | 0 | 0 | 0 | 0 | Kiama | No | LV | High growth | 0 | 0 | 0 | 0 | 0 | 0 | 0 | 0 | 0 | 0
| Sydney_Trains_Mount_Terry | Yes | LV | Steady/falling | 0 | 0 | 0 | 0 | 0 | 0 | 0 | 0 | 0 | 0 | Sydney_Trains_Mount_Terry | Yes | LV | Steady/falling | 0 | 0 | 0 | 0 | 0 | 0 | 0 | 0 | 0 | 0 | Sydney_Trains_Mount_Terry | Yes | LV | Steady/falling | 0 | 0 | 0 | 0 | 0 | 0 | 0 | 0 | 0 | 0
| Sydney_Trains_Bombo | Yes | LV | Steady/falling | 0 | 0 | 0 | 0 | 0 | 0 | 0 | 0 | 0 | 0 | Sydney_Trains_Bombo | Yes | LV | Steady/falling | 0 | 0 | 0 | 0 | 0 | 0 | 0 | 0 | 0 | 0 | Sydney_Trains_Bombo | Yes | LV | Steady/falling | 0 | 0 | 0 | 0 | 0 | 0 | 0 | 0 | 0 | 0
| Shellharbour | No | LV | Small growth | 0 | 0 | 0 | 0 | 0 | 0 | 0 | 0 | 0 | 0 | Shellharbour | No | LV | Small growth | 0 | 0 | 0 | 0 | 0 | 0 | 0 | 0 | 0 | 0 | Shellharbour | No | LV | Small growth | 0 | 0 | 0 | 0 | 0 | 0 | 0 | 0 | 0 | 0
| Warilla | No | LV | Small growth | 0 | 0 | 0 | 0 | 0 | 0 | 0 | 0 | 0 | 0 | Warilla | No | LV | Small growth | 0 | 0 | 0 | 0 | 0 | 0 | 0 | 0 | 0 | 0 | Warilla | No | LV | Small growth | 0 | 0 | 0 | 0 | 0 | 0 | 0 | 0 | 0 | 0
| Cawdor | No | LV | Small growth | 0 | 0 | 0 | 0 | 0 | 0 | 0 | 0 | 0 | 0 | Cawdor | No | LV | Small growth | 0 | 0 | 0 | 0 | 0 | 0 | 0 | 0 | 0 | 0 | Cawdor | No | LV | Small growth | 0 | 0 | 0 | 0 | 0 | 0 | 0 | 0 | 0 | 0
| Sydney_Trains_Nepean | Yes | LV | Steady/falling | 0 | 0 | 0 | 0 | 0 | 0 | 0 | 0 | 0 | 0 | Sydney_Trains_Nepean | Yes | LV | Steady/falling | 0 | 0 | 0 | 0 | 0 | 0 | 0 | 0 | 0 | 0 | Sydney_Trains_Nepean | Yes | LV | Steady/falling | 0 | 0 | 0 | 0 | 0 | 0 | 0 | 0 | 0 | 0
| Oakdale | No | LV | High growth | 0 | 0 | 0 | 0 | 0 | 0 | 0 | 0 | 0 | 0 | Oakdale | No | LV | High growth | 0 | 0 | 0 | 0 | 0 | 0 | 0 | 0 | 0 | 0 | Oakdale | No | LV | High growth | 0 | 0 | 0 | 0 | 0 | 0 | 0 | 0 | 0 | 0
| The_Oaks | No | LV | Steady/falling | 0 | 0 | 0 | 0 | 0 | 0 | 0 | 0 | 0 | 0 | The_Oaks | No | LV | Steady/falling | 0 | 0 | 0 | 0 | 0 | 0 | 0 | 0 | 0 | 0 | The_Oaks | No | LV | Steady/falling | 0 | 0 | 0 | 0 | 0 | 0 | 0 | 0 | 0 | 0
| Wollondilly_Wash | No | LV | Steady/falling | 0 | 0 | 0 | 0 | 0 | 0 | 0 | 0 | 0 | 0 | Wollondilly_Wash | No | LV | Steady/falling | 0 | 0 | 0 | 0 | 0 | 0 | 0 | 0 | 0 | 0 | Wollondilly_Wash | No | LV | Steady/falling | 0 | 0 | 0 | 0 | 0 | 0 | 0 | 0 | 0 | 0
| BCSC_Maldon | Yes | LV | Steady/falling | 0 | 0 | 0 | 0 | 0 | 0 | 0 | 0 | 0 | 0 | BCSC_Maldon | Yes | LV | Steady/falling | 0 | 0 | 0 | 0 | 0 | 0 | 0 | 0 | 0 | 0 | BCSC_Maldon | Yes | LV | Steady/falling | 0 | 0 | 0 | 0 | 0 | 0 | 0 | 0 | 0 | 0
| Maldon | No | LV | Small growth | 0 | 0 | 0 | 0 | 0 | 0 | 0 | 0 | 0 | 0 | Maldon | No | LV | Small growth | 0 | 0 | 0 | 0 | 0 | 0 | 0 | 0 | 0 | 0 | Maldon | No | LV | Small growth | 0 | 0 | 0 | 0 | 0 | 0 | 0 | 0 | 0 | 0
| Narellan | No | LV | Small growth | 0 | 0 | 0 | 0 | 0 | 0 | 0 | 0 | 0 | 0 | Narellan | No | LV | Small growth | 0 | 0 | 0 | 0 | 0 | 0 | 0 | 0 | 0 | 0 | Narellan | No | LV | Small growth | 0 | 0 | 0 | 0 | 0 | 0 | 0 | 0 | 0 | 0
| Nepean_ZS | No | LV | Steady/falling | 0 | 0 | 0 | 0 | 0 | 0 | 0 | 0 | 0 | 0 | Nepean_ZS | No | LV | Steady/falling | 0 | 0 | 0 | 0 | 0 | 0 | 0 | 0 | 0 | 0 | Nepean_ZS | No | LV | Steady/falling | 0 | 0 | 0 | 0 | 0 | 0 | 0 | 0 | 0 | 0
| Tahmoor | No | LV | High growth | 0 | 0 | 0 | 0 | 0 | 0 | 0 | 0 | 0 | 0 | Tahmoor | No | LV | High growth | 0 | 0 | 0 | 0 | 0 | 0 | 0 | 0 | 0 | 0 | Tahmoor | No | LV | High growth | 0 | 0 | 0 | 0 | 0 | 0 | 0 | 0 | 0 | 0
| Tahmoor_Colliery | Yes | LV | Steady/falling | 0 | 0 | 0 | 0 | 0 | 0 | 0 | 0 | 0 | 0 | Tahmoor_Colliery | Yes | LV | Steady/falling | 0 | 0 | 0 | 0 | 0 | 0 | 0 | 0 | 0 | 0 | Tahmoor_Colliery | Yes | LV | Steady/falling | 0 | 0 | 0 | 0 | 0 | 0 | 0 | 0 | 0 | 0
| Wilton | No | LV | High growth | 0 | 0 | 0 | 0 | 0 | 0 | 0 | 0 | 0 | 0 | Wilton | No | LV | High growth | 0 | 0 | 0 | 0 | 0 | 0 | 0 | 0 | 0 | 0 | Wilton | No | LV | High growth | 0 | 0 | 0 | 0 | 0 | 0 | 0 | 0 | 0 | 0
| S32_No4_Shaft_Project | No | LV | Steady/falling | 0 | 0 | 0 | 0 | 0 | 0 | 0 | 0 | 0 | 0 | S32_No4_Shaft_Project | No | LV | Steady/falling | 0 | 0 | 0 | 0 | 0 | 0 | 0 | 0 | 0 | 0 | S32_No4_Shaft_Project | No | LV | Steady/falling | 0 | 0 | 0 | 0 | 0 | 0 | 0 | 0 | 0 | 0
| Diversified# | Yes | LV | #N/A | 0 | 0 | 0 | 0 | 0 | 0 | 0 | 0 | 0 | 0 | Diversified# | Yes | LV | #N/A | 0 | 0 | 0 | 0 | 0 | 0 | 0 | 0 | 0 | 0 | Diversified# | Yes | LV | #N/A | 0 | 0 | 0 | 0 | 0 | 0 | 0 | 0 | 0 | 0
| Cement_Australia | Yes | LV | Steady/falling | 0 | 0 | 0 | 0 | 0 | 0 | 0 | 0 | 0 | 0 | Cement_Australia | Yes | LV | Steady/falling | 0 | 0 | 0 | 0 | 0 | 0 | 0 | 0 | 0 | 0 | Cement_Australia | Yes | LV | Steady/falling | 0 | 0 | 0 | 0 | 0 | 0 | 0 | 0 | 0 | 0
| CRM | Yes | LV | Steady/falling | 0 | 0 | 0 | 0 | 0 | 0 | 0 | 0 | 0 | 0 | CRM | Yes | LV | Steady/falling | 0 | 0 | 0 | 0 | 0 | 0 | 0 | 0 | 0 | 0 | CRM | Yes | LV | Steady/falling | 0 | 0 | 0 | 0 | 0 | 0 | 0 | 0 | 0 | 0
| Metal_Manufacturers | Yes | LV | Steady/falling | 0 | 0 | 0 | 0 | 0 | 0 | 0 | 0 | 0 | 0 | Metal_Manufacturers | Yes | LV | Steady/falling | 0 | 0 | 0 | 0 | 0 | 0 | 0 | 0 | 0 | 0 | Metal_Manufacturers | Yes | LV | Steady/falling | 0 | 0 | 0 | 0 | 0 | 0 | 0 | 0 | 0 | 0
| Morgan_Cement | Yes | LV | Steady/falling | 0 | 0 | 0 | 0 | 0 | 0 | 0 | 0 | 0 | 0 | Morgan_Cement | Yes | LV | Steady/falling | 0 | 0 | 0 | 0 | 0 | 0 | 0 | 0 | 0 | 0 | Morgan_Cement | Yes | LV | Steady/falling | 0 | 0 | 0 | 0 | 0 | 0 | 0 | 0 | 0 | 0
| Port_Central | No | LV | Steady/falling | 0 | 0 | 0 | 0 | 0 | 0 | 0 | 0 | 0 | 0 | Port_Central | No | LV | Steady/falling | 0 | 0 | 0 | 0 | 0 | 0 | 0 | 0 | 0 | 0 | Port_Central | No | LV | Steady/falling | 0 | 0 | 0 | 0 | 0 | 0 | 0 | 0 | 0 | 0
| Sydney_Trains_Port_Kembla | Yes | LV | Steady/falling | 0 | 0 | 0 | 0 | 0 | 0 | 0 | 0 | 0 | 0 | Sydney_Trains_Port_Kembla | Yes | LV | Steady/falling | 0 | 0 | 0 | 0 | 0 | 0 | 0 | 0 | 0 | 0 | Sydney_Trains_Port_Kembla | Yes | LV | Steady/falling | 0 | 0 | 0 | 0 | 0 | 0 | 0 | 0 | 0 | 0
| Cambridge_Park | No | LV | Small growth | 0 | 0 | 0 | 0 | 0 | 0 | 0 | 0 | 0 | 0 | Cambridge_Park | No | LV | Small growth | 0 | 0 | 0 | 0 | 0 | 0 | 0 | 0 | 0 | 0 | Cambridge_Park | No | LV | Small growth | 0 | 0 | 0 | 0 | 0 | 0 | 0 | 0 | 0 | 0
| Cranebrook | No | LV | High growth | 0 | 0 | 0 | 0 | 0 | 0 | 0 | 0 | 0 | 0 | Cranebrook | No | LV | High growth | 0 | 0 | 0 | 0 | 0 | 0 | 0 | 0 | 0 | 0 | Cranebrook | No | LV | High growth | 0 | 0 | 0 | 0 | 0 | 0 | 0 | 0 | 0 | 0
| Emu_Plains | No | LV | Small growth | 0 | 0 | 0 | 0 | 0 | 0 | 0 | 0 | 0 | 0 | Emu_Plains | No | LV | Small growth | 0 | 0 | 0 | 0 | 0 | 0 | 0 | 0 | 0 | 0 | Emu_Plains | No | LV | Small growth | 0 | 0 | 0 | 0 | 0 | 0 | 0 | 0 | 0 | 0
| Jordan_Springs | No | LV | Small growth | 0 | 0 | 0 | 0 | 0 | 0 | 0 | 0 | 0 | 0 | Jordan_Springs | No | LV | Small growth | 0 | 0 | 0 | 0 | 0 | 0 | 0 | 0 | 0 | 0 | Jordan_Springs | No | LV | Small growth | 0 | 0 | 0 | 0 | 0 | 0 | 0 | 0 | 0 | 0
| Kingswood | No | LV | Steady/falling | 0 | 0 | 0 | 0 | 0 | 0 | 0 | 0 | 0 | 0 | Kingswood | No | LV | Steady/falling | 0 | 0 | 0 | 0 | 0 | 0 | 0 | 0 | 0 | 0 | Kingswood | No | LV | Steady/falling | 0 | 0 | 0 | 0 | 0 | 0 | 0 | 0 | 0 | 0
| Test_Australia | Yes | LV | Steady/falling | 0 | 0 | 0 | 0 | 0 | 0 | 0 | 0 | 0 | 0 | Test_Australia | Yes | LV | Steady/falling | 0 | 0 | 0 | 0 | 0 | 0 | 0 | 0 | 0 | 0 | Test_Australia | Yes | LV | Steady/falling | 0 | 0 | 0 | 0 | 0 | 0 | 0 | 0 | 0 | 0
| Glenmore_Park | No | LV | Small growth | 0 | 0 | 0 | 0 | 0 | 0 | 0 | 0 | 0 | 0 | Glenmore_Park | No | LV | Small growth | 0 | 0 | 0 | 0 | 0 | 0 | 0 | 0 | 0 | 0 | Glenmore_Park | No | LV | Small growth | 0 | 0 | 0 | 0 | 0 | 0 | 0 | 0 | 0 | 0
| Luddenham | No | LV | High growth | 0 | 0 | 0 | 0 | 0 | 0 | 0 | 0 | 0 | 0 | Luddenham | No | LV | High growth | 0 | 0 | 0 | 0 | 0 | 0 | 0 | 0 | 0 | 0 | Luddenham | No | LV | High growth | 0 | 0 | 0 | 0 | 0 | 0 | 0 | 0 | 0 | 0
| North_Warragamba | No | LV | Small growth | 0 | 0 | 0 | 0 | 0 | 0 | 0 | 0 | 0 | 0 | North_Warragamba | No | LV | Small growth | 0 | 0 | 0 | 0 | 0 | 0 | 0 | 0 | 0 | 0 | North_Warragamba | No | LV | Small growth | 0 | 0 | 0 | 0 | 0 | 0 | 0 | 0 | 0 | 0
| Penrith_11kv | No | LV | High growth | 0 | 0 | 0 | 0 | 0 | 0 | 0 | 0 | 0 | 0 | Penrith_11kv | No | LV | High growth | 0 | 0 | 0 | 0 | 0 | 0 | 0 | 0 | 0 | 0 | Penrith_11kv | No | LV | High growth | 0 | 0 | 0 | 0 | 0 | 0 | 0 | 0 | 0 | 0
| APM | Yes | LV | Steady/falling | 0 | 0 | 0 | 0 | 0 | 0 | 0 | 0 | 0 | 0 | APM | Yes | LV | Steady/falling | 0 | 0 | 0 | 0 | 0 | 0 | 0 | 0 | 0 | 0 | APM | Yes | LV | Steady/falling | 0 | 0 | 0 | 0 | 0 | 0 | 0 | 0 | 0 | 0
| Bamarang | Yes | LV | Steady/falling | 0 | 0 | 0 | 0 | 0 | 0 | 0 | 0 | 0 | 0 | Bamarang | Yes | LV | Steady/falling | 0 | 0 | 0 | 0 | 0 | 0 | 0 | 0 | 0 | 0 | Bamarang | Yes | LV | Steady/falling | 0 | 0 | 0 | 0 | 0 | 0 | 0 | 0 | 0 | 0
| Berry | No | LV | Small growth | 0 | 0 | 0 | 0 | 0 | 0 | 0 | 0 | 0 | 0 | Berry | No | LV | Small growth | 0 | 0 | 0 | 0 | 0 | 0 | 0 | 0 | 0 | 0 | Berry | No | LV | Small growth | 0 | 0 | 0 | 0 | 0 | 0 | 0 | 0 | 0 | 0
| Bolong_Road | No | LV | Small growth | 0 | 0 | 0 | 0 | 0 | 0 | 0 | 0 | 0 | 0 | Bolong_Road | No | LV | Small growth | 0 | 0 | 0 | 0 | 0 | 0 | 0 | 0 | 0 | 0 | Bolong_Road | No | LV | Small growth | 0 | 0 | 0 | 0 | 0 | 0 | 0 | 0 | 0 | 0
| Bomaderry | No | LV | High growth | 0 | 0 | 0 | 0 | 0 | 0 | 0 | 0 | 0 | 0 | Bomaderry | No | LV | High growth | 0 | 0 | 0 | 0 | 0 | 0 | 0 | 0 | 0 | 0 | Bomaderry | No | LV | High growth | 0 | 0 | 0 | 0 | 0 | 0 | 0 | 0 | 0 | 0
| Burrier | Yes | LV | Steady/falling | 0 | 0 | 0 | 0 | 0 | 0 | 0 | 0 | 0 | 0 | Burrier | Yes | LV | Steady/falling | 0 | 0 | 0 | 0 | 0 | 0 | 0 | 0 | 0 | 0 | Burrier | Yes | LV | Steady/falling | 0 | 0 | 0 | 0 | 0 | 0 | 0 | 0 | 0 | 0
| HMAS_Albatross | Yes | LV | High growth | 0 | 0 | 0 | 0 | 0 | 0 | 0 | 0 | 0 | 0 | HMAS_Albatross | Yes | LV | High growth | 0 | 0 | 0 | 0 | 0 | 0 | 0 | 0 | 0 | 0 | HMAS_Albatross | Yes | LV | High growth | 0 | 0 | 0 | 0 | 0 | 0 | 0 | 0 | 0 | 0
| Kangaroo_Valley | No | LV | Small growth | 0 | 0 | 0 | 0 | 0 | 0 | 0 | 0 | 0 | 0 | Kangaroo_Valley | No | LV | Small growth | 0 | 0 | 0 | 0 | 0 | 0 | 0 | 0 | 0 | 0 | Kangaroo_Valley | No | LV | Small growth | 0 | 0 | 0 | 0 | 0 | 0 | 0 | 0 | 0 | 0
| Manildra | Yes | LV | Steady/falling | 0 | 0 | 0 | 0 | 0 | 0 | 0 | 0 | 0 | 0 | Manildra | Yes | LV | Steady/falling | 0 | 0 | 0 | 0 | 0 | 0 | 0 | 0 | 0 | 0 | Manildra | Yes | LV | Steady/falling | 0 | 0 | 0 | 0 | 0 | 0 | 0 | 0 | 0 | 0
| Manildra_SM22 | Yes | LV | Steady/falling | 0 | 0 | 0 | 0 | 0 | 0 | 0 | 0 | 0 | 0 | Manildra_SM22 | Yes | LV | Steady/falling | 0 | 0 | 0 | 0 | 0 | 0 | 0 | 0 | 0 | 0 | Manildra_SM22 | Yes | LV | Steady/falling | 0 | 0 | 0 | 0 | 0 | 0 | 0 | 0 | 0 | 0
| Nowra_ | No | LV | Small growth | 0 | 0 | 0 | 0 | 0 | 0 | 0 | 0 | 0 | 0 | Nowra_ | No | LV | Small growth | 0 | 0 | 0 | 0 | 0 | 0 | 0 | 0 | 0 | 0 | Nowra_ | No | LV | Small growth | 0 | 0 | 0 | 0 | 0 | 0 | 0 | 0 | 0 | 0
| BHP_cordeaux_colliery | Yes | LV | Steady/falling | 0 | 0 | 0 | 0 | 0 | 0 | 0 | 0 | 0 | 0 | BHP_cordeaux_colliery | Yes | LV | Steady/falling | 0 | 0 | 0 | 0 | 0 | 0 | 0 | 0 | 0 | 0 | BHP_cordeaux_colliery | Yes | LV | Steady/falling | 0 | 0 | 0 | 0 | 0 | 0 | 0 | 0 | 0 | 0
| Dendrobium_Mine | Yes | LV | Steady/falling | 0 | 0 | 0 | 0 | 0 | 0 | 0 | 0 | 0 | 0 | Dendrobium_Mine | Yes | LV | Steady/falling | 0 | 0 | 0 | 0 | 0 | 0 | 0 | 0 | 0 | 0 | Dendrobium_Mine | Yes | LV | Steady/falling | 0 | 0 | 0 | 0 | 0 | 0 | 0 | 0 | 0 | 0
| Dendrobium_vent_fan_b | Yes | LV | High growth | 0 | 0 | 0 | 0 | 0 | 0 | 0 | 0 | 0 | 0 | Dendrobium_vent_fan_b | Yes | LV | High growth | 0 | 0 | 0 | 0 | 0 | 0 | 0 | 0 | 0 | 0 | Dendrobium_vent_fan_b | Yes | LV | High growth | 0 | 0 | 0 | 0 | 0 | 0 | 0 | 0 | 0 | 0
| Dapto | No | LV | Steady/falling | 0 | 0 | 0 | 0 | 0 | 0 | 0 | 0 | 0 | 0 | Dapto | No | LV | Steady/falling | 0 | 0 | 0 | 0 | 0 | 0 | 0 | 0 | 0 | 0 | Dapto | No | LV | Steady/falling | 0 | 0 | 0 | 0 | 0 | 0 | 0 | 0 | 0 | 0
| Grain_Terminal | Yes | LV | Steady/falling | 0 | 0 | 0 | 0 | 0 | 0 | 0 | 0 | 0 | 0 | Grain_Terminal | Yes | LV | Steady/falling | 0 | 0 | 0 | 0 | 0 | 0 | 0 | 0 | 0 | 0 | Grain_Terminal | Yes | LV | Steady/falling | 0 | 0 | 0 | 0 | 0 | 0 | 0 | 0 | 0 | 0
| Figtree | No | LV | Small growth | 0 | 0 | 0 | 0 | 0 | 0 | 0 | 0 | 0 | 0 | Figtree | No | LV | Small growth | 0 | 0 | 0 | 0 | 0 | 0 | 0 | 0 | 0 | 0 | Figtree | No | LV | Small growth | 0 | 0 | 0 | 0 | 0 | 0 | 0 | 0 | 0 | 0
| Inner_Harbour | No | LV | Steady/falling | 0 | 0 | 0 | 0 | 0 | 0 | 0 | 0 | 0 | 0 | Inner_Harbour | No | LV | Steady/falling | 0 | 0 | 0 | 0 | 0 | 0 | 0 | 0 | 0 | 0 | Inner_Harbour | No | LV | Steady/falling | 0 | 0 | 0 | 0 | 0 | 0 | 0 | 0 | 0 | 0
| Kenny_Street | No | LV | Small growth | 0 | 0 | 0 | 0 | 0 | 0 | 0 | 0 | 0 | 0 | Kenny_Street | No | LV | Small growth | 0 | 0 | 0 | 0 | 0 | 0 | 0 | 0 | 0 | 0 | Kenny_Street | No | LV | Small growth | 0 | 0 | 0 | 0 | 0 | 0 | 0 | 0 | 0 | 0
| Kembla_Grange | No | LV | Steady/falling | 0 | 0 | 0 | 0 | 0 | 0 | 0 | 0 | 0 | 0 | Kembla_Grange | No | LV | Steady/falling | 0 | 0 | 0 | 0 | 0 | 0 | 0 | 0 | 0 | 0 | Kembla_Grange | No | LV | Steady/falling | 0 | 0 | 0 | 0 | 0 | 0 | 0 | 0 | 0 | 0
| Lysaghts | Yes | LV | Steady/falling | 0 | 0 | 0 | 0 | 0 | 0 | 0 | 0 | 0 | 0 | Lysaghts | Yes | LV | Steady/falling | 0 | 0 | 0 | 0 | 0 | 0 | 0 | 0 | 0 | 0 | Lysaghts | Yes | LV | Steady/falling | 0 | 0 | 0 | 0 | 0 | 0 | 0 | 0 | 0 | 0
| Nepean_conveyors | Yes | LV | Steady/falling | 0 | 0 | 0 | 0 | 0 | 0 | 0 | 0 | 0 | 0 | Nepean_conveyors | Yes | LV | Steady/falling | 0 | 0 | 0 | 0 | 0 | 0 | 0 | 0 | 0 | 0 | Nepean_conveyors | Yes | LV | Steady/falling | 0 | 0 | 0 | 0 | 0 | 0 | 0 | 0 | 0 | 0
| North_Wollongong | No | LV | Steady/falling | 0 | 0 | 0 | 0 | 0 | 0 | 0 | 0 | 0 | 0 | North_Wollongong | No | LV | Steady/falling | 0 | 0 | 0 | 0 | 0 | 0 | 0 | 0 | 0 | 0 | North_Wollongong | No | LV | Steady/falling | 0 | 0 | 0 | 0 | 0 | 0 | 0 | 0 | 0 | 0
| Port_Kembla | No | LV | Small growth | 0 | 0 | 0 | 0 | 0 | 0 | 0 | 0 | 0 | 0 | Port_Kembla | No | LV | Small growth | 0 | 0 | 0 | 0 | 0 | 0 | 0 | 0 | 0 | 0 | Port_Kembla | No | LV | Small growth | 0 | 0 | 0 | 0 | 0 | 0 | 0 | 0 | 0 | 0
| South_Wollongong | No | LV | Steady/falling | 0 | 0 | 0 | 0 | 0 | 0 | 0 | 0 | 0 | 0 | South_Wollongong | No | LV | Steady/falling | 0 | 0 | 0 | 0 | 0 | 0 | 0 | 0 | 0 | 0 | South_Wollongong | No | LV | Steady/falling | 0 | 0 | 0 | 0 | 0 | 0 | 0 | 0 | 0 | 0
| Unanderra | No | LV | Steady/falling | 0 | 0 | 0 | 0 | 0 | 0 | 0 | 0 | 0 | 0 | Unanderra | No | LV | Steady/falling | 0 | 0 | 0 | 0 | 0 | 0 | 0 | 0 | 0 | 0 | Unanderra | No | LV | Steady/falling | 0 | 0 | 0 | 0 | 0 | 0 | 0 | 0 | 0 | 0
| West_Wollongong | No | LV | Small growth | 0 | 0 | 0 | 0 | 0 | 0 | 0 | 0 | 0 | 0 | West_Wollongong | No | LV | Small growth | 0 | 0 | 0 | 0 | 0 | 0 | 0 | 0 | 0 | 0 | West_Wollongong | No | LV | Small growth | 0 | 0 | 0 | 0 | 0 | 0 | 0 | 0 | 0 | 0
| Wongawilli_Colliery | Yes | LV | Steady/falling | 0 | 0 | 0 | 0 | 0 | 0 | 0 | 0 | 0 | 0 | Wongawilli_Colliery | Yes | LV | Steady/falling | 0 | 0 | 0 | 0 | 0 | 0 | 0 | 0 | 0 | 0 | Wongawilli_Colliery | Yes | LV | Steady/falling | 0 | 0 | 0 | 0 | 0 | 0 | 0 | 0 | 0 | 0
| Wongawilli_No4_Airshaft | Yes | LV | Steady/falling | 0 | 0 | 0 | 0 | 0 | 0 | 0 | 0 | 0 | 0 | Wongawilli_No4_Airshaft | Yes | LV | Steady/falling | 0 | 0 | 0 | 0 | 0 | 0 | 0 | 0 | 0 | 0 | Wongawilli_No4_Airshaft | Yes | LV | Steady/falling | 0 | 0 | 0 | 0 | 0 | 0 | 0 | 0 | 0 | 0
| Kellyville | No | LV | Small growth | 0 | 0 | 0 | 0 | 0 | 0 | 0 | 0 | 0 | 0 | Kellyville | No | LV | Small growth | 0 | 0 | 0 | 0 | 0 | 0 | 0 | 0 | 0 | 0 | Kellyville | No | LV | Small growth | 0 | 0 | 0 | 0 | 0 | 0 | 0 | 0 | 0 | 0
| Kenthurst | No | LV | Small growth | 0 | 0 | 0 | 0 | 0 | 0 | 0 | 0 | 0 | 0 | Kenthurst | No | LV | Small growth | 0 | 0 | 0 | 0 | 0 | 0 | 0 | 0 | 0 | 0 | Kenthurst | No | LV | Small growth | 0 | 0 | 0 | 0 | 0 | 0 | 0 | 0 | 0 | 0
| Healey_Cct_Data | Yes | LV | Steady/falling | 0 | 0 | 0 | 0 | 0 | 0 | 0 | 0 | 0 | 0 | Healey_Cct_Data | Yes | LV | Steady/falling | 0 | 0 | 0 | 0 | 0 | 0 | 0 | 0 | 0 | 0 | Healey_Cct_Data | Yes | LV | Steady/falling | 0 | 0 | 0 | 0 | 0 | 0 | 0 | 0 | 0 | 0
| CDC | Yes | LV | Steady/falling | 0 | 0 | 0 | 0 | 0 | 0 | 0 | 0 | 0 | 0 | CDC | Yes | LV | Steady/falling | 0 | 0 | 0 | 0 | 0 | 0 | 0 | 0 | 0 | 0 | CDC | Yes | LV | Steady/falling | 0 | 0 | 0 | 0 | 0 | 0 | 0 | 0 | 0 | 0
| DCI | Yes | LV | Steady/falling | 0 | 0 | 0 | 0 | 0 | 0 | 0 | 0 | 0 | 0 | DCI | Yes | LV | Steady/falling | 0 | 0 | 0 | 0 | 0 | 0 | 0 | 0 | 0 | 0 | DCI | Yes | LV | Steady/falling | 0 | 0 | 0 | 0 | 0 | 0 | 0 | 0 | 0 | 0
| SYD_55 | Yes | LV | Steady/falling | 0 | 0 | 0 | 0 | 0 | 0 | 0 | 0 | 0 | 0 | SYD_55 | Yes | LV | Steady/falling | 0 | 0 | 0 | 0 | 0 | 0 | 0 | 0 | 0 | 0 | SYD_55 | Yes | LV | Steady/falling | 0 | 0 | 0 | 0 | 0 | 0 | 0 | 0 | 0 | 0
| Augusta_DC | Yes | LV | Steady/falling | 0 | 0 | 0 | 0 | 0 | 0 | 0 | 0 | 0 | 0 | Augusta_DC | Yes | LV | Steady/falling | 0 | 0 | 0 | 0 | 0 | 0 | 0 | 0 | 0 | 0 | Augusta_DC | Yes | LV | Steady/falling | 0 | 0 | 0 | 0 | 0 | 0 | 0 | 0 | 0 | 0
| Honeman_DC | Yes | LV | Steady/falling | 0 | 0 | 0 | 0 | 0 | 0 | 0 | 0 | 0 | 0 | Honeman_DC | Yes | LV | Steady/falling | 0 | 0 | 0 | 0 | 0 | 0 | 0 | 0 | 0 | 0 | Honeman_DC | Yes | LV | Steady/falling | 0 | 0 | 0 | 0 | 0 | 0 | 0 | 0 | 0 | 0
| Station_DC | Yes | LV | Steady/falling | 0 | 0 | 0 | 0 | 0 | 0 | 0 | 0 | 0 | 0 | Station_DC | Yes | LV | Steady/falling | 0 | 0 | 0 | 0 | 0 | 0 | 0 | 0 | 0 | 0 | Station_DC | Yes | LV | Steady/falling | 0 | 0 | 0 | 0 | 0 | 0 | 0 | 0 | 0 | 0
| Aerotropolis | No | LV | High growth | 0 | 0 | 0 | 0 | 0 | 0 | 0 | 0 | 0 | 0 | Aerotropolis | No | LV | High growth | 0 | 0 | 0 | 0 | 0 | 0 | 0 | 0 | 0 | 0 | Aerotropolis | No | LV | High growth | 0 | 0 | 0 | 0 | 0 | 0 | 0 | 0 | 0 | 0
| Arndell_Park | No | LV | Small growth | 0 | 0 | 0 | 0 | 0 | 0 | 0 | 0 | 0 | 0 | Arndell_Park | No | LV | Small growth | 0 | 0 | 0 | 0 | 0 | 0 | 0 | 0 | 0 | 0 | Arndell_Park | No | LV | Small growth | 0 | 0 | 0 | 0 | 0 | 0 | 0 | 0 | 0 | 0
| Baulkham_Hills_11kv | No | LV | Small growth | 0 | 0 | 0 | 0 | 0 | 0 | 0 | 0 | 0 | 0 | Baulkham_Hills_11kv | No | LV | Small growth | 0 | 0 | 0 | 0 | 0 | 0 | 0 | 0 | 0 | 0 | Baulkham_Hills_11kv | No | LV | Small growth | 0 | 0 | 0 | 0 | 0 | 0 | 0 | 0 | 0 | 0
| One_Steel_Mini_Mill | Yes | LV | Steady/falling | 0 | 0 | 0 | 0 | 0 | 0 | 0 | 0 | 0 | 0 | One_Steel_Mini_Mill | Yes | LV | Steady/falling | 0 | 0 | 0 | 0 | 0 | 0 | 0 | 0 | 0 | 0 | One_Steel_Mini_Mill | Yes | LV | Steady/falling | 0 | 0 | 0 | 0 | 0 | 0 | 0 | 0 | 0 | 0
| Doonside | No | LV | Small growth | 0 | 0 | 0 | 0 | 0 | 0 | 0 | 0 | 0 | 0 | Doonside | No | LV | Small growth | 0 | 0 | 0 | 0 | 0 | 0 | 0 | 0 | 0 | 0 | Doonside | No | LV | Small growth | 0 | 0 | 0 | 0 | 0 | 0 | 0 | 0 | 0 | 0
| Eastern_Crk | No | LV | High growth | 0 | 0 | 0 | 0 | 0 | 0 | 0 | 0 | 0 | 0 | Eastern_Crk | No | LV | High growth | 0 | 0 | 0 | 0 | 0 | 0 | 0 | 0 | 0 | 0 | Eastern_Crk | No | LV | High growth | 0 | 0 | 0 | 0 | 0 | 0 | 0 | 0 | 0 | 0
| Huntingwood | No | LV | High growth | 0 | 0 | 0 | 0 | 0 | 0 | 0 | 0 | 0 | 0 | Huntingwood | No | LV | High growth | 0 | 0 | 0 | 0 | 0 | 0 | 0 | 0 | 0 | 0 | Huntingwood | No | LV | High growth | 0 | 0 | 0 | 0 | 0 | 0 | 0 | 0 | 0 | 0
| Mamre | No | LV | High growth | 0 | 0 | 0 | 0 | 0 | 0 | 0 | 0 | 0 | 0 | Mamre | No | LV | High growth | 0 | 0 | 0 | 0 | 0 | 0 | 0 | 0 | 0 | 0 | Mamre | No | LV | High growth | 0 | 0 | 0 | 0 | 0 | 0 | 0 | 0 | 0 | 0
| North_Eastern_Creek | No | LV | Small growth | 0 | 0 | 0 | 0 | 0 | 0 | 0 | 0 | 0 | 0 | North_Eastern_Creek | No | LV | Small growth | 0 | 0 | 0 | 0 | 0 | 0 | 0 | 0 | 0 | 0 | North_Eastern_Creek | No | LV | Small growth | 0 | 0 | 0 | 0 | 0 | 0 | 0 | 0 | 0 | 0
| Quakers_Hill | No | LV | Small growth | 0 | 0 | 0 | 0 | 0 | 0 | 0 | 0 | 0 | 0 | Quakers_Hill | No | LV | Small growth | 0 | 0 | 0 | 0 | 0 | 0 | 0 | 0 | 0 | 0 | Quakers_Hill | No | LV | Small growth | 0 | 0 | 0 | 0 | 0 | 0 | 0 | 0 | 0 | 0
| Rooty_Hill | No | LV | Steady/falling | 0 | 0 | 0 | 0 | 0 | 0 | 0 | 0 | 0 | 0 | Rooty_Hill | No | LV | Steady/falling | 0 | 0 | 0 | 0 | 0 | 0 | 0 | 0 | 0 | 0 | Rooty_Hill | No | LV | Steady/falling | 0 | 0 | 0 | 0 | 0 | 0 | 0 | 0 | 0 | 0
| Science_Park | No | LV | High growth | 0 | 0 | 0 | 0 | 0 | 0 | 0 | 0 | 0 | 0 | Science_Park | No | LV | High growth | 0 | 0 | 0 | 0 | 0 | 0 | 0 | 0 | 0 | 0 | Science_Park | No | LV | High growth | 0 | 0 | 0 | 0 | 0 | 0 | 0 | 0 | 0 | 0
| South_Erskine_Park | No | LV | High growth | 0 | 0 | 0 | 0 | 0 | 0 | 0 | 0 | 0 | 0 | South_Erskine_Park | No | LV | High growth | 0 | 0 | 0 | 0 | 0 | 0 | 0 | 0 | 0 | 0 | South_Erskine_Park | No | LV | High growth | 0 | 0 | 0 | 0 | 0 | 0 | 0 | 0 | 0 | 0
| West_Wetherill_Park | No | LV | High growth | 0 | 0 | 0 | 0 | 0 | 0 | 0 | 0 | 0 | 0 | West_Wetherill_Park | No | LV | High growth | 0 | 0 | 0 | 0 | 0 | 0 | 0 | 0 | 0 | 0 | West_Wetherill_Park | No | LV | High growth | 0 | 0 | 0 | 0 | 0 | 0 | 0 | 0 | 0 | 0
| Wetherill_Park | No | LV | Steady/falling | 0 | 0 | 0 | 0 | 0 | 0 | 0 | 0 | 0 | 0 | Wetherill_Park | No | LV | Steady/falling | 0 | 0 | 0 | 0 | 0 | 0 | 0 | 0 | 0 | 0 | Wetherill_Park | No | LV | Steady/falling | 0 | 0 | 0 | 0 | 0 | 0 | 0 | 0 | 0 | 0
| Bella_Vista | No | LV | High growth | 0 | 0 | 0 | 0 | 0 | 0 | 0 | 0 | 0 | 0 | Bella_Vista | No | LV | High growth | 0 | 0 | 0 | 0 | 0 | 0 | 0 | 0 | 0 | 0 | Bella_Vista | No | LV | High growth | 0 | 0 | 0 | 0 | 0 | 0 | 0 | 0 | 0 | 0
| Box_Hill | No | LV | High growth | 0 | 0 | 0 | 0 | 0 | 0 | 0 | 0 | 0 | 0 | Box_Hill | No | LV | High growth | 0 | 0 | 0 | 0 | 0 | 0 | 0 | 0 | 0 | 0 | Box_Hill | No | LV | High growth | 0 | 0 | 0 | 0 | 0 | 0 | 0 | 0 | 0 | 0
| Cheriton_Avenue | No | LV | High growth | 0 | 0 | 0 | 0 | 0 | 0 | 0 | 0 | 0 | 0 | Cheriton_Avenue | No | LV | High growth | 0 | 0 | 0 | 0 | 0 | 0 | 0 | 0 | 0 | 0 | Cheriton_Avenue | No | LV | High growth | 0 | 0 | 0 | 0 | 0 | 0 | 0 | 0 | 0 | 0
| Marsden_Park | No | LV | High growth | 0 | 0 | 0 | 0 | 0 | 0 | 0 | 0 | 0 | 0 | Marsden_Park | No | LV | High growth | 0 | 0 | 0 | 0 | 0 | 0 | 0 | 0 | 0 | 0 | Marsden_Park | No | LV | High growth | 0 | 0 | 0 | 0 | 0 | 0 | 0 | 0 | 0 | 0
| Mungerie_Park | No | LV | Small growth | 0 | 0 | 0 | 0 | 0 | 0 | 0 | 0 | 0 | 0 | Mungerie_Park | No | LV | Small growth | 0 | 0 | 0 | 0 | 0 | 0 | 0 | 0 | 0 | 0 | Mungerie_Park | No | LV | Small growth | 0 | 0 | 0 | 0 | 0 | 0 | 0 | 0 | 0 | 0
| Trifalga_Data_Centre | Yes | LV | Steady/falling | 0 | 0 | 0 | 0 | 0 | 0 | 0 | 0 | 0 | 0 | Trifalga_Data_Centre | Yes | LV | Steady/falling | 0 | 0 | 0 | 0 | 0 | 0 | 0 | 0 | 0 | 0 | Trifalga_Data_Centre | Yes | LV | Steady/falling | 0 | 0 | 0 | 0 | 0 | 0 | 0 | 0 | 0 | 0
| NWRL_Rouse_Hill | Yes | LV | Steady/falling | 0 | 0 | 0 | 0 | 0 | 0 | 0 | 0 | 0 | 0 | NWRL_Rouse_Hill | Yes | LV | Steady/falling | 0 | 0 | 0 | 0 | 0 | 0 | 0 | 0 | 0 | 0 | NWRL_Rouse_Hill | Yes | LV | Steady/falling | 0 | 0 | 0 | 0 | 0 | 0 | 0 | 0 | 0 | 0
| Schofields | No | LV | High growth | 0 | 0 | 0 | 0 | 0 | 0 | 0 | 0 | 0 | 0 | Schofields | No | LV | High growth | 0 | 0 | 0 | 0 | 0 | 0 | 0 | 0 | 0 | 0 | Schofields | No | LV | High growth | 0 | 0 | 0 | 0 | 0 | 0 | 0 | 0 | 0 | 0
| South_Marsden_Park | No | LV | High growth | 0 | 0 | 0 | 0 | 0 | 0 | 0 | 0 | 0 | 0 | South_Marsden_Park | No | LV | High growth | 0 | 0 | 0 | 0 | 0 | 0 | 0 | 0 | 0 | 0 | South_Marsden_Park | No | LV | High growth | 0 | 0 | 0 | 0 | 0 | 0 | 0 | 0 | 0 | 0
| Parklea | No | LV | Small growth | 0 | 0 | 0 | 0 | 0 | 0 | 0 | 0 | 0 | 0 | Parklea | No | LV | Small growth | 0 | 0 | 0 | 0 | 0 | 0 | 0 | 0 | 0 | 0 | Parklea | No | LV | Small growth | 0 | 0 | 0 | 0 | 0 | 0 | 0 | 0 | 0 | 0
| West_Castle_Hill | No | LV | High growth | 0 | 0 | 0 | 0 | 0 | 0 | 0 | 0 | 0 | 0 | West_Castle_Hill | No | LV | High growth | 0 | 0 | 0 | 0 | 0 | 0 | 0 | 0 | 0 | 0 | West_Castle_Hill | No | LV | High growth | 0 | 0 | 0 | 0 | 0 | 0 | 0 | 0 | 0 | 0
| Lithgow | No | LV | Small growth | 0 | 0 | 0 | 0 | 0 | 0 | 0 | 0 | 0 | 0 | Lithgow | No | LV | Small growth | 0 | 0 | 0 | 0 | 0 | 0 | 0 | 0 | 0 | 0 | Lithgow | No | LV | Small growth | 0 | 0 | 0 | 0 | 0 | 0 | 0 | 0 | 0 | 0
| Meadow_Flat | No | LV | Small growth | 0 | 0 | 0 | 0 | 0 | 0 | 0 | 0 | 0 | 0 | Meadow_Flat | No | LV | Small growth | 0 | 0 | 0 | 0 | 0 | 0 | 0 | 0 | 0 | 0 | Meadow_Flat | No | LV | Small growth | 0 | 0 | 0 | 0 | 0 | 0 | 0 | 0 | 0 | 0
| Portland | No | LV | Small growth | 0 | 0 | 0 | 0 | 0 | 0 | 0 | 0 | 0 | 0 | Portland | No | LV | Small growth | 0 | 0 | 0 | 0 | 0 | 0 | 0 | 0 | 0 | 0 | Portland | No | LV | Small growth | 0 | 0 | 0 | 0 | 0 | 0 | 0 | 0 | 0 | 0
| Springvale_Colliery | Yes | LV | Steady/falling | 0 | 0 | 0 | 0 | 0 | 0 | 0 | 0 | 0 | 0 | Springvale_Colliery | Yes | LV | Steady/falling | 0 | 0 | 0 | 0 | 0 | 0 | 0 | 0 | 0 | 0 | Springvale_Colliery | Yes | LV | Steady/falling | 0 | 0 | 0 | 0 | 0 | 0 | 0 | 0 | 0 | 0
| Sydney_Trains_Wallerawang | Yes | LV | Steady/falling | 0 | 0 | 0 | 0 | 0 | 0 | 0 | 0 | 0 | 0 | Sydney_Trains_Wallerawang | Yes | LV | Steady/falling | 0 | 0 | 0 | 0 | 0 | 0 | 0 | 0 | 0 | 0 | Sydney_Trains_Wallerawang | Yes | LV | Steady/falling | 0 | 0 | 0 | 0 | 0 | 0 | 0 | 0 | 0 | 0
| Blaxland | No | LV | Small growth | 0 | 0 | 0 | 0 | 0 | 0 | 0 | 0 | 0 | 0 | Blaxland | No | LV | Small growth | 0 | 0 | 0 | 0 | 0 | 0 | 0 | 0 | 0 | 0 | Blaxland | No | LV | Small growth | 0 | 0 | 0 | 0 | 0 | 0 | 0 | 0 | 0 | 0
| Springwood | No | LV | Small growth | 0 | 0 | 0 | 0 | 0 | 0 | 0 | 0 | 0 | 0 | Springwood | No | LV | Small growth | 0 | 0 | 0 | 0 | 0 | 0 | 0 | 0 | 0 | 0 | Springwood | No | LV | Small growth | 0 | 0 | 0 | 0 | 0 | 0 | 0 | 0 | 0 | 0
| Bonnyrigg | No | LV | Small growth | 0 | 0 | 0 | 0 | 0 | 0 | 0 | 0 | 0 | 0 | Bonnyrigg | No | LV | Small growth | 0 | 0 | 0 | 0 | 0 | 0 | 0 | 0 | 0 | 0 | Bonnyrigg | No | LV | Small growth | 0 | 0 | 0 | 0 | 0 | 0 | 0 | 0 | 0 | 0
| Hinchinbrook | No | LV | High growth | 0 | 0 | 0 | 0 | 0 | 0 | 0 | 0 | 0 | 0 | Hinchinbrook | No | LV | High growth | 0 | 0 | 0 | 0 | 0 | 0 | 0 | 0 | 0 | 0 | Hinchinbrook | No | LV | High growth | 0 | 0 | 0 | 0 | 0 | 0 | 0 | 0 | 0 | 0
| Homepride | No | LV | High growth | 0 | 0 | 0 | 0 | 0 | 0 | 0 | 0 | 0 | 0 | Homepride | No | LV | High growth | 0 | 0 | 0 | 0 | 0 | 0 | 0 | 0 | 0 | 0 | Homepride | No | LV | High growth | 0 | 0 | 0 | 0 | 0 | 0 | 0 | 0 | 0 | 0
| Kemps_Creek | No | LV | High growth | 0 | 0 | 0 | 0 | 0 | 0 | 0 | 0 | 0 | 0 | Kemps_Creek | No | LV | High growth | 0 | 0 | 0 | 0 | 0 | 0 | 0 | 0 | 0 | 0 | Kemps_Creek | No | LV | High growth | 0 | 0 | 0 | 0 | 0 | 0 | 0 | 0 | 0 | 0
| Prestons | No | LV | High growth | 0 | 0 | 0 | 0 | 0 | 0 | 0 | 0 | 0 | 0 | Prestons | No | LV | High growth | 0 | 0 | 0 | 0 | 0 | 0 | 0 | 0 | 0 | 0 | Prestons | No | LV | High growth | 0 | 0 | 0 | 0 | 0 | 0 | 0 | 0 | 0 | 0
| West_Liverpool_ZS | No | LV | Steady/falling | 0 | 0 | 0 | 0 | 0 | 0 | 0 | 0 | 0 | 0 | West_Liverpool_ZS | No | LV | Steady/falling | 0 | 0 | 0 | 0 | 0 | 0 | 0 | 0 | 0 | 0 | West_Liverpool_ZS | No | LV | Steady/falling | 0 | 0 | 0 | 0 | 0 | 0 | 0 | 0 | 0 | 0
| Brundee | Yes | LV | Steady/falling | 0 | 0 | 0 | 0 | 0 | 0 | 0 | 0 | 0 | 0 | Brundee | Yes | LV | Steady/falling | 0 | 0 | 0 | 0 | 0 | 0 | 0 | 0 | 0 | 0 | Brundee | Yes | LV | Steady/falling | 0 | 0 | 0 | 0 | 0 | 0 | 0 | 0 | 0 | 0
| Culburra | No | LV | Small growth | 0 | 0 | 0 | 0 | 0 | 0 | 0 | 0 | 0 | 0 | Culburra | No | LV | Small growth | 0 | 0 | 0 | 0 | 0 | 0 | 0 | 0 | 0 | 0 | Culburra | No | LV | Small growth | 0 | 0 | 0 | 0 | 0 | 0 | 0 | 0 | 0 | 0
| Huskisson | No | LV | High growth | 0 | 0 | 0 | 0 | 0 | 0 | 0 | 0 | 0 | 0 | Huskisson | No | LV | High growth | 0 | 0 | 0 | 0 | 0 | 0 | 0 | 0 | 0 | 0 | Huskisson | No | LV | High growth | 0 | 0 | 0 | 0 | 0 | 0 | 0 | 0 | 0 | 0
| South_Nowra | No | LV | High growth | 0 | 0 | 0 | 0 | 0 | 0 | 0 | 0 | 0 | 0 | South_Nowra | No | LV | High growth | 0 | 0 | 0 | 0 | 0 | 0 | 0 | 0 | 0 | 0 | South_Nowra | No | LV | High growth | 0 | 0 | 0 | 0 | 0 | 0 | 0 | 0 | 0 | 0
| Sussex_Inlet | No | LV | High growth | 0 | 0 | 0 | 0 | 0 | 0 | 0 | 0 | 0 | 0 | Sussex_Inlet | No | LV | High growth | 0 | 0 | 0 | 0 | 0 | 0 | 0 | 0 | 0 | 0 | Sussex_Inlet | No | LV | High growth | 0 | 0 | 0 | 0 | 0 | 0 | 0 | 0 | 0 | 0
| Tomerong_ZS | No | LV | Small growth | 0 | 0 | 0 | 0 | 0 | 0 | 0 | 0 | 0 | 0 | Tomerong_ZS | No | LV | Small growth | 0 | 0 | 0 | 0 | 0 | 0 | 0 | 0 | 0 | 0 | Tomerong_ZS | No | LV | Small growth | 0 | 0 | 0 | 0 | 0 | 0 | 0 | 0 | 0 | 0
| Yatte_Yattah | No | LV | Small growth | 0 | 0 | 0 | 0 | 0 | 0 | 0 | 0 | 0 | 0 | Yatte_Yattah | No | LV | Small growth | 0 | 0 | 0 | 0 | 0 | 0 | 0 | 0 | 0 | 0 | Yatte_Yattah | No | LV | Small growth | 0 | 0 | 0 | 0 | 0 | 0 | 0 | 0 | 0 | 0
| Jasper_Road | No | HV | Small growth | 0 | 0 | 0 | 0 | 0 | 0 | 0 | 0 | 0 | 0 | Jasper_Road | No | HV | Small growth | 0 | 0 | 0 | 0 | 0 | 0 | 0 | 0 | 0 | 0 | Jasper_Road | No | HV | Small growth | 0 | 0 | 0 | 0 | 0 | 0 | 0 | 0 | 0 | 0
| Northmead | No | HV | Small growth | 0 | 0 | 0 | 0 | 0 | 0 | 0 | 0 | 0 | 0 | Northmead | No | HV | Small growth | 0 | 0 | 0 | 0 | 0 | 0 | 0 | 0 | 0 | 0 | Northmead | No | HV | Small growth | 0 | 0 | 0 | 0 | 0 | 0 | 0 | 0 | 0 | 0
| North_Rocks | No | HV | Small growth | 0 | 0 | 0 | 0 | 0 | 0 | 0 | 0 | 0 | 0 | North_Rocks | No | HV | Small growth | 0 | 0 | 0 | 0 | 0 | 0 | 0 | 0 | 0 | 0 | North_Rocks | No | HV | Small growth | 0 | 0 | 0 | 0 | 0 | 0 | 0 | 0 | 0 | 0
| Seven_Hills | No | HV | Small growth | 0 | 0 | 0 | 0 | 0 | 0 | 0 | 0 | 0 | 0 | Seven_Hills | No | HV | Small growth | 0 | 0 | 0 | 0 | 0 | 0 | 0 | 0 | 0 | 0 | Seven_Hills | No | HV | Small growth | 0 | 0 | 0 | 0 | 0 | 0 | 0 | 0 | 0 | 0
| Westmead | No | HV | Steady/falling | 0 | 0 | 0 | 0 | 0 | 0 | 0 | 0 | 0 | 0 | Westmead | No | HV | Steady/falling | 0 | 0 | 0 | 0 | 0 | 0 | 0 | 0 | 0 | 0 | Westmead | No | HV | Steady/falling | 0 | 0 | 0 | 0 | 0 | 0 | 0 | 0 | 0 | 0
| Bulli | No | HV | High growth | 0 | 0 | 0 | 0 | 0 | 0 | 0 | 0 | 0 | 0 | Bulli | No | HV | High growth | 0 | 0 | 0 | 0 | 0 | 0 | 0 | 0 | 0 | 0 | Bulli | No | HV | High growth | 0 | 0 | 0 | 0 | 0 | 0 | 0 | 0 | 0 | 0
| Corrimal | No | HV | Small growth | 0 | 0 | 0 | 0 | 0 | 0 | 0 | 0 | 0 | 0 | Corrimal | No | HV | Small growth | 0 | 0 | 0 | 0 | 0 | 0 | 0 | 0 | 0 | 0 | Corrimal | No | HV | Small growth | 0 | 0 | 0 | 0 | 0 | 0 | 0 | 0 | 0 | 0
| Darkes_Forest | No | HV | Steady/falling | 0 | 0 | 0 | 0 | 0 | 0 | 0 | 0 | 0 | 0 | Darkes_Forest | No | HV | Steady/falling | 0 | 0 | 0 | 0 | 0 | 0 | 0 | 0 | 0 | 0 | Darkes_Forest | No | HV | Steady/falling | 0 | 0 | 0 | 0 | 0 | 0 | 0 | 0 | 0 | 0
| Helensburgh | No | HV | Small growth | 0 | 0 | 0 | 0 | 0 | 0 | 0 | 0 | 0 | 0 | Helensburgh | No | HV | Small growth | 0 | 0 | 0 | 0 | 0 | 0 | 0 | 0 | 0 | 0 | Helensburgh | No | HV | Small growth | 0 | 0 | 0 | 0 | 0 | 0 | 0 | 0 | 0 | 0
| Helenburgh_Colliery | Yes | HV | Steady/falling | 0 | 0 | 0 | 0 | 0 | 0 | 0 | 0 | 0 | 0 | Helenburgh_Colliery | Yes | HV | Steady/falling | 0 | 0 | 0 | 0 | 0 | 0 | 0 | 0 | 0 | 0 | Helenburgh_Colliery | Yes | HV | Steady/falling | 0 | 0 | 0 | 0 | 0 | 0 | 0 | 0 | 0 | 0
| Mt_Ousley | No | HV | Small growth | 0 | 0 | 0 | 0 | 0 | 0 | 0 | 0 | 0 | 0 | Mt_Ousley | No | HV | Small growth | 0 | 0 | 0 | 0 | 0 | 0 | 0 | 0 | 0 | 0 | Mt_Ousley | No | HV | Small growth | 0 | 0 | 0 | 0 | 0 | 0 | 0 | 0 | 0 | 0
| Russell_Vale | No | HV | Small growth | 0 | 0 | 0 | 0 | 0 | 0 | 0 | 0 | 0 | 0 | Russell_Vale | No | HV | Small growth | 0 | 0 | 0 | 0 | 0 | 0 | 0 | 0 | 0 | 0 | Russell_Vale | No | HV | Small growth | 0 | 0 | 0 | 0 | 0 | 0 | 0 | 0 | 0 | 0
| South_Bulli_Colliery | Yes | HV | Steady/falling | 0 | 0 | 0 | 0 | 0 | 0 | 0 | 0 | 0 | 0 | South_Bulli_Colliery | Yes | HV | Steady/falling | 0 | 0 | 0 | 0 | 0 | 0 | 0 | 0 | 0 | 0 | South_Bulli_Colliery | Yes | HV | Steady/falling | 0 | 0 | 0 | 0 | 0 | 0 | 0 | 0 | 0 | 0
| Wombarra | No | HV | Small growth | 0 | 0 | 0 | 0 | 0 | 0 | 0 | 0 | 0 | 0 | Wombarra | No | HV | Small growth | 0 | 0 | 0 | 0 | 0 | 0 | 0 | 0 | 0 | 0 | Wombarra | No | HV | Small growth | 0 | 0 | 0 | 0 | 0 | 0 | 0 | 0 | 0 | 0
| ABC_Tissues | Yes | HV | High growth | 0 | 0 | 0 | 0 | 0 | 0 | 0 | 0 | 0 | 0 | ABC_Tissues | Yes | HV | High growth | 0 | 0 | 0 | 0 | 0 | 0 | 0 | 0 | 0 | 0 | ABC_Tissues | Yes | HV | High growth | 0 | 0 | 0 | 0 | 0 | 0 | 0 | 0 | 0 | 0
| Sydney_Trains_Blacktown | Yes | HV | Steady/falling | 0 | 0 | 0 | 0 | 0 | 0 | 0 | 0 | 0 | 0 | Sydney_Trains_Blacktown | Yes | HV | Steady/falling | 0 | 0 | 0 | 0 | 0 | 0 | 0 | 0 | 0 | 0 | Sydney_Trains_Blacktown | Yes | HV | Steady/falling | 0 | 0 | 0 | 0 | 0 | 0 | 0 | 0 | 0 | 0
| Bossley_Park | No | HV | Small growth | 0 | 0 | 0 | 0 | 0 | 0 | 0 | 0 | 0 | 0 | Bossley_Park | No | HV | Small growth | 0 | 0 | 0 | 0 | 0 | 0 | 0 | 0 | 0 | 0 | Bossley_Park | No | HV | Small growth | 0 | 0 | 0 | 0 | 0 | 0 | 0 | 0 | 0 | 0
| Fujitsu_Data | Yes | HV | Steady/falling | 0 | 0 | 0 | 0 | 0 | 0 | 0 | 0 | 0 | 0 | Fujitsu_Data | Yes | HV | Steady/falling | 0 | 0 | 0 | 0 | 0 | 0 | 0 | 0 | 0 | 0 | Fujitsu_Data | Yes | HV | Steady/falling | 0 | 0 | 0 | 0 | 0 | 0 | 0 | 0 | 0 | 0
| Greystanes | No | HV | Small growth | 0 | 0 | 0 | 0 | 0 | 0 | 0 | 0 | 0 | 0 | Greystanes | No | HV | Small growth | 0 | 0 | 0 | 0 | 0 | 0 | 0 | 0 | 0 | 0 | Greystanes | No | HV | Small growth | 0 | 0 | 0 | 0 | 0 | 0 | 0 | 0 | 0 | 0
| Holroyd | No | HV | Small growth | 0 | 0 | 0 | 0 | 0 | 0 | 0 | 0 | 0 | 0 | Holroyd | No | HV | Small growth | 0 | 0 | 0 | 0 | 0 | 0 | 0 | 0 | 0 | 0 | Holroyd | No | HV | Small growth | 0 | 0 | 0 | 0 | 0 | 0 | 0 | 0 | 0 | 0
| Leabons_Lane | No | HV | Small growth | 0 | 0 | 0 | 0 | 0 | 0 | 0 | 0 | 0 | 0 | Leabons_Lane | No | HV | Small growth | 0 | 0 | 0 | 0 | 0 | 0 | 0 | 0 | 0 | 0 | Leabons_Lane | No | HV | Small growth | 0 | 0 | 0 | 0 | 0 | 0 | 0 | 0 | 0 | 0
| Marayong | No | HV | Small growth | 0 | 0 | 0 | 0 | 0 | 0 | 0 | 0 | 0 | 0 | Marayong | No | HV | Small growth | 0 | 0 | 0 | 0 | 0 | 0 | 0 | 0 | 0 | 0 | Marayong | No | HV | Small growth | 0 | 0 | 0 | 0 | 0 | 0 | 0 | 0 | 0 | 0
| Newton | No | HV | High growth | 0 | 0 | 0 | 0 | 0 | 0 | 0 | 0 | 0 | 0 | Newton | No | HV | High growth | 0 | 0 | 0 | 0 | 0 | 0 | 0 | 0 | 0 | 0 | Newton | No | HV | High growth | 0 | 0 | 0 | 0 | 0 | 0 | 0 | 0 | 0 | 0
| Prospect | No | HV | Small growth | 0 | 0 | 0 | 0 | 0 | 0 | 0 | 0 | 0 | 0 | Prospect | No | HV | Small growth | 0 | 0 | 0 | 0 | 0 | 0 | 0 | 0 | 0 | 0 | Prospect | No | HV | Small growth | 0 | 0 | 0 | 0 | 0 | 0 | 0 | 0 | 0 | 0
| Prospect_East | Yes | HV | Steady/falling | 0 | 0 | 0 | 0 | 0 | 0 | 0 | 0 | 0 | 0 | Prospect_East | Yes | HV | Steady/falling | 0 | 0 | 0 | 0 | 0 | 0 | 0 | 0 | 0 | 0 | Prospect_East | Yes | HV | Steady/falling | 0 | 0 | 0 | 0 | 0 | 0 | 0 | 0 | 0 | 0
| Prospect_South | Yes | HV | Steady/falling | 0 | 0 | 0 | 0 | 0 | 0 | 0 | 0 | 0 | 0 | Prospect_South | Yes | HV | Steady/falling | 0 | 0 | 0 | 0 | 0 | 0 | 0 | 0 | 0 | 0 | Prospect_South | Yes | HV | Steady/falling | 0 | 0 | 0 | 0 | 0 | 0 | 0 | 0 | 0 | 0
| Quarries | No | HV | Small growth | 0 | 0 | 0 | 0 | 0 | 0 | 0 | 0 | 0 | 0 | Quarries | No | HV | Small growth | 0 | 0 | 0 | 0 | 0 | 0 | 0 | 0 | 0 | 0 | Quarries | No | HV | Small growth | 0 | 0 | 0 | 0 | 0 | 0 | 0 | 0 | 0 | 0
| Sydney_Trains_Toongabbie | Yes | HV | Steady/falling | 0 | 0 | 0 | 0 | 0 | 0 | 0 | 0 | 0 | 0 | Sydney_Trains_Toongabbie | Yes | HV | Steady/falling | 0 | 0 | 0 | 0 | 0 | 0 | 0 | 0 | 0 | 0 | Sydney_Trains_Toongabbie | Yes | HV | Steady/falling | 0 | 0 | 0 | 0 | 0 | 0 | 0 | 0 | 0 | 0
| ING_Alcan | Yes | HV | Steady/falling | 0 | 0 | 0 | 0 | 0 | 0 | 0 | 0 | 0 | 0 | ING_Alcan | Yes | HV | Steady/falling | 0 | 0 | 0 | 0 | 0 | 0 | 0 | 0 | 0 | 0 | ING_Alcan | Yes | HV | Steady/falling | 0 | 0 | 0 | 0 | 0 | 0 | 0 | 0 | 0 | 0
| Lennox | No | HV | High growth | 0 | 0 | 0 | 0 | 0 | 0 | 0 | 0 | 0 | 0 | Lennox | No | HV | High growth | 0 | 0 | 0 | 0 | 0 | 0 | 0 | 0 | 0 | 0 | Lennox | No | HV | High growth | 0 | 0 | 0 | 0 | 0 | 0 | 0 | 0 | 0 | 0
| Rosehill | No | HV | Steady/falling | 0 | 0 | 0 | 0 | 0 | 0 | 0 | 0 | 0 | 0 | Rosehill | No | HV | Steady/falling | 0 | 0 | 0 | 0 | 0 | 0 | 0 | 0 | 0 | 0 | Rosehill | No | HV | Steady/falling | 0 | 0 | 0 | 0 | 0 | 0 | 0 | 0 | 0 | 0
| Viva_Energy | Yes | HV | Steady/falling | 0 | 0 | 0 | 0 | 0 | 0 | 0 | 0 | 0 | 0 | Viva_Energy | Yes | HV | Steady/falling | 0 | 0 | 0 | 0 | 0 | 0 | 0 | 0 | 0 | 0 | Viva_Energy | Yes | HV | Steady/falling | 0 | 0 | 0 | 0 | 0 | 0 | 0 | 0 | 0 | 0
| Syd_Metro_West | No | HV | Steady/falling | 0 | 0 | 0 | 0 | 0 | 0 | 0 | 0 | 0 | 0 | Syd_Metro_West | No | HV | Steady/falling | 0 | 0 | 0 | 0 | 0 | 0 | 0 | 0 | 0 | 0 | Syd_Metro_West | No | HV | Steady/falling | 0 | 0 | 0 | 0 | 0 | 0 | 0 | 0 | 0 | 0
| Ausgrid_Auburn | Yes | HV | Steady/falling | 0 | 0 | 0 | 0 | 0 | 0 | 0 | 0 | 0 | 0 | Ausgrid_Auburn | Yes | HV | Steady/falling | 0 | 0 | 0 | 0 | 0 | 0 | 0 | 0 | 0 | 0 | Ausgrid_Auburn | Yes | HV | Steady/falling | 0 | 0 | 0 | 0 | 0 | 0 | 0 | 0 | 0 | 0
| Ausgrid_Lidcombe | Yes | HV | Small growth | 0 | 0 | 0 | 0 | 0 | 0 | 0 | 0 | 0 | 0 | Ausgrid_Lidcombe | Yes | HV | Small growth | 0 | 0 | 0 | 0 | 0 | 0 | 0 | 0 | 0 | 0 | Ausgrid_Lidcombe | Yes | HV | Small growth | 0 | 0 | 0 | 0 | 0 | 0 | 0 | 0 | 0 | 0
| Castle_Hill | No | HV | High growth | 0 | 0 | 0 | 0 | 0 | 0 | 0 | 0 | 0 | 0 | Castle_Hill | No | HV | High growth | 0 | 0 | 0 | 0 | 0 | 0 | 0 | 0 | 0 | 0 | Castle_Hill | No | HV | High growth | 0 | 0 | 0 | 0 | 0 | 0 | 0 | 0 | 0 | 0
| Dundas | No | HV | High growth | 0 | 0 | 0 | 0 | 0 | 0 | 0 | 0 | 0 | 0 | Dundas | No | HV | High growth | 0 | 0 | 0 | 0 | 0 | 0 | 0 | 0 | 0 | 0 | Dundas | No | HV | High growth | 0 | 0 | 0 | 0 | 0 | 0 | 0 | 0 | 0 | 0
| Rydalmere | No | HV | High growth | 0 | 0 | 0 | 0 | 0 | 0 | 0 | 0 | 0 | 0 | Rydalmere | No | HV | High growth | 0 | 0 | 0 | 0 | 0 | 0 | 0 | 0 | 0 | 0 | Rydalmere | No | HV | High growth | 0 | 0 | 0 | 0 | 0 | 0 | 0 | 0 | 0 | 0
| West_Pennant_Hills | No | HV | Small growth | 0 | 0 | 0 | 0 | 0 | 0 | 0 | 0 | 0 | 0 | West_Pennant_Hills | No | HV | Small growth | 0 | 0 | 0 | 0 | 0 | 0 | 0 | 0 | 0 | 0 | West_Pennant_Hills | No | HV | Small growth | 0 | 0 | 0 | 0 | 0 | 0 | 0 | 0 | 0 | 0
| M1_M2_tunnel | Yes | HV | Steady/falling | 0 | 0 | 0 | 0 | 0 | 0 | 0 | 0 | 0 | 0 | M1_M2_tunnel | Yes | HV | Steady/falling | 0 | 0 | 0 | 0 | 0 | 0 | 0 | 0 | 0 | 0 | M1_M2_tunnel | Yes | HV | Steady/falling | 0 | 0 | 0 | 0 | 0 | 0 | 0 | 0 | 0 | 0
| Ausgrid_Carlingford | Yes | HV | Steady/falling | 0 | 0 | 0 | 0 | 0 | 0 | 0 | 0 | 0 | 0 | Ausgrid_Carlingford | Yes | HV | Steady/falling | 0 | 0 | 0 | 0 | 0 | 0 | 0 | 0 | 0 | 0 | Ausgrid_Carlingford | Yes | HV | Steady/falling | 0 | 0 | 0 | 0 | 0 | 0 | 0 | 0 | 0 | 0
| BlueScope_Steel | Yes | HV | Steady/falling | 0 | 0 | 0 | 0 | 0 | 0 | 0 | 0 | 0 | 0 | BlueScope_Steel | Yes | HV | Steady/falling | 0 | 0 | 0 | 0 | 0 | 0 | 0 | 0 | 0 | 0 | BlueScope_Steel | Yes | HV | Steady/falling | 0 | 0 | 0 | 0 | 0 | 0 | 0 | 0 | 0 | 0
| BOC_Gases | Yes | HV | Steady/falling | 0 | 0 | 0 | 0 | 0 | 0 | 0 | 0 | 0 | 0 | BOC_Gases | Yes | HV | Steady/falling | 0 | 0 | 0 | 0 | 0 | 0 | 0 | 0 | 0 | 0 | BOC_Gases | Yes | HV | Steady/falling | 0 | 0 | 0 | 0 | 0 | 0 | 0 | 0 | 0 | 0
| Burrawang | Yes | HV | Steady/falling | 0 | 0 | 0 | 0 | 0 | 0 | 0 | 0 | 0 | 0 | Burrawang | Yes | HV | Steady/falling | 0 | 0 | 0 | 0 | 0 | 0 | 0 | 0 | 0 | 0 | Burrawang | Yes | HV | Steady/falling | 0 | 0 | 0 | 0 | 0 | 0 | 0 | 0 | 0 | 0
| Batemans_Bay | Yes | HV | Steady/falling | 0 | 0 | 0 | 0 | 0 | 0 | 0 | 0 | 0 | 0 | Batemans_Bay | Yes | HV | Steady/falling | 0 | 0 | 0 | 0 | 0 | 0 | 0 | 0 | 0 | 0 | Batemans_Bay | Yes | HV | Steady/falling | 0 | 0 | 0 | 0 | 0 | 0 | 0 | 0 | 0 | 0
| Ulladulla | No | HV | High growth | 0 | 0 | 0 | 0 | 0 | 0 | 0 | 0 | 0 | 0 | Ulladulla | No | HV | High growth | 0 | 0 | 0 | 0 | 0 | 0 | 0 | 0 | 0 | 0 | Ulladulla | No | HV | High growth | 0 | 0 | 0 | 0 | 0 | 0 | 0 | 0 | 0 | 0
| West_Dapto | No | HV | High growth | 0 | 0 | 0 | 0 | 0 | 0 | 0 | 0 | 0 | 0 | West_Dapto | No | HV | High growth | 0 | 0 | 0 | 0 | 0 | 0 | 0 | 0 | 0 | 0 | West_Dapto | No | HV | High growth | 0 | 0 | 0 | 0 | 0 | 0 | 0 | 0 | 0 | 0
| Edmondson_Park | No | HV | High growth | 0 | 0 | 0 | 0 | 0 | 0 | 0 | 0 | 0 | 0 | Edmondson_Park | No | HV | High growth | 0 | 0 | 0 | 0 | 0 | 0 | 0 | 0 | 0 | 0 | Edmondson_Park | No | HV | High growth | 0 | 0 | 0 | 0 | 0 | 0 | 0 | 0 | 0 | 0
| Sydney_Trains_Edmondson_Park | Yes | HV | Steady/falling | 0 | 0 | 0 | 0 | 0 | 0 | 0 | 0 | 0 | 0 | Sydney_Trains_Edmondson_Park | Yes | HV | Steady/falling | 0 | 0 | 0 | 0 | 0 | 0 | 0 | 0 | 0 | 0 | Sydney_Trains_Edmondson_Park | Yes | HV | Steady/falling | 0 | 0 | 0 | 0 | 0 | 0 | 0 | 0 | 0 | 0
| BCSC_Berrima | No | HV | Steady/falling | 0 | 0 | 0 | 0 | 0 | 0 | 0 | 0 | 0 | 0 | BCSC_Berrima | No | HV | Steady/falling | 0 | 0 | 0 | 0 | 0 | 0 | 0 | 0 | 0 | 0 | BCSC_Berrima | No | HV | Steady/falling | 0 | 0 | 0 | 0 | 0 | 0 | 0 | 0 | 0 | 0
| Berrima_junction | No | HV | High growth | 0 | 0 | 0 | 0 | 0 | 0 | 0 | 0 | 0 | 0 | Berrima_junction | No | HV | High growth | 0 | 0 | 0 | 0 | 0 | 0 | 0 | 0 | 0 | 0 | Berrima_junction | No | HV | High growth | 0 | 0 | 0 | 0 | 0 | 0 | 0 | 0 | 0 | 0
| Berrima_Junction_DC | No | HV | Steady/falling | 0 | 0 | 0 | 0 | 0 | 0 | 0 | 0 | 0 | 0 | Berrima_Junction_DC | No | HV | Steady/falling | 0 | 0 | 0 | 0 | 0 | 0 | 0 | 0 | 0 | 0 | Berrima_Junction_DC | No | HV | Steady/falling | 0 | 0 | 0 | 0 | 0 | 0 | 0 | 0 | 0 | 0
| Bowral | No | HV | Small growth | 0 | 0 | 0 | 0 | 0 | 0 | 0 | 0 | 0 | 0 | Bowral | No | HV | Small growth | 0 | 0 | 0 | 0 | 0 | 0 | 0 | 0 | 0 | 0 | Bowral | No | HV | Small growth | 0 | 0 | 0 | 0 | 0 | 0 | 0 | 0 | 0 | 0
| Mittagong | No | HV | Small growth | 0 | 0 | 0 | 0 | 0 | 0 | 0 | 0 | 0 | 0 | Mittagong | No | HV | Small growth | 0 | 0 | 0 | 0 | 0 | 0 | 0 | 0 | 0 | 0 | Mittagong | No | HV | Small growth | 0 | 0 | 0 | 0 | 0 | 0 | 0 | 0 | 0 | 0
| Moss_Vale | No | HV | High growth | 0 | 0 | 0 | 0 | 0 | 0 | 0 | 0 | 0 | 0 | Moss_Vale | No | HV | High growth | 0 | 0 | 0 | 0 | 0 | 0 | 0 | 0 | 0 | 0 | Moss_Vale | No | HV | High growth | 0 | 0 | 0 | 0 | 0 | 0 | 0 | 0 | 0 | 0
| Ringwood | No | HV | Small growth | 0 | 0 | 0 | 0 | 0 | 0 | 0 | 0 | 0 | 0 | Ringwood | No | HV | Small growth | 0 | 0 | 0 | 0 | 0 | 0 | 0 | 0 | 0 | 0 | Ringwood | No | HV | Small growth | 0 | 0 | 0 | 0 | 0 | 0 | 0 | 0 | 0 | 0
| Robertson | No | HV | Small growth | 0 | 0 | 0 | 0 | 0 | 0 | 0 | 0 | 0 | 0 | Robertson | No | HV | Small growth | 0 | 0 | 0 | 0 | 0 | 0 | 0 | 0 | 0 | 0 | Robertson | No | HV | Small growth | 0 | 0 | 0 | 0 | 0 | 0 | 0 | 0 | 0 | 0
| Tyree | Yes | HV | Steady/falling | 0 | 0 | 0 | 0 | 0 | 0 | 0 | 0 | 0 | 0 | Tyree | Yes | HV | Steady/falling | 0 | 0 | 0 | 0 | 0 | 0 | 0 | 0 | 0 | 0 | Tyree | Yes | HV | Steady/falling | 0 | 0 | 0 | 0 | 0 | 0 | 0 | 0 | 0 | 0
| Water_Board_Dams | Yes | HV | Steady/falling | 0 | 0 | 0 | 0 | 0 | 0 | 0 | 0 | 0 | 0 | Water_Board_Dams | Yes | HV | Steady/falling | 0 | 0 | 0 | 0 | 0 | 0 | 0 | 0 | 0 | 0 | Water_Board_Dams | Yes | HV | Steady/falling | 0 | 0 | 0 | 0 | 0 | 0 | 0 | 0 | 0 | 0
| Cabramatta | No | HV | Steady/falling | 0 | 0 | 0 | 0 | 0 | 0 | 0 | 0 | 0 | 0 | Cabramatta | No | HV | Steady/falling | 0 | 0 | 0 | 0 | 0 | 0 | 0 | 0 | 0 | 0 | Cabramatta | No | HV | Steady/falling | 0 | 0 | 0 | 0 | 0 | 0 | 0 | 0 | 0 | 0
| Carramar | No | HV | Small growth | 0 | 0 | 0 | 0 | 0 | 0 | 0 | 0 | 0 | 0 | Carramar | No | HV | Small growth | 0 | 0 | 0 | 0 | 0 | 0 | 0 | 0 | 0 | 0 | Carramar | No | HV | Small growth | 0 | 0 | 0 | 0 | 0 | 0 | 0 | 0 | 0 | 0
| Fairfield | No | HV | Small growth | 0 | 0 | 0 | 0 | 0 | 0 | 0 | 0 | 0 | 0 | Fairfield | No | HV | Small growth | 0 | 0 | 0 | 0 | 0 | 0 | 0 | 0 | 0 | 0 | Fairfield | No | HV | Small growth | 0 | 0 | 0 | 0 | 0 | 0 | 0 | 0 | 0 | 0
| Sherwood | No | HV | Small growth | 0 | 0 | 0 | 0 | 0 | 0 | 0 | 0 | 0 | 0 | Sherwood | No | HV | Small growth | 0 | 0 | 0 | 0 | 0 | 0 | 0 | 0 | 0 | 0 | Sherwood | No | HV | Small growth | 0 | 0 | 0 | 0 | 0 | 0 | 0 | 0 | 0 | 0
| Smithfield | No | HV | Small growth | 0 | 0 | 0 | 0 | 0 | 0 | 0 | 0 | 0 | 0 | Smithfield | No | HV | Small growth | 0 | 0 | 0 | 0 | 0 | 0 | 0 | 0 | 0 | 0 | Smithfield | No | HV | Small growth | 0 | 0 | 0 | 0 | 0 | 0 | 0 | 0 | 0 | 0
| South_Granville | No | HV | Small growth | 0 | 0 | 0 | 0 | 0 | 0 | 0 | 0 | 0 | 0 | South_Granville | No | HV | Small growth | 0 | 0 | 0 | 0 | 0 | 0 | 0 | 0 | 0 | 0 | South_Granville | No | HV | Small growth | 0 | 0 | 0 | 0 | 0 | 0 | 0 | 0 | 0 | 0
| Visy_Paper_SPC | Yes | HV | Steady/falling | 0 | 0 | 0 | 0 | 0 | 0 | 0 | 0 | 0 | 0 | Visy_Paper_SPC | Yes | HV | Steady/falling | 0 | 0 | 0 | 0 | 0 | 0 | 0 | 0 | 0 | 0 | Visy_Paper_SPC | Yes | HV | Steady/falling | 0 | 0 | 0 | 0 | 0 | 0 | 0 | 0 | 0 | 0
| Woodpark | No | HV | Small growth | 0 | 0 | 0 | 0 | 0 | 0 | 0 | 0 | 0 | 0 | Woodpark | No | HV | Small growth | 0 | 0 | 0 | 0 | 0 | 0 | 0 | 0 | 0 | 0 | Woodpark | No | HV | Small growth | 0 | 0 | 0 | 0 | 0 | 0 | 0 | 0 | 0 | 0
| Yennora | No | HV | Small growth | 0 | 0 | 0 | 0 | 0 | 0 | 0 | 0 | 0 | 0 | Yennora | No | HV | Small growth | 0 | 0 | 0 | 0 | 0 | 0 | 0 | 0 | 0 | 0 | Yennora | No | HV | Small growth | 0 | 0 | 0 | 0 | 0 | 0 | 0 | 0 | 0 | 0
| Ausgrid_Guildford | Yes | HV | Steady/falling | 0 | 0 | 0 | 0 | 0 | 0 | 0 | 0 | 0 | 0 | Ausgrid_Guildford | Yes | HV | Steady/falling | 0 | 0 | 0 | 0 | 0 | 0 | 0 | 0 | 0 | 0 | Ausgrid_Guildford | Yes | HV | Steady/falling | 0 | 0 | 0 | 0 | 0 | 0 | 0 | 0 | 0 | 0
| Cattai | No | HV | Small growth | 0 | 0 | 0 | 0 | 0 | 0 | 0 | 0 | 0 | 0 | Cattai | No | HV | Small growth | 0 | 0 | 0 | 0 | 0 | 0 | 0 | 0 | 0 | 0 | Cattai | No | HV | Small growth | 0 | 0 | 0 | 0 | 0 | 0 | 0 | 0 | 0 | 0
| Glossodia | No | HV | Small growth | 0 | 0 | 0 | 0 | 0 | 0 | 0 | 0 | 0 | 0 | Glossodia | No | HV | Small growth | 0 | 0 | 0 | 0 | 0 | 0 | 0 | 0 | 0 | 0 | Glossodia | No | HV | Small growth | 0 | 0 | 0 | 0 | 0 | 0 | 0 | 0 | 0 | 0
| Glenorie | No | HV | Small growth | 0 | 0 | 0 | 0 | 0 | 0 | 0 | 0 | 0 | 0 | Glenorie | No | HV | Small growth | 0 | 0 | 0 | 0 | 0 | 0 | 0 | 0 | 0 | 0 | Glenorie | No | HV | Small growth | 0 | 0 | 0 | 0 | 0 | 0 | 0 | 0 | 0 | 0
| East_Richmond | No | HV | Steady/falling | 0 | 0 | 0 | 0 | 0 | 0 | 0 | 0 | 0 | 0 | East_Richmond | No | HV | Steady/falling | 0 | 0 | 0 | 0 | 0 | 0 | 0 | 0 | 0 | 0 | East_Richmond | No | HV | Steady/falling | 0 | 0 | 0 | 0 | 0 | 0 | 0 | 0 | 0 | 0
| Sydney_Trains_Hawkesbury | Yes | HV | Steady/falling | 0 | 0 | 0 | 0 | 0 | 0 | 0 | 0 | 0 | 0 | Sydney_Trains_Hawkesbury | Yes | HV | Steady/falling | 0 | 0 | 0 | 0 | 0 | 0 | 0 | 0 | 0 | 0 | Sydney_Trains_Hawkesbury | Yes | HV | Steady/falling | 0 | 0 | 0 | 0 | 0 | 0 | 0 | 0 | 0 | 0
| Kurrajong | No | HV | Small growth | 0 | 0 | 0 | 0 | 0 | 0 | 0 | 0 | 0 | 0 | Kurrajong | No | HV | Small growth | 0 | 0 | 0 | 0 | 0 | 0 | 0 | 0 | 0 | 0 | Kurrajong | No | HV | Small growth | 0 | 0 | 0 | 0 | 0 | 0 | 0 | 0 | 0 | 0
| North_Richmond | No | HV | High growth | 0 | 0 | 0 | 0 | 0 | 0 | 0 | 0 | 0 | 0 | North_Richmond | No | HV | High growth | 0 | 0 | 0 | 0 | 0 | 0 | 0 | 0 | 0 | 0 | North_Richmond | No | HV | High growth | 0 | 0 | 0 | 0 | 0 | 0 | 0 | 0 | 0 | 0
| Riverstone | No | HV | High growth | 0 | 0 | 0 | 0 | 0 | 0 | 0 | 0 | 0 | 0 | Riverstone | No | HV | High growth | 0 | 0 | 0 | 0 | 0 | 0 | 0 | 0 | 0 | 0 | Riverstone | No | HV | High growth | 0 | 0 | 0 | 0 | 0 | 0 | 0 | 0 | 0 | 0
| South_Windsor | No | HV | Steady/falling | 0 | 0 | 0 | 0 | 0 | 0 | 0 | 0 | 0 | 0 | South_Windsor | No | HV | Steady/falling | 0 | 0 | 0 | 0 | 0 | 0 | 0 | 0 | 0 | 0 | South_Windsor | No | HV | Steady/falling | 0 | 0 | 0 | 0 | 0 | 0 | 0 | 0 | 0 | 0
| Windsor_ | No | HV | Steady/falling | 0 | 0 | 0 | 0 | 0 | 0 | 0 | 0 | 0 | 0 | Windsor_ | No | HV | Steady/falling | 0 | 0 | 0 | 0 | 0 | 0 | 0 | 0 | 0 | 0 | Windsor_ | No | HV | Steady/falling | 0 | 0 | 0 | 0 | 0 | 0 | 0 | 0 | 0 | 0
| Wisemans | No | HV | High growth | 0 | 0 | 0 | 0 | 0 | 0 | 0 | 0 | 0 | 0 | Wisemans | No | HV | High growth | 0 | 0 | 0 | 0 | 0 | 0 | 0 | 0 | 0 | 0 | Wisemans | No | HV | High growth | 0 | 0 | 0 | 0 | 0 | 0 | 0 | 0 | 0 | 0
| Granville_132kV | No | HV | High growth | 0 | 0 | 0 | 0 | 0 | 0 | 0 | 0 | 0 | 0 | Granville_132kV | No | HV | High growth | 0 | 0 | 0 | 0 | 0 | 0 | 0 | 0 | 0 | 0 | Granville_132kV | No | HV | High growth | 0 | 0 | 0 | 0 | 0 | 0 | 0 | 0 | 0 | 0
| North_Parramatta | No | HV | High growth | 0 | 0 | 0 | 0 | 0 | 0 | 0 | 0 | 0 | 0 | North_Parramatta | No | HV | High growth | 0 | 0 | 0 | 0 | 0 | 0 | 0 | 0 | 0 | 0 | North_Parramatta | No | HV | High growth | 0 | 0 | 0 | 0 | 0 | 0 | 0 | 0 | 0 | 0
| West_Parramatta | No | HV | High growth | 0 | 0 | 0 | 0 | 0 | 0 | 0 | 0 | 0 | 0 | West_Parramatta | No | HV | High growth | 0 | 0 | 0 | 0 | 0 | 0 | 0 | 0 | 0 | 0 | West_Parramatta | No | HV | High growth | 0 | 0 | 0 | 0 | 0 | 0 | 0 | 0 | 0 | 0
| Wmead_132KV | No | HV | High growth | 0 | 0 | 0 | 0 | 0 | 0 | 0 | 0 | 0 | 0 | Wmead_132KV | No | HV | High growth | 0 | 0 | 0 | 0 | 0 | 0 | 0 | 0 | 0 | 0 | Wmead_132KV | No | HV | High growth | 0 | 0 | 0 | 0 | 0 | 0 | 0 | 0 | 0 | 0
| Equinix_Data_Centre | Yes | HV | Steady/falling | 0 | 0 | 0 | 0 | 0 | 0 | 0 | 0 | 0 | 0 | Equinix_Data_Centre | Yes | HV | Steady/falling | 0 | 0 | 0 | 0 | 0 | 0 | 0 | 0 | 0 | 0 | Equinix_Data_Centre | Yes | HV | Steady/falling | 0 | 0 | 0 | 0 | 0 | 0 | 0 | 0 | 0 | 0
| Bylong | No | HV | High growth | 0 | 0 | 0 | 0 | 0 | 0 | 0 | 0 | 0 | 0 | Bylong | No | HV | High growth | 0 | 0 | 0 | 0 | 0 | 0 | 0 | 0 | 0 | 0 | Bylong | No | HV | High growth | 0 | 0 | 0 | 0 | 0 | 0 | 0 | 0 | 0 | 0
| Bowden_Silvermine | No | HV | Steady/falling | 0 | 0 | 0 | 0 | 0 | 0 | 0 | 0 | 0 | 0 | Bowden_Silvermine | No | HV | Steady/falling | 0 | 0 | 0 | 0 | 0 | 0 | 0 | 0 | 0 | 0 | Bowden_Silvermine | No | HV | Steady/falling | 0 | 0 | 0 | 0 | 0 | 0 | 0 | 0 | 0 | 0
| Kepco_Mine | Yes | HV | Steady/falling | 0 | 0 | 0 | 0 | 0 | 0 | 0 | 0 | 0 | 0 | Kepco_Mine | Yes | HV | Steady/falling | 0 | 0 | 0 | 0 | 0 | 0 | 0 | 0 | 0 | 0 | Kepco_Mine | Yes | HV | Steady/falling | 0 | 0 | 0 | 0 | 0 | 0 | 0 | 0 | 0 | 0
| Ilford_Hall | No | HV | Small growth | 0 | 0 | 0 | 0 | 0 | 0 | 0 | 0 | 0 | 0 | Ilford_Hall | No | HV | Small growth | 0 | 0 | 0 | 0 | 0 | 0 | 0 | 0 | 0 | 0 | Ilford_Hall | No | HV | Small growth | 0 | 0 | 0 | 0 | 0 | 0 | 0 | 0 | 0 | 0
| Kandos | No | HV | High growth | 0 | 0 | 0 | 0 | 0 | 0 | 0 | 0 | 0 | 0 | Kandos | No | HV | High growth | 0 | 0 | 0 | 0 | 0 | 0 | 0 | 0 | 0 | 0 | Kandos | No | HV | High growth | 0 | 0 | 0 | 0 | 0 | 0 | 0 | 0 | 0 | 0
| Estimated System Normal | No | HV | #N/A | 0 | 0 | 0 | 0 | 0 | 0 | 0 | 0 | 0 | 0 | Estimated System Normal | No | HV | #N/A | 0 | 0 | 0 | 0 | 0 | 0 | 0 | 0 | 0 | 0 | Estimated System Normal | No | HV | #N/A | 0 | 0 | 0 | 0 | 0 | 0 | 0 | 0 | 0 | 0
| Bow_Bowing | No | HV | Small growth | 0 | 0 | 0 | 0 | 0 | 0 | 0 | 0 | 0 | 0 | Bow_Bowing | No | HV | Small growth | 0 | 0 | 0 | 0 | 0 | 0 | 0 | 0 | 0 | 0 | Bow_Bowing | No | HV | Small growth | 0 | 0 | 0 | 0 | 0 | 0 | 0 | 0 | 0 | 0
| Macquarie_Fields | No | HV | Small growth | 0 | 0 | 0 | 0 | 0 | 0 | 0 | 0 | 0 | 0 | Macquarie_Fields | No | HV | Small growth | 0 | 0 | 0 | 0 | 0 | 0 | 0 | 0 | 0 | 0 | Macquarie_Fields | No | HV | Small growth | 0 | 0 | 0 | 0 | 0 | 0 | 0 | 0 | 0 | 0
| Minto | No | HV | Small growth | 0 | 0 | 0 | 0 | 0 | 0 | 0 | 0 | 0 | 0 | Minto | No | HV | Small growth | 0 | 0 | 0 | 0 | 0 | 0 | 0 | 0 | 0 | 0 | Minto | No | HV | Small growth | 0 | 0 | 0 | 0 | 0 | 0 | 0 | 0 | 0 | 0
| Blackheath | No | HV | Small growth | 0 | 0 | 0 | 0 | 0 | 0 | 0 | 0 | 0 | 0 | Blackheath | No | HV | Small growth | 0 | 0 | 0 | 0 | 0 | 0 | 0 | 0 | 0 | 0 | Blackheath | No | HV | Small growth | 0 | 0 | 0 | 0 | 0 | 0 | 0 | 0 | 0 | 0
| Katoomba | No | HV | Small growth | 0 | 0 | 0 | 0 | 0 | 0 | 0 | 0 | 0 | 0 | Katoomba | No | HV | Small growth | 0 | 0 | 0 | 0 | 0 | 0 | 0 | 0 | 0 | 0 | Katoomba | No | HV | Small growth | 0 | 0 | 0 | 0 | 0 | 0 | 0 | 0 | 0 | 0
| Wentworth_Falls | No | HV | Small growth | 0 | 0 | 0 | 0 | 0 | 0 | 0 | 0 | 0 | 0 | Wentworth_Falls | No | HV | Small growth | 0 | 0 | 0 | 0 | 0 | 0 | 0 | 0 | 0 | 0 | Wentworth_Falls | No | HV | Small growth | 0 | 0 | 0 | 0 | 0 | 0 | 0 | 0 | 0 | 0
| Hazelbrook | No | HV | Small growth | 0 | 0 | 0 | 0 | 0 | 0 | 0 | 0 | 0 | 0 | Hazelbrook | No | HV | Small growth | 0 | 0 | 0 | 0 | 0 | 0 | 0 | 0 | 0 | 0 | Hazelbrook | No | HV | Small growth | 0 | 0 | 0 | 0 | 0 | 0 | 0 | 0 | 0 | 0
| Sydney_Trains_Lawson | Yes | HV | Steady/falling | 0 | 0 | 0 | 0 | 0 | 0 | 0 | 0 | 0 | 0 | Sydney_Trains_Lawson | Yes | HV | Steady/falling | 0 | 0 | 0 | 0 | 0 | 0 | 0 | 0 | 0 | 0 | Sydney_Trains_Lawson | Yes | HV | Steady/falling | 0 | 0 | 0 | 0 | 0 | 0 | 0 | 0 | 0 | 0
| Abbotsbury | No | HV | Steady/falling | 0 | 0 | 0 | 0 | 0 | 0 | 0 | 0 | 0 | 0 | Abbotsbury | No | HV | Steady/falling | 0 | 0 | 0 | 0 | 0 | 0 | 0 | 0 | 0 | 0 | Abbotsbury | No | HV | Steady/falling | 0 | 0 | 0 | 0 | 0 | 0 | 0 | 0 | 0 | 0
| Anzac_Village | No | HV | Steady/falling | 0 | 0 | 0 | 0 | 0 | 0 | 0 | 0 | 0 | 0 | Anzac_Village | No | HV | Steady/falling | 0 | 0 | 0 | 0 | 0 | 0 | 0 | 0 | 0 | 0 | Anzac_Village | No | HV | Steady/falling | 0 | 0 | 0 | 0 | 0 | 0 | 0 | 0 | 0 | 0
| Canley_Vale | No | HV | Small growth | 0 | 0 | 0 | 0 | 0 | 0 | 0 | 0 | 0 | 0 | Canley_Vale | No | HV | Small growth | 0 | 0 | 0 | 0 | 0 | 0 | 0 | 0 | 0 | 0 | Canley_Vale | No | HV | Small growth | 0 | 0 | 0 | 0 | 0 | 0 | 0 | 0 | 0 | 0
| Casula | No | HV | Small growth | 0 | 0 | 0 | 0 | 0 | 0 | 0 | 0 | 0 | 0 | Casula | No | HV | Small growth | 0 | 0 | 0 | 0 | 0 | 0 | 0 | 0 | 0 | 0 | Casula | No | HV | Small growth | 0 | 0 | 0 | 0 | 0 | 0 | 0 | 0 | 0 | 0
| Chipping_Norton | No | HV | Steady/falling | 0 | 0 | 0 | 0 | 0 | 0 | 0 | 0 | 0 | 0 | Chipping_Norton | No | HV | Steady/falling | 0 | 0 | 0 | 0 | 0 | 0 | 0 | 0 | 0 | 0 | Chipping_Norton | No | HV | Steady/falling | 0 | 0 | 0 | 0 | 0 | 0 | 0 | 0 | 0 | 0
| Liverpool_Military_Area | Yes | HV | High growth | 0 | 0 | 0 | 0 | 0 | 0 | 0 | 0 | 0 | 0 | Liverpool_Military_Area | Yes | HV | High growth | 0 | 0 | 0 | 0 | 0 | 0 | 0 | 0 | 0 | 0 | Liverpool_Military_Area | Yes | HV | High growth | 0 | 0 | 0 | 0 | 0 | 0 | 0 | 0 | 0 | 0
| MB_Logistics_Park | Yes | HV | Steady/falling | 0 | 0 | 0 | 0 | 0 | 0 | 0 | 0 | 0 | 0 | MB_Logistics_Park | Yes | HV | Steady/falling | 0 | 0 | 0 | 0 | 0 | 0 | 0 | 0 | 0 | 0 | MB_Logistics_Park | Yes | HV | Steady/falling | 0 | 0 | 0 | 0 | 0 | 0 | 0 | 0 | 0 | 0
| Liverpool | No | HV | High growth | 0 | 0 | 0 | 0 | 0 | 0 | 0 | 0 | 0 | 0 | Liverpool | No | HV | High growth | 0 | 0 | 0 | 0 | 0 | 0 | 0 | 0 | 0 | 0 | Liverpool | No | HV | High growth | 0 | 0 | 0 | 0 | 0 | 0 | 0 | 0 | 0 | 0
| Moorebank | No | HV | Small growth | 0 | 0 | 0 | 0 | 0 | 0 | 0 | 0 | 0 | 0 | Moorebank | No | HV | Small growth | 0 | 0 | 0 | 0 | 0 | 0 | 0 | 0 | 0 | 0 | Moorebank | No | HV | Small growth | 0 | 0 | 0 | 0 | 0 | 0 | 0 | 0 | 0 | 0
| Smeaton_Grange | No | HV | Steady/falling | 0 | 0 | 0 | 0 | 0 | 0 | 0 | 0 | 0 | 0 | Smeaton_Grange | No | HV | Steady/falling | 0 | 0 | 0 | 0 | 0 | 0 | 0 | 0 | 0 | 0 | Smeaton_Grange | No | HV | Steady/falling | 0 | 0 | 0 | 0 | 0 | 0 | 0 | 0 | 0 | 0
| Oran_Park | No | HV | High growth | 0 | 0 | 0 | 0 | 0 | 0 | 0 | 0 | 0 | 0 | Oran_Park | No | HV | High growth | 0 | 0 | 0 | 0 | 0 | 0 | 0 | 0 | 0 | 0 | Oran_Park | No | HV | High growth | 0 | 0 | 0 | 0 | 0 | 0 | 0 | 0 | 0 | 0
| North_Leppington | No | HV | High growth | 0 | 0 | 0 | 0 | 0 | 0 | 0 | 0 | 0 | 0 | North_Leppington | No | HV | High growth | 0 | 0 | 0 | 0 | 0 | 0 | 0 | 0 | 0 | 0 | North_Leppington | No | HV | High growth | 0 | 0 | 0 | 0 | 0 | 0 | 0 | 0 | 0 | 0
| South_Leppington | No | HV | High growth | 0 | 0 | 0 | 0 | 0 | 0 | 0 | 0 | 0 | 0 | South_Leppington | No | HV | High growth | 0 | 0 | 0 | 0 | 0 | 0 | 0 | 0 | 0 | 0 | South_Leppington | No | HV | High growth | 0 | 0 | 0 | 0 | 0 | 0 | 0 | 0 | 0 | 0
| SW_Sector_Macarthur_132 | No | HV | High growth | 0 | 0 | 0 | 0 | 0 | 0 | 0 | 0 | 0 | 0 | SW_Sector_Macarthur_132 | No | HV | High growth | 0 | 0 | 0 | 0 | 0 | 0 | 0 | 0 | 0 | 0 | SW_Sector_Macarthur_132 | No | HV | High growth | 0 | 0 | 0 | 0 | 0 | 0 | 0 | 0 | 0 | 0
| Bringelly | No | HV | High growth | 0 | 0 | 0 | 0 | 0 | 0 | 0 | 0 | 0 | 0 | Bringelly | No | HV | High growth | 0 | 0 | 0 | 0 | 0 | 0 | 0 | 0 | 0 | 0 | Bringelly | No | HV | High growth | 0 | 0 | 0 | 0 | 0 | 0 | 0 | 0 | 0 | 0
| Ambarvale | No | HV | High growth | 0 | 0 | 0 | 0 | 0 | 0 | 0 | 0 | 0 | 0 | Ambarvale | No | HV | High growth | 0 | 0 | 0 | 0 | 0 | 0 | 0 | 0 | 0 | 0 | Ambarvale | No | HV | High growth | 0 | 0 | 0 | 0 | 0 | 0 | 0 | 0 | 0 | 0
| Appin | No | HV | High growth | 0 | 0 | 0 | 0 | 0 | 0 | 0 | 0 | 0 | 0 | Appin | No | HV | High growth | 0 | 0 | 0 | 0 | 0 | 0 | 0 | 0 | 0 | 0 | Appin | No | HV | High growth | 0 | 0 | 0 | 0 | 0 | 0 | 0 | 0 | 0 | 0
| Appin_Top_Pit | Yes | HV | Steady/falling | 0 | 0 | 0 | 0 | 0 | 0 | 0 | 0 | 0 | 0 | Appin_Top_Pit | Yes | HV | Steady/falling | 0 | 0 | 0 | 0 | 0 | 0 | 0 | 0 | 0 | 0 | Appin_Top_Pit | Yes | HV | Steady/falling | 0 | 0 | 0 | 0 | 0 | 0 | 0 | 0 | 0 | 0
| Appin_Colliery | Yes | HV | Steady/falling | 0 | 0 | 0 | 0 | 0 | 0 | 0 | 0 | 0 | 0 | Appin_Colliery | Yes | HV | Steady/falling | 0 | 0 | 0 | 0 | 0 | 0 | 0 | 0 | 0 | 0 | Appin_Colliery | Yes | HV | Steady/falling | 0 | 0 | 0 | 0 | 0 | 0 | 0 | 0 | 0 | 0
| BHP_Douglas_Park | Yes | HV | High growth | 0 | 0 | 0 | 0 | 0 | 0 | 0 | 0 | 0 | 0 | BHP_Douglas_Park | Yes | HV | High growth | 0 | 0 | 0 | 0 | 0 | 0 | 0 | 0 | 0 | 0 | BHP_Douglas_Park | Yes | HV | High growth | 0 | 0 | 0 | 0 | 0 | 0 | 0 | 0 | 0 | 0
| Broughton_Pass | Yes | HV | Steady/falling | 0 | 0 | 0 | 0 | 0 | 0 | 0 | 0 | 0 | 0 | Broughton_Pass | Yes | HV | Steady/falling | 0 | 0 | 0 | 0 | 0 | 0 | 0 | 0 | 0 | 0 | Broughton_Pass | Yes | HV | Steady/falling | 0 | 0 | 0 | 0 | 0 | 0 | 0 | 0 | 0 | 0
| Campbelltown | No | HV | Small growth | 0 | 0 | 0 | 0 | 0 | 0 | 0 | 0 | 0 | 0 | Campbelltown | No | HV | Small growth | 0 | 0 | 0 | 0 | 0 | 0 | 0 | 0 | 0 | 0 | Campbelltown | No | HV | Small growth | 0 | 0 | 0 | 0 | 0 | 0 | 0 | 0 | 0 | 0
| Kentlyn | No | HV | Small growth | 0 | 0 | 0 | 0 | 0 | 0 | 0 | 0 | 0 | 0 | Kentlyn | No | HV | Small growth | 0 | 0 | 0 | 0 | 0 | 0 | 0 | 0 | 0 | 0 | Kentlyn | No | HV | Small growth | 0 | 0 | 0 | 0 | 0 | 0 | 0 | 0 | 0 | 0
| SW_Sector_Macarthur_66 | No | HV | High growth | 0 | 0 | 0 | 0 | 0 | 0 | 0 | 0 | 0 | 0 | SW_Sector_Macarthur_66 | No | HV | High growth | 0 | 0 | 0 | 0 | 0 | 0 | 0 | 0 | 0 | 0 | SW_Sector_Macarthur_66 | No | HV | High growth | 0 | 0 | 0 | 0 | 0 | 0 | 0 | 0 | 0 | 0
| Menangle_Park | No | HV | High growth | 0 | 0 | 0 | 0 | 0 | 0 | 0 | 0 | 0 | 0 | Menangle_Park | No | HV | High growth | 0 | 0 | 0 | 0 | 0 | 0 | 0 | 0 | 0 | 0 | Menangle_Park | No | HV | High growth | 0 | 0 | 0 | 0 | 0 | 0 | 0 | 0 | 0 | 0
| Tower_Colliery | Yes | HV | Steady/falling | 0 | 0 | 0 | 0 | 0 | 0 | 0 | 0 | 0 | 0 | Tower_Colliery | Yes | HV | Steady/falling | 0 | 0 | 0 | 0 | 0 | 0 | 0 | 0 | 0 | 0 | Tower_Colliery | Yes | HV | Steady/falling | 0 | 0 | 0 | 0 | 0 | 0 | 0 | 0 | 0 | 0
| Westcliff_Colliery | Yes | HV | Steady/falling | 0 | 0 | 0 | 0 | 0 | 0 | 0 | 0 | 0 | 0 | Westcliff_Colliery | Yes | HV | Steady/falling | 0 | 0 | 0 | 0 | 0 | 0 | 0 | 0 | 0 | 0 | Westcliff_Colliery | Yes | HV | Steady/falling | 0 | 0 | 0 | 0 | 0 | 0 | 0 | 0 | 0 | 0
| Claremont_Meadows | No | HV | Small growth | 0 | 0 | 0 | 0 | 0 | 0 | 0 | 0 | 0 | 0 | Claremont_Meadows | No | HV | Small growth | 0 | 0 | 0 | 0 | 0 | 0 | 0 | 0 | 0 | 0 | Claremont_Meadows | No | HV | Small growth | 0 | 0 | 0 | 0 | 0 | 0 | 0 | 0 | 0 | 0
| Horsley_Park | No | HV | High growth | 0 | 0 | 0 | 0 | 0 | 0 | 0 | 0 | 0 | 0 | Horsley_Park | No | HV | High growth | 0 | 0 | 0 | 0 | 0 | 0 | 0 | 0 | 0 | 0 | Horsley_Park | No | HV | High growth | 0 | 0 | 0 | 0 | 0 | 0 | 0 | 0 | 0 | 0
| Plumpton | No | HV | Steady/falling | 0 | 0 | 0 | 0 | 0 | 0 | 0 | 0 | 0 | 0 | Plumpton | No | HV | Steady/falling | 0 | 0 | 0 | 0 | 0 | 0 | 0 | 0 | 0 | 0 | Plumpton | No | HV | Steady/falling | 0 | 0 | 0 | 0 | 0 | 0 | 0 | 0 | 0 | 0
| Simsmetal | Yes | HV | Steady/falling | 0 | 0 | 0 | 0 | 0 | 0 | 0 | 0 | 0 | 0 | Simsmetal | Yes | HV | Steady/falling | 0 | 0 | 0 | 0 | 0 | 0 | 0 | 0 | 0 | 0 | Simsmetal | Yes | HV | Steady/falling | 0 | 0 | 0 | 0 | 0 | 0 | 0 | 0 | 0 | 0
| St_Marys | No | HV | Steady/falling | 0 | 0 | 0 | 0 | 0 | 0 | 0 | 0 | 0 | 0 | St_Marys | No | HV | Steady/falling | 0 | 0 | 0 | 0 | 0 | 0 | 0 | 0 | 0 | 0 | St_Marys | No | HV | Steady/falling | 0 | 0 | 0 | 0 | 0 | 0 | 0 | 0 | 0 | 0
| Werrington | No | HV | Small growth | 0 | 0 | 0 | 0 | 0 | 0 | 0 | 0 | 0 | 0 | Werrington | No | HV | Small growth | 0 | 0 | 0 | 0 | 0 | 0 | 0 | 0 | 0 | 0 | Werrington | No | HV | Small growth | 0 | 0 | 0 | 0 | 0 | 0 | 0 | 0 | 0 | 0
| Whalan | No | HV | Steady/falling | 0 | 0 | 0 | 0 | 0 | 0 | 0 | 0 | 0 | 0 | Whalan | No | HV | Steady/falling | 0 | 0 | 0 | 0 | 0 | 0 | 0 | 0 | 0 | 0 | Whalan | No | HV | Steady/falling | 0 | 0 | 0 | 0 | 0 | 0 | 0 | 0 | 0 | 0
| Airly_Colliery | Yes | HV | Steady/falling | 0 | 0 | 0 | 0 | 0 | 0 | 0 | 0 | 0 | 0 | Airly_Colliery | Yes | HV | Steady/falling | 0 | 0 | 0 | 0 | 0 | 0 | 0 | 0 | 0 | 0 | Airly_Colliery | Yes | HV | Steady/falling | 0 | 0 | 0 | 0 | 0 | 0 | 0 | 0 | 0 | 0
| Angus_Place_Colliery | Yes | HV | Steady/falling | 0 | 0 | 0 | 0 | 0 | 0 | 0 | 0 | 0 | 0 | Angus_Place_Colliery | Yes | HV | Steady/falling | 0 | 0 | 0 | 0 | 0 | 0 | 0 | 0 | 0 | 0 | Angus_Place_Colliery | Yes | HV | Steady/falling | 0 | 0 | 0 | 0 | 0 | 0 | 0 | 0 | 0 | 0
| Angus_Place_East | Yes | HV | Steady/falling | 0 | 0 | 0 | 0 | 0 | 0 | 0 | 0 | 0 | 0 | Angus_Place_East | Yes | HV | Steady/falling | 0 | 0 | 0 | 0 | 0 | 0 | 0 | 0 | 0 | 0 | Angus_Place_East | Yes | HV | Steady/falling | 0 | 0 | 0 | 0 | 0 | 0 | 0 | 0 | 0 | 0
| Baal_Bone | Yes | HV | Steady/falling | 0 | 0 | 0 | 0 | 0 | 0 | 0 | 0 | 0 | 0 | Baal_Bone | Yes | HV | Steady/falling | 0 | 0 | 0 | 0 | 0 | 0 | 0 | 0 | 0 | 0 | Baal_Bone | Yes | HV | Steady/falling | 0 | 0 | 0 | 0 | 0 | 0 | 0 | 0 | 0 | 0
| Blackmans_Flat | No | HV | High growth | 0 | 0 | 0 | 0 | 0 | 0 | 0 | 0 | 0 | 0 | Blackmans_Flat | No | HV | High growth | 0 | 0 | 0 | 0 | 0 | 0 | 0 | 0 | 0 | 0 | Blackmans_Flat | No | HV | High growth | 0 | 0 | 0 | 0 | 0 | 0 | 0 | 0 | 0 | 0
| Clarence_Colliery | Yes | HV | Steady/falling | 0 | 0 | 0 | 0 | 0 | 0 | 0 | 0 | 0 | 0 | Clarence_Colliery | Yes | HV | Steady/falling | 0 | 0 | 0 | 0 | 0 | 0 | 0 | 0 | 0 | 0 | Clarence_Colliery | Yes | HV | Steady/falling | 0 | 0 | 0 | 0 | 0 | 0 | 0 | 0 | 0 | 0
| Hartley_Vale | No | HV | Small growth | 0 | 0 | 0 | 0 | 0 | 0 | 0 | 0 | 0 | 0 | Hartley_Vale | No | HV | Small growth | 0 | 0 | 0 | 0 | 0 | 0 | 0 | 0 | 0 | 0 | Hartley_Vale | No | HV | Small growth | 0 | 0 | 0 | 0 | 0 | 0 | 0 | 0 | 0 | 0
| Springvale_Borehole | Yes | HV | Steady/falling | 0 | 0 | 0 | 0 | 0 | 0 | 0 | 0 | 0 | 0 | Springvale_Borehole | Yes | HV | Steady/falling | 0 | 0 | 0 | 0 | 0 | 0 | 0 | 0 | 0 | 0 | Springvale_Borehole | Yes | HV | Steady/falling | 0 | 0 | 0 | 0 | 0 | 0 | 0 | 0 | 0 | 0
| Springvale_No3_Shaft | Yes | HV | Steady/falling | 0 | 0 | 0 | 0 | 0 | 0 | 0 | 0 | 0 | 0 | Springvale_No3_Shaft | Yes | HV | Steady/falling | 0 | 0 | 0 | 0 | 0 | 0 | 0 | 0 | 0 | 0 | Springvale_No3_Shaft | Yes | HV | Steady/falling | 0 | 0 | 0 | 0 | 0 | 0 | 0 | 0 | 0 | 0
| Sand_Mine_Clarence | Yes | HV | Steady/falling | 0 | 0 | 0 | 0 | 0 | 0 | 0 | 0 | 0 | 0 | Sand_Mine_Clarence | Yes | HV | Steady/falling | 0 | 0 | 0 | 0 | 0 | 0 | 0 | 0 | 0 | 0 | Sand_Mine_Clarence | Yes | HV | Steady/falling | 0 | 0 | 0 | 0 | 0 | 0 | 0 | 0 | 0 | 0
| Albion_Park | No | HV | Steady/falling | 0 | 0 | 0 | 0 | 0 | 0 | 0 | 0 | 0 | 0 | Albion_Park | No | HV | Steady/falling | 0 | 0 | 0 | 0 | 0 | 0 | 0 | 0 | 0 | 0 | Albion_Park | No | HV | Steady/falling | 0 | 0 | 0 | 0 | 0 | 0 | 0 | 0 | 0 | 0
| Calderwood | No | HV | High growth | 0 | 0 | 0 | 0 | 0 | 0 | 0 | 0 | 0 | 0 | Calderwood | No | HV | High growth | 1915742.9553 | 571500.1653 | 0 | 0 | 0 | 0 | 0 | 0 | 0 | 0 | Calderwood | No | HV | High growth | 0 | 0 | 0 | 0 | 0 | 0 | 0 | 0 | 0 | 0
| Gerringong | No | HV | Small growth | 0 | 0 | 0 | 0 | 0 | 0 | 0 | 0 | 0 | 0 | Gerringong | No | HV | Small growth | 0 | 0 | 0 | 0 | 0 | 0 | 0 | 0 | 0 | 0 | Gerringong | No | HV | Small growth | 0 | 0 | 0 | 0 | 0 | 0 | 0 | 0 | 0 | 0
| Jamberoo | No | HV | Small growth | 0 | 0 | 0 | 0 | 0 | 0 | 0 | 0 | 0 | 0 | Jamberoo | No | HV | Small growth | 0 | 0 | 0 | 0 | 0 | 0 | 0 | 0 | 0 | 0 | Jamberoo | No | HV | Small growth | 0 | 0 | 0 | 0 | 0 | 0 | 0 | 0 | 0 | 0
| Kiama | No | HV | High growth | 0 | 0 | 0 | 0 | 0 | 0 | 0 | 0 | 0 | 0 | Kiama | No | HV | High growth | 0 | 0 | 0 | 0 | 0 | 0 | 0 | 0 | 0 | 0 | Kiama | No | HV | High growth | 0 | 0 | 0 | 0 | 0 | 0 | 0 | 0 | 0 | 0
| Sydney_Trains_Mount_Terry | Yes | HV | Steady/falling | 0 | 0 | 0 | 0 | 0 | 0 | 0 | 0 | 0 | 0 | Sydney_Trains_Mount_Terry | Yes | HV | Steady/falling | 0 | 0 | 0 | 0 | 0 | 0 | 0 | 0 | 0 | 0 | Sydney_Trains_Mount_Terry | Yes | HV | Steady/falling | 0 | 0 | 0 | 0 | 0 | 0 | 0 | 0 | 0 | 0
| Sydney_Trains_Bombo | Yes | HV | Steady/falling | 0 | 0 | 0 | 0 | 0 | 0 | 0 | 0 | 0 | 0 | Sydney_Trains_Bombo | Yes | HV | Steady/falling | 0 | 0 | 0 | 0 | 0 | 0 | 0 | 0 | 0 | 0 | Sydney_Trains_Bombo | Yes | HV | Steady/falling | 0 | 0 | 0 | 0 | 0 | 0 | 0 | 0 | 0 | 0
| Shellharbour | No | HV | Small growth | 0 | 0 | 0 | 0 | 0 | 0 | 0 | 0 | 0 | 0 | Shellharbour | No | HV | Small growth | 0 | 0 | 0 | 0 | 0 | 0 | 0 | 0 | 0 | 0 | Shellharbour | No | HV | Small growth | 0 | 0 | 0 | 0 | 0 | 0 | 0 | 0 | 0 | 0
| Warilla | No | HV | Small growth | 0 | 0 | 0 | 0 | 0 | 0 | 0 | 0 | 0 | 0 | Warilla | No | HV | Small growth | 0 | 0 | 0 | 0 | 0 | 0 | 0 | 0 | 0 | 0 | Warilla | No | HV | Small growth | 0 | 0 | 0 | 0 | 0 | 0 | 0 | 0 | 0 | 0
| Cawdor | No | HV | Small growth | 0 | 0 | 0 | 0 | 0 | 0 | 0 | 0 | 0 | 0 | Cawdor | No | HV | Small growth | 0 | 0 | 0 | 0 | 0 | 0 | 0 | 0 | 0 | 0 | Cawdor | No | HV | Small growth | 0 | 0 | 0 | 0 | 0 | 0 | 0 | 0 | 0 | 0
| Sydney_Trains_Nepean | Yes | HV | Steady/falling | 0 | 0 | 0 | 0 | 0 | 0 | 0 | 0 | 0 | 0 | Sydney_Trains_Nepean | Yes | HV | Steady/falling | 0 | 0 | 0 | 0 | 0 | 0 | 0 | 0 | 0 | 0 | Sydney_Trains_Nepean | Yes | HV | Steady/falling | 0 | 0 | 0 | 0 | 0 | 0 | 0 | 0 | 0 | 0
| Oakdale | No | HV | High growth | 0 | 0 | 0 | 0 | 0 | 0 | 0 | 0 | 0 | 0 | Oakdale | No | HV | High growth | 0 | 0 | 0 | 0 | 0 | 0 | 0 | 0 | 0 | 0 | Oakdale | No | HV | High growth | 0 | 0 | 0 | 0 | 0 | 0 | 0 | 0 | 0 | 0
| The_Oaks | No | HV | Steady/falling | 0 | 0 | 0 | 0 | 0 | 0 | 0 | 0 | 0 | 0 | The_Oaks | No | HV | Steady/falling | 0 | 0 | 0 | 0 | 0 | 0 | 0 | 0 | 0 | 0 | The_Oaks | No | HV | Steady/falling | 0 | 0 | 0 | 0 | 0 | 0 | 0 | 0 | 0 | 0
| Wollondilly_Wash | No | HV | Steady/falling | 0 | 0 | 0 | 0 | 0 | 0 | 0 | 0 | 0 | 0 | Wollondilly_Wash | No | HV | Steady/falling | 0 | 0 | 0 | 0 | 0 | 0 | 0 | 0 | 0 | 0 | Wollondilly_Wash | No | HV | Steady/falling | 0 | 0 | 0 | 0 | 0 | 0 | 0 | 0 | 0 | 0
| BCSC_Maldon | Yes | HV | Steady/falling | 0 | 0 | 0 | 0 | 0 | 0 | 0 | 0 | 0 | 0 | BCSC_Maldon | Yes | HV | Steady/falling | 0 | 0 | 0 | 0 | 0 | 0 | 0 | 0 | 0 | 0 | BCSC_Maldon | Yes | HV | Steady/falling | 0 | 0 | 0 | 0 | 0 | 0 | 0 | 0 | 0 | 0
| Maldon | No | HV | Small growth | 0 | 0 | 0 | 0 | 0 | 0 | 0 | 0 | 0 | 0 | Maldon | No | HV | Small growth | 0 | 0 | 0 | 0 | 0 | 0 | 0 | 0 | 0 | 0 | Maldon | No | HV | Small growth | 0 | 0 | 0 | 0 | 0 | 0 | 0 | 0 | 0 | 0
| Narellan | No | HV | Small growth | 0 | 0 | 0 | 0 | 0 | 0 | 0 | 0 | 0 | 0 | Narellan | No | HV | Small growth | 0 | 0 | 0 | 0 | 0 | 0 | 0 | 0 | 0 | 0 | Narellan | No | HV | Small growth | 0 | 0 | 0 | 0 | 0 | 0 | 0 | 0 | 0 | 0
| Nepean_ZS | No | HV | Steady/falling | 0 | 0 | 0 | 0 | 0 | 0 | 0 | 0 | 0 | 0 | Nepean_ZS | No | HV | Steady/falling | 0 | 0 | 0 | 0 | 0 | 0 | 0 | 0 | 0 | 0 | Nepean_ZS | No | HV | Steady/falling | 0 | 0 | 0 | 0 | 0 | 0 | 0 | 0 | 0 | 0
| Tahmoor | No | HV | High growth | 0 | 0 | 0 | 0 | 0 | 0 | 0 | 0 | 0 | 0 | Tahmoor | No | HV | High growth | 0 | 0 | 0 | 0 | 0 | 0 | 0 | 0 | 0 | 0 | Tahmoor | No | HV | High growth | 0 | 0 | 0 | 0 | 0 | 0 | 0 | 0 | 0 | 0
| Tahmoor_Colliery | Yes | HV | Steady/falling | 0 | 0 | 0 | 0 | 0 | 0 | 0 | 0 | 0 | 0 | Tahmoor_Colliery | Yes | HV | Steady/falling | 0 | 0 | 0 | 0 | 0 | 0 | 0 | 0 | 0 | 0 | Tahmoor_Colliery | Yes | HV | Steady/falling | 0 | 0 | 0 | 0 | 0 | 0 | 0 | 0 | 0 | 0
| Wilton | No | HV | High growth | 0 | 0 | 0 | 0 | 0 | 0 | 0 | 0 | 0 | 0 | Wilton | No | HV | High growth | 0 | 0 | 0 | 0 | 0 | 0 | 0 | 0 | 0 | 0 | Wilton | No | HV | High growth | 0 | 0 | 0 | 0 | 0 | 0 | 0 | 0 | 0 | 0
| S32_No4_Shaft_Project | No | HV | Steady/falling | 0 | 0 | 0 | 0 | 0 | 0 | 0 | 0 | 0 | 0 | S32_No4_Shaft_Project | No | HV | Steady/falling | 0 | 0 | 0 | 0 | 0 | 0 | 0 | 0 | 0 | 0 | S32_No4_Shaft_Project | No | HV | Steady/falling | 0 | 0 | 0 | 0 | 0 | 0 | 0 | 0 | 0 | 0
| Diversified# | Yes | HV | #N/A | 0 | 0 | 0 | 0 | 0 | 0 | 0 | 0 | 0 | 0 | Diversified# | Yes | HV | #N/A | 0 | 0 | 0 | 0 | 0 | 0 | 0 | 0 | 0 | 0 | Diversified# | Yes | HV | #N/A | 0 | 0 | 0 | 0 | 0 | 0 | 0 | 0 | 0 | 0
| Cement_Australia | Yes | HV | Steady/falling | 0 | 0 | 0 | 0 | 0 | 0 | 0 | 0 | 0 | 0 | Cement_Australia | Yes | HV | Steady/falling | 0 | 0 | 0 | 0 | 0 | 0 | 0 | 0 | 0 | 0 | Cement_Australia | Yes | HV | Steady/falling | 0 | 0 | 0 | 0 | 0 | 0 | 0 | 0 | 0 | 0
| CRM | Yes | HV | Steady/falling | 0 | 0 | 0 | 0 | 0 | 0 | 0 | 0 | 0 | 0 | CRM | Yes | HV | Steady/falling | 0 | 0 | 0 | 0 | 0 | 0 | 0 | 0 | 0 | 0 | CRM | Yes | HV | Steady/falling | 0 | 0 | 0 | 0 | 0 | 0 | 0 | 0 | 0 | 0
| Metal_Manufacturers | Yes | HV | Steady/falling | 0 | 0 | 0 | 0 | 0 | 0 | 0 | 0 | 0 | 0 | Metal_Manufacturers | Yes | HV | Steady/falling | 0 | 0 | 0 | 0 | 0 | 0 | 0 | 0 | 0 | 0 | Metal_Manufacturers | Yes | HV | Steady/falling | 0 | 0 | 0 | 0 | 0 | 0 | 0 | 0 | 0 | 0
| Morgan_Cement | Yes | HV | Steady/falling | 0 | 0 | 0 | 0 | 0 | 0 | 0 | 0 | 0 | 0 | Morgan_Cement | Yes | HV | Steady/falling | 0 | 0 | 0 | 0 | 0 | 0 | 0 | 0 | 0 | 0 | Morgan_Cement | Yes | HV | Steady/falling | 0 | 0 | 0 | 0 | 0 | 0 | 0 | 0 | 0 | 0
| Port_Central | No | HV | Steady/falling | 0 | 0 | 0 | 0 | 0 | 0 | 0 | 0 | 0 | 0 | Port_Central | No | HV | Steady/falling | 0 | 0 | 0 | 0 | 0 | 0 | 0 | 0 | 0 | 0 | Port_Central | No | HV | Steady/falling | 0 | 0 | 0 | 0 | 0 | 0 | 0 | 0 | 0 | 0
| Sydney_Trains_Port_Kembla | Yes | HV | Steady/falling | 0 | 0 | 0 | 0 | 0 | 0 | 0 | 0 | 0 | 0 | Sydney_Trains_Port_Kembla | Yes | HV | Steady/falling | 0 | 0 | 0 | 0 | 0 | 0 | 0 | 0 | 0 | 0 | Sydney_Trains_Port_Kembla | Yes | HV | Steady/falling | 0 | 0 | 0 | 0 | 0 | 0 | 0 | 0 | 0 | 0
| Cambridge_Park | No | HV | Small growth | 0 | 0 | 0 | 0 | 0 | 0 | 0 | 0 | 0 | 0 | Cambridge_Park | No | HV | Small growth | 0 | 0 | 0 | 0 | 0 | 0 | 0 | 0 | 0 | 0 | Cambridge_Park | No | HV | Small growth | 0 | 0 | 0 | 0 | 0 | 0 | 0 | 0 | 0 | 0
| Cranebrook | No | HV | High growth | 0 | 0 | 0 | 0 | 0 | 0 | 0 | 0 | 0 | 0 | Cranebrook | No | HV | High growth | 0 | 0 | 0 | 0 | 0 | 0 | 0 | 0 | 0 | 0 | Cranebrook | No | HV | High growth | 0 | 0 | 0 | 0 | 0 | 0 | 0 | 0 | 0 | 0
| Emu_Plains | No | HV | Small growth | 0 | 0 | 0 | 0 | 0 | 0 | 0 | 0 | 0 | 0 | Emu_Plains | No | HV | Small growth | 0 | 0 | 0 | 0 | 0 | 0 | 0 | 0 | 0 | 0 | Emu_Plains | No | HV | Small growth | 0 | 0 | 0 | 0 | 0 | 0 | 0 | 0 | 0 | 0
| Jordan_Springs | No | HV | Small growth | 0 | 0 | 0 | 0 | 0 | 0 | 0 | 0 | 0 | 0 | Jordan_Springs | No | HV | Small growth | 0 | 0 | 0 | 0 | 0 | 0 | 0 | 0 | 0 | 0 | Jordan_Springs | No | HV | Small growth | 0 | 0 | 0 | 0 | 0 | 0 | 0 | 0 | 0 | 0
| Kingswood | No | HV | Steady/falling | 0 | 0 | 0 | 0 | 0 | 0 | 0 | 0 | 0 | 0 | Kingswood | No | HV | Steady/falling | 0 | 0 | 0 | 0 | 0 | 0 | 0 | 0 | 0 | 0 | Kingswood | No | HV | Steady/falling | 0 | 0 | 0 | 0 | 0 | 0 | 0 | 0 | 0 | 0
| Test_Australia | Yes | HV | Steady/falling | 0 | 0 | 0 | 0 | 0 | 0 | 0 | 0 | 0 | 0 | Test_Australia | Yes | HV | Steady/falling | 0 | 0 | 0 | 0 | 0 | 0 | 0 | 0 | 0 | 0 | Test_Australia | Yes | HV | Steady/falling | 0 | 0 | 0 | 0 | 0 | 0 | 0 | 0 | 0 | 0
| Glenmore_Park | No | HV | Small growth | 0 | 0 | 0 | 0 | 0 | 0 | 0 | 0 | 0 | 0 | Glenmore_Park | No | HV | Small growth | 0 | 0 | 0 | 0 | 0 | 0 | 0 | 0 | 0 | 0 | Glenmore_Park | No | HV | Small growth | 0 | 0 | 0 | 0 | 0 | 0 | 0 | 0 | 0 | 0
| Luddenham | No | HV | High growth | 0 | 0 | 0 | 0 | 0 | 0 | 0 | 0 | 0 | 0 | Luddenham | No | HV | High growth | 0 | 0 | 0 | 0 | 0 | 0 | 0 | 0 | 0 | 0 | Luddenham | No | HV | High growth | 0 | 0 | 0 | 0 | 0 | 0 | 0 | 0 | 0 | 0
| North_Warragamba | No | HV | Small growth | 0 | 0 | 0 | 0 | 0 | 0 | 0 | 0 | 0 | 0 | North_Warragamba | No | HV | Small growth | 0 | 0 | 0 | 0 | 0 | 0 | 0 | 0 | 0 | 0 | North_Warragamba | No | HV | Small growth | 0 | 0 | 0 | 0 | 0 | 0 | 0 | 0 | 0 | 0
| Penrith_11kv | No | HV | High growth | 0 | 0 | 0 | 0 | 0 | 0 | 0 | 0 | 0 | 0 | Penrith_11kv | No | HV | High growth | 0 | 0 | 0 | 0 | 0 | 0 | 0 | 0 | 0 | 0 | Penrith_11kv | No | HV | High growth | 0 | 0 | 0 | 0 | 0 | 0 | 0 | 0 | 0 | 0
| APM | Yes | HV | Steady/falling | 0 | 0 | 0 | 0 | 0 | 0 | 0 | 0 | 0 | 0 | APM | Yes | HV | Steady/falling | 0 | 0 | 0 | 0 | 0 | 0 | 0 | 0 | 0 | 0 | APM | Yes | HV | Steady/falling | 0 | 0 | 0 | 0 | 0 | 0 | 0 | 0 | 0 | 0
| Bamarang | Yes | HV | Steady/falling | 0 | 0 | 0 | 0 | 0 | 0 | 0 | 0 | 0 | 0 | Bamarang | Yes | HV | Steady/falling | 0 | 0 | 0 | 0 | 0 | 0 | 0 | 0 | 0 | 0 | Bamarang | Yes | HV | Steady/falling | 0 | 0 | 0 | 0 | 0 | 0 | 0 | 0 | 0 | 0
| Berry | No | HV | Small growth | 0 | 0 | 0 | 0 | 0 | 0 | 0 | 0 | 0 | 0 | Berry | No | HV | Small growth | 0 | 0 | 0 | 0 | 0 | 0 | 0 | 0 | 0 | 0 | Berry | No | HV | Small growth | 0 | 0 | 0 | 0 | 0 | 0 | 0 | 0 | 0 | 0
| Bolong_Road | No | HV | Small growth | 0 | 0 | 0 | 0 | 0 | 0 | 0 | 0 | 0 | 0 | Bolong_Road | No | HV | Small growth | 0 | 0 | 0 | 0 | 0 | 0 | 0 | 0 | 0 | 0 | Bolong_Road | No | HV | Small growth | 0 | 0 | 0 | 0 | 0 | 0 | 0 | 0 | 0 | 0
| Bomaderry | No | HV | High growth | 0 | 0 | 0 | 0 | 0 | 0 | 0 | 0 | 0 | 0 | Bomaderry | No | HV | High growth | 0 | 0 | 0 | 0 | 0 | 0 | 0 | 0 | 0 | 0 | Bomaderry | No | HV | High growth | 0 | 0 | 0 | 0 | 0 | 0 | 0 | 0 | 0 | 0
| Burrier | Yes | HV | Steady/falling | 0 | 0 | 0 | 0 | 0 | 0 | 0 | 0 | 0 | 0 | Burrier | Yes | HV | Steady/falling | 0 | 0 | 0 | 0 | 0 | 0 | 0 | 0 | 0 | 0 | Burrier | Yes | HV | Steady/falling | 0 | 0 | 0 | 0 | 0 | 0 | 0 | 0 | 0 | 0
| HMAS_Albatross | Yes | HV | High growth | 0 | 0 | 0 | 0 | 0 | 0 | 0 | 0 | 0 | 0 | HMAS_Albatross | Yes | HV | High growth | 0 | 0 | 0 | 0 | 0 | 0 | 0 | 0 | 0 | 0 | HMAS_Albatross | Yes | HV | High growth | 0 | 0 | 0 | 0 | 0 | 0 | 0 | 0 | 0 | 0
| Kangaroo_Valley | No | HV | Small growth | 0 | 0 | 0 | 0 | 0 | 0 | 0 | 0 | 0 | 0 | Kangaroo_Valley | No | HV | Small growth | 0 | 0 | 0 | 0 | 0 | 0 | 0 | 0 | 0 | 0 | Kangaroo_Valley | No | HV | Small growth | 0 | 0 | 0 | 0 | 0 | 0 | 0 | 0 | 0 | 0
| Manildra | Yes | HV | Steady/falling | 0 | 0 | 0 | 0 | 0 | 0 | 0 | 0 | 0 | 0 | Manildra | Yes | HV | Steady/falling | 0 | 0 | 0 | 0 | 0 | 0 | 0 | 0 | 0 | 0 | Manildra | Yes | HV | Steady/falling | 0 | 0 | 0 | 0 | 0 | 0 | 0 | 0 | 0 | 0
| Manildra_SM22 | Yes | HV | Steady/falling | 0 | 0 | 0 | 0 | 0 | 0 | 0 | 0 | 0 | 0 | Manildra_SM22 | Yes | HV | Steady/falling | 0 | 0 | 0 | 0 | 0 | 0 | 0 | 0 | 0 | 0 | Manildra_SM22 | Yes | HV | Steady/falling | 0 | 0 | 0 | 0 | 0 | 0 | 0 | 0 | 0 | 0
| Nowra_ | No | HV | Small growth | 0 | 0 | 0 | 0 | 0 | 0 | 0 | 0 | 0 | 0 | Nowra_ | No | HV | Small growth | 0 | 0 | 0 | 0 | 0 | 0 | 0 | 0 | 0 | 0 | Nowra_ | No | HV | Small growth | 0 | 0 | 0 | 0 | 0 | 0 | 0 | 0 | 0 | 0
| BHP_cordeaux_colliery | Yes | HV | Steady/falling | 0 | 0 | 0 | 0 | 0 | 0 | 0 | 0 | 0 | 0 | BHP_cordeaux_colliery | Yes | HV | Steady/falling | 0 | 0 | 0 | 0 | 0 | 0 | 0 | 0 | 0 | 0 | BHP_cordeaux_colliery | Yes | HV | Steady/falling | 0 | 0 | 0 | 0 | 0 | 0 | 0 | 0 | 0 | 0
| Dendrobium_Mine | Yes | HV | Steady/falling | 0 | 0 | 0 | 0 | 0 | 0 | 0 | 0 | 0 | 0 | Dendrobium_Mine | Yes | HV | Steady/falling | 0 | 0 | 0 | 0 | 0 | 0 | 0 | 0 | 0 | 0 | Dendrobium_Mine | Yes | HV | Steady/falling | 0 | 0 | 0 | 0 | 0 | 0 | 0 | 0 | 0 | 0
| Dendrobium_vent_fan_b | Yes | HV | High growth | 0 | 0 | 0 | 0 | 0 | 0 | 0 | 0 | 0 | 0 | Dendrobium_vent_fan_b | Yes | HV | High growth | 0 | 0 | 0 | 0 | 0 | 0 | 0 | 0 | 0 | 0 | Dendrobium_vent_fan_b | Yes | HV | High growth | 0 | 0 | 0 | 0 | 0 | 0 | 0 | 0 | 0 | 0
| Dapto | No | HV | Steady/falling | 0 | 0 | 0 | 0 | 0 | 0 | 0 | 0 | 0 | 0 | Dapto | No | HV | Steady/falling | 0 | 0 | 0 | 0 | 0 | 0 | 0 | 0 | 0 | 0 | Dapto | No | HV | Steady/falling | 0 | 0 | 0 | 0 | 0 | 0 | 0 | 0 | 0 | 0
| Grain_Terminal | Yes | HV | Steady/falling | 0 | 0 | 0 | 0 | 0 | 0 | 0 | 0 | 0 | 0 | Grain_Terminal | Yes | HV | Steady/falling | 0 | 0 | 0 | 0 | 0 | 0 | 0 | 0 | 0 | 0 | Grain_Terminal | Yes | HV | Steady/falling | 0 | 0 | 0 | 0 | 0 | 0 | 0 | 0 | 0 | 0
| Figtree | No | HV | Small growth | 0 | 0 | 0 | 0 | 0 | 0 | 0 | 0 | 0 | 0 | Figtree | No | HV | Small growth | 0 | 0 | 0 | 0 | 0 | 0 | 0 | 0 | 0 | 0 | Figtree | No | HV | Small growth | 0 | 0 | 0 | 0 | 0 | 0 | 0 | 0 | 0 | 0
| Inner_Harbour | No | HV | Steady/falling | 0 | 0 | 0 | 0 | 0 | 0 | 0 | 0 | 0 | 0 | Inner_Harbour | No | HV | Steady/falling | 0 | 0 | 0 | 0 | 0 | 0 | 0 | 0 | 0 | 0 | Inner_Harbour | No | HV | Steady/falling | 0 | 0 | 0 | 0 | 0 | 0 | 0 | 0 | 0 | 0
| Kenny_Street | No | HV | Small growth | 0 | 0 | 0 | 0 | 0 | 0 | 0 | 0 | 0 | 0 | Kenny_Street | No | HV | Small growth | 0 | 0 | 0 | 0 | 0 | 0 | 0 | 0 | 0 | 0 | Kenny_Street | No | HV | Small growth | 0 | 0 | 0 | 0 | 0 | 0 | 0 | 0 | 0 | 0
| Kembla_Grange | No | HV | Steady/falling | 0 | 0 | 0 | 0 | 0 | 0 | 0 | 0 | 0 | 0 | Kembla_Grange | No | HV | Steady/falling | 0 | 0 | 0 | 0 | 0 | 0 | 0 | 0 | 0 | 0 | Kembla_Grange | No | HV | Steady/falling | 0 | 0 | 0 | 0 | 0 | 0 | 0 | 0 | 0 | 0
| Lysaghts | Yes | HV | Steady/falling | 0 | 0 | 0 | 0 | 0 | 0 | 0 | 0 | 0 | 0 | Lysaghts | Yes | HV | Steady/falling | 0 | 0 | 0 | 0 | 0 | 0 | 0 | 0 | 0 | 0 | Lysaghts | Yes | HV | Steady/falling | 0 | 0 | 0 | 0 | 0 | 0 | 0 | 0 | 0 | 0
| Nepean_conveyors | Yes | HV | Steady/falling | 0 | 0 | 0 | 0 | 0 | 0 | 0 | 0 | 0 | 0 | Nepean_conveyors | Yes | HV | Steady/falling | 0 | 0 | 0 | 0 | 0 | 0 | 0 | 0 | 0 | 0 | Nepean_conveyors | Yes | HV | Steady/falling | 0 | 0 | 0 | 0 | 0 | 0 | 0 | 0 | 0 | 0
| North_Wollongong | No | HV | Steady/falling | 0 | 0 | 0 | 0 | 0 | 0 | 0 | 0 | 0 | 0 | North_Wollongong | No | HV | Steady/falling | 0 | 0 | 0 | 0 | 0 | 0 | 0 | 0 | 0 | 0 | North_Wollongong | No | HV | Steady/falling | 0 | 0 | 0 | 0 | 0 | 0 | 0 | 0 | 0 | 0
| Port_Kembla | No | HV | Small growth | 0 | 0 | 0 | 0 | 0 | 0 | 0 | 0 | 0 | 0 | Port_Kembla | No | HV | Small growth | 0 | 0 | 0 | 0 | 0 | 0 | 0 | 0 | 0 | 0 | Port_Kembla | No | HV | Small growth | 0 | 0 | 0 | 0 | 0 | 0 | 0 | 0 | 0 | 0
| South_Wollongong | No | HV | Steady/falling | 0 | 0 | 0 | 0 | 0 | 0 | 0 | 0 | 0 | 0 | South_Wollongong | No | HV | Steady/falling | 0 | 0 | 0 | 0 | 0 | 0 | 0 | 0 | 0 | 0 | South_Wollongong | No | HV | Steady/falling | 0 | 0 | 0 | 0 | 0 | 0 | 0 | 0 | 0 | 0
| Unanderra | No | HV | Steady/falling | 0 | 0 | 0 | 0 | 0 | 0 | 0 | 0 | 0 | 0 | Unanderra | No | HV | Steady/falling | 0 | 0 | 0 | 0 | 0 | 0 | 0 | 0 | 0 | 0 | Unanderra | No | HV | Steady/falling | 0 | 0 | 0 | 0 | 0 | 0 | 0 | 0 | 0 | 0
| West_Wollongong | No | HV | Small growth | 0 | 0 | 0 | 0 | 0 | 0 | 0 | 0 | 0 | 0 | West_Wollongong | No | HV | Small growth | 0 | 0 | 0 | 0 | 0 | 0 | 0 | 0 | 0 | 0 | West_Wollongong | No | HV | Small growth | 0 | 0 | 0 | 0 | 0 | 0 | 0 | 0 | 0 | 0
| Wongawilli_Colliery | Yes | HV | Steady/falling | 0 | 0 | 0 | 0 | 0 | 0 | 0 | 0 | 0 | 0 | Wongawilli_Colliery | Yes | HV | Steady/falling | 0 | 0 | 0 | 0 | 0 | 0 | 0 | 0 | 0 | 0 | Wongawilli_Colliery | Yes | HV | Steady/falling | 0 | 0 | 0 | 0 | 0 | 0 | 0 | 0 | 0 | 0
| Wongawilli_No4_Airshaft | Yes | HV | Steady/falling | 0 | 0 | 0 | 0 | 0 | 0 | 0 | 0 | 0 | 0 | Wongawilli_No4_Airshaft | Yes | HV | Steady/falling | 0 | 0 | 0 | 0 | 0 | 0 | 0 | 0 | 0 | 0 | Wongawilli_No4_Airshaft | Yes | HV | Steady/falling | 0 | 0 | 0 | 0 | 0 | 0 | 0 | 0 | 0 | 0
| Kellyville | No | HV | Small growth | 0 | 0 | 0 | 0 | 0 | 0 | 0 | 0 | 0 | 0 | Kellyville | No | HV | Small growth | 0 | 0 | 0 | 0 | 0 | 0 | 0 | 0 | 0 | 0 | Kellyville | No | HV | Small growth | 0 | 0 | 0 | 0 | 0 | 0 | 0 | 0 | 0 | 0
| Kenthurst | No | HV | Small growth | 0 | 0 | 0 | 0 | 0 | 0 | 0 | 0 | 0 | 0 | Kenthurst | No | HV | Small growth | 0 | 0 | 0 | 0 | 0 | 0 | 0 | 0 | 0 | 0 | Kenthurst | No | HV | Small growth | 0 | 0 | 0 | 0 | 0 | 0 | 0 | 0 | 0 | 0
| Healey_Cct_Data | Yes | HV | Steady/falling | 0 | 0 | 0 | 0 | 0 | 0 | 0 | 0 | 0 | 0 | Healey_Cct_Data | Yes | HV | Steady/falling | 0 | 0 | 0 | 0 | 0 | 0 | 0 | 0 | 0 | 0 | Healey_Cct_Data | Yes | HV | Steady/falling | 0 | 0 | 0 | 0 | 0 | 0 | 0 | 0 | 0 | 0
| CDC | Yes | HV | Steady/falling | 0 | 0 | 0 | 0 | 0 | 0 | 0 | 0 | 0 | 0 | CDC | Yes | HV | Steady/falling | 0 | 0 | 0 | 0 | 0 | 0 | 0 | 0 | 0 | 0 | CDC | Yes | HV | Steady/falling | 0 | 0 | 0 | 0 | 0 | 0 | 0 | 0 | 0 | 0
| DCI | Yes | HV | Steady/falling | 0 | 0 | 0 | 0 | 0 | 0 | 0 | 0 | 0 | 0 | DCI | Yes | HV | Steady/falling | 0 | 0 | 0 | 0 | 0 | 0 | 0 | 0 | 0 | 0 | DCI | Yes | HV | Steady/falling | 0 | 0 | 0 | 0 | 0 | 0 | 0 | 0 | 0 | 0
| SYD_55 | Yes | HV | Steady/falling | 0 | 0 | 0 | 0 | 0 | 0 | 0 | 0 | 0 | 0 | SYD_55 | Yes | HV | Steady/falling | 0 | 0 | 0 | 0 | 0 | 0 | 0 | 0 | 0 | 0 | SYD_55 | Yes | HV | Steady/falling | 0 | 0 | 0 | 0 | 0 | 0 | 0 | 0 | 0 | 0
| Augusta_DC | Yes | HV | Steady/falling | 0 | 0 | 0 | 0 | 0 | 0 | 0 | 0 | 0 | 0 | Augusta_DC | Yes | HV | Steady/falling | 0 | 0 | 0 | 0 | 0 | 0 | 0 | 0 | 0 | 0 | Augusta_DC | Yes | HV | Steady/falling | 0 | 0 | 0 | 0 | 0 | 0 | 0 | 0 | 0 | 0
| Honeman_DC | Yes | HV | Steady/falling | 0 | 0 | 0 | 0 | 0 | 0 | 0 | 0 | 0 | 0 | Honeman_DC | Yes | HV | Steady/falling | 0 | 0 | 0 | 0 | 0 | 0 | 0 | 0 | 0 | 0 | Honeman_DC | Yes | HV | Steady/falling | 0 | 0 | 0 | 0 | 0 | 0 | 0 | 0 | 0 | 0
| Station_DC | Yes | HV | Steady/falling | 0 | 0 | 0 | 0 | 0 | 0 | 0 | 0 | 0 | 0 | Station_DC | Yes | HV | Steady/falling | 0 | 0 | 0 | 0 | 0 | 0 | 0 | 0 | 0 | 0 | Station_DC | Yes | HV | Steady/falling | 0 | 0 | 0 | 0 | 0 | 0 | 0 | 0 | 0 | 0
| Aerotropolis | No | HV | High growth | 0 | 0 | 0 | 0 | 0 | 0 | 0 | 0 | 0 | 0 | Aerotropolis | No | HV | High growth | 0 | 0 | 0 | 0 | 0 | 0 | 0 | 0 | 0 | 0 | Aerotropolis | No | HV | High growth | 0 | 0 | 0 | 0 | 0 | 0 | 0 | 0 | 0 | 0
| Arndell_Park | No | HV | Small growth | 0 | 0 | 0 | 0 | 0 | 0 | 0 | 0 | 0 | 0 | Arndell_Park | No | HV | Small growth | 0 | 0 | 0 | 0 | 0 | 0 | 0 | 0 | 0 | 0 | Arndell_Park | No | HV | Small growth | 0 | 0 | 0 | 0 | 0 | 0 | 0 | 0 | 0 | 0
| Baulkham_Hills_11kv | No | HV | Small growth | 0 | 0 | 0 | 0 | 0 | 0 | 0 | 0 | 0 | 0 | Baulkham_Hills_11kv | No | HV | Small growth | 0 | 0 | 0 | 0 | 0 | 0 | 0 | 0 | 0 | 0 | Baulkham_Hills_11kv | No | HV | Small growth | 0 | 0 | 0 | 0 | 0 | 0 | 0 | 0 | 0 | 0
| One_Steel_Mini_Mill | Yes | HV | Steady/falling | 0 | 0 | 0 | 0 | 0 | 0 | 0 | 0 | 0 | 0 | One_Steel_Mini_Mill | Yes | HV | Steady/falling | 0 | 0 | 0 | 0 | 0 | 0 | 0 | 0 | 0 | 0 | One_Steel_Mini_Mill | Yes | HV | Steady/falling | 0 | 0 | 0 | 0 | 0 | 0 | 0 | 0 | 0 | 0
| Doonside | No | HV | Small growth | 0 | 0 | 0 | 0 | 0 | 0 | 0 | 0 | 0 | 0 | Doonside | No | HV | Small growth | 0 | 0 | 0 | 0 | 0 | 0 | 0 | 0 | 0 | 0 | Doonside | No | HV | Small growth | 0 | 0 | 0 | 0 | 0 | 0 | 0 | 0 | 0 | 0
| Eastern_Crk | No | HV | High growth | 0 | 0 | 0 | 0 | 0 | 0 | 0 | 0 | 0 | 0 | Eastern_Crk | No | HV | High growth | 0 | 0 | 2006673.295 | 1959259.2218 | 0 | 0 | 0 | 793186.5034 | 793186.5034 | 793186.5034 | Eastern_Crk | No | HV | High growth | 0 | 0 | 0 | 0 | 0 | 0 | 0 | 0 | 0 | 0
| Huntingwood | No | HV | High growth | 0 | 0 | 0 | 0 | 0 | 0 | 0 | 0 | 0 | 0 | Huntingwood | No | HV | High growth | 0 | 0 | 0 | 0 | 0 | 0 | 0 | 0 | 0 | 0 | Huntingwood | No | HV | High growth | 0 | 0 | 0 | 0 | 0 | 0 | 0 | 0 | 0 | 0
| Mamre | No | HV | High growth | 0 | 0 | 0 | 0 | 0 | 0 | 0 | 0 | 0 | 0 | Mamre | No | HV | High growth | 0 | 0 | 0 | 0 | 0 | 0 | 0 | 0 | 0 | 0 | Mamre | No | HV | High growth | 0 | 0 | 0 | 0 | 0 | 0 | 0 | 0 | 0 | 0
| North_Eastern_Creek | No | HV | Small growth | 0 | 0 | 0 | 0 | 0 | 0 | 0 | 0 | 0 | 0 | North_Eastern_Creek | No | HV | Small growth | 0 | 0 | 0 | 0 | 0 | 0 | 0 | 0 | 0 | 0 | North_Eastern_Creek | No | HV | Small growth | 0 | 0 | 0 | 0 | 0 | 0 | 0 | 0 | 0 | 0
| Quakers_Hill | No | HV | Small growth | 0 | 0 | 0 | 0 | 0 | 0 | 0 | 0 | 0 | 0 | Quakers_Hill | No | HV | Small growth | 0 | 0 | 0 | 0 | 0 | 0 | 0 | 0 | 0 | 0 | Quakers_Hill | No | HV | Small growth | 0 | 0 | 0 | 0 | 0 | 0 | 0 | 0 | 0 | 0
| Rooty_Hill | No | HV | Steady/falling | 0 | 0 | 0 | 0 | 0 | 0 | 0 | 0 | 0 | 0 | Rooty_Hill | No | HV | Steady/falling | 0 | 0 | 0 | 0 | 0 | 0 | 0 | 0 | 0 | 0 | Rooty_Hill | No | HV | Steady/falling | 0 | 0 | 0 | 0 | 0 | 0 | 0 | 0 | 0 | 0
| Science_Park | No | HV | High growth | 0 | 0 | 0 | 0 | 0 | 0 | 0 | 0 | 0 | 0 | Science_Park | No | HV | High growth | 0 | 0 | 0 | 0 | 0 | 0 | 0 | 0 | 0 | 0 | Science_Park | No | HV | High growth | 0 | 0 | 0 | 0 | 0 | 0 | 0 | 0 | 0 | 0
| South_Erskine_Park | No | HV | High growth | 0 | 0 | 0 | 0 | 0 | 0 | 0 | 0 | 0 | 0 | South_Erskine_Park | No | HV | High growth | 3373612.5162 | 0 | 0 | 0 | 0 | 0 | 0 | 0 | 0 | 0 | South_Erskine_Park | No | HV | High growth | 0 | 0 | 0 | 0 | 0 | 0 | 0 | 0 | 0 | 0
| West_Wetherill_Park | No | HV | High growth | 0 | 0 | 0 | 0 | 0 | 0 | 0 | 0 | 0 | 0 | West_Wetherill_Park | No | HV | High growth | 0 | 0 | 0 | 0 | 0 | 0 | 0 | 0 | 0 | 0 | West_Wetherill_Park | No | HV | High growth | 0 | 0 | 0 | 0 | 0 | 0 | 0 | 0 | 0 | 0
| Wetherill_Park | No | HV | Steady/falling | 0 | 0 | 0 | 0 | 0 | 0 | 0 | 0 | 0 | 0 | Wetherill_Park | No | HV | Steady/falling | 0 | 0 | 0 | 0 | 0 | 0 | 0 | 0 | 0 | 0 | Wetherill_Park | No | HV | Steady/falling | 0 | 0 | 0 | 0 | 0 | 0 | 0 | 0 | 0 | 0
| Bella_Vista | No | HV | High growth | 0 | 0 | 0 | 0 | 0 | 0 | 0 | 0 | 0 | 0 | Bella_Vista | No | HV | High growth | 0 | 0 | 0 | 0 | 0 | 0 | 0 | 0 | 0 | 0 | Bella_Vista | No | HV | High growth | 0 | 0 | 0 | 0 | 0 | 0 | 0 | 0 | 0 | 0
| Box_Hill | No | HV | High growth | 0 | 0 | 0 | 0 | 0 | 0 | 0 | 0 | 0 | 0 | Box_Hill | No | HV | High growth | 0 | 0 | 0 | 0 | 0 | 0 | 0 | 0 | 0 | 0 | Box_Hill | No | HV | High growth | 0 | 0 | 0 | 0 | 0 | 0 | 0 | 0 | 0 | 0
| Cheriton_Avenue | No | HV | High growth | 0 | 0 | 0 | 0 | 0 | 0 | 0 | 0 | 0 | 0 | Cheriton_Avenue | No | HV | High growth | 0 | 0 | 0 | 0 | 0 | 0 | 0 | 0 | 0 | 0 | Cheriton_Avenue | No | HV | High growth | 0 | 0 | 0 | 0 | 0 | 0 | 0 | 0 | 0 | 0
| Marsden_Park | No | HV | High growth | 0 | 0 | 0 | 0 | 0 | 0 | 0 | 0 | 0 | 0 | Marsden_Park | No | HV | High growth | 0 | 0 | 0 | 0 | 0 | 0 | 0 | 0 | 0 | 0 | Marsden_Park | No | HV | High growth | 0 | 0 | 0 | 0 | 0 | 0 | 0 | 0 | 0 | 0
| Mungerie_Park | No | HV | Small growth | 0 | 0 | 0 | 0 | 0 | 0 | 0 | 0 | 0 | 0 | Mungerie_Park | No | HV | Small growth | 0 | 0 | 0 | 0 | 0 | 0 | 0 | 0 | 0 | 0 | Mungerie_Park | No | HV | Small growth | 0 | 0 | 0 | 0 | 0 | 0 | 0 | 0 | 0 | 0
| Trifalga_Data_Centre | Yes | HV | Steady/falling | 0 | 0 | 0 | 0 | 0 | 0 | 0 | 0 | 0 | 0 | Trifalga_Data_Centre | Yes | HV | Steady/falling | 0 | 0 | 0 | 0 | 0 | 0 | 0 | 0 | 0 | 0 | Trifalga_Data_Centre | Yes | HV | Steady/falling | 0 | 0 | 0 | 0 | 0 | 0 | 0 | 0 | 0 | 0
| NWRL_Rouse_Hill | Yes | HV | Steady/falling | 0 | 0 | 0 | 0 | 0 | 0 | 0 | 0 | 0 | 0 | NWRL_Rouse_Hill | Yes | HV | Steady/falling | 0 | 0 | 0 | 0 | 0 | 0 | 0 | 0 | 0 | 0 | NWRL_Rouse_Hill | Yes | HV | Steady/falling | 0 | 0 | 0 | 0 | 0 | 0 | 0 | 0 | 0 | 0
| Schofields | No | HV | High growth | 0 | 0 | 0 | 0 | 0 | 0 | 0 | 0 | 0 | 0 | Schofields | No | HV | High growth | 0 | 0 | 0 | 0 | 0 | 0 | 0 | 0 | 0 | 0 | Schofields | No | HV | High growth | 0 | 0 | 0 | 0 | 0 | 0 | 0 | 0 | 0 | 0
| South_Marsden_Park | No | HV | High growth | 0 | 0 | 0 | 0 | 0 | 0 | 0 | 0 | 0 | 0 | South_Marsden_Park | No | HV | High growth | 0 | 0 | 0 | 0 | 0 | 0 | 0 | 0 | 0 | 0 | South_Marsden_Park | No | HV | High growth | 0 | 0 | 0 | 0 | 0 | 0 | 0 | 0 | 0 | 0
| Parklea | No | HV | Small growth | 0 | 0 | 0 | 0 | 0 | 0 | 0 | 0 | 0 | 0 | Parklea | No | HV | Small growth | 0 | 0 | 0 | 0 | 0 | 0 | 0 | 0 | 0 | 0 | Parklea | No | HV | Small growth | 0 | 0 | 0 | 0 | 0 | 0 | 0 | 0 | 0 | 0
| West_Castle_Hill | No | HV | High growth | 0 | 0 | 0 | 0 | 0 | 0 | 0 | 0 | 0 | 0 | West_Castle_Hill | No | HV | High growth | 0 | 0 | 0 | 0 | 0 | 0 | 0 | 0 | 0 | 0 | West_Castle_Hill | No | HV | High growth | 0 | 0 | 0 | 0 | 0 | 0 | 0 | 0 | 0 | 0
| Lithgow | No | HV | Small growth | 0 | 0 | 0 | 0 | 0 | 0 | 0 | 0 | 0 | 0 | Lithgow | No | HV | Small growth | 0 | 0 | 0 | 0 | 0 | 0 | 0 | 0 | 0 | 0 | Lithgow | No | HV | Small growth | 0 | 0 | 0 | 0 | 0 | 0 | 0 | 0 | 0 | 0
| Meadow_Flat | No | HV | Small growth | 0 | 0 | 0 | 0 | 0 | 0 | 0 | 0 | 0 | 0 | Meadow_Flat | No | HV | Small growth | 0 | 0 | 0 | 0 | 0 | 0 | 0 | 0 | 0 | 0 | Meadow_Flat | No | HV | Small growth | 0 | 0 | 0 | 0 | 0 | 0 | 0 | 0 | 0 | 0
| Portland | No | HV | Small growth | 0 | 0 | 0 | 0 | 0 | 0 | 0 | 0 | 0 | 0 | Portland | No | HV | Small growth | 0 | 0 | 0 | 0 | 0 | 0 | 0 | 0 | 0 | 0 | Portland | No | HV | Small growth | 0 | 0 | 0 | 0 | 0 | 0 | 0 | 0 | 0 | 0
| Springvale_Colliery | Yes | HV | Steady/falling | 0 | 0 | 0 | 0 | 0 | 0 | 0 | 0 | 0 | 0 | Springvale_Colliery | Yes | HV | Steady/falling | 0 | 0 | 0 | 0 | 0 | 0 | 0 | 0 | 0 | 0 | Springvale_Colliery | Yes | HV | Steady/falling | 0 | 0 | 0 | 0 | 0 | 0 | 0 | 0 | 0 | 0
| Sydney_Trains_Wallerawang | Yes | HV | Steady/falling | 0 | 0 | 0 | 0 | 0 | 0 | 0 | 0 | 0 | 0 | Sydney_Trains_Wallerawang | Yes | HV | Steady/falling | 0 | 0 | 0 | 0 | 0 | 0 | 0 | 0 | 0 | 0 | Sydney_Trains_Wallerawang | Yes | HV | Steady/falling | 0 | 0 | 0 | 0 | 0 | 0 | 0 | 0 | 0 | 0
| Blaxland | No | HV | Small growth | 0 | 0 | 0 | 0 | 0 | 0 | 0 | 0 | 0 | 0 | Blaxland | No | HV | Small growth | 0 | 0 | 0 | 0 | 0 | 0 | 0 | 0 | 0 | 0 | Blaxland | No | HV | Small growth | 0 | 0 | 0 | 0 | 0 | 0 | 0 | 0 | 0 | 0
| Springwood | No | HV | Small growth | 0 | 0 | 0 | 0 | 0 | 0 | 0 | 0 | 0 | 0 | Springwood | No | HV | Small growth | 0 | 0 | 0 | 0 | 0 | 0 | 0 | 0 | 0 | 0 | Springwood | No | HV | Small growth | 0 | 0 | 0 | 0 | 0 | 0 | 0 | 0 | 0 | 0
| Bonnyrigg | No | HV | Small growth | 0 | 0 | 0 | 0 | 0 | 0 | 0 | 0 | 0 | 0 | Bonnyrigg | No | HV | Small growth | 0 | 0 | 0 | 0 | 0 | 0 | 0 | 0 | 0 | 0 | Bonnyrigg | No | HV | Small growth | 0 | 0 | 0 | 0 | 0 | 0 | 0 | 0 | 0 | 0
| Hinchinbrook | No | HV | High growth | 0 | 0 | 0 | 0 | 0 | 0 | 0 | 0 | 0 | 0 | Hinchinbrook | No | HV | High growth | 0 | 0 | 0 | 0 | 0 | 0 | 0 | 0 | 0 | 0 | Hinchinbrook | No | HV | High growth | 0 | 0 | 0 | 0 | 0 | 0 | 0 | 0 | 0 | 0
| Homepride | No | HV | High growth | 0 | 0 | 0 | 0 | 0 | 0 | 0 | 0 | 0 | 0 | Homepride | No | HV | High growth | 0 | 0 | 0 | 0 | 0 | 0 | 0 | 0 | 0 | 0 | Homepride | No | HV | High growth | 0 | 0 | 0 | 0 | 0 | 0 | 0 | 0 | 0 | 0
| Kemps_Creek | No | HV | High growth | 0 | 0 | 0 | 0 | 0 | 0 | 0 | 0 | 0 | 0 | Kemps_Creek | No | HV | High growth | 0 | 0 | 0 | 0 | 0 | 0 | 0 | 0 | 0 | 0 | Kemps_Creek | No | HV | High growth | 0 | 0 | 0 | 0 | 0 | 0 | 0 | 0 | 0 | 0
| Prestons | No | HV | High growth | 0 | 0 | 0 | 0 | 0 | 0 | 0 | 0 | 0 | 0 | Prestons | No | HV | High growth | 0 | 0 | 0 | 0 | 0 | 0 | 0 | 0 | 0 | 0 | Prestons | No | HV | High growth | 0 | 0 | 0 | 0 | 0 | 0 | 0 | 0 | 0 | 0
| West_Liverpool_ZS | No | HV | Steady/falling | 0 | 0 | 0 | 0 | 0 | 0 | 0 | 0 | 0 | 0 | West_Liverpool_ZS | No | HV | Steady/falling | 0 | 0 | 0 | 0 | 0 | 0 | 0 | 0 | 0 | 0 | West_Liverpool_ZS | No | HV | Steady/falling | 0 | 0 | 0 | 0 | 0 | 0 | 0 | 0 | 0 | 0
| Brundee | Yes | HV | Steady/falling | 0 | 0 | 0 | 0 | 0 | 0 | 0 | 0 | 0 | 0 | Brundee | Yes | HV | Steady/falling | 0 | 0 | 0 | 0 | 0 | 0 | 0 | 0 | 0 | 0 | Brundee | Yes | HV | Steady/falling | 0 | 0 | 0 | 0 | 0 | 0 | 0 | 0 | 0 | 0
| Culburra | No | HV | Small growth | 0 | 0 | 0 | 0 | 0 | 0 | 0 | 0 | 0 | 0 | Culburra | No | HV | Small growth | 0 | 0 | 0 | 0 | 0 | 0 | 0 | 0 | 0 | 0 | Culburra | No | HV | Small growth | 0 | 0 | 0 | 0 | 0 | 0 | 0 | 0 | 0 | 0
| Huskisson | No | HV | High growth | 0 | 0 | 0 | 0 | 0 | 0 | 0 | 0 | 0 | 0 | Huskisson | No | HV | High growth | 0 | 0 | 0 | 0 | 0 | 0 | 0 | 0 | 0 | 0 | Huskisson | No | HV | High growth | 0 | 0 | 0 | 0 | 0 | 0 | 0 | 0 | 0 | 0
| South_Nowra | No | HV | High growth | 0 | 0 | 0 | 0 | 0 | 0 | 0 | 0 | 0 | 0 | South_Nowra | No | HV | High growth | 0 | 0 | 0 | 0 | 0 | 0 | 0 | 0 | 0 | 0 | South_Nowra | No | HV | High growth | 0 | 0 | 0 | 0 | 0 | 0 | 0 | 0 | 0 | 0
| Sussex_Inlet | No | HV | High growth | 0 | 0 | 0 | 0 | 0 | 0 | 0 | 0 | 0 | 0 | Sussex_Inlet | No | HV | High growth | 0 | 0 | 0 | 0 | 0 | 0 | 0 | 0 | 0 | 0 | Sussex_Inlet | No | HV | High growth | 0 | 0 | 0 | 0 | 0 | 0 | 0 | 0 | 0 | 0
| Tomerong_ZS | No | HV | Small growth | 0 | 0 | 0 | 0 | 0 | 0 | 0 | 0 | 0 | 0 | Tomerong_ZS | No | HV | Small growth | 0 | 0 | 0 | 0 | 0 | 0 | 0 | 0 | 0 | 0 | Tomerong_ZS | No | HV | Small growth | 0 | 0 | 0 | 0 | 0 | 0 | 0 | 0 | 0 | 0
| Yatte_Yattah | No | HV | Small growth | 0 | 0 | 0 | 0 | 0 | 0 | 0 | 0 | 0 | 0 | Yatte_Yattah | No | HV | Small growth | 0 | 0 | 0 | 0 | 0 | 0 | 0 | 0 | 0 | 0 | Yatte_Yattah | No | HV | Small growth | 0 | 0 | 0 | 0 | 0 | 0 | 0 | 0 | 0 | 0
| Jasper_Road | No | ST | Small growth | 0 | 0 | 0 | 0 | 0 | 0 | 0 | 0 | 0 | 0 | Jasper_Road | No | ST | Small growth | 0 | 0 | 0 | 0 | 0 | 0 | 0 | 0 | 0 | 0 | Jasper_Road | No | ST | Small growth | 0 | 0 | 0 | 0 | 0 | 0 | 0 | 0 | 0 | 0
| Northmead | No | ST | Small growth | 0 | 0 | 0 | 0 | 0 | 0 | 0 | 0 | 0 | 0 | Northmead | No | ST | Small growth | 0 | 0 | 0 | 0 | 0 | 0 | 0 | 0 | 0 | 0 | Northmead | No | ST | Small growth | 0 | 0 | 0 | 0 | 0 | 0 | 0 | 0 | 0 | 0
| North_Rocks | No | ST | Small growth | 0 | 0 | 0 | 0 | 0 | 0 | 0 | 0 | 0 | 0 | North_Rocks | No | ST | Small growth | 0 | 0 | 0 | 0 | 0 | 0 | 0 | 0 | 0 | 0 | North_Rocks | No | ST | Small growth | 0 | 0 | 0 | 0 | 0 | 0 | 0 | 0 | 0 | 0
| Seven_Hills | No | ST | Small growth | 0 | 0 | 0 | 0 | 0 | 0 | 0 | 0 | 0 | 0 | Seven_Hills | No | ST | Small growth | 0 | 0 | 0 | 0 | 0 | 0 | 0 | 0 | 0 | 0 | Seven_Hills | No | ST | Small growth | 0 | 0 | 0 | 0 | 0 | 0 | 0 | 0 | 0 | 0
| Westmead | No | ST | Steady/falling | 0 | 0 | 0 | 0 | 0 | 0 | 0 | 0 | 0 | 0 | Westmead | No | ST | Steady/falling | 0 | 0 | 0 | 0 | 0 | 0 | 0 | 0 | 0 | 0 | Westmead | No | ST | Steady/falling | 0 | 0 | 0 | 0 | 0 | 0 | 0 | 0 | 0 | 0
| Bulli | No | ST | High growth | 0 | 0 | 0 | 0 | 0 | 0 | 0 | 0 | 0 | 0 | Bulli | No | ST | High growth | 0 | 0 | 0 | 0 | 0 | 0 | 0 | 0 | 0 | 0 | Bulli | No | ST | High growth | 0 | 0 | 0 | 0 | 0 | 0 | 0 | 0 | 0 | 0
| Corrimal | No | ST | Small growth | 0 | 0 | 0 | 0 | 0 | 0 | 0 | 0 | 0 | 0 | Corrimal | No | ST | Small growth | 0 | 0 | 0 | 0 | 0 | 0 | 0 | 0 | 0 | 0 | Corrimal | No | ST | Small growth | 0 | 0 | 0 | 0 | 0 | 0 | 0 | 0 | 0 | 0
| Darkes_Forest | No | ST | Steady/falling | 0 | 0 | 0 | 0 | 0 | 0 | 0 | 0 | 0 | 0 | Darkes_Forest | No | ST | Steady/falling | 0 | 0 | 0 | 0 | 0 | 0 | 0 | 0 | 0 | 0 | Darkes_Forest | No | ST | Steady/falling | 0 | 0 | 0 | 0 | 0 | 0 | 0 | 0 | 0 | 0
| Helensburgh | No | ST | Small growth | 0 | 0 | 0 | 0 | 0 | 0 | 0 | 0 | 0 | 0 | Helensburgh | No | ST | Small growth | 0 | 0 | 0 | 0 | 0 | 0 | 0 | 0 | 0 | 0 | Helensburgh | No | ST | Small growth | 0 | 0 | 0 | 0 | 0 | 0 | 0 | 0 | 0 | 0
| Helenburgh_Colliery | Yes | ST | Steady/falling | 0 | 0 | 0 | 0 | 0 | 0 | 0 | 0 | 0 | 0 | Helenburgh_Colliery | Yes | ST | Steady/falling | 0 | 0 | 0 | 0 | 0 | 0 | 0 | 0 | 0 | 0 | Helenburgh_Colliery | Yes | ST | Steady/falling | 0 | 0 | 0 | 0 | 0 | 0 | 0 | 0 | 0 | 0
| Mt_Ousley | No | ST | Small growth | 0 | 0 | 0 | 0 | 0 | 0 | 0 | 0 | 0 | 0 | Mt_Ousley | No | ST | Small growth | 0 | 0 | 0 | 0 | 0 | 0 | 0 | 0 | 0 | 0 | Mt_Ousley | No | ST | Small growth | 0 | 0 | 0 | 0 | 0 | 0 | 0 | 0 | 0 | 0
| Russell_Vale | No | ST | Small growth | 0 | 0 | 0 | 0 | 0 | 0 | 0 | 0 | 0 | 0 | Russell_Vale | No | ST | Small growth | 0 | 0 | 0 | 0 | 0 | 0 | 0 | 0 | 0 | 0 | Russell_Vale | No | ST | Small growth | 0 | 0 | 0 | 0 | 0 | 0 | 0 | 0 | 0 | 0
| South_Bulli_Colliery | Yes | ST | Steady/falling | 0 | 0 | 0 | 0 | 0 | 0 | 0 | 0 | 0 | 0 | South_Bulli_Colliery | Yes | ST | Steady/falling | 0 | 0 | 0 | 0 | 0 | 0 | 0 | 0 | 0 | 0 | South_Bulli_Colliery | Yes | ST | Steady/falling | 0 | 0 | 0 | 0 | 0 | 0 | 0 | 0 | 0 | 0
| Wombarra | No | ST | Small growth | 0 | 0 | 0 | 0 | 0 | 0 | 0 | 0 | 0 | 0 | Wombarra | No | ST | Small growth | 0 | 0 | 0 | 0 | 0 | 0 | 0 | 0 | 0 | 0 | Wombarra | No | ST | Small growth | 0 | 0 | 0 | 0 | 0 | 0 | 0 | 0 | 0 | 0
| ABC_Tissues | Yes | ST | High growth | 0 | 0 | 0 | 0 | 0 | 0 | 0 | 0 | 0 | 0 | ABC_Tissues | Yes | ST | High growth | 0 | 0 | 0 | 0 | 0 | 0 | 0 | 0 | 0 | 0 | ABC_Tissues | Yes | ST | High growth | 0 | 0 | 0 | 0 | 0 | 0 | 0 | 0 | 0 | 0
| Sydney_Trains_Blacktown | Yes | ST | Steady/falling | 0 | 0 | 0 | 0 | 0 | 0 | 0 | 0 | 0 | 0 | Sydney_Trains_Blacktown | Yes | ST | Steady/falling | 0 | 0 | 0 | 0 | 0 | 0 | 0 | 0 | 0 | 0 | Sydney_Trains_Blacktown | Yes | ST | Steady/falling | 0 | 0 | 0 | 0 | 0 | 0 | 0 | 0 | 0 | 0
| Bossley_Park | No | ST | Small growth | 0 | 0 | 0 | 0 | 0 | 0 | 0 | 0 | 0 | 0 | Bossley_Park | No | ST | Small growth | 0 | 0 | 0 | 0 | 0 | 0 | 0 | 0 | 0 | 0 | Bossley_Park | No | ST | Small growth | 0 | 0 | 0 | 0 | 0 | 0 | 0 | 0 | 0 | 0
| Fujitsu_Data | Yes | ST | Steady/falling | 0 | 0 | 0 | 0 | 0 | 0 | 0 | 0 | 0 | 0 | Fujitsu_Data | Yes | ST | Steady/falling | 0 | 0 | 0 | 0 | 0 | 0 | 0 | 0 | 0 | 0 | Fujitsu_Data | Yes | ST | Steady/falling | 0 | 0 | 0 | 0 | 0 | 0 | 0 | 0 | 0 | 0
| Greystanes | No | ST | Small growth | 0 | 0 | 0 | 0 | 0 | 0 | 0 | 0 | 0 | 0 | Greystanes | No | ST | Small growth | 0 | 0 | 0 | 0 | 0 | 0 | 0 | 0 | 0 | 0 | Greystanes | No | ST | Small growth | 0 | 0 | 0 | 0 | 0 | 0 | 0 | 0 | 0 | 0
| Holroyd | No | ST | Small growth | 0 | 0 | 0 | 0 | 0 | 0 | 0 | 0 | 0 | 0 | Holroyd | No | ST | Small growth | 0 | 0 | 0 | 0 | 0 | 0 | 0 | 0 | 0 | 0 | Holroyd | No | ST | Small growth | 0 | 0 | 0 | 0 | 0 | 0 | 0 | 0 | 0 | 0
| Leabons_Lane | No | ST | Small growth | 0 | 0 | 0 | 0 | 0 | 0 | 0 | 0 | 0 | 0 | Leabons_Lane | No | ST | Small growth | 0 | 0 | 0 | 0 | 0 | 0 | 0 | 0 | 0 | 0 | Leabons_Lane | No | ST | Small growth | 0 | 0 | 0 | 0 | 0 | 0 | 0 | 0 | 0 | 0
| Marayong | No | ST | Small growth | 0 | 0 | 0 | 0 | 0 | 0 | 0 | 0 | 0 | 0 | Marayong | No | ST | Small growth | 0 | 0 | 0 | 0 | 0 | 0 | 0 | 0 | 0 | 0 | Marayong | No | ST | Small growth | 470479.0159 | 0 | 0 | 0 | 0 | 0 | 0 | 0 | 0 | 0
| Newton | No | ST | High growth | 0 | 0 | 0 | 0 | 0 | 0 | 0 | 0 | 0 | 0 | Newton | No | ST | High growth | 0 | 0 | 0 | 0 | 0 | 0 | 0 | 0 | 0 | 0 | Newton | No | ST | High growth | 0 | 0 | 0 | 0 | 0 | 0 | 0 | 0 | 0 | 0
| Prospect | No | ST | Small growth | 0 | 0 | 0 | 0 | 0 | 0 | 0 | 0 | 0 | 0 | Prospect | No | ST | Small growth | 0 | 0 | 0 | 0 | 0 | 0 | 0 | 0 | 0 | 0 | Prospect | No | ST | Small growth | 0 | 0 | 0 | 0 | 0 | 0 | 0 | 0 | 0 | 0
| Prospect_East | Yes | ST | Steady/falling | 0 | 0 | 0 | 0 | 0 | 0 | 0 | 0 | 0 | 0 | Prospect_East | Yes | ST | Steady/falling | 0 | 0 | 0 | 0 | 0 | 0 | 0 | 0 | 0 | 0 | Prospect_East | Yes | ST | Steady/falling | 0 | 0 | 0 | 0 | 0 | 0 | 0 | 0 | 0 | 0
| Prospect_South | Yes | ST | Steady/falling | 0 | 0 | 0 | 0 | 0 | 0 | 0 | 0 | 0 | 0 | Prospect_South | Yes | ST | Steady/falling | 0 | 0 | 0 | 0 | 0 | 0 | 0 | 0 | 0 | 0 | Prospect_South | Yes | ST | Steady/falling | 0 | 0 | 0 | 0 | 0 | 0 | 0 | 0 | 0 | 0
| Quarries | No | ST | Small growth | 0 | 0 | 0 | 0 | 0 | 0 | 0 | 0 | 0 | 0 | Quarries | No | ST | Small growth | 0 | 0 | 0 | 0 | 0 | 0 | 0 | 0 | 0 | 0 | Quarries | No | ST | Small growth | 0 | 0 | 0 | 0 | 0 | 0 | 0 | 0 | 0 | 0
| Sydney_Trains_Toongabbie | Yes | ST | Steady/falling | 0 | 0 | 0 | 0 | 0 | 0 | 0 | 0 | 0 | 0 | Sydney_Trains_Toongabbie | Yes | ST | Steady/falling | 0 | 0 | 0 | 0 | 0 | 0 | 0 | 0 | 0 | 0 | Sydney_Trains_Toongabbie | Yes | ST | Steady/falling | 0 | 0 | 0 | 0 | 0 | 0 | 0 | 0 | 0 | 0
| ING_Alcan | Yes | ST | Steady/falling | 0 | 0 | 0 | 0 | 0 | 0 | 0 | 0 | 0 | 0 | ING_Alcan | Yes | ST | Steady/falling | 0 | 0 | 0 | 0 | 0 | 0 | 0 | 0 | 0 | 0 | ING_Alcan | Yes | ST | Steady/falling | 0 | 0 | 0 | 0 | 0 | 0 | 0 | 0 | 0 | 0
| Lennox | No | ST | High growth | 0 | 0 | 0 | 0 | 0 | 0 | 0 | 0 | 0 | 0 | Lennox | No | ST | High growth | 0 | 0 | 0 | 0 | 0 | 0 | 0 | 0 | 0 | 0 | Lennox | No | ST | High growth | 0 | 0 | 0 | 0 | 0 | 0 | 0 | 0 | 0 | 0
| Rosehill | No | ST | Steady/falling | 0 | 0 | 0 | 0 | 0 | 0 | 0 | 0 | 0 | 0 | Rosehill | No | ST | Steady/falling | 0 | 0 | 0 | 0 | 0 | 0 | 0 | 0 | 0 | 0 | Rosehill | No | ST | Steady/falling | 0 | 0 | 0 | 0 | 0 | 0 | 0 | 0 | 0 | 0
| Viva_Energy | Yes | ST | Steady/falling | 0 | 0 | 0 | 0 | 0 | 0 | 0 | 0 | 0 | 0 | Viva_Energy | Yes | ST | Steady/falling | 0 | 0 | 0 | 0 | 0 | 0 | 0 | 0 | 0 | 0 | Viva_Energy | Yes | ST | Steady/falling | 0 | 0 | 0 | 0 | 0 | 0 | 0 | 0 | 0 | 0
| Syd_Metro_West | No | ST | Steady/falling | 0 | 0 | 0 | 0 | 0 | 0 | 0 | 0 | 0 | 0 | Syd_Metro_West | No | ST | Steady/falling | 0 | 0 | 0 | 0 | 0 | 0 | 0 | 0 | 0 | 0 | Syd_Metro_West | No | ST | Steady/falling | 0 | 0 | 0 | 0 | 0 | 0 | 0 | 0 | 0 | 0
| Ausgrid_Auburn | Yes | ST | Steady/falling | 0 | 0 | 0 | 0 | 0 | 0 | 0 | 0 | 0 | 0 | Ausgrid_Auburn | Yes | ST | Steady/falling | 52972.6595 | 2104.5604 | 0 | 0 | 0 | 0 | 0 | 0 | 0 | 0 | Ausgrid_Auburn | Yes | ST | Steady/falling | 0 | 0 | 0 | 0 | 0 | 0 | 0 | 0 | 0 | 0
| Ausgrid_Lidcombe | Yes | ST | Small growth | 0 | 0 | 0 | 0 | 0 | 0 | 0 | 0 | 0 | 0 | Ausgrid_Lidcombe | Yes | ST | Small growth | 0 | 0 | 0 | 0 | 0 | 0 | 0 | 0 | 0 | 0 | Ausgrid_Lidcombe | Yes | ST | Small growth | 0 | 0 | 0 | 0 | 0 | 0 | 0 | 0 | 0 | 0
| Castle_Hill | No | ST | High growth | 0 | 0 | 0 | 0 | 0 | 0 | 0 | 0 | 0 | 0 | Castle_Hill | No | ST | High growth | 0 | 0 | 0 | 0 | 0 | 0 | 0 | 0 | 0 | 0 | Castle_Hill | No | ST | High growth | 0 | 0 | 0 | 0 | 0 | 0 | 0 | 0 | 0 | 0
| Dundas | No | ST | High growth | 0 | 0 | 0 | 0 | 0 | 0 | 0 | 0 | 0 | 0 | Dundas | No | ST | High growth | 0 | 0 | 0 | 0 | 0 | 0 | 0 | 0 | 0 | 0 | Dundas | No | ST | High growth | 0 | 0 | 0 | 0 | 0 | 0 | 0 | 0 | 0 | 0
| Rydalmere | No | ST | High growth | 0 | 0 | 0 | 0 | 0 | 0 | 0 | 0 | 0 | 0 | Rydalmere | No | ST | High growth | 0 | 0 | 0 | 0 | 0 | 0 | 0 | 0 | 0 | 0 | Rydalmere | No | ST | High growth | 0 | 0 | 0 | 0 | 0 | 0 | 0 | 0 | 0 | 0
| West_Pennant_Hills | No | ST | Small growth | 0 | 0 | 0 | 0 | 0 | 0 | 0 | 0 | 0 | 0 | West_Pennant_Hills | No | ST | Small growth | 0 | 0 | 0 | 0 | 0 | 0 | 0 | 0 | 0 | 0 | West_Pennant_Hills | No | ST | Small growth | 0 | 0 | 0 | 0 | 0 | 0 | 0 | 0 | 0 | 0
| M1_M2_tunnel | Yes | ST | Steady/falling | 0 | 0 | 0 | 0 | 0 | 0 | 0 | 0 | 0 | 0 | M1_M2_tunnel | Yes | ST | Steady/falling | 0 | 0 | 0 | 0 | 0 | 0 | 0 | 0 | 0 | 0 | M1_M2_tunnel | Yes | ST | Steady/falling | 0 | 0 | 0 | 0 | 0 | 0 | 0 | 0 | 0 | 0
| Ausgrid_Carlingford | Yes | ST | Steady/falling | 0 | 0 | 0 | 0 | 0 | 0 | 0 | 0 | 0 | 0 | Ausgrid_Carlingford | Yes | ST | Steady/falling | 0 | 0 | 0 | 0 | 0 | 0 | 0 | 0 | 0 | 0 | Ausgrid_Carlingford | Yes | ST | Steady/falling | 0 | 0 | 0 | 0 | 0 | 0 | 0 | 0 | 0 | 0
| BlueScope_Steel | Yes | ST | Steady/falling | 0 | 0 | 0 | 0 | 0 | 0 | 0 | 0 | 0 | 0 | BlueScope_Steel | Yes | ST | Steady/falling | 0 | 0 | 0 | 0 | 0 | 0 | 0 | 0 | 0 | 0 | BlueScope_Steel | Yes | ST | Steady/falling | 0 | 0 | 0 | 0 | 0 | 0 | 0 | 0 | 0 | 0
| BOC_Gases | Yes | ST | Steady/falling | 0 | 0 | 0 | 0 | 0 | 0 | 0 | 0 | 0 | 0 | BOC_Gases | Yes | ST | Steady/falling | 0 | 0 | 0 | 0 | 0 | 0 | 0 | 0 | 0 | 0 | BOC_Gases | Yes | ST | Steady/falling | 0 | 0 | 0 | 0 | 0 | 0 | 0 | 0 | 0 | 0
| Burrawang | Yes | ST | Steady/falling | 0 | 0 | 0 | 0 | 0 | 0 | 0 | 0 | 0 | 0 | Burrawang | Yes | ST | Steady/falling | 0 | 0 | 0 | 0 | 0 | 0 | 0 | 0 | 0 | 0 | Burrawang | Yes | ST | Steady/falling | 0 | 0 | 0 | 0 | 0 | 0 | 0 | 0 | 0 | 0
| Batemans_Bay | Yes | ST | Steady/falling | 0 | 0 | 0 | 0 | 0 | 0 | 0 | 0 | 0 | 0 | Batemans_Bay | Yes | ST | Steady/falling | 0 | 0 | 0 | 0 | 0 | 0 | 0 | 0 | 0 | 0 | Batemans_Bay | Yes | ST | Steady/falling | 0 | 0 | 0 | 0 | 0 | 0 | 0 | 0 | 0 | 0
| Ulladulla | No | ST | High growth | 0 | 0 | 0 | 0 | 0 | 0 | 0 | 0 | 0 | 0 | Ulladulla | No | ST | High growth | 0 | 0 | 0 | 0 | 0 | 0 | 0 | 0 | 0 | 0 | Ulladulla | No | ST | High growth | 0 | 0 | 0 | 0 | 0 | 0 | 0 | 0 | 0 | 0
| West_Dapto | No | ST | High growth | 0 | 0 | 0 | 0 | 0 | 0 | 0 | 0 | 0 | 0 | West_Dapto | No | ST | High growth | 0 | 0 | 0 | 0 | 0 | 7933111.2306 | 6791000 | 2944822.2461 | 2944822.2461 | 2944822.2461 | West_Dapto | No | ST | High growth | 0 | 0 | 0 | 0 | 0 | 0 | 0 | 0 | 0 | 0
| Edmondson_Park | No | ST | High growth | 0 | 0 | 0 | 0 | 0 | 0 | 0 | 0 | 0 | 0 | Edmondson_Park | No | ST | High growth | 0 | 0 | 0 | 0 | 0 | 0 | 0 | 0 | 0 | 0 | Edmondson_Park | No | ST | High growth | 0 | 0 | 0 | 0 | 0 | 0 | 0 | 0 | 0 | 0
| Sydney_Trains_Edmondson_Park | Yes | ST | Steady/falling | 0 | 0 | 0 | 0 | 0 | 0 | 0 | 0 | 0 | 0 | Sydney_Trains_Edmondson_Park | Yes | ST | Steady/falling | 0 | 0 | 0 | 0 | 0 | 0 | 0 | 0 | 0 | 0 | Sydney_Trains_Edmondson_Park | Yes | ST | Steady/falling | 0 | 0 | 0 | 0 | 0 | 0 | 0 | 0 | 0 | 0
| BCSC_Berrima | No | ST | Steady/falling | 0 | 0 | 0 | 0 | 0 | 0 | 0 | 0 | 0 | 0 | BCSC_Berrima | No | ST | Steady/falling | 0 | 0 | 0 | 0 | 0 | 0 | 0 | 0 | 0 | 0 | BCSC_Berrima | No | ST | Steady/falling | 0 | 0 | 0 | 0 | 0 | 0 | 0 | 0 | 0 | 0
| Berrima_junction | No | ST | High growth | 0 | 0 | 0 | 0 | 0 | 0 | 0 | 0 | 0 | 0 | Berrima_junction | No | ST | High growth | 0 | 183744.1558 | 1153837.1446 | 5946351.7381 | 0 | 0 | 0 | 1420037.7765 | 1420037.7765 | 1420037.7765 | Berrima_junction | No | ST | High growth | 0 | 0 | 0 | 0 | 0 | 0 | 0 | 0 | 0 | 0
| Berrima_Junction_DC | No | ST | Steady/falling | 0 | 0 | 0 | 0 | 0 | 0 | 0 | 0 | 0 | 0 | Berrima_Junction_DC | No | ST | Steady/falling | 0 | 0 | 0 | 0 | 0 | 0 | 0 | 0 | 0 | 0 | Berrima_Junction_DC | No | ST | Steady/falling | 0 | 0 | 0 | 0 | 0 | 0 | 0 | 0 | 0 | 0
| Bowral | No | ST | Small growth | 0 | 0 | 0 | 0 | 0 | 0 | 0 | 0 | 0 | 0 | Bowral | No | ST | Small growth | 0 | 0 | 0 | 0 | 0 | 0 | 0 | 0 | 0 | 0 | Bowral | No | ST | Small growth | 0 | 0 | 0 | 0 | 0 | 0 | 0 | 0 | 0 | 0
| Mittagong | No | ST | Small growth | 0 | 0 | 0 | 0 | 0 | 0 | 0 | 0 | 0 | 0 | Mittagong | No | ST | Small growth | 0 | 0 | 0 | 0 | 0 | 0 | 0 | 0 | 0 | 0 | Mittagong | No | ST | Small growth | 0 | 0 | 0 | 0 | 0 | 0 | 0 | 0 | 0 | 0
| Moss_Vale | No | ST | High growth | 0 | 0 | 0 | 0 | 0 | 0 | 0 | 0 | 0 | 0 | Moss_Vale | No | ST | High growth | 0 | 0 | 0 | 0 | 0 | 0 | 0 | 0 | 0 | 0 | Moss_Vale | No | ST | High growth | 0 | 0 | 0 | 0 | 0 | 0 | 0 | 0 | 0 | 0
| Ringwood | No | ST | Small growth | 0 | 0 | 0 | 0 | 0 | 0 | 0 | 0 | 0 | 0 | Ringwood | No | ST | Small growth | 0 | 0 | 0 | 0 | 0 | 0 | 0 | 0 | 0 | 0 | Ringwood | No | ST | Small growth | 0 | 0 | 0 | 0 | 0 | 0 | 0 | 0 | 0 | 0
| Robertson | No | ST | Small growth | 0 | 0 | 0 | 0 | 0 | 0 | 0 | 0 | 0 | 0 | Robertson | No | ST | Small growth | 0 | 0 | 0 | 0 | 0 | 0 | 0 | 0 | 0 | 0 | Robertson | No | ST | Small growth | 0 | 0 | 0 | 0 | 0 | 0 | 0 | 0 | 0 | 0
| Tyree | Yes | ST | Steady/falling | 0 | 0 | 0 | 0 | 0 | 0 | 0 | 0 | 0 | 0 | Tyree | Yes | ST | Steady/falling | 0 | 0 | 0 | 0 | 0 | 0 | 0 | 0 | 0 | 0 | Tyree | Yes | ST | Steady/falling | 0 | 0 | 0 | 0 | 0 | 0 | 0 | 0 | 0 | 0
| Water_Board_Dams | Yes | ST | Steady/falling | 0 | 0 | 0 | 0 | 0 | 0 | 0 | 0 | 0 | 0 | Water_Board_Dams | Yes | ST | Steady/falling | 0 | 0 | 0 | 0 | 0 | 0 | 0 | 0 | 0 | 0 | Water_Board_Dams | Yes | ST | Steady/falling | 0 | 0 | 0 | 0 | 0 | 0 | 0 | 0 | 0 | 0
| Cabramatta | No | ST | Steady/falling | 0 | 0 | 0 | 0 | 0 | 0 | 0 | 0 | 0 | 0 | Cabramatta | No | ST | Steady/falling | 0 | 0 | 0 | 0 | 0 | 0 | 0 | 0 | 0 | 0 | Cabramatta | No | ST | Steady/falling | 0 | 0 | 0 | 0 | 0 | 0 | 0 | 0 | 0 | 0
| Carramar | No | ST | Small growth | 0 | 0 | 0 | 0 | 0 | 0 | 0 | 0 | 0 | 0 | Carramar | No | ST | Small growth | 0 | 0 | 0 | 0 | 0 | 0 | 0 | 0 | 0 | 0 | Carramar | No | ST | Small growth | 0 | 0 | 0 | 0 | 0 | 0 | 0 | 0 | 0 | 0
| Fairfield | No | ST | Small growth | 0 | 0 | 0 | 0 | 0 | 0 | 0 | 0 | 0 | 0 | Fairfield | No | ST | Small growth | 0 | 0 | 0 | 0 | 0 | 0 | 0 | 0 | 0 | 0 | Fairfield | No | ST | Small growth | 0 | 0 | 0 | 0 | 0 | 0 | 0 | 0 | 0 | 0
| Sherwood | No | ST | Small growth | 0 | 0 | 0 | 0 | 0 | 0 | 0 | 0 | 0 | 0 | Sherwood | No | ST | Small growth | 0 | 0 | 0 | 0 | 0 | 0 | 0 | 0 | 0 | 0 | Sherwood | No | ST | Small growth | 0 | 0 | 0 | 0 | 0 | 0 | 0 | 0 | 0 | 0
| Smithfield | No | ST | Small growth | 0 | 0 | 0 | 0 | 0 | 0 | 0 | 0 | 0 | 0 | Smithfield | No | ST | Small growth | 0 | 0 | 0 | 0 | 0 | 0 | 0 | 0 | 0 | 0 | Smithfield | No | ST | Small growth | 0 | 0 | 0 | 0 | 0 | 0 | 0 | 0 | 0 | 0
| South_Granville | No | ST | Small growth | 0 | 0 | 0 | 0 | 0 | 0 | 0 | 0 | 0 | 0 | South_Granville | No | ST | Small growth | 0 | 0 | 0 | 0 | 0 | 0 | 0 | 0 | 0 | 0 | South_Granville | No | ST | Small growth | 0 | 0 | 0 | 0 | 0 | 0 | 0 | 0 | 0 | 0
| Visy_Paper_SPC | Yes | ST | Steady/falling | 0 | 0 | 0 | 0 | 0 | 0 | 0 | 0 | 0 | 0 | Visy_Paper_SPC | Yes | ST | Steady/falling | 0 | 0 | 0 | 0 | 0 | 0 | 0 | 0 | 0 | 0 | Visy_Paper_SPC | Yes | ST | Steady/falling | 0 | 0 | 0 | 0 | 0 | 0 | 0 | 0 | 0 | 0
| Woodpark | No | ST | Small growth | 0 | 0 | 0 | 0 | 0 | 0 | 0 | 0 | 0 | 0 | Woodpark | No | ST | Small growth | 0 | 0 | 0 | 0 | 0 | 0 | 0 | 0 | 0 | 0 | Woodpark | No | ST | Small growth | 0 | 0 | 0 | 0 | 0 | 0 | 0 | 0 | 0 | 0
| Yennora | No | ST | Small growth | 0 | 0 | 0 | 0 | 0 | 0 | 0 | 0 | 0 | 0 | Yennora | No | ST | Small growth | 0 | 0 | 0 | 0 | 0 | 0 | 0 | 0 | 0 | 0 | Yennora | No | ST | Small growth | 0 | 0 | 0 | 0 | 0 | 0 | 0 | 0 | 0 | 0
| Ausgrid_Guildford | Yes | ST | Steady/falling | 0 | 0 | 0 | 0 | 0 | 0 | 0 | 0 | 0 | 0 | Ausgrid_Guildford | Yes | ST | Steady/falling | 0 | 0 | 0 | 0 | 0 | 0 | 0 | 0 | 0 | 0 | Ausgrid_Guildford | Yes | ST | Steady/falling | 0 | 0 | 0 | 0 | 0 | 0 | 0 | 0 | 0 | 0
| Cattai | No | ST | Small growth | 0 | 0 | 0 | 0 | 0 | 0 | 0 | 0 | 0 | 0 | Cattai | No | ST | Small growth | 0 | 0 | 0 | 0 | 0 | 0 | 0 | 0 | 0 | 0 | Cattai | No | ST | Small growth | 0 | 0 | 0 | 0 | 0 | 0 | 0 | 0 | 0 | 0
| Glossodia | No | ST | Small growth | 0 | 0 | 0 | 0 | 0 | 0 | 0 | 0 | 0 | 0 | Glossodia | No | ST | Small growth | 0 | 0 | 0 | 0 | 0 | 0 | 0 | 0 | 0 | 0 | Glossodia | No | ST | Small growth | 0 | 0 | 0 | 0 | 0 | 0 | 0 | 0 | 0 | 0
| Glenorie | No | ST | Small growth | 0 | 0 | 0 | 0 | 0 | 0 | 0 | 0 | 0 | 0 | Glenorie | No | ST | Small growth | 0 | 0 | 0 | 0 | 0 | 0 | 0 | 0 | 0 | 0 | Glenorie | No | ST | Small growth | 0 | 0 | 0 | 0 | 0 | 0 | 0 | 0 | 0 | 0
| East_Richmond | No | ST | Steady/falling | 0 | 0 | 0 | 0 | 0 | 0 | 0 | 0 | 0 | 0 | East_Richmond | No | ST | Steady/falling | 0 | 0 | 0 | 0 | 0 | 0 | 0 | 0 | 0 | 0 | East_Richmond | No | ST | Steady/falling | 0 | 0 | 0 | 0 | 0 | 0 | 0 | 0 | 0 | 0
| Sydney_Trains_Hawkesbury | Yes | ST | Steady/falling | 0 | 0 | 0 | 0 | 0 | 0 | 0 | 0 | 0 | 0 | Sydney_Trains_Hawkesbury | Yes | ST | Steady/falling | 0 | 0 | 0 | 0 | 0 | 0 | 0 | 0 | 0 | 0 | Sydney_Trains_Hawkesbury | Yes | ST | Steady/falling | 0 | 0 | 0 | 0 | 0 | 0 | 0 | 0 | 0 | 0
| Kurrajong | No | ST | Small growth | 0 | 0 | 0 | 0 | 0 | 0 | 0 | 0 | 0 | 0 | Kurrajong | No | ST | Small growth | 0 | 0 | 0 | 0 | 0 | 0 | 0 | 0 | 0 | 0 | Kurrajong | No | ST | Small growth | 0 | 0 | 0 | 0 | 0 | 0 | 0 | 0 | 0 | 0
| North_Richmond | No | ST | High growth | 0 | 0 | 0 | 0 | 0 | 0 | 0 | 0 | 0 | 0 | North_Richmond | No | ST | High growth | 0 | 0 | 0 | 0 | 0 | 0 | 0 | 0 | 0 | 0 | North_Richmond | No | ST | High growth | 0 | 0 | 0 | 0 | 0 | 0 | 0 | 0 | 0 | 0
| Riverstone | No | ST | High growth | 0 | 0 | 0 | 0 | 0 | 0 | 0 | 0 | 0 | 0 | Riverstone | No | ST | High growth | 0 | 0 | 3641600.3287 | 10921644.6449 | 9708128.4875 | 0 | 0 | 4854274.6922 | 4854274.6922 | 4854274.6922 | Riverstone | No | ST | High growth | 0 | 0 | 0 | 0 | 0 | 0 | 0 | 0 | 0 | 0
| South_Windsor | No | ST | Steady/falling | 0 | 0 | 0 | 0 | 0 | 0 | 0 | 0 | 0 | 0 | South_Windsor | No | ST | Steady/falling | 0 | 0 | 0 | 0 | 0 | 0 | 0 | 0 | 0 | 0 | South_Windsor | No | ST | Steady/falling | 0 | 0 | 0 | 0 | 0 | 0 | 0 | 0 | 0 | 0
| Windsor_ | No | ST | Steady/falling | 0 | 0 | 0 | 0 | 0 | 0 | 0 | 0 | 0 | 0 | Windsor_ | No | ST | Steady/falling | 0 | 0 | 0 | 0 | 0 | 0 | 0 | 0 | 0 | 0 | Windsor_ | No | ST | Steady/falling | 0 | 0 | 0 | 0 | 0 | 0 | 0 | 0 | 0 | 0
| Wisemans | No | ST | High growth | 0 | 0 | 0 | 0 | 0 | 0 | 0 | 0 | 0 | 0 | Wisemans | No | ST | High growth | 0 | 0 | 0 | 0 | 0 | 0 | 0 | 0 | 0 | 0 | Wisemans | No | ST | High growth | 0 | 0 | 0 | 0 | 0 | 0 | 0 | 0 | 0 | 0
| Granville_132kV | No | ST | High growth | 0 | 0 | 0 | 0 | 0 | 0 | 0 | 0 | 0 | 0 | Granville_132kV | No | ST | High growth | 0 | 0 | 0 | 0 | 0 | 0 | 0 | 0 | 0 | 0 | Granville_132kV | No | ST | High growth | 0 | 0 | 0 | 0 | 0 | 0 | 0 | 0 | 0 | 0
| North_Parramatta | No | ST | High growth | 0 | 0 | 0 | 0 | 0 | 0 | 0 | 0 | 0 | 0 | North_Parramatta | No | ST | High growth | 0 | 0 | 0 | 0 | 0 | 0 | 0 | 0 | 0 | 0 | North_Parramatta | No | ST | High growth | 0 | 0 | 0 | 0 | 0 | 0 | 0 | 0 | 0 | 0
| West_Parramatta | No | ST | High growth | 0 | 0 | 0 | 0 | 0 | 0 | 0 | 0 | 0 | 0 | West_Parramatta | No | ST | High growth | 0 | 0 | 0 | 0 | 0 | 0 | 0 | 0 | 0 | 0 | West_Parramatta | No | ST | High growth | 0 | 0 | 0 | 0 | 0 | 0 | 0 | 0 | 0 | 0
| Wmead_132KV | No | ST | High growth | 0 | 0 | 0 | 0 | 0 | 0 | 0 | 0 | 0 | 0 | Wmead_132KV | No | ST | High growth | 291538.5487 | 0 | 10797569.2329 | 2000000 | 11092165.6915 | 0 | 0 | 4777946.9849 | 4777946.9849 | 4777946.9849 | Wmead_132KV | No | ST | High growth | 0 | 0 | 0 | 0 | 0 | 0 | 0 | 0 | 0 | 0
| Equinix_Data_Centre | Yes | ST | Steady/falling | 0 | 0 | 0 | 0 | 0 | 0 | 0 | 0 | 0 | 0 | Equinix_Data_Centre | Yes | ST | Steady/falling | 0 | 0 | 0 | 0 | 0 | 0 | 0 | 0 | 0 | 0 | Equinix_Data_Centre | Yes | ST | Steady/falling | 0 | 0 | 0 | 0 | 0 | 0 | 0 | 0 | 0 | 0
| Bylong | No | ST | High growth | 0 | 0 | 0 | 0 | 0 | 0 | 0 | 0 | 0 | 0 | Bylong | No | ST | High growth | 0 | 0 | 0 | 0 | 0 | 0 | 0 | 0 | 0 | 0 | Bylong | No | ST | High growth | 0 | 0 | 0 | 0 | 0 | 0 | 0 | 0 | 0 | 0
| Bowden_Silvermine | No | ST | Steady/falling | 0 | 0 | 0 | 0 | 0 | 0 | 0 | 0 | 0 | 0 | Bowden_Silvermine | No | ST | Steady/falling | 0 | 0 | 0 | 0 | 0 | 0 | 0 | 0 | 0 | 0 | Bowden_Silvermine | No | ST | Steady/falling | 0 | 0 | 0 | 0 | 0 | 0 | 0 | 0 | 0 | 0
| Kepco_Mine | Yes | ST | Steady/falling | 0 | 0 | 0 | 0 | 0 | 0 | 0 | 0 | 0 | 0 | Kepco_Mine | Yes | ST | Steady/falling | 0 | 0 | 0 | 0 | 0 | 0 | 0 | 0 | 0 | 0 | Kepco_Mine | Yes | ST | Steady/falling | 0 | 0 | 0 | 0 | 0 | 0 | 0 | 0 | 0 | 0
| Ilford_Hall | No | ST | Small growth | 0 | 0 | 0 | 0 | 0 | 0 | 0 | 0 | 0 | 0 | Ilford_Hall | No | ST | Small growth | 0 | 0 | 0 | 0 | 0 | 0 | 0 | 0 | 0 | 0 | Ilford_Hall | No | ST | Small growth | 0 | 0 | 0 | 0 | 0 | 0 | 0 | 0 | 0 | 0
| Kandos | No | ST | High growth | 0 | 0 | 0 | 0 | 0 | 0 | 0 | 0 | 0 | 0 | Kandos | No | ST | High growth | 0 | 0 | 0 | 0 | 0 | 0 | 0 | 0 | 0 | 0 | Kandos | No | ST | High growth | 0 | 0 | 0 | 0 | 0 | 0 | 0 | 0 | 0 | 0
| Estimated System Normal | No | ST | #N/A | 0 | 0 | 0 | 0 | 0 | 0 | 0 | 0 | 0 | 0 | Estimated System Normal | No | ST | #N/A | 0 | 0 | 0 | 0 | 0 | 0 | 0 | 0 | 0 | 0 | Estimated System Normal | No | ST | #N/A | 0 | 0 | 0 | 0 | 0 | 0 | 0 | 0 | 0 | 0
| Bow_Bowing | No | ST | Small growth | 0 | 0 | 0 | 0 | 0 | 0 | 0 | 0 | 0 | 0 | Bow_Bowing | No | ST | Small growth | 0 | 0 | 0 | 0 | 0 | 0 | 0 | 0 | 0 | 0 | Bow_Bowing | No | ST | Small growth | 0 | 0 | 0 | 0 | 0 | 0 | 0 | 0 | 0 | 0
| Macquarie_Fields | No | ST | Small growth | 0 | 0 | 0 | 0 | 0 | 0 | 0 | 0 | 0 | 0 | Macquarie_Fields | No | ST | Small growth | 0 | 0 | 0 | 0 | 0 | 0 | 0 | 0 | 0 | 0 | Macquarie_Fields | No | ST | Small growth | 0 | 0 | 0 | 0 | 0 | 0 | 0 | 0 | 0 | 0
| Minto | No | ST | Small growth | 0 | 0 | 0 | 0 | 0 | 0 | 0 | 0 | 0 | 0 | Minto | No | ST | Small growth | 0 | 0 | 0 | 0 | 0 | 0 | 0 | 0 | 0 | 0 | Minto | No | ST | Small growth | 0 | 0 | 0 | 0 | 0 | 0 | 0 | 0 | 0 | 0
| Blackheath | No | ST | Small growth | 0 | 0 | 0 | 0 | 0 | 0 | 0 | 0 | 0 | 0 | Blackheath | No | ST | Small growth | 0 | 0 | 0 | 0 | 0 | 0 | 0 | 0 | 0 | 0 | Blackheath | No | ST | Small growth | 0 | 0 | 0 | 0 | 0 | 0 | 0 | 0 | 0 | 0
| Katoomba | No | ST | Small growth | 0 | 0 | 0 | 0 | 0 | 0 | 0 | 0 | 0 | 0 | Katoomba | No | ST | Small growth | 0 | 0 | 0 | 0 | 0 | 0 | 0 | 0 | 0 | 0 | Katoomba | No | ST | Small growth | 0 | 0 | 0 | 0 | 0 | 0 | 0 | 0 | 0 | 0
| Wentworth_Falls | No | ST | Small growth | 0 | 0 | 0 | 0 | 0 | 0 | 0 | 0 | 0 | 0 | Wentworth_Falls | No | ST | Small growth | 0 | 0 | 0 | 0 | 0 | 0 | 0 | 0 | 0 | 0 | Wentworth_Falls | No | ST | Small growth | 0 | 0 | 0 | 0 | 0 | 0 | 0 | 0 | 0 | 0
| Hazelbrook | No | ST | Small growth | 0 | 0 | 0 | 0 | 0 | 0 | 0 | 0 | 0 | 0 | Hazelbrook | No | ST | Small growth | 0 | 0 | 0 | 0 | 0 | 0 | 0 | 0 | 0 | 0 | Hazelbrook | No | ST | Small growth | 0 | 0 | 0 | 0 | 0 | 0 | 0 | 0 | 0 | 0
| Sydney_Trains_Lawson | Yes | ST | Steady/falling | 0 | 0 | 0 | 0 | 0 | 0 | 0 | 0 | 0 | 0 | Sydney_Trains_Lawson | Yes | ST | Steady/falling | 0 | 0 | 0 | 0 | 0 | 0 | 0 | 0 | 0 | 0 | Sydney_Trains_Lawson | Yes | ST | Steady/falling | 0 | 0 | 0 | 0 | 0 | 0 | 0 | 0 | 0 | 0
| Abbotsbury | No | ST | Steady/falling | 0 | 0 | 0 | 0 | 0 | 0 | 0 | 0 | 0 | 0 | Abbotsbury | No | ST | Steady/falling | 0 | 0 | 0 | 0 | 0 | 0 | 0 | 0 | 0 | 0 | Abbotsbury | No | ST | Steady/falling | 0 | 0 | 0 | 0 | 0 | 0 | 0 | 0 | 0 | 0
| Anzac_Village | No | ST | Steady/falling | 0 | 0 | 0 | 0 | 0 | 0 | 0 | 0 | 0 | 0 | Anzac_Village | No | ST | Steady/falling | 0 | 0 | 0 | 0 | 0 | 0 | 0 | 0 | 0 | 0 | Anzac_Village | No | ST | Steady/falling | 0 | 0 | 0 | 0 | 0 | 0 | 0 | 0 | 0 | 0
| Canley_Vale | No | ST | Small growth | 0 | 0 | 0 | 0 | 0 | 0 | 0 | 0 | 0 | 0 | Canley_Vale | No | ST | Small growth | 0 | 0 | 0 | 0 | 0 | 0 | 0 | 0 | 0 | 0 | Canley_Vale | No | ST | Small growth | 0 | 0 | 0 | 0 | 0 | 0 | 0 | 0 | 0 | 0
| Casula | No | ST | Small growth | 0 | 0 | 0 | 0 | 0 | 0 | 0 | 0 | 0 | 0 | Casula | No | ST | Small growth | 0 | 0 | 0 | 0 | 0 | 0 | 0 | 0 | 0 | 0 | Casula | No | ST | Small growth | 0 | 0 | 0 | 0 | 0 | 0 | 0 | 0 | 0 | 0
| Chipping_Norton | No | ST | Steady/falling | 0 | 0 | 0 | 0 | 0 | 0 | 0 | 0 | 0 | 0 | Chipping_Norton | No | ST | Steady/falling | 0 | 0 | 0 | 0 | 0 | 0 | 0 | 0 | 0 | 0 | Chipping_Norton | No | ST | Steady/falling | 0 | 0 | 0 | 0 | 0 | 0 | 0 | 0 | 0 | 0
| Liverpool_Military_Area | Yes | ST | High growth | 0 | 0 | 0 | 0 | 0 | 0 | 0 | 0 | 0 | 0 | Liverpool_Military_Area | Yes | ST | High growth | 0 | 0 | 0 | 0 | 0 | 0 | 0 | 0 | 0 | 0 | Liverpool_Military_Area | Yes | ST | High growth | 0 | 0 | 0 | 0 | 0 | 0 | 0 | 0 | 0 | 0
| MB_Logistics_Park | Yes | ST | Steady/falling | 0 | 0 | 0 | 0 | 0 | 0 | 0 | 0 | 0 | 0 | MB_Logistics_Park | Yes | ST | Steady/falling | 0 | 0 | 0 | 0 | 0 | 0 | 0 | 0 | 0 | 0 | MB_Logistics_Park | Yes | ST | Steady/falling | 0 | 0 | 0 | 0 | 0 | 0 | 0 | 0 | 0 | 0
| Liverpool | No | ST | High growth | 0 | 0 | 0 | 0 | 0 | 0 | 0 | 0 | 0 | 0 | Liverpool | No | ST | High growth | 0 | 0 | 0 | 0 | 0 | 0 | 0 | 0 | 0 | 0 | Liverpool | No | ST | High growth | 0 | 0 | 0 | 0 | 0 | 0 | 0 | 0 | 0 | 0
| Moorebank | No | ST | Small growth | 0 | 0 | 0 | 0 | 0 | 0 | 0 | 0 | 0 | 0 | Moorebank | No | ST | Small growth | 0 | 0 | 0 | 0 | 0 | 0 | 0 | 0 | 0 | 0 | Moorebank | No | ST | Small growth | 0 | 0 | 0 | 0 | 0 | 0 | 0 | 0 | 0 | 0
| Smeaton_Grange | No | ST | Steady/falling | 0 | 0 | 0 | 0 | 0 | 0 | 0 | 0 | 0 | 0 | Smeaton_Grange | No | ST | Steady/falling | 0 | 0 | 0 | 0 | 0 | 0 | 0 | 0 | 0 | 0 | Smeaton_Grange | No | ST | Steady/falling | 0 | 0 | 0 | 0 | 0 | 0 | 0 | 0 | 0 | 0
| Oran_Park | No | ST | High growth | 0 | 0 | 0 | 0 | 0 | 0 | 0 | 0 | 0 | 0 | Oran_Park | No | ST | High growth | 0 | 0 | 0 | 0 | 0 | 0 | 0 | 0 | 0 | 0 | Oran_Park | No | ST | High growth | 0 | 0 | 0 | 0 | 0 | 0 | 0 | 0 | 0 | 0
| North_Leppington | No | ST | High growth | 0 | 0 | 0 | 0 | 0 | 0 | 0 | 0 | 0 | 0 | North_Leppington | No | ST | High growth | 0 | 0 | 0 | 0 | 0 | 0 | 0 | 0 | 0 | 0 | North_Leppington | No | ST | High growth | 0 | 0 | 0 | 0 | 0 | 0 | 0 | 0 | 0 | 0
| South_Leppington | No | ST | High growth | 0 | 0 | 0 | 0 | 0 | 0 | 0 | 0 | 0 | 0 | South_Leppington | No | ST | High growth | 0 | 0 | 0 | 0 | 0 | 0 | 0 | 0 | 0 | 0 | South_Leppington | No | ST | High growth | 0 | 0 | 0 | 0 | 0 | 0 | 0 | 0 | 0 | 0
| SW_Sector_Macarthur_132 | No | ST | High growth | 0 | 0 | 0 | 0 | 0 | 0 | 0 | 0 | 0 | 0 | SW_Sector_Macarthur_132 | No | ST | High growth | 0 | 0 | 0 | 0 | 0 | 0 | 0 | 0 | 0 | 0 | SW_Sector_Macarthur_132 | No | ST | High growth | 0 | 0 | 0 | 0 | 0 | 0 | 0 | 0 | 0 | 0
| Bringelly | No | ST | High growth | 0 | 0 | 0 | 0 | 0 | 0 | 0 | 0 | 0 | 0 | Bringelly | No | ST | High growth | 0 | 0 | 0 | 0 | 0 | 0 | 0 | 0 | 0 | 0 | Bringelly | No | ST | High growth | 0 | 0 | 0 | 0 | 0 | 0 | 0 | 0 | 0 | 0
| Ambarvale | No | ST | High growth | 0 | 0 | 0 | 0 | 0 | 0 | 0 | 0 | 0 | 0 | Ambarvale | No | ST | High growth | 0 | 0 | 0 | 0 | 0 | 0 | 0 | 0 | 0 | 0 | Ambarvale | No | ST | High growth | 0 | 0 | 0 | 0 | 0 | 0 | 0 | 0 | 0 | 0
| Appin | No | ST | High growth | 0 | 0 | 0 | 0 | 0 | 0 | 0 | 0 | 0 | 0 | Appin | No | ST | High growth | 0 | 0 | 0 | 0 | 0 | 0 | 0 | 0 | 0 | 0 | Appin | No | ST | High growth | 0 | 0 | 0 | 0 | 0 | 0 | 0 | 0 | 0 | 0
| Appin_Top_Pit | Yes | ST | Steady/falling | 0 | 0 | 0 | 0 | 0 | 0 | 0 | 0 | 0 | 0 | Appin_Top_Pit | Yes | ST | Steady/falling | 0 | 0 | 0 | 0 | 0 | 0 | 0 | 0 | 0 | 0 | Appin_Top_Pit | Yes | ST | Steady/falling | 0 | 0 | 0 | 0 | 0 | 0 | 0 | 0 | 0 | 0
| Appin_Colliery | Yes | ST | Steady/falling | 0 | 0 | 0 | 0 | 0 | 0 | 0 | 0 | 0 | 0 | Appin_Colliery | Yes | ST | Steady/falling | 0 | 0 | 0 | 0 | 0 | 0 | 0 | 0 | 0 | 0 | Appin_Colliery | Yes | ST | Steady/falling | 0 | 0 | 0 | 0 | 0 | 0 | 0 | 0 | 0 | 0
| BHP_Douglas_Park | Yes | ST | High growth | 0 | 0 | 0 | 0 | 0 | 0 | 0 | 0 | 0 | 0 | BHP_Douglas_Park | Yes | ST | High growth | 0 | 0 | 0 | 0 | 0 | 0 | 0 | 0 | 0 | 0 | BHP_Douglas_Park | Yes | ST | High growth | 0 | 0 | 0 | 0 | 0 | 0 | 0 | 0 | 0 | 0
| Broughton_Pass | Yes | ST | Steady/falling | 0 | 0 | 0 | 0 | 0 | 0 | 0 | 0 | 0 | 0 | Broughton_Pass | Yes | ST | Steady/falling | 0 | 0 | 0 | 0 | 0 | 0 | 0 | 0 | 0 | 0 | Broughton_Pass | Yes | ST | Steady/falling | 0 | 0 | 0 | 0 | 0 | 0 | 0 | 0 | 0 | 0
| Campbelltown | No | ST | Small growth | 0 | 0 | 0 | 0 | 0 | 0 | 0 | 0 | 0 | 0 | Campbelltown | No | ST | Small growth | 0 | 0 | 0 | 0 | 0 | 0 | 0 | 0 | 0 | 0 | Campbelltown | No | ST | Small growth | 0 | 0 | 0 | 0 | 0 | 0 | 0 | 0 | 0 | 0
| Kentlyn | No | ST | Small growth | 0 | 0 | 0 | 0 | 0 | 0 | 0 | 0 | 0 | 0 | Kentlyn | No | ST | Small growth | 0 | 0 | 0 | 0 | 0 | 0 | 0 | 0 | 0 | 0 | Kentlyn | No | ST | Small growth | 0 | 0 | 0 | 0 | 0 | 0 | 0 | 0 | 0 | 0
| SW_Sector_Macarthur_66 | No | ST | High growth | 0 | 0 | 0 | 0 | 0 | 0 | 0 | 0 | 0 | 0 | SW_Sector_Macarthur_66 | No | ST | High growth | 0 | 0 | 0 | 0 | 0 | 0 | 0 | 0 | 0 | 0 | SW_Sector_Macarthur_66 | No | ST | High growth | 0 | 0 | 0 | 0 | 0 | 0 | 0 | 0 | 0 | 0
| Menangle_Park | No | ST | High growth | 0 | 0 | 0 | 0 | 0 | 0 | 0 | 0 | 0 | 0 | Menangle_Park | No | ST | High growth | 164444.5812 | 0 | 0 | 2966960.7802 | 8900880.3576 | 7911893.1385 | 0 | 3955946.8553 | 3955946.8553 | 3955946.8553 | Menangle_Park | No | ST | High growth | 0 | 0 | 0 | 0 | 0 | 0 | 0 | 0 | 0 | 0
| Tower_Colliery | Yes | ST | Steady/falling | 0 | 0 | 0 | 0 | 0 | 0 | 0 | 0 | 0 | 0 | Tower_Colliery | Yes | ST | Steady/falling | 0 | 0 | 0 | 0 | 0 | 0 | 0 | 0 | 0 | 0 | Tower_Colliery | Yes | ST | Steady/falling | 0 | 0 | 0 | 0 | 0 | 0 | 0 | 0 | 0 | 0
| Westcliff_Colliery | Yes | ST | Steady/falling | 0 | 0 | 0 | 0 | 0 | 0 | 0 | 0 | 0 | 0 | Westcliff_Colliery | Yes | ST | Steady/falling | 0 | 0 | 0 | 0 | 0 | 0 | 0 | 0 | 0 | 0 | Westcliff_Colliery | Yes | ST | Steady/falling | 0 | 0 | 0 | 0 | 0 | 0 | 0 | 0 | 0 | 0
| Claremont_Meadows | No | ST | Small growth | 0 | 0 | 0 | 0 | 0 | 0 | 0 | 0 | 0 | 0 | Claremont_Meadows | No | ST | Small growth | 0 | 0 | 0 | 0 | 0 | 0 | 0 | 0 | 0 | 0 | Claremont_Meadows | No | ST | Small growth | 0 | 0 | 0 | 0 | 0 | 0 | 0 | 0 | 0 | 0
| Horsley_Park | No | ST | High growth | 0 | 0 | 0 | 0 | 0 | 0 | 0 | 0 | 0 | 0 | Horsley_Park | No | ST | High growth | 0 | 0 | 0 | 0 | 0 | 0 | 0 | 0 | 0 | 0 | Horsley_Park | No | ST | High growth | 0 | 0 | 0 | 0 | 0 | 0 | 0 | 0 | 0 | 0
| Plumpton | No | ST | Steady/falling | 0 | 0 | 0 | 0 | 0 | 0 | 0 | 0 | 0 | 0 | Plumpton | No | ST | Steady/falling | 0 | 0 | 0 | 0 | 0 | 0 | 0 | 0 | 0 | 0 | Plumpton | No | ST | Steady/falling | 0 | 0 | 0 | 0 | 0 | 0 | 0 | 0 | 0 | 0
| Simsmetal | Yes | ST | Steady/falling | 0 | 0 | 0 | 0 | 0 | 0 | 0 | 0 | 0 | 0 | Simsmetal | Yes | ST | Steady/falling | 0 | 0 | 0 | 0 | 0 | 0 | 0 | 0 | 0 | 0 | Simsmetal | Yes | ST | Steady/falling | 0 | 0 | 0 | 0 | 0 | 0 | 0 | 0 | 0 | 0
| St_Marys | No | ST | Steady/falling | 0 | 0 | 0 | 0 | 0 | 0 | 0 | 0 | 0 | 0 | St_Marys | No | ST | Steady/falling | 0 | 0 | 0 | 0 | 0 | 0 | 0 | 0 | 0 | 0 | St_Marys | No | ST | Steady/falling | 0 | 0 | 0 | 0 | 0 | 0 | 0 | 0 | 0 | 0
| Werrington | No | ST | Small growth | 0 | 0 | 0 | 0 | 0 | 0 | 0 | 0 | 0 | 0 | Werrington | No | ST | Small growth | 0 | 0 | 0 | 0 | 0 | 0 | 0 | 0 | 0 | 0 | Werrington | No | ST | Small growth | 0 | 0 | 0 | 0 | 0 | 0 | 0 | 0 | 0 | 0
| Whalan | No | ST | Steady/falling | 0 | 0 | 0 | 0 | 0 | 0 | 0 | 0 | 0 | 0 | Whalan | No | ST | Steady/falling | 0 | 0 | 0 | 0 | 0 | 0 | 0 | 0 | 0 | 0 | Whalan | No | ST | Steady/falling | 0 | 0 | 0 | 0 | 0 | 0 | 0 | 0 | 0 | 0
| Airly_Colliery | Yes | ST | Steady/falling | 0 | 0 | 0 | 0 | 0 | 0 | 0 | 0 | 0 | 0 | Airly_Colliery | Yes | ST | Steady/falling | 0 | 0 | 0 | 0 | 0 | 0 | 0 | 0 | 0 | 0 | Airly_Colliery | Yes | ST | Steady/falling | 0 | 0 | 0 | 0 | 0 | 0 | 0 | 0 | 0 | 0
| Angus_Place_Colliery | Yes | ST | Steady/falling | 0 | 0 | 0 | 0 | 0 | 0 | 0 | 0 | 0 | 0 | Angus_Place_Colliery | Yes | ST | Steady/falling | 0 | 0 | 0 | 0 | 0 | 0 | 0 | 0 | 0 | 0 | Angus_Place_Colliery | Yes | ST | Steady/falling | 0 | 0 | 0 | 0 | 0 | 0 | 0 | 0 | 0 | 0
| Angus_Place_East | Yes | ST | Steady/falling | 0 | 0 | 0 | 0 | 0 | 0 | 0 | 0 | 0 | 0 | Angus_Place_East | Yes | ST | Steady/falling | 0 | 0 | 0 | 0 | 0 | 0 | 0 | 0 | 0 | 0 | Angus_Place_East | Yes | ST | Steady/falling | 0 | 0 | 0 | 0 | 0 | 0 | 0 | 0 | 0 | 0
| Baal_Bone | Yes | ST | Steady/falling | 0 | 0 | 0 | 0 | 0 | 0 | 0 | 0 | 0 | 0 | Baal_Bone | Yes | ST | Steady/falling | 0 | 0 | 0 | 0 | 0 | 0 | 0 | 0 | 0 | 0 | Baal_Bone | Yes | ST | Steady/falling | 0 | 0 | 0 | 0 | 0 | 0 | 0 | 0 | 0 | 0
| Blackmans_Flat | No | ST | High growth | 0 | 0 | 0 | 0 | 0 | 0 | 0 | 0 | 0 | 0 | Blackmans_Flat | No | ST | High growth | 0 | 0 | 0 | 0 | 0 | 0 | 0 | 0 | 0 | 0 | Blackmans_Flat | No | ST | High growth | 0 | 0 | 0 | 0 | 0 | 0 | 0 | 0 | 0 | 0
| Clarence_Colliery | Yes | ST | Steady/falling | 0 | 0 | 0 | 0 | 0 | 0 | 0 | 0 | 0 | 0 | Clarence_Colliery | Yes | ST | Steady/falling | 0 | 0 | 0 | 0 | 0 | 0 | 0 | 0 | 0 | 0 | Clarence_Colliery | Yes | ST | Steady/falling | 0 | 0 | 0 | 0 | 0 | 0 | 0 | 0 | 0 | 0
| Hartley_Vale | No | ST | Small growth | 0 | 0 | 0 | 0 | 0 | 0 | 0 | 0 | 0 | 0 | Hartley_Vale | No | ST | Small growth | 0 | 0 | 0 | 0 | 0 | 0 | 0 | 0 | 0 | 0 | Hartley_Vale | No | ST | Small growth | 0 | 0 | 0 | 0 | 0 | 0 | 0 | 0 | 0 | 0
| Springvale_Borehole | Yes | ST | Steady/falling | 0 | 0 | 0 | 0 | 0 | 0 | 0 | 0 | 0 | 0 | Springvale_Borehole | Yes | ST | Steady/falling | 0 | 0 | 0 | 0 | 0 | 0 | 0 | 0 | 0 | 0 | Springvale_Borehole | Yes | ST | Steady/falling | 0 | 0 | 0 | 0 | 0 | 0 | 0 | 0 | 0 | 0
| Springvale_No3_Shaft | Yes | ST | Steady/falling | 0 | 0 | 0 | 0 | 0 | 0 | 0 | 0 | 0 | 0 | Springvale_No3_Shaft | Yes | ST | Steady/falling | 0 | 0 | 0 | 0 | 0 | 0 | 0 | 0 | 0 | 0 | Springvale_No3_Shaft | Yes | ST | Steady/falling | 0 | 0 | 0 | 0 | 0 | 0 | 0 | 0 | 0 | 0
| Sand_Mine_Clarence | Yes | ST | Steady/falling | 0 | 0 | 0 | 0 | 0 | 0 | 0 | 0 | 0 | 0 | Sand_Mine_Clarence | Yes | ST | Steady/falling | 0 | 0 | 0 | 0 | 0 | 0 | 0 | 0 | 0 | 0 | Sand_Mine_Clarence | Yes | ST | Steady/falling | 0 | 0 | 0 | 0 | 0 | 0 | 0 | 0 | 0 | 0
| Albion_Park | No | ST | Steady/falling | 0 | 0 | 0 | 0 | 0 | 0 | 0 | 0 | 0 | 0 | Albion_Park | No | ST | Steady/falling | 63570.1384 | 0 | 0 | 0 | 0 | 0 | 0 | 0 | 0 | 0 | Albion_Park | No | ST | Steady/falling | 0 | 0 | 0 | 0 | 0 | 0 | 0 | 0 | 0 | 0
| Calderwood | No | ST | High growth | 0 | 0 | 0 | 0 | 0 | 0 | 0 | 0 | 0 | 0 | Calderwood | No | ST | High growth | 0 | 0 | 0 | 0 | 0 | 0 | 0 | 0 | 0 | 0 | Calderwood | No | ST | High growth | 0 | 0 | 0 | 0 | 0 | 0 | 0 | 0 | 0 | 0
| Gerringong | No | ST | Small growth | 0 | 0 | 0 | 0 | 0 | 0 | 0 | 0 | 0 | 0 | Gerringong | No | ST | Small growth | 0 | 0 | 0 | 0 | 0 | 0 | 0 | 0 | 0 | 0 | Gerringong | No | ST | Small growth | 0 | 0 | 0 | 0 | 0 | 0 | 0 | 0 | 0 | 0
| Jamberoo | No | ST | Small growth | 0 | 0 | 0 | 0 | 0 | 0 | 0 | 0 | 0 | 0 | Jamberoo | No | ST | Small growth | 0 | 0 | 0 | 0 | 0 | 0 | 0 | 0 | 0 | 0 | Jamberoo | No | ST | Small growth | 0 | 0 | 0 | 0 | 0 | 0 | 0 | 0 | 0 | 0
| Kiama | No | ST | High growth | 0 | 0 | 0 | 0 | 0 | 0 | 0 | 0 | 0 | 0 | Kiama | No | ST | High growth | 0 | 0 | 0 | 0 | 0 | 0 | 0 | 0 | 0 | 0 | Kiama | No | ST | High growth | 0 | 0 | 0 | 0 | 0 | 0 | 0 | 0 | 0 | 0
| Sydney_Trains_Mount_Terry | Yes | ST | Steady/falling | 0 | 0 | 0 | 0 | 0 | 0 | 0 | 0 | 0 | 0 | Sydney_Trains_Mount_Terry | Yes | ST | Steady/falling | 0 | 0 | 0 | 0 | 0 | 0 | 0 | 0 | 0 | 0 | Sydney_Trains_Mount_Terry | Yes | ST | Steady/falling | 0 | 0 | 0 | 0 | 0 | 0 | 0 | 0 | 0 | 0
| Sydney_Trains_Bombo | Yes | ST | Steady/falling | 0 | 0 | 0 | 0 | 0 | 0 | 0 | 0 | 0 | 0 | Sydney_Trains_Bombo | Yes | ST | Steady/falling | 0 | 0 | 0 | 0 | 0 | 0 | 0 | 0 | 0 | 0 | Sydney_Trains_Bombo | Yes | ST | Steady/falling | 0 | 0 | 0 | 0 | 0 | 0 | 0 | 0 | 0 | 0
| Shellharbour | No | ST | Small growth | 0 | 0 | 0 | 0 | 0 | 0 | 0 | 0 | 0 | 0 | Shellharbour | No | ST | Small growth | 0 | 0 | 0 | 0 | 0 | 0 | 0 | 0 | 0 | 0 | Shellharbour | No | ST | Small growth | 0 | 0 | 0 | 0 | 0 | 0 | 0 | 0 | 0 | 0
| Warilla | No | ST | Small growth | 0 | 0 | 0 | 0 | 0 | 0 | 0 | 0 | 0 | 0 | Warilla | No | ST | Small growth | 0 | 0 | 0 | 0 | 0 | 0 | 0 | 0 | 0 | 0 | Warilla | No | ST | Small growth | 0 | 0 | 0 | 0 | 0 | 0 | 0 | 0 | 0 | 0
| Cawdor | No | ST | Small growth | 0 | 0 | 0 | 0 | 0 | 0 | 0 | 0 | 0 | 0 | Cawdor | No | ST | Small growth | 0 | 0 | 0 | 0 | 0 | 0 | 0 | 0 | 0 | 0 | Cawdor | No | ST | Small growth | 0 | 0 | 0 | 0 | 0 | 0 | 0 | 0 | 0 | 0
| Sydney_Trains_Nepean | Yes | ST | Steady/falling | 0 | 0 | 0 | 0 | 0 | 0 | 0 | 0 | 0 | 0 | Sydney_Trains_Nepean | Yes | ST | Steady/falling | 0 | 0 | 0 | 0 | 0 | 0 | 0 | 0 | 0 | 0 | Sydney_Trains_Nepean | Yes | ST | Steady/falling | 0 | 0 | 0 | 0 | 0 | 0 | 0 | 0 | 0 | 0
| Oakdale | No | ST | High growth | 0 | 0 | 0 | 0 | 0 | 0 | 0 | 0 | 0 | 0 | Oakdale | No | ST | High growth | 0 | 0 | 0 | 0 | 0 | 0 | 0 | 0 | 0 | 0 | Oakdale | No | ST | High growth | 0 | 0 | 0 | 0 | 0 | 0 | 0 | 0 | 0 | 0
| The_Oaks | No | ST | Steady/falling | 0 | 0 | 0 | 0 | 0 | 0 | 0 | 0 | 0 | 0 | The_Oaks | No | ST | Steady/falling | 0 | 0 | 0 | 0 | 0 | 0 | 0 | 0 | 0 | 0 | The_Oaks | No | ST | Steady/falling | 0 | 0 | 0 | 0 | 0 | 0 | 0 | 0 | 0 | 0
| Wollondilly_Wash | No | ST | Steady/falling | 0 | 0 | 0 | 0 | 0 | 0 | 0 | 0 | 0 | 0 | Wollondilly_Wash | No | ST | Steady/falling | 0 | 0 | 0 | 0 | 0 | 0 | 0 | 0 | 0 | 0 | Wollondilly_Wash | No | ST | Steady/falling | 0 | 0 | 0 | 0 | 0 | 0 | 0 | 0 | 0 | 0
| BCSC_Maldon | Yes | ST | Steady/falling | 0 | 0 | 0 | 0 | 0 | 0 | 0 | 0 | 0 | 0 | BCSC_Maldon | Yes | ST | Steady/falling | 0 | 0 | 0 | 0 | 0 | 0 | 0 | 0 | 0 | 0 | BCSC_Maldon | Yes | ST | Steady/falling | 0 | 0 | 0 | 0 | 0 | 0 | 0 | 0 | 0 | 0
| Maldon | No | ST | Small growth | 0 | 0 | 0 | 0 | 0 | 0 | 0 | 0 | 0 | 0 | Maldon | No | ST | Small growth | 0 | 0 | 0 | 0 | 0 | 0 | 0 | 0 | 0 | 0 | Maldon | No | ST | Small growth | 0 | 0 | 0 | 0 | 0 | 0 | 0 | 0 | 0 | 0
| Narellan | No | ST | Small growth | 0 | 0 | 0 | 0 | 0 | 0 | 0 | 0 | 0 | 0 | Narellan | No | ST | Small growth | 0 | 0 | 0 | 3207476.628 | 0 | 0 | 0 | 641495.3256 | 641495.3256 | 641495.3256 | Narellan | No | ST | Small growth | 0 | 0 | 0 | 0 | 0 | 0 | 0 | 0 | 0 | 0
| Nepean_ZS | No | ST | Steady/falling | 0 | 0 | 0 | 0 | 0 | 0 | 0 | 0 | 0 | 0 | Nepean_ZS | No | ST | Steady/falling | 0 | 0 | 0 | 0 | 0 | 0 | 0 | 0 | 0 | 0 | Nepean_ZS | No | ST | Steady/falling | 0 | 0 | 0 | 0 | 0 | 0 | 0 | 0 | 0 | 0
| Tahmoor | No | ST | High growth | 0 | 0 | 0 | 0 | 0 | 0 | 0 | 0 | 0 | 0 | Tahmoor | No | ST | High growth | 0 | 0 | 0 | 0 | 0 | 0 | 0 | 0 | 0 | 0 | Tahmoor | No | ST | High growth | 0 | 0 | 0 | 0 | 0 | 0 | 0 | 0 | 0 | 0
| Tahmoor_Colliery | Yes | ST | Steady/falling | 0 | 0 | 0 | 0 | 0 | 0 | 0 | 0 | 0 | 0 | Tahmoor_Colliery | Yes | ST | Steady/falling | 0 | 0 | 0 | 0 | 0 | 0 | 0 | 0 | 0 | 0 | Tahmoor_Colliery | Yes | ST | Steady/falling | 0 | 0 | 0 | 0 | 0 | 0 | 0 | 0 | 0 | 0
| Wilton | No | ST | High growth | 0 | 0 | 0 | 0 | 0 | 0 | 0 | 0 | 0 | 0 | Wilton | No | ST | High growth | 0 | 0 | 0 | 0 | 0 | 0 | 0 | 0 | 0 | 0 | Wilton | No | ST | High growth | 0 | 0 | 0 | 0 | 0 | 0 | 0 | 0 | 0 | 0
| S32_No4_Shaft_Project | No | ST | Steady/falling | 0 | 0 | 0 | 0 | 0 | 0 | 0 | 0 | 0 | 0 | S32_No4_Shaft_Project | No | ST | Steady/falling | 0 | 0 | 0 | 0 | 0 | 0 | 0 | 0 | 0 | 0 | S32_No4_Shaft_Project | No | ST | Steady/falling | 0 | 0 | 0 | 0 | 0 | 0 | 0 | 0 | 0 | 0
| Diversified# | Yes | ST | #N/A | 0 | 0 | 0 | 0 | 0 | 0 | 0 | 0 | 0 | 0 | Diversified# | Yes | ST | #N/A | 0 | 0 | 0 | 0 | 0 | 0 | 0 | 0 | 0 | 0 | Diversified# | Yes | ST | #N/A | 0 | 0 | 0 | 0 | 0 | 0 | 0 | 0 | 0 | 0
| Cement_Australia | Yes | ST | Steady/falling | 0 | 0 | 0 | 0 | 0 | 0 | 0 | 0 | 0 | 0 | Cement_Australia | Yes | ST | Steady/falling | 0 | 0 | 0 | 0 | 0 | 0 | 0 | 0 | 0 | 0 | Cement_Australia | Yes | ST | Steady/falling | 0 | 0 | 0 | 0 | 0 | 0 | 0 | 0 | 0 | 0
| CRM | Yes | ST | Steady/falling | 0 | 0 | 0 | 0 | 0 | 0 | 0 | 0 | 0 | 0 | CRM | Yes | ST | Steady/falling | 0 | 0 | 0 | 0 | 0 | 0 | 0 | 0 | 0 | 0 | CRM | Yes | ST | Steady/falling | 0 | 0 | 0 | 0 | 0 | 0 | 0 | 0 | 0 | 0
| Metal_Manufacturers | Yes | ST | Steady/falling | 0 | 0 | 0 | 0 | 0 | 0 | 0 | 0 | 0 | 0 | Metal_Manufacturers | Yes | ST | Steady/falling | 0 | 0 | 0 | 0 | 0 | 0 | 0 | 0 | 0 | 0 | Metal_Manufacturers | Yes | ST | Steady/falling | 0 | 0 | 0 | 0 | 0 | 0 | 0 | 0 | 0 | 0
| Morgan_Cement | Yes | ST | Steady/falling | 0 | 0 | 0 | 0 | 0 | 0 | 0 | 0 | 0 | 0 | Morgan_Cement | Yes | ST | Steady/falling | 0 | 0 | 0 | 0 | 0 | 0 | 0 | 0 | 0 | 0 | Morgan_Cement | Yes | ST | Steady/falling | 0 | 0 | 0 | 0 | 0 | 0 | 0 | 0 | 0 | 0
| Port_Central | No | ST | Steady/falling | 0 | 0 | 0 | 0 | 0 | 0 | 0 | 0 | 0 | 0 | Port_Central | No | ST | Steady/falling | 0 | 0 | 0 | 0 | 0 | 0 | 0 | 0 | 0 | 0 | Port_Central | No | ST | Steady/falling | 0 | 0 | 0 | 0 | 0 | 0 | 0 | 0 | 0 | 0
| Sydney_Trains_Port_Kembla | Yes | ST | Steady/falling | 0 | 0 | 0 | 0 | 0 | 0 | 0 | 0 | 0 | 0 | Sydney_Trains_Port_Kembla | Yes | ST | Steady/falling | 0 | 0 | 0 | 0 | 0 | 0 | 0 | 0 | 0 | 0 | Sydney_Trains_Port_Kembla | Yes | ST | Steady/falling | 0 | 0 | 0 | 0 | 0 | 0 | 0 | 0 | 0 | 0
| Cambridge_Park | No | ST | Small growth | 0 | 0 | 0 | 0 | 0 | 0 | 0 | 0 | 0 | 0 | Cambridge_Park | No | ST | Small growth | 0 | 0 | 0 | 0 | 0 | 0 | 0 | 0 | 0 | 0 | Cambridge_Park | No | ST | Small growth | 0 | 0 | 0 | 0 | 0 | 0 | 0 | 0 | 0 | 0
| Cranebrook | No | ST | High growth | 0 | 0 | 0 | 0 | 0 | 0 | 0 | 0 | 0 | 0 | Cranebrook | No | ST | High growth | 0 | 0 | 0 | 0 | 0 | 0 | 0 | 0 | 0 | 0 | Cranebrook | No | ST | High growth | 0 | 0 | 0 | 0 | 0 | 0 | 0 | 0 | 0 | 0
| Emu_Plains | No | ST | Small growth | 0 | 0 | 0 | 0 | 0 | 0 | 0 | 0 | 0 | 0 | Emu_Plains | No | ST | Small growth | 0 | 0 | 0 | 0 | 0 | 0 | 0 | 0 | 0 | 0 | Emu_Plains | No | ST | Small growth | 0 | 0 | 0 | 0 | 0 | 0 | 0 | 0 | 0 | 0
| Jordan_Springs | No | ST | Small growth | 0 | 0 | 0 | 0 | 0 | 0 | 0 | 0 | 0 | 0 | Jordan_Springs | No | ST | Small growth | 0 | 0 | 0 | 0 | 0 | 0 | 0 | 0 | 0 | 0 | Jordan_Springs | No | ST | Small growth | 0 | 0 | 0 | 0 | 0 | 0 | 0 | 0 | 0 | 0
| Kingswood | No | ST | Steady/falling | 0 | 0 | 0 | 0 | 0 | 0 | 0 | 0 | 0 | 0 | Kingswood | No | ST | Steady/falling | 0 | 0 | 0 | 0 | 0 | 0 | 0 | 0 | 0 | 0 | Kingswood | No | ST | Steady/falling | 0 | 0 | 0 | 0 | 0 | 0 | 0 | 0 | 0 | 0
| Test_Australia | Yes | ST | Steady/falling | 0 | 0 | 0 | 0 | 0 | 0 | 0 | 0 | 0 | 0 | Test_Australia | Yes | ST | Steady/falling | 0 | 0 | 0 | 0 | 0 | 0 | 0 | 0 | 0 | 0 | Test_Australia | Yes | ST | Steady/falling | 0 | 0 | 0 | 0 | 0 | 0 | 0 | 0 | 0 | 0
| Glenmore_Park | No | ST | Small growth | 0 | 0 | 0 | 0 | 0 | 0 | 0 | 0 | 0 | 0 | Glenmore_Park | No | ST | Small growth | 0 | 0 | 0 | 0 | 0 | 0 | 0 | 0 | 0 | 0 | Glenmore_Park | No | ST | Small growth | 0 | 0 | 0 | 0 | 0 | 0 | 0 | 0 | 0 | 0
| Luddenham | No | ST | High growth | 0 | 0 | 0 | 0 | 0 | 0 | 0 | 0 | 0 | 0 | Luddenham | No | ST | High growth | 299165.9128 | 0 | 0 | 0 | 0 | 0 | 0 | 0 | 0 | 0 | Luddenham | No | ST | High growth | 0 | 0 | 0 | 0 | 0 | 0 | 0 | 0 | 0 | 0
| North_Warragamba | No | ST | Small growth | 0 | 0 | 0 | 0 | 0 | 0 | 0 | 0 | 0 | 0 | North_Warragamba | No | ST | Small growth | 0 | 0 | 0 | 0 | 0 | 0 | 0 | 0 | 0 | 0 | North_Warragamba | No | ST | Small growth | 0 | 0 | 0 | 0 | 0 | 0 | 0 | 0 | 0 | 0
| Penrith_11kv | No | ST | High growth | 0 | 0 | 0 | 0 | 0 | 0 | 0 | 0 | 0 | 0 | Penrith_11kv | No | ST | High growth | 0 | 0 | 0 | 0 | 0 | 0 | 0 | 0 | 0 | 0 | Penrith_11kv | No | ST | High growth | 0 | 0 | 0 | 0 | 0 | 0 | 0 | 0 | 0 | 0
| APM | Yes | ST | Steady/falling | 0 | 0 | 0 | 0 | 0 | 0 | 0 | 0 | 0 | 0 | APM | Yes | ST | Steady/falling | 0 | 0 | 0 | 0 | 0 | 0 | 0 | 0 | 0 | 0 | APM | Yes | ST | Steady/falling | 0 | 0 | 0 | 0 | 0 | 0 | 0 | 0 | 0 | 0
| Bamarang | Yes | ST | Steady/falling | 0 | 0 | 0 | 0 | 0 | 0 | 0 | 0 | 0 | 0 | Bamarang | Yes | ST | Steady/falling | 0 | 0 | 0 | 0 | 0 | 0 | 0 | 0 | 0 | 0 | Bamarang | Yes | ST | Steady/falling | 0 | 0 | 0 | 0 | 0 | 0 | 0 | 0 | 0 | 0
| Berry | No | ST | Small growth | 0 | 0 | 0 | 0 | 0 | 0 | 0 | 0 | 0 | 0 | Berry | No | ST | Small growth | 0 | 0 | 0 | 0 | 0 | 0 | 0 | 0 | 0 | 0 | Berry | No | ST | Small growth | 0 | 0 | 0 | 0 | 0 | 0 | 0 | 0 | 0 | 0
| Bolong_Road | No | ST | Small growth | 0 | 0 | 0 | 0 | 0 | 0 | 0 | 0 | 0 | 0 | Bolong_Road | No | ST | Small growth | 0 | 0 | 0 | 0 | 0 | 0 | 0 | 0 | 0 | 0 | Bolong_Road | No | ST | Small growth | 0 | 0 | 0 | 0 | 0 | 0 | 0 | 0 | 0 | 0
| Bomaderry | No | ST | High growth | 0 | 0 | 0 | 0 | 0 | 0 | 0 | 0 | 0 | 0 | Bomaderry | No | ST | High growth | 0 | 0 | 0 | 0 | 0 | 0 | 0 | 0 | 0 | 0 | Bomaderry | No | ST | High growth | 0 | 0 | 0 | 0 | 0 | 0 | 0 | 0 | 0 | 0
| Burrier | Yes | ST | Steady/falling | 0 | 0 | 0 | 0 | 0 | 0 | 0 | 0 | 0 | 0 | Burrier | Yes | ST | Steady/falling | 0 | 0 | 0 | 0 | 0 | 0 | 0 | 0 | 0 | 0 | Burrier | Yes | ST | Steady/falling | 0 | 0 | 0 | 0 | 0 | 0 | 0 | 0 | 0 | 0
| HMAS_Albatross | Yes | ST | High growth | 0 | 0 | 0 | 0 | 0 | 0 | 0 | 0 | 0 | 0 | HMAS_Albatross | Yes | ST | High growth | 0 | 0 | 0 | 0 | 0 | 0 | 0 | 0 | 0 | 0 | HMAS_Albatross | Yes | ST | High growth | 0 | 0 | 0 | 0 | 0 | 0 | 0 | 0 | 0 | 0
| Kangaroo_Valley | No | ST | Small growth | 0 | 0 | 0 | 0 | 0 | 0 | 0 | 0 | 0 | 0 | Kangaroo_Valley | No | ST | Small growth | 0 | 0 | 0 | 0 | 0 | 0 | 0 | 0 | 0 | 0 | Kangaroo_Valley | No | ST | Small growth | 0 | 0 | 0 | 0 | 0 | 0 | 0 | 0 | 0 | 0
| Manildra | Yes | ST | Steady/falling | 0 | 0 | 0 | 0 | 0 | 0 | 0 | 0 | 0 | 0 | Manildra | Yes | ST | Steady/falling | 0 | 0 | 0 | 0 | 0 | 0 | 0 | 0 | 0 | 0 | Manildra | Yes | ST | Steady/falling | 0 | 0 | 0 | 0 | 0 | 0 | 0 | 0 | 0 | 0
| Manildra_SM22 | Yes | ST | Steady/falling | 0 | 0 | 0 | 0 | 0 | 0 | 0 | 0 | 0 | 0 | Manildra_SM22 | Yes | ST | Steady/falling | 0 | 0 | 0 | 0 | 0 | 0 | 0 | 0 | 0 | 0 | Manildra_SM22 | Yes | ST | Steady/falling | 0 | 0 | 0 | 0 | 0 | 0 | 0 | 0 | 0 | 0
| Nowra_ | No | ST | Small growth | 0 | 0 | 0 | 0 | 0 | 0 | 0 | 0 | 0 | 0 | Nowra_ | No | ST | Small growth | 0 | 0 | 0 | 0 | 0 | 0 | 0 | 0 | 0 | 0 | Nowra_ | No | ST | Small growth | 0 | 0 | 0 | 0 | 0 | 0 | 0 | 0 | 0 | 0
| BHP_cordeaux_colliery | Yes | ST | Steady/falling | 0 | 0 | 0 | 0 | 0 | 0 | 0 | 0 | 0 | 0 | BHP_cordeaux_colliery | Yes | ST | Steady/falling | 0 | 0 | 0 | 0 | 0 | 0 | 0 | 0 | 0 | 0 | BHP_cordeaux_colliery | Yes | ST | Steady/falling | 0 | 0 | 0 | 0 | 0 | 0 | 0 | 0 | 0 | 0
| Dendrobium_Mine | Yes | ST | Steady/falling | 0 | 0 | 0 | 0 | 0 | 0 | 0 | 0 | 0 | 0 | Dendrobium_Mine | Yes | ST | Steady/falling | 0 | 0 | 0 | 0 | 0 | 0 | 0 | 0 | 0 | 0 | Dendrobium_Mine | Yes | ST | Steady/falling | 0 | 0 | 0 | 0 | 0 | 0 | 0 | 0 | 0 | 0
| Dendrobium_vent_fan_b | Yes | ST | High growth | 0 | 0 | 0 | 0 | 0 | 0 | 0 | 0 | 0 | 0 | Dendrobium_vent_fan_b | Yes | ST | High growth | 0 | 0 | 0 | 0 | 0 | 0 | 0 | 0 | 0 | 0 | Dendrobium_vent_fan_b | Yes | ST | High growth | 0 | 0 | 0 | 0 | 0 | 0 | 0 | 0 | 0 | 0
| Dapto | No | ST | Steady/falling | 0 | 0 | 0 | 0 | 0 | 0 | 0 | 0 | 0 | 0 | Dapto | No | ST | Steady/falling | 0 | 0 | 0 | 0 | 0 | 0 | 0 | 0 | 0 | 0 | Dapto | No | ST | Steady/falling | 0 | 0 | 0 | 0 | 0 | 0 | 0 | 0 | 0 | 0
| Grain_Terminal | Yes | ST | Steady/falling | 0 | 0 | 0 | 0 | 0 | 0 | 0 | 0 | 0 | 0 | Grain_Terminal | Yes | ST | Steady/falling | 0 | 0 | 0 | 0 | 0 | 0 | 0 | 0 | 0 | 0 | Grain_Terminal | Yes | ST | Steady/falling | 0 | 0 | 0 | 0 | 0 | 0 | 0 | 0 | 0 | 0
| Figtree | No | ST | Small growth | 0 | 0 | 0 | 0 | 0 | 0 | 0 | 0 | 0 | 0 | Figtree | No | ST | Small growth | 0 | 0 | 0 | 0 | 0 | 0 | 0 | 0 | 0 | 0 | Figtree | No | ST | Small growth | 0 | 0 | 0 | 0 | 0 | 0 | 0 | 0 | 0 | 0
| Inner_Harbour | No | ST | Steady/falling | 0 | 0 | 0 | 0 | 0 | 0 | 0 | 0 | 0 | 0 | Inner_Harbour | No | ST | Steady/falling | 0 | 0 | 0 | 0 | 0 | 0 | 0 | 0 | 0 | 0 | Inner_Harbour | No | ST | Steady/falling | 0 | 0 | 0 | 0 | 0 | 0 | 0 | 0 | 0 | 0
| Kenny_Street | No | ST | Small growth | 0 | 0 | 0 | 0 | 0 | 0 | 0 | 0 | 0 | 0 | Kenny_Street | No | ST | Small growth | 0 | 0 | 0 | 0 | 0 | 0 | 0 | 0 | 0 | 0 | Kenny_Street | No | ST | Small growth | 0 | 0 | 0 | 0 | 0 | 0 | 0 | 0 | 0 | 0
| Kembla_Grange | No | ST | Steady/falling | 0 | 0 | 0 | 0 | 0 | 0 | 0 | 0 | 0 | 0 | Kembla_Grange | No | ST | Steady/falling | 0 | 0 | 0 | 0 | 0 | 0 | 0 | 0 | 0 | 0 | Kembla_Grange | No | ST | Steady/falling | 0 | 0 | 0 | 0 | 0 | 0 | 0 | 0 | 0 | 0
| Lysaghts | Yes | ST | Steady/falling | 0 | 0 | 0 | 0 | 0 | 0 | 0 | 0 | 0 | 0 | Lysaghts | Yes | ST | Steady/falling | 0 | 0 | 0 | 0 | 0 | 0 | 0 | 0 | 0 | 0 | Lysaghts | Yes | ST | Steady/falling | 0 | 0 | 0 | 0 | 0 | 0 | 0 | 0 | 0 | 0
| Nepean_conveyors | Yes | ST | Steady/falling | 0 | 0 | 0 | 0 | 0 | 0 | 0 | 0 | 0 | 0 | Nepean_conveyors | Yes | ST | Steady/falling | 0 | 0 | 0 | 0 | 0 | 0 | 0 | 0 | 0 | 0 | Nepean_conveyors | Yes | ST | Steady/falling | 0 | 0 | 0 | 0 | 0 | 0 | 0 | 0 | 0 | 0
| North_Wollongong | No | ST | Steady/falling | 0 | 0 | 0 | 0 | 0 | 0 | 0 | 0 | 0 | 0 | North_Wollongong | No | ST | Steady/falling | 0 | 0 | 0 | 0 | 0 | 0 | 0 | 0 | 0 | 0 | North_Wollongong | No | ST | Steady/falling | 0 | 0 | 0 | 0 | 0 | 0 | 0 | 0 | 0 | 0
| Port_Kembla | No | ST | Small growth | 0 | 0 | 0 | 0 | 0 | 0 | 0 | 0 | 0 | 0 | Port_Kembla | No | ST | Small growth | 0 | 0 | 0 | 0 | 0 | 0 | 0 | 0 | 0 | 0 | Port_Kembla | No | ST | Small growth | 0 | 0 | 0 | 0 | 0 | 0 | 0 | 0 | 0 | 0
| South_Wollongong | No | ST | Steady/falling | 0 | 0 | 0 | 0 | 0 | 0 | 0 | 0 | 0 | 0 | South_Wollongong | No | ST | Steady/falling | 0 | 0 | 0 | 0 | 0 | 0 | 0 | 0 | 0 | 0 | South_Wollongong | No | ST | Steady/falling | 0 | 0 | 0 | 0 | 0 | 0 | 0 | 0 | 0 | 0
| Unanderra | No | ST | Steady/falling | 0 | 0 | 0 | 0 | 0 | 0 | 0 | 0 | 0 | 0 | Unanderra | No | ST | Steady/falling | 0 | 0 | 0 | 0 | 0 | 0 | 0 | 0 | 0 | 0 | Unanderra | No | ST | Steady/falling | 0 | 0 | 0 | 0 | 0 | 0 | 0 | 0 | 0 | 0
| West_Wollongong | No | ST | Small growth | 0 | 0 | 0 | 0 | 0 | 0 | 0 | 0 | 0 | 0 | West_Wollongong | No | ST | Small growth | 0 | 0 | 0 | 0 | 0 | 0 | 0 | 0 | 0 | 0 | West_Wollongong | No | ST | Small growth | 0 | 0 | 0 | 0 | 0 | 0 | 0 | 0 | 0 | 0
| Wongawilli_Colliery | Yes | ST | Steady/falling | 0 | 0 | 0 | 0 | 0 | 0 | 0 | 0 | 0 | 0 | Wongawilli_Colliery | Yes | ST | Steady/falling | 0 | 0 | 0 | 0 | 0 | 0 | 0 | 0 | 0 | 0 | Wongawilli_Colliery | Yes | ST | Steady/falling | 0 | 0 | 0 | 0 | 0 | 0 | 0 | 0 | 0 | 0
| Wongawilli_No4_Airshaft | Yes | ST | Steady/falling | 0 | 0 | 0 | 0 | 0 | 0 | 0 | 0 | 0 | 0 | Wongawilli_No4_Airshaft | Yes | ST | Steady/falling | 0 | 0 | 0 | 0 | 0 | 0 | 0 | 0 | 0 | 0 | Wongawilli_No4_Airshaft | Yes | ST | Steady/falling | 0 | 0 | 0 | 0 | 0 | 0 | 0 | 0 | 0 | 0
| Kellyville | No | ST | Small growth | 0 | 0 | 0 | 0 | 0 | 0 | 0 | 0 | 0 | 0 | Kellyville | No | ST | Small growth | 0 | 0 | 0 | 0 | 0 | 0 | 0 | 0 | 0 | 0 | Kellyville | No | ST | Small growth | 0 | 0 | 0 | 0 | 0 | 0 | 0 | 0 | 0 | 0
| Kenthurst | No | ST | Small growth | 0 | 0 | 0 | 0 | 0 | 0 | 0 | 0 | 0 | 0 | Kenthurst | No | ST | Small growth | 0 | 0 | 0 | 0 | 0 | 0 | 0 | 0 | 0 | 0 | Kenthurst | No | ST | Small growth | 0 | 0 | 0 | 0 | 0 | 0 | 0 | 0 | 0 | 0
| Healey_Cct_Data | Yes | ST | Steady/falling | 0 | 0 | 0 | 0 | 0 | 0 | 0 | 0 | 0 | 0 | Healey_Cct_Data | Yes | ST | Steady/falling | 0 | 0 | 0 | 0 | 0 | 0 | 0 | 0 | 0 | 0 | Healey_Cct_Data | Yes | ST | Steady/falling | 0 | 0 | 0 | 0 | 0 | 0 | 0 | 0 | 0 | 0
| CDC | Yes | ST | Steady/falling | 0 | 0 | 0 | 0 | 0 | 0 | 0 | 0 | 0 | 0 | CDC | Yes | ST | Steady/falling | 0 | 0 | 0 | 0 | 0 | 0 | 0 | 0 | 0 | 0 | CDC | Yes | ST | Steady/falling | 0 | 0 | 0 | 0 | 0 | 0 | 0 | 0 | 0 | 0
| DCI | Yes | ST | Steady/falling | 0 | 0 | 0 | 0 | 0 | 0 | 0 | 0 | 0 | 0 | DCI | Yes | ST | Steady/falling | 0 | 0 | 0 | 0 | 0 | 0 | 0 | 0 | 0 | 0 | DCI | Yes | ST | Steady/falling | 0 | 0 | 0 | 0 | 0 | 0 | 0 | 0 | 0 | 0
| SYD_55 | Yes | ST | Steady/falling | 0 | 0 | 0 | 0 | 0 | 0 | 0 | 0 | 0 | 0 | SYD_55 | Yes | ST | Steady/falling | 0 | 0 | 0 | 0 | 0 | 0 | 0 | 0 | 0 | 0 | SYD_55 | Yes | ST | Steady/falling | 0 | 0 | 0 | 0 | 0 | 0 | 0 | 0 | 0 | 0
| Augusta_DC | Yes | ST | Steady/falling | 0 | 0 | 0 | 0 | 0 | 0 | 0 | 0 | 0 | 0 | Augusta_DC | Yes | ST | Steady/falling | 0 | 0 | 0 | 0 | 0 | 0 | 0 | 0 | 0 | 0 | Augusta_DC | Yes | ST | Steady/falling | 0 | 0 | 0 | 0 | 0 | 0 | 0 | 0 | 0 | 0
| Honeman_DC | Yes | ST | Steady/falling | 0 | 0 | 0 | 0 | 0 | 0 | 0 | 0 | 0 | 0 | Honeman_DC | Yes | ST | Steady/falling | 0 | 0 | 0 | 0 | 0 | 0 | 0 | 0 | 0 | 0 | Honeman_DC | Yes | ST | Steady/falling | 0 | 0 | 0 | 0 | 0 | 0 | 0 | 0 | 0 | 0
| Station_DC | Yes | ST | Steady/falling | 0 | 0 | 0 | 0 | 0 | 0 | 0 | 0 | 0 | 0 | Station_DC | Yes | ST | Steady/falling | 0 | 0 | 0 | 0 | 0 | 0 | 0 | 0 | 0 | 0 | Station_DC | Yes | ST | Steady/falling | 0 | 0 | 0 | 0 | 0 | 0 | 0 | 0 | 0 | 0
| Aerotropolis | No | ST | High growth | 0 | 0 | 0 | 0 | 0 | 0 | 0 | 0 | 0 | 0 | Aerotropolis | No | ST | High growth | 58326207.5968 | 29493305.9878 | 1729227.6352 | 0 | 0 | 3473250 | 11046000 | 3249695.527 | 3249695.527 | 3249695.527 | Aerotropolis | No | ST | High growth | 0 | 0 | 0 | 0 | 0 | 0 | 0 | 0 | 0 | 0
| Arndell_Park | No | ST | Small growth | 0 | 0 | 0 | 0 | 0 | 0 | 0 | 0 | 0 | 0 | Arndell_Park | No | ST | Small growth | 0 | 0 | 0 | 0 | 0 | 0 | 0 | 0 | 0 | 0 | Arndell_Park | No | ST | Small growth | 0 | 0 | 0 | 0 | 0 | 0 | 0 | 0 | 0 | 0
| Baulkham_Hills_11kv | No | ST | Small growth | 0 | 0 | 0 | 0 | 0 | 0 | 0 | 0 | 0 | 0 | Baulkham_Hills_11kv | No | ST | Small growth | 0 | 0 | 0 | 0 | 0 | 0 | 0 | 0 | 0 | 0 | Baulkham_Hills_11kv | No | ST | Small growth | 0 | 0 | 0 | 0 | 0 | 0 | 0 | 0 | 0 | 0
| One_Steel_Mini_Mill | Yes | ST | Steady/falling | 0 | 0 | 0 | 0 | 0 | 0 | 0 | 0 | 0 | 0 | One_Steel_Mini_Mill | Yes | ST | Steady/falling | 0 | 0 | 0 | 0 | 0 | 0 | 0 | 0 | 0 | 0 | One_Steel_Mini_Mill | Yes | ST | Steady/falling | 0 | 0 | 0 | 0 | 0 | 0 | 0 | 0 | 0 | 0
| Doonside | No | ST | Small growth | 0 | 0 | 0 | 0 | 0 | 0 | 0 | 0 | 0 | 0 | Doonside | No | ST | Small growth | 0 | 0 | 0 | 0 | 0 | 0 | 0 | 0 | 0 | 0 | Doonside | No | ST | Small growth | 0 | 0 | 0 | 0 | 0 | 0 | 0 | 0 | 0 | 0
| Eastern_Crk | No | ST | High growth | 0 | 0 | 0 | 0 | 0 | 0 | 0 | 0 | 0 | 0 | Eastern_Crk | No | ST | High growth | 0 | 0 | 0 | 0 | 0 | 0 | 0 | 0 | 0 | 0 | Eastern_Crk | No | ST | High growth | 0 | 0 | 0 | 0 | 0 | 0 | 0 | 0 | 0 | 0
| Huntingwood | No | ST | High growth | 0 | 0 | 0 | 0 | 0 | 0 | 0 | 0 | 0 | 0 | Huntingwood | No | ST | High growth | 0 | 0 | 0 | 0 | 0 | 0 | 0 | 0 | 0 | 0 | Huntingwood | No | ST | High growth | 0 | 0 | 0 | 0 | 0 | 0 | 0 | 0 | 0 | 0
| Mamre | No | ST | High growth | 0 | 0 | 0 | 0 | 0 | 0 | 0 | 0 | 0 | 0 | Mamre | No | ST | High growth | 0 | 0 | 0 | 0 | 0 | 0 | 0 | 0 | 0 | 0 | Mamre | No | ST | High growth | 0 | 0 | 0 | 0 | 0 | 0 | 0 | 0 | 0 | 0
| North_Eastern_Creek | No | ST | Small growth | 0 | 0 | 0 | 0 | 0 | 0 | 0 | 0 | 0 | 0 | North_Eastern_Creek | No | ST | Small growth | 0 | 0 | 0 | 0 | 0 | 0 | 0 | 0 | 0 | 0 | North_Eastern_Creek | No | ST | Small growth | 0 | 0 | 0 | 0 | 0 | 0 | 0 | 0 | 0 | 0
| Quakers_Hill | No | ST | Small growth | 0 | 0 | 0 | 0 | 0 | 0 | 0 | 0 | 0 | 0 | Quakers_Hill | No | ST | Small growth | 0 | 0 | 0 | 0 | 0 | 0 | 0 | 0 | 0 | 0 | Quakers_Hill | No | ST | Small growth | 0 | 0 | 0 | 0 | 0 | 0 | 0 | 0 | 0 | 0
| Rooty_Hill | No | ST | Steady/falling | 0 | 0 | 0 | 0 | 0 | 0 | 0 | 0 | 0 | 0 | Rooty_Hill | No | ST | Steady/falling | 0 | 0 | 0 | 0 | 0 | 0 | 0 | 0 | 0 | 0 | Rooty_Hill | No | ST | Steady/falling | 0 | 0 | 0 | 0 | 0 | 0 | 0 | 0 | 0 | 0
| Science_Park | No | ST | High growth | 0 | 0 | 0 | 0 | 0 | 0 | 0 | 0 | 0 | 0 | Science_Park | No | ST | High growth | 1683977.1765 | 0 | 2630636.5236 | 9258207.9317 | 17420832.8732 | 1566709.8812 | 0 | 6175277.4419 | 6175277.4419 | 6175277.4419 | Science_Park | No | ST | High growth | 0 | 0 | 0 | 0 | 0 | 0 | 0 | 0 | 0 | 0
| South_Erskine_Park | No | ST | High growth | 0 | 0 | 0 | 0 | 0 | 0 | 0 | 0 | 0 | 0 | South_Erskine_Park | No | ST | High growth | 1488228.512 | 0 | 0 | 0 | 0 | 0 | 0 | 0 | 0 | 0 | South_Erskine_Park | No | ST | High growth | 0 | 0 | 0 | 0 | 0 | 0 | 0 | 0 | 0 | 0
| West_Wetherill_Park | No | ST | High growth | 0 | 0 | 0 | 0 | 0 | 0 | 0 | 0 | 0 | 0 | West_Wetherill_Park | No | ST | High growth | 0 | 0 | 0 | 0 | 0 | 0 | 0 | 0 | 0 | 0 | West_Wetherill_Park | No | ST | High growth | 0 | 0 | 0 | 0 | 0 | 0 | 0 | 0 | 0 | 0
| Wetherill_Park | No | ST | Steady/falling | 0 | 0 | 0 | 0 | 0 | 0 | 0 | 0 | 0 | 0 | Wetherill_Park | No | ST | Steady/falling | 0 | 0 | 0 | 0 | 0 | 0 | 0 | 0 | 0 | 0 | Wetherill_Park | No | ST | Steady/falling | 0 | 0 | 0 | 0 | 0 | 0 | 0 | 0 | 0 | 0
| Bella_Vista | No | ST | High growth | 0 | 0 | 0 | 0 | 0 | 0 | 0 | 0 | 0 | 0 | Bella_Vista | No | ST | High growth | 0 | 0 | 0 | 0 | 0 | 0 | 0 | 0 | 0 | 0 | Bella_Vista | No | ST | High growth | 0 | 0 | 0 | 0 | 0 | 0 | 0 | 0 | 0 | 0
| Box_Hill | No | ST | High growth | 0 | 0 | 0 | 0 | 0 | 0 | 0 | 0 | 0 | 0 | Box_Hill | No | ST | High growth | 11945803.851 | 6423365.2709 | 0 | 0 | 0 | 0 | 0 | 0 | 0 | 0 | Box_Hill | No | ST | High growth | 0 | 0 | 0 | 0 | 0 | 0 | 0 | 0 | 0 | 0
| Cheriton_Avenue | No | ST | High growth | 0 | 0 | 0 | 0 | 0 | 0 | 0 | 0 | 0 | 0 | Cheriton_Avenue | No | ST | High growth | 0 | 0 | 0 | 0 | 0 | 0 | 0 | 0 | 0 | 0 | Cheriton_Avenue | No | ST | High growth | 0 | 0 | 0 | 0 | 0 | 0 | 0 | 0 | 0 | 0
| Marsden_Park | No | ST | High growth | 0 | 0 | 0 | 0 | 0 | 0 | 0 | 0 | 0 | 0 | Marsden_Park | No | ST | High growth | 3208783.7777 | 0 | 0 | 0 | 0 | 0 | 0 | 0 | 0 | 0 | Marsden_Park | No | ST | High growth | 0 | 0 | 0 | 0 | 0 | 0 | 0 | 0 | 0 | 0
| Mungerie_Park | No | ST | Small growth | 0 | 0 | 0 | 0 | 0 | 0 | 0 | 0 | 0 | 0 | Mungerie_Park | No | ST | Small growth | 0 | 0 | 0 | 0 | 0 | 0 | 0 | 0 | 0 | 0 | Mungerie_Park | No | ST | Small growth | 0 | 0 | 0 | 0 | 0 | 0 | 0 | 0 | 0 | 0
| Trifalga_Data_Centre | Yes | ST | Steady/falling | 0 | 0 | 0 | 0 | 0 | 0 | 0 | 0 | 0 | 0 | Trifalga_Data_Centre | Yes | ST | Steady/falling | 0 | 0 | 0 | 0 | 0 | 0 | 0 | 0 | 0 | 0 | Trifalga_Data_Centre | Yes | ST | Steady/falling | 0 | 0 | 0 | 0 | 0 | 0 | 0 | 0 | 0 | 0
| NWRL_Rouse_Hill | Yes | ST | Steady/falling | 0 | 0 | 0 | 0 | 0 | 0 | 0 | 0 | 0 | 0 | NWRL_Rouse_Hill | Yes | ST | Steady/falling | 0 | 0 | 0 | 0 | 0 | 0 | 0 | 0 | 0 | 0 | NWRL_Rouse_Hill | Yes | ST | Steady/falling | 0 | 0 | 0 | 0 | 0 | 0 | 0 | 0 | 0 | 0
| Schofields | No | ST | High growth | 0 | 0 | 0 | 0 | 0 | 0 | 0 | 0 | 0 | 0 | Schofields | No | ST | High growth | 0 | 0 | 0 | 0 | 0 | 0 | 0 | 0 | 0 | 0 | Schofields | No | ST | High growth | 0 | 0 | 0 | 0 | 0 | 0 | 0 | 0 | 0 | 0
| South_Marsden_Park | No | ST | High growth | 0 | 0 | 0 | 0 | 0 | 0 | 0 | 0 | 0 | 0 | South_Marsden_Park | No | ST | High growth | 0 | 0 | 0 | 0 | 0 | 0 | 0 | 0 | 0 | 0 | South_Marsden_Park | No | ST | High growth | 0 | 0 | 0 | 0 | 0 | 0 | 0 | 0 | 0 | 0
| Parklea | No | ST | Small growth | 0 | 0 | 0 | 0 | 0 | 0 | 0 | 0 | 0 | 0 | Parklea | No | ST | Small growth | 0 | 0 | 0 | 0 | 0 | 0 | 0 | 0 | 0 | 0 | Parklea | No | ST | Small growth | 0 | 0 | 0 | 0 | 0 | 0 | 0 | 0 | 0 | 0
| West_Castle_Hill | No | ST | High growth | 0 | 0 | 0 | 0 | 0 | 0 | 0 | 0 | 0 | 0 | West_Castle_Hill | No | ST | High growth | 0 | 0 | 0 | 0 | 0 | 0 | 0 | 0 | 0 | 0 | West_Castle_Hill | No | ST | High growth | 0 | 0 | 0 | 0 | 0 | 0 | 0 | 0 | 0 | 0
| Lithgow | No | ST | Small growth | 0 | 0 | 0 | 0 | 0 | 0 | 0 | 0 | 0 | 0 | Lithgow | No | ST | Small growth | 0 | 0 | 0 | 0 | 0 | 0 | 0 | 0 | 0 | 0 | Lithgow | No | ST | Small growth | 0 | 0 | 0 | 0 | 0 | 0 | 0 | 0 | 0 | 0
| Meadow_Flat | No | ST | Small growth | 0 | 0 | 0 | 0 | 0 | 0 | 0 | 0 | 0 | 0 | Meadow_Flat | No | ST | Small growth | 0 | 0 | 0 | 0 | 0 | 0 | 0 | 0 | 0 | 0 | Meadow_Flat | No | ST | Small growth | 0 | 0 | 0 | 0 | 0 | 0 | 0 | 0 | 0 | 0
| Portland | No | ST | Small growth | 0 | 0 | 0 | 0 | 0 | 0 | 0 | 0 | 0 | 0 | Portland | No | ST | Small growth | 0 | 0 | 0 | 0 | 0 | 0 | 0 | 0 | 0 | 0 | Portland | No | ST | Small growth | 0 | 0 | 0 | 0 | 0 | 0 | 0 | 0 | 0 | 0
| Springvale_Colliery | Yes | ST | Steady/falling | 0 | 0 | 0 | 0 | 0 | 0 | 0 | 0 | 0 | 0 | Springvale_Colliery | Yes | ST | Steady/falling | 0 | 0 | 0 | 0 | 0 | 0 | 0 | 0 | 0 | 0 | Springvale_Colliery | Yes | ST | Steady/falling | 0 | 0 | 0 | 0 | 0 | 0 | 0 | 0 | 0 | 0
| Sydney_Trains_Wallerawang | Yes | ST | Steady/falling | 0 | 0 | 0 | 0 | 0 | 0 | 0 | 0 | 0 | 0 | Sydney_Trains_Wallerawang | Yes | ST | Steady/falling | 0 | 0 | 0 | 0 | 0 | 0 | 0 | 0 | 0 | 0 | Sydney_Trains_Wallerawang | Yes | ST | Steady/falling | 0 | 0 | 0 | 0 | 0 | 0 | 0 | 0 | 0 | 0
| Blaxland | No | ST | Small growth | 0 | 0 | 0 | 0 | 0 | 0 | 0 | 0 | 0 | 0 | Blaxland | No | ST | Small growth | 0 | 0 | 0 | 0 | 0 | 0 | 0 | 0 | 0 | 0 | Blaxland | No | ST | Small growth | 0 | 0 | 0 | 0 | 0 | 0 | 0 | 0 | 0 | 0
| Springwood | No | ST | Small growth | 0 | 0 | 0 | 0 | 0 | 0 | 0 | 0 | 0 | 0 | Springwood | No | ST | Small growth | 0 | 0 | 0 | 0 | 0 | 0 | 0 | 0 | 0 | 0 | Springwood | No | ST | Small growth | 0 | 0 | 0 | 0 | 0 | 0 | 0 | 0 | 0 | 0
| Bonnyrigg | No | ST | Small growth | 0 | 0 | 0 | 0 | 0 | 0 | 0 | 0 | 0 | 0 | Bonnyrigg | No | ST | Small growth | 0 | 0 | 0 | 0 | 0 | 0 | 0 | 0 | 0 | 0 | Bonnyrigg | No | ST | Small growth | 0 | 0 | 0 | 0 | 0 | 0 | 0 | 0 | 0 | 0
| Hinchinbrook | No | ST | High growth | 0 | 0 | 0 | 0 | 0 | 0 | 0 | 0 | 0 | 0 | Hinchinbrook | No | ST | High growth | 0 | 0 | 0 | 0 | 0 | 0 | 0 | 0 | 0 | 0 | Hinchinbrook | No | ST | High growth | 0 | 0 | 0 | 0 | 0 | 0 | 0 | 0 | 0 | 0
| Homepride | No | ST | High growth | 0 | 0 | 0 | 0 | 0 | 0 | 0 | 0 | 0 | 0 | Homepride | No | ST | High growth | 0 | 0 | 0 | 0 | 0 | 0 | 0 | 0 | 0 | 0 | Homepride | No | ST | High growth | 0 | 0 | 0 | 0 | 0 | 0 | 0 | 0 | 0 | 0
| Kemps_Creek | No | ST | High growth | 0 | 0 | 0 | 0 | 0 | 0 | 0 | 0 | 0 | 0 | Kemps_Creek | No | ST | High growth | 0 | 0 | 0 | 0 | 0 | 0 | 0 | 0 | 0 | 0 | Kemps_Creek | No | ST | High growth | 0 | 0 | 0 | 0 | 0 | 0 | 0 | 0 | 0 | 0
| Prestons | No | ST | High growth | 0 | 0 | 0 | 0 | 0 | 0 | 0 | 0 | 0 | 0 | Prestons | No | ST | High growth | 0 | 0 | 0 | 0 | 0 | 0 | 0 | 0 | 0 | 0 | Prestons | No | ST | High growth | 0 | 0 | 0 | 0 | 0 | 0 | 0 | 0 | 0 | 0
| West_Liverpool_ZS | No | ST | Steady/falling | 0 | 0 | 0 | 0 | 0 | 0 | 0 | 0 | 0 | 0 | West_Liverpool_ZS | No | ST | Steady/falling | 0 | 0 | 0 | 0 | 0 | 0 | 0 | 0 | 0 | 0 | West_Liverpool_ZS | No | ST | Steady/falling | 0 | 0 | 0 | 0 | 0 | 0 | 0 | 0 | 0 | 0
| Brundee | Yes | ST | Steady/falling | 0 | 0 | 0 | 0 | 0 | 0 | 0 | 0 | 0 | 0 | Brundee | Yes | ST | Steady/falling | 0 | 0 | 0 | 0 | 0 | 0 | 0 | 0 | 0 | 0 | Brundee | Yes | ST | Steady/falling | 0 | 0 | 0 | 0 | 0 | 0 | 0 | 0 | 0 | 0
| Culburra | No | ST | Small growth | 0 | 0 | 0 | 0 | 0 | 0 | 0 | 0 | 0 | 0 | Culburra | No | ST | Small growth | 0 | 0 | 0 | 0 | 0 | 0 | 0 | 0 | 0 | 0 | Culburra | No | ST | Small growth | 0 | 0 | 0 | 0 | 0 | 0 | 0 | 0 | 0 | 0
| Huskisson | No | ST | High growth | 0 | 0 | 0 | 0 | 0 | 0 | 0 | 0 | 0 | 0 | Huskisson | No | ST | High growth | 0 | 0 | 0 | 0 | 0 | 0 | 0 | 0 | 0 | 0 | Huskisson | No | ST | High growth | 0 | 0 | 0 | 0 | 0 | 0 | 0 | 0 | 0 | 0
| South_Nowra | No | ST | High growth | 0 | 0 | 0 | 0 | 0 | 0 | 0 | 0 | 0 | 0 | South_Nowra | No | ST | High growth | 0 | 0 | 0 | 0 | 0 | 0 | 0 | 0 | 0 | 0 | South_Nowra | No | ST | High growth | 0 | 0 | 0 | 0 | 0 | 0 | 0 | 0 | 0 | 0
| Sussex_Inlet | No | ST | High growth | 0 | 0 | 0 | 0 | 0 | 0 | 0 | 0 | 0 | 0 | Sussex_Inlet | No | ST | High growth | 0 | 0 | 0 | 0 | 0 | 0 | 0 | 0 | 0 | 0 | Sussex_Inlet | No | ST | High growth | 17059.7413 | 0 | 0 | 0 | 0 | 0 | 0 | 0 | 0 | 0
| Tomerong_ZS | No | ST | Small growth | 0 | 0 | 0 | 0 | 0 | 0 | 0 | 0 | 0 | 0 | Tomerong_ZS | No | ST | Small growth | 0 | 0 | 0 | 0 | 0 | 0 | 0 | 0 | 0 | 0 | Tomerong_ZS | No | ST | Small growth | 0 | 0 | 0 | 0 | 0 | 0 | 0 | 0 | 0 | 0
| Yatte_Yattah | No | ST | Small growth | 0 | 0 | 0 | 0 | 0 | 0 | 0 | 0 | 0 | 0 | Yatte_Yattah | No | ST | Small growth | 0 | 0 | 0 | 0 | 0 | 0 | 0 | 0 | 0 | 0 | Yatte_Yattah | No | ST | Small growth | 0 | 0 | 0 | 0 | 0 | 0 | 0 | 0 | 0 | 0
| 0 | #N/A | LV | #N/A | [11 empty] | #N/A | ST | #N/A | [11 empty] | #N/A | ST | #N/A
| 0 | #N/A | HV | #N/A | [11 empty] | #N/A | ST | #N/A | [11 empty] | #N/A | ST | #N/A
| 0 | #N/A | ST | #N/A | [11 empty] | #N/A | ST | #N/A | [11 empty] | #N/A | ST | #N/A

## Summary of program costs
Summary of program costs
Allocation of Capex to growth or replacement costs for non-site specific expenditure
|  | 2023 | 2024 | 2025 | 2026 | 2027 | 2028 | 2029 | 2030 | 2031 | 2032
| Discount factor | 1 | 0.94351 | 0.89022 | 0.83993 | 0.79249 | 0.74772 | 0.70548 | 0.66563 | 0.62803 | 0.59256
Unallocated capex
| Customer Connection | 2023 | 2024 | 2025 | 2026 | 2027 | 2028 | 2029 | 2030 | 2031 | 2032
| LV | 0 | 0 | 0 | 0 | 0 | 0 | 0 | 0 | 0 | 0
| HV | 19364344.3375 | 20578036.9068 | 25990019.1416 | 24504811.6721 | 22958358.336 | 22462817.5817 | 23083994.5006 | 23800000.2464 | 23800000.2464 | 23800000.2464
| ST | 0 | 0 | 0 | 0 | 0 | 0 | 0 | 0 | 0 | 0
| Augex | 2023 | 2024 | 2025 | 2026 | 2027 | 2028 | 2029 | 2030 | 2031 | 2032
| LV | 0 | 0 | 0 | 0 | 0 | 0 | 0 | 0 | 0 | 0
| HV | 10382665.7857 | 21057750.3466 | 18501874.5671 | 8258212.2376 | 7595982.2098 | 7595982.1586 | 7595982.5022 | 9909606.735 | 9909606.735 | 9909606.735
| ST | 28688212.8206 | 51744815.3162 | 63081633.894 | 74266878.1329 | 24214213.961 | 35356654.4299 | 22089285.1606 | 43801733.1157 | 43801733.1157 | 43801733.1157
| Repex | 2023 | 2024 | 2025 | 2026 | 2027 | 2028 | 2029 | 2030 | 2031 | 2032
| LV | 6541389.62 | 3001892.3743 | 21980783.0872 | 21912645.4204 | 21781793.1524 | 21842739.8566 | 22334146.7036 | 21970421.644 | 21970421.644 | 21970421.644
| HV | 17877324.8298 | 22103453.8273 | 25562689.0833 | 29186893.6807 | 29854527.8009 | 30121084.4948 | 28396563.3107 | 28624351.6741 | 28624351.6741 | 28624351.6741
| ST | 33555047.8764 | 31061859.1825 | 44703610.0569 | 20120774.2654 | 27859173.1554 | 29935090.7618 | 25463201.525 | 29616369.9529 | 29616369.9529 | 29616369.9529
Capex allocated by coincident demand
| Customer Connection | 2023 | 2024 | 2025 | 2026 | 2027 | 2028 | 2029 | 2030 | 2031 | 2032
| LV | 17050578.1028 | 18119251.5155 | 22884578.1476 | 21576832.0388 | 20215158.0812 | 19778827.4631 | 20325782.4948 | 20956235.6451 | 20956235.6451 | 20956235.6451
| HV | 2313766.2346 | 2458785.3913 | 3105440.994 | 2927979.6333 | 2743200.2548 | 2683990.1186 | 2758212.0058 | 2843764.6013 | 2843764.6013 | 2843764.6013
| ST | 0 | 0 | 0 | 0 | 0 | 0 | 0 | 0 | 0 | 0
| Augex | 2023 | 2024 | 2025 | 2026 | 2027 | 2028 | 2029 | 2030 | 2031 | 2032
| LV | 29886296.8789 | 55957900.9952 | 61904977.6437 | 60973247.7147 | 24197470.5344 | 32254478.5538 | 22660952.0616 | 40398225.3016 | 40398225.3016 | 40398225.3016
| HV | 4055575.3699 | 7593496.3086 | 8400515.5816 | 8274079.6779 | 3283600.7054 | 4376938.0102 | 3075094.8976 | 5482045.7745 | 5482045.7745 | 5482045.7745
| ST | 5129006.3575 | 9251168.359 | 11278015.2359 | 13277762.9779 | 4329124.931 | 6321220.0245 | 3949220.7036 | 7831068.7746 | 7831068.7746 | 7831068.7746
| Repex | 2023 | 2024 | 2025 | 2026 | 2027 | 2028 | 2029 | 2030 | 2031 | 2032
| LV | 46546008.2536 | 44924872.6879 | 76813907.8849 | 62161284.8533 | 68213867.1266 | 70010599.8912 | 65749954.8005 | 68589922.9113 | 68589922.9113 | 68589922.9113
| HV | 5428633.2854 | 5688955.2788 | 7440863.9948 | 5461746.9477 | 6300840.0253 | 6536386.4774 | 5891532.2529 | 6326273.9396 | 6326273.9396 | 6326273.9396
| ST | 5999120.7873 | 5553377.4173 | 7992310.3477 | 3597281.5654 | 4980786.9567 | 5351928.7447 | 4552424.4859 | 5294946.4201 | 5294946.4201 | 5294946.4201

## Demand calcuations ->
Demand calcuations ->

## Demand forecast and growth rate
Demand forecast and growth rate
Summarised demand forecast for each ZS (MW50)
| ZS | Major customer | 2019 to 2028 growth rate | ZS classification | 2017 | 2018 | 2019 | 2020 | 2021 | 2022 | 2023 | 2024 | 2025 | 2026 | 2027 | 2028 | 2029 | 2030 | 2031 | 2032
| Jasper_Road | No | 0.1009% | Small growth | 31.794 | 29.97 | 35.58 | 29.895 | 31.3845 | 31.171 | 31.6768 | 31.3728 | 32.583 | 32.1275 | 31.998 | 31.9109 | 31.8631 | 31.8271 | 31.8964 | 31.9657
| Northmead | No | 0.3444% | Small growth | 20.978 | 23.95 | 25.75 | 23.3537 | 21.5909 | 22.0429 | 21.7665 | 22.0625 | 21.9236 | 21.5429 | 21.4611 | 21.5386 | 21.7009 | 21.8719 | 22.1612 | 22.4505
| North_Rocks | No | 0.2301% | Small growth | 18.565 | 17.43 | 19.65 | 17.1037 | 18.3783 | 19.1432 | 19.0561 | 18.879 | 18.878 | 18.6791 | 18.6749 | 18.7365 | 18.8636 | 18.9988 | 19.2266 | 19.4543
| Seven_Hills | No | 0.39% | Small growth | 26.108 | 23.76 | 22.37 | 20.508 | 18.198 | 20.3167 | 21.0794 | 21.4492 | 22.0734 | 21.7738 | 21.6548 | 21.6092 | 21.6362 | 21.6571 | 21.7439 | 21.8308
| Westmead | No | -7.153% | Steady/falling | 23.596 | 21.78 | 24.31 | 25.0206 | 25.1308 | 25.5042 | 27.6625 | 7.8439 | 9.5487 | 10.945 | 11.3668 | 11.8428 | 12.3646 | 12.9168 | 13.5351 | 14.1844
| Bulli | No | 2.137% | High growth | 8.994 | 9.25 | 10.6696 | 10.253 | 9.8204 | 9.921 | 9.9943 | 9.9156 | 10.0351 | 9.8651 | 9.9842 | 10.2523 | 10.6703 | 11.0629 | 11.5758 | 12.0888
| Corrimal | No | 0.9679% | Small growth | 15.064 | 15.31 | 16.9605 | 15.0383 | 15.4141 | 15.2433 | 15.2644 | 15.2067 | 15.3945 | 15.1 | 15.1522 | 15.3177 | 15.6055 | 15.8698 | 16.2583 | 16.6467
| Darkes_Forest | No | -0.02396% | Steady/falling | 0.898 | 0.898 | 0.338 | 0.913 | 0.79 | 1.0278 | 0.94376 | 0.86718 | 0.79767 | 0.73438 | 0.69531 | 0.72963 | 0.78035 | 0.82825 | 0.88499 | 0.94172
| Helensburgh | No | 0.6258% | Small growth | 8.784 | 8.784 | 7.88 | 9.277 | 8.192 | 7.299 | 7.3372 | 7.265 | 7.2929 | 7.2017 | 7.2221 | 7.2849 | 7.3894 | 7.4864 | 7.6237 | 7.761
| Helenburgh_Colliery | Yes | 0% | Steady/falling | 8.266 | 8.266 | 8.291 | 8.533 | 8.102 | 8.6208 | 8.6208 | 8.6208 | 8.6208 | 8.6208 | 8.6208 | 8.6208 | 8.6208 | 8.6208 | 8.6208 | 8.6208
| Mt_Ousley | No | 0.298% | Small growth | 17.307 | 16.47 | 18.1604 | 16.8034 | 16.6742 | 16.1806 | 16.1334 | 16.0837 | 16.1095 | 15.8131 | 15.7813 | 15.8417 | 15.9929 | 16.1273 | 16.3492 | 16.5712
| Russell_Vale | No | 1.005% | Small growth | 13.67 | 13.67 | 13.877 | 15.277 | 15.578 | 13.215 | 13.6224 | 13.5149 | 13.6587 | 13.3794 | 13.4301 | 13.599 | 13.8842 | 14.1478 | 14.5268 | 14.9058
| South_Bulli_Colliery | Yes | 0% | Steady/falling | 1.854 | 1.854 | 2.033 | 2.539 | 1.059 | 0.9296 | 0.9296 | 0.9296 | 0.9296 | 0.9296 | 0.9296 | 0.9296 | 0.9296 | 0.9296 | 0.9296 | 0.9296
| Wombarra | No | 1.27% | Small growth | 4.13 | 4.13 | 4.29 | 5.075 | 5.765 | 4.59 | 4.5467 | 4.507 | 4.561 | 4.4635 | 4.4881 | 4.5591 | 4.6761 | 4.7846 | 4.9391 | 5.0935
| ABC_Tissues | Yes | 11.29% | High growth | 3.702 | 3.702 | 3.682 | 3.772 | 3.857 | 3.932 | 3.932 | 10.2996 | 10.2996 | 10.2996 | 10.2996 | 10.2996 | 10.2996 | 10.2996 | 10.2996 | 10.2996
| Sydney_Trains_Blacktown | Yes | 0% | Steady/falling | 7.199 | 9.275 | 9.37 | 9.452 | 9.603 | 9.8173 | 9.8173 | 9.8173 | 9.8173 | 9.8173 | 9.8173 | 9.8173 | 9.8173 | 9.8173 | 9.8173 | 9.8173
| Bossley_Park | No | 0.2476% | Small growth | 29.37 | 29.08 | 31.6083 | 29.584 | 29.4167 | 30.4286 | 30.1348 | 29.9247 | 29.988 | 29.6579 | 29.6114 | 29.7087 | 29.9527 | 30.1698 | 30.4915 | 30.8131
| Fujitsu_Data | Yes | 0% | Steady/falling | 0 | 7.74 | 8.065 | 8.06 | 8.602 | 5.007 | 5.007 | 5.007 | 5.007 | 5.007 | 5.007 | 5.007 | 5.007 | 5.007 | 5.007 | 5.007
| Greystanes | No | 0.1568% | Small growth | 20.565 | 19.35 | 22.9034 | 21.7732 | 21.1656 | 20.9541 | 21.7061 | 21.2509 | 21.1006 | 20.7352 | 20.7386 | 20.8637 | 21.1117 | 21.3433 | 21.6788 | 22.0144
| Holroyd | No | 1.737% | Small growth | 29.93 | 28.67 | 33.8522 | 31.4741 | 33.2439 | 34.0207 | 33.2947 | 35.2441 | 35.2726 | 34.6196 | 34.6469 | 35.1553 | 35.9649 | 36.7473 | 37.812 | 38.8766
| Leabons_Lane | No | 1.078% | Small growth | 17.168 | 20.23 | 21.2238 | 20.5173 | 20.7822 | 21.342 | 19.9046 | 20.3025 | 22.2142 | 21.8069 | 21.6585 | 21.608 | 21.6548 | 21.6855 | 21.8032 | 21.9209
| Marayong | No | 0.7033% | Small growth | 39.456 | 40.32 | 35.326 | 30.749 | 29.562 | 26.482 | 34.8055 | 36.7609 | 36.6188 | 36.244 | 36.1078 | 36.0678 | 36.2508 | 36.4668 | 36.7692 | 37.0717
| Newton | No | 2.653% | High growth | 30.969 | 29.82 | 31.0875 | 25.9015 | 27.3757 | 27.0226 | 29.2577 | 33.9585 | 38.2068 | 37.7987 | 37.5852 | 37.4221 | 37.3078 | 37.1833 | 37.1077 | 37.0322
| Prospect | No | 0.06748% | Small growth | 26.884 | 24.78 | 27.1084 | 24.2599 | 24.9809 | 25.7938 | 25.7579 | 25.8658 | 25.8642 | 25.5169 | 25.4268 | 25.4235 | 25.5065 | 25.5818 | 25.7483 | 25.9148
| Prospect_East | Yes | 0% | Steady/falling | 9.888 | 9.943 | 9.933 | 9.899 | 9.906 | 10.6433 | 10.6433 | 10.6433 | 10.6433 | 10.6433 | 10.6433 | 10.6433 | 10.6433 | 10.6433 | 10.6433 | 10.6433
| Prospect_South | Yes | 0% | Steady/falling | 3.367 | 4.032 | 2.173 | 4.9867 | 5.502 | 5.55 | 5.55 | 5.55 | 5.55 | 5.55 | 5.55 | 5.55 | 5.55 | 5.55 | 5.55 | 5.55
| Quarries | No | 0.0678% | Small growth | 26.388 | 20.87 | 23.6554 | 23.3686 | 23.7361 | 21.0755 | 25.4316 | 25.8677 | 25.7308 | 25.4876 | 25.3752 | 25.3203 | 25.3433 | 25.3921 | 25.4896 | 25.5872
| Sydney_Trains_Toongabbie | Yes | 0% | Steady/falling | 0 | 10.737 | 8.649 | 9.589 | 10.06 | 12.0442 | 12.0442 | 12.0442 | 12.0442 | 12.0442 | 12.0442 | 12.0442 | 12.0442 | 12.0442 | 12.0442 | 12.0442
| ING_Alcan | Yes | 0% | Steady/falling | 1.632 | 1.68 | 1.098 | 1.067 | 0.953 | 0.829 | 0.829 | 0.829 | 0.829 | 0.829 | 0.829 | 0.829 | 0.829 | 0.829 | 0.829 | 0.829
| Lennox | No | 5.282% | High growth | 20.226 | 20.18 | 20.8025 | 19.2185 | 19.4492 | 19.4267 | 24.9576 | 26.1816 | 29.8308 | 29.8475 | 30.5037 | 31.5734 | 33.0565 | 34.8457 | 37.1034 | 39.6641
| Rosehill | No | -3.79% | Steady/falling | 20.7 | 22.73 | 21.115 | 18.365 | 19.97 | 21.5333 | 37.9212 | 43.5667 | 43.9492 | 26.8619 | 26.7925 | 26.7519 | 26.7402 | 26.7303 | 26.7566 | 26.7829
| Viva_Energy | Yes | 0% | Steady/falling | 2.808 | 2.515 | 3.24 | 2.285 | 1.412 | 1.5082 | 1.5082 | 1.5082 | 1.5082 | 1.5082 | 1.5082 | 1.5082 | 1.5082 | 1.5082 | 1.5082 | 1.5082
| Syd_Metro_West | No | 0% | Steady/falling | 0 | 0 | 0 | 0 | 0 | 0 | 0 | 0 | 41.8 | 41.8 | 41.8 | 41.8 | 41.8 | 41.8 | 41.8 | 41.8
| Ausgrid_Auburn | Yes | 0% | Steady/falling | 0 | 0 | 0 | 11.959 | 13.857 | 12.7637 | 12.7637 | 12.7637 | 12.7637 | 12.7637 | 12.7637 | 12.7637 | 12.7637 | 12.7637 | 12.7637 | 12.7637
| Ausgrid_Lidcombe | Yes | 0.8773% | Small growth | 0 | 0 | 0 | 0 | 0 | 0 | 24.21 | 24.39 | 24.48 | 24.93 | 25.2 | 25.56 | 26.19 | 26.19 | 26.19 | 26.19
| Castle_Hill | No | 2.372% | High growth | 21.691 | 18.2 | 24.0699 | 21.559 | 21.854 | 21.8649 | 23.2827 | 23.544 | 24.5107 | 24.7401 | 25.1623 | 25.6346 | 26.3041 | 27.0882 | 27.9648 | 28.7515
| Dundas | No | 2.72% | High growth | 36.0238 | 37.3749 | 36.5021 | 29.977 | 31.878 | 30.8732 | 32.3091 | 36.0064 | 36.6904 | 36.2607 | 36.4021 | 36.722 | 37.6748 | 38.863 | 40.1799 | 41.1371
| Rydalmere | No | 4.563% | High growth | 35.447 | 34.67 | 34.7638 | 35.4625 | 34.9019 | 34.9146 | 34.8426 | 35.1895 | 36.702 | 37.8536 | 39.7283 | 42.1921 | 44.9656 | 47.1979 | 49.6127 | 52.0631
| West_Pennant_Hills | No | 1.42% | Small growth | 21.522 | 16.81 | 22.1475 | 20.8092 | 19.4598 | 19.883 | 20.4485 | 20.9151 | 21.2975 | 21.3535 | 21.6143 | 21.9109 | 22.2261 | 22.5228 | 22.8871 | 23.2155
| M1_M2_tunnel | Yes | 0% | Steady/falling | 0 | 0 | 0 | 0 | 12.9917 | 12.4328 | 12.4328 | 12.4328 | 12.4328 | 12.4328 | 12.4328 | 12.4328 | 12.4328 | 12.4328 | 12.4328 | 12.4328
| Ausgrid_Carlingford | Yes | 0% | Steady/falling | 90.11 | 86.08 | 94.538 | 95.058 | 94.112 | 97.296 | 97.296 | 97.296 | 97.296 | 97.296 | 97.296 | 97.296 | 97.296 | 97.296 | 97.296 | 97.296
| BlueScope_Steel | Yes | 0% | Steady/falling | 124.785 | 126.924 | 127.324 | 135.873 | 128.68 | 141.965 | 141.965 | 141.965 | 141.965 | 141.965 | 141.965 | 141.965 | 141.965 | 141.965 | 141.965 | 141.965
| BOC_Gases | Yes | 0% | Steady/falling | 27.358 | 25.926 | 26.459 | 24.566 | 24.655 | 24.4098 | 24.4098 | 24.4098 | 24.4098 | 24.4098 | 24.4098 | 24.4098 | 24.4098 | 24.4098 | 24.4098 | 24.4098
| Burrawang | Yes | 0% | Steady/falling | 6.394 | 6.394 | 6.317 | 6.254 | 6.254 | 2.9328 | 2.9328 | 2.9328 | 2.9328 | 2.9328 | 2.9328 | 2.9328 | 2.9328 | 2.9328 | 2.9328 | 2.9328
| Batemans_Bay | Yes | 0% | Steady/falling | 50.343 | 30.334 | 42.44 | 32.2 | 40.302 | 36.386 | 36.386 | 36.386 | 36.386 | 36.386 | 36.386 | 36.386 | 36.386 | 36.386 | 36.386 | 36.386
| Ulladulla | No | 2.007% | High growth | 27.55 | 22.39 | 20.862 | 25.854 | 25.812 | 18.5433 | 18.3549 | 19.8129 | 20.2438 | 19.8882 | 19.9463 | 20.1679 | 20.5541 | 20.912 | 21.431 | 21.95
| West_Dapto | No | 65.25% | High growth | 0 | 0 | 0 | 0 | 0 | 0 | 0 | 0 | 0.8037 | 1.6074 | 2.4111 | 3.3041 | 25.1731 | 26.0661 | 27.0484 | 27.0484
| Edmondson_Park | No | 9.944% | High growth | 3.83 | 4.42 | 4.675 | 5.088 | 9.025 | 11.2375 | 15.0597 | 20.6349 | 25.992 | 28.1431 | 30.0958 | 31.7708 | 33.1693 | 34.2087 | 34.9513 | 35.3482
| Sydney_Trains_Edmondson_Park | Yes | 0% | Steady/falling | 6.661 | 13.393 | 11.287 | 10.249 | 11.781 | 13.4075 | 13.4075 | 13.4075 | 13.4075 | 13.4075 | 13.4075 | 13.4075 | 13.4075 | 13.4075 | 13.4075 | 13.4075
| BCSC_Berrima | No | 0% | Steady/falling | 22.44 | 22.16 | 22.402 | 21.881 | 21.895 | 24.127 | 24.127 | 24.127 | 24.127 | 24.127 | 24.127 | 24.127 | 24.127 | 24.127 | 24.127 | 24.127
| Berrima_junction | No | 8.043% | High growth | 1.205 | 1.42 | 1.88 | 1.619 | 1.526 | 1.473 | 6.719 | 9.8932 | 11.6861 | 13.4791 | 13.4791 | 13.4791 | 13.4791 | 13.4791 | 13.4791 | 13.4791
| Berrima_Junction_DC | No | 0% | Steady/falling | 0 | 0 | 0 | 0 | 0 | 0 | 0 | 0 | 0 | 0 | 0 | 0 | 0 | 0 | 0 | 0
| Bowral | No | 1.513% | Small growth | 14.104 | 13.8 | 14.6077 | 15.1723 | 15.068 | 15.2819 | 16.4143 | 17.0457 | 17.3364 | 17.2052 | 17.3307 | 17.5044 | 17.7276 | 17.987 | 18.3884 | 18.7897
| Mittagong | No | 0.3479% | Small growth | 14.842 | 13.21 | 14.9257 | 14.0961 | 14.5039 | 14.7313 | 17.4512 | 17.3559 | 17.4876 | 17.2569 | 17.2738 | 17.3423 | 17.4623 | 17.5849 | 17.7951 | 18.0053
| Moss_Vale | No | 6.941% | High growth | 14.253 | 13.66 | 15.7596 | 14.9103 | 15.0045 | 14.9791 | 17.8033 | 18.5967 | 19.8938 | 21.1469 | 23.2916 | 25.5068 | 27.6028 | 29.4843 | 31.1981 | 32.5696
| Ringwood | No | 1.151% | Small growth | 4.566 | 4.52 | 5.2286 | 4.8832 | 5.0845 | 5.2106 | 6.6041 | 6.8892 | 6.9592 | 6.8836 | 6.9123 | 6.9559 | 7.0148 | 7.0846 | 7.2026 | 7.3205
| Robertson | No | 1.601% | Small growth | 3.692 | 3.323 | 3.323 | 4.0001 | 3.891 | 4.4739 | 4.5062 | 4.4829 | 4.5405 | 4.5237 | 4.5808 | 4.6604 | 4.763 | 4.8771 | 5.0379 | 5.1988
| Tyree | Yes | 0% | Steady/falling | 1.116 | 0.738 | 0.711 | 1.226 | 1.068 | 1.221 | 1.221 | 1.221 | 1.221 | 1.221 | 1.221 | 1.221 | 1.221 | 1.221 | 1.221 | 1.221
| Water_Board_Dams | Yes | 0% | Steady/falling | 3.562 | 3.192 | 2.71 | 3.89 | 1.411 | 2.214 | 2.214 | 2.214 | 2.214 | 2.214 | 2.214 | 2.214 | 2.214 | 2.214 | 2.214 | 2.214
| Cabramatta | No | -0.5101% | Steady/falling | 17.645 | 17.27 | 16.6372 | 16.7407 | 17.036 | 16.7882 | 17.1305 | 16.6572 | 16.3741 | 16.0555 | 15.9429 | 15.9303 | 16.0194 | 16.0867 | 16.2233 | 16.3599
| Carramar | No | 0.5303% | Small growth | 15.564 | 15.43 | 15.7706 | 15.134 | 15.56 | 15.0851 | 15.3994 | 15.108 | 15.0593 | 14.7652 | 14.7398 | 14.8579 | 15.1232 | 15.3629 | 15.7565 | 16.1501
| Fairfield | No | 0.9014% | Small growth | 26.57 | 25.97 | 27.124 | 26.962 | 25.333 | 27.7667 | 34.5363 | 36.8443 | 37.2918 | 37.1477 | 37.0267 | 37.0075 | 37.0916 | 37.1567 | 37.299 | 37.4413
| Sherwood | No | 0.8655% | Small growth | 25.773 | 23.76 | 26.4997 | 22.5191 | 22.9587 | 23.3585 | 23.7177 | 24.3145 | 24.3345 | 23.9102 | 23.8948 | 24.0566 | 24.3979 | 24.709 | 25.1697 | 25.6305
| Smithfield | No | 0.287% | Small growth | 33.944 | 31.92 | 35.9084 | 32.0884 | 33.6199 | 33.9322 | 33.4517 | 33.0297 | 32.9515 | 32.416 | 32.3468 | 32.5108 | 32.9128 | 33.2702 | 33.7979 | 34.3256
| South_Granville | No | 1.452% | Small growth | 16.666 | 15.94 | 17.0436 | 18.0491 | 18.5335 | 19.2397 | 18.862 | 19.8009 | 19.6158 | 19.2374 | 19.1803 | 19.3289 | 19.7501 | 20.1993 | 20.8372 | 21.4751
| Visy_Paper_SPC | Yes | 0% | Steady/falling | 18.68 | 19.08 | 19.368 | 19.564 | 19.941 | 20.5207 | 20.5207 | 20.5207 | 20.5207 | 20.5207 | 20.5207 | 20.5207 | 20.5207 | 20.5207 | 20.5207 | 20.5207
| Woodpark | No | 1.748% | Small growth | 21.042 | 19.056 | 19.565 | 19.37 | 17.74 | 24.1267 | 27.2255 | 31.7247 | 31.6677 | 31.6189 | 31.6036 | 31.618 | 31.662 | 31.7013 | 31.7606 | 31.82
| Yennora | No | 0.1754% | Small growth | 18.995 | 18.01 | 18.3792 | 18.0797 | 18.456 | 18.6965 | 19.7223 | 19.8387 | 19.5241 | 19.0557 | 18.8803 | 18.8956 | 19.1085 | 19.2938 | 19.6649 | 20.0359
| Ausgrid_Guildford | Yes | 0% | Steady/falling | 24.068 | 18.557 | 25.06 | 23.526 | 22.22 | 21.3821 | 21.3821 | 21.3821 | 21.3821 | 21.3821 | 21.3821 | 21.3821 | 21.3821 | 21.3821 | 21.3821 | 21.3821
| Cattai | No | 1.246% | Small growth | 11.364 | 11.85 | 12.5216 | 12.444 | 13.245 | 13.2234 | 13.2023 | 13.48 | 13.8882 | 13.9496 | 13.9929 | 14.0875 | 14.2345 | 14.3769 | 14.5676 | 14.7584
| Glossodia | No | 0.524% | Small growth | 16.371 | 16.08 | 17.7369 | 16.4159 | 16.8996 | 17.1572 | 17.136 | 17.0862 | 17.153 | 17.0337 | 17.0724 | 17.1792 | 17.3564 | 17.5213 | 17.7413 | 17.9612
| Glenorie | No | 0.4503% | Small growth | 6.8 | 6.4 | 7.188 | 6.4 | 6.588 | 5.8625 | 5.8445 | 5.8305 | 5.8629 | 5.8347 | 5.853 | 5.8803 | 5.9163 | 5.9576 | 6.0216 | 6.0857
| East_Richmond | No | -0.2995% | Steady/falling | 25.461 | 25 | 25.5196 | 24.378 | 24.016 | 24.6192 | 24.948 | 24.6464 | 24.4997 | 24.175 | 24.0455 | 24.0046 | 24.0539 | 24.0873 | 24.1854 | 24.2836
| Sydney_Trains_Hawkesbury | Yes | 0% | Steady/falling | 4.116 | 3.584 | 3.467 | 3.446 | 3.27 | 3.4487 | 3.4487 | 3.4487 | 3.4487 | 3.4487 | 3.4487 | 3.4487 | 3.4487 | 3.4487 | 3.4487 | 3.4487
| Kurrajong | No | 1.012% | Small growth | 11.502 | 9.08 | 13.5536 | 12.3038 | 11.8597 | 11.7816 | 11.9675 | 11.9172 | 11.9885 | 11.8754 | 11.9354 | 12.0808 | 12.3147 | 12.5338 | 12.8182 | 13.1025
| North_Richmond | No | 3.539% | High growth | 14.227 | 15.3 | 16.4996 | 16.68 | 17.07 | 13.64 | 13.8901 | 14.3692 | 14.9051 | 15.464 | 16.2864 | 17.0613 | 17.753 | 18.2831 | 18.7142 | 18.9959
| Riverstone | No | 8.988% | High growth | 17.032 | 13.4 | 22.6668 | 16.7275 | 17.5641 | 17.2152 | 19.095 | 22.1606 | 32.0363 | 34.2098 | 36.6061 | 38.9971 | 39.566 | 40.13 | 40.781 | 41.4319
| South_Windsor | No | -1.68% | Steady/falling | 33.554 | 31.92 | 34.5922 | 32.0541 | 33.9792 | 33.6378 | 34.6423 | 35.2674 | 31.6706 | 30.9292 | 30.4991 | 30.2062 | 30.0524 | 29.8712 | 29.8069 | 29.7426
| Windsor_ | No | -0.1307% | Steady/falling | 22.88 | 21.78 | 23.1706 | 21.4409 | 21.1881 | 21.3492 | 21.1255 | 20.9115 | 20.7683 | 20.5149 | 20.4373 | 20.442 | 20.5308 | 20.6062 | 20.7422 | 20.8782
| Wisemans | No | 4.471% | High growth | 6.099 | 5.89 | 5.865 | 5.088 | 5.982 | 5.63 | 5.5325 | 5.9066 | 8.2196 | 8.0833 | 8.023 | 8.0102 | 8.0469 | 8.0778 | 8.1396 | 8.2015
| Granville_132kV | No | 2.071% | High growth | 24.68 | 23.89 | 26.9801 | 26.986 | 26.6877 | 26.959 | 31.7793 | 37.0229 | 38.8351 | 38.549 | 38.2909 | 38.1258 | 38.0537 | 37.9707 | 38.095 | 38.2192
| North_Parramatta | No | 4.36% | High growth | 29.785 | 28.24 | 30.3291 | 29.3445 | 29.5992 | 24.8954 | 24.1316 | 27.7964 | 29.1721 | 29.3445 | 29.9493 | 30.6972 | 31.7124 | 32.8194 | 34.126 | 35.4327
| West_Parramatta | No | 7.782% | High growth | 48.876 | 47.15 | 48.0363 | 48.4765 | 45.9315 | 43.783 | 57.5645 | 70.3133 | 73.9143 | 73.9065 | 86.5113 | 93.4227 | 99.6125 | 104.4923 | 109.0224 | 112.9978
| Wmead_132KV | No | 8.635% | High growth | 0 | 0 | 0 | 0 | 0 | 0 | 0 | 24.7779 | 26.9439 | 28.8819 | 34.7643 | 39.6283 | 43.2991 | 45.4499 | 47.6083 | 48.0643
| Equinix_Data_Centre | Yes | 0% | Steady/falling | 0 | 0 | 0 | 0 | 0 | 0 | 0 | 0 | 0 | 0 | 0 | 0 | 0 | 0 | 0 | 0
| Bylong | No | 3.736% | High growth | 0.392 | 0.458 | 0.4 | 0.354 | 0.221 | 0.1563 | 0.15517 | 0.15421 | 0.15648 | 0.15585 | 0.16009 | 0.16756 | 0.17852 | 0.18894 | 0.2024 | 0.21586
| Bowden_Silvermine | No | 0% | Steady/falling | 0 | 0 | 0 | 0 | 0 | 0 | 0 | 0 | 12.96 | 12.96 | 12.96 | 12.96 | 12.96 | 12.96 | 12.96 | 12.96
| Kepco_Mine | Yes | 0% | Steady/falling | 0 | 0 | 0 | 0 | 0 | 0 | 0 | 0 | 0 | 0 | 0 | 0 | 0 | 0 | 0 | 0
| Ilford_Hall | No | 1.78% | Small growth | 0.379 | 0.382 | 0.319 | 0.44 | 0.522 | 0.415 | 0.41226 | 0.40979 | 0.41396 | 0.40963 | 0.41418 | 0.42294 | 0.4365 | 0.44925 | 0.46624 | 0.48323
| Kandos | No | 2.324% | High growth | 3.898 | 3.325 | 3.892 | 4.368 | 3.503 | 4.9958 | 5.0569 | 5.0401 | 5.0899 | 5.0612 | 5.1399 | 5.2832 | 5.4953 | 5.6968 | 5.9576 | 6.2184
| Bow_Bowing | No | 0.1865% | Small growth | 46.224 | 52.202 | 44.079 | 43.215 | 39.795 | 40.0033 | 44.939 | 45.3328 | 45.3179 | 45.1343 | 45.107 | 45.1538 | 45.2751 | 45.3822 | 45.5405 | 45.6988
| Macquarie_Fields | No | 1.822% | Small growth | 24.094 | 23.1 | 26.2707 | 24.6733 | 25.0568 | 26.0168 | 25.6818 | 25.7852 | 26.0539 | 25.9391 | 26.2882 | 26.8537 | 27.7132 | 28.5753 | 29.5927 | 30.2129
| Minto | No | 0.05789% | Small growth | 57.844 | 57.93 | 58.04 | 56.6224 | 58.0985 | 57.8731 | 59.0772 | 58.8576 | 58.8606 | 58.333 | 58.209 | 58.2721 | 58.5209 | 58.7257 | 59.0868 | 59.3857
| Blackheath | No | 1.152% | Small growth | 4.3 | 4.6 | 4.643 | 4.61 | 5.03 | 5.26 | 5.4792 | 5.499 | 5.5745 | 5.4531 | 5.4784 | 5.5447 | 5.6508 | 5.756 | 5.9151 | 6.0742
| Katoomba | No | 0.6283% | Small growth | 13.428 | 12.65 | 13.658 | 12.897 | 12.224 | 12.864 | 13.196 | 13.0941 | 13.2398 | 12.9844 | 13.0124 | 13.1113 | 13.2796 | 13.4445 | 13.7029 | 13.9612
| Wentworth_Falls | No | 0.9453% | Small growth | 4.694 | 4.608 | 5.13 | 5.74 | 4.797 | 4.7322 | 4.7523 | 4.8158 | 4.8563 | 4.799 | 4.8184 | 4.8621 | 4.9313 | 5.0013 | 5.0868 | 5.1723
| Hazelbrook | No | 1.389% | Small growth | 8.69 | 8.37 | 8.586 | 9.972 | 7.362 | 6.6555 | 7.0855 | 7.024 | 7.1291 | 6.9907 | 7.0466 | 7.1628 | 7.3386 | 7.5157 | 7.7688 | 8.022
| Sydney_Trains_Lawson | Yes | 0% | Steady/falling | 14.969 | 13.797 | 13.5 | 13.9202 | 10.805 | 9.4686 | 9.4686 | 9.4686 | 9.4686 | 9.4686 | 9.4686 | 9.4686 | 9.4686 | 9.4686 | 9.4686 | 9.4686
| Abbotsbury | No | -0.1934% | Steady/falling | 40.9 | 34.87 | 36 | 39.163 | 34.338 | 31.085 | 30.5591 | 30.0934 | 29.9095 | 29.3722 | 29.2029 | 29.2025 | 29.3728 | 29.5059 | 29.7686 | 30.0312
| Anzac_Village | No | -5.539% | Steady/falling | 21.572 | 20.66 | 21.9394 | 21.676 | 22.2435 | 22.7894 | 31.3353 | 30.9316 | 30.7947 | 17.1879 | 17.2485 | 17.4693 | 17.8125 | 18.1127 | 18.4588 | 18.7625
| Canley_Vale | No | 1.213% | Small growth | 26.236 | 25.91 | 32.2451 | 29.139 | 28.308 | 29.0416 | 28.9474 | 31.2935 | 31.2159 | 30.6195 | 30.5199 | 30.6421 | 30.9895 | 31.2969 | 31.7805 | 32.2642
| Casula | No | 1.982% | Small growth | 32.08 | 29.99 | 30.5 | 28.575 | 30.475 | 27.8125 | 27.6877 | 28.2004 | 28.6077 | 28.6721 | 29.0928 | 29.7006 | 30.4966 | 31.2519 | 32.1437 | 33.0354
| Chipping_Norton | No | -0.2863% | Steady/falling | 20.47 | 20.05 | 24.863 | 19.55 | 17.905 | 19.6 | 19.8271 | 19.618 | 19.5413 | 19.202 | 19.048 | 19.043 | 19.0997 | 19.1416 | 19.2318 | 19.322
| Liverpool_Military_Area | Yes | 6.871% | High growth | 8.004 | 6.917 | 5.379 | 6.963 | 6.122 | 5.977 | 5.977 | 8.4236 | 8.4236 | 10.8702 | 10.8702 | 10.8702 | 10.8702 | 10.8702 | 10.8702 | 10.8702
| MB_Logistics_Park | Yes | 0% | Steady/falling | 0 | 0 | 0 | 0 | 0 | 0 | 0 | 0 | 0 | 31.92 | 31.92 | 31.92 | 31.92 | 31.92 | 31.92 | 31.92
| Liverpool | No | 5.375% | High growth | 34.064 | 35.46 | 37.6401 | 34.7014 | 35.2607 | 36.0374 | 38.362 | 48.4029 | 49.9876 | 50.9522 | 52.4531 | 54.2298 | 56.1371 | 57.9066 | 59.7292 | 61.455
| Moorebank | No | 1.15% | Small growth | 30.52 | 26.02 | 24.516 | 23.686 | 21.075 | 22.02 | 21.7806 | 24.3965 | 24.6451 | 24.5725 | 24.5002 | 24.4281 | 24.3563 | 24.2847 | 24.2134 | 24.1423
| Smeaton_Grange | No | 0% | Steady/falling | 0 | 3.927 | 8.714 | 10.402 | 16.821 | 21.789 | 21.789 | 21.789 | 21.789 | 21.789 | 21.789 | 21.789 | 21.789 | 21.789 | 21.789 | 21.789
| Oran_Park | No | 11.16% | High growth | 11.77 | 22.41 | 26.563 | 39.188 | 31.532 | 33.925 | 41.9357 | 51.2503 | 58.0779 | 63.9683 | 71.0942 | 77.9355 | 85.4353 | 94.9336 | 101.4502 | 108.6925
| North_Leppington | No | 23.55% | High growth | 0 | 0 | 0 | 5.693 | 6.47 | 3.4967 | 7.5749 | 13.15 | 16.5216 | 21.0862 | 28.1688 | 34.1696 | 39.0453 | 43.5503 | 47.3615 | 50.8035
| South_Leppington | No | 8.971% | High growth | 5.84 | 8.65 | 9.84 | 13.64 | 15.98 | 16.6633 | 19.9785 | 22.1544 | 24.6429 | 26.8784 | 29.3907 | 31.9525 | 34.5648 | 37.3193 | 40.4469 | 43.2858
| SW_Sector_Macarthur_132 | No | 77.78% | High growth | 0 | 0 | 0 | 0 | 0 | 0 | 0 | 0 | 0 | 0 | 0 | 0 | 0 | 0.3456 | 0.7776 | 1.3824
| Bringelly | No | 16.59% | High growth | 12.242 | 12.56 | 12.0554 | 10.8063 | 11.872 | 12.263 | 16.6298 | 19.3588 | 21.6528 | 22.6478 | 28.5297 | 34.6721 | 41.0441 | 49.0791 | 57.7518 | 66.1784
| Ambarvale | No | 3.687% | High growth | 22.921 | 23.26 | 25.5075 | 26.971 | 25.7324 | 26.2503 | 25.999 | 27.5234 | 28.6122 | 29.6935 | 30.91 | 32.2639 | 33.7903 | 35.2977 | 35.6554 | 36.0132
| Appin | No | 16.33% | High growth | 4.611 | 4.28 | 5.0768 | 5.14 | 5.3286 | 5.3414 | 5.9643 | 6.9238 | 7.0038 | 8.9434 | 10.923 | 12.9543 | 15.0394 | 19.0541 | 21.158 | 23.2618
| Appin_Top_Pit | Yes | 0% | Steady/falling | 3.591 | 3.209 | 3.656 | 3.579 | 3.593 | 3.0792 | 3.0792 | 3.0792 | 3.0792 | 3.0792 | 3.0792 | 3.0792 | 3.0792 | 3.0792 | 3.0792 | 3.0792
| Appin_Colliery | Yes | 0% | Steady/falling | 6.376 | 5.082 | 6.231 | 6.26 | 6.793 | 5.7691 | 5.7691 | 5.7691 | 5.7691 | 5.7691 | 5.7691 | 5.7691 | 5.7691 | 5.7691 | 5.7691 | 5.7691
| BHP_Douglas_Park | Yes | 3.338% | High growth | 11.512 | 4.917 | 14.327 | 15.135 | 18.241 | 19.203 | 18.342 | 25.0097 | 24.6493 | 24.6493 | 24.6493 | 24.6493 | 24.6493 | 24.6493 | 24.6493 | 24.6493
| Broughton_Pass | Yes | 0% | Steady/falling | 4.762 | 4.736 | 4.595 | 4.474 | 4.554 | 4.592 | 4.592 | 4.592 | 4.592 | 4.592 | 4.592 | 4.592 | 4.592 | 4.592 | 4.592 | 4.592
| Campbelltown | No | 0.844% | Small growth | 51.544 | 49.39 | 50.2825 | 46.367 | 47.253 | 47.843 | 49.5596 | 51.0441 | 51.6425 | 51.6106 | 51.8984 | 52.2523 | 52.7769 | 53.2659 | 53.5001 | 53.454
| Kentlyn | No | 0.4014% | Small growth | 28.9 | 25.65 | 33.7716 | 29.4957 | 27.4128 | 26.7773 | 27.448 | 27.2258 | 27.3268 | 26.8306 | 26.8379 | 27.0549 | 27.2777 | 27.4739 | 27.9648 | 28.4557
| SW_Sector_Macarthur_66 | No | 11.43% | High growth | 0 | 0 | 0 | 0 | 0 | 0 | 0 | 0 | 0 | 0 | 0 | 0 | 0 | 0 | 1.512 | 1.6848
| Menangle_Park | No | 33.04% | High growth | 0 | 0 | 0 | 0 | 0 | 0 | 2.5057 | 4.8741 | 6.8745 | 8.2134 | 9.808 | 12.779 | 17.9512 | 23.492 | 28.2422 | 32.7099
| Tower_Colliery | Yes | 0% | Steady/falling | 3.715 | 3.215 | 3.167 | 4.107 | 4.727 | 3.4571 | 3.4571 | 3.4571 | 3.4571 | 3.4571 | 3.4571 | 3.4571 | 3.4571 | 3.4571 | 3.4571 | 3.4571
| Westcliff_Colliery | Yes | 0% | Steady/falling | 14.2 | 10.705 | 7.347 | 8.13 | 11.613 | 11.0836 | 11.0836 | 11.0836 | 11.0836 | 11.0836 | 11.0836 | 11.0836 | 11.0836 | 11.0836 | 11.0836 | 11.0836
| Claremont_Meadows | No | 0.4144% | Small growth | 30.19 | 25.15 | 26.483 | 26.825 | 23.675 | 22.7625 | 35.2374 | 35.1671 | 36.328 | 29.4324 | 31.2721 | 32.6039 | 34.0772 | 35.1789 | 36.0436 | 36.5735
| Horsley_Park | No | 11.09% | High growth | 8.933 | 8.72 | 8.2968 | 8.1785 | 7.704 | 7.5903 | 7.5382 | 13.376 | 19.2469 | 19.1997 | 19.1966 | 19.2171 | 19.2617 | 19.3019 | 19.3593 | 19.4166
| Plumpton | No | -0.2029% | Steady/falling | 30.52 | 31.05 | 34.5056 | 31.3038 | 31.9252 | 33.2429 | 32.4164 | 31.7356 | 31.4365 | 30.6403 | 30.4793 | 30.5239 | 30.769 | 30.9927 | 31.4109 | 31.8292
| Simsmetal | Yes | 0% | Steady/falling | 6.629 | 6.504 | 6.225 | 6.54 | 6.699 | 6.4397 | 6.4397 | 6.4397 | 6.4397 | 6.4397 | 6.4397 | 6.4397 | 6.4397 | 6.4397 | 6.4397 | 6.4397
| St_Marys | No | -0.2559% | Steady/falling | 31.901 | 30.1 | 32.3558 | 33.725 | 29.1 | 27 | 28.8308 | 28.9624 | 28.6503 | 27.9666 | 27.6751 | 27.579 | 27.6895 | 27.765 | 27.9692 | 28.1735
| Werrington | No | 0.07981% | Small growth | 35.383 | 33.98 | 36.0353 | 34.205 | 34.7087 | 34.1232 | 42.7379 | 43.2642 | 43.9021 | 42.2623 | 42.6439 | 42.4161 | 42.3966 | 42.4959 | 42.7708 | 43.0458
| Whalan | No | -0.7029% | Steady/falling | 29.868 | 29.36 | 29.9903 | 28.1774 | 28.2168 | 27.6723 | 28.1176 | 27.9345 | 27.7593 | 27.2312 | 26.9787 | 26.7913 | 26.6668 | 26.5286 | 26.4584 | 26.3882
| Airly_Colliery | Yes | 0% | Steady/falling | 2.304 | 2.803 | 2.68 | 3.554 | 3.501 | 3.7038 | 3.7038 | 3.7038 | 3.7038 | 3.7038 | 3.7038 | 3.7038 | 3.7038 | 3.7038 | 3.7038 | 3.7038
| Angus_Place_Colliery | Yes | 0% | Steady/falling | 2.24 | 1.68 | 2.918 | 2.712 | 2.02 | 2.2054 | 2.2054 | 2.2054 | 2.2054 | 2.2054 | 2.2054 | 2.2054 | 2.2054 | 2.2054 | 2.2054 | 2.2054
| Angus_Place_East | Yes | 0% | Steady/falling | 0.154 | 0.049 | 0.044 | 1.771 | 1.561 | 2.009 | 2.009 | 2.009 | 2.009 | 2.009 | 2.009 | 2.009 | 2.009 | 2.009 | 2.009 | 2.009
| Baal_Bone | Yes | 0% | Steady/falling | 0.821 | 0.735 | 0.747 | 0.522 | 0.064 | 3.6675 | 3.6675 | 3.6675 | 3.6675 | 3.6675 | 3.6675 | 3.6675 | 3.6675 | 3.6675 | 3.6675 | 3.6675
| Blackmans_Flat | No | 5.541% | High growth | 4.632 | 4.848 | 5.058 | 5.406 | 3.677 | 4.977 | 4.9795 | 4.969 | 7.6702 | 7.6517 | 7.679 | 7.7336 | 7.8163 | 7.8952 | 7.9927 | 8.0903
| Clarence_Colliery | Yes | 0% | Steady/falling | 9.564 | 10.22 | 9.271 | 9.664 | 9.308 | 9.7562 | 9.7562 | 9.7562 | 9.7562 | 9.7562 | 9.7562 | 9.7562 | 9.7562 | 9.7562 | 9.7562 | 9.7562
| Hartley_Vale | No | 0.1085% | Small growth | 0.57 | 0.45 | 1.28 | 1.245 | 1.436 | 1.14 | 1.1288 | 1.1192 | 1.1176 | 1.107 | 1.1057 | 1.108 | 1.114 | 1.1199 | 1.1299 | 1.1398
| Springvale_Borehole | Yes | 0% | Steady/falling | 1.503 | 1.782 | 1.712 | 2.046 | 0 | 0 | 0 | 0 | 0 | 0 | 0 | 0 | 0 | 0 | 0 | 0
| Springvale_No3_Shaft | Yes | 0% | Steady/falling | 8.659 | 9.291 | 9.48 | 9.084 | 8.968 | 20.3073 | 20.3073 | 20.3073 | 20.3073 | 20.3073 | 20.3073 | 20.3073 | 20.3073 | 20.3073 | 20.3073 | 20.3073
| Sand_Mine_Clarence | Yes | 0% | Steady/falling | 0 | 0 | 0 | 0 | 0 | 0 | 0.72 | 0.72 | 0.72 | 0.72 | 0.72 | 0.72 | 0.72 | 0.72 | 0.72 | 0.72
| Albion_Park | No | -0.8083% | Steady/falling | 20.127 | 20.45 | 25.1935 | 22.13 | 23.2785 | 24.004 | 25.8619 | 21.8779 | 22.4124 | 22.0932 | 22.1484 | 22.3605 | 22.7299 | 23.0687 | 23.5544 | 24.0402
| Calderwood | No | 36.34% | High growth | 0 | 0 | 0 | 0 | 0 | 0 | 0.7144 | 6.2738 | 6.9882 | 7.7026 | 8.417 | 9.1314 | 9.8458 | 10.7388 | 11.6318 | 11.6318
| Gerringong | No | 0.3032% | Small growth | 5.55 | 5.42 | 4.96 | 6.195 | 6.465 | 5.0367 | 5.0186 | 4.9803 | 5.0439 | 4.9517 | 4.9579 | 4.9722 | 4.9931 | 5.0226 | 5.0899 | 5.1572
| Jamberoo | No | 1.025% | Small growth | 2.609 | 2.61 | 2.8605 | 2.4781 | 2.6111 | 2.6566 | 2.7138 | 2.6993 | 2.7145 | 2.6852 | 2.6977 | 2.7312 | 2.7861 | 2.8373 | 2.906 | 2.9746
| Kiama | No | 2.264% | High growth | 9.813 | 9.49 | 10.043 | 10.6765 | 10.3291 | 10.6461 | 10.9925 | 10.9137 | 12.8637 | 12.7116 | 12.7811 | 12.8444 | 12.8958 | 12.9994 | 13.2227 | 13.446
| Sydney_Trains_Mount_Terry | Yes | 0% | Steady/falling | 3.717 | 3.916 | 3.513 | 2.426 | 2.677 | 2.6534 | 2.6534 | 2.6534 | 2.6534 | 2.6534 | 2.6534 | 2.6534 | 2.6534 | 2.6534 | 2.6534 | 2.6534
| Sydney_Trains_Bombo | Yes | 0% | Steady/falling | 0.77377 | 1.403 | 0.988 | 0.962 | 0.962 | 0.736 | 0.736 | 0.736 | 0.736 | 0.736 | 0.736 | 0.736 | 0.736 | 0.736 | 0.736 | 0.736
| Shellharbour | No | 1.238% | Small growth | 29.59 | 29.518 | 30.231 | 34.503 | 31.756 | 29.9034 | 30.5317 | 30.5982 | 32.4042 | 32.0117 | 32.0678 | 32.2942 | 32.6936 | 33.0599 | 33.5837 | 34.1074
| Warilla | No | 0.5679% | Small growth | 18.995 | 16.44 | 16.9254 | 15.6564 | 15.7597 | 17.3008 | 16.8691 | 16.4831 | 16.4875 | 16.1029 | 16.1168 | 16.2916 | 16.6313 | 16.9241 | 17.3376 | 17.751
| Cawdor | No | 0.4763% | Small growth | 26.5 | 24.11 | 25.913 | 30.463 | 26.175 | 23.575 | 25.7656 | 26.167 | 26.1153 | 25.8332 | 25.8145 | 25.8881 | 26.107 | 26.3149 | 26.6032 | 26.8914
| Sydney_Trains_Nepean | Yes | 0% | Steady/falling | 0.906 | 4.997 | 4.256 | 4.525 | 4.555 | 5.5369 | 5.5369 | 5.5369 | 5.5369 | 5.5369 | 5.5369 | 5.5369 | 5.5369 | 5.5369 | 5.5369 | 5.5369
| Oakdale | No | 2.018% | High growth | 1.8779 | 2.06 | 1.9391 | 1.9334 | 1.982 | 2.0975 | 2.2733 | 2.2635 | 2.2771 | 2.2595 | 2.2847 | 2.3416 | 2.4314 | 2.5142 | 2.6177 | 2.7212
| The_Oaks | No | -0.1603% | Steady/falling | 8.33 | 8.09 | 7.8 | 8.675 | 6.975 | 6.925 | 6.8501 | 6.7623 | 6.7351 | 6.6204 | 6.5863 | 6.5863 | 6.6212 | 6.6473 | 6.6996 | 6.7519
| Wollondilly_Wash | No | 0% | Steady/falling | 1.728 | 1.661 | 1.718 | 1.57 | 0.239 | 0.232 | 0.232 | 0.232 | 0.232 | 0.232 | 0.232 | 0.232 | 0.232 | 0.232 | 0.232 | 0.232
| BCSC_Maldon | Yes | 0% | Steady/falling | 8.164 | 8.184 | 8.292 | 8.476 | 8.201 | 8.052 | 8.052 | 8.052 | 8.052 | 8.052 | 8.052 | 8.052 | 8.052 | 8.052 | 8.052 | 8.052
| Maldon | No | 1.378% | Small growth | 17.956 | 18.28 | 21.0877 | 19.7812 | 19.409 | 20.4613 | 21.8223 | 22.4925 | 22.8797 | 22.7757 | 22.8879 | 23.1172 | 23.4668 | 23.8028 | 24.2425 | 24.6823
| Narellan | No | 1.731% | Small growth | 63.658 | 66.2133 | 67.8369 | 60.9868 | 63.4293 | 66.9648 | 71.1653 | 74.7851 | 76.9278 | 77.8406 | 79.39 | 80.6947 | 81.7035 | 82.8984 | 82.9765 | 83.0546
| Nepean_ZS | No | -0.1028% | Steady/falling | 32.876 | 33.57 | 38.3975 | 33.7523 | 35.6884 | 37.2066 | 38.9558 | 38.8833 | 36.5793 | 36.2501 | 36.3782 | 36.6796 | 37.1129 | 37.7385 | 38.1677 | 38.5969
| Tahmoor | No | 2.083% | High growth | 14.743 | 14.26 | 17.494 | 15.6514 | 16.0644 | 15.9847 | 17.2008 | 18.1136 | 18.882 | 18.7092 | 18.8125 | 19.0475 | 19.4174 | 19.7687 | 20.2385 | 20.7083
| Tahmoor_Colliery | Yes | 0% | Steady/falling | 17.2656 | 17.2656 | 17.411 | 17.976 | 20.294 | 19.9907 | 19.9907 | 19.9907 | 19.9907 | 19.9907 | 19.9907 | 19.9907 | 19.9907 | 19.9907 | 19.9907 | 19.9907
| Wilton | No | 17.69% | High growth | 2.46 | 3.98 | 4.545 | 4.898 | 4.658 | 3.945 | 4.7319 | 5.3005 | 5.9069 | 7.9373 | 13.31 | 16.4656 | 18.15 | 20.3986 | 20.4511 | 20.5035
| S32_No4_Shaft_Project | No | 0% | Steady/falling | 0 | 0 | 0 | 0 | 0 | 0 | 0 | 0 | 0 | 0 | 0 | 0 | 5.0692 | 5.0692 | 5.0692 | 5.0692
[5 empty] | 0 | 0 | 0 | 0 | 0 | 0 | 0 | 0 | 0 | 0 | 0 | 0 | 0 | 0 | 0 | 0
| Cement_Australia | Yes | 0% | Steady/falling | 9.26 | 9.979 | 9.087 | 8.91 | 9.029 | 8.717 | 8.717 | 8.717 | 8.717 | 8.717 | 8.717 | 8.717 | 8.717 | 8.717 | 8.717 | 8.717
| CRM | Yes | 0% | Steady/falling | 0.602 | 0.534 | 0.527 | 0.484 | 0.45 | 0.3989 | 0.3989 | 0.3989 | 0.3989 | 0.3989 | 0.3989 | 0.3989 | 0.3989 | 0.3989 | 0.3989 | 0.3989
| Metal_Manufacturers | Yes | 0% | Steady/falling | 4.34 | 8.987 | 6.539 | 6.706 | 6.859 | 6.814 | 6.814 | 6.814 | 6.814 | 6.814 | 6.814 | 6.814 | 6.814 | 6.814 | 6.814 | 6.814
| Morgan_Cement | Yes | 0% | Steady/falling | 6.484 | 4.76 | 4.914 | 4.792 | 4.659 | 4.992 | 4.992 | 4.992 | 4.992 | 4.992 | 4.992 | 4.992 | 4.992 | 4.992 | 4.992 | 4.992
| Port_Central | No | -1.273% | Steady/falling | 10.369 | 9.043 | 9.983 | 12.233 | 9.01 | 9.005 | 9.3473 | 8.9709 | 8.7109 | 8.457 | 8.3577 | 8.2987 | 8.2794 | 8.2637 | 8.2966 | 8.3295
| Sydney_Trains_Port_Kembla | Yes | 0% | Steady/falling | 5.002 | 4.373 | 6.36 | 6.189 | 5.304 | 5.6861 | 5.6861 | 5.6861 | 5.6861 | 5.6861 | 5.6861 | 5.6861 | 5.6861 | 5.6861 | 5.6861 | 5.6861
| Cambridge_Park | No | 0.8438% | Small growth | 18.067 | 19.48 | 22.9035 | 22.144 | 22.759 | 22.7557 | 22.4115 | 22.3376 | 22.6447 | 22.3649 | 22.4298 | 22.6362 | 22.9841 | 23.3021 | 23.7371 | 24.1721
| Cranebrook | No | 2.084% | High growth | 27.282 | 27.85 | 32.888 | 28.552 | 27.9 | 28.643 | 29.2919 | 31.9846 | 33.7286 | 33.8411 | 33.9026 | 34.07 | 34.3442 | 34.597 | 34.9325 | 35.268
| Emu_Plains | No | 0.6527% | Small growth | 30.707 | 30.95 | 35.0928 | 32.99 | 31.034 | 31.9968 | 32.7748 | 32.5977 | 33.2055 | 33.5022 | 33.5483 | 33.6876 | 33.9113 | 34.1281 | 34.4396 | 34.7512
| Jordan_Springs | No | 1.122% | Small growth | 22.9 | 19.8 | 21.775 | 24.75 | 21.25 | 18.8875 | 20.0029 | 21.0435 | 21.3857 | 21.1893 | 21.2122 | 21.3133 | 21.4927 | 21.655 | 21.885 | 22.115
| Kingswood | No | -0.05844% | Steady/falling | 42.862 | 42.26 | 44.3665 | 41.3412 | 42.4626 | 44.8961 | 48.2464 | 49.0857 | 48.6284 | 47.8046 | 47.4603 | 47.3314 | 47.4183 | 47.4565 | 47.7249 | 47.9933
| Test_Australia | Yes | 0% | Steady/falling | 0.28 | 0 | 0 | 0 | 0 | 0 | 0 | 0 | 0 | 0 | 0 | 0 | 0 | 0 | 0 | 0
| Glenmore_Park | No | 0.9191% | Small growth | 38.32 | 38.32 | 45.4567 | 39.684 | 38.262 | 40.2253 | 43.3366 | 45.0951 | 46.4136 | 46.4089 | 46.3243 | 46.3502 | 46.485 | 46.5943 | 46.8252 | 47.0561
| Luddenham | No | 18.3% | High growth | 8.153 | 6.94 | 7.1416 | 6.8656 | 6.564 | 6.4963 | 11.9032 | 16.5087 | 21.664 | 20.5855 | 25.9923 | 31.956 | 36.9986 | 42.6485 | 47.9536 | 54.0334
| North_Warragamba | No | 1.164% | Small growth | 9.798 | 9.798 | 12.3369 | 10.4512 | 10.029 | 10.3824 | 10.425 | 10.4941 | 10.5958 | 10.4584 | 10.5109 | 10.6442 | 10.8605 | 11.0592 | 11.3144 | 11.5696
| Penrith_11kv | No | 2.658% | High growth | 43 | 43.6646 | 45.1392 | 40.6278 | 41.4692 | 41.8911 | 46.0097 | 49.1333 | 50.8448 | 52.3462 | 54.0888 | 55.7627 | 56.9824 | 57.7302 | 58.1751 | 58.2603
| APM | Yes | 0% | Steady/falling | 0.288 | 0.288 | 0.192 | 0.168 | 0.168 | 0.115 | 0.115 | 0.115 | 0.115 | 0.115 | 0.115 | 0.115 | 0.115 | 0.115 | 0.115 | 0.115
| Bamarang | Yes | 0% | Steady/falling | 0.19344 | 0.19344 | 0.3 | 3.9854 | 5.96 | 5.7784 | 5.7784 | 5.7784 | 5.7784 | 5.7784 | 5.7784 | 5.7784 | 5.7784 | 5.7784 | 5.7784 | 5.7784
| Berry | No | 0.7843% | Small growth | 7.617 | 6.8 | 7.2488 | 7.1098 | 6.9671 | 6.7993 | 6.6742 | 6.58 | 6.5857 | 6.4351 | 6.4318 | 6.5176 | 6.6393 | 6.7701 | 6.9653 | 7.1604
| Bolong_Road | No | 0.5754% | Small growth | 2.864 | 2.864 | 2.479 | 3.212 | 2.986 | 4.1772 | 4.1647 | 4.1538 | 4.167 | 4.1455 | 4.1572 | 4.1853 | 4.2299 | 4.2723 | 4.3289 | 4.3855
| Bomaderry | No | 4.495% | High growth | 17.822 | 17.27 | 20.8782 | 17.2975 | 18.0141 | 17.9486 | 18.4936 | 19.0499 | 19.7836 | 20.1525 | 21.1707 | 22.4617 | 23.5562 | 24.7184 | 26.0954 | 27.4725
| Burrier | Yes | 0% | Steady/falling | 2.012 | 1.992 | 2.032 | 2.006 | 2.03 | 1.9984 | 1.9984 | 1.9984 | 1.9984 | 1.9984 | 1.9984 | 1.9984 | 1.9984 | 1.9984 | 1.9984 | 1.9984
| HMAS_Albatross | Yes | 10.73% | High growth | 4.831 | 3.932 | 4.404 | 4.098 | 3.61 | 3.678 | 3.678 | 3.678 | 9.2077 | 9.2077 | 9.2077 | 9.2077 | 9.2077 | 9.2077 | 9.2077 | 9.2077
| Kangaroo_Valley | No | 1.366% | Small growth | 2.305 | 2.36 | 2.31 | 1.935 | 2.1202 | 2.1873 | 2.3009 | 2.2945 | 2.3111 | 2.2892 | 2.3063 | 2.343 | 2.3999 | 2.4546 | 2.5272 | 2.5998
| Manildra | Yes | 0% | Steady/falling | 7.9396 | 8.6376 | 9.0114 | 9.2719 | 10.6125 | 13.1983 | 13.1983 | 13.1983 | 13.1983 | 13.1983 | 13.1983 | 13.1983 | 13.1983 | 13.1983 | 13.1983 | 13.1983
| Manildra_SM22 | Yes | 0% | Steady/falling | 24.7044 | 26.8764 | 28.0396 | 28.8501 | 33.0214 | 38.824 | 38.824 | 38.824 | 38.824 | 38.824 | 38.824 | 38.824 | 38.824 | 38.824 | 38.824 | 38.824
| Nowra_ | No | 0.6309% | Small growth | 23.306 | 22.86 | 22.7264 | 20.9697 | 21.2481 | 22.5175 | 22.963 | 22.9427 | 23.1758 | 22.9219 | 22.956 | 23.1032 | 23.3655 | 23.6061 | 23.9532 | 24.3003
| BHP_cordeaux_colliery | Yes | 0% | Steady/falling | 0.075 | 0.076 | 0.082 | 0.078 | 0.076 | 0.0691 | 0.0691 | 0.0691 | 0.0691 | 0.0691 | 0.0691 | 0.0691 | 0.0691 | 0.0691 | 0.0691 | 0.0691
| Dendrobium_Mine | Yes | 0% | Steady/falling | 9.895 | 9.75 | 9.838 | 10.852 | 12.167 | 13.4533 | 13.4533 | 13.4533 | 13.4533 | 13.4533 | 13.4533 | 13.4533 | 13.4533 | 13.4533 | 13.4533 | 13.4533
| Dendrobium_vent_fan_b | Yes | 20.01% | High growth | 0.618 | 0.731 | 1.444 | 1.538 | 0.713 | 0.4929 | 0.4929 | 0.4929 | 0.4929 | 0.4929 | 0.4929 | 0.4929 | 2.5444 | 2.5444 | 2.5444 | 2.5444
| Dapto | No | -6.88% | Steady/falling | 30.506 | 29.76 | 31.5836 | 29.9931 | 30.524 | 30.7804 | 30.9519 | 30.7953 | 31.2335 | 30.8315 | 30.7719 | 30.9611 | 14.8529 | 15.2206 | 15.7585 | 16.2964
| Grain_Terminal | Yes | 0% | Steady/falling | 3.888 | 2.2 | 2.246 | 2.013 | 3.283 | 3.746 | 3.746 | 3.746 | 3.746 | 3.746 | 3.746 | 3.746 | 3.746 | 3.746 | 3.746 | 3.746
| Figtree | No | 0.7025% | Small growth | 24.1 | 23 | 22.163 | 24.163 | 23.863 | 21.675 | 21.483 | 21.3038 | 21.3918 | 21.0628 | 21.1022 | 21.2957 | 21.6419 | 21.9621 | 22.4211 | 22.88
| Inner_Harbour | No | 0% | Steady/falling | 7.77 | 7.82 | 8.321 | 8.858 | 9.034 | 8.6652 | 9.5691 | 9.5691 | 9.5691 | 9.5691 | 9.5691 | 9.5691 | 9.5691 | 9.5691 | 9.5691 | 9.5691
| Kenny_Street | No | 1.452% | Small growth | 17.673 | 17.05 | 19.572 | 16.0209 | 15.5858 | 15.272 | 18.3109 | 20.9334 | 20.9332 | 20.8888 | 20.8738 | 20.8634 | 20.8571 | 20.8498 | 20.849 | 20.8482
| Kembla_Grange | No | -6.456% | Steady/falling | 4.23 | 4 | 4.302 | 4.734 | 5.64 | 6.3917 | 8.8028 | 9.6769 | 9.7988 | 9.7311 | 9.7553 | 9.8185 | 4.4715 | 4.5668 | 4.6975 | 4.8281
| Lysaghts | Yes | 0% | Steady/falling | 30.388 | 32.318 | 30.246 | 30.688 | 29.852 | 30.1964 | 30.1964 | 30.1964 | 30.1964 | 30.1964 | 30.1964 | 30.1964 | 30.1964 | 30.1964 | 30.1964 | 30.1964
| Nepean_conveyors | Yes | 0% | Steady/falling | 0.256 | 0.192 | 0.184 | 0.078 | 0.33 | 0.1268 | 0.1268 | 0.1268 | 0.1268 | 0.1268 | 0.1268 | 0.1268 | 0.1268 | 0.1268 | 0.1268 | 0.1268
| North_Wollongong | No | -1.317% | Steady/falling | 13.437 | 13.32 | 12.528 | 13.241 | 11.095 | 13.6717 | 13.9653 | 13.368 | 12.9475 | 12.3148 | 12.01 | 12.0333 | 12.1026 | 12.1603 | 12.2773 | 12.3942
| Port_Kembla | No | 1.201% | Small growth | 12.96 | 10.8 | 11.1675 | 10.5228 | 10.5013 | 9.6822 | 10.8881 | 10.7981 | 10.9093 | 10.6828 | 10.731 | 10.8941 | 11.1727 | 11.4245 | 11.7738 | 12.1231
| South_Wollongong | No | -0.436% | Steady/falling | 15.097 | 12.44 | 12.86 | 12.103 | 11.8139 | 11.8463 | 11.9104 | 11.7222 | 11.8975 | 11.6441 | 11.5375 | 11.4719 | 11.4529 | 11.4263 | 11.4387 | 11.4511
| Unanderra | No | -0.9118% | Steady/falling | 12.91 | 12.46 | 13.1976 | 13.537 | 12.522 | 12.7257 | 12.5851 | 12.2812 | 12.0769 | 11.8026 | 11.6542 | 11.5736 | 11.5611 | 11.5398 | 11.5645 | 11.5892
| West_Wollongong | No | 0.6614% | Small growth | 11.601 | 11.25 | 12.5352 | 11.2126 | 11.4624 | 12.0582 | 11.9237 | 11.8065 | 11.9105 | 11.6871 | 11.7088 | 11.811 | 11.9923 | 12.1582 | 12.4054 | 12.6525
| Wongawilli_Colliery | Yes | 0% | Steady/falling | 1.36 | 1.24 | 1.208 | 0.313 | 0.197 | 0.222 | 0.222 | 0.222 | 0.222 | 0.222 | 0.222 | 0.222 | 0.222 | 0.222 | 0.222 | 0.222
| Wongawilli_No4_Airshaft | Yes | 0% | Steady/falling | 2.016 | 1.836 | 1.724 | 0 | 0 | 0 | 0 | 0 | 0 | 0 | 0 | 0 | 0 | 0 | 0 | 0
| Kellyville | No | 0.5853% | Small growth | 17.696 | 18.54 | 21.1565 | 19.257 | 19.4533 | 19.3831 | 22.6934 | 22.6225 | 23.1898 | 23.0784 | 23.147 | 23.2472 | 23.378 | 23.5159 | 23.7165 | 23.9171
| Kenthurst | No | 0.1005% | Small growth | 17.878 | 15.93 | 18.6287 | 18.5939 | 18.9893 | 19.1991 | 18.7767 | 19.5263 | 19.3435 | 19.056 | 18.9321 | 18.8551 | 18.8251 | 18.8106 | 18.8789 | 18.9471
| Healey_Cct_Data | Yes | 0% | Steady/falling | 0 | 0 | 16.317 | 11.82 | 17.037 | 24.608 | 24.608 | 24.608 | 24.608 | 24.608 | 24.608 | 24.608 | 24.608 | 24.608 | 24.608 | 24.608
| CDC | Yes | 0% | Steady/falling | 0 | 0 | 0 | 0 | 0 | 0 | 0 | 0 | 0 | 0 | 0 | 0 | 0 | 0 | 0 | 0
| DCI | Yes | 0% | Steady/falling | 0 | 0 | 0 | 0 | 0 | 0 | 0 | 0 | 0 | 0 | 0 | 0 | 0 | 0 | 0 | 0
| SYD_55 | Yes | 0% | Steady/falling | 0 | 0 | 0 | 0 | 0 | 0 | 0 | 0 | 0 | 0 | 0 | 0 | 0 | 0 | 0 | 0
| Augusta_DC | Yes | 0% | Steady/falling | 0 | 0 | 0 | 0 | 0 | 0 | 0 | 0 | 0 | 0 | 0 | 0 | 0 | 0 | 0 | 0
| Honeman_DC | Yes | 0% | Steady/falling | 0 | 0 | 0 | 0 | 0 | 0 | 0 | 0 | 0 | 0 | 0 | 0 | 0 | 0 | 0 | 0
| Station_DC | Yes | 0% | Steady/falling | 0 | 0 | 0 | 0 | 0 | 0 | 0 | 0 | 0 | 0 | 0 | 0 | 0 | 0 | 0 | 0
| Aerotropolis | No | 19.66% | High growth | 0 | 0 | 0 | 0 | 0 | 0 | 0 | 0 | 18.0346 | 28.3703 | 46.5925 | 44.5599 | 46.0732 | 47.5064 | 61.4098 | 63.3413
| Arndell_Park | No | 0.2838% | Small growth | 29.593 | 28.31 | 28.885 | 27.87 | 30.5771 | 27.9491 | 28.2953 | 30.3298 | 30.1337 | 29.7415 | 29.529 | 29.372 | 29.2697 | 29.1563 | 29.0913 | 29.0263
| Baulkham_Hills_11kv | No | 0.3279% | Small growth | 30.983 | 29.01 | 31.3359 | 30.105 | 31.1434 | 32.0919 | 31.7391 | 32.1191 | 32.0833 | 31.6959 | 31.6417 | 31.702 | 31.8757 | 32.0521 | 32.3701 | 32.6881
| One_Steel_Mini_Mill | Yes | 0% | Steady/falling | 74.572 | 75.938 | 68.385 | 68.288 | 69.466 | 79.31 | 79.31 | 79.31 | 79.31 | 79.31 | 79.31 | 79.31 | 79.31 | 79.31 | 79.31 | 79.31
| Doonside | No | 0.4228% | Small growth | 39.335 | 36.83 | 41.9046 | 38.187 | 41.06 | 42.5504 | 41.1049 | 40.4861 | 40.2852 | 39.4198 | 39.5229 | 39.8982 | 40.5041 | 41.0791 | 41.8874 | 42.6958
| Eastern_Crk | No | 7.607% | High growth | 19.2 | 18.3 | 20.213 | 24.225 | 25.8 | 21 | 31.1183 | 56.7297 | 58.2583 | 59.2226 | 59.8723 | 60.1007 | 60.123 | 60.1439 | 60.17 | 60.1961
| Huntingwood | No | 6.399% | High growth | 26.4 | 25.1 | 25.343 | 32.4 | 34.838 | 42.5125 | 47.9846 | 56.4369 | 69.7872 | 74.4047 | 79.0661 | 83.751 | 83.7697 | 83.7861 | 83.8221 | 83.858
| Mamre | No | 2.449% | High growth | 47.102 | 49.68 | 56.4385 | 52.1333 | 53.0656 | 58.8386 | 79.1521 | 86.7537 | 91.5851 | 92.9897 | 94.7291 | 96.1669 | 97.3024 | 97.9684 | 98.2996 | 98.4101
| North_Eastern_Creek | No | 1.685% | Small growth | 10.2 | 11.4 | 13.163 | 13.65 | 12.113 | 12.75 | 20.2388 | 23.643 | 23.6255 | 23.6068 | 23.5916 | 23.5772 | 23.5636 | 23.5499 | 23.5365 | 23.5232
| Quakers_Hill | No | 0.2939% | Small growth | 36.248 | 37.49 | 41.2493 | 36.4843 | 39.2484 | 40.4663 | 39.4193 | 38.8002 | 38.7429 | 37.9658 | 37.7014 | 37.6445 | 37.7934 | 39.8777 | 40.176 | 40.4743
| Rooty_Hill | No | -0.3716% | Steady/falling | 34.71 | 35.1 | 36.7497 | 32.9875 | 34.1387 | 34.788 | 36.2534 | 35.7009 | 35.6743 | 34.9078 | 34.6586 | 34.5705 | 34.6424 | 34.6904 | 34.8747 | 35.0589
| Science_Park | No | 18.45% | High growth | 0 | 0 | 0 | 0 | 0 | 0 | 0 | 0 | 0 | 7.7919 | 9.5323 | 11.2727 | 13.0131 | 15.8479 | 18.6827 | 21.5175
| South_Erskine_Park | No | 8.723% | High growth | 0 | 0 | 0 | 0 | 0 | 0 | 50.9309 | 54.338 | 63.0487 | 72.8413 | 82.5776 | 96.3091 | 105.4367 | 108.1119 | 108.1119 | 108.1119
| West_Wetherill_Park | No | 2.125% | High growth | 29.925 | 29.325 | 25.8 | 23.4 | 23.1 | 21.4875 | 31.9998 | 35.3501 | 38.7234 | 38.6966 | 38.683 | 38.6743 | 38.6699 | 38.6659 | 38.6668 | 38.6678
| Wetherill_Park | No | -0.1505% | Steady/falling | 27.662 | 26.264 | 28.531 | 26.276 | 26.605 | 26.83 | 37.8422 | 37.7294 | 37.6492 | 37.54 | 37.4756 | 37.429 | 37.4 | 37.3689 | 37.3509 | 37.3328
| Bella_Vista | No | 2.583% | High growth | 45.2633 | 43.51 | 46.1152 | 44.456 | 45.6087 | 46.069 | 48.9612 | 50.5398 | 52.2165 | 53.6908 | 55.3265 | 56.8634 | 58.3004 | 59.5241 | 60.6656 | 61.5937
| Box_Hill | No | 17.42% | High growth | 0 | 0 | 0 | 0 | 0 | 0 | 0 | 16.5142 | 24.5965 | 28.6397 | 33.0135 | 39.1446 | 45.9622 | 50.383 | 55.0377 | 59.6924
| Cheriton_Avenue | No | 2.314% | High growth | 26.97 | 27.7948 | 23.4924 | 22.583 | 23.082 | 23.6577 | 23.2688 | 24.0964 | 23.9123 | 24.5802 | 25.3733 | 26.1263 | 26.8386 | 27.4578 | 28.0755 | 28.5887
| Marsden_Park | No | 13.96% | High growth | 0 | 2.997 | 5.388 | 10.163 | 10.463 | 13.5875 | 19.3794 | 32.0195 | 37.5907 | 40.2711 | 42.1622 | 45.1159 | 49.5224 | 53.9198 | 58.3833 | 62.8468
| Mungerie_Park | No | 0.7047% | Small growth | 49.547 | 56.75 | 73.5282 | 81.16 | 85.47 | 80.0167 | 79.6485 | 72.5033 | 75.1985 | 78.811 | 79.5333 | 80.3766 | 81.3388 | 82.1512 | 83.5691 | 84.8445
| Trifalga_Data_Centre | Yes | 0% | Steady/falling | 0 | 0 | 0 | 0 | 0 | 0 | 0 | 0 | 0 | 0 | 0 | 0 | 0 | 0 | 0 | 0
| NWRL_Rouse_Hill | Yes | 0% | Steady/falling | 0 | 0 | 0 | 19.123 | 9.18 | 10.662 | 10.662 | 10.662 | 10.662 | 10.662 | 10.662 | 10.662 | 10.662 | 10.662 | 10.662 | 10.662
| Schofields | No | 12.93% | High growth | 16.903 | 18.99 | 25.1826 | 25.2538 | 24.3407 | 26.9855 | 32.1862 | 46.4527 | 57.4282 | 67.7812 | 74.4081 | 80.9022 | 86.0959 | 89.4767 | 92.8711 | 96.1331
| South_Marsden_Park | No | 12.98% | High growth | 4.57 | 6.89 | 8.438 | 10.34 | 11.297 | 11.81 | 13.5001 | 19.7311 | 23.5001 | 26.4064 | 29.3997 | 32.4571 | 35.5896 | 37.144 | 38.8187 | 40.4934
| Parklea | No | 1.167% | Small growth | 85.433 | 80.56 | 79.5582 | 75.3539 | 78.3818 | 78.9402 | 83.2517 | 85.6209 | 86.855 | 87.2912 | 88.2152 | 89.1933 | 90.206 | 90.994 | 91.8012 | 92.4144
| West_Castle_Hill | No | 2.891% | High growth | 40.004 | 36.93 | 38.968 | 36.0456 | 36.4796 | 38.0536 | 39.5665 | 42.2395 | 43.8567 | 45.4411 | 46.7051 | 47.833 | 48.8614 | 49.736 | 50.5293 | 51.1359
| Lithgow | No | 1.637% | Small growth | 13.656 | 11.544 | 13.605 | 14.355 | 12.052 | 12 | 12.1316 | 12.8427 | 12.9848 | 12.7377 | 12.7825 | 12.9201 | 13.1507 | 13.3746 | 13.7077 | 14.0408
| Meadow_Flat | No | 0.9552% | Small growth | 0.909 | 0.886 | 0.953 | 0.921 | 0.936 | 1.0356 | 1.0623 | 1.0566 | 1.0662 | 1.0535 | 1.0591 | 1.071 | 1.0888 | 1.1062 | 1.1317 | 1.1572
| Portland | No | 0.8756% | Small growth | 2.772 | 2.784 | 2.453 | 2.285 | 2.31 | 2.49 | 3.0544 | 3.1806 | 3.1951 | 3.1722 | 3.1771 | 3.1918 | 3.215 | 3.2364 | 3.2701 | 3.3037
| Springvale_Colliery | Yes | 0% | Steady/falling | 4.694 | 5.137 | 1.872 | 1.916 | 5.434 | 5.3508 | 5.3508 | 5.3508 | 5.3508 | 5.3508 | 5.3508 | 5.3508 | 5.3508 | 5.3508 | 5.3508 | 5.3508
| Sydney_Trains_Wallerawang | Yes | 0% | Steady/falling | 2.931 | 2.823 | 2.68 | 2.68 | 1.423 | 1.42 | 1.42 | 1.42 | 1.42 | 1.42 | 1.42 | 1.42 | 1.42 | 1.42 | 1.42 | 1.42
| Blaxland | No | 0.6632% | Small growth | 20.975 | 21.48 | 22.6561 | 21.996 | 22.6724 | 22.8307 | 22.6371 | 22.84 | 22.9615 | 22.7409 | 22.7948 | 22.9319 | 23.1502 | 23.3699 | 23.6973 | 24.0247
| Springwood | No | 0.8501% | Small growth | 22.825 | 22.68 | 26.0677 | 23.1774 | 23.6861 | 23.4803 | 23.357 | 23.2494 | 23.9587 | 23.7059 | 23.7763 | 23.9405 | 24.1963 | 24.4513 | 24.8287 | 25.2061
| Bonnyrigg | No | 0.1865% | Small growth | 31.449 | 31.09 | 30.8938 | 28.013 | 30.7612 | 30.5852 | 30.102 | 29.6389 | 29.5202 | 28.9331 | 28.815 | 28.9246 | 29.2696 | 29.6049 | 30.108 | 30.6112
| Hinchinbrook | No | 5.527% | High growth | 45.7 | 38.46 | 46.9389 | 40.9043 | 43.7065 | 45.5775 | 48.1832 | 52.0199 | 57.9391 | 63.2403 | 67.8134 | 71.2115 | 74.0449 | 76.0783 | 77.5248 | 78.1937
| Homepride | No | 3.573% | High growth | 36.252 | 38.444 | 36.601 | 34.442 | 32.571 | 32.103 | 36.8562 | 38.1076 | 39.686 | 40.747 | 42.2246 | 43.923 | 45.6974 | 47.3411 | 48.9938 | 50.5496
| Kemps_Creek | No | 6.751% | High growth | 11.896 | 10.81 | 11.4288 | 10.2571 | 11.2527 | 11.3356 | 30.507 | 31.7116 | 35.1258 | 28.0686 | 29.8074 | 34.8751 | 39.9866 | 44.853 | 49.1594 | 54.9219
| Prestons | No | 3.374% | High growth | 23.943 | 25.89 | 32.1042 | 29.1584 | 28.6727 | 30.4211 | 33.7819 | 37.1217 | 41.1791 | 43.4496 | 44.5253 | 44.8316 | 44.9458 | 45.0573 | 45.298 | 45.5387
| West_Liverpool_ZS | No | -0.4214% | Steady/falling | 34.693 | 32.21 | 32.1417 | 30.1583 | 27.9644 | 33.8138 | 36.5663 | 36.5837 | 36.2354 | 35.5557 | 35.236 | 35.0771 | 35.0797 | 35.0456 | 35.1241 | 35.2027
| Brundee | Yes | 0% | Steady/falling | 0.31 | 0.313 | 0.32 | 0.319 | 0.32 | 0.3204 | 0.3204 | 0.3204 | 0.3204 | 0.3204 | 0.3204 | 0.3204 | 0.3204 | 0.3204 | 0.3204 | 0.3204
| Culburra | No | 0.6539% | Small growth | 11.088 | 9.43 | 9.594 | 9.77 | 10.347 | 8.8333 | 8.7295 | 8.6339 | 8.739 | 8.5001 | 8.5032 | 8.5759 | 8.7184 | 8.8478 | 9.0524 | 9.2569
| Huskisson | No | 3.529% | High growth | 15.3 | 12.39 | 12.182 | 14.865 | 14 | 8.9033 | 9.4532 | 9.5623 | 10.0231 | 10.1784 | 10.7193 | 11.2531 | 11.7673 | 12.1198 | 12.5179 | 12.916
| South_Nowra | No | 2.03% | High growth | 8.928 | 7.69 | 9.0357 | 8.4503 | 8.5907 | 8.3494 | 6.8045 | 7.7948 | 8.2901 | 8.3448 | 8.2957 | 8.229 | 8.1958 | 8.1625 | 8.1579 | 8.1533
| Sussex_Inlet | No | 2.46% | High growth | 7.27 | 4.99 | 5.256 | 6.171 | 5.976 | 5.1617 | 5.2697 | 5.3786 | 5.5628 | 5.5034 | 5.5571 | 5.6808 | 5.8753 | 6.0606 | 6.3093 | 6.558
| Tomerong_ZS | No | 0.67% | Small growth | 10.63 | 9.31 | 8.62 | 10.51 | 9.745 | 8.695 | 8.8669 | 9.1439 | 9.3116 | 9.125 | 9.1062 | 9.1248 | 9.1803 | 9.2274 | 9.3218 | 9.4161
| Yatte_Yattah | No | 0.07222% | Small growth | 3.098 | 4.807 | 2.41 | 4.032 | 3.369 | 3.369 | 3.3383 | 3.3324 | 3.3302 | 3.3235 | 3.3216 | 3.3212 | 3.3342 | 3.341 | 3.3505 | 3.3601

## Inputs ->
Inputs ->

## Demand forecast
Demand forecast
Input of demand forecast
SDF2023 - No Data Centres
| Location | Year | Actual_MVA | MW10 | MVAR10 | MVA10 | PF10 | MW50 | MVAR50 | MVA50 | PF50 | Major_Customer | TS | Gbook
1 | Jasper_Road | 2017 | 41.284 | 37.705 | 10.0168 | 39.0129 | 0.96648 | 31.794 | 8.4465 | 32.8968 | 0.96648 | No | Baulkham_Hills | SDF2023
2 | Jasper_Road | 2018 | 35.078 | 35 | 7.9815 | 35.8985 | 0.97497 | 29.97 | 6.8345 | 30.7394 | 0.97497 | No | Baulkham_Hills | SDF2023
3 | Jasper_Road | 2019 | 39.78 | 42.07 | 10.0081 | 43.244 | 0.97285 | 35.58 | 8.4642 | 36.5729 | 0.97285 | No | Baulkham_Hills | SDF2023
4 | Jasper_Road | 2020 | 38.535 | 35.908 | 7.4187 | 36.6664 | 0.97932 | 29.895 | 6.1764 | 30.5264 | 0.97932 | No | Baulkham_Hills | SDF2023
5 | Jasper_Road | 2021 | 32.799 | 37.0663 | 6.8684 | 37.6973 | 0.98326 | 31.3845 | 5.8156 | 31.9188 | 0.98326 | No | Baulkham_Hills | SDF2023
6 | Jasper_Road | 2022 | 26.77 | 36.5875 | 5.2851 | 36.9673 | 0.98973 | 31.171 | 4.5027 | 31.4945 | 0.98973 | No | Baulkham_Hills | SDF2023
7 | Jasper_Road | 2023 | . | 37.0934 | 5.3582 | 37.4784 | 0.98973 | 31.6768 | 4.5758 | 32.0056 | 0.98973 | No | Baulkham_Hills | SDF2023
8 | Jasper_Road | 2024 | . | 36.7893 | 5.3143 | 37.1712 | 0.98973 | 31.3728 | 4.5319 | 31.6984 | 0.98973 | No | Baulkham_Hills | SDF2023
9 | Jasper_Road | 2025 | . | 37.9995 | 5.4891 | 38.3939 | 0.98973 | 32.583 | 4.7067 | 32.9212 | 0.98973 | No | Baulkham_Hills | SDF2023
10 | Jasper_Road | 2026 | . | 37.544 | 5.4233 | 37.9337 | 0.98973 | 32.1275 | 4.6409 | 32.4609 | 0.98973 | No | Baulkham_Hills | SDF2023
11 | Jasper_Road | 2027 | . | 37.4145 | 5.4046 | 37.8028 | 0.98973 | 31.998 | 4.6222 | 32.3301 | 0.98973 | No | Baulkham_Hills | SDF2023
12 | Jasper_Road | 2028 | . | 37.3274 | 5.392 | 37.7148 | 0.98973 | 31.9109 | 4.6096 | 32.2421 | 0.98973 | No | Baulkham_Hills | SDF2023
13 | Jasper_Road | 2029 | . | 37.2796 | 5.3851 | 37.6666 | 0.98973 | 31.8631 | 4.6027 | 32.1938 | 0.98973 | No | Baulkham_Hills | SDF2023
14 | Jasper_Road | 2030 | . | 37.2436 | 5.3799 | 37.6302 | 0.98973 | 31.8271 | 4.5975 | 32.1574 | 0.98973 | No | Baulkham_Hills | SDF2023
15 | Jasper_Road | 2031 | . | 37.3129 | 5.3899 | 37.7002 | 0.98973 | 31.8964 | 4.6075 | 32.2274 | 0.98973 | No | Baulkham_Hills | SDF2023
16 | Jasper_Road | 2032 | . | 37.3822 | 5.3999 | 37.7702 | 0.98973 | 31.9657 | 4.6175 | 32.2974 | 0.98973 | No | Baulkham_Hills | SDF2023
17 | Northmead | 2017 | 24.695 | 23.156 | 2.9274 | 23.3403 | 0.9921 | 20.978 | 2.652 | 21.145 | 0.9921 | No | Baulkham_Hills | SDF2023
18 | Northmead | 2018 | 27.666 | 26.12 | 6.4467 | 26.9038 | 0.97087 | 23.95 | 5.9111 | 24.6687 | 0.97087 | No | Baulkham_Hills | SDF2023
19 | Northmead | 2019 | 27.61 | 28.49 | 3.1762 | 28.6665 | 0.99384 | 25.75 | 2.8708 | 25.9095 | 0.99384 | No | Baulkham_Hills | SDF2023
20 | Northmead | 2020 | 27.675 | 26.504 | 0.58331 | 26.5104 | 0.99976 | 23.3537 | 0.51398 | 23.3594 | 0.99976 | No | Baulkham_Hills | SDF2023
21 | Northmead | 2021 | 19.697 | 24.481 | 0.74031 | 24.4922 | 0.99954 | 21.5909 | 0.65291 | 21.6008 | 0.99954 | No | Baulkham_Hills | SDF2023
22 | Northmead | 2022 | 20.6474 | 24.8912 | 1.4491 | 24.9334 | 0.99831 | 22.0429 | 1.2833 | 22.0802 | 0.99831 | No | Baulkham_Hills | SDF2023
23 | Northmead | 2023 | . | 24.6123 | 3.051 | 24.8007 | 0.9924 | 21.7665 | 2.6982 | 21.9331 | 0.9924 | No | Baulkham_Hills | SDF2023
24 | Northmead | 2024 | . | 24.9083 | 3.0877 | 25.0989 | 0.9924 | 22.0625 | 2.7349 | 22.2313 | 0.9924 | No | Baulkham_Hills | SDF2023
25 | Northmead | 2025 | . | 24.7694 | 3.0705 | 24.959 | 0.9924 | 21.9236 | 2.7177 | 22.0914 | 0.9924 | No | Baulkham_Hills | SDF2023
26 | Northmead | 2026 | . | 24.3887 | 3.0233 | 24.5754 | 0.9924 | 21.5429 | 2.6705 | 21.7078 | 0.9924 | No | Baulkham_Hills | SDF2023
27 | Northmead | 2027 | . | 24.2642 | 3.0079 | 24.45 | 0.9924 | 21.4611 | 2.6604 | 21.6253 | 0.9924 | No | Baulkham_Hills | SDF2023
28 | Northmead | 2028 | . | 24.3008 | 3.0124 | 24.4868 | 0.9924 | 21.5386 | 2.67 | 21.7035 | 0.9924 | No | Baulkham_Hills | SDF2023
29 | Northmead | 2029 | . | 24.463 | 3.0325 | 24.6503 | 0.9924 | 21.7009 | 2.6901 | 21.867 | 0.9924 | No | Baulkham_Hills | SDF2023
30 | Northmead | 2030 | . | 24.6341 | 3.0537 | 24.8226 | 0.9924 | 21.8719 | 2.7113 | 22.0393 | 0.9924 | No | Baulkham_Hills | SDF2023
31 | Northmead | 2031 | . | 24.9234 | 3.0896 | 25.1142 | 0.9924 | 22.1612 | 2.7472 | 22.3308 | 0.9924 | No | Baulkham_Hills | SDF2023
32 | Northmead | 2032 | . | 25.2127 | 3.1254 | 25.4057 | 0.9924 | 22.4505 | 2.783 | 22.6224 | 0.9924 | No | Baulkham_Hills | SDF2023
33 | North_Rocks | 2017 | 21.617 | 20.94 | 1.469 | 20.9915 | 0.99755 | 18.565 | 1.3024 | 18.6106 | 0.99755 | No | Baulkham_Hills | SDF2023
34 | North_Rocks | 2018 | 18.8577 | 19.85 | 1.2573 | 19.8898 | 0.998 | 17.43 | 1.104 | 17.4649 | 0.998 | No | Baulkham_Hills | SDF2023
35 | North_Rocks | 2019 | 21.61 | 22.71 | 6.1443 | 23.5265 | 0.96529 | 19.65 | 5.3164 | 20.3565 | 0.96529 | No | Baulkham_Hills | SDF2023
36 | North_Rocks | 2020 | 19.618 | 19.517 | 4.0946 | 19.9419 | 0.97869 | 17.1037 | 3.5883 | 17.4761 | 0.97869 | No | Baulkham_Hills | SDF2023
37 | North_Rocks | 2021 | 19.53 | 20.678 | 0.8109 | 20.6939 | 0.99923 | 18.3783 | 0.72072 | 18.3924 | 0.99923 | No | Baulkham_Hills | SDF2023
38 | North_Rocks | 2022 | 18.6818 | 21.4172 | 1.5982 | 21.4767 | 0.99723 | 19.1432 | 1.4285 | 19.1964 | 0.99723 | No | Baulkham_Hills | SDF2023
39 | North_Rocks | 2023 | . | 21.3301 | 3.1408 | 21.5601 | 0.98933 | 19.0561 | 2.8059 | 19.2615 | 0.98933 | No | Baulkham_Hills | SDF2023
40 | North_Rocks | 2024 | . | 21.153 | 3.1147 | 21.3811 | 0.98933 | 18.879 | 2.7799 | 19.0825 | 0.98933 | No | Baulkham_Hills | SDF2023
41 | North_Rocks | 2025 | . | 21.152 | 3.1146 | 21.3801 | 0.98933 | 18.878 | 2.7797 | 19.0816 | 0.98933 | No | Baulkham_Hills | SDF2023
42 | North_Rocks | 2026 | . | 20.9531 | 3.0853 | 21.179 | 0.98933 | 18.6791 | 2.7504 | 18.8805 | 0.98933 | No | Baulkham_Hills | SDF2023
43 | North_Rocks | 2027 | . | 20.9489 | 3.0846 | 21.1747 | 0.98933 | 18.6749 | 2.7498 | 18.8762 | 0.98933 | No | Baulkham_Hills | SDF2023
44 | North_Rocks | 2028 | . | 21.0105 | 3.0937 | 21.237 | 0.98933 | 18.7365 | 2.7589 | 18.9385 | 0.98933 | No | Baulkham_Hills | SDF2023
45 | North_Rocks | 2029 | . | 21.1376 | 3.1124 | 21.3655 | 0.98933 | 18.8636 | 2.7776 | 19.067 | 0.98933 | No | Baulkham_Hills | SDF2023
46 | North_Rocks | 2030 | . | 21.2728 | 3.1324 | 21.5022 | 0.98933 | 18.9988 | 2.7975 | 19.2037 | 0.98933 | No | Baulkham_Hills | SDF2023
47 | North_Rocks | 2031 | . | 21.5006 | 3.1659 | 21.7324 | 0.98933 | 19.2266 | 2.831 | 19.4339 | 0.98933 | No | Baulkham_Hills | SDF2023
48 | North_Rocks | 2032 | . | 21.7283 | 3.1994 | 21.9626 | 0.98933 | 19.4543 | 2.8646 | 19.6641 | 0.98933 | No | Baulkham_Hills | SDF2023
49 | Seven_Hills | 2017 | 27.216 | 26.108 | 7.6865 | 27.216 | 0.95929 | 26.108 | 7.6865 | 27.216 | 0.95929 | No | Baulkham_Hills | SDF2023
50 | Seven_Hills | 2018 | 24.1709 | 23.76 | 4.4379 | 24.1709 | 0.983 | 23.76 | 4.4379 | 24.1709 | 0.983 | No | Baulkham_Hills | SDF2023
51 | Seven_Hills | 2019 | 23.12 | 22.37 | 5.841 | 23.12 | 0.96756 | 22.37 | 5.841 | 23.12 | 0.96756 | No | Baulkham_Hills | SDF2023
52 | Seven_Hills | 2020 | 21.552 | 20.508 | 6.6265 | 21.552 | 0.95156 | 20.508 | 6.6265 | 21.552 | 0.95156 | No | Baulkham_Hills | SDF2023
53 | Seven_Hills | 2021 | 18.816 | 18.198 | 4.7827 | 18.816 | 0.96716 | 18.198 | 4.7827 | 18.816 | 0.96716 | No | Baulkham_Hills | SDF2023
54 | Seven_Hills | 2022 | 20.97 | 20.3167 | 5.1935 | 20.97 | 0.96885 | 20.3167 | 5.1935 | 20.97 | 0.96885 | No | Baulkham_Hills | SDF2023
55 | Seven_Hills | 2023 | . | 21.0794 | 5.6212 | 21.816 | 0.96623 | 21.0794 | 5.6212 | 21.816 | 0.96623 | No | Baulkham_Hills | SDF2023
56 | Seven_Hills | 2024 | . | 21.4492 | 5.7198 | 22.1987 | 0.96623 | 21.4492 | 5.7198 | 22.1987 | 0.96623 | No | Baulkham_Hills | SDF2023
57 | Seven_Hills | 2025 | . | 22.0734 | 5.8862 | 22.8447 | 0.96623 | 22.0734 | 5.8862 | 22.8447 | 0.96623 | No | Baulkham_Hills | SDF2023
58 | Seven_Hills | 2026 | . | 21.7738 | 5.8063 | 22.5347 | 0.96623 | 21.7738 | 5.8063 | 22.5347 | 0.96623 | No | Baulkham_Hills | SDF2023
59 | Seven_Hills | 2027 | . | 21.6548 | 5.7746 | 22.4116 | 0.96623 | 21.6548 | 5.7746 | 22.4116 | 0.96623 | No | Baulkham_Hills | SDF2023
60 | Seven_Hills | 2028 | . | 21.6092 | 5.7625 | 22.3644 | 0.96623 | 21.6092 | 5.7625 | 22.3644 | 0.96623 | No | Baulkham_Hills | SDF2023
61 | Seven_Hills | 2029 | . | 21.6362 | 5.7696 | 22.3922 | 0.96623 | 21.6362 | 5.7696 | 22.3922 | 0.96623 | No | Baulkham_Hills | SDF2023
62 | Seven_Hills | 2030 | . | 21.6571 | 5.7752 | 22.4139 | 0.96623 | 21.6571 | 5.7752 | 22.4139 | 0.96623 | No | Baulkham_Hills | SDF2023
63 | Seven_Hills | 2031 | . | 21.7439 | 5.7984 | 22.5038 | 0.96623 | 21.7439 | 5.7984 | 22.5038 | 0.96623 | No | Baulkham_Hills | SDF2023
64 | Seven_Hills | 2032 | . | 21.8308 | 5.8216 | 22.5937 | 0.96623 | 21.8308 | 5.8216 | 22.5937 | 0.96623 | No | Baulkham_Hills | SDF2023
65 | Westmead | 2017 | 25.114 | 24.975 | 5.3841 | 25.5488 | 0.97754 | 23.596 | 5.0868 | 24.1381 | 0.97754 | No | Baulkham_Hills | SDF2023
66 | Westmead | 2018 | 26.117 | 23.1 | 11.1861 | 25.6659 | 0.90003 | 21.78 | 10.5469 | 24.1993 | 0.90003 | No | Baulkham_Hills | SDF2023
67 | Westmead | 2019 | 24.32 | 25.78 | 5.0866 | 26.277 | 0.98109 | 24.31 | 4.7965 | 24.7787 | 0.98109 | No | Baulkham_Hills | SDF2023
68 | Westmead | 2020 | 26.961 | 26.559 | 4.7609 | 26.9823 | 0.98431 | 25.0206 | 4.4851 | 25.4194 | 0.98431 | No | Baulkham_Hills | SDF2023
69 | Westmead | 2021 | 26.372 | 26.595 | 4.5887 | 26.988 | 0.98544 | 25.1308 | 4.3361 | 25.5021 | 0.98544 | No | Baulkham_Hills | SDF2023
70 | Westmead | 2022 | 25.4259 | 26.9822 | 4.1884 | 27.3054 | 0.98817 | 25.5042 | 3.959 | 25.8097 | 0.98817 | No | Baulkham_Hills | SDF2023
71 | Westmead | 2023 | . | 29.1405 | 7.3758 | 30.0595 | 0.96943 | 27.6625 | 7.0017 | 28.5349 | 0.96943 | No | Baulkham_Hills | SDF2023
72 | Westmead | 2024 | . | 9.3219 | 2.3595 | 9.6159 | 0.96943 | 7.8439 | 1.9854 | 8.0913 | 0.96943 | No | Baulkham_Hills | SDF2023
73 | Westmead | 2025 | . | 11.0267 | 2.791 | 11.3744 | 0.96943 | 9.5487 | 2.4169 | 9.8498 | 0.96943 | No | Baulkham_Hills | SDF2023
74 | Westmead | 2026 | . | 12.423 | 3.1444 | 12.8148 | 0.96943 | 10.945 | 2.7703 | 11.2902 | 0.96943 | No | Baulkham_Hills | SDF2023
75 | Westmead | 2027 | . | 12.8447 | 3.2512 | 13.2498 | 0.96943 | 11.3668 | 2.8771 | 11.7252 | 0.96943 | No | Baulkham_Hills | SDF2023
76 | Westmead | 2028 | . | 13.3208 | 3.3717 | 13.7408 | 0.96943 | 11.8428 | 2.9976 | 12.2162 | 0.96943 | No | Baulkham_Hills | SDF2023
77 | Westmead | 2029 | . | 13.8426 | 3.5037 | 14.2791 | 0.96943 | 12.3646 | 3.1296 | 12.7545 | 0.96943 | No | Baulkham_Hills | SDF2023
78 | Westmead | 2030 | . | 14.3948 | 3.6435 | 14.8487 | 0.96943 | 12.9168 | 3.2694 | 13.3241 | 0.96943 | No | Baulkham_Hills | SDF2023
79 | Westmead | 2031 | . | 15.0131 | 3.8 | 15.4865 | 0.96943 | 13.5351 | 3.4259 | 13.9619 | 0.96943 | No | Baulkham_Hills | SDF2023
80 | Westmead | 2032 | . | 15.6624 | 3.9644 | 16.1563 | 0.96943 | 14.1844 | 3.5903 | 14.6317 | 0.96943 | No | Baulkham_Hills | SDF2023
81 | Undiversified | 2017 | 139.926 | 132.884 | 27.4839 | 136.1094 | 0.9763 | 121.041 | 25.1743 | 124.0065 | 0.97609 | No | Baulkham_Hills | SDF2023
82 | Undiversified | 2018 | 131.8896 | 127.83 | 31.3095 | 132.5289 | 0.96454 | 116.89 | 28.8344 | 121.2432 | 0.9641 | No | Baulkham_Hills | SDF2023
83 | Undiversified | 2019 | 136.44 | 141.42 | 30.2563 | 144.8341 | 0.97643 | 127.66 | 27.2889 | 130.7376 | 0.97646 | No | Baulkham_Hills | SDF2023
84 | Undiversified | 2020 | 134.341 | 128.996 | 23.484 | 131.653 | 0.97982 | 115.881 | 21.3903 | 118.3332 | 0.97928 | No | Baulkham_Hills | SDF2023
85 | Undiversified | 2021 | 117.214 | 127.0183 | 17.7911 | 128.6873 | 0.98703 | 114.6825 | 16.308 | 116.2301 | 0.98669 | No | Baulkham_Hills | SDF2023
86 | Undiversified | 2022 | 112.4951 | 130.1949 | 17.7143 | 131.6528 | 0.98893 | 118.178 | 16.367 | 119.5508 | 0.98852 | No | Baulkham_Hills | SDF2023
87 | Undiversified | 2023 | . | 133.2556 | 24.547 | 135.7146 | 0.98188 | 121.2413 | 22.7029 | 123.5511 | 0.9813 | No | Baulkham_Hills | SDF2023
88 | Undiversified | 2024 | . | 113.6216 | 19.596 | 115.4657 | 0.98403 | 101.6073 | 17.7518 | 103.3023 | 0.98359 | No | Baulkham_Hills | SDF2023
89 | Undiversified | 2025 | . | 117.021 | 20.3514 | 118.9521 | 0.98377 | 105.0066 | 18.5072 | 106.7887 | 0.98331 | No | Baulkham_Hills | SDF2023
90 | Undiversified | 2026 | . | 117.0827 | 20.4827 | 119.0376 | 0.98358 | 105.0684 | 18.6385 | 106.8742 | 0.9831 | No | Baulkham_Hills | SDF2023
91 | Undiversified | 2027 | . | 117.1272 | 20.5229 | 119.0889 | 0.98353 | 105.1555 | 18.6841 | 106.9684 | 0.98305 | No | Baulkham_Hills | SDF2023
92 | Undiversified | 2028 | . | 117.5686 | 20.6323 | 119.5438 | 0.98348 | 105.638 | 18.7985 | 107.4647 | 0.983 | No | Baulkham_Hills | SDF2023
93 | Undiversified | 2029 | . | 118.359 | 20.8034 | 120.3537 | 0.98343 | 106.4283 | 18.9697 | 108.2745 | 0.98295 | No | Baulkham_Hills | SDF2023
94 | Undiversified | 2030 | . | 119.2024 | 20.9847 | 121.2176 | 0.98337 | 107.2717 | 19.1509 | 109.1384 | 0.9829 | No | Baulkham_Hills | SDF2023
95 | Undiversified | 2031 | . | 120.4939 | 21.2438 | 122.5371 | 0.98333 | 108.5632 | 19.41 | 110.4579 | 0.98285 | No | Baulkham_Hills | SDF2023
96 | Undiversified | 2032 | . | 121.8164 | 21.5107 | 123.8885 | 0.98327 | 109.8857 | 19.6769 | 111.8093 | 0.9828 | No | Baulkham_Hills | SDF2023
97 | Diversified | 2017 | 141.3567 | 137.86 | 29.4389 | 140.9682 | 0.97795 | 119.168 | 25.4473 | 121.8547 | 0.97795 | No | Baulkham_Hills | SDF2023
98 | Diversified | 2018 | 164.3443 | 146.71 | 32.7347 | 150.3176 | 0.976 | 128.68 | 28.7118 | 131.8443 | 0.976 | No | Baulkham_Hills | SDF2023
99 | Diversified | 2019 | 156.1475 | 141.2596 | 30.0499 | 144.4204 | 0.97811 | 119.6113 | 25.4447 | 122.2878 | 0.97811 | No | Baulkham_Hills | SDF2023
100 | Diversified | 2020 | 131.1466 | 135.041 | 25.9513 | 137.512 | 0.98203 | 115.475 | 22.1912 | 117.5879 | 0.98203 | No | Baulkham_Hills | SDF2023
101 | Diversified | 2021 | 122.2487 | 139.9985 | 30.595 | 143.3026 | 0.97694 | 121.4016 | 26.5309 | 124.2668 | 0.97694 | No | Baulkham_Hills | SDF2023
102 | Diversified | 2022 | 113.203 | 139.5689 | 40.0582 | 145.2038 | 0.96119 | 121.1669 | 34.7766 | 126.0588 | 0.96119 | No | Baulkham_Hills | SDF2023
103 | Diversified | 2023 | . | 131.4339 | 29.7219 | 134.7526 | 0.97537 | 119.5838 | 27.0421 | 122.6033 | 0.97537 | No | Baulkham_Hills | SDF2023
104 | Diversified | 2024 | . | 112.0683 | 25.3426 | 114.898 | 0.97537 | 100.2183 | 22.6629 | 102.7488 | 0.97537 | No | Baulkham_Hills | SDF2023
105 | Diversified | 2025 | . | 115.4212 | 26.1008 | 118.3355 | 0.97537 | 103.5711 | 23.4211 | 106.1863 | 0.97537 | No | Baulkham_Hills | SDF2023
106 | Diversified | 2026 | . | 115.482 | 26.1146 | 118.3979 | 0.97537 | 103.632 | 23.4349 | 106.2487 | 0.97537 | No | Baulkham_Hills | SDF2023
107 | Diversified | 2027 | . | 115.526 | 26.1245 | 118.443 | 0.97537 | 103.7179 | 23.4543 | 106.3368 | 0.97537 | No | Baulkham_Hills | SDF2023
108 | Diversified | 2028 | . | 115.9614 | 26.223 | 118.8894 | 0.97537 | 104.1938 | 23.5619 | 106.8247 | 0.97537 | No | Baulkham_Hills | SDF2023
109 | Diversified | 2029 | . | 116.7409 | 26.3993 | 119.6886 | 0.97537 | 104.9733 | 23.7382 | 107.6239 | 0.97537 | No | Baulkham_Hills | SDF2023
110 | Diversified | 2030 | . | 117.5728 | 26.5874 | 120.5415 | 0.97537 | 105.8052 | 23.9263 | 108.4767 | 0.97537 | No | Baulkham_Hills | SDF2023
111 | Diversified | 2031 | . | 118.8466 | 26.8754 | 121.8475 | 0.97537 | 107.079 | 24.2144 | 109.7827 | 0.97537 | No | Baulkham_Hills | SDF2023
112 | Diversified | 2032 | . | 120.1511 | 27.1704 | 123.1849 | 0.97537 | 108.3835 | 24.5093 | 111.1201 | 0.97537 | No | Baulkham_Hills | SDF2023
113 | Bulli | 2017 | 11.459 | 10.08 | 1.6969 | 10.2218 | 0.98612 | 8.994 | 1.5141 | 9.1206 | 0.98612 | No | Bellambi | SDF2023
114 | Bulli | 2018 | 12.123 | 10.37 | 1.3605 | 10.4589 | 0.9915 | 9.25 | 1.2135 | 9.3293 | 0.9915 | No | Bellambi | SDF2023
115 | Bulli | 2019 | 10.91 | 12.2009 | 1.2849 | 12.2683 | 0.9945 | 10.6696 | 1.1236 | 10.7286 | 0.9945 | No | Bellambi | SDF2023
116 | Bulli | 2020 | 12.672 | 11.9867 | 1.2833 | 12.0552 | 0.99432 | 10.253 | 1.0977 | 10.3116 | 0.99432 | No | Bellambi | SDF2023
117 | Bulli | 2021 | 12.59 | 11.2354 | 0.89775 | 11.2712 | 0.99682 | 9.8204 | 0.78469 | 9.8517 | 0.99682 | No | Bellambi | SDF2023
118 | Bulli | 2022 | 9.9381 | 11.4419 | 0.12574 | 11.4426 | 0.99994 | 9.921 | 0.10902 | 9.9216 | 0.99994 | No | Bellambi | SDF2023
119 | Bulli | 2023 | . | 11.5152 | 1.2811 | 11.5863 | 0.99387 | 9.9943 | 1.1119 | 10.056 | 0.99387 | No | Bellambi | SDF2023
120 | Bulli | 2024 | . | 11.4365 | 1.2723 | 11.5071 | 0.99387 | 9.9156 | 1.1031 | 9.9768 | 0.99387 | No | Bellambi | SDF2023
121 | Bulli | 2025 | . | 11.556 | 1.2856 | 11.6273 | 0.99387 | 10.0351 | 1.1164 | 10.097 | 0.99387 | No | Bellambi | SDF2023
122 | Bulli | 2026 | . | 11.386 | 1.2667 | 11.4562 | 0.99387 | 9.8651 | 1.0975 | 9.9259 | 0.99387 | No | Bellambi | SDF2023
123 | Bulli | 2027 | . | 11.5051 | 1.28 | 11.576 | 0.99387 | 9.9842 | 1.1108 | 10.0458 | 0.99387 | No | Bellambi | SDF2023
124 | Bulli | 2028 | . | 11.7732 | 1.3098 | 11.8458 | 0.99387 | 10.2523 | 1.1406 | 10.3156 | 0.99387 | No | Bellambi | SDF2023
125 | Bulli | 2029 | . | 12.1912 | 1.3563 | 12.2664 | 0.99387 | 10.6703 | 1.1871 | 10.7361 | 0.99387 | No | Bellambi | SDF2023
126 | Bulli | 2030 | . | 12.5838 | 1.4 | 12.6614 | 0.99387 | 11.0629 | 1.2308 | 11.1311 | 0.99387 | No | Bellambi | SDF2023
127 | Bulli | 2031 | . | 13.0967 | 1.4571 | 13.1775 | 0.99387 | 11.5758 | 1.2879 | 11.6473 | 0.99387 | No | Bellambi | SDF2023
128 | Bulli | 2032 | . | 13.6097 | 1.5141 | 13.6937 | 0.99387 | 12.0888 | 1.3449 | 12.1634 | 0.99387 | No | Bellambi | SDF2023
129 | Corrimal | 2017 | 18.69 | 17.217 | 1.7882 | 17.3096 | 0.99465 | 15.064 | 1.5646 | 15.145 | 0.99465 | No | Bellambi | SDF2023
130 | Corrimal | 2018 | 18.413 | 17.27 | 2.9506 | 17.5202 | 0.98572 | 15.31 | 2.6158 | 15.5318 | 0.98572 | No | Bellambi | SDF2023
131 | Corrimal | 2019 | 17.78 | 20.2422 | 3.9553 | 20.625 | 0.98144 | 16.9605 | 3.314 | 17.2813 | 0.98144 | No | Bellambi | SDF2023
132 | Corrimal | 2020 | 18.36 | 17.4915 | 0.57754 | 17.501 | 0.99946 | 15.0383 | 0.49654 | 15.0465 | 0.99946 | No | Bellambi | SDF2023
133 | Corrimal | 2021 | 18.599 | 17.852 | 2.6326 | 18.0451 | 0.9893 | 15.4141 | 2.2731 | 15.5808 | 0.9893 | No | Bellambi | SDF2023
134 | Corrimal | 2022 | 16.6608 | 17.8503 | 0.64304 | 17.8619 | 0.99935 | 15.2433 | 0.54912 | 15.2532 | 0.99935 | No | Bellambi | SDF2023
135 | Corrimal | 2023 | . | 17.8714 | 1.132 | 17.9072 | 0.998 | 15.2644 | 0.96686 | 15.295 | 0.998 | No | Bellambi | SDF2023
136 | Corrimal | 2024 | . | 17.8137 | 1.1283 | 17.8494 | 0.998 | 15.2067 | 0.9632 | 15.2372 | 0.998 | No | Bellambi | SDF2023
137 | Corrimal | 2025 | . | 17.98 | 1.1389 | 18.016 | 0.998 | 15.3945 | 0.9751 | 15.4254 | 0.998 | No | Bellambi | SDF2023
138 | Corrimal | 2026 | . | 17.6855 | 1.1202 | 17.7209 | 0.998 | 15.1 | 0.95644 | 15.1302 | 0.998 | No | Bellambi | SDF2023
139 | Corrimal | 2027 | . | 17.7377 | 1.1235 | 17.7733 | 0.998 | 15.1522 | 0.95975 | 15.1826 | 0.998 | No | Bellambi | SDF2023
140 | Corrimal | 2028 | . | 17.9032 | 1.134 | 17.9391 | 0.998 | 15.3177 | 0.97023 | 15.3484 | 0.998 | No | Bellambi | SDF2023
141 | Corrimal | 2029 | . | 18.1909 | 1.1522 | 18.2274 | 0.998 | 15.6055 | 0.98846 | 15.6367 | 0.998 | No | Bellambi | SDF2023
142 | Corrimal | 2030 | . | 18.4553 | 1.169 | 18.4922 | 0.998 | 15.8698 | 1.0052 | 15.9016 | 0.998 | No | Bellambi | SDF2023
143 | Corrimal | 2031 | . | 18.8437 | 1.1936 | 18.8815 | 0.998 | 16.2583 | 1.0298 | 16.2908 | 0.998 | No | Bellambi | SDF2023
144 | Corrimal | 2032 | . | 19.2322 | 1.2182 | 19.2708 | 0.998 | 16.6467 | 1.0544 | 16.6801 | 0.998 | No | Bellambi | SDF2023
145 | Darkes_Forest | 2017 | 0.898 | 0.898 | . | 0.898 | 1 | 0.898 | . | 0.898 | 1 | No | Bellambi | SDF2023
146 | Darkes_Forest | 2018 | 0.481 | 0.898 | 0.057996 | 0.89987 | 0.99792 | 0.898 | 0.057996 | 0.89987 | 0.99792 | No | Bellambi | SDF2023
147 | Darkes_Forest | 2019 | 0.36 | 0.338 | 0.11763 | 0.35788 | 0.94444 | 0.338 | 0.11763 | 0.35788 | 0.94444 | No | Bellambi | SDF2023
148 | Darkes_Forest | 2020 | 0.923 | 0.913 | 0.1355 | 0.923 | 0.98917 | 0.913 | 0.1355 | 0.923 | 0.98917 | No | Bellambi | SDF2023
149 | Darkes_Forest | 2021 | 0.79 | 0.79 | . | 0.79 | 1 | 0.79 | . | 0.79 | 1 | No | Bellambi | SDF2023
150 | Darkes_Forest | 2022 | 1.0278 | 1.0278 | . | 1.0278 | 1 | 1.0278 | . | 1.0278 | 1 | No | Bellambi | SDF2023
151 | Darkes_Forest | 2023 | . | 0.94376 | 0.14381 | 0.95465 | 0.98859 | 0.94376 | 0.14381 | 0.95465 | 0.98859 | No | Bellambi | SDF2023
152 | Darkes_Forest | 2024 | . | 0.86718 | 0.13214 | 0.87719 | 0.98859 | 0.86718 | 0.13214 | 0.87719 | 0.98859 | No | Bellambi | SDF2023
153 | Darkes_Forest | 2025 | . | 0.79767 | 0.12155 | 0.80688 | 0.98859 | 0.79767 | 0.12155 | 0.80688 | 0.98859 | No | Bellambi | SDF2023
154 | Darkes_Forest | 2026 | . | 0.73438 | 0.1119 | 0.74285 | 0.98859 | 0.73438 | 0.1119 | 0.74285 | 0.98859 | No | Bellambi | SDF2023
155 | Darkes_Forest | 2027 | . | 0.69531 | 0.10595 | 0.70334 | 0.98859 | 0.69531 | 0.10595 | 0.70334 | 0.98859 | No | Bellambi | SDF2023
156 | Darkes_Forest | 2028 | . | 0.72963 | 0.11118 | 0.73805 | 0.98859 | 0.72963 | 0.11118 | 0.73805 | 0.98859 | No | Bellambi | SDF2023
157 | Darkes_Forest | 2029 | . | 0.78035 | 0.11891 | 0.78936 | 0.98859 | 0.78035 | 0.11891 | 0.78936 | 0.98859 | No | Bellambi | SDF2023
158 | Darkes_Forest | 2030 | . | 0.82825 | 0.12621 | 0.83781 | 0.98859 | 0.82825 | 0.12621 | 0.83781 | 0.98859 | No | Bellambi | SDF2023
159 | Darkes_Forest | 2031 | . | 0.88499 | 0.13485 | 0.8952 | 0.98859 | 0.88499 | 0.13485 | 0.8952 | 0.98859 | No | Bellambi | SDF2023
160 | Darkes_Forest | 2032 | . | 0.94172 | 0.1435 | 0.95259 | 0.98859 | 0.94172 | 0.1435 | 0.95259 | 0.98859 | No | Bellambi | SDF2023
161 | Helensburgh | 2017 | 8.842 | 8.784 | 1.0111 | 8.842 | 0.99344 | 8.784 | 1.0111 | 8.842 | 0.99344 | No | Bellambi | SDF2023
162 | Helensburgh | 2018 | 7.851 | 8.784 | 0.579 | 8.8031 | 0.99783 | 8.784 | 0.579 | 8.8031 | 0.99783 | No | Bellambi | SDF2023
163 | Helensburgh | 2019 | 7.91 | 7.88 | 0.68826 | 7.91 | 0.99621 | 7.88 | 0.68826 | 7.91 | 0.99621 | No | Bellambi | SDF2023
164 | Helensburgh | 2020 | 9.306 | 9.277 | 0.7341 | 9.306 | 0.99688 | 9.277 | 0.7341 | 9.306 | 0.99688 | No | Bellambi | SDF2023
165 | Helensburgh | 2021 | 8.303 | 8.192 | 1.3531 | 8.303 | 0.98663 | 8.192 | 1.3531 | 8.303 | 0.98663 | No | Bellambi | SDF2023
166 | Helensburgh | 2022 | 7.3627 | 7.299 | 0.96641 | 7.3627 | 0.99135 | 7.299 | 0.96641 | 7.3627 | 0.99135 | No | Bellambi | SDF2023
167 | Helensburgh | 2023 | . | 7.3372 | 0.8259 | 7.3835 | 0.99372 | 7.3372 | 0.8259 | 7.3835 | 0.99372 | No | Bellambi | SDF2023
168 | Helensburgh | 2024 | . | 7.265 | 0.81778 | 7.3109 | 0.99372 | 7.265 | 0.81778 | 7.3109 | 0.99372 | No | Bellambi | SDF2023
169 | Helensburgh | 2025 | . | 7.2929 | 0.82091 | 7.3389 | 0.99372 | 7.2929 | 0.82091 | 7.3389 | 0.99372 | No | Bellambi | SDF2023
170 | Helensburgh | 2026 | . | 7.2017 | 0.81065 | 7.2471 | 0.99372 | 7.2017 | 0.81065 | 7.2471 | 0.99372 | No | Bellambi | SDF2023
171 | Helensburgh | 2027 | . | 7.2221 | 0.81295 | 7.2677 | 0.99372 | 7.2221 | 0.81295 | 7.2677 | 0.99372 | No | Bellambi | SDF2023
172 | Helensburgh | 2028 | . | 7.2849 | 0.82002 | 7.3309 | 0.99372 | 7.2849 | 0.82002 | 7.3309 | 0.99372 | No | Bellambi | SDF2023
173 | Helensburgh | 2029 | . | 7.3894 | 0.83178 | 7.4361 | 0.99372 | 7.3894 | 0.83178 | 7.4361 | 0.99372 | No | Bellambi | SDF2023
174 | Helensburgh | 2030 | . | 7.4864 | 0.8427 | 7.5337 | 0.99372 | 7.4864 | 0.8427 | 7.5337 | 0.99372 | No | Bellambi | SDF2023
175 | Helensburgh | 2031 | . | 7.6237 | 0.85815 | 7.6719 | 0.99372 | 7.6237 | 0.85815 | 7.6719 | 0.99372 | No | Bellambi | SDF2023
176 | Helensburgh | 2032 | . | 7.761 | 0.8736 | 7.81 | 0.99372 | 7.761 | 0.8736 | 7.81 | 0.99372 | No | Bellambi | SDF2023
177 | Helenburgh_Colliery | 2017 | 8.638 | 8.266 | 2.5076 | 8.638 | 0.95693 | 8.266 | 2.5076 | 8.638 | 0.95693 | Yes | Bellambi | SDF2023
178 | Helenburgh_Colliery | 2018 | 9.254 | 8.266 | 4.2646 | 9.3013 | 0.8887 | 8.266 | 4.2646 | 9.3013 | 0.8887 | Yes | Bellambi | SDF2023
179 | Helenburgh_Colliery | 2019 | 9.15 | 8.291 | 4.1049 | 9.2515 | 0.89617 | 8.291 | 4.1049 | 9.2515 | 0.89617 | Yes | Bellambi | SDF2023
180 | Helenburgh_Colliery | 2020 | 8.894 | 8.533 | 2.5082 | 8.894 | 0.95941 | 8.533 | 2.5082 | 8.894 | 0.95941 | Yes | Bellambi | SDF2023
181 | Helenburgh_Colliery | 2021 | 8.799 | 8.102 | 3.4322 | 8.799 | 0.92079 | 8.102 | 3.4322 | 8.799 | 0.92079 | Yes | Bellambi | SDF2023
182 | Helenburgh_Colliery | 2022 | 8.8894 | 8.6208 | 2.1687 | 8.8894 | 0.96978 | 8.6208 | 2.1687 | 8.8894 | 0.96978 | Yes | Bellambi | SDF2023
183 | Helenburgh_Colliery | 2023 | . | 8.6208 | 2.9753 | 9.1198 | 0.94529 | 8.6208 | 2.9753 | 9.1198 | 0.94529 | Yes | Bellambi | SDF2023
184 | Helenburgh_Colliery | 2024 | . | 8.6208 | 2.9753 | 9.1198 | 0.94529 | 8.6208 | 2.9753 | 9.1198 | 0.94529 | Yes | Bellambi | SDF2023
185 | Helenburgh_Colliery | 2025 | . | 8.6208 | 2.9753 | 9.1198 | 0.94529 | 8.6208 | 2.9753 | 9.1198 | 0.94529 | Yes | Bellambi | SDF2023
186 | Helenburgh_Colliery | 2026 | . | 8.6208 | 2.9753 | 9.1198 | 0.94529 | 8.6208 | 2.9753 | 9.1198 | 0.94529 | Yes | Bellambi | SDF2023
187 | Helenburgh_Colliery | 2027 | . | 8.6208 | 2.9753 | 9.1198 | 0.94529 | 8.6208 | 2.9753 | 9.1198 | 0.94529 | Yes | Bellambi | SDF2023
188 | Helenburgh_Colliery | 2028 | . | 8.6208 | 2.9753 | 9.1198 | 0.94529 | 8.6208 | 2.9753 | 9.1198 | 0.94529 | Yes | Bellambi | SDF2023
189 | Helenburgh_Colliery | 2029 | . | 8.6208 | 2.9753 | 9.1198 | 0.94529 | 8.6208 | 2.9753 | 9.1198 | 0.94529 | Yes | Bellambi | SDF2023
190 | Helenburgh_Colliery | 2030 | . | 8.6208 | 2.9753 | 9.1198 | 0.94529 | 8.6208 | 2.9753 | 9.1198 | 0.94529 | Yes | Bellambi | SDF2023
191 | Helenburgh_Colliery | 2031 | . | 8.6208 | 2.9753 | 9.1198 | 0.94529 | 8.6208 | 2.9753 | 9.1198 | 0.94529 | Yes | Bellambi | SDF2023
192 | Helenburgh_Colliery | 2032 | . | 8.6208 | 2.9753 | 9.1198 | 0.94529 | 8.6208 | 2.9753 | 9.1198 | 0.94529 | Yes | Bellambi | SDF2023
193 | Mt_Ousley | 2017 | 20.751 | 19.426 | 3.6191 | 19.7602 | 0.98309 | 17.307 | 3.2243 | 17.6048 | 0.98309 | No | Bellambi | SDF2023
194 | Mt_Ousley | 2018 | 17.763 | 18.31 | 2.4977 | 18.4796 | 0.99082 | 16.47 | 2.2467 | 16.6225 | 0.99082 | No | Bellambi | SDF2023
195 | Mt_Ousley | 2019 | 19.82 | 21.4007 | 3.5009 | 21.6852 | 0.98688 | 18.1604 | 2.9708 | 18.4018 | 0.98688 | No | Bellambi | SDF2023
196 | Mt_Ousley | 2020 | 19.611 | 18.9936 | 1.3725 | 19.0431 | 0.9974 | 16.8034 | 1.2142 | 16.8472 | 0.9974 | No | Bellambi | SDF2023
197 | Mt_Ousley | 2021 | 17.2 | 18.9533 | . | 18.9533 | 1 | 16.6742 | . | 16.6742 | 1 | No | Bellambi | SDF2023
198 | Mt_Ousley | 2022 | 16.485 | 18.5722 | 3.499 | 18.8989 | 0.98271 | 16.1806 | 3.0484 | 16.4653 | 0.98271 | No | Bellambi | SDF2023
199 | Mt_Ousley | 2023 | . | 18.525 | 2.6195 | 18.7092 | 0.99015 | 16.1334 | 2.2813 | 16.2939 | 0.99015 | No | Bellambi | SDF2023
200 | Mt_Ousley | 2024 | . | 18.4437 | 2.608 | 18.6271 | 0.99015 | 16.0837 | 2.2743 | 16.2437 | 0.99015 | No | Bellambi | SDF2023
201 | Mt_Ousley | 2025 | . | 18.456 | 2.6097 | 18.6396 | 0.99015 | 16.1095 | 2.2779 | 16.2698 | 0.99015 | No | Bellambi | SDF2023
202 | Mt_Ousley | 2026 | . | 18.1596 | 2.5678 | 18.3403 | 0.99015 | 15.8131 | 2.236 | 15.9705 | 0.99015 | No | Bellambi | SDF2023
203 | Mt_Ousley | 2027 | . | 18.1278 | 2.5633 | 18.3081 | 0.99015 | 15.7813 | 2.2315 | 15.9383 | 0.99015 | No | Bellambi | SDF2023
204 | Mt_Ousley | 2028 | . | 18.1882 | 2.5718 | 18.3691 | 0.99015 | 15.8417 | 2.24 | 15.9993 | 0.99015 | No | Bellambi | SDF2023
205 | Mt_Ousley | 2029 | . | 18.3394 | 2.5932 | 18.5219 | 0.99015 | 15.9929 | 2.2614 | 16.152 | 0.99015 | No | Bellambi | SDF2023
206 | Mt_Ousley | 2030 | . | 18.4738 | 2.6122 | 18.6576 | 0.99015 | 16.1273 | 2.2804 | 16.2877 | 0.99015 | No | Bellambi | SDF2023
207 | Mt_Ousley | 2031 | . | 18.6957 | 2.6436 | 18.8817 | 0.99015 | 16.3492 | 2.3118 | 16.5119 | 0.99015 | No | Bellambi | SDF2023
208 | Mt_Ousley | 2032 | . | 18.9177 | 2.675 | 19.1058 | 0.99015 | 16.5712 | 2.3432 | 16.736 | 0.99015 | No | Bellambi | SDF2023
209 | Russell_Vale | 2017 | 13.7962 | 13.67 | 1.8618 | 13.7962 | 0.99085 | 13.67 | 1.8618 | 13.7962 | 0.99085 | No | Bellambi | SDF2023
210 | Russell_Vale | 2018 | 14.96 | 13.67 | . | 13.67 | 1 | 13.67 | . | 13.67 | 1 | No | Bellambi | SDF2023
211 | Russell_Vale | 2019 | 13.93 | 13.877 | 1.1789 | 13.927 | 0.99641 | 13.877 | 1.1789 | 13.927 | 0.99641 | No | Bellambi | SDF2023
212 | Russell_Vale | 2020 | 15.377 | 15.277 | 1.7508 | 15.377 | 0.9935 | 15.277 | 1.7508 | 15.377 | 0.9935 | No | Bellambi | SDF2023
213 | Russell_Vale | 2021 | 15.67 | 15.578 | 1.6955 | 15.67 | 0.99413 | 15.578 | 1.6955 | 15.67 | 0.99413 | No | Bellambi | SDF2023
214 | Russell_Vale | 2022 | 13.215 | 13.215 | . | 13.215 | 1 | 13.215 | . | 13.215 | 1 | No | Bellambi | SDF2023
215 | Russell_Vale | 2023 | . | 13.6224 | 1.2502 | 13.6797 | 0.99581 | 13.6224 | 1.2502 | 13.6797 | 0.99581 | No | Bellambi | SDF2023
216 | Russell_Vale | 2024 | . | 13.5149 | 1.2404 | 13.5717 | 0.99581 | 13.5149 | 1.2404 | 13.5717 | 0.99581 | No | Bellambi | SDF2023
217 | Russell_Vale | 2025 | . | 13.6587 | 1.2536 | 13.7161 | 0.99581 | 13.6587 | 1.2536 | 13.7161 | 0.99581 | No | Bellambi | SDF2023
218 | Russell_Vale | 2026 | . | 13.3794 | 1.2279 | 13.4356 | 0.99581 | 13.3794 | 1.2279 | 13.4356 | 0.99581 | No | Bellambi | SDF2023
219 | Russell_Vale | 2027 | . | 13.4301 | 1.2326 | 13.4865 | 0.99581 | 13.4301 | 1.2326 | 13.4865 | 0.99581 | No | Bellambi | SDF2023
220 | Russell_Vale | 2028 | . | 13.599 | 1.2481 | 13.6562 | 0.99581 | 13.599 | 1.2481 | 13.6562 | 0.99581 | No | Bellambi | SDF2023
221 | Russell_Vale | 2029 | . | 13.8842 | 1.2743 | 13.9426 | 0.99581 | 13.8842 | 1.2743 | 13.9426 | 0.99581 | No | Bellambi | SDF2023
222 | Russell_Vale | 2030 | . | 14.1478 | 1.2985 | 14.2073 | 0.99581 | 14.1478 | 1.2985 | 14.2073 | 0.99581 | No | Bellambi | SDF2023
223 | Russell_Vale | 2031 | . | 14.5268 | 1.3332 | 14.5879 | 0.99581 | 14.5268 | 1.3332 | 14.5879 | 0.99581 | No | Bellambi | SDF2023
224 | Russell_Vale | 2032 | . | 14.9058 | 1.368 | 14.9685 | 0.99581 | 14.9058 | 1.368 | 14.9685 | 0.99581 | No | Bellambi | SDF2023
225 | South_Bulli_Colliery | 2017 | 2.382 | 1.854 | 1.4955 | 2.382 | 0.77834 | 1.854 | 1.4955 | 2.382 | 0.77834 | Yes | Bellambi | SDF2023
226 | South_Bulli_Colliery | 2018 | 3.228 | 1.854 | 1.7586 | 2.5554 | 0.72553 | 1.854 | 1.7586 | 2.5554 | 0.72553 | Yes | Bellambi | SDF2023
227 | South_Bulli_Colliery | 2019 | 2.89 | 2.033 | 2.06 | 2.8943 | 0.70242 | 2.033 | 2.06 | 2.8943 | 0.70242 | Yes | Bellambi | SDF2023
228 | South_Bulli_Colliery | 2020 | 3.506 | 2.539 | 2.4177 | 3.506 | 0.72419 | 2.539 | 2.4177 | 3.506 | 0.72419 | Yes | Bellambi | SDF2023
229 | South_Bulli_Colliery | 2021 | 1.548 | 1.059 | 1.1291 | 1.548 | 0.68411 | 1.059 | 1.1291 | 1.548 | 0.68411 | Yes | Bellambi | SDF2023
230 | South_Bulli_Colliery | 2022 | 1.4416 | 0.9296 | 1.1018 | 1.4416 | 0.64484 | 0.9296 | 1.1018 | 1.4416 | 0.64484 | Yes | Bellambi | SDF2023
231 | South_Bulli_Colliery | 2023 | . | 0.9296 | 0.92226 | 1.3095 | 0.7099 | 0.9296 | 0.92226 | 1.3095 | 0.7099 | Yes | Bellambi | SDF2023
232 | South_Bulli_Colliery | 2024 | . | 0.9296 | 0.92226 | 1.3095 | 0.7099 | 0.9296 | 0.92226 | 1.3095 | 0.7099 | Yes | Bellambi | SDF2023
233 | South_Bulli_Colliery | 2025 | . | 0.9296 | 0.92226 | 1.3095 | 0.7099 | 0.9296 | 0.92226 | 1.3095 | 0.7099 | Yes | Bellambi | SDF2023
234 | South_Bulli_Colliery | 2026 | . | 0.9296 | 0.92226 | 1.3095 | 0.7099 | 0.9296 | 0.92226 | 1.3095 | 0.7099 | Yes | Bellambi | SDF2023
235 | South_Bulli_Colliery | 2027 | . | 0.9296 | 0.92226 | 1.3095 | 0.7099 | 0.9296 | 0.92226 | 1.3095 | 0.7099 | Yes | Bellambi | SDF2023
236 | South_Bulli_Colliery | 2028 | . | 0.9296 | 0.92226 | 1.3095 | 0.7099 | 0.9296 | 0.92226 | 1.3095 | 0.7099 | Yes | Bellambi | SDF2023
237 | South_Bulli_Colliery | 2029 | . | 0.9296 | 0.92226 | 1.3095 | 0.7099 | 0.9296 | 0.92226 | 1.3095 | 0.7099 | Yes | Bellambi | SDF2023
238 | South_Bulli_Colliery | 2030 | . | 0.9296 | 0.92226 | 1.3095 | 0.7099 | 0.9296 | 0.92226 | 1.3095 | 0.7099 | Yes | Bellambi | SDF2023
239 | South_Bulli_Colliery | 2031 | . | 0.9296 | 0.92226 | 1.3095 | 0.7099 | 0.9296 | 0.92226 | 1.3095 | 0.7099 | Yes | Bellambi | SDF2023
240 | South_Bulli_Colliery | 2032 | . | 0.9296 | 0.92226 | 1.3095 | 0.7099 | 0.9296 | 0.92226 | 1.3095 | 0.7099 | Yes | Bellambi | SDF2023
241 | Wombarra | 2017 | 4.163 | 4.13 | 0.52313 | 4.163 | 0.99207 | 4.13 | 0.52313 | 4.163 | 0.99207 | No | Bellambi | SDF2023
242 | Wombarra | 2018 | 4.443 | 4.13 | 0.32864 | 4.1431 | 0.99685 | 4.13 | 0.32864 | 4.1431 | 0.99685 | No | Bellambi | SDF2023
243 | Wombarra | 2019 | 4.31 | 4.29 | 0.41473 | 4.31 | 0.99536 | 4.29 | 0.41473 | 4.31 | 0.99536 | No | Bellambi | SDF2023
244 | Wombarra | 2020 | 5.098 | 5.075 | 0.48371 | 5.098 | 0.99549 | 5.075 | 0.48371 | 5.098 | 0.99549 | No | Bellambi | SDF2023
245 | Wombarra | 2021 | 5.785 | 5.765 | 0.48062 | 5.785 | 0.99654 | 5.765 | 0.48062 | 5.785 | 0.99654 | No | Bellambi | SDF2023
246 | Wombarra | 2022 | 4.5918 | 4.59 | 0.12856 | 4.5918 | 0.99961 | 4.59 | 0.12856 | 4.5918 | 0.99961 | No | Bellambi | SDF2023
247 | Wombarra | 2023 | . | 4.5467 | 0.40857 | 4.565 | 0.99599 | 4.5467 | 0.40857 | 4.565 | 0.99599 | No | Bellambi | SDF2023
248 | Wombarra | 2024 | . | 4.507 | 0.40501 | 4.5252 | 0.99599 | 4.507 | 0.40501 | 4.5252 | 0.99599 | No | Bellambi | SDF2023
249 | Wombarra | 2025 | . | 4.561 | 0.40985 | 4.5793 | 0.99599 | 4.561 | 0.40985 | 4.5793 | 0.99599 | No | Bellambi | SDF2023
250 | Wombarra | 2026 | . | 4.4635 | 0.40109 | 4.4815 | 0.99599 | 4.4635 | 0.40109 | 4.4815 | 0.99599 | No | Bellambi | SDF2023
251 | Wombarra | 2027 | . | 4.4881 | 0.40331 | 4.5062 | 0.99599 | 4.4881 | 0.40331 | 4.5062 | 0.99599 | No | Bellambi | SDF2023
252 | Wombarra | 2028 | . | 4.5591 | 0.40969 | 4.5775 | 0.99599 | 4.5591 | 0.40969 | 4.5775 | 0.99599 | No | Bellambi | SDF2023
253 | Wombarra | 2029 | . | 4.6761 | 0.42019 | 4.6949 | 0.99599 | 4.6761 | 0.42019 | 4.6949 | 0.99599 | No | Bellambi | SDF2023
254 | Wombarra | 2030 | . | 4.7846 | 0.42995 | 4.8039 | 0.99599 | 4.7846 | 0.42995 | 4.8039 | 0.99599 | No | Bellambi | SDF2023
255 | Wombarra | 2031 | . | 4.9391 | 0.44383 | 4.959 | 0.99599 | 4.9391 | 0.44383 | 4.959 | 0.99599 | No | Bellambi | SDF2023
256 | Wombarra | 2032 | . | 5.0935 | 0.45771 | 5.114 | 0.99599 | 5.0935 | 0.45771 | 5.114 | 0.99599 | No | Bellambi | SDF2023
257 | Undiversified | 2017 | 89.6192 | 84.325 | 14.5033 | 86.0109 | 0.9804 | 78.967 | 13.7021 | 80.5896 | 0.97987 | No | Bellambi | SDF2023
258 | Undiversified | 2018 | 88.516 | 83.552 | 13.7976 | 85.8313 | 0.97344 | 78.632 | 13.0648 | 80.8563 | 0.97249 | No | Bellambi | SDF2023
259 | Undiversified | 2019 | 87.06 | 90.5528 | 17.3056 | 93.2292 | 0.97129 | 82.4995 | 15.973 | 85.0623 | 0.96987 | No | Bellambi | SDF2023
260 | Undiversified | 2020 | 93.747 | 90.0858 | 11.2634 | 91.7034 | 0.98236 | 83.7087 | 10.8385 | 85.3093 | 0.98124 | No | Bellambi | SDF2023
261 | Undiversified | 2021 | 89.284 | 87.5267 | 11.6209 | 89.1646 | 0.98163 | 81.3947 | 11.1484 | 83.0017 | 0.98064 | No | Bellambi | SDF2023
262 | Undiversified | 2022 | 79.6122 | 83.5466 | 8.6333 | 84.7317 | 0.98601 | 77.0271 | 8.0721 | 78.1684 | 0.9854 | No | Bellambi | SDF2023
263 | Undiversified | 2023 | . | 83.912 | 11.5586 | 85.2148 | 0.98471 | 77.3925 | 10.8861 | 78.6569 | 0.98393 | No | Bellambi | SDF2023
264 | Undiversified | 2024 | . | 83.3984 | 11.5015 | 84.6978 | 0.98466 | 76.9105 | 10.8334 | 78.1719 | 0.98386 | No | Bellambi | SDF2023
265 | Undiversified | 2025 | . | 83.8526 | 11.5376 | 85.1534 | 0.98472 | 77.3997 | 10.8729 | 78.6626 | 0.98395 | No | Bellambi | SDF2023
266 | Undiversified | 2026 | . | 82.5604 | 11.4038 | 83.8537 | 0.98458 | 76.1075 | 10.7391 | 77.363 | 0.98377 | No | Bellambi | SDF2023
267 | Undiversified | 2027 | . | 82.7566 | 11.4191 | 84.0505 | 0.98461 | 76.3038 | 10.7544 | 77.5597 | 0.98381 | No | Bellambi | SDF2023
268 | Undiversified | 2028 | . | 83.5877 | 11.5022 | 84.886 | 0.98471 | 77.1349 | 10.8374 | 78.3952 | 0.98392 | No | Bellambi | SDF2023
269 | Undiversified | 2029 | . | 85.0021 | 11.6445 | 86.3079 | 0.98487 | 78.5492 | 10.9797 | 79.8171 | 0.98411 | No | Bellambi | SDF2023
270 | Undiversified | 2030 | . | 86.3104 | 11.776 | 87.6232 | 0.98502 | 79.8575 | 11.1113 | 81.1324 | 0.98429 | No | Bellambi | SDF2023
271 | Undiversified | 2031 | . | 88.1612 | 11.9618 | 89.4839 | 0.98522 | 81.7083 | 11.2971 | 82.9931 | 0.98452 | No | Bellambi | SDF2023
272 | Undiversified | 2032 | . | 90.012 | 12.1477 | 91.3446 | 0.98541 | 83.5591 | 11.4829 | 84.8538 | 0.98474 | No | Bellambi | SDF2023
273 | Diversified | 2017 | 80.65 | 80.65 | 16.3767 | 82.2959 | 0.98 | 80.65 | 16.3767 | 82.2959 | 0.98 | No | Bellambi | SDF2023
274 | Diversified | 2018 | 77.8689 | 76 | 16.9575 | 77.8689 | 0.976 | 76 | 16.9575 | 77.8689 | 0.976 | No | Bellambi | SDF2023
275 | Diversified | 2019 | 80.4418 | 78.45 | 17.79 | 80.4418 | 0.97524 | 78.45 | 17.79 | 80.4418 | 0.97524 | No | Bellambi | SDF2023
276 | Diversified | 2020 | 83.4987 | 82.59 | 12.285 | 83.4987 | 0.98912 | 82.59 | 12.285 | 83.4987 | 0.98912 | No | Bellambi | SDF2023
277 | Diversified | 2021 | 80.5823 | 79.56 | 12.795 | 80.5823 | 0.98731 | 79.56 | 12.795 | 80.5823 | 0.98731 | No | Bellambi | SDF2023
278 | Diversified | 2022 | 71.4089 | 70.965 | 7.95 | 71.4089 | 0.99378 | 70.965 | 7.95 | 71.4089 | 0.99378 | No | Bellambi | SDF2023
279 | Diversified | 2023 | . | 80.9382 | 9.0673 | 81.4445 | 0.99378 | 74.6498 | 8.3628 | 75.1167 | 0.99378 | No | Bellambi | SDF2023
280 | Diversified | 2024 | . | 80.4428 | 9.0118 | 80.946 | 0.99378 | 74.1848 | 8.3107 | 74.6489 | 0.99378 | No | Bellambi | SDF2023
281 | Diversified | 2025 | . | 80.8808 | 9.0608 | 81.3868 | 0.99378 | 74.6567 | 8.3636 | 75.1237 | 0.99378 | No | Bellambi | SDF2023
282 | Diversified | 2026 | . | 79.6344 | 8.9212 | 80.1326 | 0.99378 | 73.4103 | 8.2239 | 73.8695 | 0.99378 | No | Bellambi | SDF2023
283 | Diversified | 2027 | . | 79.8238 | 8.9424 | 80.3231 | 0.99378 | 73.5996 | 8.2451 | 74.06 | 0.99378 | No | Bellambi | SDF2023
284 | Diversified | 2028 | . | 80.6254 | 9.0322 | 81.1298 | 0.99378 | 74.4012 | 8.335 | 74.8666 | 0.99378 | No | Bellambi | SDF2023
285 | Diversified | 2029 | . | 81.9896 | 9.1851 | 82.5025 | 0.99378 | 75.7654 | 8.4878 | 76.2394 | 0.99378 | No | Bellambi | SDF2023
286 | Diversified | 2030 | . | 83.2516 | 9.3264 | 83.7723 | 0.99378 | 77.0274 | 8.6292 | 77.5092 | 0.99378 | No | Bellambi | SDF2023
287 | Diversified | 2031 | . | 85.0368 | 9.5264 | 85.5687 | 0.99378 | 78.8126 | 8.8291 | 79.3056 | 0.99378 | No | Bellambi | SDF2023
288 | Diversified | 2032 | . | 86.822 | 9.7264 | 87.3651 | 0.99378 | 80.5978 | 9.0291 | 81.102 | 0.99378 | No | Bellambi | SDF2023
289 | ABC_Tissues | 2017 | 3.782 | 3.702 | 0.77377 | 3.782 | 0.97885 | 3.702 | 0.77377 | 3.782 | 0.97885 | Yes | Blacktown | SDF2023
290 | ABC_Tissues | 2018 | 3.814 | 3.702 | 0.91749 | 3.814 | 0.97063 | 3.702 | 0.91749 | 3.814 | 0.97063 | Yes | Blacktown | SDF2023
291 | ABC_Tissues | 2019 | 3.87 | 3.682 | 1.1984 | 3.8721 | 0.9509 | 3.682 | 1.1984 | 3.8721 | 0.9509 | Yes | Blacktown | SDF2023
292 | ABC_Tissues | 2020 | 3.871 | 3.772 | 0.86986 | 3.871 | 0.97443 | 3.772 | 0.86986 | 3.871 | 0.97443 | Yes | Blacktown | SDF2023
293 | ABC_Tissues | 2021 | 4.059 | 3.857 | 1.2645 | 4.059 | 0.95023 | 3.857 | 1.2645 | 4.059 | 0.95023 | Yes | Blacktown | SDF2023
294 | ABC_Tissues | 2022 | 3.952 | 3.932 | 0.39709 | 3.952 | 0.99494 | 3.932 | 0.39709 | 3.952 | 0.99494 | Yes | Blacktown | SDF2023
295 | ABC_Tissues | 2023 | . | 3.932 | 0.39709 | 3.952 | 0.99494 | 3.932 | 0.39709 | 3.952 | 0.99494 | Yes | Blacktown | SDF2023
296 | ABC_Tissues | 2024 | . | 10.2996 | 1.0401 | 10.352 | 0.99494 | 10.2996 | 1.0401 | 10.352 | 0.99494 | Yes | Blacktown | SDF2023
297 | ABC_Tissues | 2025 | . | 10.2996 | 1.0401 | 10.352 | 0.99494 | 10.2996 | 1.0401 | 10.352 | 0.99494 | Yes | Blacktown | SDF2023
298 | ABC_Tissues | 2026 | . | 10.2996 | 1.0401 | 10.352 | 0.99494 | 10.2996 | 1.0401 | 10.352 | 0.99494 | Yes | Blacktown | SDF2023
299 | ABC_Tissues | 2027 | . | 10.2996 | 1.0401 | 10.352 | 0.99494 | 10.2996 | 1.0401 | 10.352 | 0.99494 | Yes | Blacktown | SDF2023
300 | ABC_Tissues | 2028 | . | 10.2996 | 1.0401 | 10.352 | 0.99494 | 10.2996 | 1.0401 | 10.352 | 0.99494 | Yes | Blacktown | SDF2023
301 | ABC_Tissues | 2029 | . | 10.2996 | 1.0401 | 10.352 | 0.99494 | 10.2996 | 1.0401 | 10.352 | 0.99494 | Yes | Blacktown | SDF2023
302 | ABC_Tissues | 2030 | . | 10.2996 | 1.0401 | 10.352 | 0.99494 | 10.2996 | 1.0401 | 10.352 | 0.99494 | Yes | Blacktown | SDF2023
303 | ABC_Tissues | 2031 | . | 10.2996 | 1.0401 | 10.352 | 0.99494 | 10.2996 | 1.0401 | 10.352 | 0.99494 | Yes | Blacktown | SDF2023
304 | ABC_Tissues | 2032 | . | 10.2996 | 1.0401 | 10.352 | 0.99494 | 10.2996 | 1.0401 | 10.352 | 0.99494 | Yes | Blacktown | SDF2023
305 | Sydney_Trains_Blacktown | 2017 | 7.3235 | 7.199 | 1.3446 | 7.3235 | 0.983 | 7.199 | 1.3446 | 7.3235 | 0.983 | Yes | Blacktown | SDF2023
306 | Sydney_Trains_Blacktown | 2018 | 9.4354 | 9.275 | 1.7324 | 9.4354 | 0.983 | 9.275 | 1.7324 | 9.4354 | 0.983 | Yes | Blacktown | SDF2023
307 | Sydney_Trains_Blacktown | 2019 | 9.45 | 9.37 | 1.227 | 9.45 | 0.99153 | 9.37 | 1.227 | 9.45 | 0.99153 | Yes | Blacktown | SDF2023
308 | Sydney_Trains_Blacktown | 2020 | 9.524 | 9.452 | 1.1689 | 9.524 | 0.99244 | 9.452 | 1.1689 | 9.524 | 0.99244 | Yes | Blacktown | SDF2023
309 | Sydney_Trains_Blacktown | 2021 | 9.745 | 9.603 | 1.6575 | 9.745 | 0.98543 | 9.603 | 1.6575 | 9.745 | 0.98543 | Yes | Blacktown | SDF2023
310 | Sydney_Trains_Blacktown | 2022 | 9.8978 | 9.8173 | 1.2598 | 9.8978 | 0.99187 | 9.8173 | 1.2598 | 9.8978 | 0.99187 | Yes | Blacktown | SDF2023
311 | Sydney_Trains_Blacktown | 2023 | . | 9.8173 | 1.5426 | 9.9378 | 0.98788 | 9.8173 | 1.5426 | 9.9378 | 0.98788 | Yes | Blacktown | SDF2023
312 | Sydney_Trains_Blacktown | 2024 | . | 9.8173 | 1.5426 | 9.9378 | 0.98788 | 9.8173 | 1.5426 | 9.9378 | 0.98788 | Yes | Blacktown | SDF2023
313 | Sydney_Trains_Blacktown | 2025 | . | 9.8173 | 1.5426 | 9.9378 | 0.98788 | 9.8173 | 1.5426 | 9.9378 | 0.98788 | Yes | Blacktown | SDF2023
314 | Sydney_Trains_Blacktown | 2026 | . | 9.8173 | 1.5426 | 9.9378 | 0.98788 | 9.8173 | 1.5426 | 9.9378 | 0.98788 | Yes | Blacktown | SDF2023
315 | Sydney_Trains_Blacktown | 2027 | . | 9.8173 | 1.5426 | 9.9378 | 0.98788 | 9.8173 | 1.5426 | 9.9378 | 0.98788 | Yes | Blacktown | SDF2023
316 | Sydney_Trains_Blacktown | 2028 | . | 9.8173 | 1.5426 | 9.9378 | 0.98788 | 9.8173 | 1.5426 | 9.9378 | 0.98788 | Yes | Blacktown | SDF2023
317 | Sydney_Trains_Blacktown | 2029 | . | 9.8173 | 1.5426 | 9.9378 | 0.98788 | 9.8173 | 1.5426 | 9.9378 | 0.98788 | Yes | Blacktown | SDF2023
318 | Sydney_Trains_Blacktown | 2030 | . | 9.8173 | 1.5426 | 9.9378 | 0.98788 | 9.8173 | 1.5426 | 9.9378 | 0.98788 | Yes | Blacktown | SDF2023
319 | Sydney_Trains_Blacktown | 2031 | . | 9.8173 | 1.5426 | 9.9378 | 0.98788 | 9.8173 | 1.5426 | 9.9378 | 0.98788 | Yes | Blacktown | SDF2023
320 | Sydney_Trains_Blacktown | 2032 | . | 9.8173 | 1.5426 | 9.9378 | 0.98788 | 9.8173 | 1.5426 | 9.9378 | 0.98788 | Yes | Blacktown | SDF2023
321 | Bossley_Park | 2017 | 31.5726 | 32.363 | 4.1184 | 32.624 | 0.992 | 29.37 | 3.7375 | 29.6069 | 0.992 | No | Blacktown | SDF2023
322 | Bossley_Park | 2018 | 31.4487 | 32.11 | 3.5334 | 32.3038 | 0.994 | 29.08 | 3.2 | 29.2555 | 0.994 | No | Blacktown | SDF2023
323 | Bossley_Park | 2019 | 33.02 | 35.2307 | 3.4809 | 35.4022 | 0.99515 | 31.6083 | 3.123 | 31.7622 | 0.99515 | No | Blacktown | SDF2023
324 | Bossley_Park | 2020 | 32.366 | 32.923 | 0.96867 | 32.9372 | 0.99957 | 29.584 | 0.87043 | 29.5968 | 0.99957 | No | Blacktown | SDF2023
325 | Bossley_Park | 2021 | 28.72 | 32.7298 | . | 32.7298 | 1 | 29.4167 | . | 29.4167 | 1 | No | Blacktown | SDF2023
326 | Bossley_Park | 2022 | 31.31 | 33.7865 | 5.2501 | 33.3761 | 1.0123 | 30.4286 | 4.7283 | 30.059 | 1.0123 | No | Blacktown | SDF2023
327 | Bossley_Park | 2023 | . | 33.4928 | 0.67585 | 33.486 | 1.0002 | 30.1348 | 0.60809 | 30.1287 | 1.0002 | No | Blacktown | SDF2023
328 | Bossley_Park | 2024 | . | 33.2609 | 0.67117 | 33.2541 | 1.0002 | 29.9247 | 0.60385 | 29.9186 | 1.0002 | No | Blacktown | SDF2023
329 | Bossley_Park | 2025 | . | 33.3242 | 0.67245 | 33.3174 | 1.0002 | 29.988 | 0.60513 | 29.9819 | 1.0002 | No | Blacktown | SDF2023
330 | Bossley_Park | 2026 | . | 32.9941 | 0.66579 | 32.9873 | 1.0002 | 29.6579 | 0.59847 | 29.6518 | 1.0002 | No | Blacktown | SDF2023
331 | Bossley_Park | 2027 | . | 32.9476 | 0.66485 | 32.9409 | 1.0002 | 29.6114 | 0.59753 | 29.6053 | 1.0002 | No | Blacktown | SDF2023
332 | Bossley_Park | 2028 | . | 33.0449 | 0.66681 | 33.0382 | 1.0002 | 29.7087 | 0.59949 | 29.7027 | 1.0002 | No | Blacktown | SDF2023
333 | Bossley_Park | 2029 | . | 33.2889 | 0.67174 | 33.2821 | 1.0002 | 29.9527 | 0.60441 | 29.9466 | 1.0002 | No | Blacktown | SDF2023
334 | Bossley_Park | 2030 | . | 33.506 | 0.67612 | 33.4992 | 1.0002 | 30.1698 | 0.6088 | 30.1637 | 1.0002 | No | Blacktown | SDF2023
335 | Bossley_Park | 2031 | . | 33.8277 | 0.68261 | 33.8208 | 1.0002 | 30.4915 | 0.61529 | 30.4852 | 1.0002 | No | Blacktown | SDF2023
336 | Bossley_Park | 2032 | . | 34.1493 | 0.6891 | 34.1423 | 1.0002 | 30.8131 | 0.62178 | 30.8068 | 1.0002 | No | Blacktown | SDF2023
337 | Fujitsu_Data | 2017 | . | . | . | . | . | . | . | . | . | Yes | Blacktown | SDF2023
338 | Fujitsu_Data | 2018 | 8.6 | 7.74 | 3.7487 | 8.6 | 0.9 | 7.74 | 3.7487 | 8.6 | 0.9 | Yes | Blacktown | SDF2023
339 | Fujitsu_Data | 2019 | 8.3 | 8.065 | 1.9392 | 8.2949 | 0.97229 | 8.065 | 1.9392 | 8.2949 | 0.97229 | Yes | Blacktown | SDF2023
340 | Fujitsu_Data | 2020 | 8.176 | 8.06 | 1.3724 | 8.176 | 0.98581 | 8.06 | 1.3724 | 8.176 | 0.98581 | Yes | Blacktown | SDF2023
341 | Fujitsu_Data | 2021 | 8.769 | 8.602 | 1.7032 | 8.769 | 0.98096 | 8.602 | 1.7032 | 8.769 | 0.98096 | Yes | Blacktown | SDF2023
342 | Fujitsu_Data | 2022 | 5.1679 | 5.007 | 1.2795 | 5.1679 | 0.96887 | 5.007 | 1.2795 | 5.1679 | 0.96887 | Yes | Blacktown | SDF2023
343 | Fujitsu_Data | 2023 | . | 5.007 | 2.425 | 5.5633 | 0.9 | 5.007 | 2.425 | 5.5633 | 0.9 | Yes | Blacktown | SDF2023
344 | Fujitsu_Data | 2024 | . | 5.007 | 2.425 | 5.5633 | 0.9 | 5.007 | 2.425 | 5.5633 | 0.9 | Yes | Blacktown | SDF2023
345 | Fujitsu_Data | 2025 | . | 5.007 | 2.425 | 5.5633 | 0.9 | 5.007 | 2.425 | 5.5633 | 0.9 | Yes | Blacktown | SDF2023
346 | Fujitsu_Data | 2026 | . | 5.007 | 2.425 | 5.5633 | 0.9 | 5.007 | 2.425 | 5.5633 | 0.9 | Yes | Blacktown | SDF2023
347 | Fujitsu_Data | 2027 | . | 5.007 | 2.425 | 5.5633 | 0.9 | 5.007 | 2.425 | 5.5633 | 0.9 | Yes | Blacktown | SDF2023
348 | Fujitsu_Data | 2028 | . | 5.007 | 2.425 | 5.5633 | 0.9 | 5.007 | 2.425 | 5.5633 | 0.9 | Yes | Blacktown | SDF2023
349 | Fujitsu_Data | 2029 | . | 5.007 | 2.425 | 5.5633 | 0.9 | 5.007 | 2.425 | 5.5633 | 0.9 | Yes | Blacktown | SDF2023
350 | Fujitsu_Data | 2030 | . | 5.007 | 2.425 | 5.5633 | 0.9 | 5.007 | 2.425 | 5.5633 | 0.9 | Yes | Blacktown | SDF2023
351 | Fujitsu_Data | 2031 | . | 5.007 | 2.425 | 5.5633 | 0.9 | 5.007 | 2.425 | 5.5633 | 0.9 | Yes | Blacktown | SDF2023
352 | Fujitsu_Data | 2032 | . | 5.007 | 2.425 | 5.5633 | 0.9 | 5.007 | 2.425 | 5.5633 | 0.9 | Yes | Blacktown | SDF2023
353 | Greystanes | 2017 | 24.035 | 23.259 | 2.0851 | 23.3523 | 0.99601 | 20.565 | 1.8436 | 20.6475 | 0.99601 | No | Blacktown | SDF2023
354 | Greystanes | 2018 | 21.6 | 22.17 | . | 22.17 | 1 | 19.35 | . | 19.35 | 1 | No | Blacktown | SDF2023
355 | Greystanes | 2019 | 23.26 | 26.8841 | 1.9347 | 26.9536 | 0.99742 | 22.9034 | 1.6483 | 22.9626 | 0.99742 | No | Blacktown | SDF2023
356 | Greystanes | 2020 | 25.0046 | 25.2967 | 0.4853 | 25.3014 | 0.99982 | 21.7732 | 0.4177 | 21.7772 | 0.99982 | No | Blacktown | SDF2023
357 | Greystanes | 2021 | 22.932 | 23.9106 | 5.4823 | 24.531 | 0.97471 | 21.1656 | 4.8529 | 21.7148 | 0.97471 | No | Blacktown | SDF2023
358 | Greystanes | 2022 | 21.945 | 23.6073 | 0.71292 | 23.6181 | 0.99954 | 20.9541 | 0.6328 | 20.9636 | 0.99954 | No | Blacktown | SDF2023
359 | Greystanes | 2023 | . | 24.3593 | 2.546 | 24.492 | 0.99458 | 21.7061 | 2.2687 | 21.8243 | 0.99458 | No | Blacktown | SDF2023
360 | Greystanes | 2024 | . | 23.9041 | 2.4984 | 24.0343 | 0.99458 | 21.2509 | 2.2211 | 21.3666 | 0.99458 | No | Blacktown | SDF2023
361 | Greystanes | 2025 | . | 23.7538 | 2.4827 | 23.8832 | 0.99458 | 21.1006 | 2.2054 | 21.2155 | 0.99458 | No | Blacktown | SDF2023
362 | Greystanes | 2026 | . | 23.3877 | 2.4444 | 23.5151 | 0.99458 | 20.7352 | 2.1672 | 20.8481 | 0.99458 | No | Blacktown | SDF2023
363 | Greystanes | 2027 | . | 23.3191 | 2.4372 | 23.4461 | 0.99458 | 20.7386 | 2.1675 | 20.8515 | 0.99458 | No | Blacktown | SDF2023
364 | Greystanes | 2028 | . | 23.4442 | 2.4503 | 23.5719 | 0.99458 | 20.8637 | 2.1806 | 20.9773 | 0.99458 | No | Blacktown | SDF2023
365 | Greystanes | 2029 | . | 23.6922 | 2.4762 | 23.8213 | 0.99458 | 21.1117 | 2.2065 | 21.2267 | 0.99458 | No | Blacktown | SDF2023
366 | Greystanes | 2030 | . | 23.9238 | 2.5005 | 24.0541 | 0.99458 | 21.3433 | 2.2307 | 21.4596 | 0.99458 | No | Blacktown | SDF2023
367 | Greystanes | 2031 | . | 24.2594 | 2.5355 | 24.3915 | 0.99458 | 21.6788 | 2.2658 | 21.7969 | 0.99458 | No | Blacktown | SDF2023
368 | Greystanes | 2032 | . | 24.5949 | 2.5706 | 24.7289 | 0.99458 | 22.0144 | 2.3009 | 22.1343 | 0.99458 | No | Blacktown | SDF2023
369 | Holroyd | 2017 | 36.967 | 34.627 | 8.0796 | 35.5571 | 0.97384 | 29.93 | 6.9836 | 30.734 | 0.97384 | No | Blacktown | SDF2023
370 | Holroyd | 2018 | 34.788 | 32.73 | 4.0863 | 32.9841 | 0.9923 | 28.67 | 3.5794 | 28.8926 | 0.9923 | No | Blacktown | SDF2023
371 | Holroyd | 2019 | 36.56 | 38.8963 | 5.0138 | 39.2181 | 0.99179 | 33.8522 | 4.3636 | 34.1323 | 0.99179 | No | Blacktown | SDF2023
372 | Holroyd | 2020 | 40.887 | 36.2925 | 5.8154 | 36.7555 | 0.9874 | 31.4741 | 5.0433 | 31.8756 | 0.9874 | No | Blacktown | SDF2023
373 | Holroyd | 2021 | 35.195 | 37.5415 | 4.6596 | 37.8296 | 0.99239 | 33.2439 | 4.1262 | 33.499 | 0.99239 | No | Blacktown | SDF2023
374 | Holroyd | 2022 | 34.1517 | 38.2749 | 0.75237 | 38.2675 | 1.0002 | 34.0207 | 0.66875 | 34.0141 | 1.0002 | No | Blacktown | SDF2023
375 | Holroyd | 2023 | . | 37.4822 | 5.4344 | 37.8741 | 0.98965 | 33.2947 | 4.8272 | 33.6428 | 0.98965 | No | Blacktown | SDF2023
376 | Holroyd | 2024 | . | 39.4316 | 5.717 | 39.8439 | 0.98965 | 35.2441 | 5.1099 | 35.6126 | 0.98965 | No | Blacktown | SDF2023
377 | Holroyd | 2025 | . | 39.4601 | 5.7211 | 39.8727 | 0.98965 | 35.2726 | 5.114 | 35.6414 | 0.98965 | No | Blacktown | SDF2023
378 | Holroyd | 2026 | . | 38.8071 | 5.6265 | 39.2129 | 0.98965 | 34.6196 | 5.0193 | 34.9816 | 0.98965 | No | Blacktown | SDF2023
379 | Holroyd | 2027 | . | 38.8344 | 5.6304 | 39.2405 | 0.98965 | 34.6469 | 5.0233 | 35.0092 | 0.98965 | No | Blacktown | SDF2023
380 | Holroyd | 2028 | . | 39.1737 | 5.6796 | 39.5833 | 0.98965 | 35.1553 | 5.097 | 35.5229 | 0.98965 | No | Blacktown | SDF2023
381 | Holroyd | 2029 | . | 39.9833 | 5.797 | 40.4013 | 0.98965 | 35.9649 | 5.2144 | 36.3409 | 0.98965 | No | Blacktown | SDF2023
382 | Holroyd | 2030 | . | 40.7657 | 5.9104 | 41.1919 | 0.98965 | 36.7473 | 5.3278 | 37.1315 | 0.98965 | No | Blacktown | SDF2023
383 | Holroyd | 2031 | . | 41.8304 | 6.0648 | 42.2677 | 0.98965 | 37.812 | 5.4822 | 38.2073 | 0.98965 | No | Blacktown | SDF2023
384 | Holroyd | 2032 | . | 42.8951 | 6.2192 | 43.3436 | 0.98965 | 38.8766 | 5.6365 | 39.2831 | 0.98965 | No | Blacktown | SDF2023
385 | Leabons_Lane | 2017 | 22.61 | 19.128 | 9.2641 | 21.2533 | 0.9 | 17.168 | 8.3148 | 19.0756 | 0.9 | No | Blacktown | SDF2023
386 | Leabons_Lane | 2018 | 22.081 | 22.31 | 5.3603 | 22.9449 | 0.97233 | 20.23 | 4.8605 | 20.8057 | 0.97233 | No | Blacktown | SDF2023
387 | Leabons_Lane | 2019 | 22.52 | 23.7073 | 2.3518 | 23.8237 | 0.99512 | 21.2238 | 2.1055 | 21.328 | 0.99512 | No | Blacktown | SDF2023
388 | Leabons_Lane | 2020 | 23.713 | 22.7438 | 3.7627 | 23.0529 | 0.98659 | 20.5173 | 3.3944 | 20.7962 | 0.98659 | No | Blacktown | SDF2023
389 | Leabons_Lane | 2021 | 21.625 | 22.9275 | 3.7596 | 23.2337 | 0.98682 | 20.7822 | 3.4078 | 21.0598 | 0.98682 | No | Blacktown | SDF2023
390 | Leabons_Lane | 2022 | 20.3667 | 23.5104 | 0.79725 | 23.5239 | 0.99943 | 21.342 | 0.72372 | 21.3543 | 0.99943 | No | Blacktown | SDF2023
391 | Leabons_Lane | 2023 | . | 22.073 | 5.1974 | 22.6767 | 0.97338 | 19.9046 | 4.6868 | 20.449 | 0.97338 | No | Blacktown | SDF2023
392 | Leabons_Lane | 2024 | . | 22.4458 | 5.2852 | 23.0597 | 0.97338 | 20.3025 | 4.7805 | 20.8578 | 0.97338 | No | Blacktown | SDF2023
393 | Leabons_Lane | 2025 | . | 24.3575 | 5.7353 | 25.0236 | 0.97338 | 22.2142 | 5.2307 | 22.8217 | 0.97338 | No | Blacktown | SDF2023
394 | Leabons_Lane | 2026 | . | 23.9501 | 5.6394 | 24.6051 | 0.97338 | 21.8069 | 5.1347 | 22.4032 | 0.97338 | No | Blacktown | SDF2023
395 | Leabons_Lane | 2027 | . | 23.8018 | 5.6045 | 24.4527 | 0.97338 | 21.6585 | 5.0998 | 22.2508 | 0.97338 | No | Blacktown | SDF2023
396 | Leabons_Lane | 2028 | . | 23.7513 | 5.5926 | 24.4009 | 0.97338 | 21.608 | 5.0879 | 22.199 | 0.97338 | No | Blacktown | SDF2023
397 | Leabons_Lane | 2029 | . | 23.798 | 5.6036 | 24.4489 | 0.97338 | 21.6548 | 5.0989 | 22.247 | 0.97338 | No | Blacktown | SDF2023
398 | Leabons_Lane | 2030 | . | 23.8288 | 5.6108 | 24.4804 | 0.97338 | 21.6855 | 5.1062 | 22.2785 | 0.97338 | No | Blacktown | SDF2023
399 | Leabons_Lane | 2031 | . | 23.9465 | 5.6386 | 24.6013 | 0.97338 | 21.8032 | 5.1339 | 22.3995 | 0.97338 | No | Blacktown | SDF2023
400 | Leabons_Lane | 2032 | . | 24.0642 | 5.6663 | 24.7223 | 0.97338 | 21.9209 | 5.1616 | 22.5204 | 0.97338 | No | Blacktown | SDF2023
401 | Marayong | 2017 | 40.125 | 39.456 | 7.2966 | 40.125 | 0.98333 | 39.456 | 7.2966 | 40.125 | 0.98333 | No | Blacktown | SDF2023
402 | Marayong | 2018 | 41.881 | 40.32 | 11.3277 | 41.881 | 0.96273 | 40.32 | 11.3277 | 41.881 | 0.96273 | No | Blacktown | SDF2023
403 | Marayong | 2019 | 35.49 | 35.326 | 3.3658 | 35.486 | 0.99549 | 35.326 | 3.3658 | 35.486 | 0.99549 | No | Blacktown | SDF2023
404 | Marayong | 2020 | 30.791 | 30.749 | 1.6077 | 30.791 | 0.99864 | 30.749 | 1.6077 | 30.791 | 0.99864 | No | Blacktown | SDF2023
405 | Marayong | 2021 | 29.575 | 29.562 | 0.8768 | 29.575 | 0.99956 | 29.562 | 0.8768 | 29.575 | 0.99956 | No | Blacktown | SDF2023
406 | Marayong | 2022 | 26.7141 | 26.482 | 3.5138 | 26.7141 | 0.99131 | 26.482 | 3.5138 | 26.7141 | 0.99131 | No | Blacktown | SDF2023
407 | Marayong | 2023 | . | 34.8055 | 5.3224 | 35.2101 | 0.98851 | 34.8055 | 5.3224 | 35.2101 | 0.98851 | No | Blacktown | SDF2023
408 | Marayong | 2024 | . | 36.7609 | 5.6214 | 37.1882 | 0.98851 | 36.7609 | 5.6214 | 37.1882 | 0.98851 | No | Blacktown | SDF2023
409 | Marayong | 2025 | . | 36.6188 | 5.5997 | 37.0444 | 0.98851 | 36.6188 | 5.5997 | 37.0444 | 0.98851 | No | Blacktown | SDF2023
410 | Marayong | 2026 | . | 36.244 | 5.5424 | 36.6653 | 0.98851 | 36.244 | 5.5424 | 36.6653 | 0.98851 | No | Blacktown | SDF2023
411 | Marayong | 2027 | . | 36.1078 | 5.5215 | 36.5275 | 0.98851 | 36.1078 | 5.5215 | 36.5275 | 0.98851 | No | Blacktown | SDF2023
412 | Marayong | 2028 | . | 36.0678 | 5.5154 | 36.487 | 0.98851 | 36.0678 | 5.5154 | 36.487 | 0.98851 | No | Blacktown | SDF2023
413 | Marayong | 2029 | . | 36.2508 | 5.5434 | 36.6722 | 0.98851 | 36.2508 | 5.5434 | 36.6722 | 0.98851 | No | Blacktown | SDF2023
414 | Marayong | 2030 | . | 36.4668 | 5.5764 | 36.8907 | 0.98851 | 36.4668 | 5.5764 | 36.8907 | 0.98851 | No | Blacktown | SDF2023
415 | Marayong | 2031 | . | 36.7692 | 5.6227 | 37.1967 | 0.98851 | 36.7692 | 5.6227 | 37.1967 | 0.98851 | No | Blacktown | SDF2023
416 | Marayong | 2032 | . | 37.0717 | 5.6689 | 37.5026 | 0.98851 | 37.0717 | 5.6689 | 37.5026 | 0.98851 | No | Blacktown | SDF2023
417 | Newton | 2017 | 34.101 | 33.106 | 9.5689 | 34.4612 | 0.96068 | 30.969 | 8.9513 | 32.2367 | 0.96068 | No | Blacktown | SDF2023
418 | Newton | 2018 | 33.4316 | 31.7 | 10.4193 | 33.3684 | 0.95 | 29.82 | 9.8014 | 31.3895 | 0.95 | No | Blacktown | SDF2023
419 | Newton | 2019 | 32.9 | 33.3529 | 8.9325 | 34.5283 | 0.96596 | 31.0875 | 8.3258 | 32.1831 | 0.96596 | No | Blacktown | SDF2023
420 | Newton | 2020 | 28.153 | 28.115 | 7.5693 | 29.1161 | 0.96562 | 25.9015 | 6.9734 | 26.8238 | 0.96562 | No | Blacktown | SDF2023
421 | Newton | 2021 | 27.858 | 29.66 | 6.8026 | 30.4301 | 0.97469 | 27.3757 | 6.2787 | 28.0865 | 0.97469 | No | Blacktown | SDF2023
422 | Newton | 2022 | 27.1617 | 29.3027 | 5.9035 | 29.8914 | 0.9803 | 27.0226 | 5.4442 | 27.5656 | 0.9803 | No | Blacktown | SDF2023
423 | Newton | 2023 | . | 31.5378 | 10.366 | 33.1977 | 0.95 | 29.2577 | 9.6165 | 30.7976 | 0.95 | No | Blacktown | SDF2023
424 | Newton | 2024 | . | 36.2386 | 11.9111 | 38.1459 | 0.95 | 33.9585 | 11.1616 | 35.7458 | 0.95 | No | Blacktown | SDF2023
425 | Newton | 2025 | . | 40.4869 | 13.3074 | 42.6178 | 0.95 | 38.2068 | 12.558 | 40.2177 | 0.95 | No | Blacktown | SDF2023
426 | Newton | 2026 | . | 40.0787 | 13.1732 | 42.1881 | 0.95 | 37.7987 | 12.4238 | 39.7881 | 0.95 | No | Blacktown | SDF2023
427 | Newton | 2027 | . | 39.8653 | 13.1031 | 41.9634 | 0.95 | 37.5852 | 12.3537 | 39.5634 | 0.95 | No | Blacktown | SDF2023
428 | Newton | 2028 | . | 39.7022 | 13.0495 | 41.7918 | 0.95 | 37.4221 | 12.3001 | 39.3917 | 0.95 | No | Blacktown | SDF2023
429 | Newton | 2029 | . | 39.5879 | 13.0119 | 41.6714 | 0.95 | 37.3078 | 12.2625 | 39.2714 | 0.95 | No | Blacktown | SDF2023
430 | Newton | 2030 | . | 39.4634 | 12.971 | 41.5404 | 0.95 | 37.1833 | 12.2216 | 39.1403 | 0.95 | No | Blacktown | SDF2023
431 | Newton | 2031 | . | 39.3878 | 12.9461 | 41.4609 | 0.95 | 37.1077 | 12.1967 | 39.0608 | 0.95 | No | Blacktown | SDF2023
432 | Newton | 2032 | . | 39.3123 | 12.9213 | 41.3813 | 0.95 | 37.0322 | 12.1719 | 38.9813 | 0.95 | No | Blacktown | SDF2023
433 | Prospect | 2017 | 31.657 | 29.709 | 5.0921 | 30.1422 | 0.98563 | 26.884 | 4.6079 | 27.276 | 0.98563 | No | Blacktown | SDF2023
434 | Prospect | 2018 | 28.442 | 27.58 | 5.3048 | 28.0855 | 0.982 | 24.78 | 4.7663 | 25.2342 | 0.982 | No | Blacktown | SDF2023
435 | Prospect | 2019 | 28.37 | 30.7371 | 2.1632 | 30.8132 | 0.99753 | 27.1084 | 1.9078 | 27.1754 | 0.99753 | No | Blacktown | SDF2023
436 | Prospect | 2020 | 25.407 | 27.106 | 2.0163 | 27.1809 | 0.99724 | 24.2599 | 1.8046 | 24.3269 | 0.99724 | No | Blacktown | SDF2023
437 | Prospect | 2021 | 23.898 | 27.683 | 0.62045 | 27.69 | 0.99975 | 24.9809 | 0.55989 | 24.9872 | 0.99975 | No | Blacktown | SDF2023
438 | Prospect | 2022 | 26.3583 | 28.4114 | 1.3178 | 28.3809 | 1.0011 | 25.7938 | 1.1964 | 25.7661 | 1.0011 | No | Blacktown | SDF2023
439 | Prospect | 2023 | . | 28.3755 | 3.1559 | 28.5505 | 0.99387 | 25.7579 | 2.8648 | 25.9168 | 0.99387 | No | Blacktown | SDF2023
440 | Prospect | 2024 | . | 28.4834 | 3.1679 | 28.659 | 0.99387 | 25.8658 | 2.8768 | 26.0253 | 0.99387 | No | Blacktown | SDF2023
441 | Prospect | 2025 | . | 28.472 | 3.1667 | 28.6475 | 0.99387 | 25.8642 | 2.8766 | 26.0237 | 0.99387 | No | Blacktown | SDF2023
442 | Prospect | 2026 | . | 28.1247 | 3.128 | 28.2981 | 0.99387 | 25.5169 | 2.838 | 25.6742 | 0.99387 | No | Blacktown | SDF2023
443 | Prospect | 2027 | . | 28.0345 | 3.118 | 28.2074 | 0.99387 | 25.4268 | 2.828 | 25.5835 | 0.99387 | No | Blacktown | SDF2023
444 | Prospect | 2028 | . | 28.0312 | 3.1176 | 28.2041 | 0.99387 | 25.4235 | 2.8276 | 25.5802 | 0.99387 | No | Blacktown | SDF2023
445 | Prospect | 2029 | . | 28.1143 | 3.1269 | 28.2876 | 0.99387 | 25.5065 | 2.8368 | 25.6638 | 0.99387 | No | Blacktown | SDF2023
446 | Prospect | 2030 | . | 28.1896 | 3.1352 | 28.3634 | 0.99387 | 25.5818 | 2.8452 | 25.7395 | 0.99387 | No | Blacktown | SDF2023
447 | Prospect | 2031 | . | 28.3561 | 3.1538 | 28.5309 | 0.99387 | 25.7483 | 2.8637 | 25.9071 | 0.99387 | No | Blacktown | SDF2023
448 | Prospect | 2032 | . | 28.5226 | 3.1723 | 28.6984 | 0.99387 | 25.9148 | 2.8822 | 26.0746 | 0.99387 | No | Blacktown | SDF2023
449 | Prospect_East | 2017 | 10.621 | 9.888 | 3.8773 | 10.621 | 0.93099 | 9.888 | 3.8773 | 10.621 | 0.93099 | Yes | Blacktown | SDF2023
450 | Prospect_East | 2018 | 10.679 | 9.943 | 3.8959 | 10.679 | 0.93108 | 9.943 | 3.8959 | 10.679 | 0.93108 | Yes | Blacktown | SDF2023
451 | Prospect_East | 2019 | 10.71 | 9.933 | 4.0136 | 10.7132 | 0.92717 | 9.933 | 4.0136 | 10.7132 | 0.92717 | Yes | Blacktown | SDF2023
452 | Prospect_East | 2020 | 10.707 | 9.899 | 4.0804 | 10.707 | 0.92454 | 9.899 | 4.0804 | 10.707 | 0.92454 | Yes | Blacktown | SDF2023
453 | Prospect_East | 2021 | 10.787 | 9.906 | 4.3655 | 10.8252 | 0.91508 | 9.906 | 4.3655 | 10.8252 | 0.91508 | Yes | Blacktown | SDF2023
454 | Prospect_East | 2022 | 10.787 | 10.6433 | 4.6904 | 11.631 | 0.91508 | 10.6433 | 4.6904 | 11.631 | 0.91508 | Yes | Blacktown | SDF2023
455 | Prospect_East | 2023 | . | 10.6433 | 4.405 | 11.5189 | 0.92399 | 10.6433 | 4.405 | 11.5189 | 0.92399 | Yes | Blacktown | SDF2023
456 | Prospect_East | 2024 | . | 10.6433 | 4.405 | 11.5189 | 0.92399 | 10.6433 | 4.405 | 11.5189 | 0.92399 | Yes | Blacktown | SDF2023
457 | Prospect_East | 2025 | . | 10.6433 | 4.405 | 11.5189 | 0.92399 | 10.6433 | 4.405 | 11.5189 | 0.92399 | Yes | Blacktown | SDF2023
458 | Prospect_East | 2026 | . | 10.6433 | 4.405 | 11.5189 | 0.92399 | 10.6433 | 4.405 | 11.5189 | 0.92399 | Yes | Blacktown | SDF2023
459 | Prospect_East | 2027 | . | 10.6433 | 4.405 | 11.5189 | 0.92399 | 10.6433 | 4.405 | 11.5189 | 0.92399 | Yes | Blacktown | SDF2023
460 | Prospect_East | 2028 | . | 10.6433 | 4.405 | 11.5189 | 0.92399 | 10.6433 | 4.405 | 11.5189 | 0.92399 | Yes | Blacktown | SDF2023
461 | Prospect_East | 2029 | . | 10.6433 | 4.405 | 11.5189 | 0.92399 | 10.6433 | 4.405 | 11.5189 | 0.92399 | Yes | Blacktown | SDF2023
462 | Prospect_East | 2030 | . | 10.6433 | 4.405 | 11.5189 | 0.92399 | 10.6433 | 4.405 | 11.5189 | 0.92399 | Yes | Blacktown | SDF2023
463 | Prospect_East | 2031 | . | 10.6433 | 4.405 | 11.5189 | 0.92399 | 10.6433 | 4.405 | 11.5189 | 0.92399 | Yes | Blacktown | SDF2023
464 | Prospect_East | 2032 | . | 10.6433 | 4.405 | 11.5189 | 0.92399 | 10.6433 | 4.405 | 11.5189 | 0.92399 | Yes | Blacktown | SDF2023
465 | Prospect_South | 2017 | 3.597 | 3.367 | 1.2656 | 3.597 | 0.93606 | 3.367 | 1.2656 | 3.597 | 0.93606 | Yes | Blacktown | SDF2023
466 | Prospect_South | 2018 | 4.359 | 4.032 | 1.6565 | 4.359 | 0.92498 | 4.032 | 1.6565 | 4.359 | 0.92498 | Yes | Blacktown | SDF2023
467 | Prospect_South | 2019 | 2.28 | 2.173 | 0.70061 | 2.2832 | 0.95175 | 2.173 | 0.70061 | 2.2832 | 0.95175 | Yes | Blacktown | SDF2023
468 | Prospect_South | 2020 | 2.283 | 4.9867 | 1.3015 | 5.1538 | 0.96759 | 4.9867 | 1.3015 | 5.1538 | 0.96759 | Yes | Blacktown | SDF2023
469 | Prospect_South | 2021 | 5.502 | 5.502 | 0.10489 | 5.501 | 1.0002 | 5.502 | 0.10489 | 5.501 | 1.0002 | Yes | Blacktown | SDF2023
470 | Prospect_South | 2022 | 5.5467 | 5.55 | 0.19136 | 5.5467 | 1.0006 | 5.55 | 0.19136 | 5.5467 | 1.0006 | Yes | Blacktown | SDF2023
471 | Prospect_South | 2023 | . | 5.55 | 1.5415 | 5.7601 | 0.96353 | 5.55 | 1.5415 | 5.7601 | 0.96353 | Yes | Blacktown | SDF2023
472 | Prospect_South | 2024 | . | 5.55 | 1.5415 | 5.7601 | 0.96353 | 5.55 | 1.5415 | 5.7601 | 0.96353 | Yes | Blacktown | SDF2023
473 | Prospect_South | 2025 | . | 5.55 | 1.5415 | 5.7601 | 0.96353 | 5.55 | 1.5415 | 5.7601 | 0.96353 | Yes | Blacktown | SDF2023
474 | Prospect_South | 2026 | . | 5.55 | 1.5415 | 5.7601 | 0.96353 | 5.55 | 1.5415 | 5.7601 | 0.96353 | Yes | Blacktown | SDF2023
475 | Prospect_South | 2027 | . | 5.55 | 1.5415 | 5.7601 | 0.96353 | 5.55 | 1.5415 | 5.7601 | 0.96353 | Yes | Blacktown | SDF2023
476 | Prospect_South | 2028 | . | 5.55 | 1.5415 | 5.7601 | 0.96353 | 5.55 | 1.5415 | 5.7601 | 0.96353 | Yes | Blacktown | SDF2023
477 | Prospect_South | 2029 | . | 5.55 | 1.5415 | 5.7601 | 0.96353 | 5.55 | 1.5415 | 5.7601 | 0.96353 | Yes | Blacktown | SDF2023
478 | Prospect_South | 2030 | . | 5.55 | 1.5415 | 5.7601 | 0.96353 | 5.55 | 1.5415 | 5.7601 | 0.96353 | Yes | Blacktown | SDF2023
479 | Prospect_South | 2031 | . | 5.55 | 1.5415 | 5.7601 | 0.96353 | 5.55 | 1.5415 | 5.7601 | 0.96353 | Yes | Blacktown | SDF2023
480 | Prospect_South | 2032 | . | 5.55 | 1.5415 | 5.7601 | 0.96353 | 5.55 | 1.5415 | 5.7601 | 0.96353 | Yes | Blacktown | SDF2023
481 | Quarries | 2017 | 30.094 | 28.387 | 8.3169 | 29.5803 | 0.95966 | 26.388 | 7.7312 | 27.4972 | 0.95966 | No | Blacktown | SDF2023
482 | Quarries | 2018 | 23.839 | 22.78 | 6.4775 | 23.6831 | 0.96187 | 20.87 | 5.9344 | 21.6973 | 0.96187 | No | Blacktown | SDF2023
483 | Quarries | 2019 | 25.12 | 25.9121 | 6.6124 | 26.7425 | 0.96895 | 23.6554 | 6.0365 | 24.4135 | 0.96895 | No | Blacktown | SDF2023
484 | Quarries | 2020 | 26.83 | 25.512 | 7.1294 | 26.4894 | 0.9631 | 23.3686 | 6.5304 | 24.2639 | 0.9631 | No | Blacktown | SDF2023
485 | Quarries | 2021 | 25.522 | 25.783 | 6.7496 | 26.6518 | 0.9674 | 23.7361 | 6.2137 | 24.536 | 0.9674 | No | Blacktown | SDF2023
486 | Quarries | 2022 | 21.1083 | 23.1247 | 4.508 | 23.56 | 0.98152 | 21.0755 | 4.1085 | 21.4722 | 0.98152 | No | Blacktown | SDF2023
487 | Quarries | 2023 | . | 27.4808 | 7.2307 | 28.4162 | 0.96708 | 25.4316 | 6.6915 | 26.2972 | 0.96708 | No | Blacktown | SDF2023
488 | Quarries | 2024 | . | 27.9169 | 7.3455 | 28.8671 | 0.96708 | 25.8677 | 6.8063 | 26.7481 | 0.96708 | No | Blacktown | SDF2023
489 | Quarries | 2025 | . | 27.7801 | 7.3095 | 28.7256 | 0.96708 | 25.7308 | 6.7703 | 26.6066 | 0.96708 | No | Blacktown | SDF2023
490 | Quarries | 2026 | . | 27.5368 | 7.2455 | 28.4741 | 0.96708 | 25.4876 | 6.7063 | 26.3551 | 0.96708 | No | Blacktown | SDF2023
491 | Quarries | 2027 | . | 27.4244 | 7.2159 | 28.3578 | 0.96708 | 25.3752 | 6.6767 | 26.2388 | 0.96708 | No | Blacktown | SDF2023
492 | Quarries | 2028 | . | 27.3696 | 7.2014 | 28.3011 | 0.96708 | 25.3203 | 6.6622 | 26.1821 | 0.96708 | No | Blacktown | SDF2023
493 | Quarries | 2029 | . | 27.3723 | 7.2022 | 28.304 | 0.96708 | 25.3433 | 6.6683 | 26.2059 | 0.96708 | No | Blacktown | SDF2023
494 | Quarries | 2030 | . | 27.3999 | 7.2094 | 28.3325 | 0.96708 | 25.3921 | 6.6811 | 26.2564 | 0.96708 | No | Blacktown | SDF2023
495 | Quarries | 2031 | . | 27.4974 | 7.2351 | 28.4333 | 0.96708 | 25.4896 | 6.7068 | 26.3572 | 0.96708 | No | Blacktown | SDF2023
496 | Quarries | 2032 | . | 27.595 | 7.2607 | 28.5342 | 0.96708 | 25.5872 | 6.7325 | 26.4581 | 0.96708 | No | Blacktown | SDF2023
497 | Sydney_Trains_Toongabbie | 2017 | . | . | . | . | . | . | . | . | . | Yes | Blacktown | SDF2023
498 | Sydney_Trains_Toongabbie | 2018 | 10.889 | 10.737 | 1.8131 | 10.889 | 0.98604 | 10.737 | 1.8131 | 10.889 | 0.98604 | Yes | Blacktown | SDF2023
499 | Sydney_Trains_Toongabbie | 2019 | 8.88 | 8.649 | 2.0077 | 8.879 | 0.9741 | 8.649 | 2.0077 | 8.879 | 0.9741 | Yes | Blacktown | SDF2023
500 | Sydney_Trains_Toongabbie | 2020 | 9.709 | 9.589 | 1.5218 | 9.709 | 0.98764 | 9.589 | 1.5218 | 9.709 | 0.98764 | Yes | Blacktown | SDF2023
501 | Sydney_Trains_Toongabbie | 2021 | 10.595 | 10.06 | 3.4008 | 10.6193 | 0.94733 | 10.06 | 3.4008 | 10.6193 | 0.94733 | Yes | Blacktown | SDF2023
502 | Sydney_Trains_Toongabbie | 2022 | 12.2252 | 12.0442 | 2.0959 | 12.2252 | 0.98519 | 12.0442 | 2.0959 | 12.2252 | 0.98519 | Yes | Blacktown | SDF2023
503 | Sydney_Trains_Toongabbie | 2023 | . | 12.0442 | 3.9587 | 12.6781 | 0.95 | 12.0442 | 3.9587 | 12.6781 | 0.95 | Yes | Blacktown | SDF2023
504 | Sydney_Trains_Toongabbie | 2024 | . | 12.0442 | 3.9587 | 12.6781 | 0.95 | 12.0442 | 3.9587 | 12.6781 | 0.95 | Yes | Blacktown | SDF2023
505 | Sydney_Trains_Toongabbie | 2025 | . | 12.0442 | 3.9587 | 12.6781 | 0.95 | 12.0442 | 3.9587 | 12.6781 | 0.95 | Yes | Blacktown | SDF2023
506 | Sydney_Trains_Toongabbie | 2026 | . | 12.0442 | 3.9587 | 12.6781 | 0.95 | 12.0442 | 3.9587 | 12.6781 | 0.95 | Yes | Blacktown | SDF2023
507 | Sydney_Trains_Toongabbie | 2027 | . | 12.0442 | 3.9587 | 12.6781 | 0.95 | 12.0442 | 3.9587 | 12.6781 | 0.95 | Yes | Blacktown | SDF2023
508 | Sydney_Trains_Toongabbie | 2028 | . | 12.0442 | 3.9587 | 12.6781 | 0.95 | 12.0442 | 3.9587 | 12.6781 | 0.95 | Yes | Blacktown | SDF2023
509 | Sydney_Trains_Toongabbie | 2029 | . | 12.0442 | 3.9587 | 12.6781 | 0.95 | 12.0442 | 3.9587 | 12.6781 | 0.95 | Yes | Blacktown | SDF2023
510 | Sydney_Trains_Toongabbie | 2030 | . | 12.0442 | 3.9587 | 12.6781 | 0.95 | 12.0442 | 3.9587 | 12.6781 | 0.95 | Yes | Blacktown | SDF2023
511 | Sydney_Trains_Toongabbie | 2031 | . | 12.0442 | 3.9587 | 12.6781 | 0.95 | 12.0442 | 3.9587 | 12.6781 | 0.95 | Yes | Blacktown | SDF2023
512 | Sydney_Trains_Toongabbie | 2032 | . | 12.0442 | 3.9587 | 12.6781 | 0.95 | 12.0442 | 3.9587 | 12.6781 | 0.95 | Yes | Blacktown | SDF2023
513 | Undiversified | 2017 | 276.4851 | 264.191 | 61.0829 | 272.4189 | 0.9698 | 244.886 | 56.7277 | 252.5223 | 0.96976 | No | Blacktown | SDF2023
514 | Undiversified | 2018 | 285.2876 | 277.129 | 60.2732 | 285.1972 | 0.97171 | 258.549 | 57.2336 | 266.2823 | 0.97096 | No | Blacktown | SDF2023
515 | Undiversified | 2019 | 280.73 | 291.9185 | 44.9417 | 296.4599 | 0.98468 | 268.637 | 41.9628 | 272.9354 | 0.98425 | No | Blacktown | SDF2023
516 | Undiversified | 2020 | 277.4216 | 274.4967 | 39.6695 | 278.7652 | 0.98469 | 253.3863 | 36.9566 | 257.3922 | 0.98444 | No | Blacktown | SDF2023
517 | Undiversified | 2021 | 264.782 | 277.3274 | 41.4473 | 282.1895 | 0.98277 | 257.7932 | 38.8124 | 262.3935 | 0.98247 | No | Blacktown | SDF2023
518 | Undiversified | 2022 | 256.6924 | 273.4937 | 32.6698 | 275.7525 | 0.99181 | 254.1131 | 30.9305 | 256.3295 | 0.99135 | No | Blacktown | SDF2023
519 | Undiversified | 2023 | . | 286.6008 | 54.1986 | 293.3133 | 0.97711 | 267.2869 | 51.1561 | 273.6767 | 0.97665 | No | Blacktown | SDF2023
520 | Undiversified | 2024 | . | 301.8036 | 57.1306 | 308.8624 | 0.97715 | 282.5365 | 54.0945 | 289.2732 | 0.97671 | No | Blacktown | SDF2023
521 | Undiversified | 2025 | . | 307.6147 | 58.9078 | 314.9424 | 0.97673 | 288.3574 | 55.8727 | 295.3631 | 0.97628 | No | Blacktown | SDF2023
522 | Undiversified | 2026 | . | 304.4847 | 58.3782 | 311.7563 | 0.97668 | 285.2281 | 55.3432 | 292.1776 | 0.97621 | No | Blacktown | SDF2023
523 | Undiversified | 2027 | . | 303.6962 | 58.2085 | 310.9464 | 0.97668 | 284.5116 | 55.181 | 291.4402 | 0.97623 | No | Blacktown | SDF2023
524 | Undiversified | 2028 | . | 303.9463 | 58.1863 | 311.1884 | 0.97673 | 284.9308 | 55.1834 | 291.853 | 0.97628 | No | Blacktown | SDF2023
525 | Undiversified | 2029 | . | 305.4491 | 58.346 | 312.699 | 0.97682 | 286.4539 | 55.3483 | 293.3846 | 0.97638 | No | Blacktown | SDF2023
526 | Undiversified | 2030 | . | 306.9054 | 58.5029 | 314.1628 | 0.9769 | 287.9313 | 55.5109 | 294.8704 | 0.97647 | No | Blacktown | SDF2023
527 | Undiversified | 2031 | . | 309.2358 | 58.7922 | 316.5133 | 0.97701 | 290.2618 | 55.8001 | 297.2208 | 0.97659 | No | Blacktown | SDF2023
528 | Undiversified | 2032 | . | 311.5663 | 59.0814 | 318.8637 | 0.97711 | 292.5922 | 56.0894 | 299.5713 | 0.9767 | No | Blacktown | SDF2023
529 | Diversified | 2017 | 279.6071 | 270.759 | 38.8811 | 273.5364 | 0.98985 | 247.258 | 35.5064 | 249.7944 | 0.98985 | No | Blacktown | SDF2023
530 | Diversified | 2018 | 233.7397 | 259.81 | 11.5268 | 260.0656 | 0.99902 | 238.29 | 10.5721 | 238.5244 | 0.99902 | No | Blacktown | SDF2023
531 | Diversified | 2019 | 213.4824 | 276.1844 | 50.8611 | 280.8286 | 0.98346 | 253.065 | 46.6035 | 257.3204 | 0.98346 | No | Blacktown | SDF2023
532 | Diversified | 2020 | 221.6221 | 242.294 | 28.3736 | 243.9497 | 0.99321 | 220.124 | 25.7774 | 221.6282 | 0.99321 | No | Blacktown | SDF2023
533 | Diversified | 2021 | 238.24 | 254.6644 | 9.1007 | 254.8269 | 0.99936 | 232.9678 | 8.3253 | 233.1165 | 0.99936 | No | Blacktown | SDF2023
534 | Diversified | 2022 | 239.0086 | 255.862 | 37.388 | 258.5792 | 0.98949 | 234.0979 | 34.2077 | 236.584 | 0.98949 | No | Blacktown | SDF2023
535 | Diversified | 2023 | . | 268.4543 | 33.2899 | 270.5105 | 0.9924 | 247.5674 | 30.6998 | 249.4636 | 0.9924 | No | Blacktown | SDF2023
536 | Diversified | 2024 | . | 282.6946 | 35.0558 | 284.8599 | 0.9924 | 261.692 | 32.4514 | 263.6964 | 0.9924 | No | Blacktown | SDF2023
537 | Diversified | 2025 | . | 288.1377 | 35.7308 | 290.3447 | 0.9924 | 267.0834 | 33.1199 | 269.1291 | 0.9924 | No | Blacktown | SDF2023
538 | Diversified | 2026 | . | 285.2059 | 35.3672 | 287.3904 | 0.9924 | 264.1849 | 32.7605 | 266.2084 | 0.9924 | No | Blacktown | SDF2023
539 | Diversified | 2027 | . | 284.4674 | 35.2756 | 286.6462 | 0.9924 | 263.5214 | 32.6782 | 265.5398 | 0.9924 | No | Blacktown | SDF2023
540 | Diversified | 2028 | . | 284.7016 | 35.3047 | 286.8822 | 0.9924 | 263.9096 | 32.7263 | 265.931 | 0.9924 | No | Blacktown | SDF2023
541 | Diversified | 2029 | . | 286.1093 | 35.4792 | 288.3007 | 0.9924 | 265.3203 | 32.9013 | 267.3525 | 0.9924 | No | Blacktown | SDF2023
542 | Diversified | 2030 | . | 287.4733 | 35.6484 | 289.6752 | 0.9924 | 266.6888 | 33.071 | 268.7314 | 0.9924 | No | Blacktown | SDF2023
543 | Diversified | 2031 | . | 289.6562 | 35.9191 | 291.8748 | 0.9924 | 268.8473 | 33.3387 | 270.9065 | 0.9924 | No | Blacktown | SDF2023
544 | Diversified | 2032 | . | 291.8391 | 36.1898 | 294.0744 | 0.9924 | 271.0058 | 33.6063 | 273.0816 | 0.9924 | No | Blacktown | SDF2023
545 | ING_Alcan | 2017 | 1.847 | 1.632 | 0.86486 | 1.847 | 0.8836 | 1.632 | 0.86486 | 1.847 | 0.8836 | Yes | Camellia | SDF2023
546 | ING_Alcan | 2018 | 1.889 | 1.68 | 0.86367 | 1.889 | 0.88936 | 1.68 | 0.86367 | 1.889 | 0.88936 | Yes | Camellia | SDF2023
547 | ING_Alcan | 2019 | 1.23 | 1.098 | 0.54936 | 1.2278 | 0.89431 | 1.098 | 0.54936 | 1.2278 | 0.89431 | Yes | Camellia | SDF2023
548 | ING_Alcan | 2020 | 1.143 | 1.067 | 0.40983 | 1.143 | 0.93351 | 1.067 | 0.40983 | 1.143 | 0.93351 | Yes | Camellia | SDF2023
549 | ING_Alcan | 2021 | 1.013 | 0.953 | 0.34345 | 1.013 | 0.94077 | 0.953 | 0.34345 | 1.013 | 0.94077 | Yes | Camellia | SDF2023
550 | ING_Alcan | 2022 | 0.833 | 0.829 | 0.081535 | 0.833 | 0.9952 | 0.829 | 0.081535 | 0.833 | 0.9952 | Yes | Camellia | SDF2023
551 | ING_Alcan | 2023 | . | 0.829 | 0.34614 | 0.89836 | 0.92279 | 0.829 | 0.34614 | 0.89836 | 0.92279 | Yes | Camellia | SDF2023
552 | ING_Alcan | 2024 | . | 0.829 | 0.34614 | 0.89836 | 0.92279 | 0.829 | 0.34614 | 0.89836 | 0.92279 | Yes | Camellia | SDF2023
553 | ING_Alcan | 2025 | . | 0.829 | 0.34614 | 0.89836 | 0.92279 | 0.829 | 0.34614 | 0.89836 | 0.92279 | Yes | Camellia | SDF2023
554 | ING_Alcan | 2026 | . | 0.829 | 0.34614 | 0.89836 | 0.92279 | 0.829 | 0.34614 | 0.89836 | 0.92279 | Yes | Camellia | SDF2023
555 | ING_Alcan | 2027 | . | 0.829 | 0.34614 | 0.89836 | 0.92279 | 0.829 | 0.34614 | 0.89836 | 0.92279 | Yes | Camellia | SDF2023
556 | ING_Alcan | 2028 | . | 0.829 | 0.34614 | 0.89836 | 0.92279 | 0.829 | 0.34614 | 0.89836 | 0.92279 | Yes | Camellia | SDF2023
557 | ING_Alcan | 2029 | . | 0.829 | 0.34614 | 0.89836 | 0.92279 | 0.829 | 0.34614 | 0.89836 | 0.92279 | Yes | Camellia | SDF2023
558 | ING_Alcan | 2030 | . | 0.829 | 0.34614 | 0.89836 | 0.92279 | 0.829 | 0.34614 | 0.89836 | 0.92279 | Yes | Camellia | SDF2023
559 | ING_Alcan | 2031 | . | 0.829 | 0.34614 | 0.89836 | 0.92279 | 0.829 | 0.34614 | 0.89836 | 0.92279 | Yes | Camellia | SDF2023
560 | ING_Alcan | 2032 | . | 0.829 | 0.34614 | 0.89836 | 0.92279 | 0.829 | 0.34614 | 0.89836 | 0.92279 | Yes | Camellia | SDF2023
561 | Lennox | 2017 | 20.797 | 21.839 | 0.56677 | 21.8464 | 0.99966 | 20.226 | 0.52491 | 20.2328 | 0.99966 | No | Camellia | SDF2023
562 | Lennox | 2018 | 20.702 | 21.91 | 1.3978 | 21.9545 | 0.99797 | 20.18 | 1.2874 | 20.221 | 0.99797 | No | Camellia | SDF2023
563 | Lennox | 2019 | 21.58 | 22.4567 | 2.1694 | 22.5612 | 0.99537 | 20.8025 | 2.0096 | 20.8994 | 0.99537 | No | Camellia | SDF2023
564 | Lennox | 2020 | 20.93 | 20.772 | 2.1865 | 20.8868 | 0.99451 | 19.2185 | 2.023 | 19.3247 | 0.99451 | No | Camellia | SDF2023
565 | Lennox | 2021 | 20.231 | 21.0245 | 0.59143 | 21.0329 | 0.9996 | 19.4492 | 0.54712 | 19.4569 | 0.9996 | No | Camellia | SDF2023
566 | Lennox | 2022 | 20.9417 | 21.0769 | 2.5652 | 21.2324 | 0.99267 | 19.4267 | 2.3644 | 19.5701 | 0.99267 | No | Camellia | SDF2023
567 | Lennox | 2023 | . | 26.6078 | 2.1897 | 26.6978 | 0.99663 | 24.9576 | 2.0539 | 25.042 | 0.99663 | No | Camellia | SDF2023
568 | Lennox | 2024 | . | 27.8318 | 2.2904 | 27.9259 | 0.99663 | 26.1816 | 2.1546 | 26.2701 | 0.99663 | No | Camellia | SDF2023
569 | Lennox | 2025 | . | 31.481 | 2.5907 | 31.5874 | 0.99663 | 29.8308 | 2.4549 | 29.9316 | 0.99663 | No | Camellia | SDF2023
570 | Lennox | 2026 | . | 31.4977 | 2.5921 | 31.6042 | 0.99663 | 29.8475 | 2.4563 | 29.9484 | 0.99663 | No | Camellia | SDF2023
571 | Lennox | 2027 | . | 32.1539 | 2.6461 | 32.2626 | 0.99663 | 30.5037 | 2.5103 | 30.6068 | 0.99663 | No | Camellia | SDF2023
572 | Lennox | 2028 | . | 33.2236 | 2.7341 | 33.3359 | 0.99663 | 31.5734 | 2.5983 | 31.6801 | 0.99663 | No | Camellia | SDF2023
573 | Lennox | 2029 | . | 34.7067 | 2.8562 | 34.8241 | 0.99663 | 33.0565 | 2.7204 | 33.1683 | 0.99663 | No | Camellia | SDF2023
574 | Lennox | 2030 | . | 36.4959 | 3.0034 | 36.6193 | 0.99663 | 34.8457 | 2.8676 | 34.9635 | 0.99663 | No | Camellia | SDF2023
575 | Lennox | 2031 | . | 38.7222 | 3.1866 | 38.8531 | 0.99663 | 37.1034 | 3.0534 | 37.2288 | 0.99663 | No | Camellia | SDF2023
576 | Lennox | 2032 | . | 41.2516 | 3.3948 | 41.391 | 0.99663 | 39.6641 | 3.2641 | 39.7982 | 0.99663 | No | Camellia | SDF2023
577 | Rosehill | 2017 | 20.994 | 20.7 | 3.5011 | 20.994 | 0.986 | 20.7 | 3.5011 | 20.994 | 0.986 | No | Camellia | SDF2023
578 | Rosehill | 2018 | 23.052 | 22.73 | 3.8395 | 23.052 | 0.98603 | 22.73 | 3.8395 | 23.052 | 0.98603 | No | Camellia | SDF2023
579 | Rosehill | 2019 | 21.202 | 21.115 | 1.9187 | 21.202 | 0.9959 | 21.115 | 1.9187 | 21.202 | 0.9959 | No | Camellia | SDF2023
580 | Rosehill | 2020 | 18.737 | 18.365 | 3.8168 | 18.7574 | 0.97908 | 18.365 | 3.8168 | 18.7574 | 0.97908 | No | Camellia | SDF2023
581 | Rosehill | 2021 | 20.038 | 19.97 | 1.6494 | 20.038 | 0.99661 | 19.97 | 1.6494 | 20.038 | 0.99661 | No | Camellia | SDF2023
582 | Rosehill | 2022 | 21.6467 | 21.5333 | 3.6228 | 21.8359 | 0.98614 | 21.5333 | 3.6228 | 21.8359 | 0.98614 | No | Camellia | SDF2023
583 | Rosehill | 2023 | . | 37.9212 | 5.744 | 38.3538 | 0.98872 | 37.9212 | 5.744 | 38.3538 | 0.98872 | No | Camellia | SDF2023
584 | Rosehill | 2024 | . | 43.5667 | 6.5991 | 44.0637 | 0.98872 | 43.5667 | 6.5991 | 44.0637 | 0.98872 | No | Camellia | SDF2023
585 | Rosehill | 2025 | . | 43.9492 | 6.657 | 44.4505 | 0.98872 | 43.9492 | 6.657 | 44.4505 | 0.98872 | No | Camellia | SDF2023
586 | Rosehill | 2026 | . | 26.8619 | 4.0688 | 27.1683 | 0.98872 | 26.8619 | 4.0688 | 27.1683 | 0.98872 | No | Camellia | SDF2023
587 | Rosehill | 2027 | . | 26.7925 | 4.0583 | 27.0981 | 0.98872 | 26.7925 | 4.0583 | 27.0981 | 0.98872 | No | Camellia | SDF2023
588 | Rosehill | 2028 | . | 26.7519 | 4.0521 | 27.057 | 0.98872 | 26.7519 | 4.0521 | 27.057 | 0.98872 | No | Camellia | SDF2023
589 | Rosehill | 2029 | . | 26.7402 | 4.0504 | 27.0452 | 0.98872 | 26.7402 | 4.0504 | 27.0452 | 0.98872 | No | Camellia | SDF2023
590 | Rosehill | 2030 | . | 26.7303 | 4.0489 | 27.0352 | 0.98872 | 26.7303 | 4.0489 | 27.0352 | 0.98872 | No | Camellia | SDF2023
591 | Rosehill | 2031 | . | 26.7566 | 4.0529 | 27.0618 | 0.98872 | 26.7566 | 4.0529 | 27.0618 | 0.98872 | No | Camellia | SDF2023
592 | Rosehill | 2032 | . | 26.7829 | 4.0568 | 27.0884 | 0.98872 | 26.7829 | 4.0568 | 27.0884 | 0.98872 | No | Camellia | SDF2023
593 | Viva_Energy | 2017 | 3.217 | 2.808 | 1.4869 | 3.1774 | 0.88374 | 2.808 | 1.4869 | 3.1774 | 0.88374 | Yes | Camellia | SDF2023
594 | Viva_Energy | 2018 | 3.002 | 2.515 | 1.6391 | 3.002 | 0.83777 | 2.515 | 1.6391 | 3.002 | 0.83777 | Yes | Camellia | SDF2023
595 | Viva_Energy | 2019 | 3.2419 | 3.24 | 0.069696 | 3.2407 | 0.99977 | 3.24 | 0.069696 | 3.2407 | 0.99977 | Yes | Camellia | SDF2023
596 | Viva_Energy | 2020 | 2.719 | 2.285 | 1.4737 | 2.719 | 0.84038 | 2.285 | 1.4737 | 2.719 | 0.84038 | Yes | Camellia | SDF2023
597 | Viva_Energy | 2021 | 1.675 | 1.412 | 0.91206 | 1.681 | 0.84 | 1.412 | 0.91206 | 1.681 | 0.84 | Yes | Camellia | SDF2023
598 | Viva_Energy | 2022 | 1.5876 | 1.5082 | 0.49579 | 1.5876 | 0.94999 | 1.5082 | 0.49579 | 1.5876 | 0.94999 | Yes | Camellia | SDF2023
599 | Viva_Energy | 2023 | . | 1.5082 | 0.76455 | 1.6909 | 0.89194 | 1.5082 | 0.76455 | 1.6909 | 0.89194 | Yes | Camellia | SDF2023
600 | Viva_Energy | 2024 | . | 1.5082 | 0.76455 | 1.6909 | 0.89194 | 1.5082 | 0.76455 | 1.6909 | 0.89194 | Yes | Camellia | SDF2023
601 | Viva_Energy | 2025 | . | 1.5082 | 0.76455 | 1.6909 | 0.89194 | 1.5082 | 0.76455 | 1.6909 | 0.89194 | Yes | Camellia | SDF2023
602 | Viva_Energy | 2026 | . | 1.5082 | 0.76455 | 1.6909 | 0.89194 | 1.5082 | 0.76455 | 1.6909 | 0.89194 | Yes | Camellia | SDF2023
603 | Viva_Energy | 2027 | . | 1.5082 | 0.76455 | 1.6909 | 0.89194 | 1.5082 | 0.76455 | 1.6909 | 0.89194 | Yes | Camellia | SDF2023
604 | Viva_Energy | 2028 | . | 1.5082 | 0.76455 | 1.6909 | 0.89194 | 1.5082 | 0.76455 | 1.6909 | 0.89194 | Yes | Camellia | SDF2023
605 | Viva_Energy | 2029 | . | 1.5082 | 0.76455 | 1.6909 | 0.89194 | 1.5082 | 0.76455 | 1.6909 | 0.89194 | Yes | Camellia | SDF2023
606 | Viva_Energy | 2030 | . | 1.5082 | 0.76455 | 1.6909 | 0.89194 | 1.5082 | 0.76455 | 1.6909 | 0.89194 | Yes | Camellia | SDF2023
607 | Viva_Energy | 2031 | . | 1.5082 | 0.76455 | 1.6909 | 0.89194 | 1.5082 | 0.76455 | 1.6909 | 0.89194 | Yes | Camellia | SDF2023
608 | Viva_Energy | 2032 | . | 1.5082 | 0.76455 | 1.6909 | 0.89194 | 1.5082 | 0.76455 | 1.6909 | 0.89194 | Yes | Camellia | SDF2023
609 | Syd_Metro_West | 2017 | . | . | . | . | . | . | . | . | . | No | Camellia | SDF2023
610 | Syd_Metro_West | 2018 | . | . | . | . | . | . | . | . | . | No | Camellia | SDF2023
611 | Syd_Metro_West | 2019 | . | . | . | . | . | . | . | . | . | No | Camellia | SDF2023
612 | Syd_Metro_West | 2020 | . | . | . | . | . | . | . | . | . | No | Camellia | SDF2023
613 | Syd_Metro_West | 2021 | . | . | . | . | . | . | . | . | . | No | Camellia | SDF2023
614 | Syd_Metro_West | 2022 | . | . | . | . | . | . | . | . | . | No | Camellia | SDF2023
615 | Syd_Metro_West | 2023 | . | . | . | . | . | . | . | . | . | No | Camellia | SDF2023
616 | Syd_Metro_West | 2024 | . | . | . | . | . | . | . | . | . | No | Camellia | SDF2023
617 | Syd_Metro_West | 2025 | . | 41.8 | 13.739 | 44 | 0.95 | 41.8 | 13.739 | 44 | 0.95 | No | Camellia | SDF2023
618 | Syd_Metro_West | 2026 | . | 41.8 | 13.739 | 44 | 0.95 | 41.8 | 13.739 | 44 | 0.95 | No | Camellia | SDF2023
619 | Syd_Metro_West | 2027 | . | 41.8 | 13.739 | 44 | 0.95 | 41.8 | 13.739 | 44 | 0.95 | No | Camellia | SDF2023
620 | Syd_Metro_West | 2028 | . | 41.8 | 13.739 | 44 | 0.95 | 41.8 | 13.739 | 44 | 0.95 | No | Camellia | SDF2023
621 | Syd_Metro_West | 2029 | . | 41.8 | 13.739 | 44 | 0.95 | 41.8 | 13.739 | 44 | 0.95 | No | Camellia | SDF2023
622 | Syd_Metro_West | 2030 | . | 41.8 | 13.739 | 44 | 0.95 | 41.8 | 13.739 | 44 | 0.95 | No | Camellia | SDF2023
623 | Syd_Metro_West | 2031 | . | 41.8 | 13.739 | 44 | 0.95 | 41.8 | 13.739 | 44 | 0.95 | No | Camellia | SDF2023
624 | Syd_Metro_West | 2032 | . | 41.8 | 13.739 | 44 | 0.95 | 41.8 | 13.739 | 44 | 0.95 | No | Camellia | SDF2023
625 | Ausgrid_Auburn | 2017 | . | . | . | . | . | . | . | . | . | Yes | Camellia | SDF2023
626 | Ausgrid_Auburn | 2018 | . | . | . | . | . | . | . | . | . | Yes | Camellia | SDF2023
627 | Ausgrid_Auburn | 2019 | . | . | . | . | . | . | . | . | . | Yes | Camellia | SDF2023
628 | Ausgrid_Auburn | 2020 | 12.873 | 11.959 | 4.7641 | 12.873 | 0.929 | 11.959 | 4.7641 | 12.873 | 0.929 | Yes | Camellia | SDF2023
629 | Ausgrid_Auburn | 2021 | 14.697 | 13.857 | 4.8975 | 14.697 | 0.94285 | 13.857 | 4.8975 | 14.697 | 0.94285 | Yes | Camellia | SDF2023
630 | Ausgrid_Auburn | 2022 | 13.3667 | 12.7637 | 3.9695 | 13.3667 | 0.95489 | 12.7637 | 3.9695 | 13.3667 | 0.95489 | Yes | Camellia | SDF2023
631 | Ausgrid_Auburn | 2023 | . | 12.7637 | 4.1952 | 13.4355 | 0.95 | 12.7637 | 4.1952 | 13.4355 | 0.95 | Yes | Camellia | SDF2023
632 | Ausgrid_Auburn | 2024 | . | 12.7637 | 4.1952 | 13.4355 | 0.95 | 12.7637 | 4.1952 | 13.4355 | 0.95 | Yes | Camellia | SDF2023
633 | Ausgrid_Auburn | 2025 | . | 12.7637 | 4.1952 | 13.4355 | 0.95 | 12.7637 | 4.1952 | 13.4355 | 0.95 | Yes | Camellia | SDF2023
634 | Ausgrid_Auburn | 2026 | . | 12.7637 | 4.1952 | 13.4355 | 0.95 | 12.7637 | 4.1952 | 13.4355 | 0.95 | Yes | Camellia | SDF2023
635 | Ausgrid_Auburn | 2027 | . | 12.7637 | 4.1952 | 13.4355 | 0.95 | 12.7637 | 4.1952 | 13.4355 | 0.95 | Yes | Camellia | SDF2023
636 | Ausgrid_Auburn | 2028 | . | 12.7637 | 4.1952 | 13.4355 | 0.95 | 12.7637 | 4.1952 | 13.4355 | 0.95 | Yes | Camellia | SDF2023
637 | Ausgrid_Auburn | 2029 | . | 12.7637 | 4.1952 | 13.4355 | 0.95 | 12.7637 | 4.1952 | 13.4355 | 0.95 | Yes | Camellia | SDF2023
638 | Ausgrid_Auburn | 2030 | . | 12.7637 | 4.1952 | 13.4355 | 0.95 | 12.7637 | 4.1952 | 13.4355 | 0.95 | Yes | Camellia | SDF2023
639 | Ausgrid_Auburn | 2031 | . | 12.7637 | 4.1952 | 13.4355 | 0.95 | 12.7637 | 4.1952 | 13.4355 | 0.95 | Yes | Camellia | SDF2023
640 | Ausgrid_Auburn | 2032 | . | 12.7637 | 4.1952 | 13.4355 | 0.95 | 12.7637 | 4.1952 | 13.4355 | 0.95 | Yes | Camellia | SDF2023
641 | Ausgrid_Lidcombe | 2017 | . | . | . | . | . | . | . | . | . | Yes | Camellia | SDF2023
642 | Ausgrid_Lidcombe | 2018 | . | . | . | . | . | . | . | . | . | Yes | Camellia | SDF2023
643 | Ausgrid_Lidcombe | 2019 | . | . | . | . | . | . | . | . | . | Yes | Camellia | SDF2023
644 | Ausgrid_Lidcombe | 2020 | . | . | . | . | . | . | . | . | . | Yes | Camellia | SDF2023
645 | Ausgrid_Lidcombe | 2021 | . | . | . | . | . | . | . | . | . | Yes | Camellia | SDF2023
646 | Ausgrid_Lidcombe | 2022 | . | . | . | . | . | . | . | . | . | Yes | Camellia | SDF2023
647 | Ausgrid_Lidcombe | 2023 | . | 24.12 | 11.6818 | 26.8 | 0.9 | 24.21 | 11.7254 | 26.9 | 0.9 | Yes | Camellia | SDF2023
648 | Ausgrid_Lidcombe | 2024 | . | 24.21 | 11.7254 | 26.9 | 0.9 | 24.39 | 11.8126 | 27.1 | 0.9 | Yes | Camellia | SDF2023
649 | Ausgrid_Lidcombe | 2025 | . | 24.39 | 11.8126 | 27.1 | 0.9 | 24.48 | 11.8562 | 27.2 | 0.9 | Yes | Camellia | SDF2023
650 | Ausgrid_Lidcombe | 2026 | . | 24.48 | 11.8562 | 27.2 | 0.9 | 24.93 | 12.0742 | 27.7 | 0.9 | Yes | Camellia | SDF2023
651 | Ausgrid_Lidcombe | 2027 | . | 24.93 | 12.0742 | 27.7 | 0.9 | 25.2 | 12.2049 | 28 | 0.9 | Yes | Camellia | SDF2023
652 | Ausgrid_Lidcombe | 2028 | . | 25.2 | 12.2049 | 28 | 0.9 | 25.56 | 12.3793 | 28.4 | 0.9 | Yes | Camellia | SDF2023
653 | Ausgrid_Lidcombe | 2029 | . | 25.56 | 12.3793 | 28.4 | 0.9 | 26.19 | 12.6844 | 29.1 | 0.9 | Yes | Camellia | SDF2023
654 | Ausgrid_Lidcombe | 2030 | . | 26.19 | 12.6844 | 29.1 | 0.9 | 26.19 | 12.6844 | 29.1 | 0.9 | Yes | Camellia | SDF2023
655 | Ausgrid_Lidcombe | 2031 | . | 26.19 | 12.6844 | 29.1 | 0.9 | 26.19 | 12.6844 | 29.1 | 0.9 | Yes | Camellia | SDF2023
656 | Ausgrid_Lidcombe | 2032 | . | 26.19 | 12.6844 | 29.1 | 0.9 | 26.19 | 12.6844 | 29.1 | 0.9 | Yes | Camellia | SDF2023
657 | Undiversified | 2017 | 46.855 | 46.979 | 6.4197 | 47.8647 | 0.98149 | 45.366 | 6.3779 | 46.2512 | 0.98086 | No | Camellia | SDF2023
658 | Undiversified | 2018 | 48.645 | 48.835 | 7.7401 | 49.8975 | 0.97871 | 47.105 | 7.6297 | 48.164 | 0.97801 | No | Camellia | SDF2023
659 | Undiversified | 2019 | 47.2539 | 47.9097 | 4.7072 | 48.2317 | 0.99332 | 46.2555 | 4.5474 | 46.5699 | 0.99325 | No | Camellia | SDF2023
660 | Undiversified | 2020 | 56.402 | 54.448 | 12.6509 | 56.3792 | 0.96575 | 52.8945 | 12.4874 | 54.8171 | 0.96493 | No | Camellia | SDF2023
661 | Undiversified | 2021 | 57.654 | 57.2165 | 8.3938 | 58.4618 | 0.9787 | 55.6412 | 8.3495 | 56.8858 | 0.97812 | No | Camellia | SDF2023
662 | Undiversified | 2022 | 58.3757 | 57.7111 | 10.7348 | 58.8557 | 0.98055 | 56.0609 | 10.5339 | 57.1933 | 0.9802 | No | Camellia | SDF2023
663 | Undiversified | 2023 | . | 103.7499 | 24.9214 | 107.8763 | 0.96175 | 102.1897 | 24.8292 | 106.3205 | 0.96115 | No | Camellia | SDF2023
664 | Undiversified | 2024 | . | 110.7094 | 25.9209 | 114.9143 | 0.96341 | 109.2392 | 25.8722 | 113.4585 | 0.96281 | No | Camellia | SDF2023
665 | Undiversified | 2025 | . | 156.721 | 40.1053 | 163.1626 | 0.96052 | 155.1608 | 40.0131 | 161.6068 | 0.96011 | No | Camellia | SDF2023
666 | Undiversified | 2026 | . | 139.7405 | 37.562 | 145.9973 | 0.95714 | 138.5403 | 37.6441 | 144.8415 | 0.9565 | No | Camellia | SDF2023
667 | Undiversified | 2027 | . | 140.7773 | 37.8234 | 147.0855 | 0.95711 | 139.3971 | 37.8184 | 145.7297 | 0.95655 | No | Camellia | SDF2023
668 | Undiversified | 2028 | . | 142.0763 | 38.0361 | 148.4177 | 0.95727 | 140.7861 | 38.0746 | 147.1619 | 0.95668 | No | Camellia | SDF2023
669 | Undiversified | 2029 | . | 143.9078 | 38.3307 | 150.294 | 0.95751 | 142.8876 | 38.5 | 149.3382 | 0.95681 | No | Camellia | SDF2023
670 | Undiversified | 2030 | . | 146.3171 | 38.7816 | 152.7792 | 0.9577 | 144.6669 | 38.6458 | 151.1234 | 0.95728 | No | Camellia | SDF2023
671 | Undiversified | 2031 | . | 148.5697 | 38.9688 | 155.0397 | 0.95827 | 146.9509 | 38.8356 | 153.4153 | 0.95786 | No | Camellia | SDF2023
672 | Undiversified | 2032 | . | 151.1254 | 39.1809 | 157.6042 | 0.95889 | 149.5378 | 39.0503 | 156.0113 | 0.95851 | No | Camellia | SDF2023
673 | Diversified | 2017 | 61.9223 | 60.048 | 15.12 | 61.9223 | 0.96973 | 60.048 | 15.12 | 61.9223 | 0.96973 | No | Camellia | SDF2023
674 | Diversified | 2018 | 45.2139 | 44.11 | 9.93 | 45.2139 | 0.97558 | 44.11 | 9.93 | 45.2139 | 0.97558 | No | Camellia | SDF2023
675 | Diversified | 2019 | 46.0784 | 45.063 | 9.62 | 46.0784 | 0.97796 | 45.063 | 9.62 | 46.0784 | 0.97796 | No | Camellia | SDF2023
676 | Diversified | 2020 | 52.7708 | 51.98 | 9.1017 | 52.7708 | 0.98501 | 51.98 | 9.1017 | 52.7708 | 0.98501 | No | Camellia | SDF2023
677 | Diversified | 2021 | 55.1302 | 54.367 | 9.1417 | 55.1302 | 0.98616 | 54.367 | 9.1417 | 55.1302 | 0.98616 | No | Camellia | SDF2023
678 | Diversified | 2022 | 54.8301 | 53.942 | 9.8288 | 54.8301 | 0.9838 | 53.942 | 9.8288 | 54.8301 | 0.9838 | No | Camellia | SDF2023
679 | Diversified | 2023 | . | 98.2752 | 20.105 | 100.3106 | 0.97971 | 96.7973 | 19.8027 | 98.8021 | 0.97971 | No | Camellia | SDF2023
680 | Diversified | 2024 | . | 104.8674 | 21.4537 | 107.0394 | 0.97971 | 103.4748 | 21.1688 | 105.6179 | 0.97971 | No | Camellia | SDF2023
681 | Diversified | 2025 | . | 148.4511 | 30.37 | 151.5258 | 0.97971 | 146.9732 | 30.0676 | 150.0173 | 0.97971 | No | Camellia | SDF2023
682 | Diversified | 2026 | . | 132.3666 | 27.0794 | 135.1082 | 0.97971 | 131.2297 | 26.8468 | 133.9477 | 0.97971 | No | Camellia | SDF2023
683 | Diversified | 2027 | . | 133.3487 | 27.2803 | 136.1106 | 0.97971 | 132.0413 | 27.0129 | 134.7761 | 0.97971 | No | Camellia | SDF2023
684 | Diversified | 2028 | . | 134.5792 | 27.5321 | 137.3665 | 0.97971 | 133.357 | 27.282 | 136.1191 | 0.97971 | No | Camellia | SDF2023
685 | Diversified | 2029 | . | 136.314 | 27.887 | 139.1373 | 0.97971 | 135.3476 | 27.6893 | 138.1509 | 0.97971 | No | Camellia | SDF2023
686 | Diversified | 2030 | . | 138.5961 | 28.3538 | 141.4667 | 0.97971 | 137.033 | 28.0341 | 139.8712 | 0.97971 | No | Camellia | SDF2023
687 | Diversified | 2031 | . | 140.7299 | 28.7904 | 143.6447 | 0.97971 | 139.1965 | 28.4767 | 142.0795 | 0.97971 | No | Camellia | SDF2023
688 | Diversified | 2032 | . | 143.1507 | 29.2856 | 146.1156 | 0.97971 | 141.6469 | 28.978 | 144.5807 | 0.97971 | No | Camellia | SDF2023
689 | Castle_Hill | 2017 | 25.613 | 24.165 | 7.1769 | 25.2082 | 0.95861 | 21.691 | 6.4422 | 22.6274 | 0.95861 | No | Carlingford | SDF2023
690 | Castle_Hill | 2018 | 21.398 | 19.61 | 4.9946 | 20.2361 | 0.96906 | 18.2 | 4.6354 | 18.781 | 0.96906 | No | Carlingford | SDF2023
691 | Castle_Hill | 2019 | 25.5 | 26.9214 | 5.9455 | 27.5701 | 0.97647 | 24.0699 | 5.3158 | 24.6499 | 0.97647 | No | Carlingford | SDF2023
692 | Castle_Hill | 2020 | 28.412 | 24.406 | 4.6592 | 24.8468 | 0.98226 | 21.559 | 4.1157 | 21.9483 | 0.98226 | No | Carlingford | SDF2023
693 | Castle_Hill | 2021 | 24.855 | 24.204 | 4.4124 | 24.6029 | 0.98379 | 21.854 | 3.984 | 22.2142 | 0.98379 | No | Carlingford | SDF2023
694 | Castle_Hill | 2022 | 21.3325 | 24.2499 | 3.6624 | 24.5249 | 0.98879 | 21.8649 | 3.3022 | 22.1128 | 0.98879 | No | Carlingford | SDF2023
695 | Castle_Hill | 2023 | . | 25.6678 | 3.8765 | 25.9588 | 0.98879 | 23.2827 | 3.5163 | 23.5468 | 0.98879 | No | Carlingford | SDF2023
696 | Castle_Hill | 2024 | . | 25.9291 | 3.916 | 26.2231 | 0.98879 | 23.544 | 3.5558 | 23.811 | 0.98879 | No | Carlingford | SDF2023
697 | Castle_Hill | 2025 | . | 26.8957 | 4.0619 | 27.2007 | 0.98879 | 24.5107 | 3.7017 | 24.7886 | 0.98879 | No | Carlingford | SDF2023
698 | Castle_Hill | 2026 | . | 27.1251 | 4.0966 | 27.4327 | 0.98879 | 24.7401 | 3.7364 | 25.0207 | 0.98879 | No | Carlingford | SDF2023
699 | Castle_Hill | 2027 | . | 27.5473 | 4.1604 | 27.8597 | 0.98879 | 25.1623 | 3.8002 | 25.4476 | 0.98879 | No | Carlingford | SDF2023
700 | Castle_Hill | 2028 | . | 28.0197 | 4.2317 | 28.3374 | 0.98879 | 25.6346 | 3.8715 | 25.9253 | 0.98879 | No | Carlingford | SDF2023
701 | Castle_Hill | 2029 | . | 28.546 | 4.3112 | 28.8698 | 0.98879 | 26.3041 | 3.9726 | 26.6024 | 0.98879 | No | Carlingford | SDF2023
702 | Castle_Hill | 2030 | . | 29.2019 | 4.4102 | 29.533 | 0.98879 | 27.0882 | 4.091 | 27.3954 | 0.98879 | No | Carlingford | SDF2023
703 | Castle_Hill | 2031 | . | 30.0695 | 4.5413 | 30.4105 | 0.98879 | 27.9648 | 4.2234 | 28.282 | 0.98879 | No | Carlingford | SDF2023
704 | Castle_Hill | 2032 | . | 30.8472 | 4.6587 | 31.197 | 0.98879 | 28.7515 | 4.3422 | 29.0776 | 0.98879 | No | Carlingford | SDF2023
705 | Dundas | 2017 | 49.0061 | 41.6009 | 9.2822 | 42.6239 | 0.976 | 36.0238 | 8.0378 | 36.9096 | 0.976 | No | Carlingford | SDF2023
706 | Dundas | 2018 | 42.35 | 43.3118 | . | 43.3118 | 1 | 37.3749 | . | 37.3749 | 1 | No | Carlingford | SDF2023
707 | Dundas | 2019 | 40.15 | 42.817 | 3.176 | 42.9346 | 0.99726 | 36.5021 | 2.7076 | 36.6023 | 0.99726 | No | Carlingford | SDF2023
708 | Dundas | 2020 | 38.453 | 37.01 | 5.783 | 37.4591 | 0.98801 | 29.977 | 4.684 | 30.3407 | 0.98801 | No | Carlingford | SDF2023
709 | Dundas | 2021 | 36.635 | 38.694 | 5.253 | 39.0489 | 0.99091 | 31.878 | 4.3277 | 32.1704 | 0.99091 | No | Carlingford | SDF2023
710 | Dundas | 2022 | 26.2563 | 37.2487 | 1.2028 | 37.2293 | 1.0005 | 30.8732 | 0.99694 | 30.8571 | 1.0005 | No | Carlingford | SDF2023
711 | Dundas | 2023 | . | 38.6846 | 4.8862 | 38.992 | 0.99212 | 32.3091 | 4.0809 | 32.5658 | 0.99212 | No | Carlingford | SDF2023
712 | Dundas | 2024 | . | 42.3819 | 5.3532 | 42.7186 | 0.99212 | 36.0064 | 4.5479 | 36.2925 | 0.99212 | No | Carlingford | SDF2023
713 | Dundas | 2025 | . | 42.9473 | 5.4246 | 43.2886 | 0.99212 | 36.6904 | 4.6343 | 36.9819 | 0.99212 | No | Carlingford | SDF2023
714 | Dundas | 2026 | . | 42.5093 | 5.3693 | 42.8471 | 0.99212 | 36.2607 | 4.58 | 36.5488 | 0.99212 | No | Carlingford | SDF2023
715 | Dundas | 2027 | . | 42.6507 | 5.3871 | 42.9896 | 0.99212 | 36.4021 | 4.5979 | 36.6913 | 0.99212 | No | Carlingford | SDF2023
716 | Dundas | 2028 | . | 42.9707 | 5.4276 | 43.3121 | 0.99212 | 36.722 | 4.6383 | 37.0138 | 0.99212 | No | Carlingford | SDF2023
717 | Dundas | 2029 | . | 43.9235 | 5.5479 | 44.2725 | 0.99212 | 37.6748 | 4.7586 | 37.9742 | 0.99212 | No | Carlingford | SDF2023
718 | Dundas | 2030 | . | 45.1117 | 5.698 | 45.4701 | 0.99212 | 38.863 | 4.9087 | 39.1718 | 0.99212 | No | Carlingford | SDF2023
719 | Dundas | 2031 | . | 46.4286 | 5.8643 | 46.7975 | 0.99212 | 40.1799 | 5.0751 | 40.4992 | 0.99212 | No | Carlingford | SDF2023
720 | Dundas | 2032 | . | 47.3857 | 5.9852 | 47.7622 | 0.99212 | 41.1371 | 5.196 | 41.4639 | 0.99212 | No | Carlingford | SDF2023
721 | Rydalmere | 2017 | 40.19 | 38.376 | 3.7449 | 38.5583 | 0.99527 | 35.447 | 3.459 | 35.6154 | 0.99527 | No | Carlingford | SDF2023
722 | Rydalmere | 2018 | 38.271 | 37.31 | 5.0882 | 37.6554 | 0.99083 | 34.67 | 4.7281 | 34.9909 | 0.99083 | No | Carlingford | SDF2023
723 | Rydalmere | 2019 | 38.08 | 38.4113 | 8.1537 | 39.2672 | 0.9782 | 34.7638 | 7.3795 | 35.5384 | 0.9782 | No | Carlingford | SDF2023
724 | Rydalmere | 2020 | 38.626 | 39.658 | 0.28537 | 39.659 | 0.99997 | 35.4625 | 0.25518 | 35.4634 | 0.99997 | No | Carlingford | SDF2023
725 | Rydalmere | 2021 | 33.878 | 38.461 | 0.51188 | 38.4644 | 0.99991 | 34.9019 | 0.46451 | 34.905 | 0.99991 | No | Carlingford | SDF2023
726 | Rydalmere | 2022 | 37.2583 | 38.4512 | 1.0914 | 38.4666 | 0.9996 | 34.9146 | 0.99103 | 34.9287 | 0.9996 | No | Carlingford | SDF2023
727 | Rydalmere | 2023 | . | 38.3791 | 4.2358 | 38.6122 | 0.99396 | 34.8426 | 3.8455 | 35.0541 | 0.99396 | No | Carlingford | SDF2023
728 | Rydalmere | 2024 | . | 38.726 | 4.2741 | 38.9612 | 0.99396 | 35.1895 | 3.8838 | 35.4032 | 0.99396 | No | Carlingford | SDF2023
729 | Rydalmere | 2025 | . | 40.2386 | 4.441 | 40.4829 | 0.99396 | 36.702 | 4.0507 | 36.9249 | 0.99396 | No | Carlingford | SDF2023
730 | Rydalmere | 2026 | . | 41.3902 | 4.5681 | 41.6415 | 0.99396 | 37.8536 | 4.1778 | 38.0835 | 0.99396 | No | Carlingford | SDF2023
731 | Rydalmere | 2027 | . | 43.2648 | 4.775 | 43.5275 | 0.99396 | 39.7283 | 4.3847 | 39.9695 | 0.99396 | No | Carlingford | SDF2023
732 | Rydalmere | 2028 | . | 45.7286 | 5.0469 | 46.0063 | 0.99396 | 42.1921 | 4.6566 | 42.4483 | 0.99396 | No | Carlingford | SDF2023
733 | Rydalmere | 2029 | . | 48.5021 | 5.353 | 48.7966 | 0.99396 | 44.9656 | 4.9627 | 45.2386 | 0.99396 | No | Carlingford | SDF2023
734 | Rydalmere | 2030 | . | 50.7345 | 5.5994 | 51.0425 | 0.99396 | 47.1979 | 5.2091 | 47.4845 | 0.99396 | No | Carlingford | SDF2023
735 | Rydalmere | 2031 | . | 53.1153 | 5.8622 | 53.4378 | 0.99396 | 49.6127 | 5.4756 | 49.914 | 0.99396 | No | Carlingford | SDF2023
736 | Rydalmere | 2032 | . | 55.5318 | 6.1289 | 55.8689 | 0.99396 | 52.0631 | 5.7461 | 52.3793 | 0.99396 | No | Carlingford | SDF2023
737 | West_Pennant_Hills | 2017 | 27.228 | 24.931 | 3.4157 | 25.1639 | 0.99074 | 21.522 | 2.9486 | 21.7231 | 0.99074 | No | Carlingford | SDF2023
738 | West_Pennant_Hills | 2018 | 21.393 | 19.8 | 6.0888 | 20.7151 | 0.95583 | 16.81 | 5.1693 | 17.5869 | 0.95583 | No | Carlingford | SDF2023
739 | West_Pennant_Hills | 2019 | 24.37 | 26.2449 | 4.4305 | 26.6162 | 0.98605 | 22.1475 | 3.7388 | 22.4608 | 0.98605 | No | Carlingford | SDF2023
740 | West_Pennant_Hills | 2020 | 27.675 | 25.023 | 6.5994 | 25.8786 | 0.96694 | 20.8092 | 5.4881 | 21.5207 | 0.96694 | No | Carlingford | SDF2023
741 | West_Pennant_Hills | 2021 | 23.415 | 22.617 | 5.5814 | 23.2955 | 0.97087 | 19.4598 | 4.8023 | 20.0436 | 0.97087 | No | Carlingford | SDF2023
742 | West_Pennant_Hills | 2022 | 20.0528 | 22.8592 | 3.8017 | 23.1732 | 0.98645 | 19.883 | 3.3068 | 20.1561 | 0.98645 | No | Carlingford | SDF2023
743 | West_Pennant_Hills | 2023 | . | 23.4248 | 5.21 | 23.9972 | 0.97615 | 20.4485 | 4.5481 | 20.9482 | 0.97615 | No | Carlingford | SDF2023
744 | West_Pennant_Hills | 2024 | . | 23.8913 | 5.3138 | 24.4751 | 0.97615 | 20.9151 | 4.6518 | 21.4261 | 0.97615 | No | Carlingford | SDF2023
745 | West_Pennant_Hills | 2025 | . | 24.2737 | 5.3989 | 24.8669 | 0.97615 | 21.2975 | 4.7369 | 21.8179 | 0.97615 | No | Carlingford | SDF2023
746 | West_Pennant_Hills | 2026 | . | 24.3297 | 5.4113 | 24.9243 | 0.97615 | 21.3535 | 4.7494 | 21.8753 | 0.97615 | No | Carlingford | SDF2023
747 | West_Pennant_Hills | 2027 | . | 24.5697 | 5.4647 | 25.17 | 0.97615 | 21.6143 | 4.8074 | 22.1425 | 0.97615 | No | Carlingford | SDF2023
748 | West_Pennant_Hills | 2028 | . | 24.8554 | 5.5283 | 25.4628 | 0.97615 | 21.9109 | 4.8733 | 22.4464 | 0.97615 | No | Carlingford | SDF2023
749 | West_Pennant_Hills | 2029 | . | 25.1706 | 5.5984 | 25.7857 | 0.97615 | 22.2261 | 4.9434 | 22.7692 | 0.97615 | No | Carlingford | SDF2023
750 | West_Pennant_Hills | 2030 | . | 25.4673 | 5.6643 | 26.0897 | 0.97615 | 22.5228 | 5.0094 | 23.0732 | 0.97615 | No | Carlingford | SDF2023
751 | West_Pennant_Hills | 2031 | . | 25.8316 | 5.7454 | 26.4628 | 0.97615 | 22.8871 | 5.0905 | 23.4463 | 0.97615 | No | Carlingford | SDF2023
752 | West_Pennant_Hills | 2032 | . | 26.16 | 5.8184 | 26.7992 | 0.97615 | 23.2155 | 5.1635 | 23.7828 | 0.97615 | No | Carlingford | SDF2023
753 | M1_M2_tunnel | 2017 | . | . | . | . | . | . | . | . | . | Yes | Carlingford | SDF2023
754 | M1_M2_tunnel | 2018 | . | . | . | . | . | . | . | . | . | Yes | Carlingford | SDF2023
755 | M1_M2_tunnel | 2019 | . | . | . | . | . | . | . | . | . | Yes | Carlingford | SDF2023
756 | M1_M2_tunnel | 2020 | . | . | . | . | . | . | . | . | . | Yes | Carlingford | SDF2023
757 | M1_M2_tunnel | 2021 | 13.248 | 12.9917 | 2.5933 | 13.248 | 0.98065 | 12.9917 | 2.5933 | 13.248 | 0.98065 | Yes | Carlingford | SDF2023
758 | M1_M2_tunnel | 2022 | 13.0872 | 12.4328 | 4.0866 | 13.0872 | 0.95 | 12.4328 | 4.0866 | 13.0872 | 0.95 | Yes | Carlingford | SDF2023
759 | M1_M2_tunnel | 2023 | . | 12.4328 | 4.0866 | 13.0872 | 0.95 | 12.4328 | 4.0866 | 13.0872 | 0.95 | Yes | Carlingford | SDF2023
760 | M1_M2_tunnel | 2024 | . | 12.4328 | 4.0866 | 13.0872 | 0.95 | 12.4328 | 4.0866 | 13.0872 | 0.95 | Yes | Carlingford | SDF2023
761 | M1_M2_tunnel | 2025 | . | 12.4328 | 4.0866 | 13.0872 | 0.95 | 12.4328 | 4.0866 | 13.0872 | 0.95 | Yes | Carlingford | SDF2023
762 | M1_M2_tunnel | 2026 | . | 12.4328 | 4.0866 | 13.0872 | 0.95 | 12.4328 | 4.0866 | 13.0872 | 0.95 | Yes | Carlingford | SDF2023
763 | M1_M2_tunnel | 2027 | . | 12.4328 | 4.0866 | 13.0872 | 0.95 | 12.4328 | 4.0866 | 13.0872 | 0.95 | Yes | Carlingford | SDF2023
764 | M1_M2_tunnel | 2028 | . | 12.4328 | 4.0866 | 13.0872 | 0.95 | 12.4328 | 4.0866 | 13.0872 | 0.95 | Yes | Carlingford | SDF2023
765 | M1_M2_tunnel | 2029 | . | 12.4328 | 4.0866 | 13.0872 | 0.95 | 12.4328 | 4.0866 | 13.0872 | 0.95 | Yes | Carlingford | SDF2023
766 | M1_M2_tunnel | 2030 | . | 12.4328 | 4.0866 | 13.0872 | 0.95 | 12.4328 | 4.0866 | 13.0872 | 0.95 | Yes | Carlingford | SDF2023
767 | M1_M2_tunnel | 2031 | . | 12.4328 | 4.0866 | 13.0872 | 0.95 | 12.4328 | 4.0866 | 13.0872 | 0.95 | Yes | Carlingford | SDF2023
768 | M1_M2_tunnel | 2032 | . | 12.4328 | 4.0866 | 13.0872 | 0.95 | 12.4328 | 4.0866 | 13.0872 | 0.95 | Yes | Carlingford | SDF2023
769 | Ausgrid_Carlingford | 2017 | 107.342 | 100.141 | 30.2329 | 104.6052 | 0.95732 | 90.11 | 27.2045 | 94.127 | 0.95732 | Yes | Carlingford | SDF2023
770 | Ausgrid_Carlingford | 2018 | 105.028 | 95.33 | 30.6766 | 100.1442 | 0.95193 | 86.08 | 27.7 | 90.4271 | 0.95193 | Yes | Carlingford | SDF2023
771 | Ausgrid_Carlingford | 2019 | 117.99 | 104.8922 | 33.8429 | 110.2167 | 0.95169 | 94.538 | 30.5022 | 99.3369 | 0.95169 | Yes | Carlingford | SDF2023
772 | Ausgrid_Carlingford | 2020 | 118.248 | 107.923 | 29.6876 | 111.9318 | 0.96419 | 95.058 | 26.1486 | 98.5889 | 0.96419 | Yes | Carlingford | SDF2023
773 | Ausgrid_Carlingford | 2021 | 106.879 | 105.272 | 33.4661 | 110.4635 | 0.953 | 94.112 | 29.9183 | 98.7531 | 0.953 | Yes | Carlingford | SDF2023
774 | Ausgrid_Carlingford | 2022 | 106.639 | 108.311 | 10.8699 | 108.8551 | 0.995 | 97.296 | 9.7645 | 97.7847 | 0.995 | Yes | Carlingford | SDF2023
775 | Ausgrid_Carlingford | 2023 | . | 108.311 | 30.6616 | 112.5673 | 0.96219 | 97.296 | 27.5433 | 101.1195 | 0.96219 | Yes | Carlingford | SDF2023
776 | Ausgrid_Carlingford | 2024 | . | 108.311 | 30.6616 | 112.5673 | 0.96219 | 97.296 | 27.5433 | 101.1195 | 0.96219 | Yes | Carlingford | SDF2023
777 | Ausgrid_Carlingford | 2025 | . | 108.311 | 30.6616 | 112.5673 | 0.96219 | 97.296 | 27.5433 | 101.1195 | 0.96219 | Yes | Carlingford | SDF2023
778 | Ausgrid_Carlingford | 2026 | . | 108.311 | 30.6616 | 112.5673 | 0.96219 | 97.296 | 27.5433 | 101.1195 | 0.96219 | Yes | Carlingford | SDF2023
779 | Ausgrid_Carlingford | 2027 | . | 108.311 | 30.6616 | 112.5673 | 0.96219 | 97.296 | 27.5433 | 101.1195 | 0.96219 | Yes | Carlingford | SDF2023
780 | Ausgrid_Carlingford | 2028 | . | 108.311 | 30.6616 | 112.5673 | 0.96219 | 97.296 | 27.5433 | 101.1195 | 0.96219 | Yes | Carlingford | SDF2023
781 | Ausgrid_Carlingford | 2029 | . | 108.311 | 30.6616 | 112.5673 | 0.96219 | 97.296 | 27.5433 | 101.1195 | 0.96219 | Yes | Carlingford | SDF2023
782 | Ausgrid_Carlingford | 2030 | . | 108.311 | 30.6616 | 112.5673 | 0.96219 | 97.296 | 27.5433 | 101.1195 | 0.96219 | Yes | Carlingford | SDF2023
783 | Ausgrid_Carlingford | 2031 | . | 108.311 | 30.6616 | 112.5673 | 0.96219 | 97.296 | 27.5433 | 101.1195 | 0.96219 | Yes | Carlingford | SDF2023
784 | Ausgrid_Carlingford | 2032 | . | 108.311 | 30.6616 | 112.5673 | 0.96219 | 97.296 | 27.5433 | 101.1195 | 0.96219 | Yes | Carlingford | SDF2023
785 | Undiversified | 2017 | 249.3791 | 229.2139 | 53.8526 | 236.1595 | 0.97059 | 204.7938 | 48.0922 | 211.0025 | 0.97058 | No | Carlingford | SDF2023
786 | Undiversified | 2018 | 228.44 | 215.3618 | 46.8482 | 222.0625 | 0.96983 | 193.1349 | 42.233 | 199.1608 | 0.96974 | No | Carlingford | SDF2023
787 | Undiversified | 2019 | 246.09 | 239.2867 | 55.5486 | 246.6048 | 0.97032 | 212.0212 | 49.6438 | 218.5884 | 0.96996 | No | Carlingford | SDF2023
788 | Undiversified | 2020 | 251.414 | 234.02 | 47.0145 | 239.7753 | 0.976 | 202.8657 | 40.6917 | 207.8621 | 0.97596 | No | Carlingford | SDF2023
789 | Undiversified | 2021 | 238.91 | 242.2397 | 51.8182 | 249.1232 | 0.97237 | 215.1974 | 46.0902 | 221.3343 | 0.97227 | No | Carlingford | SDF2023
790 | Undiversified | 2022 | 224.6261 | 243.5528 | 24.7148 | 245.3363 | 0.99273 | 217.2645 | 22.448 | 218.9266 | 0.99241 | No | Carlingford | SDF2023
791 | Undiversified | 2023 | . | 246.9001 | 52.9567 | 253.2147 | 0.97506 | 220.6117 | 47.6207 | 226.3216 | 0.97477 | No | Carlingford | SDF2023
792 | Undiversified | 2024 | . | 251.6721 | 53.6052 | 258.0325 | 0.97535 | 225.3838 | 48.2692 | 231.1395 | 0.9751 | No | Carlingford | SDF2023
793 | Undiversified | 2025 | . | 255.0992 | 54.0746 | 261.4936 | 0.97555 | 228.9293 | 48.7536 | 234.72 | 0.97533 | No | Carlingford | SDF2023
794 | Undiversified | 2026 | . | 256.0982 | 54.1935 | 262.5001 | 0.97561 | 229.9367 | 48.8735 | 235.7349 | 0.9754 | No | Carlingford | SDF2023
795 | Undiversified | 2027 | . | 258.7763 | 54.5354 | 265.2014 | 0.97577 | 232.6357 | 49.2201 | 238.4576 | 0.97559 | No | Carlingford | SDF2023
796 | Undiversified | 2028 | . | 262.3182 | 54.9826 | 268.7731 | 0.97598 | 236.1885 | 49.6697 | 242.0404 | 0.97582 | No | Carlingford | SDF2023
797 | Undiversified | 2029 | . | 266.8861 | 55.5586 | 273.3791 | 0.97625 | 240.8995 | 50.2674 | 246.7911 | 0.97613 | No | Carlingford | SDF2023
798 | Undiversified | 2030 | . | 271.2591 | 56.1201 | 277.7898 | 0.97649 | 245.4008 | 50.8482 | 251.3316 | 0.9764 | No | Carlingford | SDF2023
799 | Undiversified | 2031 | . | 276.1887 | 56.7613 | 282.7631 | 0.97675 | 250.3734 | 51.4945 | 256.3481 | 0.97669 | No | Carlingford | SDF2023
800 | Undiversified | 2032 | . | 280.6684 | 57.3394 | 287.2819 | 0.97698 | 254.896 | 52.0777 | 260.9102 | 0.97695 | No | Carlingford | SDF2023
801 | Diversified | 2017 | 231.802 | 224.504 | 17.2603 | 225.1665 | 0.99706 | 196.852 | 15.1343 | 197.4329 | 0.99706 | No | Carlingford | SDF2023
802 | Diversified | 2018 | 205.2 | 185.72 | . | 185.72 | 1 | 166.94 | . | 166.94 | 1 | No | Carlingford | SDF2023
803 | Diversified | 2019 | 235.1885 | 207.0583 | 51.3054 | 213.3199 | 0.97065 | 188.3023 | 46.658 | 193.9967 | 0.97065 | No | Carlingford | SDF2023
804 | Diversified | 2020 | 259.7519 | 230.399 | 19.8309 | 231.2509 | 0.99632 | 200.183 | 17.2301 | 200.9231 | 0.99632 | No | Carlingford | SDF2023
805 | Diversified | 2021 | 224.37 | 220.0217 | 0.13238 | 220.0217 | 1 | 197.0498 | 0.11856 | 197.0499 | 1 | No | Carlingford | SDF2023
806 | Diversified | 2022 | 220.7008 | 223.8921 | 13.1701 | 224.2791 | 0.99827 | 201.4871 | 11.8522 | 201.8354 | 0.99827 | No | Carlingford | SDF2023
807 | Diversified | 2023 | . | 227.1157 | 25.5824 | 228.5519 | 0.99372 | 203.8286 | 22.9593 | 205.1176 | 0.99372 | No | Carlingford | SDF2023
808 | Diversified | 2024 | . | 231.5053 | 26.0768 | 232.9693 | 0.99372 | 208.2376 | 23.4559 | 209.5545 | 0.99372 | No | Carlingford | SDF2023
809 | Diversified | 2025 | . | 234.6577 | 26.4319 | 236.1417 | 0.99372 | 211.5135 | 23.8249 | 212.8511 | 0.99372 | No | Carlingford | SDF2023
810 | Diversified | 2026 | . | 235.5767 | 26.5354 | 237.0665 | 0.99372 | 212.4442 | 23.9298 | 213.7877 | 0.99372 | No | Carlingford | SDF2023
811 | Diversified | 2027 | . | 238.0403 | 26.8129 | 239.5456 | 0.99372 | 214.9379 | 24.2107 | 216.2971 | 0.99372 | No | Carlingford | SDF2023
812 | Diversified | 2028 | . | 241.2983 | 27.1799 | 242.8243 | 0.99372 | 218.2203 | 24.5804 | 219.6004 | 0.99372 | No | Carlingford | SDF2023
813 | Diversified | 2029 | . | 245.5002 | 27.6532 | 247.0527 | 0.99372 | 222.573 | 25.0707 | 223.9805 | 0.99372 | No | Carlingford | SDF2023
814 | Diversified | 2030 | . | 249.5228 | 28.1063 | 251.1008 | 0.99372 | 226.7319 | 25.5391 | 228.1657 | 0.99372 | No | Carlingford | SDF2023
815 | Diversified | 2031 | . | 254.0574 | 28.6171 | 255.664 | 0.99372 | 231.3261 | 26.0566 | 232.789 | 0.99372 | No | Carlingford | SDF2023
816 | Diversified | 2032 | . | 258.1781 | 29.0812 | 259.8108 | 0.99372 | 235.5047 | 26.5273 | 236.994 | 0.99372 | No | Carlingford | SDF2023
817 | BlueScope_Steel | 2017 | 145.0988 | 124.785 | 74.0431 | 145.0988 | 0.86 | 124.785 | 74.0431 | 145.0988 | 0.86 | Yes | Dapto_132kV | SDF2023
818 | BlueScope_Steel | 2018 | 147.586 | 126.924 | 75.3123 | 147.586 | 0.86 | 126.924 | 75.3123 | 147.586 | 0.86 | Yes | Dapto_132kV | SDF2023
819 | BlueScope_Steel | 2019 | 134.4 | 127.324 | 43.0476 | 134.4042 | 0.94732 | 127.324 | 43.0476 | 134.4042 | 0.94732 | Yes | Dapto_132kV | SDF2023
820 | BlueScope_Steel | 2020 | 142.016 | 135.873 | 41.3167 | 142.016 | 0.95674 | 135.873 | 41.3167 | 142.016 | 0.95674 | Yes | Dapto_132kV | SDF2023
821 | BlueScope_Steel | 2021 | 134.629 | 128.68 | 39.5781 | 134.629 | 0.95581 | 128.68 | 39.5781 | 134.629 | 0.95581 | Yes | Dapto_132kV | SDF2023
822 | BlueScope_Steel | 2022 | 142.678 | 141.965 | 14.2461 | 142.678 | 0.995 | 141.965 | 14.2461 | 142.678 | 0.995 | Yes | Dapto_132kV | SDF2023
823 | BlueScope_Steel | 2023 | . | 141.965 | 14.2461 | 142.678 | 0.995 | 141.965 | 14.2461 | 142.678 | 0.995 | Yes | Dapto_132kV | SDF2023
824 | BlueScope_Steel | 2024 | . | 141.965 | 14.2461 | 142.678 | 0.995 | 141.965 | 14.2461 | 142.678 | 0.995 | Yes | Dapto_132kV | SDF2023
825 | BlueScope_Steel | 2025 | . | 141.965 | 14.2461 | 142.678 | 0.995 | 141.965 | 14.2461 | 142.678 | 0.995 | Yes | Dapto_132kV | SDF2023
826 | BlueScope_Steel | 2026 | . | 141.965 | 14.2461 | 142.678 | 0.995 | 141.965 | 14.2461 | 142.678 | 0.995 | Yes | Dapto_132kV | SDF2023
827 | BlueScope_Steel | 2027 | . | 141.965 | 14.2461 | 142.678 | 0.995 | 141.965 | 14.2461 | 142.678 | 0.995 | Yes | Dapto_132kV | SDF2023
828 | BlueScope_Steel | 2028 | . | 141.965 | 14.2461 | 142.678 | 0.995 | 141.965 | 14.2461 | 142.678 | 0.995 | Yes | Dapto_132kV | SDF2023
829 | BlueScope_Steel | 2029 | . | 141.965 | 14.2461 | 142.678 | 0.995 | 141.965 | 14.2461 | 142.678 | 0.995 | Yes | Dapto_132kV | SDF2023
830 | BlueScope_Steel | 2030 | . | 141.965 | 14.2461 | 142.678 | 0.995 | 141.965 | 14.2461 | 142.678 | 0.995 | Yes | Dapto_132kV | SDF2023
831 | BlueScope_Steel | 2031 | . | 141.965 | 14.2461 | 142.678 | 0.995 | 141.965 | 14.2461 | 142.678 | 0.995 | Yes | Dapto_132kV | SDF2023
832 | BlueScope_Steel | 2032 | . | 141.965 | 14.2461 | 142.678 | 0.995 | 141.965 | 14.2461 | 142.678 | 0.995 | Yes | Dapto_132kV | SDF2023
833 | BOC_Gases | 2017 | 27.367 | 27.358 | 0.7018 | 27.367 | 0.99967 | 27.358 | 0.7018 | 27.367 | 0.99967 | Yes | Dapto_132kV | SDF2023
834 | BOC_Gases | 2018 | 26.377 | 25.926 | 4.8568 | 26.377 | 0.9829 | 25.926 | 4.8568 | 26.377 | 0.9829 | Yes | Dapto_132kV | SDF2023
835 | BOC_Gases | 2019 | 26.78 | 26.459 | 4.1274 | 26.779 | 0.98805 | 26.459 | 4.1274 | 26.779 | 0.98805 | Yes | Dapto_132kV | SDF2023
836 | BOC_Gases | 2020 | 24.922 | 24.566 | 4.1973 | 24.922 | 0.98572 | 24.566 | 4.1973 | 24.922 | 0.98572 | Yes | Dapto_132kV | SDF2023
837 | BOC_Gases | 2021 | 25.542 | 24.655 | 6.6727 | 25.542 | 0.96527 | 24.655 | 6.6727 | 25.542 | 0.96527 | Yes | Dapto_132kV | SDF2023
838 | BOC_Gases | 2022 | 24.869 | 24.4098 | 4.757 | 24.869 | 0.98154 | 24.4098 | 4.757 | 24.869 | 0.98154 | Yes | Dapto_132kV | SDF2023
839 | BOC_Gases | 2023 | . | 24.4098 | 4.4398 | 24.8103 | 0.98386 | 24.4098 | 4.4398 | 24.8103 | 0.98386 | Yes | Dapto_132kV | SDF2023
840 | BOC_Gases | 2024 | . | 24.4098 | 4.4398 | 24.8103 | 0.98386 | 24.4098 | 4.4398 | 24.8103 | 0.98386 | Yes | Dapto_132kV | SDF2023
841 | BOC_Gases | 2025 | . | 24.4098 | 4.4398 | 24.8103 | 0.98386 | 24.4098 | 4.4398 | 24.8103 | 0.98386 | Yes | Dapto_132kV | SDF2023
842 | BOC_Gases | 2026 | . | 24.4098 | 4.4398 | 24.8103 | 0.98386 | 24.4098 | 4.4398 | 24.8103 | 0.98386 | Yes | Dapto_132kV | SDF2023
843 | BOC_Gases | 2027 | . | 24.4098 | 4.4398 | 24.8103 | 0.98386 | 24.4098 | 4.4398 | 24.8103 | 0.98386 | Yes | Dapto_132kV | SDF2023
844 | BOC_Gases | 2028 | . | 24.4098 | 4.4398 | 24.8103 | 0.98386 | 24.4098 | 4.4398 | 24.8103 | 0.98386 | Yes | Dapto_132kV | SDF2023
845 | BOC_Gases | 2029 | . | 24.4098 | 4.4398 | 24.8103 | 0.98386 | 24.4098 | 4.4398 | 24.8103 | 0.98386 | Yes | Dapto_132kV | SDF2023
846 | BOC_Gases | 2030 | . | 24.4098 | 4.4398 | 24.8103 | 0.98386 | 24.4098 | 4.4398 | 24.8103 | 0.98386 | Yes | Dapto_132kV | SDF2023
847 | BOC_Gases | 2031 | . | 24.4098 | 4.4398 | 24.8103 | 0.98386 | 24.4098 | 4.4398 | 24.8103 | 0.98386 | Yes | Dapto_132kV | SDF2023
848 | BOC_Gases | 2032 | . | 24.4098 | 4.4398 | 24.8103 | 0.98386 | 24.4098 | 4.4398 | 24.8103 | 0.98386 | Yes | Dapto_132kV | SDF2023
849 | Burrawang | 2017 | 7.3217 | 6.394 | 3.5671 | 7.3217 | 0.87329 | 6.394 | 3.5671 | 7.3217 | 0.87329 | Yes | Dapto_132kV | SDF2023
850 | Burrawang | 2018 | 7.3217 | 6.394 | 3.5671 | 7.3217 | 0.87329 | 6.394 | 3.5671 | 7.3217 | 0.87329 | Yes | Dapto_132kV | SDF2023
851 | Burrawang | 2019 | 6.63 | 6.317 | 2.0027 | 6.6269 | 0.95324 | 6.317 | 2.0027 | 6.6269 | 0.95324 | Yes | Dapto_132kV | SDF2023
852 | Burrawang | 2020 | 6.542 | 6.254 | 1.9197 | 6.542 | 0.95598 | 6.254 | 1.9197 | 6.542 | 0.95598 | Yes | Dapto_132kV | SDF2023
853 | Burrawang | 2021 | 6.542 | 6.254 | 1.9197 | 6.542 | 0.95598 | 6.254 | 1.9197 | 6.542 | 0.95598 | Yes | Dapto_132kV | SDF2023
854 | Burrawang | 2022 | 3.0793 | 2.9328 | 0.9384 | 3.0793 | 0.95243 | 2.9328 | 0.9384 | 3.0793 | 0.95243 | Yes | Dapto_132kV | SDF2023
855 | Burrawang | 2023 | . | 2.9328 | 1.1832 | 3.1625 | 0.92737 | 2.9328 | 1.1832 | 3.1625 | 0.92737 | Yes | Dapto_132kV | SDF2023
856 | Burrawang | 2024 | . | 2.9328 | 1.1832 | 3.1625 | 0.92737 | 2.9328 | 1.1832 | 3.1625 | 0.92737 | Yes | Dapto_132kV | SDF2023
857 | Burrawang | 2025 | . | 2.9328 | 1.1832 | 3.1625 | 0.92737 | 2.9328 | 1.1832 | 3.1625 | 0.92737 | Yes | Dapto_132kV | SDF2023
858 | Burrawang | 2026 | . | 2.9328 | 1.1832 | 3.1625 | 0.92737 | 2.9328 | 1.1832 | 3.1625 | 0.92737 | Yes | Dapto_132kV | SDF2023
859 | Burrawang | 2027 | . | 2.9328 | 1.1832 | 3.1625 | 0.92737 | 2.9328 | 1.1832 | 3.1625 | 0.92737 | Yes | Dapto_132kV | SDF2023
860 | Burrawang | 2028 | . | 2.9328 | 1.1832 | 3.1625 | 0.92737 | 2.9328 | 1.1832 | 3.1625 | 0.92737 | Yes | Dapto_132kV | SDF2023
861 | Burrawang | 2029 | . | 2.9328 | 1.1832 | 3.1625 | 0.92737 | 2.9328 | 1.1832 | 3.1625 | 0.92737 | Yes | Dapto_132kV | SDF2023
862 | Burrawang | 2030 | . | 2.9328 | 1.1832 | 3.1625 | 0.92737 | 2.9328 | 1.1832 | 3.1625 | 0.92737 | Yes | Dapto_132kV | SDF2023
863 | Burrawang | 2031 | . | 2.9328 | 1.1832 | 3.1625 | 0.92737 | 2.9328 | 1.1832 | 3.1625 | 0.92737 | Yes | Dapto_132kV | SDF2023
864 | Burrawang | 2032 | . | 2.9328 | 1.1832 | 3.1625 | 0.92737 | 2.9328 | 1.1832 | 3.1625 | 0.92737 | Yes | Dapto_132kV | SDF2023
865 | Batemans_Bay | 2017 | 50.362 | 50.343 | 1.3833 | 50.362 | 0.99962 | 50.343 | 1.3833 | 50.362 | 0.99962 | Yes | Dapto_132kV | SDF2023
866 | Batemans_Bay | 2018 | 35.541 | 30.334 | . | 30.334 | 1 | 30.334 | . | 30.334 | 1 | Yes | Dapto_132kV | SDF2023
867 | Batemans_Bay | 2019 | 42.47 | 42.44 | 1.596 | 42.47 | 0.99929 | 42.44 | 1.596 | 42.47 | 0.99929 | Yes | Dapto_132kV | SDF2023
868 | Batemans_Bay | 2020 | 37.938 | 32.2 | 2.6414 | 32.3082 | 0.99665 | 32.2 | 2.6414 | 32.3082 | 0.99665 | Yes | Dapto_132kV | SDF2023
869 | Batemans_Bay | 2021 | 40.31 | 40.302 | 0.80305 | 40.31 | 0.9998 | 40.302 | 0.80305 | 40.31 | 0.9998 | Yes | Dapto_132kV | SDF2023
870 | Batemans_Bay | 2022 | 36.609 | 36.386 | 4.0346 | 36.609 | 0.99391 | 36.386 | 4.0346 | 36.609 | 0.99391 | Yes | Dapto_132kV | SDF2023
871 | Batemans_Bay | 2023 | . | 36.386 | 4.0346 | 36.609 | 0.99391 | 36.386 | 4.0346 | 36.609 | 0.99391 | Yes | Dapto_132kV | SDF2023
872 | Batemans_Bay | 2024 | . | 36.386 | 4.0346 | 36.609 | 0.99391 | 36.386 | 4.0346 | 36.609 | 0.99391 | Yes | Dapto_132kV | SDF2023
873 | Batemans_Bay | 2025 | . | 36.386 | 4.0346 | 36.609 | 0.99391 | 36.386 | 4.0346 | 36.609 | 0.99391 | Yes | Dapto_132kV | SDF2023
874 | Batemans_Bay | 2026 | . | 36.386 | 4.0346 | 36.609 | 0.99391 | 36.386 | 4.0346 | 36.609 | 0.99391 | Yes | Dapto_132kV | SDF2023
875 | Batemans_Bay | 2027 | . | 36.386 | 4.0346 | 36.609 | 0.99391 | 36.386 | 4.0346 | 36.609 | 0.99391 | Yes | Dapto_132kV | SDF2023
876 | Batemans_Bay | 2028 | . | 36.386 | 4.0346 | 36.609 | 0.99391 | 36.386 | 4.0346 | 36.609 | 0.99391 | Yes | Dapto_132kV | SDF2023
877 | Batemans_Bay | 2029 | . | 36.386 | 4.0346 | 36.609 | 0.99391 | 36.386 | 4.0346 | 36.609 | 0.99391 | Yes | Dapto_132kV | SDF2023
878 | Batemans_Bay | 2030 | . | 36.386 | 4.0346 | 36.609 | 0.99391 | 36.386 | 4.0346 | 36.609 | 0.99391 | Yes | Dapto_132kV | SDF2023
879 | Batemans_Bay | 2031 | . | 36.386 | 4.0346 | 36.609 | 0.99391 | 36.386 | 4.0346 | 36.609 | 0.99391 | Yes | Dapto_132kV | SDF2023
880 | Batemans_Bay | 2032 | . | 36.386 | 4.0346 | 36.609 | 0.99391 | 36.386 | 4.0346 | 36.609 | 0.99391 | Yes | Dapto_132kV | SDF2023
881 | Ulladulla | 2017 | 28.568 | 27.55 | 7.5583 | 28.568 | 0.96437 | 27.55 | 7.5583 | 28.568 | 0.96437 | No | Dapto_132kV | SDF2023
882 | Ulladulla | 2018 | 22.39 | 22.39 | . | 22.39 | 1 | 22.39 | . | 22.39 | 1 | No | Dapto_132kV | SDF2023
883 | Ulladulla | 2019 | 21.27 | 20.862 | 4.1565 | 21.272 | 0.98072 | 20.862 | 4.1565 | 21.272 | 0.98072 | No | Dapto_132kV | SDF2023
884 | Ulladulla | 2020 | 26.239 | 25.854 | 4.4784 | 26.239 | 0.98533 | 25.854 | 4.4784 | 26.239 | 0.98533 | No | Dapto_132kV | SDF2023
885 | Ulladulla | 2021 | 25.942 | 25.812 | 2.5938 | 25.942 | 0.99499 | 25.812 | 2.5938 | 25.942 | 0.99499 | No | Dapto_132kV | SDF2023
886 | Ulladulla | 2022 | 18.5917 | 18.5433 | 1.3406 | 18.5917 | 0.9974 | 18.5433 | 1.3406 | 18.5917 | 0.9974 | No | Dapto_132kV | SDF2023
887 | Ulladulla | 2023 | . | 19.0855 | 7.053 | 20.347 | 0.938 | 18.3549 | 6.783 | 19.5681 | 0.938 | No | Dapto_132kV | SDF2023
888 | Ulladulla | 2024 | . | 19.8129 | 7.3218 | 21.1225 | 0.938 | 19.8129 | 7.3218 | 21.1225 | 0.938 | No | Dapto_132kV | SDF2023
889 | Ulladulla | 2025 | . | 20.2438 | 7.481 | 21.5818 | 0.938 | 20.2438 | 7.481 | 21.5818 | 0.938 | No | Dapto_132kV | SDF2023
890 | Ulladulla | 2026 | . | 19.8882 | 7.3496 | 21.2028 | 0.938 | 19.8882 | 7.3496 | 21.2028 | 0.938 | No | Dapto_132kV | SDF2023
891 | Ulladulla | 2027 | . | 19.9463 | 7.3711 | 21.2647 | 0.938 | 19.9463 | 7.3711 | 21.2647 | 0.938 | No | Dapto_132kV | SDF2023
892 | Ulladulla | 2028 | . | 20.1679 | 7.453 | 21.501 | 0.938 | 20.1679 | 7.453 | 21.501 | 0.938 | No | Dapto_132kV | SDF2023
893 | Ulladulla | 2029 | . | 20.5541 | 7.5957 | 21.9127 | 0.938 | 20.5541 | 7.5957 | 21.9127 | 0.938 | No | Dapto_132kV | SDF2023
894 | Ulladulla | 2030 | . | 20.912 | 7.728 | 22.2942 | 0.938 | 20.912 | 7.728 | 22.2942 | 0.938 | No | Dapto_132kV | SDF2023
895 | Ulladulla | 2031 | . | 21.431 | 7.9198 | 22.8475 | 0.938 | 21.431 | 7.9198 | 22.8475 | 0.938 | No | Dapto_132kV | SDF2023
896 | Ulladulla | 2032 | . | 21.95 | 8.1115 | 23.4008 | 0.938 | 21.95 | 8.1115 | 23.4008 | 0.938 | No | Dapto_132kV | SDF2023
897 | West_Dapto | 2017 | . | . | . | . | . | . | . | . | . | No | Dapto_132kV | SDF2023
898 | West_Dapto | 2018 | . | . | . | . | . | . | . | . | . | No | Dapto_132kV | SDF2023
899 | West_Dapto | 2019 | . | . | . | . | . | . | . | . | . | No | Dapto_132kV | SDF2023
900 | West_Dapto | 2020 | . | . | . | . | . | . | . | . | . | No | Dapto_132kV | SDF2023
901 | West_Dapto | 2021 | . | . | . | . | . | . | . | . | . | No | Dapto_132kV | SDF2023
902 | West_Dapto | 2022 | . | . | . | . | . | . | . | . | . | No | Dapto_132kV | SDF2023
903 | West_Dapto | 2023 | . | . | . | . | . | . | . | . | . | No | Dapto_132kV | SDF2023
904 | West_Dapto | 2024 | . | . | . | . | . | . | . | . | . | No | Dapto_132kV | SDF2023
905 | West_Dapto | 2025 | . | 0.8037 | 0.26416 | 0.846 | 0.95 | 0.8037 | 0.26416 | 0.846 | 0.95 | No | Dapto_132kV | SDF2023
906 | West_Dapto | 2026 | . | 1.6074 | 0.52833 | 1.692 | 0.95 | 1.6074 | 0.52833 | 1.692 | 0.95 | No | Dapto_132kV | SDF2023
907 | West_Dapto | 2027 | . | 2.4111 | 0.79249 | 2.538 | 0.95 | 2.4111 | 0.79249 | 2.538 | 0.95 | No | Dapto_132kV | SDF2023
908 | West_Dapto | 2028 | . | 3.3041 | 1.086 | 3.478 | 0.95 | 3.3041 | 1.086 | 3.478 | 0.95 | No | Dapto_132kV | SDF2023
909 | West_Dapto | 2029 | . | 25.1731 | 8.274 | 26.498 | 0.95 | 25.1731 | 8.274 | 26.498 | 0.95 | No | Dapto_132kV | SDF2023
910 | West_Dapto | 2030 | . | 26.0661 | 8.5675 | 27.438 | 0.95 | 26.0661 | 8.5675 | 27.438 | 0.95 | No | Dapto_132kV | SDF2023
911 | West_Dapto | 2031 | . | 27.0484 | 8.8904 | 28.472 | 0.95 | 27.0484 | 8.8904 | 28.472 | 0.95 | No | Dapto_132kV | SDF2023
912 | West_Dapto | 2032 | . | 27.0484 | 8.8904 | 28.472 | 0.95 | 27.0484 | 8.8904 | 28.472 | 0.95 | No | Dapto_132kV | SDF2023
913 | Undiversified | 2017 | 258.7175 | 236.43 | 87.2535 | 258.7175 | 0.91385 | 236.43 | 87.2535 | 258.7175 | 0.91385 | No | Dapto_132kV | SDF2023
914 | Undiversified | 2018 | 239.2157 | 211.968 | 83.7362 | 234.0087 | 0.90581 | 211.968 | 83.7362 | 234.0087 | 0.90581 | No | Dapto_132kV | SDF2023
915 | Undiversified | 2019 | 231.55 | 223.402 | 54.9302 | 231.5521 | 0.9648 | 223.402 | 54.9302 | 231.5521 | 0.9648 | No | Dapto_132kV | SDF2023
916 | Undiversified | 2020 | 237.657 | 224.747 | 54.5535 | 232.0272 | 0.96862 | 224.747 | 54.5535 | 232.0272 | 0.96862 | No | Dapto_132kV | SDF2023
917 | Undiversified | 2021 | 232.965 | 225.703 | 51.5674 | 232.965 | 0.96883 | 225.703 | 51.5674 | 232.965 | 0.96883 | No | Dapto_132kV | SDF2023
918 | Undiversified | 2022 | 225.827 | 224.2369 | 25.3167 | 225.827 | 0.99296 | 224.2369 | 25.3167 | 225.827 | 0.99296 | No | Dapto_132kV | SDF2023
919 | Undiversified | 2023 | . | 224.7791 | 30.9567 | 227.6068 | 0.98758 | 224.0485 | 30.6867 | 226.8279 | 0.98775 | No | Dapto_132kV | SDF2023
920 | Undiversified | 2024 | . | 225.5065 | 31.2255 | 228.3823 | 0.98741 | 225.5065 | 31.2255 | 228.3823 | 0.98741 | No | Dapto_132kV | SDF2023
921 | Undiversified | 2025 | . | 226.7411 | 31.6489 | 229.6876 | 0.98717 | 226.7411 | 31.6489 | 229.6876 | 0.98717 | No | Dapto_132kV | SDF2023
922 | Undiversified | 2026 | . | 227.1892 | 31.7817 | 230.1546 | 0.98712 | 227.1892 | 31.7817 | 230.1546 | 0.98712 | No | Dapto_132kV | SDF2023
923 | Undiversified | 2027 | . | 228.051 | 32.0673 | 231.0625 | 0.98697 | 228.051 | 32.0673 | 231.0625 | 0.98697 | No | Dapto_132kV | SDF2023
924 | Undiversified | 2028 | . | 229.1656 | 32.4427 | 232.2388 | 0.98677 | 229.1656 | 32.4427 | 232.2388 | 0.98677 | No | Dapto_132kV | SDF2023
925 | Undiversified | 2029 | . | 251.4208 | 39.7734 | 255.6705 | 0.98338 | 251.4208 | 39.7734 | 255.6705 | 0.98338 | No | Dapto_132kV | SDF2023
926 | Undiversified | 2030 | . | 252.6717 | 40.1992 | 256.992 | 0.98319 | 252.6717 | 40.1992 | 256.992 | 0.98319 | No | Dapto_132kV | SDF2023
927 | Undiversified | 2031 | . | 254.173 | 40.7139 | 258.5793 | 0.98296 | 254.173 | 40.7139 | 258.5793 | 0.98296 | No | Dapto_132kV | SDF2023
928 | Undiversified | 2032 | . | 254.692 | 40.9057 | 259.1326 | 0.98286 | 254.692 | 40.9057 | 259.1326 | 0.98286 | No | Dapto_132kV | SDF2023
929 | Edmondson_Park | 2017 | 3.83 | 3.83 | . | 3.83 | 1 | 3.83 | . | 3.83 | 1 | No | Denham_Court_TS | SDF2023
930 | Edmondson_Park | 2018 | 4.668 | 4.42 | 1.5013 | 4.668 | 0.94687 | 4.42 | 1.5013 | 4.668 | 0.94687 | No | Denham_Court_TS | SDF2023
931 | Edmondson_Park | 2019 | . | . | . | . | . | . | . | . | . | No | Denham_Court_TS | SDF2023
932 | Edmondson_Park | 2020 | . | . | . | . | . | . | . | . | . | No | Denham_Court_TS | SDF2023
933 | Edmondson_Park | 2021 | . | . | . | . | . | . | . | . | . | No | Denham_Court_TS | SDF2023
934 | Edmondson_Park | 2022 | . | . | . | . | . | . | . | . | . | No | Denham_Court_TS | SDF2023
935 | Edmondson_Park | 2023 | . | . | . | . | . | . | . | . | . | No | Denham_Court_TS | SDF2023
936 | Edmondson_Park | 2024 | . | . | . | . | . | . | . | . | . | No | Denham_Court_TS | SDF2023
937 | Edmondson_Park | 2025 | . | . | . | . | . | . | . | . | . | No | Denham_Court_TS | SDF2023
938 | Edmondson_Park | 2026 | . | . | . | . | . | . | . | . | . | No | Denham_Court_TS | SDF2023
939 | Edmondson_Park | 2027 | . | . | . | . | . | . | . | . | . | No | Denham_Court_TS | SDF2023
940 | Edmondson_Park | 2028 | . | . | . | . | . | . | . | . | . | No | Denham_Court_TS | SDF2023
941 | Edmondson_Park | 2029 | . | . | . | . | . | . | . | . | . | No | Denham_Court_TS | SDF2023
942 | Edmondson_Park | 2030 | . | . | . | . | . | . | . | . | . | No | Denham_Court_TS | SDF2023
943 | Edmondson_Park | 2031 | . | . | . | . | . | . | . | . | . | No | Denham_Court_TS | SDF2023
944 | Edmondson_Park | 2032 | . | . | . | . | . | . | . | . | . | No | Denham_Court_TS | SDF2023
945 | Sydney_Trains_Edmondson_Park | 2017 | 10.766 | 6.661 | 8.458 | 10.766 | 0.61871 | 6.661 | 8.458 | 10.766 | 0.61871 | Yes | Denham_Court_TS | SDF2023
946 | Sydney_Trains_Edmondson_Park | 2018 | 15.432 | 13.393 | 7.6664 | 15.432 | 0.86787 | 13.393 | 7.6664 | 15.432 | 0.86787 | Yes | Denham_Court_TS | SDF2023
947 | Sydney_Trains_Edmondson_Park | 2019 | 13.31 | 11.287 | 7.0474 | 13.3065 | 0.84823 | 11.287 | 7.0474 | 13.3065 | 0.84823 | Yes | Denham_Court_TS | SDF2023
948 | Sydney_Trains_Edmondson_Park | 2020 | 12.472 | 10.249 | 7.107 | 12.472 | 0.82176 | 10.249 | 7.107 | 12.472 | 0.82176 | Yes | Denham_Court_TS | SDF2023
949 | Sydney_Trains_Edmondson_Park | 2021 | 13.66 | 11.781 | 6.914 | 13.66 | 0.86245 | 11.781 | 6.914 | 13.66 | 0.86245 | Yes | Denham_Court_TS | SDF2023
950 | Sydney_Trains_Edmondson_Park | 2022 | 15.3795 | 13.4075 | 7.5969 | 15.4102 | 0.87004 | 13.4075 | 7.5969 | 15.4102 | 0.87004 | Yes | Denham_Court_TS | SDF2023
951 | Sydney_Trains_Edmondson_Park | 2023 | . | 13.4075 | 7.5969 | 15.4102 | 0.87004 | 13.4075 | 7.5969 | 15.4102 | 0.87004 | Yes | Denham_Court_TS | SDF2023
952 | Sydney_Trains_Edmondson_Park | 2024 | . | 13.4075 | 7.5969 | 15.4102 | 0.87004 | 13.4075 | 7.5969 | 15.4102 | 0.87004 | Yes | Denham_Court_TS | SDF2023
953 | Sydney_Trains_Edmondson_Park | 2025 | . | 13.4075 | 7.5969 | 15.4102 | 0.87004 | 13.4075 | 7.5969 | 15.4102 | 0.87004 | Yes | Denham_Court_TS | SDF2023
954 | Sydney_Trains_Edmondson_Park | 2026 | . | 13.4075 | 7.5969 | 15.4102 | 0.87004 | 13.4075 | 7.5969 | 15.4102 | 0.87004 | Yes | Denham_Court_TS | SDF2023
955 | Sydney_Trains_Edmondson_Park | 2027 | . | 13.4075 | 7.5969 | 15.4102 | 0.87004 | 13.4075 | 7.5969 | 15.4102 | 0.87004 | Yes | Denham_Court_TS | SDF2023
956 | Sydney_Trains_Edmondson_Park | 2028 | . | 13.4075 | 7.5969 | 15.4102 | 0.87004 | 13.4075 | 7.5969 | 15.4102 | 0.87004 | Yes | Denham_Court_TS | SDF2023
957 | Sydney_Trains_Edmondson_Park | 2029 | . | 13.4075 | 7.5969 | 15.4102 | 0.87004 | 13.4075 | 7.5969 | 15.4102 | 0.87004 | Yes | Denham_Court_TS | SDF2023
958 | Sydney_Trains_Edmondson_Park | 2030 | . | 13.4075 | 7.5969 | 15.4102 | 0.87004 | 13.4075 | 7.5969 | 15.4102 | 0.87004 | Yes | Denham_Court_TS | SDF2023
959 | Sydney_Trains_Edmondson_Park | 2031 | . | 13.4075 | 7.5969 | 15.4102 | 0.87004 | 13.4075 | 7.5969 | 15.4102 | 0.87004 | Yes | Denham_Court_TS | SDF2023
960 | Sydney_Trains_Edmondson_Park | 2032 | . | 13.4075 | 7.5969 | 15.4102 | 0.87004 | 13.4075 | 7.5969 | 15.4102 | 0.87004 | Yes | Denham_Court_TS | SDF2023
961 | Undiversified | 2017 | 14.596 | 10.491 | 8.458 | 14.596 | 0.71876 | 10.491 | 8.458 | 14.596 | 0.71876 | No | Denham_Court_TS | SDF2023
962 | Undiversified | 2018 | 20.1 | 17.813 | 9.1677 | 20.1 | 0.88622 | 17.813 | 9.1677 | 20.1 | 0.88622 | No | Denham_Court_TS | SDF2023
963 | Undiversified | 2019 | 13.31 | 11.287 | 7.0474 | 13.3065 | 0.84823 | 11.287 | 7.0474 | 13.3065 | 0.84823 | No | Denham_Court_TS | SDF2023
964 | Undiversified | 2020 | 12.472 | 10.249 | 7.107 | 12.472 | 0.82176 | 10.249 | 7.107 | 12.472 | 0.82176 | No | Denham_Court_TS | SDF2023
965 | Undiversified | 2021 | 13.66 | 11.781 | 6.914 | 13.66 | 0.86245 | 11.781 | 6.914 | 13.66 | 0.86245 | No | Denham_Court_TS | SDF2023
966 | Undiversified | 2022 | 15.3795 | 13.4075 | 7.5969 | 15.4102 | 0.87004 | 13.4075 | 7.5969 | 15.4102 | 0.87004 | No | Denham_Court_TS | SDF2023
967 | Undiversified | 2023 | . | 13.4075 | 7.5969 | 15.4102 | 0.87004 | 13.4075 | 7.5969 | 15.4102 | 0.87004 | No | Denham_Court_TS | SDF2023
968 | Undiversified | 2024 | . | 13.4075 | 7.5969 | 15.4102 | 0.87004 | 13.4075 | 7.5969 | 15.4102 | 0.87004 | No | Denham_Court_TS | SDF2023
969 | Undiversified | 2025 | . | 13.4075 | 7.5969 | 15.4102 | 0.87004 | 13.4075 | 7.5969 | 15.4102 | 0.87004 | No | Denham_Court_TS | SDF2023
970 | Undiversified | 2026 | . | 13.4075 | 7.5969 | 15.4102 | 0.87004 | 13.4075 | 7.5969 | 15.4102 | 0.87004 | No | Denham_Court_TS | SDF2023
971 | Undiversified | 2027 | . | 13.4075 | 7.5969 | 15.4102 | 0.87004 | 13.4075 | 7.5969 | 15.4102 | 0.87004 | No | Denham_Court_TS | SDF2023
972 | Undiversified | 2028 | . | 13.4075 | 7.5969 | 15.4102 | 0.87004 | 13.4075 | 7.5969 | 15.4102 | 0.87004 | No | Denham_Court_TS | SDF2023
973 | Undiversified | 2029 | . | 13.4075 | 7.5969 | 15.4102 | 0.87004 | 13.4075 | 7.5969 | 15.4102 | 0.87004 | No | Denham_Court_TS | SDF2023
974 | Undiversified | 2030 | . | 13.4075 | 7.5969 | 15.4102 | 0.87004 | 13.4075 | 7.5969 | 15.4102 | 0.87004 | No | Denham_Court_TS | SDF2023
975 | Undiversified | 2031 | . | 13.4075 | 7.5969 | 15.4102 | 0.87004 | 13.4075 | 7.5969 | 15.4102 | 0.87004 | No | Denham_Court_TS | SDF2023
976 | Undiversified | 2032 | . | 13.4075 | 7.5969 | 15.4102 | 0.87004 | 13.4075 | 7.5969 | 15.4102 | 0.87004 | No | Denham_Court_TS | SDF2023
977 | Diversified | 2017 | 12.4351 | 7.59 | 9.85 | 12.4351 | 0.61037 | 7.59 | 9.85 | 12.4351 | 0.61037 | No | Denham_Court_TS | SDF2023
978 | Diversified | 2018 | 18.0651 | 16.37 | 7.64 | 18.0651 | 0.90617 | 16.37 | 7.64 | 18.0651 | 0.90617 | No | Denham_Court_TS | SDF2023
979 | Diversified | 2019 | 16.2902 | 14.7 | 7.02 | 16.2902 | 0.90238 | 14.7 | 7.02 | 16.2902 | 0.90238 | No | Denham_Court_TS | SDF2023
980 | Diversified | 2020 | 14.9411 | 12.78 | 7.74 | 14.9411 | 0.85536 | 12.78 | 7.74 | 14.9411 | 0.85536 | No | Denham_Court_TS | SDF2023
981 | Diversified | 2021 | 14.1416 | 11.883 | 7.6667 | 14.1416 | 0.84029 | 11.883 | 7.6667 | 14.1416 | 0.84029 | No | Denham_Court_TS | SDF2023
982 | Diversified | 2022 | 15.6564 | 13.878 | 8.2217 | 16.1306 | 0.86035 | 13.878 | 8.2217 | 16.1306 | 0.86035 | No | Denham_Court_TS | SDF2023
983 | Diversified | 2023 | . | 13.4655 | 7.9774 | 15.6512 | 0.86035 | 13.4655 | 7.9774 | 15.6512 | 0.86035 | No | Denham_Court_TS | SDF2023
984 | Diversified | 2024 | . | 13.4655 | 7.9774 | 15.6512 | 0.86035 | 13.4655 | 7.9774 | 15.6512 | 0.86035 | No | Denham_Court_TS | SDF2023
985 | Diversified | 2025 | . | 13.4655 | 7.9774 | 15.6512 | 0.86035 | 13.4655 | 7.9774 | 15.6512 | 0.86035 | No | Denham_Court_TS | SDF2023
986 | Diversified | 2026 | . | 13.4655 | 7.9774 | 15.6512 | 0.86035 | 13.4655 | 7.9774 | 15.6512 | 0.86035 | No | Denham_Court_TS | SDF2023
987 | Diversified | 2027 | . | 13.4655 | 7.9774 | 15.6512 | 0.86035 | 13.4655 | 7.9774 | 15.6512 | 0.86035 | No | Denham_Court_TS | SDF2023
988 | Diversified | 2028 | . | 13.4655 | 7.9774 | 15.6512 | 0.86035 | 13.4655 | 7.9774 | 15.6512 | 0.86035 | No | Denham_Court_TS | SDF2023
989 | Diversified | 2029 | . | 13.4655 | 7.9774 | 15.6512 | 0.86035 | 13.4655 | 7.9774 | 15.6512 | 0.86035 | No | Denham_Court_TS | SDF2023
990 | Diversified | 2030 | . | 13.4655 | 7.9774 | 15.6512 | 0.86035 | 13.4655 | 7.9774 | 15.6512 | 0.86035 | No | Denham_Court_TS | SDF2023
991 | Diversified | 2031 | . | 13.4655 | 7.9774 | 15.6512 | 0.86035 | 13.4655 | 7.9774 | 15.6512 | 0.86035 | No | Denham_Court_TS | SDF2023
992 | Diversified | 2032 | . | 13.4655 | 7.9774 | 15.6512 | 0.86035 | 13.4655 | 7.9774 | 15.6512 | 0.86035 | No | Denham_Court_TS | SDF2023
993 | BCSC_Berrima | 2017 | 23.459 | 22.44 | 6.8389 | 23.459 | 0.95656 | 22.44 | 6.8389 | 23.459 | 0.95656 | No | Fairfax_Lane | SDF2023
994 | BCSC_Berrima | 2018 | 23.262 | 22.16 | 7.2121 | 23.3041 | 0.95091 | 22.16 | 7.2121 | 23.3041 | 0.95091 | No | Fairfax_Lane | SDF2023
995 | BCSC_Berrima | 2019 | 23.56 | 22.402 | 7.3023 | 23.5621 | 0.95076 | 22.402 | 7.3023 | 23.5621 | 0.95076 | No | Fairfax_Lane | SDF2023
996 | BCSC_Berrima | 2020 | 23.744 | 21.881 | 9.2223 | 23.7451 | 0.9215 | 21.881 | 9.2223 | 23.7451 | 0.9215 | No | Fairfax_Lane | SDF2023
997 | BCSC_Berrima | 2021 | 23.755 | 21.895 | 9.2146 | 23.755 | 0.9217 | 21.895 | 9.2146 | 23.755 | 0.9217 | No | Fairfax_Lane | SDF2023
998 | BCSC_Berrima | 2022 | 24.249 | 24.127 | 2.4294 | 24.249 | 0.99497 | 24.127 | 2.4294 | 24.249 | 0.99497 | No | Fairfax_Lane | SDF2023
999 | BCSC_Berrima | 2023 | . | 24.127 | 7.9814 | 25.4129 | 0.9494 | 24.127 | 7.9814 | 25.4129 | 0.9494 | No | Fairfax_Lane | SDF2023
1000 | BCSC_Berrima | 2024 | . | 24.127 | 7.9814 | 25.4129 | 0.9494 | 24.127 | 7.9814 | 25.4129 | 0.9494 | No | Fairfax_Lane | SDF2023
1001 | BCSC_Berrima | 2025 | . | 24.127 | 7.9814 | 25.4129 | 0.9494 | 24.127 | 7.9814 | 25.4129 | 0.9494 | No | Fairfax_Lane | SDF2023
1002 | BCSC_Berrima | 2026 | . | 24.127 | 7.9814 | 25.4129 | 0.9494 | 24.127 | 7.9814 | 25.4129 | 0.9494 | No | Fairfax_Lane | SDF2023
1003 | BCSC_Berrima | 2027 | . | 24.127 | 7.9814 | 25.4129 | 0.9494 | 24.127 | 7.9814 | 25.4129 | 0.9494 | No | Fairfax_Lane | SDF2023
1004 | BCSC_Berrima | 2028 | . | 24.127 | 7.9814 | 25.4129 | 0.9494 | 24.127 | 7.9814 | 25.4129 | 0.9494 | No | Fairfax_Lane | SDF2023
1005 | BCSC_Berrima | 2029 | . | 24.127 | 7.9814 | 25.4129 | 0.9494 | 24.127 | 7.9814 | 25.4129 | 0.9494 | No | Fairfax_Lane | SDF2023
1006 | BCSC_Berrima | 2030 | . | 24.127 | 7.9814 | 25.4129 | 0.9494 | 24.127 | 7.9814 | 25.4129 | 0.9494 | No | Fairfax_Lane | SDF2023
1007 | BCSC_Berrima | 2031 | . | 24.127 | 7.9814 | 25.4129 | 0.9494 | 24.127 | 7.9814 | 25.4129 | 0.9494 | No | Fairfax_Lane | SDF2023
1008 | BCSC_Berrima | 2032 | . | 24.127 | 7.9814 | 25.4129 | 0.9494 | 24.127 | 7.9814 | 25.4129 | 0.9494 | No | Fairfax_Lane | SDF2023
1009 | Berrima_junction | 2017 | 1.269 | 1.205 | 0.39791 | 1.269 | 0.94957 | 1.205 | 0.39791 | 1.269 | 0.94957 | No | Fairfax_Lane | SDF2023
1010 | Berrima_junction | 2018 | 1.495 | 1.42 | 0.46757 | 1.495 | 0.94983 | 1.42 | 0.46757 | 1.495 | 0.94983 | No | Fairfax_Lane | SDF2023
1011 | Berrima_junction | 2019 | 1.89 | 1.88 | 0.19416 | 1.89 | 0.99471 | 1.88 | 0.19416 | 1.89 | 0.99471 | No | Fairfax_Lane | SDF2023
1012 | Berrima_junction | 2020 | 1.625 | 1.619 | 0.13951 | 1.625 | 0.99631 | 1.619 | 0.13951 | 1.625 | 0.99631 | No | Fairfax_Lane | SDF2023
1013 | Berrima_junction | 2021 | 1.53 | 1.526 | 0.11056 | 1.53 | 0.99739 | 1.526 | 0.11056 | 1.53 | 0.99739 | No | Fairfax_Lane | SDF2023
1014 | Berrima_junction | 2022 | 1.4788 | 1.473 | 0.13085 | 1.4788 | 0.99608 | 1.473 | 0.13085 | 1.4788 | 0.99608 | No | Fairfax_Lane | SDF2023
1015 | Berrima_junction | 2023 | . | 6.719 | 0.59684 | 6.7455 | 0.99608 | 6.719 | 0.59684 | 6.7455 | 0.99608 | No | Fairfax_Lane | SDF2023
1016 | Berrima_junction | 2024 | . | 9.8932 | 0.8788 | 9.9321 | 0.99608 | 9.8932 | 0.8788 | 9.9321 | 0.99608 | No | Fairfax_Lane | SDF2023
1017 | Berrima_junction | 2025 | . | 11.6861 | 1.0381 | 11.7321 | 0.99608 | 11.6861 | 1.0381 | 11.7321 | 0.99608 | No | Fairfax_Lane | SDF2023
1018 | Berrima_junction | 2026 | . | 13.4791 | 1.1973 | 13.5321 | 0.99608 | 13.4791 | 1.1973 | 13.5321 | 0.99608 | No | Fairfax_Lane | SDF2023
1019 | Berrima_junction | 2027 | . | 13.4791 | 1.1973 | 13.5321 | 0.99608 | 13.4791 | 1.1973 | 13.5321 | 0.99608 | No | Fairfax_Lane | SDF2023
1020 | Berrima_junction | 2028 | . | 13.4791 | 1.1973 | 13.5321 | 0.99608 | 13.4791 | 1.1973 | 13.5321 | 0.99608 | No | Fairfax_Lane | SDF2023
1021 | Berrima_junction | 2029 | . | 13.4791 | 1.1973 | 13.5321 | 0.99608 | 13.4791 | 1.1973 | 13.5321 | 0.99608 | No | Fairfax_Lane | SDF2023
1022 | Berrima_junction | 2030 | . | 13.4791 | 1.1973 | 13.5321 | 0.99608 | 13.4791 | 1.1973 | 13.5321 | 0.99608 | No | Fairfax_Lane | SDF2023
1023 | Berrima_junction | 2031 | . | 13.4791 | 1.1973 | 13.5321 | 0.99608 | 13.4791 | 1.1973 | 13.5321 | 0.99608 | No | Fairfax_Lane | SDF2023
1024 | Berrima_junction | 2032 | . | 13.4791 | 1.1973 | 13.5321 | 0.99608 | 13.4791 | 1.1973 | 13.5321 | 0.99608 | No | Fairfax_Lane | SDF2023
1025 | Berrima_Junction_DC | 2017 | . | . | . | . | . | . | . | . | . | No | Fairfax_Lane | SDF2023
1026 | Berrima_Junction_DC | 2018 | . | . | . | . | . | . | . | . | . | No | Fairfax_Lane | SDF2023
1027 | Berrima_Junction_DC | 2019 | . | . | . | . | . | . | . | . | . | No | Fairfax_Lane | SDF2023
1028 | Berrima_Junction_DC | 2020 | . | . | . | . | . | . | . | . | . | No | Fairfax_Lane | SDF2023
1029 | Berrima_Junction_DC | 2021 | . | . | . | . | . | . | . | . | . | No | Fairfax_Lane | SDF2023
1030 | Berrima_Junction_DC | 2022 | . | . | . | . | . | . | . | . | . | No | Fairfax_Lane | SDF2023
1031 | Berrima_Junction_DC | 2023 | . | . | . | . | 0.95 | . | . | . | 0.95 | No | Fairfax_Lane | SDF2023
1032 | Berrima_Junction_DC | 2024 | . | . | . | . | 0.95 | . | . | . | 0.95 | No | Fairfax_Lane | SDF2023
1033 | Berrima_Junction_DC | 2025 | . | . | . | . | 0.95 | . | . | . | 0.95 | No | Fairfax_Lane | SDF2023
1034 | Berrima_Junction_DC | 2026 | . | . | . | . | 0.95 | . | . | . | 0.95 | No | Fairfax_Lane | SDF2023
1035 | Berrima_Junction_DC | 2027 | . | . | . | . | 0.95 | . | . | . | 0.95 | No | Fairfax_Lane | SDF2023
1036 | Berrima_Junction_DC | 2028 | . | . | . | . | 0.95 | . | . | . | 0.95 | No | Fairfax_Lane | SDF2023
1037 | Berrima_Junction_DC | 2029 | . | . | . | . | 0.95 | . | . | . | 0.95 | No | Fairfax_Lane | SDF2023
1038 | Berrima_Junction_DC | 2030 | . | . | . | . | 0.95 | . | . | . | 0.95 | No | Fairfax_Lane | SDF2023
1039 | Berrima_Junction_DC | 2031 | . | . | . | . | 0.95 | . | . | . | 0.95 | No | Fairfax_Lane | SDF2023
1040 | Berrima_Junction_DC | 2032 | . | . | . | . | 0.95 | . | . | . | 0.95 | No | Fairfax_Lane | SDF2023
1041 | Bowral | 2017 | 18.24 | 15.887 | 4.1787 | 16.4274 | 0.96711 | 14.104 | 3.7098 | 14.5837 | 0.96711 | No | Fairfax_Lane | SDF2023
1042 | Bowral | 2018 | 16.959 | 15.77 | 4.1132 | 16.2976 | 0.96763 | 13.8 | 3.5994 | 14.2617 | 0.96763 | No | Fairfax_Lane | SDF2023
1043 | Bowral | 2019 | 17.78 | 16.6013 | 3.5822 | 16.9834 | 0.9775 | 14.6077 | 3.152 | 14.9439 | 0.9775 | No | Fairfax_Lane | SDF2023
1044 | Bowral | 2020 | 21.5033 | 17.7018 | 3.2335 | 17.9947 | 0.98372 | 15.1723 | 2.7714 | 15.4233 | 0.98372 | No | Fairfax_Lane | SDF2023
1045 | Bowral | 2021 | 16.344 | 17.489 | 2.4179 | 17.6554 | 0.99058 | 15.068 | 2.0832 | 15.2113 | 0.99058 | No | Fairfax_Lane | SDF2023
1046 | Bowral | 2022 | 13.1941 | 17.6261 | 0.068625 | 17.6263 | 0.99999 | 15.2819 | 0.059498 | 15.282 | 0.99999 | No | Fairfax_Lane | SDF2023
1047 | Bowral | 2023 | . | 18.7586 | 1.8281 | 18.8474 | 0.99529 | 16.4143 | 1.5996 | 16.492 | 0.99529 | No | Fairfax_Lane | SDF2023
1048 | Bowral | 2024 | . | 19.3899 | 1.8896 | 19.4818 | 0.99529 | 17.0457 | 1.6612 | 17.1264 | 0.99529 | No | Fairfax_Lane | SDF2023
1049 | Bowral | 2025 | . | 19.6806 | 1.9179 | 19.7739 | 0.99529 | 17.3364 | 1.6895 | 17.4185 | 0.99529 | No | Fairfax_Lane | SDF2023
1050 | Bowral | 2026 | . | 19.5495 | 1.9052 | 19.6421 | 0.99529 | 17.2052 | 1.6767 | 17.2867 | 0.99529 | No | Fairfax_Lane | SDF2023
1051 | Bowral | 2027 | . | 19.675 | 1.9174 | 19.7682 | 0.99529 | 17.3307 | 1.6889 | 17.4128 | 0.99529 | No | Fairfax_Lane | SDF2023
1052 | Bowral | 2028 | . | 19.8486 | 1.9343 | 19.9427 | 0.99529 | 17.5044 | 1.7059 | 17.5873 | 0.99529 | No | Fairfax_Lane | SDF2023
1053 | Bowral | 2029 | . | 20.0719 | 1.9561 | 20.167 | 0.99529 | 17.7276 | 1.7276 | 17.8116 | 0.99529 | No | Fairfax_Lane | SDF2023
1054 | Bowral | 2030 | . | 20.3313 | 1.9813 | 20.4276 | 0.99529 | 17.987 | 1.7529 | 18.0722 | 0.99529 | No | Fairfax_Lane | SDF2023
1055 | Bowral | 2031 | . | 20.7326 | 2.0205 | 20.8309 | 0.99529 | 18.3884 | 1.792 | 18.4755 | 0.99529 | No | Fairfax_Lane | SDF2023
1056 | Bowral | 2032 | . | 21.134 | 2.0596 | 21.2341 | 0.99529 | 18.7897 | 1.8311 | 18.8788 | 0.99529 | No | Fairfax_Lane | SDF2023
1057 | Mittagong | 2017 | 19.097 | 16.428 | 1.8269 | 16.5293 | 0.99387 | 14.842 | 1.6505 | 14.9335 | 0.99387 | No | Fairfax_Lane | SDF2023
1058 | Mittagong | 2018 | 15.07 | 14.9 | 3.5031 | 15.3063 | 0.97346 | 13.21 | 3.1058 | 13.5702 | 0.97346 | No | Fairfax_Lane | SDF2023
1059 | Mittagong | 2019 | 16.75 | 16.9328 | 1.0148 | 16.9632 | 0.99821 | 14.9257 | 0.89451 | 14.9525 | 0.99821 | No | Fairfax_Lane | SDF2023
1060 | Mittagong | 2020 | 19.11 | 16.1233 | 2.9497 | 16.3909 | 0.98367 | 14.0961 | 2.5789 | 14.3301 | 0.98367 | No | Fairfax_Lane | SDF2023
1061 | Mittagong | 2021 | 15.502 | 16.4651 | 2.4734 | 16.6498 | 0.9889 | 14.5039 | 2.1788 | 14.6666 | 0.9889 | No | Fairfax_Lane | SDF2023
1062 | Mittagong | 2022 | 12.7152 | 16.5909 | 0.34196 | 16.5944 | 0.99979 | 14.7313 | 0.30363 | 14.7345 | 0.99979 | No | Fairfax_Lane | SDF2023
1063 | Mittagong | 2023 | . | 19.3107 | 2.8 | 19.5127 | 0.98965 | 17.4512 | 2.5304 | 17.6337 | 0.98965 | No | Fairfax_Lane | SDF2023
1064 | Mittagong | 2024 | . | 19.2154 | 2.7862 | 19.4164 | 0.98965 | 17.3559 | 2.5165 | 17.5374 | 0.98965 | No | Fairfax_Lane | SDF2023
1065 | Mittagong | 2025 | . | 19.3472 | 2.8053 | 19.5495 | 0.98965 | 17.4876 | 2.5357 | 17.6705 | 0.98965 | No | Fairfax_Lane | SDF2023
1066 | Mittagong | 2026 | . | 19.1164 | 2.7718 | 19.3163 | 0.98965 | 17.2569 | 2.5022 | 17.4373 | 0.98965 | No | Fairfax_Lane | SDF2023
1067 | Mittagong | 2027 | . | 19.1333 | 2.7743 | 19.3334 | 0.98965 | 17.2738 | 2.5046 | 17.4545 | 0.98965 | No | Fairfax_Lane | SDF2023
1068 | Mittagong | 2028 | . | 19.2018 | 2.7842 | 19.4026 | 0.98965 | 17.3423 | 2.5146 | 17.5237 | 0.98965 | No | Fairfax_Lane | SDF2023
1069 | Mittagong | 2029 | . | 19.3218 | 2.8016 | 19.5238 | 0.98965 | 17.4623 | 2.532 | 17.6449 | 0.98965 | No | Fairfax_Lane | SDF2023
1070 | Mittagong | 2030 | . | 19.4444 | 2.8194 | 19.6478 | 0.98965 | 17.5849 | 2.5498 | 17.7688 | 0.98965 | No | Fairfax_Lane | SDF2023
1071 | Mittagong | 2031 | . | 19.6546 | 2.8499 | 19.8601 | 0.98965 | 17.7951 | 2.5802 | 17.9812 | 0.98965 | No | Fairfax_Lane | SDF2023
1072 | Mittagong | 2032 | . | 19.8648 | 2.8803 | 20.0725 | 0.98965 | 18.0053 | 2.6107 | 18.1935 | 0.98965 | No | Fairfax_Lane | SDF2023
1073 | Moss_Vale | 2017 | 17.717 | 15.305 | 3.2957 | 15.6558 | 0.97759 | 14.253 | 3.0691 | 14.5797 | 0.97759 | No | Fairfax_Lane | SDF2023
1074 | Moss_Vale | 2018 | 15.012 | 14.99 | 1.9228 | 15.1128 | 0.99187 | 13.66 | 1.7522 | 13.7719 | 0.99187 | No | Fairfax_Lane | SDF2023
1075 | Moss_Vale | 2019 | 17.02 | 17.5151 | 2.2605 | 17.6603 | 0.99177 | 15.7596 | 2.0339 | 15.8903 | 0.99177 | No | Fairfax_Lane | SDF2023
1076 | Moss_Vale | 2020 | 18.423 | 16.6906 | 3.1267 | 16.9809 | 0.9829 | 14.9103 | 2.7932 | 15.1697 | 0.9829 | No | Fairfax_Lane | SDF2023
1077 | Moss_Vale | 2021 | 16.653 | 16.735 | 0.48507 | 16.728 | 1.0004 | 15.0045 | 0.43491 | 14.9982 | 1.0004 | No | Fairfax_Lane | SDF2023
1078 | Moss_Vale | 2022 | 14.7017 | 16.6269 | 0.35765 | 16.6308 | 0.99977 | 14.9791 | 0.3222 | 14.9825 | 0.99977 | No | Fairfax_Lane | SDF2023
1079 | Moss_Vale | 2023 | . | 19.4512 | 2.6683 | 19.6333 | 0.99072 | 17.8033 | 2.4422 | 17.97 | 0.99072 | No | Fairfax_Lane | SDF2023
1080 | Moss_Vale | 2024 | . | 20.1218 | 2.7603 | 20.3102 | 0.99072 | 18.5967 | 2.5511 | 18.7709 | 0.99072 | No | Fairfax_Lane | SDF2023
1081 | Moss_Vale | 2025 | . | 21.4189 | 2.9382 | 21.6195 | 0.99072 | 19.8938 | 2.729 | 20.0801 | 0.99072 | No | Fairfax_Lane | SDF2023
1082 | Moss_Vale | 2026 | . | 22.6719 | 3.1101 | 22.8843 | 0.99072 | 21.1469 | 2.9009 | 21.3449 | 0.99072 | No | Fairfax_Lane | SDF2023
1083 | Moss_Vale | 2027 | . | 24.8166 | 3.4043 | 25.049 | 0.99072 | 23.2916 | 3.1951 | 23.5097 | 0.99072 | No | Fairfax_Lane | SDF2023
1084 | Moss_Vale | 2028 | . | 27.0318 | 3.7082 | 27.285 | 0.99072 | 25.5068 | 3.499 | 25.7456 | 0.99072 | No | Fairfax_Lane | SDF2023
1085 | Moss_Vale | 2029 | . | 29.1279 | 3.9957 | 29.4007 | 0.99072 | 27.6028 | 3.7865 | 27.8613 | 0.99072 | No | Fairfax_Lane | SDF2023
1086 | Moss_Vale | 2030 | . | 31.0093 | 4.2538 | 31.2998 | 0.99072 | 29.4843 | 4.0446 | 29.7604 | 0.99072 | No | Fairfax_Lane | SDF2023
1087 | Moss_Vale | 2031 | . | 32.7232 | 4.4889 | 33.0297 | 0.99072 | 31.1981 | 4.2797 | 31.4903 | 0.99072 | No | Fairfax_Lane | SDF2023
1088 | Moss_Vale | 2032 | . | 34.0946 | 4.6771 | 34.4139 | 0.99072 | 32.5696 | 4.4678 | 32.8746 | 0.99072 | No | Fairfax_Lane | SDF2023
1089 | Ringwood | 2017 | 5.725 | 4.969 | 1.0557 | 5.0799 | 0.97817 | 4.566 | 0.97011 | 4.6679 | 0.97817 | No | Fairfax_Lane | SDF2023
1090 | Ringwood | 2018 | 5.433 | 4.97 | 1.0298 | 5.0756 | 0.9792 | 4.52 | 0.93655 | 4.616 | 0.9792 | No | Fairfax_Lane | SDF2023
1091 | Ringwood | 2019 | 6.1 | 5.8263 | 1.0682 | 5.9234 | 0.98361 | 5.2286 | 0.95857 | 5.3157 | 0.98361 | No | Fairfax_Lane | SDF2023
1092 | Ringwood | 2020 | 7.388 | 5.419 | 0.95882 | 5.5032 | 0.9847 | 4.8832 | 0.86402 | 4.959 | 0.9847 | No | Fairfax_Lane | SDF2023
1093 | Ringwood | 2021 | 5.82 | 5.623 | 0.55357 | 5.6502 | 0.99519 | 5.0845 | 0.50056 | 5.1091 | 0.99519 | No | Fairfax_Lane | SDF2023
1094 | Ringwood | 2022 | 5.5004 | 5.6972 | 0.068712 | 5.6976 | 0.99993 | 5.2106 | 0.062844 | 5.211 | 0.99993 | No | Fairfax_Lane | SDF2023
1095 | Ringwood | 2023 | . | 7.0907 | 1.1637 | 7.1855 | 0.9868 | 6.6041 | 1.0838 | 6.6925 | 0.9868 | No | Fairfax_Lane | SDF2023
1096 | Ringwood | 2024 | . | 7.3757 | 1.2105 | 7.4744 | 0.9868 | 6.8892 | 1.1306 | 6.9814 | 0.9868 | No | Fairfax_Lane | SDF2023
1097 | Ringwood | 2025 | . | 7.4442 | 1.2217 | 7.5438 | 0.9868 | 6.9592 | 1.1421 | 7.0523 | 0.9868 | No | Fairfax_Lane | SDF2023
1098 | Ringwood | 2026 | . | 7.3686 | 1.2093 | 7.4672 | 0.9868 | 6.8836 | 1.1297 | 6.9756 | 0.9868 | No | Fairfax_Lane | SDF2023
1099 | Ringwood | 2027 | . | 7.3973 | 1.214 | 7.4963 | 0.9868 | 6.9123 | 1.1344 | 7.0047 | 0.9868 | No | Fairfax_Lane | SDF2023
1100 | Ringwood | 2028 | . | 7.4409 | 1.2212 | 7.5405 | 0.9868 | 6.9559 | 1.1416 | 7.0489 | 0.9868 | No | Fairfax_Lane | SDF2023
1101 | Ringwood | 2029 | . | 7.4998 | 1.2308 | 7.6001 | 0.9868 | 7.0148 | 1.1512 | 7.1086 | 0.9868 | No | Fairfax_Lane | SDF2023
1102 | Ringwood | 2030 | . | 7.5696 | 1.2423 | 7.6709 | 0.9868 | 7.0846 | 1.1627 | 7.1793 | 0.9868 | No | Fairfax_Lane | SDF2023
1103 | Ringwood | 2031 | . | 7.6876 | 1.2616 | 7.7904 | 0.9868 | 7.2026 | 1.182 | 7.2989 | 0.9868 | No | Fairfax_Lane | SDF2023
1104 | Ringwood | 2032 | . | 7.8056 | 1.281 | 7.91 | 0.9868 | 7.3205 | 1.2014 | 7.4185 | 0.9868 | No | Fairfax_Lane | SDF2023
1105 | Robertson | 2017 | 3.887 | 3.692 | 1.2157 | 3.887 | 0.94983 | 3.692 | 1.2157 | 3.887 | 0.94983 | No | Fairfax_Lane | SDF2023
1106 | Robertson | 2018 | 3.498 | 3.323 | 1.0926 | 3.498 | 0.94997 | 3.323 | 1.0926 | 3.498 | 0.94997 | No | Fairfax_Lane | SDF2023
1107 | Robertson | 2019 | 3.498 | 3.323 | 1.0926 | 3.498 | 0.94997 | 3.323 | 1.0926 | 3.498 | 0.94997 | No | Fairfax_Lane | SDF2023
1108 | Robertson | 2020 | 4.2106 | 4.0001 | 1.3147 | 4.2106 | 0.95001 | 4.0001 | 1.3147 | 4.2106 | 0.95001 | No | Fairfax_Lane | SDF2023
1109 | Robertson | 2021 | 4.096 | 3.891 | 1.2796 | 4.096 | 0.94995 | 3.891 | 1.2796 | 4.096 | 0.94995 | No | Fairfax_Lane | SDF2023
1110 | Robertson | 2022 | 4.7481 | 4.4739 | 1.4705 | 4.7093 | 0.95 | 4.4739 | 1.4705 | 4.7093 | 0.95 | No | Fairfax_Lane | SDF2023
1111 | Robertson | 2023 | . | 4.5062 | 1.4811 | 4.7433 | 0.95 | 4.5062 | 1.4811 | 4.7433 | 0.95 | No | Fairfax_Lane | SDF2023
1112 | Robertson | 2024 | . | 4.4829 | 1.4735 | 4.7189 | 0.95 | 4.4829 | 1.4735 | 4.7189 | 0.95 | No | Fairfax_Lane | SDF2023
1113 | Robertson | 2025 | . | 4.5405 | 1.4924 | 4.7795 | 0.95 | 4.5405 | 1.4924 | 4.7795 | 0.95 | No | Fairfax_Lane | SDF2023
1114 | Robertson | 2026 | . | 4.5237 | 1.4869 | 4.7618 | 0.95 | 4.5237 | 1.4869 | 4.7618 | 0.95 | No | Fairfax_Lane | SDF2023
1115 | Robertson | 2027 | . | 4.5808 | 1.5056 | 4.8219 | 0.95 | 4.5808 | 1.5056 | 4.8219 | 0.95 | No | Fairfax_Lane | SDF2023
1116 | Robertson | 2028 | . | 4.6604 | 1.5318 | 4.9057 | 0.95 | 4.6604 | 1.5318 | 4.9057 | 0.95 | No | Fairfax_Lane | SDF2023
1117 | Robertson | 2029 | . | 4.763 | 1.5655 | 5.0137 | 0.95 | 4.763 | 1.5655 | 5.0137 | 0.95 | No | Fairfax_Lane | SDF2023
1118 | Robertson | 2030 | . | 4.8771 | 1.603 | 5.1338 | 0.95 | 4.8771 | 1.603 | 5.1338 | 0.95 | No | Fairfax_Lane | SDF2023
1119 | Robertson | 2031 | . | 5.0379 | 1.6559 | 5.3031 | 0.95 | 5.0379 | 1.6559 | 5.3031 | 0.95 | No | Fairfax_Lane | SDF2023
1120 | Robertson | 2032 | . | 5.1988 | 1.7087 | 5.4724 | 0.95 | 5.1988 | 1.7087 | 5.4724 | 0.95 | No | Fairfax_Lane | SDF2023
1121 | Tyree | 2017 | 1.167 | 1.116 | 0.34122 | 1.167 | 0.9563 | 1.116 | 0.34122 | 1.167 | 0.9563 | Yes | Fairfax_Lane | SDF2023
1122 | Tyree | 2018 | 0.959 | 0.738 | 0.6124 | 0.959 | 0.76955 | 0.738 | 0.6124 | 0.959 | 0.76955 | Yes | Fairfax_Lane | SDF2023
1123 | Tyree | 2019 | 0.83 | 0.711 | 0.43049 | 0.83117 | 0.85542 | 0.711 | 0.43049 | 0.83117 | 0.85542 | Yes | Fairfax_Lane | SDF2023
1124 | Tyree | 2020 | 1.254 | 1.226 | 0.26351 | 1.254 | 0.97767 | 1.226 | 0.26351 | 1.254 | 0.97767 | Yes | Fairfax_Lane | SDF2023
1125 | Tyree | 2021 | 1.07 | 1.068 | 0.065391 | 1.07 | 0.99813 | 1.068 | 0.065391 | 1.07 | 0.99813 | Yes | Fairfax_Lane | SDF2023
1126 | Tyree | 2022 | 1.227 | 1.221 | 0.12119 | 1.227 | 0.99511 | 1.221 | 0.12119 | 1.227 | 0.99511 | Yes | Fairfax_Lane | SDF2023
1127 | Tyree | 2023 | . | 1.221 | 0.50019 | 1.3195 | 0.92536 | 1.221 | 0.50019 | 1.3195 | 0.92536 | Yes | Fairfax_Lane | SDF2023
1128 | Tyree | 2024 | . | 1.221 | 0.50019 | 1.3195 | 0.92536 | 1.221 | 0.50019 | 1.3195 | 0.92536 | Yes | Fairfax_Lane | SDF2023
1129 | Tyree | 2025 | . | 1.221 | 0.50019 | 1.3195 | 0.92536 | 1.221 | 0.50019 | 1.3195 | 0.92536 | Yes | Fairfax_Lane | SDF2023
1130 | Tyree | 2026 | . | 1.221 | 0.50019 | 1.3195 | 0.92536 | 1.221 | 0.50019 | 1.3195 | 0.92536 | Yes | Fairfax_Lane | SDF2023
1131 | Tyree | 2027 | . | 1.221 | 0.50019 | 1.3195 | 0.92536 | 1.221 | 0.50019 | 1.3195 | 0.92536 | Yes | Fairfax_Lane | SDF2023
1132 | Tyree | 2028 | . | 1.221 | 0.50019 | 1.3195 | 0.92536 | 1.221 | 0.50019 | 1.3195 | 0.92536 | Yes | Fairfax_Lane | SDF2023
1133 | Tyree | 2029 | . | 1.221 | 0.50019 | 1.3195 | 0.92536 | 1.221 | 0.50019 | 1.3195 | 0.92536 | Yes | Fairfax_Lane | SDF2023
1134 | Tyree | 2030 | . | 1.221 | 0.50019 | 1.3195 | 0.92536 | 1.221 | 0.50019 | 1.3195 | 0.92536 | Yes | Fairfax_Lane | SDF2023
1135 | Tyree | 2031 | . | 1.221 | 0.50019 | 1.3195 | 0.92536 | 1.221 | 0.50019 | 1.3195 | 0.92536 | Yes | Fairfax_Lane | SDF2023
1136 | Tyree | 2032 | . | 1.221 | 0.50019 | 1.3195 | 0.92536 | 1.221 | 0.50019 | 1.3195 | 0.92536 | Yes | Fairfax_Lane | SDF2023
1137 | Water_Board_Dams | 2017 | 1.875 | 1.781 | 0.58623 | 1.875 | 0.94987 | 1.781 | 0.58623 | 1.875 | 0.94987 | Yes | Fairfax_Lane | SDF2023
1138 | Water_Board_Dams | 2018 | 1.68 | 1.596 | 0.52458 | 1.68 | 0.95 | 1.596 | 0.52458 | 1.68 | 0.95 | Yes | Fairfax_Lane | SDF2023
1139 | Water_Board_Dams | 2019 | 2.15 | 2.062 | 0.61615 | 2.1521 | 0.95814 | 2.062 | 0.61615 | 2.1521 | 0.95814 | Yes | Fairfax_Lane | SDF2023
1140 | Water_Board_Dams | 2020 | 3.469 | 3.246 | 1.2237 | 3.469 | 0.93572 | 3.246 | 1.2237 | 3.469 | 0.93572 | Yes | Fairfax_Lane | SDF2023
1141 | Water_Board_Dams | 2021 | 0.937 | 0.774 | 0.5324 | 0.93943 | 0.82391 | 0.774 | 0.5324 | 0.93943 | 0.82391 | Yes | Fairfax_Lane | SDF2023
1142 | Water_Board_Dams | 2022 | 2.69 | 2.146 | 1.622 | 2.69 | 0.79777 | 2.146 | 1.622 | 2.69 | 0.79777 | Yes | Fairfax_Lane | SDF2023
1143 | Water_Board_Dams | 2023 | . | 2.146 | 1.0237 | 2.3777 | 0.90257 | 2.146 | 1.0237 | 2.3777 | 0.90257 | Yes | Fairfax_Lane | SDF2023
1144 | Water_Board_Dams | 2024 | . | 2.146 | 1.0237 | 2.3777 | 0.90257 | 2.146 | 1.0237 | 2.3777 | 0.90257 | Yes | Fairfax_Lane | SDF2023
1145 | Water_Board_Dams | 2025 | . | 2.146 | 1.0237 | 2.3777 | 0.90257 | 2.146 | 1.0237 | 2.3777 | 0.90257 | Yes | Fairfax_Lane | SDF2023
1146 | Water_Board_Dams | 2026 | . | 2.146 | 1.0237 | 2.3777 | 0.90257 | 2.146 | 1.0237 | 2.3777 | 0.90257 | Yes | Fairfax_Lane | SDF2023
1147 | Water_Board_Dams | 2027 | . | 2.146 | 1.0237 | 2.3777 | 0.90257 | 2.146 | 1.0237 | 2.3777 | 0.90257 | Yes | Fairfax_Lane | SDF2023
1148 | Water_Board_Dams | 2028 | . | 2.146 | 1.0237 | 2.3777 | 0.90257 | 2.146 | 1.0237 | 2.3777 | 0.90257 | Yes | Fairfax_Lane | SDF2023
1149 | Water_Board_Dams | 2029 | . | 2.146 | 1.0237 | 2.3777 | 0.90257 | 2.146 | 1.0237 | 2.3777 | 0.90257 | Yes | Fairfax_Lane | SDF2023
1150 | Water_Board_Dams | 2030 | . | 2.146 | 1.0237 | 2.3777 | 0.90257 | 2.146 | 1.0237 | 2.3777 | 0.90257 | Yes | Fairfax_Lane | SDF2023
1151 | Water_Board_Dams | 2031 | . | 2.146 | 1.0237 | 2.3777 | 0.90257 | 2.146 | 1.0237 | 2.3777 | 0.90257 | Yes | Fairfax_Lane | SDF2023
1152 | Water_Board_Dams | 2032 | . | 2.146 | 1.0237 | 2.3777 | 0.90257 | 2.146 | 1.0237 | 2.3777 | 0.90257 | Yes | Fairfax_Lane | SDF2023
1153 | Undiversified | 2017 | 92.436 | 82.823 | 19.737 | 85.3494 | 0.9704 | 77.999 | 18.7795 | 80.4218 | 0.96987 | No | Fairfax_Lane | SDF2023
1154 | Undiversified | 2018 | 83.368 | 79.867 | 20.4781 | 82.7283 | 0.96541 | 74.427 | 19.3031 | 77.1559 | 0.96463 | No | Fairfax_Lane | SDF2023
1155 | Undiversified | 2019 | 89.578 | 87.2535 | 17.5612 | 89.4637 | 0.9753 | 80.8996 | 16.6746 | 83.0358 | 0.97427 | No | Fairfax_Lane | SDF2023
1156 | Undiversified | 2020 | 100.7269 | 87.9068 | 22.4324 | 91.1734 | 0.96417 | 81.034 | 21.1712 | 84.1858 | 0.96256 | No | Fairfax_Lane | SDF2023
1157 | Undiversified | 2021 | 85.707 | 85.4661 | 17.1325 | 88.0737 | 0.97039 | 78.8149 | 16.4 | 81.3757 | 0.96853 | No | Fairfax_Lane | SDF2023
1158 | Undiversified | 2022 | 80.5043 | 89.982 | 6.6108 | 90.9031 | 0.98987 | 83.6438 | 6.522 | 84.5641 | 0.98912 | No | Fairfax_Lane | SDF2023
1159 | Undiversified | 2023 | . | 103.3303 | 20.0433 | 105.7778 | 0.97686 | 96.9921 | 19.2393 | 99.3871 | 0.9759 | No | Fairfax_Lane | SDF2023
1160 | Undiversified | 2024 | . | 107.973 | 20.5041 | 110.4438 | 0.97763 | 101.7576 | 19.717 | 104.1771 | 0.97678 | No | Fairfax_Lane | SDF2023
1161 | Undiversified | 2025 | . | 111.6115 | 20.9189 | 114.1082 | 0.97812 | 105.3976 | 20.132 | 107.843 | 0.97732 | No | Fairfax_Lane | SDF2023
1162 | Undiversified | 2026 | . | 114.2031 | 21.1859 | 116.7138 | 0.97849 | 107.9893 | 20.399 | 110.4486 | 0.97773 | No | Fairfax_Lane | SDF2023
1163 | Undiversified | 2027 | . | 116.5761 | 21.5183 | 119.111 | 0.97872 | 110.3622 | 20.7314 | 112.8458 | 0.97799 | No | Fairfax_Lane | SDF2023
1164 | Undiversified | 2028 | . | 119.1567 | 21.8823 | 121.7186 | 0.97895 | 112.9428 | 21.0954 | 115.4534 | 0.97825 | No | Fairfax_Lane | SDF2023
1165 | Undiversified | 2029 | . | 121.7574 | 22.2524 | 124.3475 | 0.97917 | 115.5436 | 21.4655 | 118.0823 | 0.9785 | No | Fairfax_Lane | SDF2023
1166 | Undiversified | 2030 | . | 124.2048 | 22.6025 | 126.822 | 0.97936 | 117.991 | 21.8156 | 120.5568 | 0.97872 | No | Fairfax_Lane | SDF2023
1167 | Undiversified | 2031 | . | 126.809 | 22.9794 | 129.4563 | 0.97955 | 120.5951 | 22.1925 | 123.1911 | 0.97893 | No | Fairfax_Lane | SDF2023
1168 | Undiversified | 2032 | . | 129.0708 | 23.3093 | 131.7451 | 0.9797 | 122.8569 | 22.5225 | 125.4799 | 0.9791 | No | Fairfax_Lane | SDF2023
1169 | Diversified | 2017 | 71.9 | 71.83 | 3.1719 | 71.9 | 0.99903 | 71.83 | 3.1719 | 71.9 | 0.99903 | No | Fairfax_Lane | SDF2023
1170 | Diversified | 2018 | 69.3302 | 69.33 | 0.16 | 69.3302 | 1 | 69.33 | 0.16 | 69.3302 | 1 | No | Fairfax_Lane | SDF2023
1171 | Diversified | 2019 | 74.0504 | 73.58 | 8.2975 | 74.0464 | 0.9937 | 73.58 | 8.2975 | 74.0464 | 0.9937 | No | Fairfax_Lane | SDF2023
1172 | Diversified | 2020 | 78.2819 | 78.28 | 0.5433 | 78.2819 | 0.99998 | 78.28 | 0.5433 | 78.2819 | 0.99998 | No | Fairfax_Lane | SDF2023
1173 | Diversified | 2021 | 72.42 | 72.393 | 1.9783 | 72.42 | 0.99963 | 72.393 | 1.9783 | 72.42 | 0.99963 | No | Fairfax_Lane | SDF2023
1174 | Diversified | 2022 | 72.0255 | 71.958 | 3.1167 | 72.0255 | 0.99906 | 71.958 | 3.1167 | 72.0255 | 0.99906 | No | Fairfax_Lane | SDF2023
1175 | Diversified | 2023 | . | 88.8941 | 4.767 | 89.0218 | 0.99857 | 83.4414 | 4.4746 | 83.5613 | 0.99857 | No | Fairfax_Lane | SDF2023
1176 | Diversified | 2024 | . | 92.8882 | 4.9812 | 93.0216 | 0.99857 | 87.5411 | 4.6945 | 87.6669 | 0.99857 | No | Fairfax_Lane | SDF2023
1177 | Diversified | 2025 | . | 96.0184 | 5.1491 | 96.1563 | 0.99857 | 90.6726 | 4.8624 | 90.8029 | 0.99857 | No | Fairfax_Lane | SDF2023
1178 | Diversified | 2026 | . | 98.2479 | 5.2686 | 98.3891 | 0.99857 | 92.9022 | 4.982 | 93.0357 | 0.99857 | No | Fairfax_Lane | SDF2023
1179 | Diversified | 2027 | . | 100.2894 | 5.3781 | 100.4335 | 0.99857 | 94.9436 | 5.0914 | 95.08 | 0.99857 | No | Fairfax_Lane | SDF2023
1180 | Diversified | 2028 | . | 102.5094 | 5.4971 | 102.6567 | 0.99857 | 97.1637 | 5.2105 | 97.3033 | 0.99857 | No | Fairfax_Lane | SDF2023
1181 | Diversified | 2029 | . | 104.7468 | 5.6171 | 104.8973 | 0.99857 | 99.4011 | 5.3305 | 99.5439 | 0.99857 | No | Fairfax_Lane | SDF2023
1182 | Diversified | 2030 | . | 106.8523 | 5.73 | 107.0058 | 0.99857 | 101.5066 | 5.4434 | 101.6524 | 0.99857 | No | Fairfax_Lane | SDF2023
1183 | Diversified | 2031 | . | 109.0926 | 5.8502 | 109.2494 | 0.99857 | 103.7469 | 5.5635 | 103.896 | 0.99857 | No | Fairfax_Lane | SDF2023
1184 | Diversified | 2032 | . | 111.0384 | 5.9545 | 111.198 | 0.99857 | 105.6927 | 5.6679 | 105.8446 | 0.99857 | No | Fairfax_Lane | SDF2023
1185 | Cabramatta | 2017 | 19.893 | 19.515 | 0.70586 | 19.5278 | 0.99935 | 17.645 | 0.63822 | 17.6565 | 0.99935 | No | Guildford | SDF2023
1186 | Cabramatta | 2018 | 19.102 | 19.26 | 6.7396 | 20.4051 | 0.94388 | 17.27 | 6.0432 | 18.2968 | 0.94388 | No | Guildford | SDF2023
1187 | Cabramatta | 2019 | 17.37 | 18.672 | 0.63386 | 18.6827 | 0.99942 | 16.6372 | 0.56479 | 16.6468 | 0.99942 | No | Guildford | SDF2023
1188 | Cabramatta | 2020 | 18.45 | 18.6611 | 2.1089 | 18.7799 | 0.99367 | 16.7407 | 1.8919 | 16.8473 | 0.99367 | No | Guildford | SDF2023
1189 | Cabramatta | 2021 | 17.97 | 18.837 | 3.6148 | 19.1807 | 0.98208 | 17.036 | 3.2691 | 17.3468 | 0.98208 | No | Guildford | SDF2023
1190 | Cabramatta | 2022 | 15.8167 | 18.5772 | 0.80964 | 18.5948 | 0.99905 | 16.7882 | 0.73167 | 16.8041 | 0.99905 | No | Guildford | SDF2023
1191 | Cabramatta | 2023 | . | 18.9195 | 3.171 | 19.1834 | 0.98624 | 17.1305 | 2.8712 | 17.3694 | 0.98624 | No | Guildford | SDF2023
1192 | Cabramatta | 2024 | . | 18.4462 | 3.0917 | 18.7035 | 0.98624 | 16.6572 | 2.7919 | 16.8895 | 0.98624 | No | Guildford | SDF2023
1193 | Cabramatta | 2025 | . | 18.1339 | 3.0394 | 18.3868 | 0.98624 | 16.3741 | 2.7444 | 16.6025 | 0.98624 | No | Guildford | SDF2023
1194 | Cabramatta | 2026 | . | 17.783 | 2.9806 | 18.031 | 0.98624 | 16.0555 | 2.691 | 16.2794 | 0.98624 | No | Guildford | SDF2023
1195 | Cabramatta | 2027 | . | 17.6704 | 2.9617 | 17.9169 | 0.98624 | 15.9429 | 2.6721 | 16.1652 | 0.98624 | No | Guildford | SDF2023
1196 | Cabramatta | 2028 | . | 17.6578 | 2.9596 | 17.9041 | 0.98624 | 15.9303 | 2.67 | 16.1525 | 0.98624 | No | Guildford | SDF2023
1197 | Cabramatta | 2029 | . | 17.747 | 2.9745 | 17.9945 | 0.98624 | 16.0194 | 2.685 | 16.2429 | 0.98624 | No | Guildford | SDF2023
1198 | Cabramatta | 2030 | . | 17.8143 | 2.9858 | 18.0628 | 0.98624 | 16.0867 | 2.6963 | 16.3111 | 0.98624 | No | Guildford | SDF2023
1199 | Cabramatta | 2031 | . | 17.9508 | 3.0087 | 18.2012 | 0.98624 | 16.2233 | 2.7191 | 16.4496 | 0.98624 | No | Guildford | SDF2023
1200 | Cabramatta | 2032 | . | 18.0874 | 3.0316 | 18.3397 | 0.98624 | 16.3599 | 2.742 | 16.5881 | 0.98624 | No | Guildford | SDF2023
1201 | Carramar | 2017 | 16.42 | 17.059 | . | 17.059 | 1 | 15.564 | . | 15.564 | 1 | No | Guildford | SDF2023
1202 | Carramar | 2018 | 16.35 | 17.08 | . | 17.08 | 1 | 15.43 | . | 15.43 | 1 | No | Guildford | SDF2023
1203 | Carramar | 2019 | 17.74 | 17.5013 | 6.6284 | 18.7144 | 0.93517 | 15.7706 | 5.9729 | 16.8638 | 0.93517 | No | Guildford | SDF2023
1204 | Carramar | 2020 | 17.6 | 16.774 | 6.3359 | 17.9307 | 0.93549 | 15.134 | 5.7165 | 16.1776 | 0.93549 | No | Guildford | SDF2023
1205 | Carramar | 2021 | 15.925 | 17.115 | . | 17.115 | 1 | 15.56 | . | 15.56 | 1 | No | Guildford | SDF2023
1206 | Carramar | 2022 | 14.165 | 16.6168 | 2.1768 | 16.7588 | 0.99153 | 15.0851 | 1.9761 | 15.2139 | 0.99153 | No | Guildford | SDF2023
1207 | Carramar | 2023 | . | 16.9311 | 3.6927 | 17.3292 | 0.97703 | 15.3994 | 3.3586 | 15.7614 | 0.97703 | No | Guildford | SDF2023
1208 | Carramar | 2024 | . | 16.6236 | 3.6256 | 17.0144 | 0.97703 | 15.108 | 3.2951 | 15.4631 | 0.97703 | No | Guildford | SDF2023
1209 | Carramar | 2025 | . | 16.5749 | 3.615 | 16.9646 | 0.97703 | 15.0593 | 3.2845 | 15.4133 | 0.97703 | No | Guildford | SDF2023
1210 | Carramar | 2026 | . | 16.2808 | 3.5509 | 16.6635 | 0.97703 | 14.7652 | 3.2203 | 15.1123 | 0.97703 | No | Guildford | SDF2023
1211 | Carramar | 2027 | . | 16.2554 | 3.5453 | 16.6375 | 0.97703 | 14.7398 | 3.2148 | 15.0863 | 0.97703 | No | Guildford | SDF2023
1212 | Carramar | 2028 | . | 16.3735 | 3.5711 | 16.7584 | 0.97703 | 14.8579 | 3.2405 | 15.2071 | 0.97703 | No | Guildford | SDF2023
1213 | Carramar | 2029 | . | 16.6388 | 3.629 | 17.0299 | 0.97703 | 15.1232 | 3.2984 | 15.4787 | 0.97703 | No | Guildford | SDF2023
1214 | Carramar | 2030 | . | 16.8785 | 3.6812 | 17.2752 | 0.97703 | 15.3629 | 3.3507 | 15.724 | 0.97703 | No | Guildford | SDF2023
1215 | Carramar | 2031 | . | 17.2227 | 3.7563 | 17.6276 | 0.97703 | 15.7565 | 3.4365 | 16.1269 | 0.97703 | No | Guildford | SDF2023
1216 | Carramar | 2032 | . | 17.5669 | 3.8314 | 17.9799 | 0.97703 | 16.1501 | 3.5224 | 16.5297 | 0.97703 | No | Guildford | SDF2023
1217 | Fairfield | 2017 | 26.763 | 26.57 | 3.2083 | 26.763 | 0.99279 | 26.57 | 3.2083 | 26.763 | 0.99279 | No | Guildford | SDF2023
1218 | Fairfield | 2018 | 26.049 | 25.97 | 2.0272 | 26.049 | 0.99697 | 25.97 | 2.0272 | 26.049 | 0.99697 | No | Guildford | SDF2023
1219 | Fairfield | 2019 | 27.18 | 27.124 | 1.8053 | 27.184 | 0.99779 | 27.124 | 1.8053 | 27.184 | 0.99779 | No | Guildford | SDF2023
1220 | Fairfield | 2020 | 26.962 | 26.962 | . | 26.962 | 1 | 26.962 | . | 26.962 | 1 | No | Guildford | SDF2023
1221 | Fairfield | 2021 | 25.35 | 25.333 | 0.92823 | 25.35 | 0.99933 | 25.333 | 0.92823 | 25.35 | 0.99933 | No | Guildford | SDF2023
1222 | Fairfield | 2022 | 27.7767 | 27.7667 | 0.74527 | 27.7767 | 0.99964 | 27.7667 | 0.74527 | 27.7767 | 0.99964 | No | Guildford | SDF2023
1223 | Fairfield | 2023 | . | 34.5363 | 0.90551 | 34.5482 | 0.99966 | 34.5363 | 0.90551 | 34.5482 | 0.99966 | No | Guildford | SDF2023
1224 | Fairfield | 2024 | . | 36.8443 | 0.96602 | 36.857 | 0.99966 | 36.8443 | 0.96602 | 36.857 | 0.99966 | No | Guildford | SDF2023
1225 | Fairfield | 2025 | . | 37.2918 | 0.97775 | 37.3046 | 0.99966 | 37.2918 | 0.97775 | 37.3046 | 0.99966 | No | Guildford | SDF2023
1226 | Fairfield | 2026 | . | 37.1477 | 0.97398 | 37.1605 | 0.99966 | 37.1477 | 0.97398 | 37.1605 | 0.99966 | No | Guildford | SDF2023
1227 | Fairfield | 2027 | . | 37.0267 | 0.9708 | 37.0394 | 0.99966 | 37.0267 | 0.9708 | 37.0394 | 0.99966 | No | Guildford | SDF2023
1228 | Fairfield | 2028 | . | 37.0075 | 0.9703 | 37.0202 | 0.99966 | 37.0075 | 0.9703 | 37.0202 | 0.99966 | No | Guildford | SDF2023
1229 | Fairfield | 2029 | . | 37.0916 | 0.9725 | 37.1043 | 0.99966 | 37.0916 | 0.9725 | 37.1043 | 0.99966 | No | Guildford | SDF2023
1230 | Fairfield | 2030 | . | 37.1567 | 0.97421 | 37.1695 | 0.99966 | 37.1567 | 0.97421 | 37.1695 | 0.99966 | No | Guildford | SDF2023
1231 | Fairfield | 2031 | . | 37.299 | 0.97794 | 37.3118 | 0.99966 | 37.299 | 0.97794 | 37.3118 | 0.99966 | No | Guildford | SDF2023
1232 | Fairfield | 2032 | . | 37.4413 | 0.98168 | 37.4542 | 0.99966 | 37.4413 | 0.98168 | 37.4542 | 0.99966 | No | Guildford | SDF2023
1233 | Sherwood | 2017 | 30.42 | 28.686 | . | 28.686 | 1 | 25.773 | . | 25.773 | 1 | No | Guildford | SDF2023
1234 | Sherwood | 2018 | 26.2 | 26.2 | . | 26.2 | 1 | 23.76 | . | 23.76 | 1 | No | Guildford | SDF2023
1235 | Sherwood | 2019 | 27.83 | 30.4868 | 1.1564 | 30.5088 | 0.99928 | 26.4997 | 1.0052 | 26.5188 | 0.99928 | No | Guildford | SDF2023
1236 | Sherwood | 2020 | 27.761 | 26.095 | 6.1618 | 26.8126 | 0.97324 | 22.5191 | 5.3174 | 23.1384 | 0.97324 | No | Guildford | SDF2023
1237 | Sherwood | 2021 | 22.325 | 26.312 | 1.4961 | 26.3545 | 0.99839 | 22.9587 | 1.3054 | 22.9958 | 0.99839 | No | Guildford | SDF2023
1238 | Sherwood | 2022 | 21.0875 | 26.6376 | 0.58018 | 26.6439 | 0.99976 | 23.3585 | 0.50876 | 23.364 | 0.99976 | No | Guildford | SDF2023
1239 | Sherwood | 2023 | . | 26.9967 | 3.7556 | 27.2567 | 0.99046 | 23.7177 | 3.2994 | 23.946 | 0.99046 | No | Guildford | SDF2023
1240 | Sherwood | 2024 | . | 27.5936 | 3.8386 | 27.8593 | 0.99046 | 24.3145 | 3.3825 | 24.5487 | 0.99046 | No | Guildford | SDF2023
1241 | Sherwood | 2025 | . | 27.6136 | 3.8414 | 27.8795 | 0.99046 | 24.3345 | 3.3852 | 24.5688 | 0.99046 | No | Guildford | SDF2023
1242 | Sherwood | 2026 | . | 27.1893 | 3.7824 | 27.4511 | 0.99046 | 23.9102 | 3.3262 | 24.1405 | 0.99046 | No | Guildford | SDF2023
1243 | Sherwood | 2027 | . | 27.1738 | 3.7802 | 27.4355 | 0.99046 | 23.8948 | 3.3241 | 24.1249 | 0.99046 | No | Guildford | SDF2023
1244 | Sherwood | 2028 | . | 27.3357 | 3.8027 | 27.5989 | 0.99046 | 24.0566 | 3.3466 | 24.2883 | 0.99046 | No | Guildford | SDF2023
1245 | Sherwood | 2029 | . | 27.6769 | 3.8502 | 27.9435 | 0.99046 | 24.3979 | 3.394 | 24.6328 | 0.99046 | No | Guildford | SDF2023
1246 | Sherwood | 2030 | . | 27.9881 | 3.8935 | 28.2576 | 0.99046 | 24.709 | 3.4373 | 24.9469 | 0.99046 | No | Guildford | SDF2023
1247 | Sherwood | 2031 | . | 28.4488 | 3.9576 | 28.7228 | 0.99046 | 25.1697 | 3.5014 | 25.4121 | 0.99046 | No | Guildford | SDF2023
1248 | Sherwood | 2032 | . | 28.9096 | 4.0217 | 29.188 | 0.99046 | 25.6305 | 3.5655 | 25.8773 | 0.99046 | No | Guildford | SDF2023
1249 | Smithfield | 2017 | 39.346 | 39.716 | 2.9212 | 39.8233 | 0.99731 | 33.944 | 2.4967 | 34.0357 | 0.99731 | No | Guildford | SDF2023
1250 | Smithfield | 2018 | 35.233 | 35.92 | 3.1299 | 36.0561 | 0.99623 | 31.92 | 2.7814 | 32.041 | 0.99623 | No | Guildford | SDF2023
1251 | Smithfield | 2019 | 37.19 | 40.6706 | 3.6639 | 40.8353 | 0.99597 | 35.9084 | 3.2349 | 36.0538 | 0.99597 | No | Guildford | SDF2023
1252 | Smithfield | 2020 | 40.074 | 36.198 | 2.4436 | 36.2804 | 0.99773 | 32.0884 | 2.1662 | 32.1614 | 0.99773 | No | Guildford | SDF2023
1253 | Smithfield | 2021 | 35.391 | 37.6 | 2.2995 | 37.6703 | 0.99814 | 33.6199 | 2.0561 | 33.6827 | 0.99814 | No | Guildford | SDF2023
1254 | Smithfield | 2022 | 34.1045 | 37.8026 | 3.0016 | 37.9215 | 0.99686 | 33.9322 | 2.6942 | 34.039 | 0.99686 | No | Guildford | SDF2023
1255 | Smithfield | 2023 | . | 37.322 | 2.6036 | 37.4127 | 0.99758 | 33.4517 | 2.3336 | 33.533 | 0.99758 | No | Guildford | SDF2023
1256 | Smithfield | 2024 | . | 36.9001 | 2.5741 | 36.9898 | 0.99758 | 33.0297 | 2.3041 | 33.11 | 0.99758 | No | Guildford | SDF2023
1257 | Smithfield | 2025 | . | 36.8219 | 2.5687 | 36.9114 | 0.99758 | 32.9515 | 2.2987 | 33.0316 | 0.99758 | No | Guildford | SDF2023
1258 | Smithfield | 2026 | . | 36.2864 | 2.5313 | 36.3746 | 0.99758 | 32.416 | 2.2613 | 32.4948 | 0.99758 | No | Guildford | SDF2023
1259 | Smithfield | 2027 | . | 36.2171 | 2.5265 | 36.3051 | 0.99758 | 32.3468 | 2.2565 | 32.4254 | 0.99758 | No | Guildford | SDF2023
1260 | Smithfield | 2028 | . | 36.3811 | 2.5379 | 36.4696 | 0.99758 | 32.5108 | 2.2679 | 32.5898 | 0.99758 | No | Guildford | SDF2023
1261 | Smithfield | 2029 | . | 36.7832 | 2.566 | 36.8726 | 0.99758 | 32.9128 | 2.296 | 32.9928 | 0.99758 | No | Guildford | SDF2023
1262 | Smithfield | 2030 | . | 37.1405 | 2.5909 | 37.2308 | 0.99758 | 33.2702 | 2.3209 | 33.351 | 0.99758 | No | Guildford | SDF2023
1263 | Smithfield | 2031 | . | 37.6683 | 2.6277 | 37.7598 | 0.99758 | 33.7979 | 2.3577 | 33.88 | 0.99758 | No | Guildford | SDF2023
1264 | Smithfield | 2032 | . | 38.196 | 2.6645 | 38.2888 | 0.99758 | 34.3256 | 2.3945 | 34.409 | 0.99758 | No | Guildford | SDF2023
1265 | South_Granville | 2017 | 19.597 | 18.736 | 4.7336 | 19.3247 | 0.96954 | 16.666 | 4.2106 | 17.1897 | 0.96954 | No | Guildford | SDF2023
1266 | South_Granville | 2018 | 17.751 | 18.1 | 4.1116 | 18.5611 | 0.97516 | 15.94 | 3.621 | 16.3461 | 0.97516 | No | Guildford | SDF2023
1267 | South_Granville | 2019 | 18.62 | 19.3736 | 4.2373 | 19.8316 | 0.97691 | 17.0436 | 3.7277 | 17.4465 | 0.97691 | No | Guildford | SDF2023
1268 | South_Granville | 2020 | 20.669 | 20.446 | 3.9161 | 20.8177 | 0.98215 | 18.0491 | 3.457 | 18.3772 | 0.98215 | No | Guildford | SDF2023
1269 | South_Granville | 2021 | 18.756 | 20.663 | 3.4494 | 20.9489 | 0.98635 | 18.5335 | 3.0939 | 18.79 | 0.98635 | No | Guildford | SDF2023
1270 | South_Granville | 2022 | 21.0004 | 21.3378 | 3.4084 | 21.6083 | 0.98748 | 19.2397 | 3.0733 | 19.4836 | 0.98748 | No | Guildford | SDF2023
1271 | South_Granville | 2023 | . | 20.96 | 4.3002 | 21.3966 | 0.9796 | 18.862 | 3.8697 | 19.2549 | 0.9796 | No | Guildford | SDF2023
1272 | South_Granville | 2024 | . | 21.899 | 4.4928 | 22.3551 | 0.9796 | 19.8009 | 4.0624 | 20.2134 | 0.9796 | No | Guildford | SDF2023
1273 | South_Granville | 2025 | . | 21.7138 | 4.4548 | 22.1661 | 0.9796 | 19.6158 | 4.0244 | 20.0244 | 0.9796 | No | Guildford | SDF2023
1274 | South_Granville | 2026 | . | 21.3355 | 4.3772 | 21.7798 | 0.9796 | 19.2374 | 3.9468 | 19.6381 | 0.9796 | No | Guildford | SDF2023
1275 | South_Granville | 2027 | . | 21.275 | 4.3648 | 21.7182 | 0.9796 | 19.1803 | 3.9351 | 19.5798 | 0.9796 | No | Guildford | SDF2023
1276 | South_Granville | 2028 | . | 21.4089 | 4.3923 | 21.8548 | 0.9796 | 19.3289 | 3.9655 | 19.7314 | 0.9796 | No | Guildford | SDF2023
1277 | South_Granville | 2029 | . | 21.7451 | 4.4613 | 22.1981 | 0.9796 | 19.7501 | 4.0519 | 20.1615 | 0.9796 | No | Guildford | SDF2023
1278 | South_Granville | 2030 | . | 22.1887 | 4.5523 | 22.6509 | 0.9796 | 20.1993 | 4.1441 | 20.62 | 0.9796 | No | Guildford | SDF2023
1279 | South_Granville | 2031 | . | 22.8111 | 4.6799 | 23.2862 | 0.9796 | 20.8372 | 4.275 | 21.2712 | 0.9796 | No | Guildford | SDF2023
1280 | South_Granville | 2032 | . | 23.4335 | 4.8076 | 23.9215 | 0.9796 | 21.4751 | 4.4059 | 21.9224 | 0.9796 | No | Guildford | SDF2023
1281 | Visy_Paper_SPC | 2017 | 20.465 | 18.68 | 8.3591 | 20.465 | 0.91278 | 18.68 | 8.3591 | 20.465 | 0.91278 | Yes | Guildford | SDF2023
1282 | Visy_Paper_SPC | 2018 | 20.365 | 19.08 | 7.1195 | 20.365 | 0.9369 | 19.08 | 7.1195 | 20.365 | 0.9369 | Yes | Guildford | SDF2023
1283 | Visy_Paper_SPC | 2019 | 20.65 | 19.368 | 7.1565 | 20.6479 | 0.93801 | 19.368 | 7.1565 | 20.6479 | 0.93801 | Yes | Guildford | SDF2023
1284 | Visy_Paper_SPC | 2020 | 21.239 | 19.564 | 8.2671 | 21.239 | 0.92114 | 19.564 | 8.2671 | 21.239 | 0.92114 | Yes | Guildford | SDF2023
1285 | Visy_Paper_SPC | 2021 | 21.387 | 19.941 | 7.7305 | 21.387 | 0.93239 | 19.941 | 7.7305 | 21.387 | 0.93239 | Yes | Guildford | SDF2023
1286 | Visy_Paper_SPC | 2022 | 22.1227 | 20.5207 | 8.5459 | 22.2291 | 0.92315 | 20.5207 | 8.5459 | 22.2291 | 0.92315 | Yes | Guildford | SDF2023
1287 | Visy_Paper_SPC | 2023 | . | 20.5207 | 8.1958 | 22.0968 | 0.92867 | 20.5207 | 8.1958 | 22.0968 | 0.92867 | Yes | Guildford | SDF2023
1288 | Visy_Paper_SPC | 2024 | . | 20.5207 | 8.1958 | 22.0968 | 0.92867 | 20.5207 | 8.1958 | 22.0968 | 0.92867 | Yes | Guildford | SDF2023
1289 | Visy_Paper_SPC | 2025 | . | 20.5207 | 8.1958 | 22.0968 | 0.92867 | 20.5207 | 8.1958 | 22.0968 | 0.92867 | Yes | Guildford | SDF2023
1290 | Visy_Paper_SPC | 2026 | . | 20.5207 | 8.1958 | 22.0968 | 0.92867 | 20.5207 | 8.1958 | 22.0968 | 0.92867 | Yes | Guildford | SDF2023
1291 | Visy_Paper_SPC | 2027 | . | 20.5207 | 8.1958 | 22.0968 | 0.92867 | 20.5207 | 8.1958 | 22.0968 | 0.92867 | Yes | Guildford | SDF2023
1292 | Visy_Paper_SPC | 2028 | . | 20.5207 | 8.1958 | 22.0968 | 0.92867 | 20.5207 | 8.1958 | 22.0968 | 0.92867 | Yes | Guildford | SDF2023
1293 | Visy_Paper_SPC | 2029 | . | 20.5207 | 8.1958 | 22.0968 | 0.92867 | 20.5207 | 8.1958 | 22.0968 | 0.92867 | Yes | Guildford | SDF2023
1294 | Visy_Paper_SPC | 2030 | . | 20.5207 | 8.1958 | 22.0968 | 0.92867 | 20.5207 | 8.1958 | 22.0968 | 0.92867 | Yes | Guildford | SDF2023
1295 | Visy_Paper_SPC | 2031 | . | 20.5207 | 8.1958 | 22.0968 | 0.92867 | 20.5207 | 8.1958 | 22.0968 | 0.92867 | Yes | Guildford | SDF2023
1296 | Visy_Paper_SPC | 2032 | . | 20.5207 | 8.1958 | 22.0968 | 0.92867 | 20.5207 | 8.1958 | 22.0968 | 0.92867 | Yes | Guildford | SDF2023
1297 | Woodpark | 2017 | 22.636 | 21.042 | 8.344 | 22.636 | 0.92958 | 21.042 | 8.344 | 22.636 | 0.92958 | No | Guildford | SDF2023
1298 | Woodpark | 2018 | 20.51 | 19.056 | 7.5848 | 20.51 | 0.92911 | 19.056 | 7.5848 | 20.51 | 0.92911 | No | Guildford | SDF2023
1299 | Woodpark | 2019 | 19.72 | 19.565 | 2.5076 | 19.725 | 0.99189 | 19.565 | 2.5076 | 19.725 | 0.99189 | No | Guildford | SDF2023
1300 | Woodpark | 2020 | 19.437 | 19.37 | 1.6125 | 19.437 | 0.99655 | 19.37 | 1.6125 | 19.437 | 0.99655 | No | Guildford | SDF2023
1301 | Woodpark | 2021 | 17.78 | 17.74 | 1.192 | 17.78 | 0.99775 | 17.74 | 1.192 | 17.78 | 0.99775 | No | Guildford | SDF2023
1302 | Woodpark | 2022 | 26.02 | 24.1267 | 9.7439 | 26.02 | 0.92724 | 24.1267 | 9.7439 | 26.02 | 0.92724 | No | Guildford | SDF2023
1303 | Woodpark | 2023 | . | 27.2255 | 7.7255 | 28.3004 | 0.96202 | 27.2255 | 7.7255 | 28.3004 | 0.96202 | No | Guildford | SDF2023
1304 | Woodpark | 2024 | . | 31.7247 | 9.0022 | 32.9772 | 0.96202 | 31.7247 | 9.0022 | 32.9772 | 0.96202 | No | Guildford | SDF2023
1305 | Woodpark | 2025 | . | 31.6677 | 8.986 | 32.918 | 0.96202 | 31.6677 | 8.986 | 32.918 | 0.96202 | No | Guildford | SDF2023
1306 | Woodpark | 2026 | . | 31.6189 | 8.9722 | 32.8673 | 0.96202 | 31.6189 | 8.9722 | 32.8673 | 0.96202 | No | Guildford | SDF2023
1307 | Woodpark | 2027 | . | 31.6036 | 8.9678 | 32.8513 | 0.96202 | 31.6036 | 8.9678 | 32.8513 | 0.96202 | No | Guildford | SDF2023
1308 | Woodpark | 2028 | . | 31.618 | 8.9719 | 32.8663 | 0.96202 | 31.618 | 8.9719 | 32.8663 | 0.96202 | No | Guildford | SDF2023
1309 | Woodpark | 2029 | . | 31.662 | 8.9844 | 32.9121 | 0.96202 | 31.662 | 8.9844 | 32.9121 | 0.96202 | No | Guildford | SDF2023
1310 | Woodpark | 2030 | . | 31.7013 | 8.9955 | 32.9529 | 0.96202 | 31.7013 | 8.9955 | 32.9529 | 0.96202 | No | Guildford | SDF2023
1311 | Woodpark | 2031 | . | 31.7606 | 9.0124 | 33.0145 | 0.96202 | 31.7606 | 9.0124 | 33.0145 | 0.96202 | No | Guildford | SDF2023
1312 | Woodpark | 2032 | . | 31.82 | 9.0292 | 33.0762 | 0.96202 | 31.82 | 9.0292 | 33.0762 | 0.96202 | No | Guildford | SDF2023
1313 | Yennora | 2017 | 20.587 | 20.86 | 1.6871 | 20.9281 | 0.99675 | 18.995 | 1.5362 | 19.057 | 0.99675 | No | Guildford | SDF2023
1314 | Yennora | 2018 | 19.87 | 19.8 | . | 19.8 | 1 | 18.01 | . | 18.01 | 1 | No | Guildford | SDF2023
1315 | Yennora | 2019 | 19.57 | 20.2597 | . | 20.2597 | 1 | 18.3792 | . | 18.3792 | 1 | No | Guildford | SDF2023
1316 | Yennora | 2020 | 19.473 | 20.003 | 0.20273 | 20.004 | 0.99995 | 18.0797 | 0.18323 | 18.0806 | 0.99995 | No | Guildford | SDF2023
1317 | Yennora | 2021 | 18.237 | 20.313 | 1.8969 | 20.4014 | 0.99567 | 18.456 | 1.7235 | 18.5363 | 0.99567 | No | Guildford | SDF2023
1318 | Yennora | 2022 | 19.28 | 20.5168 | 4.4162 | 20.9867 | 0.97761 | 18.6965 | 4.0244 | 19.1247 | 0.97761 | No | Guildford | SDF2023
1319 | Yennora | 2023 | . | 21.5426 | 2.1634 | 21.651 | 0.995 | 19.7223 | 1.9806 | 19.8215 | 0.995 | No | Guildford | SDF2023
1320 | Yennora | 2024 | . | 21.659 | 2.1751 | 21.7679 | 0.995 | 19.8387 | 1.9923 | 19.9385 | 0.995 | No | Guildford | SDF2023
1321 | Yennora | 2025 | . | 21.3444 | 2.1435 | 21.4518 | 0.995 | 19.5241 | 1.9607 | 19.6223 | 0.995 | No | Guildford | SDF2023
1322 | Yennora | 2026 | . | 20.876 | 2.0965 | 20.981 | 0.995 | 19.0557 | 1.9137 | 19.1516 | 0.995 | No | Guildford | SDF2023
1323 | Yennora | 2027 | . | 20.7005 | 2.0789 | 20.8047 | 0.995 | 18.8803 | 1.8961 | 18.9752 | 0.995 | No | Guildford | SDF2023
1324 | Yennora | 2028 | . | 20.7159 | 2.0804 | 20.8201 | 0.995 | 18.8956 | 1.8976 | 18.9907 | 0.995 | No | Guildford | SDF2023
1325 | Yennora | 2029 | . | 20.9288 | 2.1018 | 21.0341 | 0.995 | 19.1085 | 1.919 | 19.2046 | 0.995 | No | Guildford | SDF2023
1326 | Yennora | 2030 | . | 21.1141 | 2.1204 | 21.2203 | 0.995 | 19.2938 | 1.9376 | 19.3909 | 0.995 | No | Guildford | SDF2023
1327 | Yennora | 2031 | . | 21.4228 | 2.1514 | 21.5305 | 0.995 | 19.6649 | 1.9749 | 19.7638 | 0.995 | No | Guildford | SDF2023
1328 | Yennora | 2032 | . | 21.7314 | 2.1824 | 21.8408 | 0.995 | 20.0359 | 2.0121 | 20.1367 | 0.995 | No | Guildford | SDF2023
1329 | Ausgrid_Guildford | 2017 | 25.742 | 24.068 | 9.1314 | 25.742 | 0.93497 | 24.068 | 9.1314 | 25.742 | 0.93497 | Yes | Guildford | SDF2023
1330 | Ausgrid_Guildford | 2018 | 19.724 | 18.557 | 6.6839 | 19.724 | 0.94083 | 18.557 | 6.6839 | 19.724 | 0.94083 | Yes | Guildford | SDF2023
1331 | Ausgrid_Guildford | 2019 | 26.34 | 25.06 | 8.1112 | 26.34 | 0.9514 | 25.06 | 8.1112 | 26.34 | 0.9514 | Yes | Guildford | SDF2023
1332 | Ausgrid_Guildford | 2020 | 24.775 | 23.526 | 7.7671 | 24.775 | 0.94959 | 23.526 | 7.7671 | 24.775 | 0.94959 | Yes | Guildford | SDF2023
1333 | Ausgrid_Guildford | 2021 | 23.229 | 22.22 | 6.7719 | 23.229 | 0.95656 | 22.22 | 6.7719 | 23.229 | 0.95656 | Yes | Guildford | SDF2023
1334 | Ausgrid_Guildford | 2022 | 22.1087 | 21.3821 | 5.6214 | 22.1087 | 0.96714 | 21.3821 | 5.6214 | 22.1087 | 0.96714 | Yes | Guildford | SDF2023
1335 | Ausgrid_Guildford | 2023 | . | 21.3821 | 7.0217 | 22.5055 | 0.95008 | 21.3821 | 7.0217 | 22.5055 | 0.95008 | Yes | Guildford | SDF2023
1336 | Ausgrid_Guildford | 2024 | . | 21.3821 | 7.0217 | 22.5055 | 0.95008 | 21.3821 | 7.0217 | 22.5055 | 0.95008 | Yes | Guildford | SDF2023
1337 | Ausgrid_Guildford | 2025 | . | 21.3821 | 7.0217 | 22.5055 | 0.95008 | 21.3821 | 7.0217 | 22.5055 | 0.95008 | Yes | Guildford | SDF2023
1338 | Ausgrid_Guildford | 2026 | . | 21.3821 | 7.0217 | 22.5055 | 0.95008 | 21.3821 | 7.0217 | 22.5055 | 0.95008 | Yes | Guildford | SDF2023
1339 | Ausgrid_Guildford | 2027 | . | 21.3821 | 7.0217 | 22.5055 | 0.95008 | 21.3821 | 7.0217 | 22.5055 | 0.95008 | Yes | Guildford | SDF2023
1340 | Ausgrid_Guildford | 2028 | . | 21.3821 | 7.0217 | 22.5055 | 0.95008 | 21.3821 | 7.0217 | 22.5055 | 0.95008 | Yes | Guildford | SDF2023
1341 | Ausgrid_Guildford | 2029 | . | 21.3821 | 7.0217 | 22.5055 | 0.95008 | 21.3821 | 7.0217 | 22.5055 | 0.95008 | Yes | Guildford | SDF2023
1342 | Ausgrid_Guildford | 2030 | . | 21.3821 | 7.0217 | 22.5055 | 0.95008 | 21.3821 | 7.0217 | 22.5055 | 0.95008 | Yes | Guildford | SDF2023
1343 | Ausgrid_Guildford | 2031 | . | 21.3821 | 7.0217 | 22.5055 | 0.95008 | 21.3821 | 7.0217 | 22.5055 | 0.95008 | Yes | Guildford | SDF2023
1344 | Ausgrid_Guildford | 2032 | . | 21.3821 | 7.0217 | 22.5055 | 0.95008 | 21.3821 | 7.0217 | 22.5055 | 0.95008 | Yes | Guildford | SDF2023
1345 | Undiversified | 2017 | 241.869 | 234.932 | 39.0904 | 240.9549 | 0.975 | 218.947 | 37.9245 | 224.8819 | 0.97361 | No | Guildford | SDF2023
1346 | Undiversified | 2018 | 221.154 | 219.023 | 37.3964 | 224.7504 | 0.97452 | 204.993 | 35.8609 | 210.5319 | 0.97369 | No | Guildford | SDF2023
1347 | Undiversified | 2019 | 232.21 | 238.081 | 35.9005 | 242.7294 | 0.98085 | 221.3557 | 34.0861 | 225.8058 | 0.98029 | No | Guildford | SDF2023
1348 | Undiversified | 2020 | 236.44 | 227.5991 | 38.8157 | 233.0383 | 0.97666 | 212.033 | 36.3789 | 217.1955 | 0.97623 | No | Guildford | SDF2023
1349 | Undiversified | 2021 | 216.35 | 226.074 | 29.3791 | 229.4167 | 0.98543 | 211.3981 | 28.0705 | 214.6576 | 0.98482 | No | Guildford | SDF2023
1350 | Undiversified | 2022 | 223.4822 | 235.2849 | 39.0493 | 240.6485 | 0.97771 | 220.8963 | 37.665 | 226.1639 | 0.97671 | No | Guildford | SDF2023
1351 | Undiversified | 2023 | . | 246.3367 | 43.535 | 251.6805 | 0.97877 | 231.9482 | 41.5617 | 237.1372 | 0.97812 | No | Guildford | SDF2023
1352 | Undiversified | 2024 | . | 253.5933 | 44.9837 | 259.1266 | 0.97865 | 239.2209 | 43.0139 | 244.5998 | 0.97801 | No | Guildford | SDF2023
1353 | Undiversified | 2025 | . | 253.0648 | 44.8441 | 258.585 | 0.97865 | 238.7217 | 42.8792 | 244.0879 | 0.97802 | No | Guildford | SDF2023
1354 | Undiversified | 2026 | . | 250.4204 | 44.4825 | 255.9112 | 0.97854 | 236.1095 | 42.523 | 241.4467 | 0.97789 | No | Guildford | SDF2023
1355 | Undiversified | 2027 | . | 249.8254 | 44.4135 | 255.3109 | 0.97851 | 235.5178 | 42.4547 | 240.8499 | 0.97786 | No | Guildford | SDF2023
1356 | Undiversified | 2028 | . | 250.4012 | 44.5037 | 255.8947 | 0.97853 | 236.1083 | 42.5479 | 241.4486 | 0.97788 | No | Guildford | SDF2023
1357 | Undiversified | 2029 | . | 252.1762 | 44.7571 | 257.6914 | 0.9786 | 237.9683 | 42.8187 | 243.332 | 0.97796 | No | Guildford | SDF2023
1358 | Undiversified | 2030 | . | 253.885 | 45.0113 | 259.4223 | 0.97866 | 239.6826 | 43.0741 | 245.0686 | 0.97802 | No | Guildford | SDF2023
1359 | Undiversified | 2031 | . | 256.4869 | 45.3895 | 262.0568 | 0.97875 | 242.4119 | 43.4725 | 247.8323 | 0.97813 | No | Guildford | SDF2023
1360 | Undiversified | 2032 | . | 259.0889 | 45.7676 | 264.6914 | 0.97883 | 245.1412 | 43.8708 | 250.596 | 0.97823 | No | Guildford | SDF2023
1361 | Diversified | 2017 | 211.03 | 217.339 | 59.8361 | 225.4254 | 0.96413 | 198.568 | 54.6683 | 205.956 | 0.96413 | No | Guildford | SDF2023
1362 | Diversified | 2018 | 227.82 | 193.49 | 27.1114 | 195.3802 | 0.99033 | 175.41 | 24.5781 | 177.1235 | 0.99033 | No | Guildford | SDF2023
1363 | Diversified | 2019 | 183.64 | 196.7845 | 45.9571 | 202.0797 | 0.9738 | 175.5505 | 40.9981 | 180.2743 | 0.9738 | No | Guildford | SDF2023
1364 | Diversified | 2020 | 192.679 | 209.26 | 17.4967 | 209.9902 | 0.99652 | 191.14 | 15.9817 | 191.807 | 0.99652 | No | Guildford | SDF2023
1365 | Diversified | 2021 | 185.133 | 208.4543 | 8.1114 | 208.6121 | 0.99924 | 191.2848 | 7.4433 | 191.4295 | 0.99924 | No | Guildford | SDF2023
1366 | Diversified | 2022 | 182.201 | 206.7716 | 41.2868 | 210.8533 | 0.98064 | 190.4133 | 38.0204 | 194.1721 | 0.98064 | No | Guildford | SDF2023
1367 | Diversified | 2023 | . | 212.343 | 42.3992 | 216.5347 | 0.98064 | 199.94 | 39.9227 | 203.8868 | 0.98064 | No | Guildford | SDF2023
1368 | Diversified | 2024 | . | 218.5982 | 43.6482 | 222.9133 | 0.98064 | 206.2092 | 41.1744 | 210.2797 | 0.98064 | No | Guildford | SDF2023
1369 | Diversified | 2025 | . | 218.1426 | 43.5572 | 222.4487 | 0.98064 | 205.7788 | 41.0885 | 209.8409 | 0.98064 | No | Guildford | SDF2023
1370 | Diversified | 2026 | . | 215.8632 | 43.1021 | 220.1243 | 0.98064 | 203.5271 | 40.6389 | 207.5447 | 0.98064 | No | Guildford | SDF2023
1371 | Diversified | 2027 | . | 215.3503 | 42.9997 | 219.6012 | 0.98064 | 203.0171 | 40.5371 | 207.0246 | 0.98064 | No | Guildford | SDF2023
1372 | Diversified | 2028 | . | 215.8466 | 43.0988 | 220.1074 | 0.98064 | 203.5261 | 40.6387 | 207.5437 | 0.98064 | No | Guildford | SDF2023
1373 | Diversified | 2029 | . | 217.3767 | 43.4043 | 221.6677 | 0.98064 | 205.1294 | 40.9588 | 209.1786 | 0.98064 | No | Guildford | SDF2023
1374 | Diversified | 2030 | . | 218.8496 | 43.6984 | 223.1697 | 0.98064 | 206.6072 | 41.2539 | 210.6856 | 0.98064 | No | Guildford | SDF2023
1375 | Diversified | 2031 | . | 221.0925 | 44.1463 | 225.4569 | 0.98064 | 208.9598 | 41.7237 | 213.0847 | 0.98064 | No | Guildford | SDF2023
1376 | Diversified | 2032 | . | 223.3354 | 44.5941 | 227.744 | 0.98064 | 211.3125 | 42.1934 | 215.4837 | 0.98064 | No | Guildford | SDF2023
1377 | Undiversified | 2017 | . | . | . | . | . | . | . | . | . | Yes | Guildford | SDF2023
1378 | Undiversified | 2018 | . | . | . | . | . | . | . | . | . | Yes | Guildford | SDF2023
1379 | Undiversified | 2019 | . | . | . | . | . | . | . | . | . | Yes | Guildford | SDF2023
1380 | Undiversified | 2020 | . | . | . | . | . | . | . | . | . | Yes | Guildford | SDF2023
1381 | Undiversified | 2021 | . | . | . | . | . | . | . | . | . | Yes | Guildford | SDF2023
1382 | Undiversified | 2022 | . | . | . | . | . | . | . | . | . | Yes | Guildford | SDF2023
1383 | Undiversified | 2023 | . | 246.3367 | 51.588 | 251.6805 | 0.97877 | 231.9482 | 48.5747 | 236.9799 | 0.97877 | Yes | Guildford | SDF2023
1384 | Undiversified | 2024 | . | 253.5933 | 53.2637 | 259.1266 | 0.97865 | 239.2209 | 50.245 | 244.4406 | 0.97865 | Yes | Guildford | SDF2023
1385 | Undiversified | 2025 | . | 253.0648 | 53.1454 | 258.585 | 0.97865 | 238.7217 | 50.1332 | 243.929 | 0.97865 | Yes | Guildford | SDF2023
1386 | Undiversified | 2026 | . | 250.4204 | 52.7275 | 255.9112 | 0.97854 | 236.1095 | 49.7142 | 241.2865 | 0.97854 | Yes | Guildford | SDF2023
1387 | Undiversified | 2027 | . | 249.8254 | 52.6399 | 255.3109 | 0.97851 | 235.5178 | 49.6252 | 240.6892 | 0.97851 | Yes | Guildford | SDF2023
1388 | Undiversified | 2028 | . | 250.4012 | 52.7386 | 255.8947 | 0.97853 | 236.1083 | 49.7283 | 241.2883 | 0.97853 | Yes | Guildford | SDF2023
1389 | Undiversified | 2029 | . | 252.1762 | 53.0282 | 257.6914 | 0.9786 | 237.9683 | 50.0405 | 243.1727 | 0.9786 | Yes | Guildford | SDF2023
1390 | Undiversified | 2030 | . | 253.885 | 53.3136 | 259.4223 | 0.97866 | 239.6826 | 50.3313 | 244.9102 | 0.97866 | Yes | Guildford | SDF2023
1391 | Undiversified | 2031 | . | 256.4869 | 53.7425 | 262.0568 | 0.97875 | 242.4119 | 50.7933 | 247.6762 | 0.97875 | Yes | Guildford | SDF2023
1392 | Undiversified | 2032 | . | 259.0889 | 54.1711 | 264.6914 | 0.97883 | 245.1412 | 51.2549 | 250.4421 | 0.97883 | Yes | Guildford | SDF2023
1393 | Diversified | 2017 | . | . | . | . | . | . | . | . | . | Yes | Guildford | SDF2023
1394 | Diversified | 2018 | . | . | . | . | . | . | . | . | . | Yes | Guildford | SDF2023
1395 | Diversified | 2019 | . | . | . | . | . | . | . | . | . | Yes | Guildford | SDF2023
1396 | Diversified | 2020 | . | . | . | . | . | . | . | . | . | Yes | Guildford | SDF2023
1397 | Diversified | 2021 | . | . | . | . | . | . | . | . | . | Yes | Guildford | SDF2023
1398 | Diversified | 2022 | . | . | . | . | . | . | . | . | . | Yes | Guildford | SDF2023
1399 | Diversified | 2023 | . | 212.343 | 42.3992 | 216.5347 | 0.98064 | 199.94 | 39.9227 | 203.8868 | 0.98064 | Yes | Guildford | SDF2023
1400 | Diversified | 2024 | . | 218.5982 | 43.6482 | 222.9133 | 0.98064 | 206.2092 | 41.1744 | 210.2797 | 0.98064 | Yes | Guildford | SDF2023
1401 | Diversified | 2025 | . | 218.1426 | 43.5572 | 222.4487 | 0.98064 | 205.7788 | 41.0885 | 209.8409 | 0.98064 | Yes | Guildford | SDF2023
1402 | Diversified | 2026 | . | 215.8632 | 43.1021 | 220.1243 | 0.98064 | 203.5271 | 40.6389 | 207.5447 | 0.98064 | Yes | Guildford | SDF2023
1403 | Diversified | 2027 | . | 215.3503 | 42.9997 | 219.6012 | 0.98064 | 203.0171 | 40.5371 | 207.0246 | 0.98064 | Yes | Guildford | SDF2023
1404 | Diversified | 2028 | . | 215.8466 | 43.0988 | 220.1074 | 0.98064 | 203.5261 | 40.6387 | 207.5437 | 0.98064 | Yes | Guildford | SDF2023
1405 | Diversified | 2029 | . | 217.3767 | 43.4043 | 221.6677 | 0.98064 | 205.1294 | 40.9588 | 209.1786 | 0.98064 | Yes | Guildford | SDF2023
1406 | Diversified | 2030 | . | 218.8496 | 43.6984 | 223.1697 | 0.98064 | 206.6072 | 41.2539 | 210.6856 | 0.98064 | Yes | Guildford | SDF2023
1407 | Diversified | 2031 | . | 221.0925 | 44.1463 | 225.4569 | 0.98064 | 208.9598 | 41.7237 | 213.0847 | 0.98064 | Yes | Guildford | SDF2023
1408 | Diversified | 2032 | . | 223.3354 | 44.5941 | 227.744 | 0.98064 | 211.3125 | 42.1934 | 215.4837 | 0.98064 | Yes | Guildford | SDF2023
1409 | Cattai | 2017 | 14.245 | 12.85 | 4.5136 | 13.6197 | 0.94349 | 11.364 | 3.9916 | 12.0447 | 0.94349 | No | Hawkesbury | SDF2023
1410 | Cattai | 2018 | 14.106 | 13.37 | 4.2264 | 14.0221 | 0.95349 | 11.85 | 3.7459 | 12.428 | 0.95349 | No | Hawkesbury | SDF2023
1411 | Cattai | 2019 | 14.08 | 14.1956 | 4.4697 | 14.8827 | 0.95384 | 12.5216 | 3.9426 | 13.1276 | 0.95384 | No | Hawkesbury | SDF2023
1412 | Cattai | 2020 | 15.89 | 14.221 | 4.1283 | 14.8081 | 0.96035 | 12.444 | 3.6125 | 12.9577 | 0.96035 | No | Hawkesbury | SDF2023
1413 | Cattai | 2021 | 14.735 | 14.834 | 4.1506 | 15.4037 | 0.96301 | 13.245 | 3.706 | 13.7537 | 0.96301 | No | Hawkesbury | SDF2023
1414 | Cattai | 2022 | 12.1583 | 14.8495 | 3.4476 | 15.2445 | 0.97409 | 13.2234 | 3.0701 | 13.5751 | 0.97409 | No | Hawkesbury | SDF2023
1415 | Cattai | 2023 | . | 14.8057 | 4.4294 | 15.4541 | 0.95805 | 13.2023 | 3.9497 | 13.7804 | 0.95805 | No | Hawkesbury | SDF2023
1416 | Cattai | 2024 | . | 15.0834 | 4.5124 | 15.7439 | 0.95805 | 13.48 | 4.0327 | 14.0703 | 0.95805 | No | Hawkesbury | SDF2023
1417 | Cattai | 2025 | . | 15.4916 | 4.6345 | 16.17 | 0.95805 | 13.8882 | 4.1549 | 14.4964 | 0.95805 | No | Hawkesbury | SDF2023
1418 | Cattai | 2026 | . | 15.553 | 4.6529 | 16.234 | 0.95805 | 13.9496 | 4.1732 | 14.5604 | 0.95805 | No | Hawkesbury | SDF2023
1419 | Cattai | 2027 | . | 15.5963 | 4.6659 | 16.2793 | 0.95805 | 13.9929 | 4.1862 | 14.6057 | 0.95805 | No | Hawkesbury | SDF2023
1420 | Cattai | 2028 | . | 15.6909 | 4.6942 | 16.378 | 0.95805 | 14.0875 | 4.2145 | 14.7044 | 0.95805 | No | Hawkesbury | SDF2023
1421 | Cattai | 2029 | . | 15.8379 | 4.7382 | 16.5315 | 0.95805 | 14.2345 | 4.2585 | 14.8579 | 0.95805 | No | Hawkesbury | SDF2023
1422 | Cattai | 2030 | . | 15.9803 | 4.7807 | 16.6801 | 0.95805 | 14.3769 | 4.3011 | 15.0064 | 0.95805 | No | Hawkesbury | SDF2023
1423 | Cattai | 2031 | . | 16.171 | 4.8378 | 16.8792 | 0.95805 | 14.5676 | 4.3581 | 15.2056 | 0.95805 | No | Hawkesbury | SDF2023
1424 | Cattai | 2032 | . | 16.3618 | 4.8949 | 17.0783 | 0.95805 | 14.7584 | 4.4152 | 15.4047 | 0.95805 | No | Hawkesbury | SDF2023
1425 | Glossodia | 2017 | 21.27 | 18.801 | 6.3551 | 19.846 | 0.94734 | 16.371 | 5.5337 | 17.281 | 0.94734 | No | Hawkesbury | SDF2023
1426 | Glossodia | 2018 | 18.904 | 18.28 | 5.5815 | 19.1131 | 0.95641 | 16.08 | 4.9097 | 16.8128 | 0.95641 | No | Hawkesbury | SDF2023
1427 | Glossodia | 2019 | 18.41 | 19.958 | 5.7942 | 20.7821 | 0.96035 | 17.7369 | 5.1493 | 18.4692 | 0.96035 | No | Hawkesbury | SDF2023
1428 | Glossodia | 2020 | 20.693 | 18.7314 | 5.8103 | 19.6119 | 0.95511 | 16.4159 | 5.0921 | 17.1875 | 0.95511 | No | Hawkesbury | SDF2023
1429 | Glossodia | 2021 | 17.692 | 19.0717 | 5.0886 | 19.7388 | 0.9662 | 16.8996 | 4.5091 | 17.4908 | 0.9662 | No | Hawkesbury | SDF2023
1430 | Glossodia | 2022 | 14.8367 | 19.3301 | 3.9474 | 19.7291 | 0.97978 | 17.1572 | 3.5036 | 17.5113 | 0.97978 | No | Hawkesbury | SDF2023
1431 | Glossodia | 2023 | . | 19.3089 | 5.5668 | 20.0953 | 0.96086 | 17.136 | 4.9403 | 17.8339 | 0.96086 | No | Hawkesbury | SDF2023
1432 | Glossodia | 2024 | . | 19.2591 | 5.5524 | 20.0435 | 0.96086 | 17.0862 | 4.926 | 17.7821 | 0.96086 | No | Hawkesbury | SDF2023
1433 | Glossodia | 2025 | . | 19.3259 | 5.5717 | 20.1131 | 0.96086 | 17.153 | 4.9452 | 17.8517 | 0.96086 | No | Hawkesbury | SDF2023
1434 | Glossodia | 2026 | . | 19.2066 | 5.5373 | 19.9889 | 0.96086 | 17.0337 | 4.9108 | 17.7274 | 0.96086 | No | Hawkesbury | SDF2023
1435 | Glossodia | 2027 | . | 19.2454 | 5.5485 | 20.0292 | 0.96086 | 17.0724 | 4.922 | 17.7678 | 0.96086 | No | Hawkesbury | SDF2023
1436 | Glossodia | 2028 | . | 19.3521 | 5.5792 | 20.1403 | 0.96086 | 17.1792 | 4.9528 | 17.8789 | 0.96086 | No | Hawkesbury | SDF2023
1437 | Glossodia | 2029 | . | 19.5293 | 5.6303 | 20.3247 | 0.96086 | 17.3564 | 5.0039 | 18.0633 | 0.96086 | No | Hawkesbury | SDF2023
1438 | Glossodia | 2030 | . | 19.6942 | 5.6779 | 20.4964 | 0.96086 | 17.5213 | 5.0514 | 18.235 | 0.96086 | No | Hawkesbury | SDF2023
1439 | Glossodia | 2031 | . | 19.9142 | 5.7413 | 20.7253 | 0.96086 | 17.7413 | 5.1148 | 18.4639 | 0.96086 | No | Hawkesbury | SDF2023
1440 | Glossodia | 2032 | . | 20.1341 | 5.8047 | 20.9542 | 0.96086 | 17.9612 | 5.1782 | 18.6928 | 0.96086 | No | Hawkesbury | SDF2023
1441 | Glenorie | 2017 | 7.088 | 6.8 | 1.9999 | 7.088 | 0.95937 | 6.8 | 1.9999 | 7.088 | 0.95937 | No | Hawkesbury | SDF2023
1442 | Glenorie | 2018 | 6.622 | 6.4 | 1.7003 | 6.622 | 0.96648 | 6.4 | 1.7003 | 6.622 | 0.96648 | No | Hawkesbury | SDF2023
1443 | Glenorie | 2019 | 7.46 | 7.188 | 1.9883 | 7.4579 | 0.96381 | 7.188 | 1.9883 | 7.4579 | 0.96381 | No | Hawkesbury | SDF2023
1444 | Glenorie | 2020 | 6.568 | 6.4 | 1.476 | 6.568 | 0.97442 | 6.4 | 1.476 | 6.568 | 0.97442 | No | Hawkesbury | SDF2023
1445 | Glenorie | 2021 | 6.751 | 6.588 | 1.4745 | 6.751 | 0.97586 | 6.588 | 1.4745 | 6.751 | 0.97586 | No | Hawkesbury | SDF2023
1446 | Glenorie | 2022 | 5.9625 | 5.8625 | 1.0874 | 5.9625 | 0.98323 | 5.8625 | 1.0874 | 5.9625 | 0.98323 | No | Hawkesbury | SDF2023
1447 | Glenorie | 2023 | . | 5.8445 | 1.0841 | 5.9442 | 0.98323 | 5.8445 | 1.0841 | 5.9442 | 0.98323 | No | Hawkesbury | SDF2023
1448 | Glenorie | 2024 | . | 5.8305 | 1.0815 | 5.93 | 0.98323 | 5.8305 | 1.0815 | 5.93 | 0.98323 | No | Hawkesbury | SDF2023
1449 | Glenorie | 2025 | . | 5.8629 | 1.0875 | 5.9629 | 0.98323 | 5.8629 | 1.0875 | 5.9629 | 0.98323 | No | Hawkesbury | SDF2023
1450 | Glenorie | 2026 | . | 5.8347 | 1.0823 | 5.9343 | 0.98323 | 5.8347 | 1.0823 | 5.9343 | 0.98323 | No | Hawkesbury | SDF2023
1451 | Glenorie | 2027 | . | 5.853 | 1.0857 | 5.9529 | 0.98323 | 5.853 | 1.0857 | 5.9529 | 0.98323 | No | Hawkesbury | SDF2023
1452 | Glenorie | 2028 | . | 5.8803 | 1.0907 | 5.9806 | 0.98323 | 5.8803 | 1.0907 | 5.9806 | 0.98323 | No | Hawkesbury | SDF2023
1453 | Glenorie | 2029 | . | 5.9163 | 1.0974 | 6.0172 | 0.98323 | 5.9163 | 1.0974 | 6.0172 | 0.98323 | No | Hawkesbury | SDF2023
1454 | Glenorie | 2030 | . | 5.9576 | 1.1051 | 6.0592 | 0.98323 | 5.9576 | 1.1051 | 6.0592 | 0.98323 | No | Hawkesbury | SDF2023
1455 | Glenorie | 2031 | . | 6.0216 | 1.1169 | 6.1243 | 0.98323 | 6.0216 | 1.1169 | 6.1243 | 0.98323 | No | Hawkesbury | SDF2023
1456 | Glenorie | 2032 | . | 6.0857 | 1.1288 | 6.1895 | 0.98323 | 6.0857 | 1.1288 | 6.1895 | 0.98323 | No | Hawkesbury | SDF2023
1457 | East_Richmond | 2017 | 29.541 | 27.534 | 6.7143 | 28.3408 | 0.97153 | 25.461 | 6.2088 | 26.2071 | 0.97153 | No | Hawkesbury | SDF2023
1458 | East_Richmond | 2018 | 27.934 | 27.2 | 7.3772 | 28.1827 | 0.96513 | 25 | 6.7805 | 25.9032 | 0.96513 | No | Hawkesbury | SDF2023
1459 | East_Richmond | 2019 | 26.99 | 27.7395 | 7.0429 | 28.6196 | 0.96925 | 25.5196 | 6.4793 | 26.3293 | 0.96925 | No | Hawkesbury | SDF2023
1460 | East_Richmond | 2020 | 27.003 | 27.012 | 6.1699 | 27.7077 | 0.97489 | 24.378 | 5.5683 | 25.0059 | 0.97489 | No | Hawkesbury | SDF2023
1461 | East_Richmond | 2021 | 24.197 | 26.639 | 6.4126 | 27.4 | 0.97223 | 24.016 | 5.7812 | 24.702 | 0.97223 | No | Hawkesbury | SDF2023
1462 | East_Richmond | 2022 | 22.395 | 27.2316 | 5.6892 | 27.8195 | 0.97887 | 24.6192 | 5.1434 | 25.1507 | 0.97887 | No | Hawkesbury | SDF2023
1463 | East_Richmond | 2023 | . | 27.5604 | 6.6649 | 28.3548 | 0.97198 | 24.948 | 6.0331 | 25.6671 | 0.97198 | No | Hawkesbury | SDF2023
1464 | East_Richmond | 2024 | . | 27.2588 | 6.5919 | 28.0445 | 0.97198 | 24.6464 | 5.9602 | 25.3568 | 0.97198 | No | Hawkesbury | SDF2023
1465 | East_Richmond | 2025 | . | 27.1121 | 6.5564 | 27.8936 | 0.97198 | 24.4997 | 5.9247 | 25.2059 | 0.97198 | No | Hawkesbury | SDF2023
1466 | East_Richmond | 2026 | . | 26.7873 | 6.4779 | 27.5595 | 0.97198 | 24.175 | 5.8462 | 24.8718 | 0.97198 | No | Hawkesbury | SDF2023
1467 | East_Richmond | 2027 | . | 26.6578 | 6.4466 | 27.4262 | 0.97198 | 24.0455 | 5.8149 | 24.7386 | 0.97198 | No | Hawkesbury | SDF2023
1468 | East_Richmond | 2028 | . | 26.617 | 6.4367 | 27.3843 | 0.97198 | 24.0046 | 5.805 | 24.6966 | 0.97198 | No | Hawkesbury | SDF2023
1469 | East_Richmond | 2029 | . | 26.6663 | 6.4486 | 27.4349 | 0.97198 | 24.0539 | 5.8169 | 24.7473 | 0.97198 | No | Hawkesbury | SDF2023
1470 | East_Richmond | 2030 | . | 26.6996 | 6.4567 | 27.4693 | 0.97198 | 24.0873 | 5.825 | 24.7816 | 0.97198 | No | Hawkesbury | SDF2023
1471 | East_Richmond | 2031 | . | 26.7978 | 6.4805 | 27.5703 | 0.97198 | 24.1854 | 5.8487 | 24.8826 | 0.97198 | No | Hawkesbury | SDF2023
1472 | East_Richmond | 2032 | . | 26.896 | 6.5042 | 27.6713 | 0.97198 | 24.2836 | 5.8724 | 24.9836 | 0.97198 | No | Hawkesbury | SDF2023
1473 | Sydney_Trains_Hawkesbury | 2017 | 4.418 | 4.116 | 1.6054 | 4.418 | 0.93164 | 4.116 | 1.6054 | 4.418 | 0.93164 | Yes | Hawkesbury | SDF2023
1474 | Sydney_Trains_Hawkesbury | 2018 | 3.8 | 3.584 | 1.6274 | 3.9362 | 0.91053 | 3.584 | 1.6274 | 3.9362 | 0.91053 | Yes | Hawkesbury | SDF2023
1475 | Sydney_Trains_Hawkesbury | 2019 | 3.51 | 3.467 | 0.52794 | 3.507 | 0.9886 | 3.467 | 0.52794 | 3.507 | 0.9886 | Yes | Hawkesbury | SDF2023
1476 | Sydney_Trains_Hawkesbury | 2020 | 3.475 | 3.446 | 0.52067 | 3.4851 | 0.98878 | 3.446 | 0.52067 | 3.4851 | 0.98878 | Yes | Hawkesbury | SDF2023
1477 | Sydney_Trains_Hawkesbury | 2021 | 3.3 | 3.27 | 0.44396 | 3.3 | 0.99091 | 3.27 | 0.44396 | 3.3 | 0.99091 | Yes | Hawkesbury | SDF2023
1478 | Sydney_Trains_Hawkesbury | 2022 | 3.4881 | 3.4487 | 0.52279 | 3.4881 | 0.9887 | 3.4487 | 0.52279 | 3.4881 | 0.9887 | Yes | Hawkesbury | SDF2023
1479 | Sydney_Trains_Hawkesbury | 2023 | . | 3.4487 | 0.91545 | 3.5681 | 0.96653 | 3.4487 | 0.91545 | 3.5681 | 0.96653 | Yes | Hawkesbury | SDF2023
1480 | Sydney_Trains_Hawkesbury | 2024 | . | 3.4487 | 0.91545 | 3.5681 | 0.96653 | 3.4487 | 0.91545 | 3.5681 | 0.96653 | Yes | Hawkesbury | SDF2023
1481 | Sydney_Trains_Hawkesbury | 2025 | . | 3.4487 | 0.91545 | 3.5681 | 0.96653 | 3.4487 | 0.91545 | 3.5681 | 0.96653 | Yes | Hawkesbury | SDF2023
1482 | Sydney_Trains_Hawkesbury | 2026 | . | 3.4487 | 0.91545 | 3.5681 | 0.96653 | 3.4487 | 0.91545 | 3.5681 | 0.96653 | Yes | Hawkesbury | SDF2023
1483 | Sydney_Trains_Hawkesbury | 2027 | . | 3.4487 | 0.91545 | 3.5681 | 0.96653 | 3.4487 | 0.91545 | 3.5681 | 0.96653 | Yes | Hawkesbury | SDF2023
1484 | Sydney_Trains_Hawkesbury | 2028 | . | 3.4487 | 0.91545 | 3.5681 | 0.96653 | 3.4487 | 0.91545 | 3.5681 | 0.96653 | Yes | Hawkesbury | SDF2023
1485 | Sydney_Trains_Hawkesbury | 2029 | . | 3.4487 | 0.91545 | 3.5681 | 0.96653 | 3.4487 | 0.91545 | 3.5681 | 0.96653 | Yes | Hawkesbury | SDF2023
1486 | Sydney_Trains_Hawkesbury | 2030 | . | 3.4487 | 0.91545 | 3.5681 | 0.96653 | 3.4487 | 0.91545 | 3.5681 | 0.96653 | Yes | Hawkesbury | SDF2023
1487 | Sydney_Trains_Hawkesbury | 2031 | . | 3.4487 | 0.91545 | 3.5681 | 0.96653 | 3.4487 | 0.91545 | 3.5681 | 0.96653 | Yes | Hawkesbury | SDF2023
1488 | Sydney_Trains_Hawkesbury | 2032 | . | 3.4487 | 0.91545 | 3.5681 | 0.96653 | 3.4487 | 0.91545 | 3.5681 | 0.96653 | Yes | Hawkesbury | SDF2023
1489 | Kurrajong | 2017 | 15.203 | 13.398 | 4.1738 | 14.0331 | 0.95475 | 11.502 | 3.5831 | 12.0472 | 0.95475 | No | Hawkesbury | SDF2023
1490 | Kurrajong | 2018 | 10.551 | 10.59 | 2.942 | 10.9911 | 0.96351 | 9.08 | 2.5225 | 9.4239 | 0.96351 | No | Hawkesbury | SDF2023
1491 | Kurrajong | 2019 | 14.87 | 15.873 | 4.4839 | 16.4942 | 0.96234 | 13.5536 | 3.8287 | 14.084 | 0.96234 | No | Hawkesbury | SDF2023
1492 | Kurrajong | 2020 | 16.285 | 14.4421 | 3.9683 | 14.9774 | 0.96426 | 12.3038 | 3.3807 | 12.7598 | 0.96426 | No | Hawkesbury | SDF2023
1493 | Kurrajong | 2021 | 13.322 | 13.4663 | 3.1911 | 13.8392 | 0.97305 | 11.8597 | 2.8104 | 12.1881 | 0.97305 | No | Hawkesbury | SDF2023
1494 | Kurrajong | 2022 | 11.4934 | 13.3433 | 2.6638 | 13.6066 | 0.98065 | 11.7816 | 2.352 | 12.0141 | 0.98065 | No | Hawkesbury | SDF2023
1495 | Kurrajong | 2023 | . | 13.5292 | 3.597 | 13.9992 | 0.96643 | 11.9675 | 3.1818 | 12.3832 | 0.96643 | No | Hawkesbury | SDF2023
1496 | Kurrajong | 2024 | . | 13.4789 | 3.5836 | 13.9472 | 0.96643 | 11.9172 | 3.1684 | 12.3312 | 0.96643 | No | Hawkesbury | SDF2023
1497 | Kurrajong | 2025 | . | 13.5502 | 3.6026 | 14.0209 | 0.96643 | 11.9885 | 3.1874 | 12.405 | 0.96643 | No | Hawkesbury | SDF2023
1498 | Kurrajong | 2026 | . | 13.4371 | 3.5725 | 13.9039 | 0.96643 | 11.8754 | 3.1573 | 12.288 | 0.96643 | No | Hawkesbury | SDF2023
1499 | Kurrajong | 2027 | . | 13.4971 | 3.5885 | 13.966 | 0.96643 | 11.9354 | 3.1733 | 12.3501 | 0.96643 | No | Hawkesbury | SDF2023
1500 | Kurrajong | 2028 | . | 13.6425 | 3.6271 | 14.1165 | 0.96643 | 12.0808 | 3.2119 | 12.5005 | 0.96643 | No | Hawkesbury | SDF2023
1501 | Kurrajong | 2029 | . | 13.8764 | 3.6893 | 14.3585 | 0.96643 | 12.3147 | 3.2741 | 12.7425 | 0.96643 | No | Hawkesbury | SDF2023
1502 | Kurrajong | 2030 | . | 14.0955 | 3.7476 | 14.5852 | 0.96643 | 12.5338 | 3.3323 | 12.9692 | 0.96643 | No | Hawkesbury | SDF2023
1503 | Kurrajong | 2031 | . | 14.3799 | 3.8232 | 14.8794 | 0.96643 | 12.8182 | 3.408 | 13.2635 | 0.96643 | No | Hawkesbury | SDF2023
1504 | Kurrajong | 2032 | . | 14.6643 | 3.8988 | 15.1737 | 0.96643 | 13.1025 | 3.4836 | 13.5577 | 0.96643 | No | Hawkesbury | SDF2023
1505 | North_Richmond | 2017 | 16.5756 | 15.779 | 5.0388 | 16.564 | 0.95261 | 14.227 | 4.5432 | 14.9348 | 0.95261 | No | Hawkesbury | SDF2023
1506 | North_Richmond | 2018 | 16.51 | 16.97 | . | 16.97 | 1 | 15.3 | . | 15.3 | 1 | No | Hawkesbury | SDF2023
1507 | North_Richmond | 2019 | 16.82 | 18.521 | 4.7628 | 19.1236 | 0.96849 | 16.4996 | 4.243 | 17.0364 | 0.96849 | No | Hawkesbury | SDF2023
1508 | North_Richmond | 2020 | 16.739 | 16.68 | 1.4042 | 16.739 | 0.99648 | 16.68 | 1.4042 | 16.739 | 0.99648 | No | Hawkesbury | SDF2023
1509 | North_Richmond | 2021 | 17.121 | 17.07 | 1.3205 | 17.121 | 0.99702 | 17.07 | 1.3205 | 17.121 | 0.99702 | No | Hawkesbury | SDF2023
1510 | North_Richmond | 2022 | 13.8433 | 13.64 | 2.3638 | 13.8433 | 0.98531 | 13.64 | 2.3638 | 13.8433 | 0.98531 | No | Hawkesbury | SDF2023
1511 | North_Richmond | 2023 | . | 13.8901 | 2.5694 | 14.1258 | 0.98332 | 13.8901 | 2.5694 | 14.1258 | 0.98332 | No | Hawkesbury | SDF2023
1512 | North_Richmond | 2024 | . | 14.3692 | 2.658 | 14.613 | 0.98332 | 14.3692 | 2.658 | 14.613 | 0.98332 | No | Hawkesbury | SDF2023
1513 | North_Richmond | 2025 | . | 14.9051 | 2.7572 | 15.158 | 0.98332 | 14.9051 | 2.7572 | 15.158 | 0.98332 | No | Hawkesbury | SDF2023
1514 | North_Richmond | 2026 | . | 15.464 | 2.8605 | 15.7263 | 0.98332 | 15.464 | 2.8605 | 15.7263 | 0.98332 | No | Hawkesbury | SDF2023
1515 | North_Richmond | 2027 | . | 16.2864 | 3.0127 | 16.5627 | 0.98332 | 16.2864 | 3.0127 | 16.5627 | 0.98332 | No | Hawkesbury | SDF2023
1516 | North_Richmond | 2028 | . | 17.0613 | 3.156 | 17.3507 | 0.98332 | 17.0613 | 3.156 | 17.3507 | 0.98332 | No | Hawkesbury | SDF2023
1517 | North_Richmond | 2029 | . | 17.753 | 3.284 | 18.0542 | 0.98332 | 17.753 | 3.284 | 18.0542 | 0.98332 | No | Hawkesbury | SDF2023
1518 | North_Richmond | 2030 | . | 18.2831 | 3.382 | 18.5933 | 0.98332 | 18.2831 | 3.382 | 18.5933 | 0.98332 | No | Hawkesbury | SDF2023
1519 | North_Richmond | 2031 | . | 18.7142 | 3.4618 | 19.0317 | 0.98332 | 18.7142 | 3.4618 | 19.0317 | 0.98332 | No | Hawkesbury | SDF2023
1520 | North_Richmond | 2032 | . | 18.9959 | 3.5139 | 19.3181 | 0.98332 | 18.9959 | 3.5139 | 19.3181 | 0.98332 | No | Hawkesbury | SDF2023
1521 | Riverstone | 2017 | 21.175 | 18.789 | 2.5137 | 18.9564 | 0.99117 | 17.032 | 2.2787 | 17.1838 | 0.99117 | No | Hawkesbury | SDF2023
1522 | Riverstone | 2018 | 14.085 | 14.67 | 1.5801 | 14.7549 | 0.99425 | 13.4 | 1.4433 | 13.4775 | 0.99425 | No | Hawkesbury | SDF2023
1523 | Riverstone | 2019 | 22.56 | 25.0277 | 1.829 | 25.0944 | 0.99734 | 22.6668 | 1.6565 | 22.7273 | 0.99734 | No | Hawkesbury | SDF2023
1524 | Riverstone | 2020 | 17.697 | 18.781 | 4.3529 | 19.2788 | 0.97418 | 16.7275 | 3.877 | 17.1709 | 0.97418 | No | Hawkesbury | SDF2023
1525 | Riverstone | 2021 | 17.18 | 19.341 | 2.2786 | 19.4748 | 0.99313 | 17.5641 | 2.0693 | 17.6856 | 0.99313 | No | Hawkesbury | SDF2023
1526 | Riverstone | 2022 | 16.7733 | 19.0242 | 1.6349 | 19.0943 | 0.99633 | 17.2152 | 1.4795 | 17.2787 | 0.99633 | No | Hawkesbury | SDF2023
1527 | Riverstone | 2023 | . | 20.904 | 2.8132 | 21.0924 | 0.99107 | 19.095 | 2.5698 | 19.2671 | 0.99107 | No | Hawkesbury | SDF2023
1528 | Riverstone | 2024 | . | 23.9696 | 3.2258 | 24.1857 | 0.99107 | 22.1606 | 2.9823 | 22.3604 | 0.99107 | No | Hawkesbury | SDF2023
1529 | Riverstone | 2025 | . | 33.8453 | 4.5548 | 34.1504 | 0.99107 | 32.0363 | 4.3114 | 32.3251 | 0.99107 | No | Hawkesbury | SDF2023
1530 | Riverstone | 2026 | . | 36.0188 | 4.8473 | 36.3435 | 0.99107 | 34.2098 | 4.6039 | 34.5182 | 0.99107 | No | Hawkesbury | SDF2023
1531 | Riverstone | 2027 | . | 38.4151 | 5.1698 | 38.7614 | 0.99107 | 36.6061 | 4.9263 | 36.9361 | 0.99107 | No | Hawkesbury | SDF2023
1532 | Riverstone | 2028 | . | 40.8011 | 5.4909 | 41.1689 | 0.99107 | 38.9971 | 5.2481 | 39.3487 | 0.99107 | No | Hawkesbury | SDF2023
1533 | Riverstone | 2029 | . | 41.2718 | 5.5542 | 41.6438 | 0.99107 | 39.566 | 5.3247 | 39.9227 | 0.99107 | No | Hawkesbury | SDF2023
1534 | Riverstone | 2030 | . | 41.8358 | 5.6302 | 42.213 | 0.99107 | 40.13 | 5.4006 | 40.4918 | 0.99107 | No | Hawkesbury | SDF2023
1535 | Riverstone | 2031 | . | 42.4867 | 5.7178 | 42.8698 | 0.99107 | 40.781 | 5.4882 | 41.1486 | 0.99107 | No | Hawkesbury | SDF2023
1536 | Riverstone | 2032 | . | 43.1377 | 5.8053 | 43.5265 | 0.99107 | 41.4319 | 5.5758 | 41.8054 | 0.99107 | No | Hawkesbury | SDF2023
1537 | South_Windsor | 2017 | 36.115 | 36.776 | 5.2686 | 37.1515 | 0.98989 | 33.554 | 4.807 | 33.8966 | 0.98989 | No | Hawkesbury | SDF2023
1538 | South_Windsor | 2018 | 35.645 | 34.84 | 9.0917 | 36.0067 | 0.9676 | 31.92 | 8.3297 | 32.9889 | 0.9676 | No | Hawkesbury | SDF2023
1539 | South_Windsor | 2019 | 34.19 | 37.7356 | 3.9949 | 37.9465 | 0.99444 | 34.5922 | 3.6622 | 34.7855 | 0.99444 | No | Hawkesbury | SDF2023
1540 | South_Windsor | 2020 | 33.801 | 35.451 | 8.109 | 36.3666 | 0.97482 | 32.0541 | 7.332 | 32.882 | 0.97482 | No | Hawkesbury | SDF2023
1541 | South_Windsor | 2021 | 34.762 | 37.326 | 8.6728 | 38.3203 | 0.97405 | 33.9792 | 7.8952 | 34.8844 | 0.97405 | No | Hawkesbury | SDF2023
1542 | South_Windsor | 2022 | 30.7383 | 36.9876 | 2.181 | 37.0519 | 0.99827 | 33.6378 | 1.9835 | 33.6962 | 0.99827 | No | Hawkesbury | SDF2023
1543 | South_Windsor | 2023 | . | 37.9922 | 7.0578 | 38.6421 | 0.98318 | 34.6423 | 6.4355 | 35.235 | 0.98318 | No | Hawkesbury | SDF2023
1544 | South_Windsor | 2024 | . | 38.6172 | 7.1739 | 39.2779 | 0.98318 | 35.2674 | 6.5516 | 35.8708 | 0.98318 | No | Hawkesbury | SDF2023
1545 | South_Windsor | 2025 | . | 35.0205 | 6.5057 | 35.6196 | 0.98318 | 31.6706 | 5.8834 | 32.2125 | 0.98318 | No | Hawkesbury | SDF2023
1546 | South_Windsor | 2026 | . | 34.279 | 6.368 | 34.8655 | 0.98318 | 30.9292 | 5.7457 | 31.4584 | 0.98318 | No | Hawkesbury | SDF2023
1547 | South_Windsor | 2027 | . | 33.8489 | 6.2881 | 34.428 | 0.98318 | 30.4991 | 5.6658 | 31.0209 | 0.98318 | No | Hawkesbury | SDF2023
1548 | South_Windsor | 2028 | . | 33.556 | 6.2337 | 34.1301 | 0.98318 | 30.2062 | 5.6114 | 30.723 | 0.98318 | No | Hawkesbury | SDF2023
1549 | South_Windsor | 2029 | . | 33.4022 | 6.2051 | 33.9737 | 0.98318 | 30.0524 | 5.5828 | 30.5666 | 0.98318 | No | Hawkesbury | SDF2023
1550 | South_Windsor | 2030 | . | 33.221 | 6.1714 | 33.7894 | 0.98318 | 29.8712 | 5.5491 | 30.3823 | 0.98318 | No | Hawkesbury | SDF2023
1551 | South_Windsor | 2031 | . | 33.1332 | 6.1551 | 33.7 | 0.98318 | 29.8069 | 5.5372 | 30.3169 | 0.98318 | No | Hawkesbury | SDF2023
1552 | South_Windsor | 2032 | . | 33.0453 | 6.1388 | 33.6106 | 0.98318 | 29.7426 | 5.5253 | 30.2515 | 0.98318 | No | Hawkesbury | SDF2023
1553 | Windsor_ | 2017 | 23.386 | 23.1 | 6.929 | 24.1168 | 0.95784 | 22.88 | 6.863 | 23.8871 | 0.95784 | No | Hawkesbury | SDF2023
1554 | Windsor_ | 2018 | 24.549 | 23.97 | 7.0555 | 24.9868 | 0.95931 | 21.78 | 6.4109 | 22.7039 | 0.95931 | No | Hawkesbury | SDF2023
1555 | Windsor_ | 2019 | 24.15 | 25.3799 | 7.296 | 26.4078 | 0.96108 | 23.1706 | 6.6609 | 24.109 | 0.96108 | No | Hawkesbury | SDF2023
1556 | Windsor_ | 2020 | 24.356 | 24.041 | 6.5477 | 24.9167 | 0.96485 | 21.4409 | 5.8396 | 22.2219 | 0.96485 | No | Hawkesbury | SDF2023
1557 | Windsor_ | 2021 | 21.538 | 23.579 | 5.749 | 24.2697 | 0.97154 | 21.1881 | 5.1661 | 21.8088 | 0.97154 | No | Hawkesbury | SDF2023
1558 | Windsor_ | 2022 | 20.6727 | 23.7824 | 5.1038 | 24.3239 | 0.97774 | 21.3492 | 4.5816 | 21.8352 | 0.97774 | No | Hawkesbury | SDF2023
1559 | Windsor_ | 2023 | . | 23.5587 | 6.3644 | 24.4032 | 0.96539 | 21.1255 | 5.7071 | 21.8828 | 0.96539 | No | Hawkesbury | SDF2023
1560 | Windsor_ | 2024 | . | 23.3448 | 6.3066 | 24.1816 | 0.96539 | 20.9115 | 5.6493 | 21.6612 | 0.96539 | No | Hawkesbury | SDF2023
1561 | Windsor_ | 2025 | . | 23.1901 | 6.2649 | 24.0215 | 0.96539 | 20.7683 | 5.6106 | 21.5128 | 0.96539 | No | Hawkesbury | SDF2023
1562 | Windsor_ | 2026 | . | 22.9367 | 6.1964 | 23.7589 | 0.96539 | 20.5149 | 5.5421 | 21.2503 | 0.96539 | No | Hawkesbury | SDF2023
1563 | Windsor_ | 2027 | . | 22.8591 | 6.1754 | 23.6786 | 0.96539 | 20.4373 | 5.5212 | 21.17 | 0.96539 | No | Hawkesbury | SDF2023
1564 | Windsor_ | 2028 | . | 22.8638 | 6.1767 | 23.6834 | 0.96539 | 20.442 | 5.5224 | 21.1748 | 0.96539 | No | Hawkesbury | SDF2023
1565 | Windsor_ | 2029 | . | 22.9526 | 6.2007 | 23.7754 | 0.96539 | 20.5308 | 5.5464 | 21.2668 | 0.96539 | No | Hawkesbury | SDF2023
1566 | Windsor_ | 2030 | . | 23.028 | 6.2211 | 23.8535 | 0.96539 | 20.6062 | 5.5668 | 21.3449 | 0.96539 | No | Hawkesbury | SDF2023
1567 | Windsor_ | 2031 | . | 23.164 | 6.2578 | 23.9944 | 0.96539 | 20.7422 | 5.6035 | 21.4858 | 0.96539 | No | Hawkesbury | SDF2023
1568 | Windsor_ | 2032 | . | 23.3 | 6.2946 | 24.1353 | 0.96539 | 20.8782 | 5.6403 | 21.6267 | 0.96539 | No | Hawkesbury | SDF2023
1569 | Wisemans | 2017 | 6.396 | 6.099 | 1.9264 | 6.396 | 0.95356 | 6.099 | 1.9264 | 6.396 | 0.95356 | No | Hawkesbury | SDF2023
1570 | Wisemans | 2018 | 6.054 | 5.89 | 1.3996 | 6.054 | 0.97291 | 5.89 | 1.3996 | 6.054 | 0.97291 | No | Hawkesbury | SDF2023
1571 | Wisemans | 2019 | 6.07 | 5.865 | 1.544 | 6.0648 | 0.96705 | 5.865 | 1.544 | 6.0648 | 0.96705 | No | Hawkesbury | SDF2023
1572 | Wisemans | 2020 | 5.209 | 5.088 | 1.1162 | 5.209 | 0.97677 | 5.088 | 1.1162 | 5.209 | 0.97677 | No | Hawkesbury | SDF2023
1573 | Wisemans | 2021 | 6.12 | 5.982 | 1.2923 | 6.12 | 0.97745 | 5.982 | 1.2923 | 6.12 | 0.97745 | No | Hawkesbury | SDF2023
1574 | Wisemans | 2022 | 5.805 | 5.63 | 1.4146 | 5.805 | 0.96985 | 5.63 | 1.4146 | 5.805 | 0.96985 | No | Hawkesbury | SDF2023
1575 | Wisemans | 2023 | . | 5.5325 | 1.3962 | 5.706 | 0.9696 | 5.5325 | 1.3962 | 5.706 | 0.9696 | No | Hawkesbury | SDF2023
1576 | Wisemans | 2024 | . | 5.9066 | 1.4906 | 6.0918 | 0.9696 | 5.9066 | 1.4906 | 6.0918 | 0.9696 | No | Hawkesbury | SDF2023
1577 | Wisemans | 2025 | . | 8.2196 | 2.0744 | 8.4774 | 0.9696 | 8.2196 | 2.0744 | 8.4774 | 0.9696 | No | Hawkesbury | SDF2023
1578 | Wisemans | 2026 | . | 8.0833 | 2.04 | 8.3368 | 0.9696 | 8.0833 | 2.04 | 8.3368 | 0.9696 | No | Hawkesbury | SDF2023
1579 | Wisemans | 2027 | . | 8.023 | 2.0247 | 8.2745 | 0.9696 | 8.023 | 2.0247 | 8.2745 | 0.9696 | No | Hawkesbury | SDF2023
1580 | Wisemans | 2028 | . | 8.0102 | 2.0215 | 8.2614 | 0.9696 | 8.0102 | 2.0215 | 8.2614 | 0.9696 | No | Hawkesbury | SDF2023
1581 | Wisemans | 2029 | . | 8.0469 | 2.0308 | 8.2992 | 0.9696 | 8.0469 | 2.0308 | 8.2992 | 0.9696 | No | Hawkesbury | SDF2023
1582 | Wisemans | 2030 | . | 8.0778 | 2.0386 | 8.331 | 0.9696 | 8.0778 | 2.0386 | 8.331 | 0.9696 | No | Hawkesbury | SDF2023
1583 | Wisemans | 2031 | . | 8.1396 | 2.0542 | 8.3948 | 0.9696 | 8.1396 | 2.0542 | 8.3948 | 0.9696 | No | Hawkesbury | SDF2023
1584 | Wisemans | 2032 | . | 8.2015 | 2.0698 | 8.4586 | 0.9696 | 8.2015 | 2.0698 | 8.4586 | 0.9696 | No | Hawkesbury | SDF2023
1585 | Undiversified | 2017 | 195.4126 | 184.042 | 47.0385 | 190.5303 | 0.96595 | 169.406 | 43.3408 | 175.3841 | 0.96591 | No | Hawkesbury | SDF2023
1586 | Undiversified | 2018 | 178.76 | 175.764 | 42.5816 | 181.6395 | 0.96765 | 160.284 | 38.8698 | 165.6504 | 0.9676 | No | Hawkesbury | SDF2023
1587 | Undiversified | 2019 | 189.11 | 200.9505 | 43.7336 | 206.3807 | 0.97369 | 182.781 | 39.6826 | 187.6981 | 0.9738 | No | Hawkesbury | SDF2023
1588 | Undiversified | 2020 | 187.716 | 184.2935 | 43.6036 | 189.6683 | 0.97166 | 167.3782 | 39.2192 | 172.1868 | 0.97207 | No | Hawkesbury | SDF2023
1589 | Undiversified | 2021 | 176.718 | 187.1669 | 40.0747 | 191.7386 | 0.97616 | 171.6617 | 36.4685 | 175.8054 | 0.97643 | No | Hawkesbury | SDF2023
1590 | Undiversified | 2022 | 158.1666 | 183.13 | 30.0562 | 185.9686 | 0.98474 | 167.5648 | 27.5023 | 170.1603 | 0.98475 | No | Hawkesbury | SDF2023
1591 | Undiversified | 2023 | . | 186.3749 | 42.4585 | 191.3853 | 0.97382 | 170.8324 | 38.7824 | 175.3938 | 0.97399 | No | Hawkesbury | SDF2023
1592 | Undiversified | 2024 | . | 190.5668 | 43.0923 | 195.6272 | 0.97413 | 175.0244 | 39.4161 | 179.6357 | 0.97433 | No | Hawkesbury | SDF2023
1593 | Undiversified | 2025 | . | 199.972 | 44.5251 | 205.1554 | 0.97473 | 184.441 | 40.852 | 189.1756 | 0.97497 | No | Hawkesbury | SDF2023
1594 | Undiversified | 2026 | . | 201.0493 | 44.5505 | 206.2198 | 0.97493 | 185.5183 | 40.8774 | 190.24 | 0.97518 | No | Hawkesbury | SDF2023
1595 | Undiversified | 2027 | . | 203.7309 | 44.9212 | 208.9271 | 0.97513 | 188.1999 | 41.2482 | 192.9473 | 0.9754 | No | Hawkesbury | SDF2023
1596 | Undiversified | 2028 | . | 206.924 | 45.4222 | 212.1623 | 0.97531 | 191.3979 | 41.7498 | 196.1876 | 0.97559 | No | Hawkesbury | SDF2023
1597 | Undiversified | 2029 | . | 208.7015 | 45.794 | 213.9813 | 0.97533 | 193.2736 | 42.1349 | 198.1057 | 0.97561 | No | Hawkesbury | SDF2023
1598 | Undiversified | 2030 | . | 210.3216 | 46.1266 | 215.6384 | 0.97534 | 194.8938 | 42.4674 | 199.7628 | 0.97563 | No | Hawkesbury | SDF2023
1599 | Undiversified | 2031 | . | 212.3709 | 46.5617 | 217.7373 | 0.97535 | 196.9667 | 42.9069 | 201.8857 | 0.97563 | No | Hawkesbury | SDF2023
1600 | Undiversified | 2032 | . | 214.2708 | 46.9691 | 219.6842 | 0.97536 | 198.8902 | 43.3187 | 203.8567 | 0.97564 | No | Hawkesbury | SDF2023
1601 | Diversified | 2017 | 181.0481 | 171.431 | 37.6576 | 175.5183 | 0.97671 | 156.515 | 34.381 | 160.2467 | 0.97671 | No | Hawkesbury | SDF2023
1602 | Diversified | 2018 | 168.9038 | 170.31 | 24.4479 | 172.0558 | 0.98985 | 155.12 | 22.2674 | 156.7101 | 0.98985 | No | Hawkesbury | SDF2023
1603 | Diversified | 2019 | 172.6177 | 179.1667 | 18.0641 | 180.075 | 0.99496 | 160.8261 | 16.2149 | 161.6415 | 0.99496 | No | Hawkesbury | SDF2023
1604 | Diversified | 2020 | 179.1495 | 176.874 | 31.5828 | 179.6716 | 0.98443 | 158.262 | 28.2594 | 160.7652 | 0.98443 | No | Hawkesbury | SDF2023
1605 | Diversified | 2021 | 173.5374 | 185.5074 | 38.8749 | 189.5369 | 0.97874 | 167.3504 | 35.0699 | 170.9856 | 0.97874 | No | Hawkesbury | SDF2023
1606 | Diversified | 2022 | 146.0863 | 184.8001 | 47.6259 | 190.8385 | 0.96836 | 166.5152 | 42.9136 | 171.956 | 0.96836 | No | Hawkesbury | SDF2023
1607 | Diversified | 2023 | . | 185.2074 | 47.7309 | 191.259 | 0.96836 | 169.7623 | 43.7504 | 175.3093 | 0.96836 | No | Hawkesbury | SDF2023
1608 | Diversified | 2024 | . | 189.3731 | 48.8044 | 195.5608 | 0.96836 | 173.928 | 44.824 | 179.6111 | 0.96836 | No | Hawkesbury | SDF2023
1609 | Diversified | 2025 | . | 198.7193 | 51.2131 | 205.2125 | 0.96836 | 183.2856 | 47.2356 | 189.2744 | 0.96836 | No | Hawkesbury | SDF2023
1610 | Diversified | 2026 | . | 199.7899 | 51.489 | 206.318 | 0.96836 | 184.3562 | 47.5115 | 190.38 | 0.96836 | No | Hawkesbury | SDF2023
1611 | Diversified | 2027 | . | 202.4547 | 52.1758 | 209.0699 | 0.96836 | 187.021 | 48.1983 | 193.1319 | 0.96836 | No | Hawkesbury | SDF2023
1612 | Diversified | 2028 | . | 205.6278 | 52.9935 | 212.3466 | 0.96836 | 190.199 | 49.0173 | 196.4137 | 0.96836 | No | Hawkesbury | SDF2023
1613 | Diversified | 2029 | . | 207.3941 | 53.4487 | 214.1707 | 0.96836 | 192.063 | 49.4976 | 198.3386 | 0.96836 | No | Hawkesbury | SDF2023
1614 | Diversified | 2030 | . | 209.0042 | 53.8637 | 215.8333 | 0.96836 | 193.673 | 49.9126 | 200.0012 | 0.96836 | No | Hawkesbury | SDF2023
1615 | Diversified | 2031 | . | 211.0406 | 54.3885 | 217.9363 | 0.96836 | 195.7329 | 50.4435 | 202.1284 | 0.96836 | No | Hawkesbury | SDF2023
1616 | Diversified | 2032 | . | 212.9286 | 54.8751 | 219.886 | 0.96836 | 197.6443 | 50.9361 | 204.1023 | 0.96836 | No | Hawkesbury | SDF2023
1617 | Granville_132kV | 2017 | 28.357 | 26.29 | 1.6694 | 26.343 | 0.99799 | 24.68 | 1.5672 | 24.7297 | 0.99799 | No | Holroyd_132kV | SDF2023
1618 | Granville_132kV | 2018 | 30.293 | 25.84 | 3.6202 | 26.0924 | 0.99033 | 23.89 | 3.347 | 24.1233 | 0.99033 | No | Holroyd_132kV | SDF2023
1619 | Granville_132kV | 2019 | 28.84 | 29.0608 | 3.074 | 29.2229 | 0.99445 | 26.9801 | 2.8539 | 27.1306 | 0.99445 | No | Holroyd_132kV | SDF2023
1620 | Granville_132kV | 2020 | 31.028 | 29.6797 | 2.9584 | 29.8268 | 0.99507 | 26.986 | 2.6899 | 27.1197 | 0.99507 | No | Holroyd_132kV | SDF2023
1621 | Granville_132kV | 2021 | 27.964 | 29.0956 | 0.24607 | 29.0966 | 0.99996 | 26.6877 | 0.2257 | 26.6886 | 0.99996 | No | Holroyd_132kV | SDF2023
1622 | Granville_132kV | 2022 | 28.9841 | 29.3935 | 0.73673 | 29.4028 | 0.99969 | 26.959 | 0.67571 | 26.9675 | 0.99969 | No | Holroyd_132kV | SDF2023
1623 | Granville_132kV | 2023 | . | 34.2109 | 2.9718 | 34.3398 | 0.99625 | 31.7793 | 2.7606 | 31.899 | 0.99625 | No | Holroyd_132kV | SDF2023
1624 | Granville_132kV | 2024 | . | 39.4542 | 3.4273 | 39.6028 | 0.99625 | 37.0229 | 3.2161 | 37.1623 | 0.99625 | No | Holroyd_132kV | SDF2023
1625 | Granville_132kV | 2025 | . | 41.2664 | 3.5847 | 41.4218 | 0.99625 | 38.8351 | 3.3735 | 38.9813 | 0.99625 | No | Holroyd_132kV | SDF2023
1626 | Granville_132kV | 2026 | . | 40.9803 | 3.5599 | 41.1346 | 0.99625 | 38.549 | 3.3487 | 38.6942 | 0.99625 | No | Holroyd_132kV | SDF2023
1627 | Granville_132kV | 2027 | . | 40.7222 | 3.5375 | 40.8756 | 0.99625 | 38.2909 | 3.3263 | 38.4351 | 0.99625 | No | Holroyd_132kV | SDF2023
1628 | Granville_132kV | 2028 | . | 40.5571 | 3.5231 | 40.7098 | 0.99625 | 38.1258 | 3.3119 | 38.2694 | 0.99625 | No | Holroyd_132kV | SDF2023
1629 | Granville_132kV | 2029 | . | 40.485 | 3.5169 | 40.6374 | 0.99625 | 38.0537 | 3.3057 | 38.197 | 0.99625 | No | Holroyd_132kV | SDF2023
1630 | Granville_132kV | 2030 | . | 40.402 | 3.5096 | 40.5541 | 0.99625 | 37.9707 | 3.2984 | 38.1137 | 0.99625 | No | Holroyd_132kV | SDF2023
1631 | Granville_132kV | 2031 | . | 40.4183 | 3.5111 | 40.5705 | 0.99625 | 38.095 | 3.3092 | 38.2384 | 0.99625 | No | Holroyd_132kV | SDF2023
1632 | Granville_132kV | 2032 | . | 40.4346 | 3.5125 | 40.5869 | 0.99625 | 38.2192 | 3.32 | 38.3631 | 0.99625 | No | Holroyd_132kV | SDF2023
1633 | North_Parramatta | 2017 | 32.56 | 33.158 | . | 33.158 | 1 | 29.785 | . | 29.785 | 1 | No | Holroyd_132kV | SDF2023
1634 | North_Parramatta | 2018 | 30.32 | 31.14 | . | 31.14 | 1 | 28.24 | . | 28.24 | 1 | No | Holroyd_132kV | SDF2023
1635 | North_Parramatta | 2019 | 33.12 | 33.7101 | 3.4287 | 33.884 | 0.99487 | 30.3291 | 3.0848 | 30.4856 | 0.99487 | No | Holroyd_132kV | SDF2023
1636 | North_Parramatta | 2020 | 34.653 | 32.803 | 1.9489 | 32.8608 | 0.99824 | 29.3445 | 1.7435 | 29.3962 | 0.99824 | No | Holroyd_132kV | SDF2023
1637 | North_Parramatta | 2021 | 29.773 | 32.651 | 1.5846 | 32.6894 | 0.99882 | 29.5992 | 1.4365 | 29.634 | 0.99882 | No | Holroyd_132kV | SDF2023
1638 | North_Parramatta | 2022 | 22.465 | 27.9081 | 3.9645 | 28.1883 | 0.99006 | 24.8954 | 3.5366 | 25.1454 | 0.99006 | No | Holroyd_132kV | SDF2023
1639 | North_Parramatta | 2023 | . | 27.1443 | 2.1078 | 27.226 | 0.997 | 24.1316 | 1.8739 | 24.2043 | 0.997 | No | Holroyd_132kV | SDF2023
1640 | North_Parramatta | 2024 | . | 30.8091 | 2.3924 | 30.9019 | 0.997 | 27.7964 | 2.1585 | 27.8801 | 0.997 | No | Holroyd_132kV | SDF2023
1641 | North_Parramatta | 2025 | . | 32.1848 | 2.4993 | 32.2817 | 0.997 | 29.1721 | 2.2653 | 29.2599 | 0.997 | No | Holroyd_132kV | SDF2023
1642 | North_Parramatta | 2026 | . | 32.3572 | 2.5126 | 32.4547 | 0.997 | 29.3445 | 2.2787 | 29.4329 | 0.997 | No | Holroyd_132kV | SDF2023
1643 | North_Parramatta | 2027 | . | 32.962 | 2.5596 | 33.0612 | 0.997 | 29.9493 | 2.3257 | 30.0394 | 0.997 | No | Holroyd_132kV | SDF2023
1644 | North_Parramatta | 2028 | . | 33.7026 | 2.6171 | 33.8041 | 0.997 | 30.6972 | 2.3837 | 30.7896 | 0.997 | No | Holroyd_132kV | SDF2023
1645 | North_Parramatta | 2029 | . | 34.6456 | 2.6903 | 34.7499 | 0.997 | 31.7124 | 2.4626 | 31.8079 | 0.997 | No | Holroyd_132kV | SDF2023
1646 | North_Parramatta | 2030 | . | 35.6924 | 2.7716 | 35.7999 | 0.997 | 32.8194 | 2.5485 | 32.9182 | 0.997 | No | Holroyd_132kV | SDF2023
1647 | North_Parramatta | 2031 | . | 36.9991 | 2.8731 | 37.1105 | 0.997 | 34.126 | 2.65 | 34.2288 | 0.997 | No | Holroyd_132kV | SDF2023
1648 | North_Parramatta | 2032 | . | 38.3057 | 2.9746 | 38.421 | 0.997 | 35.4327 | 2.7515 | 35.5393 | 0.997 | No | Holroyd_132kV | SDF2023
1649 | West_Parramatta | 2017 | 53.068 | 51.551 | 9.9303 | 52.4987 | 0.98195 | 48.876 | 9.415 | 49.7745 | 0.98195 | No | Holroyd_132kV | SDF2023
1650 | West_Parramatta | 2018 | 51.924 | 49.44 | 10.8828 | 50.6236 | 0.97662 | 47.15 | 10.3787 | 48.2788 | 0.97662 | No | Holroyd_132kV | SDF2023
1651 | West_Parramatta | 2019 | 51.05 | 50.5806 | 11.1166 | 51.7878 | 0.97669 | 48.0363 | 10.5574 | 49.1828 | 0.97669 | No | Holroyd_132kV | SDF2023
1652 | West_Parramatta | 2020 | 51.89 | 51.577 | 4.8403 | 51.8036 | 0.99563 | 48.4765 | 4.5493 | 48.6895 | 0.99563 | No | Holroyd_132kV | SDF2023
1653 | West_Parramatta | 2021 | 45.673 | 48.731 | 9.2309 | 49.5976 | 0.98253 | 45.9315 | 8.7006 | 46.7483 | 0.98253 | No | Holroyd_132kV | SDF2023
1654 | West_Parramatta | 2022 | 42.6939 | 46.5485 | 3.2925 | 46.6648 | 0.99751 | 43.783 | 3.0969 | 43.8924 | 0.99751 | No | Holroyd_132kV | SDF2023
1655 | West_Parramatta | 2023 | . | 60.33 | 10.5135 | 61.2392 | 0.98515 | 57.5645 | 10.0315 | 58.4321 | 0.98515 | No | Holroyd_132kV | SDF2023
1656 | West_Parramatta | 2024 | . | 73.0788 | 12.7351 | 74.1801 | 0.98515 | 70.3133 | 12.2532 | 71.373 | 0.98515 | No | Holroyd_132kV | SDF2023
1657 | West_Parramatta | 2025 | . | 76.6797 | 13.3627 | 77.8353 | 0.98515 | 73.9143 | 12.8807 | 75.0282 | 0.98515 | No | Holroyd_132kV | SDF2023
1658 | West_Parramatta | 2026 | . | 76.672 | 13.3613 | 77.8275 | 0.98515 | 73.9065 | 12.8794 | 75.0204 | 0.98515 | No | Holroyd_132kV | SDF2023
1659 | West_Parramatta | 2027 | . | 89.2767 | 15.5579 | 90.6222 | 0.98515 | 86.5113 | 15.076 | 87.8151 | 0.98515 | No | Holroyd_132kV | SDF2023
1660 | West_Parramatta | 2028 | . | 96.1881 | 16.7623 | 97.6378 | 0.98515 | 93.4227 | 16.2804 | 94.8307 | 0.98515 | No | Holroyd_132kV | SDF2023
1661 | West_Parramatta | 2029 | . | 102.3779 | 17.841 | 103.9208 | 0.98515 | 99.6125 | 17.3591 | 101.1137 | 0.98515 | No | Holroyd_132kV | SDF2023
1662 | West_Parramatta | 2030 | . | 107.2577 | 18.6914 | 108.8742 | 0.98515 | 104.4923 | 18.2094 | 106.0671 | 0.98515 | No | Holroyd_132kV | SDF2023
1663 | West_Parramatta | 2031 | . | 111.7878 | 19.4808 | 113.4725 | 0.98515 | 109.0224 | 18.9989 | 110.6654 | 0.98515 | No | Holroyd_132kV | SDF2023
1664 | West_Parramatta | 2032 | . | 115.7633 | 20.1736 | 117.5079 | 0.98515 | 112.9978 | 19.6917 | 114.7008 | 0.98515 | No | Holroyd_132kV | SDF2023
1665 | Wmead_132KV | 2017 | . | . | . | . | . | . | . | . | . | No | Holroyd_132kV | SDF2023
1666 | Wmead_132KV | 2018 | . | . | . | . | . | . | . | . | . | No | Holroyd_132kV | SDF2023
1667 | Wmead_132KV | 2019 | . | . | . | . | . | . | . | . | . | No | Holroyd_132kV | SDF2023
1668 | Wmead_132KV | 2020 | . | . | . | . | . | . | . | . | . | No | Holroyd_132kV | SDF2023
1669 | Wmead_132KV | 2021 | . | . | . | . | . | . | . | . | . | No | Holroyd_132kV | SDF2023
1670 | Wmead_132KV | 2022 | . | . | . | . | . | . | . | . | . | No | Holroyd_132kV | SDF2023
1671 | Wmead_132KV | 2023 | . | . | . | . | . | . | . | . | . | No | Holroyd_132kV | SDF2023
1672 | Wmead_132KV | 2024 | . | 24.7779 | 8.1441 | 26.082 | 0.95 | 24.7779 | 8.1441 | 26.082 | 0.95 | No | Holroyd_132kV | SDF2023
1673 | Wmead_132KV | 2025 | . | 26.9439 | 8.856 | 28.362 | 0.95 | 26.9439 | 8.856 | 28.362 | 0.95 | No | Holroyd_132kV | SDF2023
1674 | Wmead_132KV | 2026 | . | 28.8819 | 9.493 | 30.402 | 0.95 | 28.8819 | 9.493 | 30.402 | 0.95 | No | Holroyd_132kV | SDF2023
1675 | Wmead_132KV | 2027 | . | 34.7643 | 11.4265 | 36.594 | 0.95 | 34.7643 | 11.4265 | 36.594 | 0.95 | No | Holroyd_132kV | SDF2023
1676 | Wmead_132KV | 2028 | . | 39.6283 | 13.0252 | 41.714 | 0.95 | 39.6283 | 13.0252 | 41.714 | 0.95 | No | Holroyd_132kV | SDF2023
1677 | Wmead_132KV | 2029 | . | 43.2991 | 14.2317 | 45.578 | 0.95 | 43.2991 | 14.2317 | 45.578 | 0.95 | No | Holroyd_132kV | SDF2023
1678 | Wmead_132KV | 2030 | . | 45.4499 | 14.9387 | 47.842 | 0.95 | 45.4499 | 14.9387 | 47.842 | 0.95 | No | Holroyd_132kV | SDF2023
1679 | Wmead_132KV | 2031 | . | 47.6083 | 15.6481 | 50.114 | 0.95 | 47.6083 | 15.6481 | 50.114 | 0.95 | No | Holroyd_132kV | SDF2023
1680 | Wmead_132KV | 2032 | . | 48.0643 | 15.798 | 50.594 | 0.95 | 48.0643 | 15.798 | 50.594 | 0.95 | No | Holroyd_132kV | SDF2023
1681 | Equinix_Data_Centre | 2017 | . | . | . | . | . | . | . | . | . | Yes | Holroyd_132kV | SDF2023
1682 | Equinix_Data_Centre | 2018 | . | . | . | . | . | . | . | . | . | Yes | Holroyd_132kV | SDF2023
1683 | Equinix_Data_Centre | 2019 | . | . | . | . | . | . | . | . | . | Yes | Holroyd_132kV | SDF2023
1684 | Equinix_Data_Centre | 2020 | . | . | . | . | . | . | . | . | . | Yes | Holroyd_132kV | SDF2023
1685 | Equinix_Data_Centre | 2021 | . | . | . | . | . | . | . | . | . | Yes | Holroyd_132kV | SDF2023
1686 | Equinix_Data_Centre | 2022 | . | . | . | . | . | . | . | . | . | Yes | Holroyd_132kV | SDF2023
1687 | Equinix_Data_Centre | 2023 | . | . | . | . | . | . | . | . | . | Yes | Holroyd_132kV | SDF2023
1688 | Equinix_Data_Centre | 2024 | . | . | . | . | 0.9 | . | . | . | 0.9 | Yes | Holroyd_132kV | SDF2023
1689 | Equinix_Data_Centre | 2025 | . | . | . | . | 0.9 | . | . | . | 0.9 | Yes | Holroyd_132kV | SDF2023
1690 | Equinix_Data_Centre | 2026 | . | . | . | . | 0.9 | . | . | . | 0.9 | Yes | Holroyd_132kV | SDF2023
1691 | Equinix_Data_Centre | 2027 | . | . | . | . | 0.9 | . | . | . | 0.9 | Yes | Holroyd_132kV | SDF2023
1692 | Equinix_Data_Centre | 2028 | . | . | . | . | 0.9 | . | . | . | 0.9 | Yes | Holroyd_132kV | SDF2023
1693 | Equinix_Data_Centre | 2029 | . | . | . | . | 0.9 | . | . | . | 0.9 | Yes | Holroyd_132kV | SDF2023
1694 | Equinix_Data_Centre | 2030 | . | . | . | . | 0.9 | . | . | . | 0.9 | Yes | Holroyd_132kV | SDF2023
1695 | Equinix_Data_Centre | 2031 | . | . | . | . | 0.9 | . | . | . | 0.9 | Yes | Holroyd_132kV | SDF2023
1696 | Equinix_Data_Centre | 2032 | . | . | . | . | 0.9 | . | . | . | 0.9 | Yes | Holroyd_132kV | SDF2023
1697 | Undiversified | 2017 | 113.985 | 110.999 | 11.5997 | 111.9997 | 0.99107 | 103.341 | 10.9822 | 104.2893 | 0.99091 | No | Holroyd_132kV | SDF2023
1698 | Undiversified | 2018 | 112.537 | 106.42 | 14.503 | 107.856 | 0.98669 | 99.28 | 13.7258 | 100.6421 | 0.98647 | No | Holroyd_132kV | SDF2023
1699 | Undiversified | 2019 | 113.01 | 113.3514 | 17.6193 | 114.8946 | 0.98657 | 105.3455 | 16.4961 | 106.799 | 0.98639 | No | Holroyd_132kV | SDF2023
1700 | Undiversified | 2020 | 117.571 | 114.0597 | 9.7476 | 114.4912 | 0.99623 | 104.807 | 8.9826 | 105.2055 | 0.99621 | No | Holroyd_132kV | SDF2023
1701 | Undiversified | 2021 | 103.41 | 110.4776 | 11.0615 | 111.3836 | 0.99187 | 102.2184 | 10.3627 | 103.0709 | 0.99173 | No | Holroyd_132kV | SDF2023
1702 | Undiversified | 2022 | 94.143 | 103.8501 | 7.9937 | 104.2558 | 0.99611 | 95.6375 | 7.3091 | 96.0053 | 0.99617 | No | Holroyd_132kV | SDF2023
1703 | Undiversified | 2023 | . | 121.6852 | 15.5931 | 122.805 | 0.99088 | 113.4755 | 14.666 | 114.5353 | 0.99075 | No | Holroyd_132kV | SDF2023
1704 | Undiversified | 2024 | . | 168.12 | 26.699 | 170.7668 | 0.9845 | 159.9105 | 25.7719 | 162.4974 | 0.98408 | No | Holroyd_132kV | SDF2023
1705 | Undiversified | 2025 | . | 177.0748 | 28.3027 | 179.9008 | 0.98429 | 168.8653 | 27.3756 | 171.6315 | 0.98388 | No | Holroyd_132kV | SDF2023
1706 | Undiversified | 2026 | . | 178.8914 | 28.9269 | 181.8188 | 0.9839 | 170.682 | 27.9998 | 173.5494 | 0.98348 | No | Holroyd_132kV | SDF2023
1707 | Undiversified | 2027 | . | 197.7253 | 33.0814 | 201.153 | 0.98296 | 189.5158 | 32.1544 | 192.8836 | 0.98254 | No | Holroyd_132kV | SDF2023
1708 | Undiversified | 2028 | . | 210.0762 | 35.9277 | 213.8657 | 0.98228 | 201.874 | 35.0012 | 205.6036 | 0.98186 | No | Holroyd_132kV | SDF2023
1709 | Undiversified | 2029 | . | 220.8076 | 38.2799 | 224.8862 | 0.98186 | 212.6776 | 37.359 | 216.6965 | 0.98145 | No | Holroyd_132kV | SDF2023
1710 | Undiversified | 2030 | . | 228.8021 | 39.9113 | 233.0702 | 0.98169 | 220.7323 | 38.9951 | 224.941 | 0.98129 | No | Holroyd_132kV | SDF2023
1711 | Undiversified | 2031 | . | 236.8135 | 41.5131 | 241.2675 | 0.98154 | 228.8517 | 40.6062 | 233.2466 | 0.98116 | No | Holroyd_132kV | SDF2023
1712 | Undiversified | 2032 | . | 242.5678 | 42.4586 | 247.1098 | 0.98162 | 234.714 | 41.5611 | 239.1973 | 0.98126 | No | Holroyd_132kV | SDF2023
1713 | Diversified | 2017 | . | . | . | . | . | . | . | . | . | No | Holroyd_132kV | SDF2023
1714 | Diversified | 2018 | . | . | . | . | . | . | . | . | . | No | Holroyd_132kV | SDF2023
1715 | Diversified | 2019 | . | . | . | . | . | . | . | . | . | No | Holroyd_132kV | SDF2023
1716 | Diversified | 2020 | . | . | . | . | . | . | . | . | . | No | Holroyd_132kV | SDF2023
1717 | Diversified | 2021 | . | . | . | . | . | . | . | . | . | No | Holroyd_132kV | SDF2023
1718 | Diversified | 2022 | . | . | . | . | . | . | . | . | . | No | Holroyd_132kV | SDF2023
1719 | Diversified | 2023 | . | . | . | . | . | . | . | . | . | No | Holroyd_132kV | SDF2023
1720 | Diversified | 2024 | . | . | . | . | . | . | . | . | . | No | Holroyd_132kV | SDF2023
1721 | Diversified | 2025 | . | . | . | . | . | . | . | . | . | No | Holroyd_132kV | SDF2023
1722 | Diversified | 2026 | . | . | . | . | . | . | . | . | . | No | Holroyd_132kV | SDF2023
1723 | Diversified | 2027 | . | . | . | . | . | . | . | . | . | No | Holroyd_132kV | SDF2023
1724 | Diversified | 2028 | . | . | . | . | . | . | . | . | . | No | Holroyd_132kV | SDF2023
1725 | Diversified | 2029 | . | . | . | . | . | . | . | . | . | No | Holroyd_132kV | SDF2023
1726 | Diversified | 2030 | . | . | . | . | . | . | . | . | . | No | Holroyd_132kV | SDF2023
1727 | Diversified | 2031 | . | . | . | . | . | . | . | . | . | No | Holroyd_132kV | SDF2023
1728 | Diversified | 2032 | . | . | . | . | . | . | . | . | . | No | Holroyd_132kV | SDF2023
1729 | Bylong | 2017 | 0.404 | 0.392 | 0.097734 | 0.404 | 0.9703 | 0.392 | 0.097734 | 0.404 | 0.9703 | No | Ilford | SDF2023
1730 | Bylong | 2018 | 0.476 | 0.458 | 0.12966 | 0.476 | 0.96218 | 0.458 | 0.12966 | 0.476 | 0.96218 | No | Ilford | SDF2023
1731 | Bylong | 2019 | 0.41 | 0.4 | 0.09 | 0.41 | 0.97561 | 0.4 | 0.09 | 0.41 | 0.97561 | No | Ilford | SDF2023
1732 | Bylong | 2020 | 0.364 | 0.354 | 0.084735 | 0.364 | 0.97253 | 0.354 | 0.084735 | 0.364 | 0.97253 | No | Ilford | SDF2023
1733 | Bylong | 2021 | 0.221 | 0.221 | . | 0.221 | 1 | 0.221 | . | 0.221 | 1 | No | Ilford | SDF2023
1734 | Bylong | 2022 | 0.162 | 0.1563 | 0.042595 | 0.162 | 0.96481 | 0.1563 | 0.042595 | 0.162 | 0.96481 | No | Ilford | SDF2023
1735 | Bylong | 2023 | . | 0.15517 | 0.035919 | 0.15928 | 0.97424 | 0.15517 | 0.035919 | 0.15928 | 0.97424 | No | Ilford | SDF2023
1736 | Bylong | 2024 | . | 0.15421 | 0.035696 | 0.15828 | 0.97424 | 0.15421 | 0.035696 | 0.15828 | 0.97424 | No | Ilford | SDF2023
1737 | Bylong | 2025 | . | 0.15648 | 0.036223 | 0.16062 | 0.97424 | 0.15648 | 0.036223 | 0.16062 | 0.97424 | No | Ilford | SDF2023
1738 | Bylong | 2026 | . | 0.15585 | 0.036076 | 0.15997 | 0.97424 | 0.15585 | 0.036076 | 0.15997 | 0.97424 | No | Ilford | SDF2023
1739 | Bylong | 2027 | . | 0.16009 | 0.037057 | 0.16432 | 0.97424 | 0.16009 | 0.037057 | 0.16432 | 0.97424 | No | Ilford | SDF2023
1740 | Bylong | 2028 | . | 0.16756 | 0.038788 | 0.172 | 0.97424 | 0.16756 | 0.038788 | 0.172 | 0.97424 | No | Ilford | SDF2023
1741 | Bylong | 2029 | . | 0.17852 | 0.041324 | 0.18324 | 0.97424 | 0.17852 | 0.041324 | 0.18324 | 0.97424 | No | Ilford | SDF2023
1742 | Bylong | 2030 | . | 0.18894 | 0.043736 | 0.19394 | 0.97424 | 0.18894 | 0.043736 | 0.19394 | 0.97424 | No | Ilford | SDF2023
1743 | Bylong | 2031 | . | 0.2024 | 0.046852 | 0.20775 | 0.97424 | 0.2024 | 0.046852 | 0.20775 | 0.97424 | No | Ilford | SDF2023
1744 | Bylong | 2032 | . | 0.21586 | 0.049967 | 0.22157 | 0.97424 | 0.21586 | 0.049967 | 0.22157 | 0.97424 | No | Ilford | SDF2023
1745 | Bowden_Silvermine | 2017 | . | . | . | . | . | . | . | . | . | No | Ilford | SDF2023
1746 | Bowden_Silvermine | 2018 | . | . | . | . | . | . | . | . | . | No | Ilford | SDF2023
1747 | Bowden_Silvermine | 2019 | . | . | . | . | . | . | . | . | . | No | Ilford | SDF2023
1748 | Bowden_Silvermine | 2020 | . | . | . | . | . | . | . | . | . | No | Ilford | SDF2023
1749 | Bowden_Silvermine | 2021 | . | . | . | . | . | . | . | . | . | No | Ilford | SDF2023
1750 | Bowden_Silvermine | 2022 | . | . | . | . | . | . | . | . | . | No | Ilford | SDF2023
1751 | Bowden_Silvermine | 2023 | . | . | . | . | . | . | . | . | . | No | Ilford | SDF2023
1752 | Bowden_Silvermine | 2024 | . | . | . | . | . | . | . | . | . | No | Ilford | SDF2023
1753 | Bowden_Silvermine | 2025 | . | 12.96 | 6.2768 | 14.4 | 0.9 | 12.96 | 6.2768 | 14.4 | 0.9 | No | Ilford | SDF2023
1754 | Bowden_Silvermine | 2026 | . | 12.96 | 6.2768 | 14.4 | 0.9 | 12.96 | 6.2768 | 14.4 | 0.9 | No | Ilford | SDF2023
1755 | Bowden_Silvermine | 2027 | . | 12.96 | 6.2768 | 14.4 | 0.9 | 12.96 | 6.2768 | 14.4 | 0.9 | No | Ilford | SDF2023
1756 | Bowden_Silvermine | 2028 | . | 12.96 | 6.2768 | 14.4 | 0.9 | 12.96 | 6.2768 | 14.4 | 0.9 | No | Ilford | SDF2023
1757 | Bowden_Silvermine | 2029 | . | 12.96 | 6.2768 | 14.4 | 0.9 | 12.96 | 6.2768 | 14.4 | 0.9 | No | Ilford | SDF2023
1758 | Bowden_Silvermine | 2030 | . | 12.96 | 6.2768 | 14.4 | 0.9 | 12.96 | 6.2768 | 14.4 | 0.9 | No | Ilford | SDF2023
1759 | Bowden_Silvermine | 2031 | . | 12.96 | 6.2768 | 14.4 | 0.9 | 12.96 | 6.2768 | 14.4 | 0.9 | No | Ilford | SDF2023
1760 | Bowden_Silvermine | 2032 | . | 12.96 | 6.2768 | 14.4 | 0.9 | 12.96 | 6.2768 | 14.4 | 0.9 | No | Ilford | SDF2023
1761 | Kepco_Mine | 2017 | . | . | . | . | . | . | . | . | . | Yes | Ilford | SDF2023
1762 | Kepco_Mine | 2018 | . | . | . | . | . | . | . | . | . | Yes | Ilford | SDF2023
1763 | Kepco_Mine | 2019 | . | . | . | . | . | . | . | . | . | Yes | Ilford | SDF2023
1764 | Kepco_Mine | 2020 | . | . | . | . | . | . | . | . | . | Yes | Ilford | SDF2023
1765 | Kepco_Mine | 2021 | . | . | . | . | . | . | . | . | . | Yes | Ilford | SDF2023
1766 | Kepco_Mine | 2022 | . | . | . | . | . | . | . | . | . | Yes | Ilford | SDF2023
1767 | Kepco_Mine | 2023 | . | . | . | . | . | . | . | . | . | Yes | Ilford | SDF2023
1768 | Kepco_Mine | 2024 | . | . | . | . | 0.95 | . | . | . | 0.95 | Yes | Ilford | SDF2023
1769 | Kepco_Mine | 2025 | . | . | . | . | 0.95 | . | . | . | 0.95 | Yes | Ilford | SDF2023
1770 | Kepco_Mine | 2026 | . | . | . | . | 0.95 | . | . | . | 0.95 | Yes | Ilford | SDF2023
1771 | Kepco_Mine | 2027 | . | . | . | . | 0.95 | . | . | . | 0.95 | Yes | Ilford | SDF2023
1772 | Kepco_Mine | 2028 | . | . | . | . | 0.95 | . | . | . | 0.95 | Yes | Ilford | SDF2023
1773 | Kepco_Mine | 2029 | . | . | . | . | 0.95 | . | . | . | 0.95 | Yes | Ilford | SDF2023
1774 | Kepco_Mine | 2030 | . | . | . | . | 0.95 | . | . | . | 0.95 | Yes | Ilford | SDF2023
1775 | Kepco_Mine | 2031 | . | . | . | . | 0.95 | . | . | . | 0.95 | Yes | Ilford | SDF2023
1776 | Kepco_Mine | 2032 | . | . | . | . | 0.95 | . | . | . | 0.95 | Yes | Ilford | SDF2023
1777 | Ilford_Hall | 2017 | 0.421 | 0.379 | 0.1833 | 0.421 | 0.90024 | 0.379 | 0.1833 | 0.421 | 0.90024 | No | Ilford | SDF2023
1778 | Ilford_Hall | 2018 | 0.433 | 0.382 | 0.20387 | 0.433 | 0.88222 | 0.382 | 0.20387 | 0.433 | 0.88222 | No | Ilford | SDF2023
1779 | Ilford_Hall | 2019 | 0.37 | 0.319 | 0.23028 | 0.39343 | 0.81081 | 0.319 | 0.23028 | 0.39343 | 0.81081 | No | Ilford | SDF2023
1780 | Ilford_Hall | 2020 | 0.465 | 0.44 | 0.15042 | 0.465 | 0.94624 | 0.44 | 0.15042 | 0.465 | 0.94624 | No | Ilford | SDF2023
1781 | Ilford_Hall | 2021 | 0.371 | 0.522 | 0.36151 | 0.63496 | 0.8221 | 0.522 | 0.36151 | 0.63496 | 0.8221 | No | Ilford | SDF2023
1782 | Ilford_Hall | 2022 | 0.417 | 0.415 | 0.040792 | 0.417 | 0.9952 | 0.415 | 0.040792 | 0.417 | 0.9952 | No | Ilford | SDF2023
1783 | Ilford_Hall | 2023 | . | 0.41226 | 0.208 | 0.46176 | 0.8928 | 0.41226 | 0.208 | 0.46176 | 0.8928 | No | Ilford | SDF2023
1784 | Ilford_Hall | 2024 | . | 0.40979 | 0.20676 | 0.459 | 0.8928 | 0.40979 | 0.20676 | 0.459 | 0.8928 | No | Ilford | SDF2023
1785 | Ilford_Hall | 2025 | . | 0.41396 | 0.20886 | 0.46367 | 0.8928 | 0.41396 | 0.20886 | 0.46367 | 0.8928 | No | Ilford | SDF2023
1786 | Ilford_Hall | 2026 | . | 0.40963 | 0.20667 | 0.45882 | 0.8928 | 0.40963 | 0.20667 | 0.45882 | 0.8928 | No | Ilford | SDF2023
1787 | Ilford_Hall | 2027 | . | 0.41418 | 0.20897 | 0.46391 | 0.8928 | 0.41418 | 0.20897 | 0.46391 | 0.8928 | No | Ilford | SDF2023
1788 | Ilford_Hall | 2028 | . | 0.42294 | 0.21339 | 0.47372 | 0.8928 | 0.42294 | 0.21339 | 0.47372 | 0.8928 | No | Ilford | SDF2023
1789 | Ilford_Hall | 2029 | . | 0.4365 | 0.22023 | 0.48892 | 0.8928 | 0.4365 | 0.22023 | 0.48892 | 0.8928 | No | Ilford | SDF2023
1790 | Ilford_Hall | 2030 | . | 0.44925 | 0.22666 | 0.5032 | 0.8928 | 0.44925 | 0.22666 | 0.5032 | 0.8928 | No | Ilford | SDF2023
1791 | Ilford_Hall | 2031 | . | 0.46624 | 0.23523 | 0.52222 | 0.8928 | 0.46624 | 0.23523 | 0.52222 | 0.8928 | No | Ilford | SDF2023
1792 | Ilford_Hall | 2032 | . | 0.48323 | 0.2438 | 0.54125 | 0.8928 | 0.48323 | 0.2438 | 0.54125 | 0.8928 | No | Ilford | SDF2023
1793 | Kandos | 2017 | 4.331 | 3.898 | 1.8876 | 4.331 | 0.90002 | 3.898 | 1.8876 | 4.331 | 0.90002 | No | Ilford | SDF2023
1794 | Kandos | 2018 | 3.694 | 3.325 | 1.6094 | 3.694 | 0.90011 | 3.325 | 1.6094 | 3.694 | 0.90011 | No | Ilford | SDF2023
1795 | Kandos | 2019 | 3.92 | 3.892 | 0.48429 | 3.922 | 0.99235 | 3.892 | 0.48429 | 3.922 | 0.99235 | No | Ilford | SDF2023
1796 | Kandos | 2020 | 4.388 | 4.368 | 0.41847 | 4.388 | 0.99544 | 4.368 | 0.41847 | 4.388 | 0.99544 | No | Ilford | SDF2023
1797 | Kandos | 2021 | 3.518 | 3.503 | 0.32452 | 3.518 | 0.99574 | 3.503 | 0.32452 | 3.518 | 0.99574 | No | Ilford | SDF2023
1798 | Kandos | 2022 | 5.0259 | 4.9958 | 0.54923 | 5.0259 | 0.99401 | 4.9958 | 0.54923 | 5.0259 | 0.99401 | No | Ilford | SDF2023
1799 | Kandos | 2023 | . | 5.0569 | 1.4163 | 5.2515 | 0.96294 | 5.0569 | 1.4163 | 5.2515 | 0.96294 | No | Ilford | SDF2023
1800 | Kandos | 2024 | . | 5.0401 | 1.4116 | 5.234 | 0.96294 | 5.0401 | 1.4116 | 5.234 | 0.96294 | No | Ilford | SDF2023
1801 | Kandos | 2025 | . | 5.0899 | 1.4256 | 5.2857 | 0.96294 | 5.0899 | 1.4256 | 5.2857 | 0.96294 | No | Ilford | SDF2023
1802 | Kandos | 2026 | . | 5.0612 | 1.4175 | 5.2559 | 0.96294 | 5.0612 | 1.4175 | 5.2559 | 0.96294 | No | Ilford | SDF2023
1803 | Kandos | 2027 | . | 5.1399 | 1.4396 | 5.3377 | 0.96294 | 5.1399 | 1.4396 | 5.3377 | 0.96294 | No | Ilford | SDF2023
1804 | Kandos | 2028 | . | 5.2832 | 1.4797 | 5.4865 | 0.96294 | 5.2832 | 1.4797 | 5.4865 | 0.96294 | No | Ilford | SDF2023
1805 | Kandos | 2029 | . | 5.4953 | 1.5391 | 5.7068 | 0.96294 | 5.4953 | 1.5391 | 5.7068 | 0.96294 | No | Ilford | SDF2023
1806 | Kandos | 2030 | . | 5.6968 | 1.5956 | 5.9161 | 0.96294 | 5.6968 | 1.5956 | 5.9161 | 0.96294 | No | Ilford | SDF2023
1807 | Kandos | 2031 | . | 5.9576 | 1.6686 | 6.1869 | 0.96294 | 5.9576 | 1.6686 | 6.1869 | 0.96294 | No | Ilford | SDF2023
1808 | Kandos | 2032 | . | 6.2184 | 1.7416 | 6.4577 | 0.96294 | 6.2184 | 1.7416 | 6.4577 | 0.96294 | No | Ilford | SDF2023
1809 | Undiversified | 2017 | 5.156 | 4.669 | 2.1687 | 5.156 | 0.90555 | 4.669 | 2.1687 | 5.156 | 0.90555 | No | Ilford | SDF2023
1810 | Undiversified | 2018 | 4.603 | 4.165 | 1.9429 | 4.603 | 0.90484 | 4.165 | 1.9429 | 4.603 | 0.90484 | No | Ilford | SDF2023
1811 | Undiversified | 2019 | 4.7 | 4.611 | 0.80457 | 4.7254 | 0.97578 | 4.611 | 0.80457 | 4.7254 | 0.97578 | No | Ilford | SDF2023
1812 | Undiversified | 2020 | 5.217 | 5.162 | 0.65362 | 5.217 | 0.98946 | 5.162 | 0.65362 | 5.217 | 0.98946 | No | Ilford | SDF2023
1813 | Undiversified | 2021 | 4.11 | 4.246 | 0.68603 | 4.374 | 0.97075 | 4.246 | 0.68603 | 4.374 | 0.97075 | No | Ilford | SDF2023
1814 | Undiversified | 2022 | 5.6049 | 5.5671 | 0.63262 | 5.6049 | 0.99326 | 5.5671 | 0.63262 | 5.6049 | 0.99326 | No | Ilford | SDF2023
1815 | Undiversified | 2023 | . | 5.6243 | 1.6602 | 5.8725 | 0.95774 | 5.6243 | 1.6602 | 5.8725 | 0.95774 | No | Ilford | SDF2023
1816 | Undiversified | 2024 | . | 5.6041 | 1.6541 | 5.8513 | 0.95775 | 5.6041 | 1.6541 | 5.8513 | 0.95775 | No | Ilford | SDF2023
1817 | Undiversified | 2025 | . | 18.6203 | 7.9475 | 20.31 | 0.9168 | 18.6203 | 7.9475 | 20.31 | 0.9168 | No | Ilford | SDF2023
1818 | Undiversified | 2026 | . | 18.5867 | 7.9371 | 20.2747 | 0.91674 | 18.5867 | 7.9371 | 20.2747 | 0.91674 | No | Ilford | SDF2023
1819 | Undiversified | 2027 | . | 18.6742 | 7.9624 | 20.3659 | 0.91693 | 18.6742 | 7.9624 | 20.3659 | 0.91693 | No | Ilford | SDF2023
1820 | Undiversified | 2028 | . | 18.8337 | 8.0087 | 20.5322 | 0.91728 | 18.8337 | 8.0087 | 20.5322 | 0.91728 | No | Ilford | SDF2023
1821 | Undiversified | 2029 | . | 19.0703 | 8.0775 | 20.7789 | 0.91777 | 19.0703 | 8.0775 | 20.7789 | 0.91777 | No | Ilford | SDF2023
1822 | Undiversified | 2030 | . | 19.295 | 8.1428 | 21.0132 | 0.91823 | 19.295 | 8.1428 | 21.0132 | 0.91823 | No | Ilford | SDF2023
1823 | Undiversified | 2031 | . | 19.5863 | 8.2275 | 21.3169 | 0.91882 | 19.5863 | 8.2275 | 21.3169 | 0.91882 | No | Ilford | SDF2023
1824 | Undiversified | 2032 | . | 19.8775 | 8.3122 | 21.6205 | 0.91938 | 19.8775 | 8.3122 | 21.6205 | 0.91938 | No | Ilford | SDF2023
1825 | Diversified | 2017 | 5.2845 | 5.126 | 1.2847 | 5.2845 | 0.97 | 5.126 | 1.2847 | 5.2845 | 0.97 | No | Ilford | SDF2023
1826 | Diversified | 2018 | 4.9072 | 4.76 | 1.193 | 4.9072 | 0.97 | 4.76 | 1.193 | 4.9072 | 0.97 | No | Ilford | SDF2023
1827 | Diversified | 2019 | 4.5721 | 4.61 | 0.036299 | 4.6101 | 0.99997 | 4.61 | 0.036299 | 4.6101 | 0.99997 | No | Ilford | SDF2023
1828 | Diversified | 2020 | 4.8288 | 5.184 | 0.23212 | 5.1892 | 0.999 | 5.184 | 0.23212 | 5.1892 | 0.999 | No | Ilford | SDF2023
1829 | Diversified | 2021 | 3.9469 | 3.943 | 0.1765 | 3.9469 | 0.999 | 3.943 | 0.1765 | 3.9469 | 0.999 | No | Ilford | SDF2023
1830 | Diversified | 2022 | 5.4121 | 5.258 | 0.034976 | 5.2581 | 0.99998 | 5.258 | 0.034976 | 5.2581 | 0.99998 | No | Ilford | SDF2023
1831 | Diversified | 2023 | . | 5.312 | 0.035335 | 5.3122 | 0.99998 | 5.312 | 0.035335 | 5.3122 | 0.99998 | No | Ilford | SDF2023
1832 | Diversified | 2024 | . | 5.2929 | 0.035208 | 5.293 | 0.99998 | 5.2929 | 0.035208 | 5.293 | 0.99998 | No | Ilford | SDF2023
1833 | Diversified | 2025 | . | 17.5865 | 0.11698 | 17.5869 | 0.99998 | 17.5865 | 0.11698 | 17.5869 | 0.99998 | No | Ilford | SDF2023
1834 | Diversified | 2026 | . | 17.5547 | 0.11677 | 17.5551 | 0.99998 | 17.5547 | 0.11677 | 17.5551 | 0.99998 | No | Ilford | SDF2023
1835 | Diversified | 2027 | . | 17.6373 | 0.11732 | 17.6377 | 0.99998 | 17.6373 | 0.11732 | 17.6377 | 0.99998 | No | Ilford | SDF2023
1836 | Diversified | 2028 | . | 17.788 | 0.11832 | 17.7884 | 0.99998 | 17.788 | 0.11832 | 17.7884 | 0.99998 | No | Ilford | SDF2023
1837 | Diversified | 2029 | . | 18.0115 | 0.11981 | 18.0119 | 0.99998 | 18.0115 | 0.11981 | 18.0119 | 0.99998 | No | Ilford | SDF2023
1838 | Diversified | 2030 | . | 18.2237 | 0.12122 | 18.2241 | 0.99998 | 18.2237 | 0.12122 | 18.2241 | 0.99998 | No | Ilford | SDF2023
1839 | Diversified | 2031 | . | 18.4988 | 0.12305 | 18.4992 | 0.99998 | 18.4988 | 0.12305 | 18.4992 | 0.99998 | No | Ilford | SDF2023
1840 | Diversified | 2032 | . | 18.7739 | 0.12488 | 18.7743 | 0.99998 | 18.7739 | 0.12488 | 18.7743 | 0.99998 | No | Ilford | SDF2023
1841 | Estimated System Normal | 2017 | 5.156 | 5.0013 | 1.2534 | 5.156 | 0.97 | 5.0013 | 1.2534 | 5.156 | 0.97 | No | Ilford | SDF2023
1842 | Estimated System Normal | 2018 | 4.603 | 4.4649 | 1.119 | 4.603 | 0.97 | 4.4649 | 1.119 | 4.603 | 0.97 | No | Ilford | SDF2023
1843 | Estimated System Normal | 2019 | 4.7 | 4.7253 | 0.037207 | 4.7254 | 0.99997 | 4.7253 | 0.037207 | 4.7254 | 0.99997 | No | Ilford | SDF2023
1844 | Estimated System Normal | 2020 | 5.0725 | 5.0674 | 0.2269 | 5.0725 | 0.999 | 5.0674 | 0.2269 | 5.0725 | 0.999 | No | Ilford | SDF2023
1845 | Estimated System Normal | 2021 | 4.11 | 4.3696 | 0.1956 | 4.374 | 0.999 | 4.3696 | 0.1956 | 4.374 | 0.999 | No | Ilford | SDF2023
1846 | Estimated System Normal | 2022 | 5.6049 | 5.6048 | 0.037282 | 5.6049 | 0.99998 | 5.6048 | 0.037282 | 5.6049 | 0.99998 | No | Ilford | SDF2023
1847 | Estimated System Normal | 2023 | . | 5.8453 | 0.038882 | 5.8454 | 0.99998 | 5.8453 | 0.038882 | 5.8454 | 0.99998 | No | Ilford | SDF2023
1848 | Estimated System Normal | 2024 | . | 5.8241 | 0.038742 | 5.8243 | 0.99998 | 5.8241 | 0.038742 | 5.8243 | 0.99998 | No | Ilford | SDF2023
1849 | Estimated System Normal | 2025 | . | 20.2158 | 0.13447 | 20.2163 | 0.99998 | 20.2158 | 0.13447 | 20.2163 | 0.99998 | No | Ilford | SDF2023
1850 | Estimated System Normal | 2026 | . | 20.1807 | 0.13424 | 20.1811 | 0.99998 | 20.1807 | 0.13424 | 20.1811 | 0.99998 | No | Ilford | SDF2023
1851 | Estimated System Normal | 2027 | . | 20.2715 | 0.13484 | 20.2719 | 0.99998 | 20.2715 | 0.13484 | 20.2719 | 0.99998 | No | Ilford | SDF2023
1852 | Estimated System Normal | 2028 | . | 20.4369 | 0.13594 | 20.4374 | 0.99998 | 20.4369 | 0.13594 | 20.4374 | 0.99998 | No | Ilford | SDF2023
1853 | Estimated System Normal | 2029 | . | 20.6826 | 0.13758 | 20.683 | 0.99998 | 20.6826 | 0.13758 | 20.683 | 0.99998 | No | Ilford | SDF2023
1854 | Estimated System Normal | 2030 | . | 20.9157 | 0.13913 | 20.9162 | 0.99998 | 20.9157 | 0.13913 | 20.9162 | 0.99998 | No | Ilford | SDF2023
1855 | Estimated System Normal | 2031 | . | 21.218 | 0.14114 | 21.2185 | 0.99998 | 21.218 | 0.14114 | 21.2185 | 0.99998 | No | Ilford | SDF2023
1856 | Estimated System Normal | 2032 | . | 21.5203 | 0.14315 | 21.5207 | 0.99998 | 21.5203 | 0.14315 | 21.5207 | 0.99998 | No | Ilford | SDF2023
1857 | Bow_Bowing | 2017 | 46.689 | 46.224 | 6.573 | 46.689 | 0.99004 | 46.224 | 6.573 | 46.689 | 0.99004 | No | Ingleburn | SDF2023
1858 | Bow_Bowing | 2018 | 52.208 | 52.202 | 0.79149 | 52.208 | 0.99989 | 52.202 | 0.79149 | 52.208 | 0.99989 | No | Ingleburn | SDF2023
1859 | Bow_Bowing | 2019 | 44.45 | 44.079 | 5.7232 | 44.449 | 0.99168 | 44.079 | 5.7232 | 44.449 | 0.99168 | No | Ingleburn | SDF2023
1860 | Bow_Bowing | 2020 | 43.252 | 43.215 | 1.7887 | 43.252 | 0.99914 | 43.215 | 1.7887 | 43.252 | 0.99914 | No | Ingleburn | SDF2023
1861 | Bow_Bowing | 2021 | 39.832 | 39.795 | 1.7164 | 39.832 | 0.99907 | 39.795 | 1.7164 | 39.832 | 0.99907 | No | Ingleburn | SDF2023
1862 | Bow_Bowing | 2022 | 40.25 | 40.0033 | 4.4495 | 40.25 | 0.99387 | 40.0033 | 4.4495 | 40.25 | 0.99387 | No | Ingleburn | SDF2023
1863 | Bow_Bowing | 2023 | . | 44.939 | 4.2225 | 45.1369 | 0.99561 | 44.939 | 4.2225 | 45.1369 | 0.99561 | No | Ingleburn | SDF2023
1864 | Bow_Bowing | 2024 | . | 45.3328 | 4.2595 | 45.5325 | 0.99561 | 45.3328 | 4.2595 | 45.5325 | 0.99561 | No | Ingleburn | SDF2023
1865 | Bow_Bowing | 2025 | . | 45.3179 | 4.2581 | 45.5175 | 0.99561 | 45.3179 | 4.2581 | 45.5175 | 0.99561 | No | Ingleburn | SDF2023
1866 | Bow_Bowing | 2026 | . | 45.1343 | 4.2409 | 45.3331 | 0.99561 | 45.1343 | 4.2409 | 45.3331 | 0.99561 | No | Ingleburn | SDF2023
1867 | Bow_Bowing | 2027 | . | 45.107 | 4.2383 | 45.3057 | 0.99561 | 45.107 | 4.2383 | 45.3057 | 0.99561 | No | Ingleburn | SDF2023
1868 | Bow_Bowing | 2028 | . | 45.1538 | 4.2427 | 45.3527 | 0.99561 | 45.1538 | 4.2427 | 45.3527 | 0.99561 | No | Ingleburn | SDF2023
1869 | Bow_Bowing | 2029 | . | 45.2751 | 4.2541 | 45.4745 | 0.99561 | 45.2751 | 4.2541 | 45.4745 | 0.99561 | No | Ingleburn | SDF2023
1870 | Bow_Bowing | 2030 | . | 45.3822 | 4.2642 | 45.582 | 0.99561 | 45.3822 | 4.2642 | 45.582 | 0.99561 | No | Ingleburn | SDF2023
1871 | Bow_Bowing | 2031 | . | 45.5405 | 4.279 | 45.7411 | 0.99561 | 45.5405 | 4.279 | 45.7411 | 0.99561 | No | Ingleburn | SDF2023
1872 | Bow_Bowing | 2032 | . | 45.6988 | 4.2939 | 45.9001 | 0.99561 | 45.6988 | 4.2939 | 45.9001 | 0.99561 | No | Ingleburn | SDF2023
1873 | Macquarie_Fields | 2017 | 28.255 | 27.338 | 1.8287 | 27.3991 | 0.99777 | 24.094 | 1.6117 | 24.1478 | 0.99777 | No | Ingleburn | SDF2023
1874 | Macquarie_Fields | 2018 | 26.015 | 26.25 | 6.0045 | 26.928 | 0.97482 | 23.1 | 5.284 | 23.6966 | 0.97482 | No | Ingleburn | SDF2023
1875 | Macquarie_Fields | 2019 | 27.4 | 30.2926 | 6.7718 | 31.0402 | 0.97591 | 26.2707 | 5.8728 | 26.9192 | 0.97591 | No | Ingleburn | SDF2023
1876 | Macquarie_Fields | 2020 | 30.785 | 28.1402 | 11.9607 | 30.5766 | 0.92032 | 24.6733 | 10.4871 | 26.8095 | 0.92032 | No | Ingleburn | SDF2023
1877 | Macquarie_Fields | 2021 | 26.382 | 28.3713 | 0.78138 | 28.3821 | 0.99962 | 25.0568 | 0.6901 | 25.0663 | 0.99962 | No | Ingleburn | SDF2023
1878 | Macquarie_Fields | 2022 | 25.6317 | 29.2133 | 1.1534 | 29.1905 | 1.0008 | 26.0168 | 1.0272 | 25.9966 | 1.0008 | No | Ingleburn | SDF2023
1879 | Macquarie_Fields | 2023 | . | 28.8783 | 6.1301 | 29.5217 | 0.9782 | 25.6818 | 5.4515 | 26.254 | 0.9782 | No | Ingleburn | SDF2023
1880 | Macquarie_Fields | 2024 | . | 28.9817 | 6.152 | 29.6275 | 0.9782 | 25.7852 | 5.4735 | 26.3598 | 0.9782 | No | Ingleburn | SDF2023
1881 | Macquarie_Fields | 2025 | . | 29.2504 | 6.209 | 29.9021 | 0.9782 | 26.0539 | 5.5305 | 26.6344 | 0.9782 | No | Ingleburn | SDF2023
1882 | Macquarie_Fields | 2026 | . | 29.0943 | 6.1759 | 29.7426 | 0.9782 | 25.9391 | 5.5062 | 26.5171 | 0.9782 | No | Ingleburn | SDF2023
1883 | Macquarie_Fields | 2027 | . | 29.4434 | 6.25 | 30.0994 | 0.9782 | 26.2882 | 5.5803 | 26.8739 | 0.9782 | No | Ingleburn | SDF2023
1884 | Macquarie_Fields | 2028 | . | 30.0089 | 6.3701 | 30.6776 | 0.9782 | 26.8537 | 5.7003 | 27.4521 | 0.9782 | No | Ingleburn | SDF2023
1885 | Macquarie_Fields | 2029 | . | 30.7927 | 6.5364 | 31.4788 | 0.9782 | 27.7132 | 5.8827 | 28.3307 | 0.9782 | No | Ingleburn | SDF2023
1886 | Macquarie_Fields | 2030 | . | 31.5889 | 6.7054 | 32.2927 | 0.9782 | 28.5753 | 6.0657 | 29.212 | 0.9782 | No | Ingleburn | SDF2023
1887 | Macquarie_Fields | 2031 | . | 32.6063 | 6.9214 | 33.3328 | 0.9782 | 29.5927 | 6.2817 | 30.2521 | 0.9782 | No | Ingleburn | SDF2023
1888 | Macquarie_Fields | 2032 | . | 33.2265 | 7.0531 | 33.9668 | 0.9782 | 30.2129 | 6.4134 | 30.8861 | 0.9782 | No | Ingleburn | SDF2023
1889 | Minto | 2017 | 68.3719 | 63.755 | 6.5855 | 64.0942 | 0.99471 | 57.844 | 5.9749 | 58.1518 | 0.99471 | No | Ingleburn | SDF2023
1890 | Minto | 2018 | 63.37 | 63.2 | . | 63.2 | 1 | 57.93 | . | 57.93 | 1 | No | Ingleburn | SDF2023
1891 | Minto | 2019 | 63.87 | 64.6851 | 11.3435 | 65.6722 | 0.98497 | 58.04 | 10.1781 | 58.9256 | 0.98497 | No | Ingleburn | SDF2023
1892 | Minto | 2020 | 61.776 | 63.1163 | 8.6569 | 63.7072 | 0.99072 | 56.6224 | 7.7662 | 57.1525 | 0.99072 | No | Ingleburn | SDF2023
1893 | Minto | 2021 | 57.073 | 64.3665 | 1.5244 | 64.3845 | 0.99972 | 58.0985 | 1.376 | 58.1148 | 0.99972 | No | Ingleburn | SDF2023
1894 | Minto | 2022 | 55.9317 | 63.917 | 2.5655 | 63.9685 | 0.9992 | 57.8731 | 2.3229 | 57.9197 | 0.9992 | No | Ingleburn | SDF2023
1895 | Minto | 2023 | . | 65.1211 | 6.6112 | 65.4558 | 0.99489 | 59.0772 | 5.9976 | 59.3808 | 0.99489 | No | Ingleburn | SDF2023
1896 | Minto | 2024 | . | 64.9015 | 6.5889 | 65.2351 | 0.99489 | 58.8576 | 5.9754 | 59.1601 | 0.99489 | No | Ingleburn | SDF2023
1897 | Minto | 2025 | . | 64.786 | 6.5772 | 65.119 | 0.99489 | 58.8606 | 5.9757 | 59.1631 | 0.99489 | No | Ingleburn | SDF2023
1898 | Minto | 2026 | . | 64.2584 | 6.5237 | 64.5887 | 0.99489 | 58.333 | 5.9221 | 58.6328 | 0.99489 | No | Ingleburn | SDF2023
1899 | Minto | 2027 | . | 64.1345 | 6.5111 | 64.4641 | 0.99489 | 58.209 | 5.9095 | 58.5082 | 0.99489 | No | Ingleburn | SDF2023
1900 | Minto | 2028 | . | 64.1975 | 6.5175 | 64.5275 | 0.99489 | 58.2721 | 5.9159 | 58.5716 | 0.99489 | No | Ingleburn | SDF2023
1901 | Minto | 2029 | . | 64.4464 | 6.5427 | 64.7776 | 0.99489 | 58.5209 | 5.9412 | 58.8217 | 0.99489 | No | Ingleburn | SDF2023
1902 | Minto | 2030 | . | 64.6511 | 6.5635 | 64.9834 | 0.99489 | 58.7257 | 5.962 | 59.0275 | 0.99489 | No | Ingleburn | SDF2023
1903 | Minto | 2031 | . | 65.0123 | 6.6002 | 65.3464 | 0.99489 | 59.0868 | 5.9986 | 59.3906 | 0.99489 | No | Ingleburn | SDF2023
1904 | Minto | 2032 | . | 65.3111 | 6.6305 | 65.6468 | 0.99489 | 59.3857 | 6.029 | 59.6909 | 0.99489 | No | Ingleburn | SDF2023
1905 | Undiversified | 2017 | 143.3159 | 137.317 | 14.9871 | 138.1823 | 0.99374 | 128.162 | 14.1596 | 128.9886 | 0.99359 | No | Ingleburn | SDF2023
1906 | Undiversified | 2018 | 141.593 | 141.652 | 6.796 | 142.336 | 0.99519 | 133.232 | 6.0754 | 133.8346 | 0.9955 | No | Ingleburn | SDF2023
1907 | Undiversified | 2019 | 135.72 | 139.0567 | 23.8385 | 141.1614 | 0.98509 | 128.3897 | 21.7741 | 130.2938 | 0.98539 | No | Ingleburn | SDF2023
1908 | Undiversified | 2020 | 135.813 | 134.4715 | 22.4062 | 137.5358 | 0.97772 | 124.5107 | 20.0419 | 127.214 | 0.97875 | No | Ingleburn | SDF2023
1909 | Undiversified | 2021 | 123.287 | 132.5328 | 4.0223 | 132.5986 | 0.9995 | 122.9503 | 3.7825 | 123.0131 | 0.99949 | No | Ingleburn | SDF2023
1910 | Undiversified | 2022 | 121.8134 | 133.1337 | 8.1684 | 133.409 | 0.99794 | 123.8933 | 7.7996 | 124.1663 | 0.9978 | No | Ingleburn | SDF2023
1911 | Undiversified | 2023 | . | 138.9383 | 16.9638 | 140.1145 | 0.99161 | 129.6979 | 15.6717 | 130.7718 | 0.99179 | No | Ingleburn | SDF2023
1912 | Undiversified | 2024 | . | 139.2161 | 17.0005 | 140.3951 | 0.9916 | 129.9757 | 15.7084 | 131.0524 | 0.99178 | No | Ingleburn | SDF2023
1913 | Undiversified | 2025 | . | 139.3542 | 17.0444 | 140.5386 | 0.99157 | 130.2323 | 15.7643 | 131.315 | 0.99176 | No | Ingleburn | SDF2023
1914 | Undiversified | 2026 | . | 138.487 | 16.9405 | 139.6644 | 0.99157 | 129.4064 | 15.6691 | 130.483 | 0.99175 | No | Ingleburn | SDF2023
1915 | Undiversified | 2027 | . | 138.6849 | 16.9994 | 139.8693 | 0.99153 | 129.6042 | 15.7281 | 130.6879 | 0.99171 | No | Ingleburn | SDF2023
1916 | Undiversified | 2028 | . | 139.3602 | 17.1302 | 140.5578 | 0.99148 | 130.2796 | 15.8589 | 131.3764 | 0.99165 | No | Ingleburn | SDF2023
1917 | Undiversified | 2029 | . | 140.5141 | 17.3333 | 141.7309 | 0.99141 | 131.5092 | 16.078 | 132.6269 | 0.99157 | No | Ingleburn | SDF2023
1918 | Undiversified | 2030 | . | 141.6221 | 17.5331 | 142.8582 | 0.99135 | 132.6831 | 16.2919 | 133.8216 | 0.99149 | No | Ingleburn | SDF2023
1919 | Undiversified | 2031 | . | 143.159 | 17.8006 | 144.4203 | 0.99127 | 134.22 | 16.5594 | 135.3837 | 0.9914 | No | Ingleburn | SDF2023
1920 | Undiversified | 2032 | . | 144.2363 | 17.9775 | 145.5137 | 0.99122 | 135.2973 | 16.7362 | 136.477 | 0.99136 | No | Ingleburn | SDF2023
1921 | Diversified | 2017 | 170.5004 | 139.69 | 14.4291 | 140.4332 | 0.99471 | 124.57 | 12.8673 | 125.2328 | 0.99471 | No | Ingleburn | SDF2023
1922 | Diversified | 2018 | 138.6621 | 135.09 | 53.1048 | 145.1531 | 0.93067 | 121.69 | 47.8371 | 130.7549 | 0.93067 | No | Ingleburn | SDF2023
1923 | Diversified | 2019 | 132.8113 | 138.6028 | 37.5511 | 143.5995 | 0.9652 | 124.8012 | 33.8119 | 129.3004 | 0.9652 | No | Ingleburn | SDF2023
1924 | Diversified | 2020 | 135.1928 | 137.89 | 37.4774 | 142.8923 | 0.96499 | 124.25 | 33.7702 | 128.7575 | 0.96499 | No | Ingleburn | SDF2023
1925 | Diversified | 2021 | 122.3434 | 137.3733 | 32.5357 | 141.1737 | 0.97308 | 124.399 | 29.4629 | 127.8404 | 0.97308 | No | Ingleburn | SDF2023
1926 | Diversified | 2022 | 120.9367 | 136.59 | 28.4833 | 139.5282 | 0.97894 | 123.9 | 25.837 | 126.5652 | 0.97894 | No | Ingleburn | SDF2023
1927 | Diversified | 2023 | . | 135.5876 | 35.1891 | 140.0795 | 0.96793 | 126.57 | 32.8488 | 130.7632 | 0.96793 | No | Ingleburn | SDF2023
1928 | Diversified | 2024 | . | 135.8586 | 35.2595 | 140.3595 | 0.96793 | 126.8411 | 32.9191 | 131.0432 | 0.96793 | No | Ingleburn | SDF2023
1929 | Diversified | 2025 | . | 135.9934 | 35.2944 | 140.4988 | 0.96793 | 127.0915 | 32.9841 | 131.302 | 0.96793 | No | Ingleburn | SDF2023
1930 | Diversified | 2026 | . | 135.1472 | 35.0748 | 139.6245 | 0.96793 | 126.2855 | 32.7749 | 130.4693 | 0.96793 | No | Ingleburn | SDF2023
1931 | Diversified | 2027 | . | 135.3402 | 35.1249 | 139.824 | 0.96793 | 126.4786 | 32.8251 | 130.6687 | 0.96793 | No | Ingleburn | SDF2023
1932 | Diversified | 2028 | . | 135.9993 | 35.296 | 140.5049 | 0.96793 | 127.1377 | 32.9961 | 131.3496 | 0.96793 | No | Ingleburn | SDF2023
1933 | Diversified | 2029 | . | 137.1254 | 35.5882 | 141.6682 | 0.96793 | 128.3376 | 33.3075 | 132.5893 | 0.96793 | No | Ingleburn | SDF2023
1934 | Diversified | 2030 | . | 138.2067 | 35.8688 | 142.7853 | 0.96793 | 129.4832 | 33.6048 | 133.7729 | 0.96793 | No | Ingleburn | SDF2023
1935 | Diversified | 2031 | . | 139.7065 | 36.2581 | 144.3348 | 0.96793 | 130.983 | 33.9941 | 135.3224 | 0.96793 | No | Ingleburn | SDF2023
1936 | Diversified | 2032 | . | 140.7578 | 36.5309 | 145.421 | 0.96793 | 132.0344 | 34.2669 | 136.4086 | 0.96793 | No | Ingleburn | SDF2023
1937 | Estimated System Normal | 2017 | 123.536 | 118.4806 | 12.2383 | 119.111 | 0.99471 | 110.5977 | 11.424 | 111.1861 | 0.99471 | No | Ingleburn | SDF2023
1938 | Estimated System Normal | 2018 | 116.932 | 109.3965 | 43.0045 | 117.5456 | 0.93067 | 102.8625 | 40.4359 | 110.5249 | 0.93067 | No | Ingleburn | SDF2023
1939 | Estimated System Normal | 2019 | 116.3877 | 116.8418 | 31.6555 | 121.054 | 0.9652 | 107.8465 | 29.2184 | 111.7344 | 0.9652 | No | Ingleburn | SDF2023
1940 | Estimated System Normal | 2020 | 107.8769 | 105.421 | 28.6526 | 109.2454 | 0.96499 | 97.5093 | 26.5023 | 101.0467 | 0.96499 | No | Ingleburn | SDF2023
1941 | Estimated System Normal | 2021 | 114.3281 | 119.6529 | 28.3388 | 122.963 | 0.97308 | 111.0032 | 26.2902 | 114.0741 | 0.97308 | No | Ingleburn | SDF2023
1942 | Estimated System Normal | 2022 | 111.8691 | 119.9381 | 25.0108 | 122.5181 | 0.97894 | 111.6286 | 23.278 | 114.0298 | 0.97894 | No | Ingleburn | SDF2023
1943 | Estimated System Normal | 2023 | . | 119.3469 | 30.9742 | 123.3008 | 0.96793 | 111.389 | 28.9088 | 115.0792 | 0.96793 | No | Ingleburn | SDF2023
1944 | Estimated System Normal | 2024 | . | 119.586 | 31.0362 | 123.5478 | 0.96793 | 111.628 | 28.9709 | 115.3262 | 0.96793 | No | Ingleburn | SDF2023
1945 | Estimated System Normal | 2025 | . | 119.7082 | 31.0679 | 123.674 | 0.96793 | 111.8517 | 29.0289 | 115.5573 | 0.96793 | No | Ingleburn | SDF2023
1946 | Estimated System Normal | 2026 | . | 118.9636 | 30.8747 | 122.9048 | 0.96793 | 111.143 | 28.845 | 114.8251 | 0.96793 | No | Ingleburn | SDF2023
1947 | Estimated System Normal | 2027 | . | 119.1381 | 30.92 | 123.0851 | 0.96793 | 111.3175 | 28.8903 | 115.0054 | 0.96793 | No | Ingleburn | SDF2023
1948 | Estimated System Normal | 2028 | . | 119.7245 | 31.0722 | 123.6909 | 0.96793 | 111.904 | 29.0425 | 115.6113 | 0.96793 | No | Ingleburn | SDF2023
1949 | Estimated System Normal | 2029 | . | 120.7238 | 31.3315 | 124.7233 | 0.96793 | 112.9692 | 29.3189 | 116.7118 | 0.96793 | No | Ingleburn | SDF2023
1950 | Estimated System Normal | 2030 | . | 121.684 | 31.5807 | 125.7153 | 0.96793 | 113.9868 | 29.583 | 117.7631 | 0.96793 | No | Ingleburn | SDF2023
1951 | Estimated System Normal | 2031 | . | 123.0146 | 31.926 | 127.0899 | 0.96793 | 115.3173 | 29.9284 | 119.1377 | 0.96793 | No | Ingleburn | SDF2023
1952 | Estimated System Normal | 2032 | . | 123.9459 | 32.1677 | 128.0521 | 0.96793 | 116.2486 | 30.1701 | 120.0999 | 0.96793 | No | Ingleburn | SDF2023
1953 | Blackheath | 2017 | 4.358 | 4.3 | 0.70864 | 4.358 | 0.98669 | 4.3 | 0.70864 | 4.358 | 0.98669 | No | Katoomba_North | SDF2023
1954 | Blackheath | 2018 | 4.644 | 4.6 | 0.63776 | 4.644 | 0.99053 | 4.6 | 0.63776 | 4.644 | 0.99053 | No | Katoomba_North | SDF2023
1955 | Blackheath | 2019 | 4.715 | 4.643 | 0.82084 | 4.715 | 0.98473 | 4.643 | 0.82084 | 4.715 | 0.98473 | No | Katoomba_North | SDF2023
1956 | Blackheath | 2020 | 4.625 | 4.61 | 0.37219 | 4.625 | 0.99676 | 4.61 | 0.37219 | 4.625 | 0.99676 | No | Katoomba_North | SDF2023
1957 | Blackheath | 2021 | 5.054 | 5.03 | 0.49195 | 5.054 | 0.99525 | 5.03 | 0.49195 | 5.054 | 0.99525 | No | Katoomba_North | SDF2023
1958 | Blackheath | 2022 | 5.2664 | 5.26 | 0.25956 | 5.2664 | 0.99878 | 5.26 | 0.25956 | 5.2664 | 0.99878 | No | Katoomba_North | SDF2023
1959 | Blackheath | 2023 | . | 5.4792 | 0.69181 | 5.5227 | 0.99212 | 5.4792 | 0.69181 | 5.5227 | 0.99212 | No | Katoomba_North | SDF2023
1960 | Blackheath | 2024 | . | 5.499 | 0.69431 | 5.5427 | 0.99212 | 5.499 | 0.69431 | 5.5427 | 0.99212 | No | Katoomba_North | SDF2023
1961 | Blackheath | 2025 | . | 5.5745 | 0.70384 | 5.6188 | 0.99212 | 5.5745 | 0.70384 | 5.6188 | 0.99212 | No | Katoomba_North | SDF2023
1962 | Blackheath | 2026 | . | 5.4531 | 0.68851 | 5.4964 | 0.99212 | 5.4531 | 0.68851 | 5.4964 | 0.99212 | No | Katoomba_North | SDF2023
1963 | Blackheath | 2027 | . | 5.4784 | 0.6917 | 5.5219 | 0.99212 | 5.4784 | 0.6917 | 5.5219 | 0.99212 | No | Katoomba_North | SDF2023
1964 | Blackheath | 2028 | . | 5.5447 | 0.70008 | 5.5887 | 0.99212 | 5.5447 | 0.70008 | 5.5887 | 0.99212 | No | Katoomba_North | SDF2023
1965 | Blackheath | 2029 | . | 5.6508 | 0.71348 | 5.6957 | 0.99212 | 5.6508 | 0.71348 | 5.6957 | 0.99212 | No | Katoomba_North | SDF2023
1966 | Blackheath | 2030 | . | 5.756 | 0.72675 | 5.8017 | 0.99212 | 5.756 | 0.72675 | 5.8017 | 0.99212 | No | Katoomba_North | SDF2023
1967 | Blackheath | 2031 | . | 5.9151 | 0.74684 | 5.962 | 0.99212 | 5.9151 | 0.74684 | 5.962 | 0.99212 | No | Katoomba_North | SDF2023
1968 | Blackheath | 2032 | . | 6.0742 | 0.76693 | 6.1224 | 0.99212 | 6.0742 | 0.76693 | 6.1224 | 0.99212 | No | Katoomba_North | SDF2023
1969 | Katoomba | 2017 | 13.902 | 13.428 | 3.5992 | 13.902 | 0.9659 | 13.428 | 3.5992 | 13.902 | 0.9659 | No | Katoomba_North | SDF2023
1970 | Katoomba | 2018 | 13.027 | 12.65 | 3.1966 | 13.0476 | 0.96952 | 12.65 | 3.1966 | 13.0476 | 0.96952 | No | Katoomba_North | SDF2023
1971 | Katoomba | 2019 | 13.75 | 13.658 | 1.5704 | 13.748 | 0.99345 | 13.658 | 1.5704 | 13.748 | 0.99345 | No | Katoomba_North | SDF2023
1972 | Katoomba | 2020 | 12.942 | 12.897 | 1.0783 | 12.942 | 0.99652 | 12.897 | 1.0783 | 12.942 | 0.99652 | No | Katoomba_North | SDF2023
1973 | Katoomba | 2021 | 12.262 | 12.224 | 0.96461 | 12.262 | 0.9969 | 12.224 | 0.96461 | 12.262 | 0.9969 | No | Katoomba_North | SDF2023
1974 | Katoomba | 2022 | 12.8803 | 12.864 | 0.64779 | 12.8803 | 0.99873 | 12.864 | 0.64779 | 12.8803 | 0.99873 | No | Katoomba_North | SDF2023
1975 | Katoomba | 2023 | . | 13.196 | 2.1622 | 13.372 | 0.98684 | 13.196 | 2.1622 | 13.372 | 0.98684 | No | Katoomba_North | SDF2023
1976 | Katoomba | 2024 | . | 13.0941 | 2.1455 | 13.2687 | 0.98684 | 13.0941 | 2.1455 | 13.2687 | 0.98684 | No | Katoomba_North | SDF2023
1977 | Katoomba | 2025 | . | 13.2398 | 2.1694 | 13.4164 | 0.98684 | 13.2398 | 2.1694 | 13.4164 | 0.98684 | No | Katoomba_North | SDF2023
1978 | Katoomba | 2026 | . | 12.9844 | 2.1275 | 13.1575 | 0.98684 | 12.9844 | 2.1275 | 13.1575 | 0.98684 | No | Katoomba_North | SDF2023
1979 | Katoomba | 2027 | . | 13.0124 | 2.1321 | 13.1859 | 0.98684 | 13.0124 | 2.1321 | 13.1859 | 0.98684 | No | Katoomba_North | SDF2023
1980 | Katoomba | 2028 | . | 13.1113 | 2.1483 | 13.2861 | 0.98684 | 13.1113 | 2.1483 | 13.2861 | 0.98684 | No | Katoomba_North | SDF2023
1981 | Katoomba | 2029 | . | 13.2796 | 2.1759 | 13.4567 | 0.98684 | 13.2796 | 2.1759 | 13.4567 | 0.98684 | No | Katoomba_North | SDF2023
1982 | Katoomba | 2030 | . | 13.4445 | 2.2029 | 13.6238 | 0.98684 | 13.4445 | 2.2029 | 13.6238 | 0.98684 | No | Katoomba_North | SDF2023
1983 | Katoomba | 2031 | . | 13.7029 | 2.2453 | 13.8856 | 0.98684 | 13.7029 | 2.2453 | 13.8856 | 0.98684 | No | Katoomba_North | SDF2023
1984 | Katoomba | 2032 | . | 13.9612 | 2.2876 | 14.1474 | 0.98684 | 13.9612 | 2.2876 | 14.1474 | 0.98684 | No | Katoomba_North | SDF2023
1985 | Wentworth_Falls | 2017 | 4.801 | 4.694 | 1.008 | 4.801 | 0.97771 | 4.694 | 1.008 | 4.801 | 0.97771 | No | Katoomba_North | SDF2023
1986 | Wentworth_Falls | 2018 | 4.61 | 4.608 | 0.13578 | 4.61 | 0.99957 | 4.608 | 0.13578 | 4.61 | 0.99957 | No | Katoomba_North | SDF2023
1987 | Wentworth_Falls | 2019 | 5.14 | 5.13 | 0.32047 | 5.14 | 0.99805 | 5.13 | 0.32047 | 5.14 | 0.99805 | No | Katoomba_North | SDF2023
1988 | Wentworth_Falls | 2020 | 5.811 | 5.74 | 0.90561 | 5.811 | 0.98778 | 5.74 | 0.90561 | 5.811 | 0.98778 | No | Katoomba_North | SDF2023
1989 | Wentworth_Falls | 2021 | 4.797 | 4.797 | . | 4.797 | 1 | 4.797 | . | 4.797 | 1 | No | Katoomba_North | SDF2023
1990 | Wentworth_Falls | 2022 | 4.7323 | 4.7322 | 0.032266 | 4.7323 | 0.99998 | 4.7322 | 0.032266 | 4.7323 | 0.99998 | No | Katoomba_North | SDF2023
1991 | Wentworth_Falls | 2023 | . | 4.7523 | 0.52956 | 4.7817 | 0.99385 | 4.7523 | 0.52956 | 4.7817 | 0.99385 | No | Katoomba_North | SDF2023
1992 | Wentworth_Falls | 2024 | . | 4.8158 | 0.53663 | 4.8456 | 0.99385 | 4.8158 | 0.53663 | 4.8456 | 0.99385 | No | Katoomba_North | SDF2023
1993 | Wentworth_Falls | 2025 | . | 4.8563 | 0.54115 | 4.8864 | 0.99385 | 4.8563 | 0.54115 | 4.8864 | 0.99385 | No | Katoomba_North | SDF2023
1994 | Wentworth_Falls | 2026 | . | 4.799 | 0.53476 | 4.8287 | 0.99385 | 4.799 | 0.53476 | 4.8287 | 0.99385 | No | Katoomba_North | SDF2023
1995 | Wentworth_Falls | 2027 | . | 4.8184 | 0.53693 | 4.8483 | 0.99385 | 4.8184 | 0.53693 | 4.8483 | 0.99385 | No | Katoomba_North | SDF2023
1996 | Wentworth_Falls | 2028 | . | 4.8621 | 0.54179 | 4.8921 | 0.99385 | 4.8621 | 0.54179 | 4.8921 | 0.99385 | No | Katoomba_North | SDF2023
1997 | Wentworth_Falls | 2029 | . | 4.9313 | 0.5495 | 4.9618 | 0.99385 | 4.9313 | 0.5495 | 4.9618 | 0.99385 | No | Katoomba_North | SDF2023
1998 | Wentworth_Falls | 2030 | . | 5.0013 | 0.5573 | 5.0323 | 0.99385 | 5.0013 | 0.5573 | 5.0323 | 0.99385 | No | Katoomba_North | SDF2023
1999 | Wentworth_Falls | 2031 | . | 5.0868 | 0.56683 | 5.1183 | 0.99385 | 5.0868 | 0.56683 | 5.1183 | 0.99385 | No | Katoomba_North | SDF2023
2000 | Wentworth_Falls | 2032 | . | 5.1723 | 0.57636 | 5.2043 | 0.99385 | 5.1723 | 0.57636 | 5.2043 | 0.99385 | No | Katoomba_North | SDF2023
2001 | Undiversified | 2017 | 23.061 | 22.422 | 5.3158 | 23.061 | 0.97229 | 22.422 | 5.3158 | 23.061 | 0.97229 | No | Katoomba_North | SDF2023
2002 | Undiversified | 2018 | 22.281 | 21.858 | 3.9701 | 22.3016 | 0.98011 | 21.858 | 3.9701 | 22.3016 | 0.98011 | No | Katoomba_North | SDF2023
2003 | Undiversified | 2019 | 23.605 | 23.431 | 2.7117 | 23.603 | 0.99271 | 23.431 | 2.7117 | 23.603 | 0.99271 | No | Katoomba_North | SDF2023
2004 | Undiversified | 2020 | 23.378 | 23.247 | 2.3561 | 23.378 | 0.9944 | 23.247 | 2.3561 | 23.378 | 0.9944 | No | Katoomba_North | SDF2023
2005 | Undiversified | 2021 | 22.113 | 22.051 | 1.4566 | 22.113 | 0.9972 | 22.051 | 1.4566 | 22.113 | 0.9972 | No | Katoomba_North | SDF2023
2006 | Undiversified | 2022 | 22.879 | 22.8562 | 0.93961 | 22.879 | 0.999 | 22.8562 | 0.93961 | 22.879 | 0.999 | No | Katoomba_North | SDF2023
2007 | Undiversified | 2023 | . | 23.4276 | 3.3836 | 23.6764 | 0.98949 | 23.4276 | 3.3836 | 23.6764 | 0.98949 | No | Katoomba_North | SDF2023
2008 | Undiversified | 2024 | . | 23.4089 | 3.3765 | 23.657 | 0.98951 | 23.4089 | 3.3765 | 23.657 | 0.98951 | No | Katoomba_North | SDF2023
2009 | Undiversified | 2025 | . | 23.6707 | 3.4144 | 23.9215 | 0.98951 | 23.6707 | 3.4144 | 23.9215 | 0.98951 | No | Katoomba_North | SDF2023
2010 | Undiversified | 2026 | . | 23.2364 | 3.3508 | 23.4826 | 0.98952 | 23.2364 | 3.3508 | 23.4826 | 0.98952 | No | Katoomba_North | SDF2023
2011 | Undiversified | 2027 | . | 23.3092 | 3.3608 | 23.556 | 0.98952 | 23.3092 | 3.3608 | 23.556 | 0.98952 | No | Katoomba_North | SDF2023
2012 | Undiversified | 2028 | . | 23.518 | 3.3902 | 23.767 | 0.98953 | 23.518 | 3.3902 | 23.767 | 0.98953 | No | Katoomba_North | SDF2023
2013 | Undiversified | 2029 | . | 23.8618 | 3.4389 | 24.1142 | 0.98953 | 23.8618 | 3.4389 | 24.1142 | 0.98953 | No | Katoomba_North | SDF2023
2014 | Undiversified | 2030 | . | 24.2018 | 3.487 | 24.4577 | 0.98954 | 24.2018 | 3.487 | 24.4577 | 0.98954 | No | Katoomba_North | SDF2023
2015 | Undiversified | 2031 | . | 24.7047 | 3.5589 | 24.9659 | 0.98954 | 24.7047 | 3.5589 | 24.9659 | 0.98954 | No | Katoomba_North | SDF2023
2016 | Undiversified | 2032 | . | 25.2077 | 3.6309 | 25.4741 | 0.98954 | 25.2077 | 3.6309 | 25.4741 | 0.98954 | No | Katoomba_North | SDF2023
2017 | Diversified | 2017 | 23.2639 | 22.464 | 6.048 | 23.2639 | 0.96562 | 22.464 | 6.048 | 23.2639 | 0.96562 | No | Katoomba_North | SDF2023
2018 | Diversified | 2018 | 18.5735 | 18.36 | 2.808 | 18.5735 | 0.98851 | 18.36 | 2.808 | 18.5735 | 0.98851 | No | Katoomba_North | SDF2023
2019 | Diversified | 2019 | 14.775 | 14.78 | . | 14.78 | 1 | 14.78 | . | 14.78 | 1 | No | Katoomba_North | SDF2023
2020 | Diversified | 2020 | 13.8495 | 13.68 | 2.16 | 13.8495 | 0.98776 | 13.68 | 2.16 | 13.8495 | 0.98776 | No | Katoomba_North | SDF2023
2021 | Diversified | 2021 | 12.6892 | 12.64 | 1.0931 | 12.6872 | 0.99628 | 12.64 | 1.0931 | 12.6872 | 0.99628 | No | Katoomba_North | SDF2023
2022 | Diversified | 2022 | 13.6896 | 13.628 | 1.2967 | 13.6896 | 0.9955 | 13.628 | 1.2967 | 13.6896 | 0.9955 | No | Katoomba_North | SDF2023
2023 | Diversified | 2023 | . | 16.5113 | 2.4757 | 16.6959 | 0.98894 | 16.5113 | 2.4757 | 16.6959 | 0.98894 | No | Katoomba_North | SDF2023
2024 | Diversified | 2024 | . | 16.4981 | 2.4737 | 16.6826 | 0.98894 | 16.4981 | 2.4737 | 16.6826 | 0.98894 | No | Katoomba_North | SDF2023
2025 | Diversified | 2025 | . | 16.6826 | 2.5014 | 16.8691 | 0.98894 | 16.6826 | 2.5014 | 16.8691 | 0.98894 | No | Katoomba_North | SDF2023
2026 | Diversified | 2026 | . | 16.3766 | 2.4555 | 16.5597 | 0.98894 | 16.3766 | 2.4555 | 16.5597 | 0.98894 | No | Katoomba_North | SDF2023
2027 | Diversified | 2027 | . | 16.4279 | 2.4632 | 16.6115 | 0.98894 | 16.4279 | 2.4632 | 16.6115 | 0.98894 | No | Katoomba_North | SDF2023
2028 | Diversified | 2028 | . | 16.5751 | 2.4853 | 16.7603 | 0.98894 | 16.5751 | 2.4853 | 16.7603 | 0.98894 | No | Katoomba_North | SDF2023
2029 | Diversified | 2029 | . | 16.8173 | 2.5216 | 17.0053 | 0.98894 | 16.8173 | 2.5216 | 17.0053 | 0.98894 | No | Katoomba_North | SDF2023
2030 | Diversified | 2030 | . | 17.057 | 2.5575 | 17.2476 | 0.98894 | 17.057 | 2.5575 | 17.2476 | 0.98894 | No | Katoomba_North | SDF2023
2031 | Diversified | 2031 | . | 17.4114 | 2.6107 | 17.6061 | 0.98894 | 17.4114 | 2.6107 | 17.6061 | 0.98894 | No | Katoomba_North | SDF2023
2032 | Diversified | 2032 | . | 17.7659 | 2.6638 | 17.9645 | 0.98894 | 17.7659 | 2.6638 | 17.9645 | 0.98894 | No | Katoomba_North | SDF2023
2033 | Hazelbrook | 2017 | 8.7074 | 8.69 | 0.55043 | 8.7074 | 0.998 | 8.69 | 0.55043 | 8.7074 | 0.998 | No | Lawson | SDF2023
2034 | Hazelbrook | 2018 | 8.37 | 8.37 | . | 8.37 | 1 | 8.37 | . | 8.37 | 1 | No | Lawson | SDF2023
2035 | Hazelbrook | 2019 | 8.68 | 8.586 | 1.2461 | 8.676 | 0.98963 | 8.586 | 1.2461 | 8.676 | 0.98963 | No | Lawson | SDF2023
2036 | Hazelbrook | 2020 | 10.061 | 9.972 | 1.3353 | 10.061 | 0.99115 | 9.972 | 1.3353 | 10.061 | 0.99115 | No | Lawson | SDF2023
2037 | Hazelbrook | 2021 | 7.38 | 7.362 | 0.51513 | 7.38 | 0.99756 | 7.362 | 0.51513 | 7.38 | 0.99756 | No | Lawson | SDF2023
2038 | Hazelbrook | 2022 | 6.6707 | 6.6555 | 0.45006 | 6.6707 | 0.99772 | 6.6555 | 0.45006 | 6.6707 | 0.99772 | No | Lawson | SDF2023
2039 | Hazelbrook | 2023 | . | 7.0855 | 0.66091 | 7.1163 | 0.99568 | 7.0855 | 0.66091 | 7.1163 | 0.99568 | No | Lawson | SDF2023
2040 | Hazelbrook | 2024 | . | 7.024 | 0.65517 | 7.0545 | 0.99568 | 7.024 | 0.65517 | 7.0545 | 0.99568 | No | Lawson | SDF2023
2041 | Hazelbrook | 2025 | . | 7.1291 | 0.66498 | 7.1601 | 0.99568 | 7.1291 | 0.66498 | 7.1601 | 0.99568 | No | Lawson | SDF2023
2042 | Hazelbrook | 2026 | . | 6.9907 | 0.65207 | 7.021 | 0.99568 | 6.9907 | 0.65207 | 7.021 | 0.99568 | No | Lawson | SDF2023
2043 | Hazelbrook | 2027 | . | 7.0466 | 0.65728 | 7.0772 | 0.99568 | 7.0466 | 0.65728 | 7.0772 | 0.99568 | No | Lawson | SDF2023
2044 | Hazelbrook | 2028 | . | 7.1628 | 0.66812 | 7.1939 | 0.99568 | 7.1628 | 0.66812 | 7.1939 | 0.99568 | No | Lawson | SDF2023
2045 | Hazelbrook | 2029 | . | 7.3386 | 0.68452 | 7.3705 | 0.99568 | 7.3386 | 0.68452 | 7.3705 | 0.99568 | No | Lawson | SDF2023
2046 | Hazelbrook | 2030 | . | 7.5157 | 0.70104 | 7.5483 | 0.99568 | 7.5157 | 0.70104 | 7.5483 | 0.99568 | No | Lawson | SDF2023
2047 | Hazelbrook | 2031 | . | 7.7688 | 0.72465 | 7.8026 | 0.99568 | 7.7688 | 0.72465 | 7.8026 | 0.99568 | No | Lawson | SDF2023
2048 | Hazelbrook | 2032 | . | 8.022 | 0.74826 | 8.0568 | 0.99568 | 8.022 | 0.74826 | 8.0568 | 0.99568 | No | Lawson | SDF2023
2049 | Sydney_Trains_Lawson | 2017 | 15.045 | 14.969 | 1.5103 | 15.045 | 0.99495 | 14.969 | 1.5103 | 15.045 | 0.99495 | Yes | Lawson | SDF2023
2050 | Sydney_Trains_Lawson | 2018 | 13.902 | 13.797 | 1.7054 | 13.902 | 0.99245 | 13.797 | 1.7054 | 13.902 | 0.99245 | Yes | Lawson | SDF2023
2051 | Sydney_Trains_Lawson | 2019 | 13.902 | 13.5 | 1.6687 | 13.6027 | 0.99245 | 13.5 | 1.6687 | 13.6027 | 0.99245 | Yes | Lawson | SDF2023
2052 | Sydney_Trains_Lawson | 2020 | 14.0675 | 13.9202 | 2.0748 | 14.074 | 0.98907 | 13.9202 | 2.0748 | 14.074 | 0.98907 | Yes | Lawson | SDF2023
2053 | Sydney_Trains_Lawson | 2021 | 10.879 | 10.805 | 1.2667 | 10.879 | 0.9932 | 10.805 | 1.2667 | 10.879 | 0.9932 | Yes | Lawson | SDF2023
2054 | Sydney_Trains_Lawson | 2022 | 9.5349 | 9.4686 | 1.1225 | 9.5349 | 0.99305 | 9.4686 | 1.1225 | 9.5349 | 0.99305 | Yes | Lawson | SDF2023
2055 | Sydney_Trains_Lawson | 2023 | . | 9.4686 | 1.1641 | 9.5399 | 0.99253 | 9.4686 | 1.1641 | 9.5399 | 0.99253 | Yes | Lawson | SDF2023
2056 | Sydney_Trains_Lawson | 2024 | . | 9.4686 | 1.1641 | 9.5399 | 0.99253 | 9.4686 | 1.1641 | 9.5399 | 0.99253 | Yes | Lawson | SDF2023
2057 | Sydney_Trains_Lawson | 2025 | . | 9.4686 | 1.1641 | 9.5399 | 0.99253 | 9.4686 | 1.1641 | 9.5399 | 0.99253 | Yes | Lawson | SDF2023
2058 | Sydney_Trains_Lawson | 2026 | . | 9.4686 | 1.1641 | 9.5399 | 0.99253 | 9.4686 | 1.1641 | 9.5399 | 0.99253 | Yes | Lawson | SDF2023
2059 | Sydney_Trains_Lawson | 2027 | . | 9.4686 | 1.1641 | 9.5399 | 0.99253 | 9.4686 | 1.1641 | 9.5399 | 0.99253 | Yes | Lawson | SDF2023
2060 | Sydney_Trains_Lawson | 2028 | . | 9.4686 | 1.1641 | 9.5399 | 0.99253 | 9.4686 | 1.1641 | 9.5399 | 0.99253 | Yes | Lawson | SDF2023
2061 | Sydney_Trains_Lawson | 2029 | . | 9.4686 | 1.1641 | 9.5399 | 0.99253 | 9.4686 | 1.1641 | 9.5399 | 0.99253 | Yes | Lawson | SDF2023
2062 | Sydney_Trains_Lawson | 2030 | . | 9.4686 | 1.1641 | 9.5399 | 0.99253 | 9.4686 | 1.1641 | 9.5399 | 0.99253 | Yes | Lawson | SDF2023
2063 | Sydney_Trains_Lawson | 2031 | . | 9.4686 | 1.1641 | 9.5399 | 0.99253 | 9.4686 | 1.1641 | 9.5399 | 0.99253 | Yes | Lawson | SDF2023
2064 | Sydney_Trains_Lawson | 2032 | . | 9.4686 | 1.1641 | 9.5399 | 0.99253 | 9.4686 | 1.1641 | 9.5399 | 0.99253 | Yes | Lawson | SDF2023
2065 | Undiversified | 2017 | 23.7524 | 23.659 | 2.0607 | 23.7524 | 0.99607 | 23.659 | 2.0607 | 23.7524 | 0.99607 | No | Lawson | SDF2023
2066 | Undiversified | 2018 | 22.272 | 22.167 | 1.7054 | 22.272 | 0.99529 | 22.167 | 1.7054 | 22.272 | 0.99529 | No | Lawson | SDF2023
2067 | Undiversified | 2019 | 22.582 | 22.086 | 2.9148 | 22.2787 | 0.99135 | 22.086 | 2.9148 | 22.2787 | 0.99135 | No | Lawson | SDF2023
2068 | Undiversified | 2020 | 24.1285 | 23.8922 | 3.41 | 24.135 | 0.98994 | 23.8922 | 3.41 | 24.135 | 0.98994 | No | Lawson | SDF2023
2069 | Undiversified | 2021 | 18.259 | 18.167 | 1.7819 | 18.259 | 0.99496 | 18.167 | 1.7819 | 18.259 | 0.99496 | No | Lawson | SDF2023
2070 | Undiversified | 2022 | 16.2056 | 16.1241 | 1.5725 | 16.2056 | 0.99497 | 16.1241 | 1.5725 | 16.2056 | 0.99497 | No | Lawson | SDF2023
2071 | Undiversified | 2023 | . | 16.5541 | 1.825 | 16.6562 | 0.99387 | 16.5541 | 1.825 | 16.6562 | 0.99387 | No | Lawson | SDF2023
2072 | Undiversified | 2024 | . | 16.4926 | 1.8193 | 16.5944 | 0.99387 | 16.4926 | 1.8193 | 16.5944 | 0.99387 | No | Lawson | SDF2023
2073 | Undiversified | 2025 | . | 16.5977 | 1.8291 | 16.7 | 0.99388 | 16.5977 | 1.8291 | 16.7 | 0.99388 | No | Lawson | SDF2023
2074 | Undiversified | 2026 | . | 16.4593 | 1.8162 | 16.5609 | 0.99386 | 16.4593 | 1.8162 | 16.5609 | 0.99386 | No | Lawson | SDF2023
2075 | Undiversified | 2027 | . | 16.5152 | 1.8214 | 16.6171 | 0.99387 | 16.5152 | 1.8214 | 16.6171 | 0.99387 | No | Lawson | SDF2023
2076 | Undiversified | 2028 | . | 16.6314 | 1.8322 | 16.7338 | 0.99388 | 16.6314 | 1.8322 | 16.7338 | 0.99388 | No | Lawson | SDF2023
2077 | Undiversified | 2029 | . | 16.8072 | 1.8486 | 16.9104 | 0.9939 | 16.8072 | 1.8486 | 16.9104 | 0.9939 | No | Lawson | SDF2023
2078 | Undiversified | 2030 | . | 16.9843 | 1.8652 | 17.0882 | 0.99392 | 16.9843 | 1.8652 | 17.0882 | 0.99392 | No | Lawson | SDF2023
2079 | Undiversified | 2031 | . | 17.2374 | 1.8888 | 17.3425 | 0.99394 | 17.2374 | 1.8888 | 17.3425 | 0.99394 | No | Lawson | SDF2023
2080 | Undiversified | 2032 | . | 17.4906 | 1.9124 | 17.5967 | 0.99397 | 17.4906 | 1.9124 | 17.5967 | 0.99397 | No | Lawson | SDF2023
2081 | Diversified | 2017 | 27.3198 | 26.91 | 4.7141 | 27.3198 | 0.985 | 26.91 | 4.7141 | 27.3198 | 0.985 | No | Lawson | SDF2023
2082 | Diversified | 2018 | 30.0711 | 29.62 | 5.1889 | 30.0711 | 0.985 | 29.62 | 5.1889 | 30.0711 | 0.985 | No | Lawson | SDF2023
2083 | Diversified | 2019 | 22.0353 | 21.89 | 2.5871 | 22.0424 | 0.99309 | 21.89 | 2.5871 | 22.0424 | 0.99309 | No | Lawson | SDF2023
2084 | Diversified | 2020 | 27.8327 | 27.636 | 3.3033 | 27.8327 | 0.99293 | 27.636 | 3.3033 | 27.8327 | 0.99293 | No | Lawson | SDF2023
2085 | Diversified | 2021 | 24.4063 | 21.847 | 10.88 | 24.4063 | 0.89514 | 21.847 | 10.88 | 24.4063 | 0.89514 | No | Lawson | SDF2023
2086 | Diversified | 2022 | 15.3058 | 15.278 | 0.9222 | 15.3058 | 0.99818 | 15.278 | 0.9222 | 15.3058 | 0.99818 | No | Lawson | SDF2023
2087 | Diversified | 2023 | . | 16.2646 | 3.7152 | 16.6835 | 0.97489 | 16.2646 | 3.7152 | 16.6835 | 0.97489 | No | Lawson | SDF2023
2088 | Diversified | 2024 | . | 16.2041 | 3.7014 | 16.6215 | 0.97489 | 16.2041 | 3.7014 | 16.6215 | 0.97489 | No | Lawson | SDF2023
2089 | Diversified | 2025 | . | 16.3074 | 3.725 | 16.7275 | 0.97489 | 16.3074 | 3.725 | 16.7275 | 0.97489 | No | Lawson | SDF2023
2090 | Diversified | 2026 | . | 16.1714 | 3.6939 | 16.5879 | 0.97489 | 16.1714 | 3.6939 | 16.5879 | 0.97489 | No | Lawson | SDF2023
2091 | Diversified | 2027 | . | 16.2263 | 3.7064 | 16.6442 | 0.97489 | 16.2263 | 3.7064 | 16.6442 | 0.97489 | No | Lawson | SDF2023
2092 | Diversified | 2028 | . | 16.3405 | 3.7325 | 16.7614 | 0.97489 | 16.3405 | 3.7325 | 16.7614 | 0.97489 | No | Lawson | SDF2023
2093 | Diversified | 2029 | . | 16.5132 | 3.772 | 16.9386 | 0.97489 | 16.5132 | 3.772 | 16.9386 | 0.97489 | No | Lawson | SDF2023
2094 | Diversified | 2030 | . | 16.6872 | 3.8117 | 17.117 | 0.97489 | 16.6872 | 3.8117 | 17.117 | 0.97489 | No | Lawson | SDF2023
2095 | Diversified | 2031 | . | 16.9359 | 3.8685 | 17.3721 | 0.97489 | 16.9359 | 3.8685 | 17.3721 | 0.97489 | No | Lawson | SDF2023
2096 | Diversified | 2032 | . | 17.1846 | 3.9253 | 17.6272 | 0.97489 | 17.1846 | 3.9253 | 17.6272 | 0.97489 | No | Lawson | SDF2023
2097 | Abbotsbury | 2017 | 42.738 | 40.9 | 12.3987 | 42.738 | 0.95699 | 40.9 | 12.3987 | 42.738 | 0.95699 | No | Liverpool_132kV_TS | SDF2023
2098 | Abbotsbury | 2018 | 36.232 | 34.87 | 9.8408 | 36.232 | 0.96241 | 34.87 | 9.8408 | 36.232 | 0.96241 | No | Liverpool_132kV_TS | SDF2023
2099 | Abbotsbury | 2019 | 37.36 | 36 | 9.9885 | 37.36 | 0.9636 | 36 | 9.9885 | 37.36 | 0.9636 | No | Liverpool_132kV_TS | SDF2023
2100 | Abbotsbury | 2020 | 40.328 | 39.163 | 9.6233 | 40.328 | 0.97111 | 39.163 | 9.6233 | 40.328 | 0.97111 | No | Liverpool_132kV_TS | SDF2023
2101 | Abbotsbury | 2021 | 35.309 | 34.338 | 8.2236 | 35.309 | 0.9725 | 34.338 | 8.2236 | 35.309 | 0.9725 | No | Liverpool_132kV_TS | SDF2023
2102 | Abbotsbury | 2022 | 31.7833 | 31.085 | 6.6258 | 31.7833 | 0.97803 | 31.085 | 6.6258 | 31.7833 | 0.97803 | No | Liverpool_132kV_TS | SDF2023
2103 | Abbotsbury | 2023 | . | 30.5591 | 7.9948 | 31.5876 | 0.96744 | 30.5591 | 7.9948 | 31.5876 | 0.96744 | No | Liverpool_132kV_TS | SDF2023
2104 | Abbotsbury | 2024 | . | 30.0934 | 7.873 | 31.1062 | 0.96744 | 30.0934 | 7.873 | 31.1062 | 0.96744 | No | Liverpool_132kV_TS | SDF2023
2105 | Abbotsbury | 2025 | . | 29.9095 | 7.8249 | 30.9162 | 0.96744 | 29.9095 | 7.8249 | 30.9162 | 0.96744 | No | Liverpool_132kV_TS | SDF2023
2106 | Abbotsbury | 2026 | . | 29.3722 | 7.6843 | 30.3607 | 0.96744 | 29.3722 | 7.6843 | 30.3607 | 0.96744 | No | Liverpool_132kV_TS | SDF2023
2107 | Abbotsbury | 2027 | . | 29.2029 | 7.64 | 30.1857 | 0.96744 | 29.2029 | 7.64 | 30.1857 | 0.96744 | No | Liverpool_132kV_TS | SDF2023
2108 | Abbotsbury | 2028 | . | 29.2025 | 7.6399 | 30.1854 | 0.96744 | 29.2025 | 7.6399 | 30.1854 | 0.96744 | No | Liverpool_132kV_TS | SDF2023
2109 | Abbotsbury | 2029 | . | 29.3728 | 7.6844 | 30.3613 | 0.96744 | 29.3728 | 7.6844 | 30.3613 | 0.96744 | No | Liverpool_132kV_TS | SDF2023
2110 | Abbotsbury | 2030 | . | 29.5059 | 7.7193 | 30.499 | 0.96744 | 29.5059 | 7.7193 | 30.499 | 0.96744 | No | Liverpool_132kV_TS | SDF2023
2111 | Abbotsbury | 2031 | . | 29.7686 | 7.788 | 30.7705 | 0.96744 | 29.7686 | 7.788 | 30.7705 | 0.96744 | No | Liverpool_132kV_TS | SDF2023
2112 | Abbotsbury | 2032 | . | 30.0312 | 7.8567 | 31.0419 | 0.96744 | 30.0312 | 7.8567 | 31.0419 | 0.96744 | No | Liverpool_132kV_TS | SDF2023
2113 | Undiversified | 2017 | 42.738 | 40.9 | 12.3987 | 42.738 | 0.95699 | 40.9 | 12.3987 | 42.738 | 0.95699 | No | Liverpool_132kV_TS | SDF2023
2114 | Undiversified | 2018 | 36.232 | 34.87 | 9.8408 | 36.232 | 0.96241 | 34.87 | 9.8408 | 36.232 | 0.96241 | No | Liverpool_132kV_TS | SDF2023
2115 | Undiversified | 2019 | 37.36 | 36 | 9.9885 | 37.36 | 0.9636 | 36 | 9.9885 | 37.36 | 0.9636 | No | Liverpool_132kV_TS | SDF2023
2116 | Undiversified | 2020 | 40.328 | 39.163 | 9.6233 | 40.328 | 0.97111 | 39.163 | 9.6233 | 40.328 | 0.97111 | No | Liverpool_132kV_TS | SDF2023
2117 | Undiversified | 2021 | 35.309 | 34.338 | 8.2236 | 35.309 | 0.9725 | 34.338 | 8.2236 | 35.309 | 0.9725 | No | Liverpool_132kV_TS | SDF2023
2118 | Undiversified | 2022 | 31.7833 | 31.085 | 6.6258 | 31.7833 | 0.97803 | 31.085 | 6.6258 | 31.7833 | 0.97803 | No | Liverpool_132kV_TS | SDF2023
2119 | Undiversified | 2023 | . | 30.5591 | 7.9948 | 31.5876 | 0.96744 | 30.5591 | 7.9948 | 31.5876 | 0.96744 | No | Liverpool_132kV_TS | SDF2023
2120 | Undiversified | 2024 | . | 30.0934 | 7.873 | 31.1062 | 0.96744 | 30.0934 | 7.873 | 31.1062 | 0.96744 | No | Liverpool_132kV_TS | SDF2023
2121 | Undiversified | 2025 | . | 29.9095 | 7.8249 | 30.9162 | 0.96744 | 29.9095 | 7.8249 | 30.9162 | 0.96744 | No | Liverpool_132kV_TS | SDF2023
2122 | Undiversified | 2026 | . | 29.3722 | 7.6843 | 30.3607 | 0.96744 | 29.3722 | 7.6843 | 30.3607 | 0.96744 | No | Liverpool_132kV_TS | SDF2023
2123 | Undiversified | 2027 | . | 29.2029 | 7.64 | 30.1857 | 0.96744 | 29.2029 | 7.64 | 30.1857 | 0.96744 | No | Liverpool_132kV_TS | SDF2023
2124 | Undiversified | 2028 | . | 29.2025 | 7.6399 | 30.1854 | 0.96744 | 29.2025 | 7.6399 | 30.1854 | 0.96744 | No | Liverpool_132kV_TS | SDF2023
2125 | Undiversified | 2029 | . | 29.3728 | 7.6844 | 30.3613 | 0.96744 | 29.3728 | 7.6844 | 30.3613 | 0.96744 | No | Liverpool_132kV_TS | SDF2023
2126 | Undiversified | 2030 | . | 29.5059 | 7.7193 | 30.499 | 0.96744 | 29.5059 | 7.7193 | 30.499 | 0.96744 | No | Liverpool_132kV_TS | SDF2023
2127 | Undiversified | 2031 | . | 29.7686 | 7.788 | 30.7705 | 0.96744 | 29.7686 | 7.788 | 30.7705 | 0.96744 | No | Liverpool_132kV_TS | SDF2023
2128 | Undiversified | 2032 | . | 30.0312 | 7.8567 | 31.0419 | 0.96744 | 30.0312 | 7.8567 | 31.0419 | 0.96744 | No | Liverpool_132kV_TS | SDF2023
2129 | Diversified | 2017 | . | . | . | . | . | . | . | . | . | No | Liverpool_132kV_TS | SDF2023
2130 | Diversified | 2018 | . | . | . | . | . | . | . | . | . | No | Liverpool_132kV_TS | SDF2023
2131 | Diversified | 2019 | . | . | . | . | . | . | . | . | . | No | Liverpool_132kV_TS | SDF2023
2132 | Diversified | 2020 | . | . | . | . | . | . | . | . | . | No | Liverpool_132kV_TS | SDF2023
2133 | Diversified | 2021 | . | . | . | . | . | . | . | . | . | No | Liverpool_132kV_TS | SDF2023
2134 | Diversified | 2022 | . | . | . | . | . | . | . | . | . | No | Liverpool_132kV_TS | SDF2023
2135 | Diversified | 2023 | . | . | . | . | . | . | . | . | . | No | Liverpool_132kV_TS | SDF2023
2136 | Diversified | 2024 | . | . | . | . | . | . | . | . | . | No | Liverpool_132kV_TS | SDF2023
2137 | Diversified | 2025 | . | . | . | . | . | . | . | . | . | No | Liverpool_132kV_TS | SDF2023
2138 | Diversified | 2026 | . | . | . | . | . | . | . | . | . | No | Liverpool_132kV_TS | SDF2023
2139 | Diversified | 2027 | . | . | . | . | . | . | . | . | . | No | Liverpool_132kV_TS | SDF2023
2140 | Diversified | 2028 | . | . | . | . | . | . | . | . | . | No | Liverpool_132kV_TS | SDF2023
2141 | Diversified | 2029 | . | . | . | . | . | . | . | . | . | No | Liverpool_132kV_TS | SDF2023
2142 | Diversified | 2030 | . | . | . | . | . | . | . | . | . | No | Liverpool_132kV_TS | SDF2023
2143 | Diversified | 2031 | . | . | . | . | . | . | . | . | . | No | Liverpool_132kV_TS | SDF2023
2144 | Diversified | 2032 | . | . | . | . | . | . | . | . | . | No | Liverpool_132kV_TS | SDF2023
2145 | Anzac_Village | 2017 | 27.33 | 24.973 | 6.0156 | 25.6873 | 0.97219 | 21.572 | 5.1964 | 22.189 | 0.97219 | No | Liverpool_TS | SDF2023
2146 | Anzac_Village | 2018 | 23.347 | 24.18 | 5.527 | 24.8036 | 0.97486 | 20.66 | 4.7224 | 21.1928 | 0.97486 | No | Liverpool_TS | SDF2023
2147 | Anzac_Village | 2019 | 23.42 | 25.706 | . | 25.706 | 1 | 21.9394 | . | 21.9394 | 1 | No | Liverpool_TS | SDF2023
2148 | Anzac_Village | 2020 | 27.685 | 25.283 | 5.7312 | 25.9244 | 0.97526 | 21.676 | 4.9135 | 22.2259 | 0.97526 | No | Liverpool_TS | SDF2023
2149 | Anzac_Village | 2021 | 22.775 | 25.5796 | 4.4836 | 25.9696 | 0.98498 | 22.2435 | 3.8988 | 22.5826 | 0.98498 | No | Liverpool_TS | SDF2023
2150 | Anzac_Village | 2022 | 22.5833 | 26.0046 | 4.0828 | 26.3232 | 0.9879 | 22.7894 | 3.578 | 23.0686 | 0.9879 | No | Liverpool_TS | SDF2023
2151 | Anzac_Village | 2023 | . | 34.5505 | 6.5441 | 35.1648 | 0.98253 | 31.3353 | 5.9351 | 31.8924 | 0.98253 | No | Liverpool_TS | SDF2023
2152 | Anzac_Village | 2024 | . | 34.1468 | 6.4676 | 34.7539 | 0.98253 | 30.9316 | 5.8586 | 31.4815 | 0.98253 | No | Liverpool_TS | SDF2023
2153 | Anzac_Village | 2025 | . | 33.9913 | 6.4381 | 34.5956 | 0.98253 | 30.7947 | 5.8327 | 31.3423 | 0.98253 | No | Liverpool_TS | SDF2023
2154 | Anzac_Village | 2026 | . | 20.343 | 3.8531 | 20.7047 | 0.98253 | 17.1879 | 3.2555 | 17.4935 | 0.98253 | No | Liverpool_TS | SDF2023
2155 | Anzac_Village | 2027 | . | 20.4036 | 3.8646 | 20.7664 | 0.98253 | 17.2485 | 3.267 | 17.5552 | 0.98253 | No | Liverpool_TS | SDF2023
2156 | Anzac_Village | 2028 | . | 20.6244 | 3.9064 | 20.9911 | 0.98253 | 17.4693 | 3.3088 | 17.7799 | 0.98253 | No | Liverpool_TS | SDF2023
2157 | Anzac_Village | 2029 | . | 20.9628 | 3.9705 | 21.3355 | 0.98253 | 17.8125 | 3.3738 | 18.1292 | 0.98253 | No | Liverpool_TS | SDF2023
2158 | Anzac_Village | 2030 | . | 21.2325 | 4.0216 | 21.61 | 0.98253 | 18.1127 | 3.4306 | 18.4347 | 0.98253 | No | Liverpool_TS | SDF2023
2159 | Anzac_Village | 2031 | . | 21.575 | 4.0864 | 21.9586 | 0.98253 | 18.4588 | 3.4962 | 18.787 | 0.98253 | No | Liverpool_TS | SDF2023
2160 | Anzac_Village | 2032 | . | 21.8751 | 4.1433 | 22.264 | 0.98253 | 18.7625 | 3.5537 | 19.0961 | 0.98253 | No | Liverpool_TS | SDF2023
2161 | Canley_Vale | 2017 | 32.9 | 29.408 | 1.7785 | 29.4617 | 0.99818 | 26.236 | 1.5867 | 26.2839 | 0.99818 | No | Liverpool_TS | SDF2023
2162 | Canley_Vale | 2018 | 31.477 | 28.86 | 1.4006 | 28.894 | 0.99882 | 25.91 | 1.2574 | 25.9405 | 0.99882 | No | Liverpool_TS | SDF2023
2163 | Canley_Vale | 2019 | 34.62 | 37.2523 | 2.1961 | 37.317 | 0.99827 | 32.2451 | 1.9009 | 32.3011 | 0.99827 | No | Liverpool_TS | SDF2023
2164 | Canley_Vale | 2020 | 37.807 | 33.707 | 1.6276 | 33.7463 | 0.99884 | 29.139 | 1.407 | 29.173 | 0.99884 | No | Liverpool_TS | SDF2023
2165 | Canley_Vale | 2021 | 29.122 | 32.592 | 4.1567 | 32.856 | 0.99196 | 28.308 | 3.6104 | 28.5373 | 0.99196 | No | Liverpool_TS | SDF2023
2166 | Canley_Vale | 2022 | 26.385 | 33.2459 | 0.52576 | 33.2418 | 1.0001 | 29.0416 | 0.45927 | 29.0379 | 1.0001 | No | Liverpool_TS | SDF2023
2167 | Canley_Vale | 2023 | . | 33.1518 | 0.52428 | 33.1476 | 1.0001 | 28.9474 | 0.45779 | 28.9438 | 1.0001 | No | Liverpool_TS | SDF2023
2168 | Canley_Vale | 2024 | . | 35.4979 | 0.56138 | 35.4934 | 1.0001 | 31.2935 | 0.49489 | 31.2896 | 1.0001 | No | Liverpool_TS | SDF2023
2169 | Canley_Vale | 2025 | . | 35.4203 | 0.56015 | 35.4158 | 1.0001 | 31.2159 | 0.49366 | 31.212 | 1.0001 | No | Liverpool_TS | SDF2023
2170 | Canley_Vale | 2026 | . | 34.8239 | 0.55072 | 34.8195 | 1.0001 | 30.6195 | 0.48423 | 30.6157 | 1.0001 | No | Liverpool_TS | SDF2023
2171 | Canley_Vale | 2027 | . | 34.7243 | 0.54914 | 34.72 | 1.0001 | 30.5199 | 0.48265 | 30.5161 | 1.0001 | No | Liverpool_TS | SDF2023
2172 | Canley_Vale | 2028 | . | 34.8465 | 0.55108 | 34.8421 | 1.0001 | 30.6421 | 0.48459 | 30.6382 | 1.0001 | No | Liverpool_TS | SDF2023
2173 | Canley_Vale | 2029 | . | 35.1939 | 0.55657 | 35.1895 | 1.0001 | 30.9895 | 0.49008 | 30.9856 | 1.0001 | No | Liverpool_TS | SDF2023
2174 | Canley_Vale | 2030 | . | 35.5013 | 0.56143 | 35.4969 | 1.0001 | 31.2969 | 0.49494 | 31.293 | 1.0001 | No | Liverpool_TS | SDF2023
2175 | Canley_Vale | 2031 | . | 35.9849 | 0.56908 | 35.9804 | 1.0001 | 31.7805 | 0.50259 | 31.7766 | 1.0001 | No | Liverpool_TS | SDF2023
2176 | Canley_Vale | 2032 | . | 36.4685 | 0.57673 | 36.464 | 1.0001 | 32.2642 | 0.51024 | 32.2601 | 1.0001 | No | Liverpool_TS | SDF2023
2177 | Casula | 2017 | 33.067 | 32.08 | 8.0187 | 33.067 | 0.97015 | 32.08 | 8.0187 | 33.067 | 0.97015 | No | Liverpool_TS | SDF2023
2178 | Casula | 2018 | 30.686 | 29.99 | 6.4985 | 30.686 | 0.97732 | 29.99 | 6.4985 | 30.686 | 0.97732 | No | Liverpool_TS | SDF2023
2179 | Casula | 2019 | 31.26 | 30.5 | 6.8511 | 31.26 | 0.97569 | 30.5 | 6.8511 | 31.26 | 0.97569 | No | Liverpool_TS | SDF2023
2180 | Casula | 2020 | 29.123 | 28.575 | 5.623 | 29.123 | 0.98118 | 28.575 | 5.623 | 29.123 | 0.98118 | No | Liverpool_TS | SDF2023
2181 | Casula | 2021 | 30.943 | 30.475 | 5.3613 | 30.943 | 0.98488 | 30.475 | 5.3613 | 30.943 | 0.98488 | No | Liverpool_TS | SDF2023
2182 | Casula | 2022 | 28.2365 | 27.8125 | 4.8749 | 28.2365 | 0.98498 | 27.8125 | 4.8749 | 28.2365 | 0.98498 | No | Liverpool_TS | SDF2023
2183 | Casula | 2023 | . | 27.6877 | 4.853 | 28.1098 | 0.98498 | 27.6877 | 4.853 | 28.1098 | 0.98498 | No | Liverpool_TS | SDF2023
2184 | Casula | 2024 | . | 28.2004 | 4.9429 | 28.6304 | 0.98498 | 28.2004 | 4.9429 | 28.6304 | 0.98498 | No | Liverpool_TS | SDF2023
2185 | Casula | 2025 | . | 28.6077 | 5.0143 | 29.0438 | 0.98498 | 28.6077 | 5.0143 | 29.0438 | 0.98498 | No | Liverpool_TS | SDF2023
2186 | Casula | 2026 | . | 28.6721 | 5.0256 | 29.1092 | 0.98498 | 28.6721 | 5.0256 | 29.1092 | 0.98498 | No | Liverpool_TS | SDF2023
2187 | Casula | 2027 | . | 29.0928 | 5.0993 | 29.5363 | 0.98498 | 29.0928 | 5.0993 | 29.5363 | 0.98498 | No | Liverpool_TS | SDF2023
2188 | Casula | 2028 | . | 29.7006 | 5.2059 | 30.1534 | 0.98498 | 29.7006 | 5.2059 | 30.1534 | 0.98498 | No | Liverpool_TS | SDF2023
2189 | Casula | 2029 | . | 30.4966 | 5.3454 | 30.9615 | 0.98498 | 30.4966 | 5.3454 | 30.9615 | 0.98498 | No | Liverpool_TS | SDF2023
2190 | Casula | 2030 | . | 31.2519 | 5.4778 | 31.7284 | 0.98498 | 31.2519 | 5.4778 | 31.7284 | 0.98498 | No | Liverpool_TS | SDF2023
2191 | Casula | 2031 | . | 32.1437 | 5.6341 | 32.6337 | 0.98498 | 32.1437 | 5.6341 | 32.6337 | 0.98498 | No | Liverpool_TS | SDF2023
2192 | Casula | 2032 | . | 33.0354 | 5.7904 | 33.5391 | 0.98498 | 33.0354 | 5.7904 | 33.5391 | 0.98498 | No | Liverpool_TS | SDF2023
2193 | Chipping_Norton | 2017 | 21.201 | 20.47 | 5.5192 | 21.201 | 0.96552 | 20.47 | 5.5192 | 21.201 | 0.96552 | No | Liverpool_TS | SDF2023
2194 | Chipping_Norton | 2018 | 21.121 | 20.05 | 6.6403 | 21.121 | 0.94929 | 20.05 | 6.6403 | 21.121 | 0.94929 | No | Liverpool_TS | SDF2023
2195 | Chipping_Norton | 2019 | 25.82 | 24.863 | 6.976 | 25.8231 | 0.96282 | 24.863 | 6.976 | 25.8231 | 0.96282 | No | Liverpool_TS | SDF2023
2196 | Chipping_Norton | 2020 | 20.223 | 19.55 | 4.5661 | 20.0762 | 0.97379 | 19.55 | 4.5661 | 20.0762 | 0.97379 | No | Liverpool_TS | SDF2023
2197 | Chipping_Norton | 2021 | 18.21 | 17.905 | 3.3189 | 18.21 | 0.98325 | 17.905 | 3.3189 | 18.21 | 0.98325 | No | Liverpool_TS | SDF2023
2198 | Chipping_Norton | 2022 | 19.937 | 19.6 | 3.6502 | 19.937 | 0.9831 | 19.6 | 3.6502 | 19.937 | 0.9831 | No | Liverpool_TS | SDF2023
2199 | Chipping_Norton | 2023 | . | 19.8271 | 3.6925 | 20.168 | 0.9831 | 19.8271 | 3.6925 | 20.168 | 0.9831 | No | Liverpool_TS | SDF2023
2200 | Chipping_Norton | 2024 | . | 19.618 | 3.6535 | 19.9553 | 0.9831 | 19.618 | 3.6535 | 19.9553 | 0.9831 | No | Liverpool_TS | SDF2023
2201 | Chipping_Norton | 2025 | . | 19.5413 | 3.6393 | 19.8773 | 0.9831 | 19.5413 | 3.6393 | 19.8773 | 0.9831 | No | Liverpool_TS | SDF2023
2202 | Chipping_Norton | 2026 | . | 19.202 | 3.5761 | 19.5321 | 0.9831 | 19.202 | 3.5761 | 19.5321 | 0.9831 | No | Liverpool_TS | SDF2023
2203 | Chipping_Norton | 2027 | . | 19.048 | 3.5474 | 19.3755 | 0.9831 | 19.048 | 3.5474 | 19.3755 | 0.9831 | No | Liverpool_TS | SDF2023
2204 | Chipping_Norton | 2028 | . | 19.043 | 3.5465 | 19.3704 | 0.9831 | 19.043 | 3.5465 | 19.3704 | 0.9831 | No | Liverpool_TS | SDF2023
2205 | Chipping_Norton | 2029 | . | 19.0997 | 3.557 | 19.4281 | 0.9831 | 19.0997 | 3.557 | 19.4281 | 0.9831 | No | Liverpool_TS | SDF2023
2206 | Chipping_Norton | 2030 | . | 19.1416 | 3.5648 | 19.4707 | 0.9831 | 19.1416 | 3.5648 | 19.4707 | 0.9831 | No | Liverpool_TS | SDF2023
2207 | Chipping_Norton | 2031 | . | 19.2318 | 3.5816 | 19.5625 | 0.9831 | 19.2318 | 3.5816 | 19.5625 | 0.9831 | No | Liverpool_TS | SDF2023
2208 | Chipping_Norton | 2032 | . | 19.322 | 3.5984 | 19.6542 | 0.9831 | 19.322 | 3.5984 | 19.6542 | 0.9831 | No | Liverpool_TS | SDF2023
2209 | Liverpool_Military_Area | 2017 | 8.004 | 8.004 | . | 8.004 | 1 | 8.004 | . | 8.004 | 1 | Yes | Liverpool_TS | SDF2023
2210 | Liverpool_Military_Area | 2018 | 6.917 | 6.917 | 2.274 | 7.2812 | 0.94998 | 6.917 | 2.274 | 7.2812 | 0.94998 | Yes | Liverpool_TS | SDF2023
2211 | Liverpool_Military_Area | 2019 | 5.39 | 5.379 | 0.32812 | 5.389 | 0.99814 | 5.379 | 0.32812 | 5.389 | 0.99814 | Yes | Liverpool_TS | SDF2023
2212 | Liverpool_Military_Area | 2020 | 7.166 | 6.963 | 1.6936 | 7.166 | 0.97167 | 6.963 | 1.6936 | 7.166 | 0.97167 | Yes | Liverpool_TS | SDF2023
2213 | Liverpool_Military_Area | 2021 | 6.257 | 6.122 | 1.2927 | 6.257 | 0.97842 | 6.122 | 1.2927 | 6.257 | 0.97842 | Yes | Liverpool_TS | SDF2023
2214 | Liverpool_Military_Area | 2022 | 6.007 | 5.977 | 0.5996 | 6.007 | 0.99501 | 5.977 | 0.5996 | 6.007 | 0.99501 | Yes | Liverpool_TS | SDF2023
2215 | Liverpool_Military_Area | 2023 | . | 5.977 | 1.2554 | 6.1074 | 0.97864 | 5.977 | 1.2554 | 6.1074 | 0.97864 | Yes | Liverpool_TS | SDF2023
2216 | Liverpool_Military_Area | 2024 | . | 8.4236 | 1.7693 | 8.6074 | 0.97864 | 8.4236 | 1.7693 | 8.6074 | 0.97864 | Yes | Liverpool_TS | SDF2023
2217 | Liverpool_Military_Area | 2025 | . | 8.4236 | 1.7693 | 8.6074 | 0.97864 | 8.4236 | 1.7693 | 8.6074 | 0.97864 | Yes | Liverpool_TS | SDF2023
2218 | Liverpool_Military_Area | 2026 | . | 10.8702 | 2.2832 | 11.1074 | 0.97864 | 10.8702 | 2.2832 | 11.1074 | 0.97864 | Yes | Liverpool_TS | SDF2023
2219 | Liverpool_Military_Area | 2027 | . | 10.8702 | 2.2832 | 11.1074 | 0.97864 | 10.8702 | 2.2832 | 11.1074 | 0.97864 | Yes | Liverpool_TS | SDF2023
2220 | Liverpool_Military_Area | 2028 | . | 10.8702 | 2.2832 | 11.1074 | 0.97864 | 10.8702 | 2.2832 | 11.1074 | 0.97864 | Yes | Liverpool_TS | SDF2023
2221 | Liverpool_Military_Area | 2029 | . | 10.8702 | 2.2832 | 11.1074 | 0.97864 | 10.8702 | 2.2832 | 11.1074 | 0.97864 | Yes | Liverpool_TS | SDF2023
2222 | Liverpool_Military_Area | 2030 | . | 10.8702 | 2.2832 | 11.1074 | 0.97864 | 10.8702 | 2.2832 | 11.1074 | 0.97864 | Yes | Liverpool_TS | SDF2023
2223 | Liverpool_Military_Area | 2031 | . | 10.8702 | 2.2832 | 11.1074 | 0.97864 | 10.8702 | 2.2832 | 11.1074 | 0.97864 | Yes | Liverpool_TS | SDF2023
2224 | Liverpool_Military_Area | 2032 | . | 10.8702 | 2.2832 | 11.1074 | 0.97864 | 10.8702 | 2.2832 | 11.1074 | 0.97864 | Yes | Liverpool_TS | SDF2023
2225 | MB_Logistics_Park | 2017 | . | . | . | . | . | . | . | . | . | Yes | Liverpool_TS | SDF2023
2226 | MB_Logistics_Park | 2018 | . | . | . | . | . | . | . | . | . | Yes | Liverpool_TS | SDF2023
2227 | MB_Logistics_Park | 2019 | . | . | . | . | . | . | . | . | . | Yes | Liverpool_TS | SDF2023
2228 | MB_Logistics_Park | 2020 | . | . | . | . | . | . | . | . | . | Yes | Liverpool_TS | SDF2023
2229 | MB_Logistics_Park | 2021 | . | . | . | . | . | . | . | . | . | Yes | Liverpool_TS | SDF2023
2230 | MB_Logistics_Park | 2022 | . | . | . | . | . | . | . | . | . | Yes | Liverpool_TS | SDF2023
2231 | MB_Logistics_Park | 2023 | . | . | . | . | . | . | . | . | . | Yes | Liverpool_TS | SDF2023
2232 | MB_Logistics_Park | 2024 | . | . | . | . | . | . | . | . | . | Yes | Liverpool_TS | SDF2023
2233 | MB_Logistics_Park | 2025 | . | . | . | . | . | . | . | . | . | Yes | Liverpool_TS | SDF2023
2234 | MB_Logistics_Park | 2026 | . | 31.92 | 10.4916 | 33.6 | 0.95 | 31.92 | 10.4916 | 33.6 | 0.95 | Yes | Liverpool_TS | SDF2023
2235 | MB_Logistics_Park | 2027 | . | 31.92 | 10.4916 | 33.6 | 0.95 | 31.92 | 10.4916 | 33.6 | 0.95 | Yes | Liverpool_TS | SDF2023
2236 | MB_Logistics_Park | 2028 | . | 31.92 | 10.4916 | 33.6 | 0.95 | 31.92 | 10.4916 | 33.6 | 0.95 | Yes | Liverpool_TS | SDF2023
2237 | MB_Logistics_Park | 2029 | . | 31.92 | 10.4916 | 33.6 | 0.95 | 31.92 | 10.4916 | 33.6 | 0.95 | Yes | Liverpool_TS | SDF2023
2238 | MB_Logistics_Park | 2030 | . | 31.92 | 10.4916 | 33.6 | 0.95 | 31.92 | 10.4916 | 33.6 | 0.95 | Yes | Liverpool_TS | SDF2023
2239 | MB_Logistics_Park | 2031 | . | 31.92 | 10.4916 | 33.6 | 0.95 | 31.92 | 10.4916 | 33.6 | 0.95 | Yes | Liverpool_TS | SDF2023
2240 | MB_Logistics_Park | 2032 | . | 31.92 | 10.4916 | 33.6 | 0.95 | 31.92 | 10.4916 | 33.6 | 0.95 | Yes | Liverpool_TS | SDF2023
2241 | Liverpool | 2017 | 38.003 | 37.209 | 9.9217 | 38.5091 | 0.96624 | 34.064 | 9.0831 | 35.2542 | 0.96624 | No | Liverpool_TS | SDF2023
2242 | Liverpool | 2018 | 37.096 | 38.87 | 2.8019 | 38.9709 | 0.99741 | 35.46 | 2.5561 | 35.552 | 0.99741 | No | Liverpool_TS | SDF2023
2243 | Liverpool | 2019 | 39.4 | 41.1534 | 5.2772 | 41.4903 | 0.99188 | 37.6401 | 4.8267 | 37.9483 | 0.99188 | No | Liverpool_TS | SDF2023
2244 | Liverpool | 2020 | 37.505 | 38.1381 | 3.0195 | 38.2574 | 0.99688 | 34.7014 | 2.7474 | 34.81 | 0.99688 | No | Liverpool_TS | SDF2023
2245 | Liverpool | 2021 | 35.281 | 38.4654 | 4.9885 | 38.7875 | 0.9917 | 35.2607 | 4.5729 | 35.556 | 0.9917 | No | Liverpool_TS | SDF2023
2246 | Liverpool | 2022 | 37.8762 | 39.2877 | 7.5249 | 40.0019 | 0.98215 | 36.0374 | 6.9024 | 36.6925 | 0.98215 | No | Liverpool_TS | SDF2023
2247 | Liverpool | 2023 | . | 41.6123 | 6.5852 | 42.1301 | 0.98771 | 38.362 | 6.0708 | 38.8394 | 0.98771 | No | Liverpool_TS | SDF2023
2248 | Liverpool | 2024 | . | 51.6532 | 8.1742 | 52.296 | 0.98771 | 48.4029 | 7.6598 | 49.0053 | 0.98771 | No | Liverpool_TS | SDF2023
2249 | Liverpool | 2025 | . | 53.2379 | 8.4249 | 53.9004 | 0.98771 | 49.9876 | 7.9106 | 50.6096 | 0.98771 | No | Liverpool_TS | SDF2023
2250 | Liverpool | 2026 | . | 54.2025 | 8.5776 | 54.877 | 0.98771 | 50.9522 | 8.0632 | 51.5863 | 0.98771 | No | Liverpool_TS | SDF2023
2251 | Liverpool | 2027 | . | 55.7034 | 8.8151 | 56.3966 | 0.98771 | 52.4531 | 8.3007 | 53.1059 | 0.98771 | No | Liverpool_TS | SDF2023
2252 | Liverpool | 2028 | . | 57.4801 | 9.0963 | 58.1954 | 0.98771 | 54.2298 | 8.5819 | 54.9046 | 0.98771 | No | Liverpool_TS | SDF2023
2253 | Liverpool | 2029 | . | 59.3874 | 9.3981 | 60.1264 | 0.98771 | 56.1371 | 8.8837 | 56.8357 | 0.98771 | No | Liverpool_TS | SDF2023
2254 | Liverpool | 2030 | . | 61.1569 | 9.6781 | 61.918 | 0.98771 | 57.9066 | 9.1638 | 58.6272 | 0.98771 | No | Liverpool_TS | SDF2023
2255 | Liverpool | 2031 | . | 62.9795 | 9.9665 | 63.7632 | 0.98771 | 59.7292 | 9.4522 | 60.4725 | 0.98771 | No | Liverpool_TS | SDF2023
2256 | Liverpool | 2032 | . | 64.7053 | 10.2396 | 65.5105 | 0.98771 | 61.455 | 9.7253 | 62.2197 | 0.98771 | No | Liverpool_TS | SDF2023
2257 | Moorebank | 2017 | 30.521 | 30.52 | 0.24706 | 30.521 | 0.99997 | 30.52 | 0.24706 | 30.521 | 0.99997 | No | Liverpool_TS | SDF2023
2258 | Moorebank | 2018 | 27.167 | 26.02 | 7.919 | 27.1984 | 0.95668 | 26.02 | 7.919 | 27.1984 | 0.95668 | No | Liverpool_TS | SDF2023
2259 | Moorebank | 2019 | 24.63 | 24.516 | 2.3248 | 24.626 | 0.99553 | 24.516 | 2.3248 | 24.626 | 0.99553 | No | Liverpool_TS | SDF2023
2260 | Moorebank | 2020 | 23.729 | 23.686 | 1.4279 | 23.729 | 0.99819 | 23.686 | 1.4279 | 23.729 | 0.99819 | No | Liverpool_TS | SDF2023
2261 | Moorebank | 2021 | 21.138 | 21.075 | 1.6308 | 21.138 | 0.99702 | 21.075 | 1.6308 | 21.138 | 0.99702 | No | Liverpool_TS | SDF2023
2262 | Moorebank | 2022 | 22.3933 | 22.02 | 4.0718 | 22.3933 | 0.98333 | 22.02 | 4.0718 | 22.3933 | 0.98333 | No | Liverpool_TS | SDF2023
2263 | Moorebank | 2023 | . | 21.7806 | 3.339 | 22.0351 | 0.98845 | 21.7806 | 3.339 | 22.0351 | 0.98845 | No | Liverpool_TS | SDF2023
2264 | Moorebank | 2024 | . | 24.3965 | 3.74 | 24.6815 | 0.98845 | 24.3965 | 3.74 | 24.6815 | 0.98845 | No | Liverpool_TS | SDF2023
2265 | Moorebank | 2025 | . | 24.6451 | 3.7782 | 24.933 | 0.98845 | 24.6451 | 3.7782 | 24.933 | 0.98845 | No | Liverpool_TS | SDF2023
2266 | Moorebank | 2026 | . | 24.5725 | 3.767 | 24.8596 | 0.98845 | 24.5725 | 3.767 | 24.8596 | 0.98845 | No | Liverpool_TS | SDF2023
2267 | Moorebank | 2027 | . | 24.5002 | 3.7559 | 24.7864 | 0.98845 | 24.5002 | 3.7559 | 24.7864 | 0.98845 | No | Liverpool_TS | SDF2023
2268 | Moorebank | 2028 | . | 24.4281 | 3.7449 | 24.7135 | 0.98845 | 24.4281 | 3.7449 | 24.7135 | 0.98845 | No | Liverpool_TS | SDF2023
2269 | Moorebank | 2029 | . | 24.3563 | 3.7339 | 24.6408 | 0.98845 | 24.3563 | 3.7339 | 24.6408 | 0.98845 | No | Liverpool_TS | SDF2023
2270 | Moorebank | 2030 | . | 24.2847 | 3.7229 | 24.5684 | 0.98845 | 24.2847 | 3.7229 | 24.5684 | 0.98845 | No | Liverpool_TS | SDF2023
2271 | Moorebank | 2031 | . | 24.2134 | 3.712 | 24.4963 | 0.98845 | 24.2134 | 3.712 | 24.4963 | 0.98845 | No | Liverpool_TS | SDF2023
2272 | Moorebank | 2032 | . | 24.1423 | 3.7011 | 24.4243 | 0.98845 | 24.1423 | 3.7011 | 24.4243 | 0.98845 | No | Liverpool_TS | SDF2023
2273 | Undiversified | 2017 | 191.026 | 182.664 | 31.5008 | 186.4511 | 0.97969 | 172.946 | 29.6511 | 176.5202 | 0.97975 | No | Liverpool_TS | SDF2023
2274 | Undiversified | 2018 | 177.811 | 174.887 | 33.0612 | 178.955 | 0.97727 | 165.007 | 31.8677 | 168.9719 | 0.97654 | No | Liverpool_TS | SDF2023
2275 | Undiversified | 2019 | 184.54 | 189.3697 | 23.9533 | 191.6115 | 0.9883 | 177.0826 | 23.2076 | 179.2868 | 0.98771 | No | Liverpool_TS | SDF2023
2276 | Undiversified | 2020 | 183.238 | 175.9021 | 23.6889 | 178.0223 | 0.98809 | 164.2904 | 22.3786 | 166.303 | 0.9879 | No | Liverpool_TS | SDF2023
2277 | Undiversified | 2021 | 163.726 | 172.214 | 25.2325 | 174.1611 | 0.98882 | 161.3892 | 23.6858 | 163.2239 | 0.98876 | No | Liverpool_TS | SDF2023
2278 | Undiversified | 2022 | 163.4183 | 173.9478 | 25.33 | 176.1407 | 0.98755 | 163.2779 | 24.1362 | 165.3728 | 0.98733 | No | Liverpool_TS | SDF2023
2279 | Undiversified | 2023 | . | 184.587 | 26.7935 | 186.8628 | 0.98782 | 173.9171 | 25.6037 | 176.0958 | 0.98763 | No | Liverpool_TS | SDF2023
2280 | Undiversified | 2024 | . | 213.3364 | 33.056 | 216.4179 | 0.98576 | 202.6665 | 31.8661 | 205.6509 | 0.98549 | No | Liverpool_TS | SDF2023
2281 | Undiversified | 2025 | . | 215.2671 | 33.3713 | 218.3734 | 0.98578 | 204.6159 | 32.185 | 207.6254 | 0.98551 | No | Liverpool_TS | SDF2023
2282 | Undiversified | 2026 | . | 224.6062 | 38.1249 | 228.6096 | 0.98249 | 213.9965 | 36.9464 | 217.9038 | 0.98207 | No | Liverpool_TS | SDF2023
2283 | Undiversified | 2027 | . | 226.2625 | 38.4063 | 230.2885 | 0.98252 | 215.6527 | 37.2278 | 219.5828 | 0.9821 | No | Liverpool_TS | SDF2023
2284 | Undiversified | 2028 | . | 228.9129 | 38.8257 | 232.9733 | 0.98257 | 218.3031 | 37.6473 | 222.2675 | 0.98216 | No | Liverpool_TS | SDF2023
2285 | Undiversified | 2029 | . | 232.2869 | 39.3362 | 236.3893 | 0.98265 | 221.6819 | 38.1587 | 225.6883 | 0.98225 | No | Liverpool_TS | SDF2023
2286 | Undiversified | 2030 | . | 235.3592 | 39.8014 | 239.4998 | 0.98271 | 224.7847 | 38.6297 | 228.8299 | 0.98232 | No | Liverpool_TS | SDF2023
2287 | Undiversified | 2031 | . | 238.9185 | 40.3245 | 243.1021 | 0.98279 | 228.3476 | 39.1535 | 232.4359 | 0.98241 | No | Liverpool_TS | SDF2023
2288 | Undiversified | 2032 | . | 242.3388 | 40.8243 | 246.5635 | 0.98287 | 231.7716 | 39.6539 | 235.901 | 0.9825 | No | Liverpool_TS | SDF2023
2289 | Diversified | 2017 | 179.6406 | 162.314 | 24.6761 | 164.179 | 0.98864 | 149.258 | 22.6913 | 150.973 | 0.98864 | No | Liverpool_TS | SDF2023
2290 | Diversified | 2018 | 157.701 | 165.46 | 24.5008 | 167.2642 | 0.98921 | 151.54 | 22.4396 | 153.1924 | 0.98921 | No | Liverpool_TS | SDF2023
2291 | Diversified | 2019 | 191.8727 | 172.5978 | 43.7522 | 178.0569 | 0.96934 | 155.695 | 39.4675 | 160.6195 | 0.96934 | No | Liverpool_TS | SDF2023
2292 | Diversified | 2020 | 174.7851 | 172.796 | 13.3864 | 173.3137 | 0.99701 | 153.718 | 11.9084 | 154.1786 | 0.99701 | No | Liverpool_TS | SDF2023
2293 | Diversified | 2021 | 151.8797 | 169.8329 | 34.4401 | 173.2897 | 0.98005 | 153.038 | 31.0343 | 156.153 | 0.98005 | No | Liverpool_TS | SDF2023
2294 | Diversified | 2022 | 169.8369 | 174.0646 | 31.4369 | 176.8806 | 0.98408 | 157.5469 | 28.4537 | 160.0958 | 0.98408 | No | Liverpool_TS | SDF2023
2295 | Diversified | 2023 | . | 176.5718 | 31.8897 | 179.4284 | 0.98408 | 166.3652 | 30.0463 | 169.0567 | 0.98408 | No | Liverpool_TS | SDF2023
2296 | Diversified | 2024 | . | 204.0728 | 36.8565 | 207.3743 | 0.98408 | 193.8662 | 35.0131 | 197.0026 | 0.98408 | No | Liverpool_TS | SDF2023
2297 | Diversified | 2025 | . | 205.9197 | 37.1901 | 209.2511 | 0.98408 | 195.731 | 35.3499 | 198.8975 | 0.98408 | No | Liverpool_TS | SDF2023
2298 | Diversified | 2026 | . | 214.8533 | 38.8035 | 218.3292 | 0.98408 | 204.7042 | 36.9705 | 208.016 | 0.98408 | No | Liverpool_TS | SDF2023
2299 | Diversified | 2027 | . | 216.4376 | 39.0896 | 219.9392 | 0.98408 | 206.2886 | 37.2567 | 209.6259 | 0.98408 | No | Liverpool_TS | SDF2023
2300 | Diversified | 2028 | . | 218.9729 | 39.5475 | 222.5155 | 0.98408 | 208.8239 | 37.7146 | 212.2023 | 0.98408 | No | Liverpool_TS | SDF2023
2301 | Diversified | 2029 | . | 222.2004 | 40.1304 | 225.7952 | 0.98408 | 212.0559 | 38.2983 | 215.4866 | 0.98408 | No | Liverpool_TS | SDF2023
2302 | Diversified | 2030 | . | 225.1393 | 40.6612 | 228.7817 | 0.98408 | 215.024 | 38.8343 | 218.5027 | 0.98408 | No | Liverpool_TS | SDF2023
2303 | Diversified | 2031 | . | 228.5441 | 41.2761 | 232.2415 | 0.98408 | 218.4322 | 39.4499 | 221.966 | 0.98408 | No | Liverpool_TS | SDF2023
2304 | Diversified | 2032 | . | 231.8159 | 41.867 | 235.5663 | 0.98408 | 221.7075 | 40.0414 | 225.2943 | 0.98408 | No | Liverpool_TS | SDF2023
2305 | Smeaton_Grange | 2017 | . | . | . | . | . | . | . | . | . | No | Macarthur_132kV | SDF2023
2306 | Smeaton_Grange | 2018 | 4.134 | 3.927 | 1.2918 | 4.134 | 0.94993 | 3.927 | 1.2918 | 4.134 | 0.94993 | No | Macarthur_132kV | SDF2023
2307 | Smeaton_Grange | 2019 | 8.71 | 8.714 | . | 8.714 | 1 | 8.714 | . | 8.714 | 1 | No | Macarthur_132kV | SDF2023
2308 | Smeaton_Grange | 2020 | 10.41 | 10.402 | 0.40804 | 10.41 | 0.99923 | 10.402 | 0.40804 | 10.41 | 0.99923 | No | Macarthur_132kV | SDF2023
2309 | Smeaton_Grange | 2021 | 16.828 | 16.821 | 0.48533 | 16.828 | 0.99958 | 16.821 | 0.48533 | 16.828 | 0.99958 | No | Macarthur_132kV | SDF2023
2310 | Smeaton_Grange | 2022 | 21.805 | 21.789 | 0.83517 | 21.805 | 0.99927 | 21.789 | 0.83517 | 21.805 | 0.99927 | No | Macarthur_132kV | SDF2023
2311 | Smeaton_Grange | 2023 | . | 21.789 | 7.1617 | 22.9358 | 0.95 | 21.789 | 7.1617 | 22.9358 | 0.95 | No | Macarthur_132kV | SDF2023
2312 | Smeaton_Grange | 2024 | . | 21.789 | 7.1617 | 22.9358 | 0.95 | 21.789 | 7.1617 | 22.9358 | 0.95 | No | Macarthur_132kV | SDF2023
2313 | Smeaton_Grange | 2025 | . | 21.789 | 7.1617 | 22.9358 | 0.95 | 21.789 | 7.1617 | 22.9358 | 0.95 | No | Macarthur_132kV | SDF2023
2314 | Smeaton_Grange | 2026 | . | 21.789 | 7.1617 | 22.9358 | 0.95 | 21.789 | 7.1617 | 22.9358 | 0.95 | No | Macarthur_132kV | SDF2023
2315 | Smeaton_Grange | 2027 | . | 21.789 | 7.1617 | 22.9358 | 0.95 | 21.789 | 7.1617 | 22.9358 | 0.95 | No | Macarthur_132kV | SDF2023
2316 | Smeaton_Grange | 2028 | . | 21.789 | 7.1617 | 22.9358 | 0.95 | 21.789 | 7.1617 | 22.9358 | 0.95 | No | Macarthur_132kV | SDF2023
2317 | Smeaton_Grange | 2029 | . | 21.789 | 7.1617 | 22.9358 | 0.95 | 21.789 | 7.1617 | 22.9358 | 0.95 | No | Macarthur_132kV | SDF2023
2318 | Smeaton_Grange | 2030 | . | 21.789 | 7.1617 | 22.9358 | 0.95 | 21.789 | 7.1617 | 22.9358 | 0.95 | No | Macarthur_132kV | SDF2023
2319 | Smeaton_Grange | 2031 | . | 21.789 | 7.1617 | 22.9358 | 0.95 | 21.789 | 7.1617 | 22.9358 | 0.95 | No | Macarthur_132kV | SDF2023
2320 | Smeaton_Grange | 2032 | . | 21.789 | 7.1617 | 22.9358 | 0.95 | 21.789 | 7.1617 | 22.9358 | 0.95 | No | Macarthur_132kV | SDF2023
2321 | Oran_Park | 2017 | 11.901 | 11.77 | 1.7609 | 11.901 | 0.98899 | 11.77 | 1.7609 | 11.901 | 0.98899 | No | Macarthur_132kV | SDF2023
2322 | Oran_Park | 2018 | 22.802 | 22.41 | 4.2099 | 22.802 | 0.98281 | 22.41 | 4.2099 | 22.802 | 0.98281 | No | Macarthur_132kV | SDF2023
2323 | Oran_Park | 2019 | 26.99 | 26.563 | 4.7991 | 26.993 | 0.98407 | 26.563 | 4.7991 | 26.993 | 0.98407 | No | Macarthur_132kV | SDF2023
2324 | Oran_Park | 2020 | 39.934 | 39.188 | 7.6828 | 39.934 | 0.98132 | 39.188 | 7.6828 | 39.934 | 0.98132 | No | Macarthur_132kV | SDF2023
2325 | Oran_Park | 2021 | 32.055 | 31.532 | 5.7668 | 32.055 | 0.98368 | 31.532 | 5.7668 | 32.055 | 0.98368 | No | Macarthur_132kV | SDF2023
2326 | Oran_Park | 2022 | 34.2075 | 33.925 | 4.3872 | 34.2075 | 0.99174 | 33.925 | 4.3872 | 34.2075 | 0.99174 | No | Macarthur_132kV | SDF2023
2327 | Oran_Park | 2023 | . | 41.9357 | 13.7836 | 44.1429 | 0.95 | 41.9357 | 13.7836 | 44.1429 | 0.95 | No | Macarthur_132kV | SDF2023
2328 | Oran_Park | 2024 | . | 51.2503 | 16.8451 | 53.9476 | 0.95 | 51.2503 | 16.8451 | 53.9476 | 0.95 | No | Macarthur_132kV | SDF2023
2329 | Oran_Park | 2025 | . | 58.0779 | 19.0893 | 61.1347 | 0.95 | 58.0779 | 19.0893 | 61.1347 | 0.95 | No | Macarthur_132kV | SDF2023
2330 | Oran_Park | 2026 | . | 63.9683 | 21.0254 | 67.3351 | 0.95 | 63.9683 | 21.0254 | 67.3351 | 0.95 | No | Macarthur_132kV | SDF2023
2331 | Oran_Park | 2027 | . | 71.0942 | 23.3675 | 74.836 | 0.95 | 71.0942 | 23.3675 | 74.836 | 0.95 | No | Macarthur_132kV | SDF2023
2332 | Oran_Park | 2028 | . | 77.9355 | 25.6162 | 82.0374 | 0.95 | 77.9355 | 25.6162 | 82.0374 | 0.95 | No | Macarthur_132kV | SDF2023
2333 | Oran_Park | 2029 | . | 85.4353 | 28.0812 | 89.9319 | 0.95 | 85.4353 | 28.0812 | 89.9319 | 0.95 | No | Macarthur_132kV | SDF2023
2334 | Oran_Park | 2030 | . | 94.9336 | 31.2032 | 99.9301 | 0.95 | 94.9336 | 31.2032 | 99.9301 | 0.95 | No | Macarthur_132kV | SDF2023
2335 | Oran_Park | 2031 | . | 101.4502 | 33.3451 | 106.7897 | 0.95 | 101.4502 | 33.3451 | 106.7897 | 0.95 | No | Macarthur_132kV | SDF2023
2336 | Oran_Park | 2032 | . | 108.6925 | 35.7255 | 114.4132 | 0.95 | 108.6925 | 35.7255 | 114.4132 | 0.95 | No | Macarthur_132kV | SDF2023
2337 | North_Leppington | 2017 | . | . | . | . | . | . | . | . | . | No | Macarthur_132kV | SDF2023
2338 | North_Leppington | 2018 | . | . | . | . | . | . | . | . | . | No | Macarthur_132kV | SDF2023
2339 | North_Leppington | 2019 | . | . | . | . | . | . | . | . | . | No | Macarthur_132kV | SDF2023
2340 | North_Leppington | 2020 | 5.9 | 5.693 | 1.5491 | 5.9 | 0.96492 | 5.693 | 1.5491 | 5.9 | 0.96492 | No | Macarthur_132kV | SDF2023
2341 | North_Leppington | 2021 | 6.533 | 6.47 | 0.90509 | 6.533 | 0.99036 | 6.47 | 0.90509 | 6.533 | 0.99036 | No | Macarthur_132kV | SDF2023
2342 | North_Leppington | 2022 | 3.5683 | 3.4967 | 0.71123 | 3.5683 | 0.97993 | 3.4967 | 0.71123 | 3.5683 | 0.97993 | No | Macarthur_132kV | SDF2023
2343 | North_Leppington | 2023 | . | 7.5749 | 2.4898 | 7.9736 | 0.95 | 7.5749 | 2.4898 | 7.9736 | 0.95 | No | Macarthur_132kV | SDF2023
2344 | North_Leppington | 2024 | . | 13.15 | 4.3222 | 13.8421 | 0.95 | 13.15 | 4.3222 | 13.8421 | 0.95 | No | Macarthur_132kV | SDF2023
2345 | North_Leppington | 2025 | . | 16.5216 | 5.4304 | 17.3911 | 0.95 | 16.5216 | 5.4304 | 17.3911 | 0.95 | No | Macarthur_132kV | SDF2023
2346 | North_Leppington | 2026 | . | 21.0862 | 6.9307 | 22.196 | 0.95 | 21.0862 | 6.9307 | 22.196 | 0.95 | No | Macarthur_132kV | SDF2023
2347 | North_Leppington | 2027 | . | 28.1688 | 9.2586 | 29.6513 | 0.95 | 28.1688 | 9.2586 | 29.6513 | 0.95 | No | Macarthur_132kV | SDF2023
2348 | North_Leppington | 2028 | . | 34.1696 | 11.231 | 35.968 | 0.95 | 34.1696 | 11.231 | 35.968 | 0.95 | No | Macarthur_132kV | SDF2023
2349 | North_Leppington | 2029 | . | 39.0453 | 12.8336 | 41.1004 | 0.95 | 39.0453 | 12.8336 | 41.1004 | 0.95 | No | Macarthur_132kV | SDF2023
2350 | North_Leppington | 2030 | . | 43.5503 | 14.3143 | 45.8424 | 0.95 | 43.5503 | 14.3143 | 45.8424 | 0.95 | No | Macarthur_132kV | SDF2023
2351 | North_Leppington | 2031 | . | 47.3615 | 15.567 | 49.8542 | 0.95 | 47.3615 | 15.567 | 49.8542 | 0.95 | No | Macarthur_132kV | SDF2023
2352 | North_Leppington | 2032 | . | 50.8035 | 16.6983 | 53.4774 | 0.95 | 50.8035 | 16.6983 | 53.4774 | 0.95 | No | Macarthur_132kV | SDF2023
2353 | South_Leppington | 2017 | 5.996 | 5.84 | 1.3588 | 5.996 | 0.97398 | 5.84 | 1.3588 | 5.996 | 0.97398 | No | Macarthur_132kV | SDF2023
2354 | South_Leppington | 2018 | 8.777 | 8.65 | 1.4877 | 8.777 | 0.98553 | 8.65 | 1.4877 | 8.777 | 0.98553 | No | Macarthur_132kV | SDF2023
2355 | South_Leppington | 2019 | 9.99 | 9.84 | 1.7247 | 9.99 | 0.98498 | 9.84 | 1.7247 | 9.99 | 0.98498 | No | Macarthur_132kV | SDF2023
2356 | South_Leppington | 2020 | 13.823 | 13.64 | 2.2418 | 13.823 | 0.98676 | 13.64 | 2.2418 | 13.823 | 0.98676 | No | Macarthur_132kV | SDF2023
2357 | South_Leppington | 2021 | 16.171 | 15.98 | 2.4781 | 16.171 | 0.98819 | 15.98 | 2.4781 | 16.171 | 0.98819 | No | Macarthur_132kV | SDF2023
2358 | South_Leppington | 2022 | 16.7383 | 16.6633 | 1.5828 | 16.7383 | 0.99552 | 16.6633 | 1.5828 | 16.7383 | 0.99552 | No | Macarthur_132kV | SDF2023
2359 | South_Leppington | 2023 | . | 19.9785 | 1.8977 | 20.0685 | 0.99552 | 19.9785 | 1.8977 | 20.0685 | 0.99552 | No | Macarthur_132kV | SDF2023
2360 | South_Leppington | 2024 | . | 22.1544 | 2.1043 | 22.2541 | 0.99552 | 22.1544 | 2.1043 | 22.2541 | 0.99552 | No | Macarthur_132kV | SDF2023
2361 | South_Leppington | 2025 | . | 24.6429 | 2.3407 | 24.7538 | 0.99552 | 24.6429 | 2.3407 | 24.7538 | 0.99552 | No | Macarthur_132kV | SDF2023
2362 | South_Leppington | 2026 | . | 26.8784 | 2.553 | 26.9993 | 0.99552 | 26.8784 | 2.553 | 26.9993 | 0.99552 | No | Macarthur_132kV | SDF2023
2363 | South_Leppington | 2027 | . | 29.3907 | 2.7917 | 29.523 | 0.99552 | 29.3907 | 2.7917 | 29.523 | 0.99552 | No | Macarthur_132kV | SDF2023
2364 | South_Leppington | 2028 | . | 31.9525 | 3.035 | 32.0963 | 0.99552 | 31.9525 | 3.035 | 32.0963 | 0.99552 | No | Macarthur_132kV | SDF2023
2365 | South_Leppington | 2029 | . | 34.5648 | 3.2831 | 34.7203 | 0.99552 | 34.5648 | 3.2831 | 34.7203 | 0.99552 | No | Macarthur_132kV | SDF2023
2366 | South_Leppington | 2030 | . | 37.3193 | 3.5448 | 37.4872 | 0.99552 | 37.3193 | 3.5448 | 37.4872 | 0.99552 | No | Macarthur_132kV | SDF2023
2367 | South_Leppington | 2031 | . | 40.4469 | 3.8418 | 40.629 | 0.99552 | 40.4469 | 3.8418 | 40.629 | 0.99552 | No | Macarthur_132kV | SDF2023
2368 | South_Leppington | 2032 | . | 43.2858 | 4.1115 | 43.4806 | 0.99552 | 43.2858 | 4.1115 | 43.4806 | 0.99552 | No | Macarthur_132kV | SDF2023
2369 | SW_Sector_Macarthur_132 | 2017 | . | . | . | . | . | . | . | . | . | No | Macarthur_132kV | SDF2023
2370 | SW_Sector_Macarthur_132 | 2018 | . | . | . | . | . | . | . | . | . | No | Macarthur_132kV | SDF2023
2371 | SW_Sector_Macarthur_132 | 2019 | . | . | . | . | . | . | . | . | . | No | Macarthur_132kV | SDF2023
2372 | SW_Sector_Macarthur_132 | 2020 | . | . | . | . | . | . | . | . | . | No | Macarthur_132kV | SDF2023
2373 | SW_Sector_Macarthur_132 | 2021 | . | . | . | . | . | . | . | . | . | No | Macarthur_132kV | SDF2023
2374 | SW_Sector_Macarthur_132 | 2022 | . | . | . | . | . | . | . | . | . | No | Macarthur_132kV | SDF2023
2375 | SW_Sector_Macarthur_132 | 2023 | . | . | . | . | . | . | . | . | . | No | Macarthur_132kV | SDF2023
2376 | SW_Sector_Macarthur_132 | 2024 | . | . | . | . | . | . | . | . | . | No | Macarthur_132kV | SDF2023
2377 | SW_Sector_Macarthur_132 | 2025 | . | . | . | . | . | . | . | . | . | No | Macarthur_132kV | SDF2023
2378 | SW_Sector_Macarthur_132 | 2026 | . | . | . | . | . | . | . | . | . | No | Macarthur_132kV | SDF2023
2379 | SW_Sector_Macarthur_132 | 2027 | . | . | . | . | . | . | . | . | . | No | Macarthur_132kV | SDF2023
2380 | SW_Sector_Macarthur_132 | 2028 | . | . | . | . | . | . | . | . | . | No | Macarthur_132kV | SDF2023
2381 | SW_Sector_Macarthur_132 | 2029 | . | . | . | . | . | . | . | . | . | No | Macarthur_132kV | SDF2023
2382 | SW_Sector_Macarthur_132 | 2030 | . | 0.3456 | 0.16738 | 0.384 | 0.9 | 0.3456 | 0.16738 | 0.384 | 0.9 | No | Macarthur_132kV | SDF2023
2383 | SW_Sector_Macarthur_132 | 2031 | . | 0.7776 | 0.37661 | 0.864 | 0.9 | 0.7776 | 0.37661 | 0.864 | 0.9 | No | Macarthur_132kV | SDF2023
2384 | SW_Sector_Macarthur_132 | 2032 | . | 1.3824 | 0.66953 | 1.536 | 0.9 | 1.3824 | 0.66953 | 1.536 | 0.9 | No | Macarthur_132kV | SDF2023
2385 | Bringelly | 2017 | . | . | . | . | . | . | . | . | . | No | Macarthur_132kV | SDF2023
2386 | Bringelly | 2018 | . | . | . | . | . | . | . | . | . | No | Macarthur_132kV | SDF2023
2387 | Bringelly | 2019 | . | . | . | . | . | . | . | . | . | No | Macarthur_132kV | SDF2023
2388 | Bringelly | 2020 | . | . | . | . | . | . | . | . | . | No | Macarthur_132kV | SDF2023
2389 | Bringelly | 2021 | 12.019 | 13.192 | 3.9788 | 13.779 | 0.9574 | 11.872 | 3.5807 | 12.4002 | 0.9574 | No | Macarthur_132kV | SDF2023
2390 | Bringelly | 2022 | 11.178 | 13.5798 | 4.1816 | 14.2091 | 0.95572 | 12.263 | 3.7761 | 12.8312 | 0.95572 | No | Macarthur_132kV | SDF2023
2391 | Bringelly | 2023 | . | 17.9467 | 5.8988 | 18.8912 | 0.95 | 16.6298 | 5.466 | 17.5051 | 0.95 | No | Macarthur_132kV | SDF2023
2392 | Bringelly | 2024 | . | 20.6757 | 6.7958 | 21.7639 | 0.95 | 19.3588 | 6.3629 | 20.3777 | 0.95 | No | Macarthur_132kV | SDF2023
2393 | Bringelly | 2025 | . | 22.9697 | 7.5498 | 24.1786 | 0.95 | 21.6528 | 7.1169 | 22.7925 | 0.95 | No | Macarthur_132kV | SDF2023
2394 | Bringelly | 2026 | . | 23.9646 | 7.8768 | 25.2259 | 0.95 | 22.6478 | 7.444 | 23.8397 | 0.95 | No | Macarthur_132kV | SDF2023
2395 | Bringelly | 2027 | . | 29.8424 | 9.8087 | 31.4131 | 0.95 | 28.5297 | 9.3773 | 30.0313 | 0.95 | No | Macarthur_132kV | SDF2023
2396 | Bringelly | 2028 | . | 35.9675 | 11.8219 | 37.8605 | 0.95 | 34.6721 | 11.3962 | 36.497 | 0.95 | No | Macarthur_132kV | SDF2023
2397 | Bringelly | 2029 | . | 42.3394 | 13.9163 | 44.5678 | 0.95 | 41.0441 | 13.4905 | 43.2043 | 0.95 | No | Macarthur_132kV | SDF2023
2398 | Bringelly | 2030 | . | 50.3532 | 16.5503 | 53.0033 | 0.95 | 49.0791 | 16.1315 | 51.6622 | 0.95 | No | Macarthur_132kV | SDF2023
2399 | Bringelly | 2031 | . | 59.0164 | 19.3978 | 62.1226 | 0.95 | 57.7518 | 18.9821 | 60.7914 | 0.95 | No | Macarthur_132kV | SDF2023
2400 | Bringelly | 2032 | . | 67.4334 | 22.1643 | 70.9826 | 0.95 | 66.1784 | 21.7518 | 69.6614 | 0.95 | No | Macarthur_132kV | SDF2023
2401 | Undiversified | 2017 | 17.897 | 17.61 | 3.1198 | 17.897 | 0.98396 | 17.61 | 3.1198 | 17.897 | 0.98396 | No | Macarthur_132kV | SDF2023
2402 | Undiversified | 2018 | 35.713 | 34.987 | 6.9893 | 35.713 | 0.97967 | 34.987 | 6.9893 | 35.713 | 0.97967 | No | Macarthur_132kV | SDF2023
2403 | Undiversified | 2019 | 45.69 | 45.117 | 6.5238 | 45.697 | 0.98731 | 45.117 | 6.5238 | 45.697 | 0.98731 | No | Macarthur_132kV | SDF2023
2404 | Undiversified | 2020 | 70.067 | 68.923 | 11.8817 | 70.067 | 0.98367 | 68.923 | 11.8817 | 70.067 | 0.98367 | No | Macarthur_132kV | SDF2023
2405 | Undiversified | 2021 | 83.606 | 83.995 | 13.6141 | 85.366 | 0.98394 | 82.675 | 13.216 | 83.9872 | 0.98438 | No | Macarthur_132kV | SDF2023
2406 | Undiversified | 2022 | 87.4971 | 89.4538 | 11.6979 | 90.5282 | 0.98813 | 88.137 | 11.2924 | 89.1503 | 0.98863 | No | Macarthur_132kV | SDF2023
2407 | Undiversified | 2023 | . | 109.2249 | 31.2315 | 114.012 | 0.95801 | 107.908 | 30.7987 | 112.6258 | 0.95811 | No | Macarthur_132kV | SDF2023
2408 | Undiversified | 2024 | . | 129.0194 | 37.2292 | 134.7436 | 0.95752 | 127.7025 | 36.7963 | 133.3574 | 0.9576 | No | Macarthur_132kV | SDF2023
2409 | Undiversified | 2025 | . | 144.0011 | 41.5718 | 150.394 | 0.95749 | 142.6842 | 41.139 | 149.0079 | 0.95756 | No | Macarthur_132kV | SDF2023
2410 | Undiversified | 2026 | . | 157.6865 | 45.5476 | 164.6921 | 0.95746 | 156.3696 | 45.1148 | 163.306 | 0.95753 | No | Macarthur_132kV | SDF2023
2411 | Undiversified | 2027 | . | 180.2851 | 52.3882 | 188.3592 | 0.95713 | 178.9724 | 51.9568 | 186.9774 | 0.95719 | No | Macarthur_132kV | SDF2023
2412 | Undiversified | 2028 | . | 201.8141 | 58.8658 | 210.898 | 0.95693 | 200.5188 | 58.44 | 209.5345 | 0.95697 | No | Macarthur_132kV | SDF2023
2413 | Undiversified | 2029 | . | 223.1738 | 65.2759 | 233.2562 | 0.95678 | 221.8784 | 64.8501 | 231.8926 | 0.95682 | No | Macarthur_132kV | SDF2023
2414 | Undiversified | 2030 | . | 248.2909 | 72.9416 | 259.5828 | 0.9565 | 247.0168 | 72.5228 | 258.2417 | 0.95653 | No | Macarthur_132kV | SDF2023
2415 | Undiversified | 2031 | . | 270.8416 | 79.6899 | 283.1951 | 0.95638 | 269.577 | 79.2743 | 281.864 | 0.95641 | No | Macarthur_132kV | SDF2023
2416 | Undiversified | 2032 | . | 293.3867 | 86.5308 | 306.8255 | 0.9562 | 292.1316 | 86.1183 | 305.5044 | 0.95623 | No | Macarthur_132kV | SDF2023
2417 | Ambarvale | 2017 | 26.399 | 27.163 | 2.1591 | 27.2487 | 0.99686 | 22.921 | 1.8219 | 22.9933 | 0.99686 | No | Macarthur_66kV | SDF2023
2418 | Ambarvale | 2018 | 26.48 | 27.47 | . | 27.47 | 1 | 23.26 | . | 23.26 | 1 | No | Macarthur_66kV | SDF2023
2419 | Ambarvale | 2019 | 28.42 | 29.5876 | 1.3606 | 29.6189 | 0.99894 | 25.5075 | 1.1729 | 25.5344 | 0.99894 | No | Macarthur_66kV | SDF2023
2420 | Ambarvale | 2020 | 31.249 | 31.468 | 0.79629 | 31.4781 | 0.99968 | 26.971 | 0.68249 | 26.9796 | 0.99968 | No | Macarthur_66kV | SDF2023
2421 | Ambarvale | 2021 | 26.774 | 29.7647 | 1.1796 | 29.7881 | 0.99922 | 25.7324 | 1.0198 | 25.7526 | 0.99922 | No | Macarthur_66kV | SDF2023
2422 | Ambarvale | 2022 | 23.6583 | 30.1951 | 1.0747 | 30.176 | 1.0006 | 26.2503 | 0.93432 | 26.2337 | 1.0006 | No | Macarthur_66kV | SDF2023
2423 | Ambarvale | 2023 | . | 29.9437 | 1.1821 | 29.967 | 0.99922 | 25.999 | 1.0264 | 26.0192 | 0.99922 | No | Macarthur_66kV | SDF2023
2424 | Ambarvale | 2024 | . | 31.4681 | 1.2423 | 31.4926 | 0.99922 | 27.5234 | 1.0866 | 27.5448 | 0.99922 | No | Macarthur_66kV | SDF2023
2425 | Ambarvale | 2025 | . | 32.5569 | 1.2853 | 32.5823 | 0.99922 | 28.6122 | 1.1295 | 28.6345 | 0.99922 | No | Macarthur_66kV | SDF2023
2426 | Ambarvale | 2026 | . | 33.6382 | 1.328 | 33.6644 | 0.99922 | 29.6935 | 1.1722 | 29.7166 | 0.99922 | No | Macarthur_66kV | SDF2023
2427 | Ambarvale | 2027 | . | 34.8548 | 1.376 | 34.8819 | 0.99922 | 30.91 | 1.2203 | 30.9341 | 0.99922 | No | Macarthur_66kV | SDF2023
2428 | Ambarvale | 2028 | . | 36.2086 | 1.4294 | 36.2369 | 0.99922 | 32.2639 | 1.2737 | 32.289 | 0.99922 | No | Macarthur_66kV | SDF2023
2429 | Ambarvale | 2029 | . | 37.7062 | 1.4885 | 37.7356 | 0.99922 | 33.7903 | 1.334 | 33.8166 | 0.99922 | No | Macarthur_66kV | SDF2023
2430 | Ambarvale | 2030 | . | 39.19 | 1.5471 | 39.2205 | 0.99922 | 35.2977 | 1.3935 | 35.3252 | 0.99922 | No | Macarthur_66kV | SDF2023
2431 | Ambarvale | 2031 | . | 39.4837 | 1.5587 | 39.5144 | 0.99922 | 35.6554 | 1.4076 | 35.6832 | 0.99922 | No | Macarthur_66kV | SDF2023
2432 | Ambarvale | 2032 | . | 39.7773 | 1.5703 | 39.8083 | 0.99922 | 36.0132 | 1.4217 | 36.0412 | 0.99922 | No | Macarthur_66kV | SDF2023
2433 | Appin | 2017 | 6.742 | 5.352 | 1.6256 | 5.5934 | 0.95684 | 4.611 | 1.4005 | 4.819 | 0.95684 | No | Macarthur_66kV | SDF2023
2434 | Appin | 2018 | 5.673 | 4.98 | 1.3621 | 5.1629 | 0.96457 | 4.28 | 1.1707 | 4.4372 | 0.96457 | No | Macarthur_66kV | SDF2023
2435 | Appin | 2019 | 6.56 | 5.8725 | 1.4843 | 6.0571 | 0.96951 | 5.0768 | 1.2831 | 5.2364 | 0.96951 | No | Macarthur_66kV | SDF2023
2436 | Appin | 2020 | 6.775 | 6.033 | 1.5032 | 6.2175 | 0.97033 | 5.14 | 1.2807 | 5.2972 | 0.97033 | No | Macarthur_66kV | SDF2023
2437 | Appin | 2021 | 5.453 | 6.1875 | 1.3758 | 6.3386 | 0.97616 | 5.3286 | 1.1848 | 5.4587 | 0.97616 | No | Macarthur_66kV | SDF2023
2438 | Appin | 2022 | 5.0201 | 6.1555 | 1.1313 | 6.2586 | 0.98353 | 5.3414 | 0.9817 | 5.4308 | 0.98353 | No | Macarthur_66kV | SDF2023
2439 | Appin | 2023 | . | 6.7784 | 1.6942 | 6.9869 | 0.97016 | 5.9643 | 1.4907 | 6.1478 | 0.97016 | No | Macarthur_66kV | SDF2023
2440 | Appin | 2024 | . | 7.7379 | 1.934 | 7.9759 | 0.97016 | 6.9238 | 1.7305 | 7.1368 | 0.97016 | No | Macarthur_66kV | SDF2023
2441 | Appin | 2025 | . | 7.8179 | 1.954 | 8.0584 | 0.97016 | 7.0038 | 1.7505 | 7.2192 | 0.97016 | No | Macarthur_66kV | SDF2023
2442 | Appin | 2026 | . | 9.7575 | 2.4388 | 10.0576 | 0.97016 | 8.9434 | 2.2353 | 9.2185 | 0.97016 | No | Macarthur_66kV | SDF2023
2443 | Appin | 2027 | . | 11.7371 | 2.9336 | 12.0982 | 0.97016 | 10.923 | 2.7301 | 11.259 | 0.97016 | No | Macarthur_66kV | SDF2023
2444 | Appin | 2028 | . | 13.7684 | 3.4413 | 14.192 | 0.97016 | 12.9543 | 3.2378 | 13.3528 | 0.97016 | No | Macarthur_66kV | SDF2023
2445 | Appin | 2029 | . | 15.8536 | 3.9624 | 16.3412 | 0.97016 | 15.0394 | 3.759 | 15.5021 | 0.97016 | No | Macarthur_66kV | SDF2023
2446 | Appin | 2030 | . | 19.8682 | 4.9659 | 20.4794 | 0.97016 | 19.0541 | 4.7624 | 19.6403 | 0.97016 | No | Macarthur_66kV | SDF2023
2447 | Appin | 2031 | . | 21.9721 | 5.4917 | 22.648 | 0.97016 | 21.158 | 5.2882 | 21.8088 | 0.97016 | No | Macarthur_66kV | SDF2023
2448 | Appin | 2032 | . | 24.0759 | 6.0175 | 24.8165 | 0.97016 | 23.2618 | 5.8141 | 23.9774 | 0.97016 | No | Macarthur_66kV | SDF2023
2449 | Appin_Top_Pit | 2017 | 4.451 | 3.591 | 3.0125 | 4.6873 | 0.76612 | 3.591 | 3.0125 | 4.6873 | 0.76612 | Yes | Macarthur_66kV | SDF2023
2450 | Appin_Top_Pit | 2018 | 4.008 | 3.209 | 2.4013 | 4.008 | 0.80065 | 3.209 | 2.4013 | 4.008 | 0.80065 | Yes | Macarthur_66kV | SDF2023
2451 | Appin_Top_Pit | 2019 | 4.42 | 3.656 | 2.4754 | 4.4152 | 0.82805 | 3.656 | 2.4754 | 4.4152 | 0.82805 | Yes | Macarthur_66kV | SDF2023
2452 | Appin_Top_Pit | 2020 | 4.325 | 3.579 | 2.4282 | 4.325 | 0.82751 | 3.579 | 2.4282 | 4.325 | 0.82751 | Yes | Macarthur_66kV | SDF2023
2453 | Appin_Top_Pit | 2021 | 4.329 | 3.593 | 2.4147 | 4.329 | 0.82998 | 3.593 | 2.4147 | 4.329 | 0.82998 | Yes | Macarthur_66kV | SDF2023
2454 | Appin_Top_Pit | 2022 | 3.5791 | 3.0792 | 1.8244 | 3.5791 | 0.86033 | 3.0792 | 1.8244 | 3.5791 | 0.86033 | Yes | Macarthur_66kV | SDF2023
2455 | Appin_Top_Pit | 2023 | . | 3.0792 | 2.1591 | 3.7607 | 0.81877 | 3.0792 | 2.1591 | 3.7607 | 0.81877 | Yes | Macarthur_66kV | SDF2023
2456 | Appin_Top_Pit | 2024 | . | 3.0792 | 2.1591 | 3.7607 | 0.81877 | 3.0792 | 2.1591 | 3.7607 | 0.81877 | Yes | Macarthur_66kV | SDF2023
2457 | Appin_Top_Pit | 2025 | . | 3.0792 | 2.1591 | 3.7607 | 0.81877 | 3.0792 | 2.1591 | 3.7607 | 0.81877 | Yes | Macarthur_66kV | SDF2023
2458 | Appin_Top_Pit | 2026 | . | 3.0792 | 2.1591 | 3.7607 | 0.81877 | 3.0792 | 2.1591 | 3.7607 | 0.81877 | Yes | Macarthur_66kV | SDF2023
2459 | Appin_Top_Pit | 2027 | . | 3.0792 | 2.1591 | 3.7607 | 0.81877 | 3.0792 | 2.1591 | 3.7607 | 0.81877 | Yes | Macarthur_66kV | SDF2023
2460 | Appin_Top_Pit | 2028 | . | 3.0792 | 2.1591 | 3.7607 | 0.81877 | 3.0792 | 2.1591 | 3.7607 | 0.81877 | Yes | Macarthur_66kV | SDF2023
2461 | Appin_Top_Pit | 2029 | . | 3.0792 | 2.1591 | 3.7607 | 0.81877 | 3.0792 | 2.1591 | 3.7607 | 0.81877 | Yes | Macarthur_66kV | SDF2023
2462 | Appin_Top_Pit | 2030 | . | 3.0792 | 2.1591 | 3.7607 | 0.81877 | 3.0792 | 2.1591 | 3.7607 | 0.81877 | Yes | Macarthur_66kV | SDF2023
2463 | Appin_Top_Pit | 2031 | . | 3.0792 | 2.1591 | 3.7607 | 0.81877 | 3.0792 | 2.1591 | 3.7607 | 0.81877 | Yes | Macarthur_66kV | SDF2023
2464 | Appin_Top_Pit | 2032 | . | 3.0792 | 2.1591 | 3.7607 | 0.81877 | 3.0792 | 2.1591 | 3.7607 | 0.81877 | Yes | Macarthur_66kV | SDF2023
2465 | Appin_Colliery | 2017 | 7.055 | 6.376 | 3.0199 | 7.055 | 0.90376 | 6.376 | 3.0199 | 7.055 | 0.90376 | Yes | Macarthur_66kV | SDF2023
2466 | Appin_Colliery | 2018 | 6.044 | 5.082 | 3.2716 | 6.044 | 0.84083 | 5.082 | 3.2716 | 6.044 | 0.84083 | Yes | Macarthur_66kV | SDF2023
2467 | Appin_Colliery | 2019 | 6.91 | 6.231 | 2.9897 | 6.9111 | 0.90159 | 6.231 | 2.9897 | 6.9111 | 0.90159 | Yes | Macarthur_66kV | SDF2023
2468 | Appin_Colliery | 2020 | 7.553 | 6.26 | 4.858 | 7.9239 | 0.79002 | 6.26 | 4.858 | 7.9239 | 0.79002 | Yes | Macarthur_66kV | SDF2023
2469 | Appin_Colliery | 2021 | 8.598 | 6.793 | 5.2707 | 8.598 | 0.79007 | 6.793 | 5.2707 | 8.598 | 0.79007 | Yes | Macarthur_66kV | SDF2023
2470 | Appin_Colliery | 2022 | 7.5977 | 5.7691 | 4.9439 | 7.5977 | 0.75932 | 5.7691 | 4.9439 | 7.5977 | 0.75932 | Yes | Macarthur_66kV | SDF2023
2471 | Appin_Colliery | 2023 | . | 5.7691 | 3.8629 | 6.9429 | 0.83093 | 5.7691 | 3.8629 | 6.9429 | 0.83093 | Yes | Macarthur_66kV | SDF2023
2472 | Appin_Colliery | 2024 | . | 5.7691 | 3.8629 | 6.9429 | 0.83093 | 5.7691 | 3.8629 | 6.9429 | 0.83093 | Yes | Macarthur_66kV | SDF2023
2473 | Appin_Colliery | 2025 | . | 5.7691 | 3.8629 | 6.9429 | 0.83093 | 5.7691 | 3.8629 | 6.9429 | 0.83093 | Yes | Macarthur_66kV | SDF2023
2474 | Appin_Colliery | 2026 | . | 5.7691 | 3.8629 | 6.9429 | 0.83093 | 5.7691 | 3.8629 | 6.9429 | 0.83093 | Yes | Macarthur_66kV | SDF2023
2475 | Appin_Colliery | 2027 | . | 5.7691 | 3.8629 | 6.9429 | 0.83093 | 5.7691 | 3.8629 | 6.9429 | 0.83093 | Yes | Macarthur_66kV | SDF2023
2476 | Appin_Colliery | 2028 | . | 5.7691 | 3.8629 | 6.9429 | 0.83093 | 5.7691 | 3.8629 | 6.9429 | 0.83093 | Yes | Macarthur_66kV | SDF2023
2477 | Appin_Colliery | 2029 | . | 5.7691 | 3.8629 | 6.9429 | 0.83093 | 5.7691 | 3.8629 | 6.9429 | 0.83093 | Yes | Macarthur_66kV | SDF2023
2478 | Appin_Colliery | 2030 | . | 5.7691 | 3.8629 | 6.9429 | 0.83093 | 5.7691 | 3.8629 | 6.9429 | 0.83093 | Yes | Macarthur_66kV | SDF2023
2479 | Appin_Colliery | 2031 | . | 5.7691 | 3.8629 | 6.9429 | 0.83093 | 5.7691 | 3.8629 | 6.9429 | 0.83093 | Yes | Macarthur_66kV | SDF2023
2480 | Appin_Colliery | 2032 | . | 5.7691 | 3.8629 | 6.9429 | 0.83093 | 5.7691 | 3.8629 | 6.9429 | 0.83093 | Yes | Macarthur_66kV | SDF2023
2481 | BHP_Douglas_Park | 2017 | 12.014 | 11.512 | 3.4366 | 12.014 | 0.95822 | 11.512 | 3.4366 | 12.014 | 0.95822 | Yes | Macarthur_66kV | SDF2023
2482 | BHP_Douglas_Park | 2018 | 4.979 | 4.917 | 0.7833 | 4.979 | 0.98755 | 4.917 | 0.7833 | 4.979 | 0.98755 | Yes | Macarthur_66kV | SDF2023
2483 | BHP_Douglas_Park | 2019 | 14.49 | 14.327 | 2.1469 | 14.487 | 0.98896 | 14.327 | 2.1469 | 14.487 | 0.98896 | Yes | Macarthur_66kV | SDF2023
2484 | BHP_Douglas_Park | 2020 | 15.459 | 15.135 | 3.1484 | 15.459 | 0.97904 | 15.135 | 3.1484 | 15.459 | 0.97904 | Yes | Macarthur_66kV | SDF2023
2485 | BHP_Douglas_Park | 2021 | 19.985 | 18.241 | 9.6133 | 20.6191 | 0.88466 | 18.241 | 9.6133 | 20.6191 | 0.88466 | Yes | Macarthur_66kV | SDF2023
2486 | BHP_Douglas_Park | 2022 | 21.312 | 19.203 | 9.2437 | 21.312 | 0.90104 | 19.203 | 9.2437 | 21.312 | 0.90104 | Yes | Macarthur_66kV | SDF2023
2487 | BHP_Douglas_Park | 2023 | . | 18.342 | 8.8293 | 20.3564 | 0.90104 | 18.342 | 8.8293 | 20.3564 | 0.90104 | Yes | Macarthur_66kV | SDF2023
2488 | BHP_Douglas_Park | 2024 | . | 25.0097 | 12.0389 | 27.7564 | 0.90104 | 25.0097 | 12.0389 | 27.7564 | 0.90104 | Yes | Macarthur_66kV | SDF2023
2489 | BHP_Douglas_Park | 2025 | . | 24.6493 | 11.8654 | 27.3564 | 0.90104 | 24.6493 | 11.8654 | 27.3564 | 0.90104 | Yes | Macarthur_66kV | SDF2023
2490 | BHP_Douglas_Park | 2026 | . | 24.6493 | 11.8654 | 27.3564 | 0.90104 | 24.6493 | 11.8654 | 27.3564 | 0.90104 | Yes | Macarthur_66kV | SDF2023
2491 | BHP_Douglas_Park | 2027 | . | 24.6493 | 11.8654 | 27.3564 | 0.90104 | 24.6493 | 11.8654 | 27.3564 | 0.90104 | Yes | Macarthur_66kV | SDF2023
2492 | BHP_Douglas_Park | 2028 | . | 24.6493 | 11.8654 | 27.3564 | 0.90104 | 24.6493 | 11.8654 | 27.3564 | 0.90104 | Yes | Macarthur_66kV | SDF2023
2493 | BHP_Douglas_Park | 2029 | . | 24.6493 | 11.8654 | 27.3564 | 0.90104 | 24.6493 | 11.8654 | 27.3564 | 0.90104 | Yes | Macarthur_66kV | SDF2023
2494 | BHP_Douglas_Park | 2030 | . | 24.6493 | 11.8654 | 27.3564 | 0.90104 | 24.6493 | 11.8654 | 27.3564 | 0.90104 | Yes | Macarthur_66kV | SDF2023
2495 | BHP_Douglas_Park | 2031 | . | 24.6493 | 11.8654 | 27.3564 | 0.90104 | 24.6493 | 11.8654 | 27.3564 | 0.90104 | Yes | Macarthur_66kV | SDF2023
2496 | BHP_Douglas_Park | 2032 | . | 24.6493 | 11.8654 | 27.3564 | 0.90104 | 24.6493 | 11.8654 | 27.3564 | 0.90104 | Yes | Macarthur_66kV | SDF2023
2497 | Broughton_Pass | 2017 | 4.995 | 4.762 | 1.5078 | 4.995 | 0.95335 | 4.762 | 1.5078 | 4.995 | 0.95335 | Yes | Macarthur_66kV | SDF2023
2498 | Broughton_Pass | 2018 | 4.971 | 4.736 | 1.5103 | 4.971 | 0.95273 | 4.736 | 1.5103 | 4.971 | 0.95273 | Yes | Macarthur_66kV | SDF2023
2499 | Broughton_Pass | 2019 | 4.7977 | 4.595 | 1.3791 | 4.7975 | 0.95779 | 4.595 | 1.3791 | 4.7975 | 0.95779 | Yes | Macarthur_66kV | SDF2023
2500 | Broughton_Pass | 2020 | 4.686 | 4.474 | 1.3935 | 4.686 | 0.95476 | 4.474 | 1.3935 | 4.686 | 0.95476 | Yes | Macarthur_66kV | SDF2023
2501 | Broughton_Pass | 2021 | 4.766 | 4.554 | 1.4056 | 4.766 | 0.95552 | 4.554 | 1.4056 | 4.766 | 0.95552 | Yes | Macarthur_66kV | SDF2023
2502 | Broughton_Pass | 2022 | 4.804 | 4.592 | 1.4114 | 4.804 | 0.95587 | 4.592 | 1.4114 | 4.804 | 0.95587 | Yes | Macarthur_66kV | SDF2023
2503 | Broughton_Pass | 2023 | . | 4.592 | 1.4261 | 4.8084 | 0.955 | 4.592 | 1.4261 | 4.8084 | 0.955 | Yes | Macarthur_66kV | SDF2023
2504 | Broughton_Pass | 2024 | . | 4.592 | 1.4261 | 4.8084 | 0.955 | 4.592 | 1.4261 | 4.8084 | 0.955 | Yes | Macarthur_66kV | SDF2023
2505 | Broughton_Pass | 2025 | . | 4.592 | 1.4261 | 4.8084 | 0.955 | 4.592 | 1.4261 | 4.8084 | 0.955 | Yes | Macarthur_66kV | SDF2023
2506 | Broughton_Pass | 2026 | . | 4.592 | 1.4261 | 4.8084 | 0.955 | 4.592 | 1.4261 | 4.8084 | 0.955 | Yes | Macarthur_66kV | SDF2023
2507 | Broughton_Pass | 2027 | . | 4.592 | 1.4261 | 4.8084 | 0.955 | 4.592 | 1.4261 | 4.8084 | 0.955 | Yes | Macarthur_66kV | SDF2023
2508 | Broughton_Pass | 2028 | . | 4.592 | 1.4261 | 4.8084 | 0.955 | 4.592 | 1.4261 | 4.8084 | 0.955 | Yes | Macarthur_66kV | SDF2023
2509 | Broughton_Pass | 2029 | . | 4.592 | 1.4261 | 4.8084 | 0.955 | 4.592 | 1.4261 | 4.8084 | 0.955 | Yes | Macarthur_66kV | SDF2023
2510 | Broughton_Pass | 2030 | . | 4.592 | 1.4261 | 4.8084 | 0.955 | 4.592 | 1.4261 | 4.8084 | 0.955 | Yes | Macarthur_66kV | SDF2023
2511 | Broughton_Pass | 2031 | . | 4.592 | 1.4261 | 4.8084 | 0.955 | 4.592 | 1.4261 | 4.8084 | 0.955 | Yes | Macarthur_66kV | SDF2023
2512 | Broughton_Pass | 2032 | . | 4.592 | 1.4261 | 4.8084 | 0.955 | 4.592 | 1.4261 | 4.8084 | 0.955 | Yes | Macarthur_66kV | SDF2023
2513 | Campbelltown | 2017 | 54.388 | 55.837 | 5.3939 | 56.0969 | 0.99537 | 51.544 | 4.9791 | 51.7839 | 0.99537 | No | Macarthur_66kV | SDF2023
2514 | Campbelltown | 2018 | 51.309 | 53.29 | 4.8247 | 53.508 | 0.99593 | 49.39 | 4.4716 | 49.592 | 0.99593 | No | Macarthur_66kV | SDF2023
2515 | Campbelltown | 2019 | 50.83 | 53.7808 | 1.5091 | 53.802 | 0.99961 | 50.2825 | 1.411 | 50.3023 | 0.99961 | No | Macarthur_66kV | SDF2023
2516 | Campbelltown | 2020 | 49.441 | 50.518 | 1.2855 | 50.5344 | 0.99968 | 46.367 | 1.1799 | 46.382 | 0.99968 | No | Macarthur_66kV | SDF2023
2517 | Campbelltown | 2021 | 47.192 | 51.372 | 1.4185 | 51.3524 | 1.0004 | 47.253 | 1.3047 | 47.235 | 1.0004 | No | Macarthur_66kV | SDF2023
2518 | Campbelltown | 2022 | 49.086 | 52.0274 | 1.1016 | 52.0391 | 0.99978 | 47.843 | 1.013 | 47.8537 | 0.99978 | No | Macarthur_66kV | SDF2023
2519 | Campbelltown | 2023 | . | 53.744 | 2.9904 | 53.8271 | 0.99846 | 49.5596 | 2.7576 | 49.6362 | 0.99846 | No | Macarthur_66kV | SDF2023
2520 | Campbelltown | 2024 | . | 55.2285 | 3.073 | 55.3139 | 0.99846 | 51.0441 | 2.8402 | 51.123 | 0.99846 | No | Macarthur_66kV | SDF2023
2521 | Campbelltown | 2025 | . | 55.8269 | 3.1063 | 55.9133 | 0.99846 | 51.6425 | 2.8735 | 51.7224 | 0.99846 | No | Macarthur_66kV | SDF2023
2522 | Campbelltown | 2026 | . | 55.795 | 3.1045 | 55.8813 | 0.99846 | 51.6106 | 2.8717 | 51.6904 | 0.99846 | No | Macarthur_66kV | SDF2023
2523 | Campbelltown | 2027 | . | 56.0828 | 3.1205 | 56.1695 | 0.99846 | 51.8984 | 2.8877 | 51.9786 | 0.99846 | No | Macarthur_66kV | SDF2023
2524 | Campbelltown | 2028 | . | 56.4245 | 3.1396 | 56.5118 | 0.99846 | 52.2523 | 2.9074 | 52.3331 | 0.99846 | No | Macarthur_66kV | SDF2023
2525 | Campbelltown | 2029 | . | 56.9291 | 3.1676 | 57.0172 | 0.99846 | 52.7769 | 2.9366 | 52.8585 | 0.99846 | No | Macarthur_66kV | SDF2023
2526 | Campbelltown | 2030 | . | 57.4181 | 3.1948 | 57.5069 | 0.99846 | 53.2659 | 2.9638 | 53.3483 | 0.99846 | No | Macarthur_66kV | SDF2023
2527 | Campbelltown | 2031 | . | 57.6523 | 3.2079 | 57.7415 | 0.99846 | 53.5001 | 2.9768 | 53.5829 | 0.99846 | No | Macarthur_66kV | SDF2023
2528 | Campbelltown | 2032 | . | 57.6062 | 3.2053 | 57.6953 | 0.99846 | 53.454 | 2.9743 | 53.5367 | 0.99846 | No | Macarthur_66kV | SDF2023
2529 | Kentlyn | 2017 | 38.754 | 32.825 | 7.9312 | 33.7696 | 0.97203 | 28.9 | 6.9828 | 29.7316 | 0.97203 | No | Macarthur_66kV | SDF2023
2530 | Kentlyn | 2018 | 29.74 | 28.47 | 0.99098 | 28.4872 | 0.99939 | 25.65 | 0.89282 | 25.6655 | 0.99939 | No | Macarthur_66kV | SDF2023
2531 | Kentlyn | 2019 | 34.82 | 38.1696 | 0.91498 | 38.1806 | 0.99971 | 33.7716 | 0.80955 | 33.7813 | 0.99971 | No | Macarthur_66kV | SDF2023
2532 | Kentlyn | 2020 | 36.241 | 34.1587 | 1.4364 | 34.1889 | 0.99912 | 29.4957 | 1.2403 | 29.5218 | 0.99912 | No | Macarthur_66kV | SDF2023
2533 | Kentlyn | 2021 | 29.495 | 31.2932 | . | 31.2932 | 1 | 27.4128 | . | 27.4128 | 1 | No | Macarthur_66kV | SDF2023
2534 | Kentlyn | 2022 | 24.7344 | 30.4056 | 0.14543 | 30.4059 | 0.99999 | 26.7773 | 0.12807 | 26.7776 | 0.99999 | No | Macarthur_66kV | SDF2023
2535 | Kentlyn | 2023 | . | 31.0762 | 3.1066 | 31.2311 | 0.99504 | 27.448 | 2.7439 | 27.5848 | 0.99504 | No | Macarthur_66kV | SDF2023
2536 | Kentlyn | 2024 | . | 30.8541 | 3.0844 | 31.0078 | 0.99504 | 27.2258 | 2.7217 | 27.3615 | 0.99504 | No | Macarthur_66kV | SDF2023
2537 | Kentlyn | 2025 | . | 30.9551 | 3.0945 | 31.1094 | 0.99504 | 27.3268 | 2.7318 | 27.463 | 0.99504 | No | Macarthur_66kV | SDF2023
2538 | Kentlyn | 2026 | . | 30.4589 | 3.0449 | 30.6107 | 0.99504 | 26.8306 | 2.6822 | 26.9644 | 0.99504 | No | Macarthur_66kV | SDF2023
2539 | Kentlyn | 2027 | . | 30.4662 | 3.0457 | 30.618 | 0.99504 | 26.8379 | 2.6829 | 26.9716 | 0.99504 | No | Macarthur_66kV | SDF2023
2540 | Kentlyn | 2028 | . | 30.6832 | 3.0673 | 30.8361 | 0.99504 | 27.0549 | 2.7046 | 27.1897 | 0.99504 | No | Macarthur_66kV | SDF2023
2541 | Kentlyn | 2029 | . | 30.906 | 3.0896 | 31.06 | 0.99504 | 27.2777 | 2.7269 | 27.4136 | 0.99504 | No | Macarthur_66kV | SDF2023
2542 | Kentlyn | 2030 | . | 31.089 | 3.1079 | 31.2439 | 0.99504 | 27.4739 | 2.7465 | 27.6109 | 0.99504 | No | Macarthur_66kV | SDF2023
2543 | Kentlyn | 2031 | . | 31.4226 | 3.1413 | 31.5792 | 0.99504 | 27.9648 | 2.7956 | 28.1042 | 0.99504 | No | Macarthur_66kV | SDF2023
2544 | Kentlyn | 2032 | . | 31.7562 | 3.1746 | 31.9145 | 0.99504 | 28.4557 | 2.8447 | 28.5975 | 0.99504 | No | Macarthur_66kV | SDF2023
2545 | SW_Sector_Macarthur_66 | 2017 | . | . | . | . | . | . | . | . | . | No | Macarthur_66kV | SDF2023
2546 | SW_Sector_Macarthur_66 | 2018 | . | . | . | . | . | . | . | . | . | No | Macarthur_66kV | SDF2023
2547 | SW_Sector_Macarthur_66 | 2019 | . | . | . | . | . | . | . | . | . | No | Macarthur_66kV | SDF2023
2548 | SW_Sector_Macarthur_66 | 2020 | . | . | . | . | . | . | . | . | . | No | Macarthur_66kV | SDF2023
2549 | SW_Sector_Macarthur_66 | 2021 | . | . | . | . | . | . | . | . | . | No | Macarthur_66kV | SDF2023
2550 | SW_Sector_Macarthur_66 | 2022 | . | . | . | . | . | . | . | . | . | No | Macarthur_66kV | SDF2023
2551 | SW_Sector_Macarthur_66 | 2023 | . | . | . | . | . | . | . | . | . | No | Macarthur_66kV | SDF2023
2552 | SW_Sector_Macarthur_66 | 2024 | . | . | . | . | . | . | . | . | . | No | Macarthur_66kV | SDF2023
2553 | SW_Sector_Macarthur_66 | 2025 | . | . | . | . | . | . | . | . | . | No | Macarthur_66kV | SDF2023
2554 | SW_Sector_Macarthur_66 | 2026 | . | . | . | . | . | . | . | . | . | No | Macarthur_66kV | SDF2023
2555 | SW_Sector_Macarthur_66 | 2027 | . | . | . | . | . | . | . | . | . | No | Macarthur_66kV | SDF2023
2556 | SW_Sector_Macarthur_66 | 2028 | . | . | . | . | . | . | . | . | . | No | Macarthur_66kV | SDF2023
2557 | SW_Sector_Macarthur_66 | 2029 | . | . | . | . | . | . | . | . | . | No | Macarthur_66kV | SDF2023
2558 | SW_Sector_Macarthur_66 | 2030 | . | . | . | . | . | . | . | . | . | No | Macarthur_66kV | SDF2023
2559 | SW_Sector_Macarthur_66 | 2031 | . | 1.512 | 0.7323 | 1.68 | 0.9 | 1.512 | 0.7323 | 1.68 | 0.9 | No | Macarthur_66kV | SDF2023
2560 | SW_Sector_Macarthur_66 | 2032 | . | 1.6848 | 0.81599 | 1.872 | 0.9 | 1.6848 | 0.81599 | 1.872 | 0.9 | No | Macarthur_66kV | SDF2023
2561 | Menangle_Park | 2017 | . | . | . | . | . | . | . | . | . | No | Macarthur_66kV | SDF2023
2562 | Menangle_Park | 2018 | . | . | . | . | . | . | . | . | . | No | Macarthur_66kV | SDF2023
2563 | Menangle_Park | 2019 | . | . | . | . | . | . | . | . | . | No | Macarthur_66kV | SDF2023
2564 | Menangle_Park | 2020 | . | . | . | . | . | . | . | . | . | No | Macarthur_66kV | SDF2023
2565 | Menangle_Park | 2021 | . | . | . | . | . | . | . | . | . | No | Macarthur_66kV | SDF2023
2566 | Menangle_Park | 2022 | . | . | . | . | . | . | . | . | . | No | Macarthur_66kV | SDF2023
2567 | Menangle_Park | 2023 | . | 2.5057 | 1.2136 | 2.7841 | 0.9 | 2.5057 | 1.2136 | 2.7841 | 0.9 | No | Macarthur_66kV | SDF2023
2568 | Menangle_Park | 2024 | . | 4.8741 | 2.3606 | 5.4156 | 0.9 | 4.8741 | 2.3606 | 5.4156 | 0.9 | No | Macarthur_66kV | SDF2023
2569 | Menangle_Park | 2025 | . | 6.8745 | 3.3295 | 7.6384 | 0.9 | 6.8745 | 3.3295 | 7.6384 | 0.9 | No | Macarthur_66kV | SDF2023
2570 | Menangle_Park | 2026 | . | 8.2134 | 3.978 | 9.1261 | 0.9 | 8.2134 | 3.978 | 9.1261 | 0.9 | No | Macarthur_66kV | SDF2023
2571 | Menangle_Park | 2027 | . | 9.808 | 4.7502 | 10.8978 | 0.9 | 9.808 | 4.7502 | 10.8978 | 0.9 | No | Macarthur_66kV | SDF2023
2572 | Menangle_Park | 2028 | . | 12.779 | 6.1892 | 14.1989 | 0.9 | 12.779 | 6.1892 | 14.1989 | 0.9 | No | Macarthur_66kV | SDF2023
2573 | Menangle_Park | 2029 | . | 17.9512 | 8.6942 | 19.9458 | 0.9 | 17.9512 | 8.6942 | 19.9458 | 0.9 | No | Macarthur_66kV | SDF2023
2574 | Menangle_Park | 2030 | . | 23.492 | 11.3777 | 26.1022 | 0.9 | 23.492 | 11.3777 | 26.1022 | 0.9 | No | Macarthur_66kV | SDF2023
2575 | Menangle_Park | 2031 | . | 28.2422 | 13.6783 | 31.3802 | 0.9 | 28.2422 | 13.6783 | 31.3802 | 0.9 | No | Macarthur_66kV | SDF2023
2576 | Menangle_Park | 2032 | . | 32.7099 | 15.8421 | 36.3443 | 0.9 | 32.7099 | 15.8421 | 36.3443 | 0.9 | No | Macarthur_66kV | SDF2023
2577 | Tower_Colliery | 2017 | 4.981 | 3.715 | 3.318 | 4.981 | 0.74583 | 3.715 | 3.318 | 4.981 | 0.74583 | Yes | Macarthur_66kV | SDF2023
2578 | Tower_Colliery | 2018 | 4.449 | 3.215 | 3.0753 | 4.449 | 0.72263 | 3.215 | 3.0753 | 4.449 | 0.72263 | Yes | Macarthur_66kV | SDF2023
2579 | Tower_Colliery | 2019 | 4.07 | 3.167 | 2.5502 | 4.0661 | 0.77887 | 3.167 | 2.5502 | 4.0661 | 0.77887 | Yes | Macarthur_66kV | SDF2023
2580 | Tower_Colliery | 2020 | 5.246 | 4.107 | 3.2639 | 5.246 | 0.78288 | 4.107 | 3.2639 | 5.246 | 0.78288 | Yes | Macarthur_66kV | SDF2023
2581 | Tower_Colliery | 2021 | 5.919 | 4.727 | 3.5623 | 5.919 | 0.79861 | 4.727 | 3.5623 | 5.919 | 0.79861 | Yes | Macarthur_66kV | SDF2023
2582 | Tower_Colliery | 2022 | 4.381 | 3.4571 | 2.691 | 4.381 | 0.78911 | 3.4571 | 2.691 | 4.381 | 0.78911 | Yes | Macarthur_66kV | SDF2023
2583 | Tower_Colliery | 2023 | . | 3.4571 | 2.8678 | 4.4917 | 0.76966 | 3.4571 | 2.8678 | 4.4917 | 0.76966 | Yes | Macarthur_66kV | SDF2023
2584 | Tower_Colliery | 2024 | . | 3.4571 | 2.8678 | 4.4917 | 0.76966 | 3.4571 | 2.8678 | 4.4917 | 0.76966 | Yes | Macarthur_66kV | SDF2023
2585 | Tower_Colliery | 2025 | . | 3.4571 | 2.8678 | 4.4917 | 0.76966 | 3.4571 | 2.8678 | 4.4917 | 0.76966 | Yes | Macarthur_66kV | SDF2023
2586 | Tower_Colliery | 2026 | . | 3.4571 | 2.8678 | 4.4917 | 0.76966 | 3.4571 | 2.8678 | 4.4917 | 0.76966 | Yes | Macarthur_66kV | SDF2023
2587 | Tower_Colliery | 2027 | . | 3.4571 | 2.8678 | 4.4917 | 0.76966 | 3.4571 | 2.8678 | 4.4917 | 0.76966 | Yes | Macarthur_66kV | SDF2023
2588 | Tower_Colliery | 2028 | . | 3.4571 | 2.8678 | 4.4917 | 0.76966 | 3.4571 | 2.8678 | 4.4917 | 0.76966 | Yes | Macarthur_66kV | SDF2023
2589 | Tower_Colliery | 2029 | . | 3.4571 | 2.8678 | 4.4917 | 0.76966 | 3.4571 | 2.8678 | 4.4917 | 0.76966 | Yes | Macarthur_66kV | SDF2023
2590 | Tower_Colliery | 2030 | . | 3.4571 | 2.8678 | 4.4917 | 0.76966 | 3.4571 | 2.8678 | 4.4917 | 0.76966 | Yes | Macarthur_66kV | SDF2023
2591 | Tower_Colliery | 2031 | . | 3.4571 | 2.8678 | 4.4917 | 0.76966 | 3.4571 | 2.8678 | 4.4917 | 0.76966 | Yes | Macarthur_66kV | SDF2023
2592 | Tower_Colliery | 2032 | . | 3.4571 | 2.8678 | 4.4917 | 0.76966 | 3.4571 | 2.8678 | 4.4917 | 0.76966 | Yes | Macarthur_66kV | SDF2023
2593 | Westcliff_Colliery | 2017 | 15.252 | 14.2 | 5.5663 | 15.252 | 0.93103 | 14.2 | 5.5663 | 15.252 | 0.93103 | Yes | Macarthur_66kV | SDF2023
2594 | Westcliff_Colliery | 2018 | 13.244 | 10.705 | 7.9766 | 13.35 | 0.80187 | 10.705 | 7.9766 | 13.35 | 0.80187 | Yes | Macarthur_66kV | SDF2023
2595 | Westcliff_Colliery | 2019 | 8.15 | 7.347 | 4.4524 | 8.5908 | 0.85521 | 7.347 | 4.4524 | 8.5908 | 0.85521 | Yes | Macarthur_66kV | SDF2023
2596 | Westcliff_Colliery | 2020 | 10.009 | 8.13 | 5.8381 | 10.009 | 0.81227 | 8.13 | 5.8381 | 10.009 | 0.81227 | Yes | Macarthur_66kV | SDF2023
2597 | Westcliff_Colliery | 2021 | 14.904 | 11.613 | 9.3417 | 14.904 | 0.77919 | 11.613 | 9.3417 | 14.904 | 0.77919 | Yes | Macarthur_66kV | SDF2023
2598 | Westcliff_Colliery | 2022 | 13.8654 | 11.0836 | 8.3309 | 13.8654 | 0.79937 | 11.0836 | 8.3309 | 13.8654 | 0.79937 | Yes | Macarthur_66kV | SDF2023
2599 | Westcliff_Colliery | 2023 | . | 11.0836 | 8.3309 | 13.8654 | 0.79937 | 11.0836 | 8.3309 | 13.8654 | 0.79937 | Yes | Macarthur_66kV | SDF2023
2600 | Westcliff_Colliery | 2024 | . | 11.0836 | 8.3309 | 13.8654 | 0.79937 | 11.0836 | 8.3309 | 13.8654 | 0.79937 | Yes | Macarthur_66kV | SDF2023
2601 | Westcliff_Colliery | 2025 | . | 11.0836 | 8.3309 | 13.8654 | 0.79937 | 11.0836 | 8.3309 | 13.8654 | 0.79937 | Yes | Macarthur_66kV | SDF2023
2602 | Westcliff_Colliery | 2026 | . | 11.0836 | 8.3309 | 13.8654 | 0.79937 | 11.0836 | 8.3309 | 13.8654 | 0.79937 | Yes | Macarthur_66kV | SDF2023
2603 | Westcliff_Colliery | 2027 | . | 11.0836 | 8.3309 | 13.8654 | 0.79937 | 11.0836 | 8.3309 | 13.8654 | 0.79937 | Yes | Macarthur_66kV | SDF2023
2604 | Westcliff_Colliery | 2028 | . | 11.0836 | 8.3309 | 13.8654 | 0.79937 | 11.0836 | 8.3309 | 13.8654 | 0.79937 | Yes | Macarthur_66kV | SDF2023
2605 | Westcliff_Colliery | 2029 | . | 11.0836 | 8.3309 | 13.8654 | 0.79937 | 11.0836 | 8.3309 | 13.8654 | 0.79937 | Yes | Macarthur_66kV | SDF2023
2606 | Westcliff_Colliery | 2030 | . | 11.0836 | 8.3309 | 13.8654 | 0.79937 | 11.0836 | 8.3309 | 13.8654 | 0.79937 | Yes | Macarthur_66kV | SDF2023
2607 | Westcliff_Colliery | 2031 | . | 11.0836 | 8.3309 | 13.8654 | 0.79937 | 11.0836 | 8.3309 | 13.8654 | 0.79937 | Yes | Macarthur_66kV | SDF2023
2608 | Westcliff_Colliery | 2032 | . | 11.0836 | 8.3309 | 13.8654 | 0.79937 | 11.0836 | 8.3309 | 13.8654 | 0.79937 | Yes | Macarthur_66kV | SDF2023
2609 | Undiversified | 2017 | 175.031 | 165.333 | 36.9707 | 171.6928 | 0.96296 | 152.132 | 35.0454 | 158.3121 | 0.96096 | No | Macarthur_66kV | SDF2023
2610 | Undiversified | 2018 | 150.897 | 146.074 | 26.1962 | 152.4291 | 0.95831 | 134.444 | 25.5535 | 140.7558 | 0.95516 | No | Macarthur_66kV | SDF2023
2611 | Undiversified | 2019 | 163.4677 | 166.7334 | 21.2626 | 170.9262 | 0.97547 | 153.9614 | 20.6703 | 158.1222 | 0.97369 | No | Macarthur_66kV | SDF2023
2612 | Undiversified | 2020 | 170.984 | 163.8627 | 25.9516 | 170.0677 | 0.96351 | 149.6587 | 25.3136 | 155.8294 | 0.9604 | No | Macarthur_66kV | SDF2023
2613 | Undiversified | 2021 | 167.415 | 168.1384 | 35.5822 | 177.9075 | 0.94509 | 155.2478 | 35.1177 | 164.9943 | 0.94093 | No | Macarthur_66kV | SDF2023
2614 | Undiversified | 2022 | 158.038 | 165.9675 | 31.8984 | 174.4187 | 0.95155 | 153.396 | 31.5024 | 161.8351 | 0.94785 | No | Macarthur_66kV | SDF2023
2615 | Undiversified | 2023 | . | 170.3711 | 37.6629 | 179.022 | 0.95168 | 157.7995 | 36.7082 | 166.3978 | 0.94833 | No | Macarthur_66kV | SDF2023
2616 | Undiversified | 2024 | . | 183.1533 | 42.38 | 192.8316 | 0.94981 | 170.5818 | 41.4252 | 180.2074 | 0.94659 | No | Macarthur_66kV | SDF2023
2617 | Undiversified | 2025 | . | 186.6616 | 43.2817 | 196.5273 | 0.9498 | 174.0901 | 42.327 | 183.9031 | 0.94664 | No | Macarthur_66kV | SDF2023
2618 | Undiversified | 2026 | . | 190.4934 | 44.4063 | 200.5658 | 0.94978 | 177.9219 | 43.4515 | 187.9416 | 0.94669 | No | Macarthur_66kV | SDF2023
2619 | Undiversified | 2027 | . | 195.5791 | 45.7381 | 205.891 | 0.94992 | 183.0075 | 44.7834 | 193.2668 | 0.94692 | No | Macarthur_66kV | SDF2023
2620 | Undiversified | 2028 | . | 202.4941 | 47.7789 | 213.2013 | 0.94978 | 189.9347 | 46.8248 | 200.5893 | 0.94688 | No | Macarthur_66kV | SDF2023
2621 | Undiversified | 2029 | . | 211.9763 | 50.9145 | 223.3254 | 0.94918 | 199.4658 | 49.9627 | 210.7623 | 0.9464 | No | Macarthur_66kV | SDF2023
2622 | Undiversified | 2030 | . | 223.8604 | 54.7893 | 235.9706 | 0.94868 | 211.3867 | 53.8397 | 223.4445 | 0.94604 | No | Macarthur_66kV | SDF2023
2623 | Undiversified | 2031 | . | 232.9151 | 58.3223 | 245.7689 | 0.9477 | 220.6628 | 57.391 | 233.4649 | 0.94516 | No | Macarthur_66kV | SDF2023
2624 | Undiversified | 2032 | . | 240.2406 | 61.138 | 253.6766 | 0.94704 | 228.2096 | 60.2249 | 241.5947 | 0.9446 | No | Macarthur_66kV | SDF2023
2625 | Diversified | 2017 | 173.2353 | 141.19 | 36.8993 | 145.9321 | 0.9675 | 124.67 | 32.5819 | 128.8572 | 0.9675 | No | Macarthur_66kV | SDF2023
2626 | Diversified | 2018 | 160.9894 | 167.49 | 9.9343 | 167.7844 | 0.99825 | 146.98 | 8.7178 | 147.2383 | 0.99825 | No | Macarthur_66kV | SDF2023
2627 | Diversified | 2019 | 169.048 | 164.465 | 37.0737 | 168.5918 | 0.97552 | 143.3837 | 32.3215 | 146.9815 | 0.97552 | No | Macarthur_66kV | SDF2023
2628 | Diversified | 2020 | 147.1875 | 160.253 | 13.0748 | 160.7855 | 0.99669 | 143.095 | 11.6749 | 143.5705 | 0.99669 | No | Macarthur_66kV | SDF2023
2629 | Diversified | 2021 | 144.5244 | 160.9477 | 25.6736 | 162.9825 | 0.98752 | 144.1893 | 23.0004 | 146.0123 | 0.98752 | No | Macarthur_66kV | SDF2023
2630 | Diversified | 2022 | 152.4139 | 176.409 | 17.135 | 177.2392 | 0.99532 | 160.665 | 15.6058 | 161.4211 | 0.99532 | No | Macarthur_66kV | SDF2023
2631 | Diversified | 2023 | . | 160.0265 | 26.2634 | 162.1674 | 0.9868 | 148.2183 | 24.3254 | 150.2012 | 0.9868 | No | Macarthur_66kV | SDF2023
2632 | Diversified | 2024 | . | 172.0327 | 28.2338 | 174.3341 | 0.9868 | 160.2244 | 26.2959 | 162.3679 | 0.9868 | No | Macarthur_66kV | SDF2023
2633 | Diversified | 2025 | . | 175.3279 | 28.7746 | 177.6735 | 0.9868 | 163.5197 | 26.8367 | 165.7073 | 0.9868 | No | Macarthur_66kV | SDF2023
2634 | Diversified | 2026 | . | 178.927 | 29.3653 | 181.3207 | 0.9868 | 167.1188 | 27.4274 | 169.3545 | 0.9868 | No | Macarthur_66kV | SDF2023
2635 | Diversified | 2027 | . | 183.7039 | 30.1493 | 186.1615 | 0.9868 | 171.8957 | 28.2113 | 174.1953 | 0.9868 | No | Macarthur_66kV | SDF2023
2636 | Diversified | 2028 | . | 190.1991 | 31.2153 | 192.7436 | 0.9868 | 178.4023 | 29.2792 | 180.789 | 0.9868 | No | Macarthur_66kV | SDF2023
2637 | Diversified | 2029 | . | 199.1056 | 32.677 | 201.7692 | 0.9868 | 187.3547 | 30.7484 | 189.8611 | 0.9868 | No | Macarthur_66kV | SDF2023
2638 | Diversified | 2030 | . | 210.2681 | 34.509 | 213.081 | 0.9868 | 198.5518 | 32.5861 | 201.208 | 0.9868 | No | Macarthur_66kV | SDF2023
2639 | Diversified | 2031 | . | 218.773 | 35.9048 | 221.6998 | 0.9868 | 207.2646 | 34.016 | 210.0374 | 0.9868 | No | Macarthur_66kV | SDF2023
2640 | Diversified | 2032 | . | 225.6537 | 37.034 | 228.6725 | 0.9868 | 214.3533 | 35.1794 | 217.2209 | 0.9868 | No | Macarthur_66kV | SDF2023
2641 | Claremont_Meadows | 2017 | 30.292 | 30.19 | 2.4838 | 30.292 | 0.99663 | 30.19 | 2.4838 | 30.292 | 0.99663 | No | Mount_Druitt | SDF2023
2642 | Claremont_Meadows | 2018 | 25.222 | 25.15 | 1.9044 | 25.222 | 0.99715 | 25.15 | 1.9044 | 25.222 | 0.99715 | No | Mount_Druitt | SDF2023
2643 | Claremont_Meadows | 2019 | 26.49 | 26.483 | 2.6334 | 26.6136 | 0.99509 | 26.483 | 2.6334 | 26.6136 | 0.99509 | No | Mount_Druitt | SDF2023
2644 | Claremont_Meadows | 2020 | 27.255 | 26.825 | 4.8223 | 27.255 | 0.98422 | 26.825 | 4.8223 | 27.255 | 0.98422 | No | Mount_Druitt | SDF2023
2645 | Claremont_Meadows | 2021 | 23.707 | 23.675 | 1.2314 | 23.707 | 0.99865 | 23.675 | 1.2314 | 23.707 | 0.99865 | No | Mount_Druitt | SDF2023
2646 | Claremont_Meadows | 2022 | 22.766 | 22.7625 | 0.39919 | 22.766 | 0.99985 | 22.7625 | 0.39919 | 22.766 | 0.99985 | No | Mount_Druitt | SDF2023
2647 | Claremont_Meadows | 2023 | . | 35.2374 | 3.727 | 35.4339 | 0.99445 | 35.2374 | 3.727 | 35.4339 | 0.99445 | No | Mount_Druitt | SDF2023
2648 | Claremont_Meadows | 2024 | . | 35.1671 | 3.7196 | 35.3632 | 0.99445 | 35.1671 | 3.7196 | 35.3632 | 0.99445 | No | Mount_Druitt | SDF2023
2649 | Claremont_Meadows | 2025 | . | 36.328 | 3.8424 | 36.5306 | 0.99445 | 36.328 | 3.8424 | 36.5306 | 0.99445 | No | Mount_Druitt | SDF2023
2650 | Claremont_Meadows | 2026 | . | 29.4324 | 3.113 | 29.5966 | 0.99445 | 29.4324 | 3.113 | 29.5966 | 0.99445 | No | Mount_Druitt | SDF2023
2651 | Claremont_Meadows | 2027 | . | 31.2721 | 3.3076 | 31.4466 | 0.99445 | 31.2721 | 3.3076 | 31.4466 | 0.99445 | No | Mount_Druitt | SDF2023
2652 | Claremont_Meadows | 2028 | . | 32.6039 | 3.4485 | 32.7858 | 0.99445 | 32.6039 | 3.4485 | 32.7858 | 0.99445 | No | Mount_Druitt | SDF2023
2653 | Claremont_Meadows | 2029 | . | 34.0772 | 3.6043 | 34.2673 | 0.99445 | 34.0772 | 3.6043 | 34.2673 | 0.99445 | No | Mount_Druitt | SDF2023
2654 | Claremont_Meadows | 2030 | . | 35.1789 | 3.7208 | 35.3751 | 0.99445 | 35.1789 | 3.7208 | 35.3751 | 0.99445 | No | Mount_Druitt | SDF2023
2655 | Claremont_Meadows | 2031 | . | 36.0436 | 3.8123 | 36.2446 | 0.99445 | 36.0436 | 3.8123 | 36.2446 | 0.99445 | No | Mount_Druitt | SDF2023
2656 | Claremont_Meadows | 2032 | . | 36.5735 | 3.8683 | 36.7775 | 0.99445 | 36.5735 | 3.8683 | 36.7775 | 0.99445 | No | Mount_Druitt | SDF2023
2657 | Horsley_Park | 2017 | 10.341 | 9.562 | 1.3463 | 9.6563 | 0.99023 | 8.933 | 1.2577 | 9.0211 | 0.99023 | No | Mount_Druitt | SDF2023
2658 | Horsley_Park | 2018 | 10.3582 | 9.38 | 2.0473 | 9.6008 | 0.977 | 8.72 | 1.9032 | 8.9253 | 0.977 | No | Mount_Druitt | SDF2023
2659 | Horsley_Park | 2019 | 9.08 | 9.3193 | 2.6246 | 9.6818 | 0.96256 | 8.2968 | 2.3366 | 8.6196 | 0.96256 | No | Mount_Druitt | SDF2023
2660 | Horsley_Park | 2020 | 8.932 | 9.0759 | 2.4008 | 9.3881 | 0.96675 | 8.1785 | 2.1634 | 8.4598 | 0.96675 | No | Mount_Druitt | SDF2023
2661 | Horsley_Park | 2021 | 7.648 | 8.5785 | 2.9203 | 9.062 | 0.94665 | 7.704 | 2.6226 | 8.1382 | 0.94665 | No | Mount_Druitt | SDF2023
2662 | Horsley_Park | 2022 | 7.0961 | 8.4004 | 2.4144 | 8.7405 | 0.96109 | 7.5903 | 2.1816 | 7.8976 | 0.96109 | No | Mount_Druitt | SDF2023
2663 | Horsley_Park | 2023 | . | 8.3483 | 2.1862 | 8.6298 | 0.96738 | 7.5382 | 1.974 | 7.7924 | 0.96738 | No | Mount_Druitt | SDF2023
2664 | Horsley_Park | 2024 | . | 14.1861 | 3.7149 | 14.6644 | 0.96738 | 13.376 | 3.5028 | 13.827 | 0.96738 | No | Mount_Druitt | SDF2023
2665 | Horsley_Park | 2025 | . | 20.057 | 5.2523 | 20.7333 | 0.96738 | 19.2469 | 5.0402 | 19.8959 | 0.96738 | No | Mount_Druitt | SDF2023
2666 | Horsley_Park | 2026 | . | 20.0098 | 5.24 | 20.6845 | 0.96738 | 19.1997 | 5.0279 | 19.8471 | 0.96738 | No | Mount_Druitt | SDF2023
2667 | Horsley_Park | 2027 | . | 20.0067 | 5.2392 | 20.6813 | 0.96738 | 19.1966 | 5.027 | 19.8439 | 0.96738 | No | Mount_Druitt | SDF2023
2668 | Horsley_Park | 2028 | . | 20.0272 | 5.2446 | 20.7025 | 0.96738 | 19.2171 | 5.0324 | 19.8651 | 0.96738 | No | Mount_Druitt | SDF2023
2669 | Horsley_Park | 2029 | . | 20.0718 | 5.2562 | 20.7486 | 0.96738 | 19.2617 | 5.0441 | 19.9112 | 0.96738 | No | Mount_Druitt | SDF2023
2670 | Horsley_Park | 2030 | . | 20.112 | 5.2668 | 20.7902 | 0.96738 | 19.3019 | 5.0546 | 19.9528 | 0.96738 | No | Mount_Druitt | SDF2023
2671 | Horsley_Park | 2031 | . | 20.1694 | 5.2818 | 20.8495 | 0.96738 | 19.3593 | 5.0696 | 20.0121 | 0.96738 | No | Mount_Druitt | SDF2023
2672 | Horsley_Park | 2032 | . | 20.2267 | 5.2968 | 20.9088 | 0.96738 | 19.4166 | 5.0847 | 20.0714 | 0.96738 | No | Mount_Druitt | SDF2023
2673 | Plumpton | 2017 | 36.067 | 34.096 | 8.9148 | 35.2422 | 0.96748 | 30.52 | 7.9798 | 31.546 | 0.96748 | No | Mount_Druitt | SDF2023
2674 | Plumpton | 2018 | 34.2052 | 34.69 | 3.8173 | 34.8994 | 0.994 | 31.05 | 3.4168 | 31.2374 | 0.994 | No | Mount_Druitt | SDF2023
2675 | Plumpton | 2019 | 34.91 | 38.5838 | 8.9349 | 39.6048 | 0.97422 | 34.5056 | 7.9906 | 35.4187 | 0.97422 | No | Mount_Druitt | SDF2023
2676 | Plumpton | 2020 | 36.788 | 35.379 | 6.3127 | 35.9378 | 0.98445 | 31.3038 | 5.5856 | 31.7982 | 0.98445 | No | Mount_Druitt | SDF2023
2677 | Plumpton | 2021 | 31.376 | 35.83 | 4.587 | 36.1224 | 0.9919 | 31.9252 | 4.0871 | 32.1858 | 0.9919 | No | Mount_Druitt | SDF2023
2678 | Plumpton | 2022 | 29.1471 | 37.1169 | 3.1591 | 37.2511 | 0.9964 | 33.2429 | 2.8294 | 33.3631 | 0.9964 | No | Mount_Druitt | SDF2023
2679 | Plumpton | 2023 | . | 36.2904 | 3.0887 | 36.4216 | 0.9964 | 32.4164 | 2.759 | 32.5336 | 0.9964 | No | Mount_Druitt | SDF2023
2680 | Plumpton | 2024 | . | 35.6096 | 3.0308 | 35.7383 | 0.9964 | 31.7356 | 2.7011 | 31.8503 | 0.9964 | No | Mount_Druitt | SDF2023
2681 | Plumpton | 2025 | . | 35.3105 | 3.0053 | 35.4381 | 0.9964 | 31.4365 | 2.6756 | 31.5502 | 0.9964 | No | Mount_Druitt | SDF2023
2682 | Plumpton | 2026 | . | 34.5143 | 2.9376 | 34.6391 | 0.9964 | 30.6403 | 2.6078 | 30.7511 | 0.9964 | No | Mount_Druitt | SDF2023
2683 | Plumpton | 2027 | . | 34.2805 | 2.9177 | 34.4044 | 0.9964 | 30.4793 | 2.5941 | 30.5895 | 0.9964 | No | Mount_Druitt | SDF2023
2684 | Plumpton | 2028 | . | 34.3251 | 2.9215 | 34.4492 | 0.9964 | 30.5239 | 2.5979 | 30.6342 | 0.9964 | No | Mount_Druitt | SDF2023
2685 | Plumpton | 2029 | . | 34.5701 | 2.9423 | 34.6951 | 0.9964 | 30.769 | 2.6188 | 30.8802 | 0.9964 | No | Mount_Druitt | SDF2023
2686 | Plumpton | 2030 | . | 34.7938 | 2.9614 | 34.9196 | 0.9964 | 30.9927 | 2.6378 | 31.1047 | 0.9964 | No | Mount_Druitt | SDF2023
2687 | Plumpton | 2031 | . | 35.2121 | 2.997 | 35.3394 | 0.9964 | 31.4109 | 2.6734 | 31.5245 | 0.9964 | No | Mount_Druitt | SDF2023
2688 | Plumpton | 2032 | . | 35.6304 | 3.0326 | 35.7592 | 0.9964 | 31.8292 | 2.709 | 31.9443 | 0.9964 | No | Mount_Druitt | SDF2023
2689 | Simsmetal | 2017 | 7.273 | 6.629 | 2.9921 | 7.273 | 0.91145 | 6.629 | 2.9921 | 7.273 | 0.91145 | Yes | Mount_Druitt | SDF2023
2690 | Simsmetal | 2018 | 7.22 | 6.504 | 3.1347 | 7.22 | 0.90083 | 6.504 | 3.1347 | 7.22 | 0.90083 | Yes | Mount_Druitt | SDF2023
2691 | Simsmetal | 2019 | 6.87 | 6.225 | 2.8932 | 6.8645 | 0.90684 | 6.225 | 2.8932 | 6.8645 | 0.90684 | Yes | Mount_Druitt | SDF2023
2692 | Simsmetal | 2020 | 7.303 | 6.54 | 3.25 | 7.303 | 0.89552 | 6.54 | 3.25 | 7.303 | 0.89552 | Yes | Mount_Druitt | SDF2023
2693 | Simsmetal | 2021 | 7.371 | 6.699 | 3.0749 | 7.371 | 0.90883 | 6.699 | 3.0749 | 7.371 | 0.90883 | Yes | Mount_Druitt | SDF2023
2694 | Simsmetal | 2022 | 6.9967 | 6.4397 | 2.7357 | 6.9967 | 0.92039 | 6.4397 | 2.7357 | 6.9967 | 0.92039 | Yes | Mount_Druitt | SDF2023
2695 | Simsmetal | 2023 | . | 6.4397 | 2.9842 | 7.0976 | 0.90731 | 6.4397 | 2.9842 | 7.0976 | 0.90731 | Yes | Mount_Druitt | SDF2023
2696 | Simsmetal | 2024 | . | 6.4397 | 2.9842 | 7.0976 | 0.90731 | 6.4397 | 2.9842 | 7.0976 | 0.90731 | Yes | Mount_Druitt | SDF2023
2697 | Simsmetal | 2025 | . | 6.4397 | 2.9842 | 7.0976 | 0.90731 | 6.4397 | 2.9842 | 7.0976 | 0.90731 | Yes | Mount_Druitt | SDF2023
2698 | Simsmetal | 2026 | . | 6.4397 | 2.9842 | 7.0976 | 0.90731 | 6.4397 | 2.9842 | 7.0976 | 0.90731 | Yes | Mount_Druitt | SDF2023
2699 | Simsmetal | 2027 | . | 6.4397 | 2.9842 | 7.0976 | 0.90731 | 6.4397 | 2.9842 | 7.0976 | 0.90731 | Yes | Mount_Druitt | SDF2023
2700 | Simsmetal | 2028 | . | 6.4397 | 2.9842 | 7.0976 | 0.90731 | 6.4397 | 2.9842 | 7.0976 | 0.90731 | Yes | Mount_Druitt | SDF2023
2701 | Simsmetal | 2029 | . | 6.4397 | 2.9842 | 7.0976 | 0.90731 | 6.4397 | 2.9842 | 7.0976 | 0.90731 | Yes | Mount_Druitt | SDF2023
2702 | Simsmetal | 2030 | . | 6.4397 | 2.9842 | 7.0976 | 0.90731 | 6.4397 | 2.9842 | 7.0976 | 0.90731 | Yes | Mount_Druitt | SDF2023
2703 | Simsmetal | 2031 | . | 6.4397 | 2.9842 | 7.0976 | 0.90731 | 6.4397 | 2.9842 | 7.0976 | 0.90731 | Yes | Mount_Druitt | SDF2023
2704 | Simsmetal | 2032 | . | 6.4397 | 2.9842 | 7.0976 | 0.90731 | 6.4397 | 2.9842 | 7.0976 | 0.90731 | Yes | Mount_Druitt | SDF2023
2705 | St_Marys | 2017 | 35.663 | 35.644 | 3.5442 | 35.8198 | 0.99509 | 31.901 | 3.172 | 32.0583 | 0.99509 | No | Mount_Druitt | SDF2023
2706 | St_Marys | 2018 | 32.462 | 33.04 | 2.045 | 33.1032 | 0.99809 | 30.1 | 1.863 | 30.1576 | 0.99809 | No | Mount_Druitt | SDF2023
2707 | St_Marys | 2019 | 32.05 | 35.4646 | 2.3478 | 35.5422 | 0.99782 | 32.3558 | 2.142 | 32.4266 | 0.99782 | No | Mount_Druitt | SDF2023
2708 | St_Marys | 2020 | 33.753 | 33.725 | 1.3745 | 33.753 | 0.99917 | 33.725 | 1.3745 | 33.753 | 0.99917 | No | Mount_Druitt | SDF2023
2709 | St_Marys | 2021 | 29.202 | 29.1 | 2.4386 | 29.202 | 0.99651 | 29.1 | 2.4386 | 29.202 | 0.99651 | No | Mount_Druitt | SDF2023
2710 | St_Marys | 2022 | 27.0283 | 27 | 1.2365 | 27.0283 | 0.99895 | 27 | 1.2365 | 27.0283 | 0.99895 | No | Mount_Druitt | SDF2023
2711 | St_Marys | 2023 | . | 28.8308 | 1.999 | 28.9 | 0.9976 | 28.8308 | 1.999 | 28.9 | 0.9976 | No | Mount_Druitt | SDF2023
2712 | St_Marys | 2024 | . | 28.9624 | 2.0081 | 29.0319 | 0.9976 | 28.9624 | 2.0081 | 29.0319 | 0.9976 | No | Mount_Druitt | SDF2023
2713 | St_Marys | 2025 | . | 28.6503 | 1.9865 | 28.7191 | 0.9976 | 28.6503 | 1.9865 | 28.7191 | 0.9976 | No | Mount_Druitt | SDF2023
2714 | St_Marys | 2026 | . | 27.9666 | 1.9391 | 28.0338 | 0.9976 | 27.9666 | 1.9391 | 28.0338 | 0.9976 | No | Mount_Druitt | SDF2023
2715 | St_Marys | 2027 | . | 27.6751 | 1.9189 | 27.7415 | 0.9976 | 27.6751 | 1.9189 | 27.7415 | 0.9976 | No | Mount_Druitt | SDF2023
2716 | St_Marys | 2028 | . | 27.579 | 1.9122 | 27.6452 | 0.9976 | 27.579 | 1.9122 | 27.6452 | 0.9976 | No | Mount_Druitt | SDF2023
2717 | St_Marys | 2029 | . | 27.6895 | 1.9199 | 27.7559 | 0.9976 | 27.6895 | 1.9199 | 27.7559 | 0.9976 | No | Mount_Druitt | SDF2023
2718 | St_Marys | 2030 | . | 27.765 | 1.9251 | 27.8317 | 0.9976 | 27.765 | 1.9251 | 27.8317 | 0.9976 | No | Mount_Druitt | SDF2023
2719 | St_Marys | 2031 | . | 27.9692 | 1.9393 | 28.0364 | 0.9976 | 27.9692 | 1.9393 | 28.0364 | 0.9976 | No | Mount_Druitt | SDF2023
2720 | St_Marys | 2032 | . | 28.1735 | 1.9534 | 28.2411 | 0.9976 | 28.1735 | 1.9534 | 28.2411 | 0.9976 | No | Mount_Druitt | SDF2023
2721 | Werrington | 2017 | 37.072 | 38.511 | 3.0003 | 38.6277 | 0.99698 | 35.383 | 2.7566 | 35.4902 | 0.99698 | No | Mount_Druitt | SDF2023
2722 | Werrington | 2018 | 37.137 | 36.52 | 9.2508 | 37.6734 | 0.96938 | 33.98 | 8.6074 | 35.0532 | 0.96938 | No | Mount_Druitt | SDF2023
2723 | Werrington | 2019 | 36.35 | 38.654 | 1.2828 | 38.6752 | 0.99945 | 36.0353 | 1.1959 | 36.0551 | 0.99945 | No | Mount_Druitt | SDF2023
2724 | Werrington | 2020 | 35.25 | 37.339 | . | 37.339 | 1 | 34.205 | . | 34.205 | 1 | No | Mount_Druitt | SDF2023
2725 | Werrington | 2021 | 33.416 | 37.626 | 2.7047 | 37.7231 | 0.99743 | 34.7087 | 2.495 | 34.7983 | 0.99743 | No | Mount_Druitt | SDF2023
2726 | Werrington | 2022 | 34.6732 | 37.0054 | 2.5682 | 37.0944 | 0.9976 | 34.1232 | 2.3682 | 34.2053 | 0.9976 | No | Mount_Druitt | SDF2023
2727 | Werrington | 2023 | . | 45.62 | 2.3999 | 45.6831 | 0.99862 | 42.7379 | 2.2483 | 42.797 | 0.99862 | No | Mount_Druitt | SDF2023
2728 | Werrington | 2024 | . | 46.1463 | 2.4276 | 46.2101 | 0.99862 | 43.2642 | 2.276 | 43.324 | 0.99862 | No | Mount_Druitt | SDF2023
2729 | Werrington | 2025 | . | 46.7843 | 2.4611 | 46.849 | 0.99862 | 43.9021 | 2.3095 | 43.9628 | 0.99862 | No | Mount_Druitt | SDF2023
2730 | Werrington | 2026 | . | 45.1445 | 2.3749 | 45.2069 | 0.99862 | 42.2623 | 2.2233 | 42.3207 | 0.99862 | No | Mount_Druitt | SDF2023
2731 | Werrington | 2027 | . | 45.5261 | 2.395 | 45.589 | 0.99862 | 42.6439 | 2.2433 | 42.7029 | 0.99862 | No | Mount_Druitt | SDF2023
2732 | Werrington | 2028 | . | 45.2982 | 2.383 | 45.3609 | 0.99862 | 42.4161 | 2.2313 | 42.4747 | 0.99862 | No | Mount_Druitt | SDF2023
2733 | Werrington | 2029 | . | 45.2778 | 2.3819 | 45.3404 | 0.99862 | 42.3966 | 2.2303 | 42.4552 | 0.99862 | No | Mount_Druitt | SDF2023
2734 | Werrington | 2030 | . | 45.246 | 2.3802 | 45.3086 | 0.99862 | 42.4959 | 2.2355 | 42.5546 | 0.99862 | No | Mount_Druitt | SDF2023
2735 | Werrington | 2031 | . | 45.4829 | 2.3927 | 45.5458 | 0.99862 | 42.7708 | 2.25 | 42.83 | 0.99862 | No | Mount_Druitt | SDF2023
2736 | Werrington | 2032 | . | 45.7197 | 2.4051 | 45.7829 | 0.99862 | 43.0458 | 2.2645 | 43.1054 | 0.99862 | No | Mount_Druitt | SDF2023
2737 | Whalan | 2017 | 32.777 | 32.933 | 6.695 | 33.6066 | 0.97996 | 29.868 | 6.0719 | 30.4789 | 0.97996 | No | Mount_Druitt | SDF2023
2738 | Whalan | 2018 | 29.671 | 32.29 | 2.9251 | 32.4222 | 0.99592 | 29.36 | 2.6597 | 29.4802 | 0.99592 | No | Mount_Druitt | SDF2023
2739 | Whalan | 2019 | 30.17 | 33.1348 | 2.0928 | 33.2008 | 0.99801 | 29.9903 | 1.8942 | 30.05 | 0.99801 | No | Mount_Druitt | SDF2023
2740 | Whalan | 2020 | 29.954 | 31.326 | 1.8303 | 31.3794 | 0.9983 | 28.1774 | 1.6464 | 28.2255 | 0.9983 | No | Mount_Druitt | SDF2023
2741 | Whalan | 2021 | 27.406 | 31.259 | 0.26704 | 31.2601 | 0.99996 | 28.2168 | 0.24105 | 28.2178 | 0.99996 | No | Mount_Druitt | SDF2023
2742 | Whalan | 2022 | 25.095 | 30.6828 | 1.4584 | 30.7174 | 0.99887 | 27.6723 | 1.3153 | 27.7035 | 0.99887 | No | Mount_Druitt | SDF2023
2743 | Whalan | 2023 | . | 31.1281 | 1.4796 | 31.1633 | 0.99887 | 28.1176 | 1.3365 | 28.1494 | 0.99887 | No | Mount_Druitt | SDF2023
2744 | Whalan | 2024 | . | 30.945 | 1.4709 | 30.9799 | 0.99887 | 27.9345 | 1.3278 | 27.966 | 0.99887 | No | Mount_Druitt | SDF2023
2745 | Whalan | 2025 | . | 30.7698 | 1.4625 | 30.8046 | 0.99887 | 27.7593 | 1.3194 | 27.7906 | 0.99887 | No | Mount_Druitt | SDF2023
2746 | Whalan | 2026 | . | 30.2417 | 1.4374 | 30.2758 | 0.99887 | 27.2312 | 1.2943 | 27.2619 | 0.99887 | No | Mount_Druitt | SDF2023
2747 | Whalan | 2027 | . | 29.9892 | 1.4254 | 30.023 | 0.99887 | 26.9787 | 1.2823 | 27.0091 | 0.99887 | No | Mount_Druitt | SDF2023
2748 | Whalan | 2028 | . | 29.8018 | 1.4165 | 29.8354 | 0.99887 | 26.7913 | 1.2734 | 26.8215 | 0.99887 | No | Mount_Druitt | SDF2023
2749 | Whalan | 2029 | . | 29.6773 | 1.4106 | 29.7108 | 0.99887 | 26.6668 | 1.2675 | 26.6969 | 0.99887 | No | Mount_Druitt | SDF2023
2750 | Whalan | 2030 | . | 29.5391 | 1.404 | 29.5724 | 0.99887 | 26.5286 | 1.2609 | 26.5585 | 0.99887 | No | Mount_Druitt | SDF2023
2751 | Whalan | 2031 | . | 29.4689 | 1.4007 | 29.5021 | 0.99887 | 26.4584 | 1.2576 | 26.4882 | 0.99887 | No | Mount_Druitt | SDF2023
2752 | Whalan | 2032 | . | 29.3987 | 1.3974 | 29.4319 | 0.99887 | 26.3882 | 1.2543 | 26.418 | 0.99887 | No | Mount_Druitt | SDF2023
2753 | Undiversified | 2017 | 189.485 | 187.565 | 28.9765 | 190.5176 | 0.9845 | 173.424 | 26.714 | 176.1595 | 0.98447 | No | Mount_Druitt | SDF2023
2754 | Undiversified | 2018 | 176.2755 | 177.574 | 25.1245 | 180.1411 | 0.98575 | 164.864 | 23.4891 | 167.2957 | 0.98546 | No | Mount_Druitt | SDF2023
2755 | Undiversified | 2019 | 175.92 | 187.8644 | 22.8095 | 190.183 | 0.98781 | 173.8918 | 21.0859 | 176.0481 | 0.98775 | No | Mount_Druitt | SDF2023
2756 | Undiversified | 2020 | 179.235 | 180.2099 | 19.9906 | 182.3553 | 0.98824 | 168.9547 | 18.8421 | 170.9995 | 0.98804 | No | Mount_Druitt | SDF2023
2757 | Undiversified | 2021 | 160.126 | 172.7675 | 17.2239 | 174.4476 | 0.99037 | 162.0287 | 16.1906 | 163.62 | 0.99027 | No | Mount_Druitt | SDF2023
2758 | Undiversified | 2022 | 152.8024 | 169.4077 | 13.9715 | 170.5944 | 0.99304 | 158.831 | 13.0658 | 159.9606 | 0.99294 | No | Mount_Druitt | SDF2023
2759 | Undiversified | 2023 | . | 191.8947 | 17.8646 | 193.3293 | 0.99258 | 181.318 | 17.028 | 182.7038 | 0.99241 | No | Mount_Druitt | SDF2023
2760 | Undiversified | 2024 | . | 197.4561 | 19.3561 | 199.0855 | 0.99182 | 186.8793 | 18.5195 | 188.46 | 0.99161 | No | Mount_Druitt | SDF2023
2761 | Undiversified | 2025 | . | 204.3396 | 20.9944 | 206.1723 | 0.99111 | 193.7629 | 20.1579 | 195.5469 | 0.99088 | No | Mount_Druitt | SDF2023
2762 | Undiversified | 2026 | . | 193.749 | 20.0262 | 195.5343 | 0.99087 | 183.1723 | 19.1896 | 184.9088 | 0.99061 | No | Mount_Druitt | SDF2023
2763 | Undiversified | 2027 | . | 195.1893 | 20.1879 | 196.9834 | 0.99089 | 184.6853 | 19.3576 | 186.431 | 0.99064 | No | Mount_Druitt | SDF2023
2764 | Undiversified | 2028 | . | 196.0749 | 20.3104 | 197.8766 | 0.9909 | 185.571 | 19.48 | 187.3242 | 0.99064 | No | Mount_Druitt | SDF2023
2765 | Undiversified | 2029 | . | 197.8034 | 20.4994 | 199.6157 | 0.99092 | 187.3004 | 19.6691 | 189.0643 | 0.99067 | No | Mount_Druitt | SDF2023
2766 | Undiversified | 2030 | . | 199.0745 | 20.6425 | 200.8951 | 0.99094 | 188.7025 | 19.8191 | 190.4749 | 0.9907 | No | Mount_Druitt | SDF2023
2767 | Undiversified | 2031 | . | 200.7857 | 20.8079 | 202.6153 | 0.99097 | 190.4519 | 19.9865 | 192.2333 | 0.99073 | No | Mount_Druitt | SDF2023
2768 | Undiversified | 2032 | . | 202.1621 | 20.9378 | 203.9989 | 0.991 | 191.8665 | 20.1184 | 193.6551 | 0.99076 | No | Mount_Druitt | SDF2023
2769 | Diversified | 2017 | 150.7047 | 156.359 | 5.8308 | 156.4677 | 0.99931 | 144.028 | 5.3709 | 144.1281 | 0.99931 | No | Mount_Druitt | SDF2023
2770 | Diversified | 2018 | 148.9927 | 134.52 | 8.7291 | 134.8029 | 0.9979 | 123.73 | 8.029 | 123.9902 | 0.9979 | No | Mount_Druitt | SDF2023
2771 | Diversified | 2019 | 154.6194 | 137.3153 | 16.2881 | 138.278 | 0.99304 | 125.0736 | 14.836 | 125.9504 | 0.99304 | No | Mount_Druitt | SDF2023
2772 | Diversified | 2020 | 156.2842 | 148.478 | 13.3958 | 149.0811 | 0.99595 | 132.27 | 11.9335 | 132.8072 | 0.99595 | No | Mount_Druitt | SDF2023
2773 | Diversified | 2021 | 129.9382 | 145.3384 | 4.8128 | 145.418 | 0.99945 | 130.3527 | 4.3166 | 130.4242 | 0.99945 | No | Mount_Druitt | SDF2023
2774 | Diversified | 2022 | 141.3031 | 154.7006 | 6.5913 | 154.8409 | 0.99909 | 139.7048 | 5.9524 | 139.8315 | 0.99909 | No | Mount_Druitt | SDF2023
2775 | Diversified | 2023 | . | 175.2353 | 12.5196 | 175.682 | 0.99746 | 159.4839 | 11.3943 | 159.8904 | 0.99746 | No | Mount_Druitt | SDF2023
2776 | Diversified | 2024 | . | 180.3139 | 12.8824 | 180.7735 | 0.99746 | 164.3756 | 11.7437 | 164.7945 | 0.99746 | No | Mount_Druitt | SDF2023
2777 | Diversified | 2025 | . | 186.5998 | 13.3315 | 187.0755 | 0.99746 | 170.4302 | 12.1763 | 170.8646 | 0.99746 | No | Mount_Druitt | SDF2023
2778 | Diversified | 2026 | . | 176.9287 | 12.6406 | 177.3797 | 0.99746 | 161.1149 | 11.5108 | 161.5256 | 0.99746 | No | Mount_Druitt | SDF2023
2779 | Diversified | 2027 | . | 178.2439 | 12.7346 | 178.6982 | 0.99746 | 162.4458 | 11.6059 | 162.8598 | 0.99746 | No | Mount_Druitt | SDF2023
2780 | Diversified | 2028 | . | 179.0527 | 12.7923 | 179.509 | 0.99746 | 163.2248 | 11.6615 | 163.6408 | 0.99746 | No | Mount_Druitt | SDF2023
2781 | Diversified | 2029 | . | 180.631 | 12.9051 | 181.0915 | 0.99746 | 164.7459 | 11.7702 | 165.1658 | 0.99746 | No | Mount_Druitt | SDF2023
2782 | Diversified | 2030 | . | 181.7918 | 12.988 | 182.2552 | 0.99746 | 165.9792 | 11.8583 | 166.4023 | 0.99746 | No | Mount_Druitt | SDF2023
2783 | Diversified | 2031 | . | 183.3544 | 13.0997 | 183.8218 | 0.99746 | 167.5179 | 11.9682 | 167.9449 | 0.99746 | No | Mount_Druitt | SDF2023
2784 | Diversified | 2032 | . | 184.6114 | 13.1895 | 185.0819 | 0.99746 | 168.7622 | 12.0571 | 169.1923 | 0.99746 | No | Mount_Druitt | SDF2023
2785 | Airly_Colliery | 2017 | 2.336 | 2.304 | 0.38533 | 2.336 | 0.9863 | 2.304 | 0.38533 | 2.336 | 0.9863 | Yes | Mount_Piper | SDF2023
2786 | Airly_Colliery | 2018 | 3.105 | 2.803 | 1.3435 | 3.1083 | 0.90177 | 2.803 | 1.3435 | 3.1083 | 0.90177 | Yes | Mount_Piper | SDF2023
2787 | Airly_Colliery | 2019 | 2.72 | 2.68 | 0.46476 | 2.72 | 0.98529 | 2.68 | 0.46476 | 2.72 | 0.98529 | Yes | Mount_Piper | SDF2023
2788 | Airly_Colliery | 2020 | 3.697 | 3.554 | 1.0183 | 3.697 | 0.96132 | 3.554 | 1.0183 | 3.697 | 0.96132 | Yes | Mount_Piper | SDF2023
2789 | Airly_Colliery | 2021 | 3.98 | 3.501 | 1.893 | 3.98 | 0.87965 | 3.501 | 1.893 | 3.98 | 0.87965 | Yes | Mount_Piper | SDF2023
2790 | Airly_Colliery | 2022 | 3.8428 | 3.7038 | 1.058 | 3.852 | 0.96154 | 3.7038 | 1.058 | 3.852 | 0.96154 | Yes | Mount_Piper | SDF2023
2791 | Airly_Colliery | 2023 | . | 3.7038 | 1.5712 | 4.0233 | 0.92059 | 3.7038 | 1.5712 | 4.0233 | 0.92059 | Yes | Mount_Piper | SDF2023
2792 | Airly_Colliery | 2024 | . | 3.7038 | 1.5712 | 4.0233 | 0.92059 | 3.7038 | 1.5712 | 4.0233 | 0.92059 | Yes | Mount_Piper | SDF2023
2793 | Airly_Colliery | 2025 | . | 3.7038 | 1.5712 | 4.0233 | 0.92059 | 3.7038 | 1.5712 | 4.0233 | 0.92059 | Yes | Mount_Piper | SDF2023
2794 | Airly_Colliery | 2026 | . | 3.7038 | 1.5712 | 4.0233 | 0.92059 | 3.7038 | 1.5712 | 4.0233 | 0.92059 | Yes | Mount_Piper | SDF2023
2795 | Airly_Colliery | 2027 | . | 3.7038 | 1.5712 | 4.0233 | 0.92059 | 3.7038 | 1.5712 | 4.0233 | 0.92059 | Yes | Mount_Piper | SDF2023
2796 | Airly_Colliery | 2028 | . | 3.7038 | 1.5712 | 4.0233 | 0.92059 | 3.7038 | 1.5712 | 4.0233 | 0.92059 | Yes | Mount_Piper | SDF2023
2797 | Airly_Colliery | 2029 | . | 3.7038 | 1.5712 | 4.0233 | 0.92059 | 3.7038 | 1.5712 | 4.0233 | 0.92059 | Yes | Mount_Piper | SDF2023
2798 | Airly_Colliery | 2030 | . | 3.7038 | 1.5712 | 4.0233 | 0.92059 | 3.7038 | 1.5712 | 4.0233 | 0.92059 | Yes | Mount_Piper | SDF2023
2799 | Airly_Colliery | 2031 | . | 3.7038 | 1.5712 | 4.0233 | 0.92059 | 3.7038 | 1.5712 | 4.0233 | 0.92059 | Yes | Mount_Piper | SDF2023
2800 | Airly_Colliery | 2032 | . | 3.7038 | 1.5712 | 4.0233 | 0.92059 | 3.7038 | 1.5712 | 4.0233 | 0.92059 | Yes | Mount_Piper | SDF2023
2801 | Angus_Place_Colliery | 2017 | 2.716 | 2.24 | 1.5359 | 2.716 | 0.82474 | 2.24 | 1.5359 | 2.716 | 0.82474 | Yes | Mount_Piper | SDF2023
2802 | Angus_Place_Colliery | 2018 | 1.979 | 1.68 | 1.1523 | 2.0372 | 0.82466 | 1.68 | 1.1523 | 2.0372 | 0.82466 | Yes | Mount_Piper | SDF2023
2803 | Angus_Place_Colliery | 2019 | 3.31 | 2.918 | 1.7001 | 3.3771 | 0.86405 | 2.918 | 1.7001 | 3.3771 | 0.86405 | Yes | Mount_Piper | SDF2023
2804 | Angus_Place_Colliery | 2020 | 2.893 | 2.712 | 1.0072 | 2.893 | 0.93744 | 2.712 | 1.0072 | 2.893 | 0.93744 | Yes | Mount_Piper | SDF2023
2805 | Angus_Place_Colliery | 2021 | 2.347 | 2.02 | 1.195 | 2.347 | 0.86067 | 2.02 | 1.195 | 2.347 | 0.86067 | Yes | Mount_Piper | SDF2023
2806 | Angus_Place_Colliery | 2022 | 2.5571 | 2.2054 | 1.2942 | 2.5571 | 0.86246 | 2.2054 | 1.2942 | 2.5571 | 0.86246 | Yes | Mount_Piper | SDF2023
2807 | Angus_Place_Colliery | 2023 | . | 2.2054 | 1.2949 | 2.5575 | 0.86234 | 2.2054 | 1.2949 | 2.5575 | 0.86234 | Yes | Mount_Piper | SDF2023
2808 | Angus_Place_Colliery | 2024 | . | 2.2054 | 1.2949 | 2.5575 | 0.86234 | 2.2054 | 1.2949 | 2.5575 | 0.86234 | Yes | Mount_Piper | SDF2023
2809 | Angus_Place_Colliery | 2025 | . | 2.2054 | 1.2949 | 2.5575 | 0.86234 | 2.2054 | 1.2949 | 2.5575 | 0.86234 | Yes | Mount_Piper | SDF2023
2810 | Angus_Place_Colliery | 2026 | . | 2.2054 | 1.2949 | 2.5575 | 0.86234 | 2.2054 | 1.2949 | 2.5575 | 0.86234 | Yes | Mount_Piper | SDF2023
2811 | Angus_Place_Colliery | 2027 | . | 2.2054 | 1.2949 | 2.5575 | 0.86234 | 2.2054 | 1.2949 | 2.5575 | 0.86234 | Yes | Mount_Piper | SDF2023
2812 | Angus_Place_Colliery | 2028 | . | 2.2054 | 1.2949 | 2.5575 | 0.86234 | 2.2054 | 1.2949 | 2.5575 | 0.86234 | Yes | Mount_Piper | SDF2023
2813 | Angus_Place_Colliery | 2029 | . | 2.2054 | 1.2949 | 2.5575 | 0.86234 | 2.2054 | 1.2949 | 2.5575 | 0.86234 | Yes | Mount_Piper | SDF2023
2814 | Angus_Place_Colliery | 2030 | . | 2.2054 | 1.2949 | 2.5575 | 0.86234 | 2.2054 | 1.2949 | 2.5575 | 0.86234 | Yes | Mount_Piper | SDF2023
2815 | Angus_Place_Colliery | 2031 | . | 2.2054 | 1.2949 | 2.5575 | 0.86234 | 2.2054 | 1.2949 | 2.5575 | 0.86234 | Yes | Mount_Piper | SDF2023
2816 | Angus_Place_Colliery | 2032 | . | 2.2054 | 1.2949 | 2.5575 | 0.86234 | 2.2054 | 1.2949 | 2.5575 | 0.86234 | Yes | Mount_Piper | SDF2023
2817 | Angus_Place_East | 2017 | 0.669 | 0.154 | 0.65103 | 0.669 | 0.23019 | 0.154 | 0.65103 | 0.669 | 0.23019 | Yes | Mount_Piper | SDF2023
2818 | Angus_Place_East | 2018 | 0.816 | 0.049 | 0.81453 | 0.816 | 0.060049 | 0.049 | 0.81453 | 0.816 | 0.060049 | Yes | Mount_Piper | SDF2023
2819 | Angus_Place_East | 2019 | 0.81 | 0.044 | 1.1872 | 1.188 | 0.037037 | 0.044 | 1.1872 | 1.188 | 0.037037 | Yes | Mount_Piper | SDF2023
2820 | Angus_Place_East | 2020 | 1.775 | 1.771 | 0.1191 | 1.775 | 0.99775 | 1.771 | 0.1191 | 1.775 | 0.99775 | Yes | Mount_Piper | SDF2023
2821 | Angus_Place_East | 2021 | 1.617 | 1.561 | 0.42186 | 1.617 | 0.96537 | 1.561 | 0.42186 | 1.617 | 0.96537 | Yes | Mount_Piper | SDF2023
2822 | Angus_Place_East | 2022 | 2.0375 | 2.009 | 0.3396 | 2.0375 | 0.98601 | 2.009 | 0.3396 | 2.0375 | 0.98601 | Yes | Mount_Piper | SDF2023
2823 | Angus_Place_East | 2023 | . | 2.009 | 0.3396 | 2.0375 | 0.98601 | 2.009 | 0.3396 | 2.0375 | 0.98601 | Yes | Mount_Piper | SDF2023
2824 | Angus_Place_East | 2024 | . | 2.009 | 0.3396 | 2.0375 | 0.98601 | 2.009 | 0.3396 | 2.0375 | 0.98601 | Yes | Mount_Piper | SDF2023
2825 | Angus_Place_East | 2025 | . | 2.009 | 0.3396 | 2.0375 | 0.98601 | 2.009 | 0.3396 | 2.0375 | 0.98601 | Yes | Mount_Piper | SDF2023
2826 | Angus_Place_East | 2026 | . | 2.009 | 0.3396 | 2.0375 | 0.98601 | 2.009 | 0.3396 | 2.0375 | 0.98601 | Yes | Mount_Piper | SDF2023
2827 | Angus_Place_East | 2027 | . | 2.009 | 0.3396 | 2.0375 | 0.98601 | 2.009 | 0.3396 | 2.0375 | 0.98601 | Yes | Mount_Piper | SDF2023
2828 | Angus_Place_East | 2028 | . | 2.009 | 0.3396 | 2.0375 | 0.98601 | 2.009 | 0.3396 | 2.0375 | 0.98601 | Yes | Mount_Piper | SDF2023
2829 | Angus_Place_East | 2029 | . | 2.009 | 0.3396 | 2.0375 | 0.98601 | 2.009 | 0.3396 | 2.0375 | 0.98601 | Yes | Mount_Piper | SDF2023
2830 | Angus_Place_East | 2030 | . | 2.009 | 0.3396 | 2.0375 | 0.98601 | 2.009 | 0.3396 | 2.0375 | 0.98601 | Yes | Mount_Piper | SDF2023
2831 | Angus_Place_East | 2031 | . | 2.009 | 0.3396 | 2.0375 | 0.98601 | 2.009 | 0.3396 | 2.0375 | 0.98601 | Yes | Mount_Piper | SDF2023
2832 | Angus_Place_East | 2032 | . | 2.009 | 0.3396 | 2.0375 | 0.98601 | 2.009 | 0.3396 | 2.0375 | 0.98601 | Yes | Mount_Piper | SDF2023
2833 | Baal_Bone | 2017 | 1.123 | 0.821 | 0.86095 | 1.1897 | 0.69012 | 0.821 | 0.86095 | 1.1897 | 0.69012 | Yes | Mount_Piper | SDF2023
2834 | Baal_Bone | 2018 | 1.031 | 0.735 | 0.723 | 1.031 | 0.7129 | 0.735 | 0.723 | 1.031 | 0.7129 | Yes | Mount_Piper | SDF2023
2835 | Baal_Bone | 2019 | 1 | 0.747 | 0.80546 | 1.0985 | 0.68 | 0.747 | 0.80546 | 1.0985 | 0.68 | Yes | Mount_Piper | SDF2023
2836 | Baal_Bone | 2020 | 0.783 | 0.522 | 0.62696 | 0.81582 | 0.63985 | 0.522 | 0.62696 | 0.81582 | 0.63985 | Yes | Mount_Piper | SDF2023
2837 | Baal_Bone | 2021 | 0.113 | 0.064 | 0.093129 | 0.113 | 0.56637 | 0.064 | 0.093129 | 0.113 | 0.56637 | Yes | Mount_Piper | SDF2023
2838 | Baal_Bone | 2022 | 3.8548 | 3.6675 | 1.187 | 3.8548 | 0.95141 | 3.6675 | 1.187 | 3.8548 | 0.95141 | Yes | Mount_Piper | SDF2023
2839 | Baal_Bone | 2023 | . | 3.6675 | 3.671 | 5.1891 | 0.70677 | 3.6675 | 3.671 | 5.1891 | 0.70677 | Yes | Mount_Piper | SDF2023
2840 | Baal_Bone | 2024 | . | 3.6675 | 3.671 | 5.1891 | 0.70677 | 3.6675 | 3.671 | 5.1891 | 0.70677 | Yes | Mount_Piper | SDF2023
2841 | Baal_Bone | 2025 | . | 3.6675 | 3.671 | 5.1891 | 0.70677 | 3.6675 | 3.671 | 5.1891 | 0.70677 | Yes | Mount_Piper | SDF2023
2842 | Baal_Bone | 2026 | . | 3.6675 | 3.671 | 5.1891 | 0.70677 | 3.6675 | 3.671 | 5.1891 | 0.70677 | Yes | Mount_Piper | SDF2023
2843 | Baal_Bone | 2027 | . | 3.6675 | 3.671 | 5.1891 | 0.70677 | 3.6675 | 3.671 | 5.1891 | 0.70677 | Yes | Mount_Piper | SDF2023
2844 | Baal_Bone | 2028 | . | 3.6675 | 3.671 | 5.1891 | 0.70677 | 3.6675 | 3.671 | 5.1891 | 0.70677 | Yes | Mount_Piper | SDF2023
2845 | Baal_Bone | 2029 | . | 3.6675 | 3.671 | 5.1891 | 0.70677 | 3.6675 | 3.671 | 5.1891 | 0.70677 | Yes | Mount_Piper | SDF2023
2846 | Baal_Bone | 2030 | . | 3.6675 | 3.671 | 5.1891 | 0.70677 | 3.6675 | 3.671 | 5.1891 | 0.70677 | Yes | Mount_Piper | SDF2023
2847 | Baal_Bone | 2031 | . | 3.6675 | 3.671 | 5.1891 | 0.70677 | 3.6675 | 3.671 | 5.1891 | 0.70677 | Yes | Mount_Piper | SDF2023
2848 | Baal_Bone | 2032 | . | 3.6675 | 3.671 | 5.1891 | 0.70677 | 3.6675 | 3.671 | 5.1891 | 0.70677 | Yes | Mount_Piper | SDF2023
2849 | Blackmans_Flat | 2017 | 4.787 | 4.632 | 1.3036 | 4.8119 | 0.96261 | 4.632 | 1.3036 | 4.8119 | 0.96261 | No | Mount_Piper | SDF2023
2850 | Blackmans_Flat | 2018 | 5.031 | 4.848 | 1.3446 | 5.031 | 0.96363 | 4.848 | 1.3446 | 5.031 | 0.96363 | No | Mount_Piper | SDF2023
2851 | Blackmans_Flat | 2019 | 5.21 | 5.058 | 1.2407 | 5.2079 | 0.97121 | 5.058 | 1.2407 | 5.2079 | 0.97121 | No | Mount_Piper | SDF2023
2852 | Blackmans_Flat | 2020 | 5.542 | 5.406 | 1.2202 | 5.542 | 0.97546 | 5.406 | 1.2202 | 5.542 | 0.97546 | No | Mount_Piper | SDF2023
2853 | Blackmans_Flat | 2021 | 3.87 | 3.677 | 1.2069 | 3.87 | 0.95013 | 3.677 | 1.2069 | 3.87 | 0.95013 | No | Mount_Piper | SDF2023
2854 | Blackmans_Flat | 2022 | 4.9896 | 4.977 | 0.35437 | 4.9896 | 0.99747 | 4.977 | 0.35437 | 4.9896 | 0.99747 | No | Mount_Piper | SDF2023
2855 | Blackmans_Flat | 2023 | . | 4.9795 | 0.35455 | 4.9921 | 0.99747 | 4.9795 | 0.35455 | 4.9921 | 0.99747 | No | Mount_Piper | SDF2023
2856 | Blackmans_Flat | 2024 | . | 4.969 | 0.3538 | 4.9816 | 0.99747 | 4.969 | 0.3538 | 4.9816 | 0.99747 | No | Mount_Piper | SDF2023
2857 | Blackmans_Flat | 2025 | . | 7.6702 | 0.54613 | 7.6896 | 0.99747 | 7.6702 | 0.54613 | 7.6896 | 0.99747 | No | Mount_Piper | SDF2023
2858 | Blackmans_Flat | 2026 | . | 7.6517 | 0.54482 | 7.6711 | 0.99747 | 7.6517 | 0.54482 | 7.6711 | 0.99747 | No | Mount_Piper | SDF2023
2859 | Blackmans_Flat | 2027 | . | 7.679 | 0.54676 | 7.6984 | 0.99747 | 7.679 | 0.54676 | 7.6984 | 0.99747 | No | Mount_Piper | SDF2023
2860 | Blackmans_Flat | 2028 | . | 7.7336 | 0.55065 | 7.7532 | 0.99747 | 7.7336 | 0.55065 | 7.7532 | 0.99747 | No | Mount_Piper | SDF2023
2861 | Blackmans_Flat | 2029 | . | 7.8163 | 0.55654 | 7.8361 | 0.99747 | 7.8163 | 0.55654 | 7.8361 | 0.99747 | No | Mount_Piper | SDF2023
2862 | Blackmans_Flat | 2030 | . | 7.8952 | 0.56215 | 7.9152 | 0.99747 | 7.8952 | 0.56215 | 7.9152 | 0.99747 | No | Mount_Piper | SDF2023
2863 | Blackmans_Flat | 2031 | . | 7.9927 | 0.5691 | 8.013 | 0.99747 | 7.9927 | 0.5691 | 8.013 | 0.99747 | No | Mount_Piper | SDF2023
2864 | Blackmans_Flat | 2032 | . | 8.0903 | 0.57604 | 8.1108 | 0.99747 | 8.0903 | 0.57604 | 8.1108 | 0.99747 | No | Mount_Piper | SDF2023
2865 | Clarence_Colliery | 2017 | 10.134 | 9.564 | 3.3508 | 10.134 | 0.94375 | 9.564 | 3.3508 | 10.134 | 0.94375 | Yes | Mount_Piper | SDF2023
2866 | Clarence_Colliery | 2018 | 10.954 | 10.22 | 3.9423 | 10.954 | 0.93299 | 10.22 | 3.9423 | 10.954 | 0.93299 | Yes | Mount_Piper | SDF2023
2867 | Clarence_Colliery | 2019 | 9.67 | 9.271 | 3.0353 | 9.7552 | 0.95036 | 9.271 | 3.0353 | 9.7552 | 0.95036 | Yes | Mount_Piper | SDF2023
2868 | Clarence_Colliery | 2020 | 11.282 | 9.664 | 5.8216 | 11.282 | 0.85659 | 9.664 | 5.8216 | 11.282 | 0.85659 | Yes | Mount_Piper | SDF2023
2869 | Clarence_Colliery | 2021 | 10.545 | 9.308 | 4.9556 | 10.545 | 0.88269 | 9.308 | 4.9556 | 10.545 | 0.88269 | Yes | Mount_Piper | SDF2023
2870 | Clarence_Colliery | 2022 | 11.1907 | 9.7562 | 5.4816 | 11.1907 | 0.87181 | 9.7562 | 5.4816 | 11.1907 | 0.87181 | Yes | Mount_Piper | SDF2023
2871 | Clarence_Colliery | 2023 | . | 9.7562 | 4.5477 | 10.7641 | 0.90637 | 9.7562 | 4.5477 | 10.7641 | 0.90637 | Yes | Mount_Piper | SDF2023
2872 | Clarence_Colliery | 2024 | . | 9.7562 | 4.5477 | 10.7641 | 0.90637 | 9.7562 | 4.5477 | 10.7641 | 0.90637 | Yes | Mount_Piper | SDF2023
2873 | Clarence_Colliery | 2025 | . | 9.7562 | 4.5477 | 10.7641 | 0.90637 | 9.7562 | 4.5477 | 10.7641 | 0.90637 | Yes | Mount_Piper | SDF2023
2874 | Clarence_Colliery | 2026 | . | 9.7562 | 4.5477 | 10.7641 | 0.90637 | 9.7562 | 4.5477 | 10.7641 | 0.90637 | Yes | Mount_Piper | SDF2023
2875 | Clarence_Colliery | 2027 | . | 9.7562 | 4.5477 | 10.7641 | 0.90637 | 9.7562 | 4.5477 | 10.7641 | 0.90637 | Yes | Mount_Piper | SDF2023
2876 | Clarence_Colliery | 2028 | . | 9.7562 | 4.5477 | 10.7641 | 0.90637 | 9.7562 | 4.5477 | 10.7641 | 0.90637 | Yes | Mount_Piper | SDF2023
2877 | Clarence_Colliery | 2029 | . | 9.7562 | 4.5477 | 10.7641 | 0.90637 | 9.7562 | 4.5477 | 10.7641 | 0.90637 | Yes | Mount_Piper | SDF2023
2878 | Clarence_Colliery | 2030 | . | 9.7562 | 4.5477 | 10.7641 | 0.90637 | 9.7562 | 4.5477 | 10.7641 | 0.90637 | Yes | Mount_Piper | SDF2023
2879 | Clarence_Colliery | 2031 | . | 9.7562 | 4.5477 | 10.7641 | 0.90637 | 9.7562 | 4.5477 | 10.7641 | 0.90637 | Yes | Mount_Piper | SDF2023
2880 | Clarence_Colliery | 2032 | . | 9.7562 | 4.5477 | 10.7641 | 0.90637 | 9.7562 | 4.5477 | 10.7641 | 0.90637 | Yes | Mount_Piper | SDF2023
2881 | Hartley_Vale | 2017 | 0.571 | 0.57 | 0.033779 | 0.571 | 0.99825 | 0.57 | 0.033779 | 0.571 | 0.99825 | No | Mount_Piper | SDF2023
2882 | Hartley_Vale | 2018 | 0.492 | 0.45 | 0.34608 | 0.56769 | 0.79268 | 0.45 | 0.34608 | 0.56769 | 0.79268 | No | Mount_Piper | SDF2023
2883 | Hartley_Vale | 2019 | 1.2904 | 1.28 | 0.14229 | 1.2879 | 0.99388 | 1.28 | 0.14229 | 1.2879 | 0.99388 | No | Mount_Piper | SDF2023
2884 | Hartley_Vale | 2020 | 1.251 | 1.245 | 0.12238 | 1.251 | 0.9952 | 1.245 | 0.12238 | 1.251 | 0.9952 | No | Mount_Piper | SDF2023
2885 | Hartley_Vale | 2021 | 1.441 | 1.436 | 0.11994 | 1.441 | 0.99653 | 1.436 | 0.11994 | 1.441 | 0.99653 | No | Mount_Piper | SDF2023
2886 | Hartley_Vale | 2022 | 1.146 | 1.14 | 0.11712 | 1.146 | 0.99476 | 1.14 | 0.11712 | 1.146 | 0.99476 | No | Mount_Piper | SDF2023
2887 | Hartley_Vale | 2023 | . | 1.1288 | 0.3209 | 1.1735 | 0.96188 | 1.1288 | 0.3209 | 1.1735 | 0.96188 | No | Mount_Piper | SDF2023
2888 | Hartley_Vale | 2024 | . | 1.1192 | 0.31817 | 1.1635 | 0.96188 | 1.1192 | 0.31817 | 1.1635 | 0.96188 | No | Mount_Piper | SDF2023
2889 | Hartley_Vale | 2025 | . | 1.1176 | 0.31773 | 1.1619 | 0.96188 | 1.1176 | 0.31773 | 1.1619 | 0.96188 | No | Mount_Piper | SDF2023
2890 | Hartley_Vale | 2026 | . | 1.107 | 0.3147 | 1.1508 | 0.96188 | 1.107 | 0.3147 | 1.1508 | 0.96188 | No | Mount_Piper | SDF2023
2891 | Hartley_Vale | 2027 | . | 1.1057 | 0.31433 | 1.1495 | 0.96188 | 1.1057 | 0.31433 | 1.1495 | 0.96188 | No | Mount_Piper | SDF2023
2892 | Hartley_Vale | 2028 | . | 1.108 | 0.315 | 1.1519 | 0.96188 | 1.108 | 0.315 | 1.1519 | 0.96188 | No | Mount_Piper | SDF2023
2893 | Hartley_Vale | 2029 | . | 1.114 | 0.31669 | 1.1581 | 0.96188 | 1.114 | 0.31669 | 1.1581 | 0.96188 | No | Mount_Piper | SDF2023
2894 | Hartley_Vale | 2030 | . | 1.1199 | 0.31839 | 1.1643 | 0.96188 | 1.1199 | 0.31839 | 1.1643 | 0.96188 | No | Mount_Piper | SDF2023
2895 | Hartley_Vale | 2031 | . | 1.1299 | 0.32122 | 1.1747 | 0.96188 | 1.1299 | 0.32122 | 1.1747 | 0.96188 | No | Mount_Piper | SDF2023
2896 | Hartley_Vale | 2032 | . | 1.1398 | 0.32405 | 1.185 | 0.96188 | 1.1398 | 0.32405 | 1.185 | 0.96188 | No | Mount_Piper | SDF2023
2897 | Springvale_Borehole | 2017 | 1.671 | 1.503 | 0.73023 | 1.671 | 0.89946 | 1.503 | 0.73023 | 1.671 | 0.89946 | Yes | Mount_Piper | SDF2023
2898 | Springvale_Borehole | 2018 | 1.847 | 1.782 | 0.48568 | 1.847 | 0.96481 | 1.782 | 0.48568 | 1.847 | 0.96481 | Yes | Mount_Piper | SDF2023
2899 | Springvale_Borehole | 2019 | 1.77 | 1.712 | 0.45748 | 1.7721 | 0.9661 | 1.712 | 0.45748 | 1.7721 | 0.9661 | Yes | Mount_Piper | SDF2023
2900 | Springvale_Borehole | 2020 | 2.2 | 2.046 | 0.80863 | 2.2 | 0.93 | 2.046 | 0.80863 | 2.2 | 0.93 | Yes | Mount_Piper | SDF2023
2901 | Springvale_Borehole | 2021 | . | . | . | . | . | . | . | . | . | Yes | Mount_Piper | SDF2023
2902 | Springvale_Borehole | 2022 | . | . | . | . | . | . | . | . | . | Yes | Mount_Piper | SDF2023
2903 | Springvale_Borehole | 2023 | . | . | . | . | . | . | . | . | . | Yes | Mount_Piper | SDF2023
2904 | Springvale_Borehole | 2024 | . | . | . | . | . | . | . | . | . | Yes | Mount_Piper | SDF2023
2905 | Springvale_Borehole | 2025 | . | . | . | . | . | . | . | . | . | Yes | Mount_Piper | SDF2023
2906 | Springvale_Borehole | 2026 | . | . | . | . | . | . | . | . | . | Yes | Mount_Piper | SDF2023
2907 | Springvale_Borehole | 2027 | . | . | . | . | . | . | . | . | . | Yes | Mount_Piper | SDF2023
2908 | Springvale_Borehole | 2028 | . | . | . | . | . | . | . | . | . | Yes | Mount_Piper | SDF2023
2909 | Springvale_Borehole | 2029 | . | . | . | . | . | . | . | . | . | Yes | Mount_Piper | SDF2023
2910 | Springvale_Borehole | 2030 | . | . | . | . | . | . | . | . | . | Yes | Mount_Piper | SDF2023
2911 | Springvale_Borehole | 2031 | . | . | . | . | . | . | . | . | . | Yes | Mount_Piper | SDF2023
2912 | Springvale_Borehole | 2032 | . | . | . | . | . | . | . | . | . | Yes | Mount_Piper | SDF2023
2913 | Springvale_No3_Shaft | 2017 | 10.232 | 8.659 | 5.8531 | 10.4517 | 0.82848 | 8.659 | 5.8531 | 10.4517 | 0.82848 | Yes | Mount_Piper | SDF2023
2914 | Springvale_No3_Shaft | 2018 | 10.586 | 9.291 | 5.0735 | 10.586 | 0.87767 | 9.291 | 5.0735 | 10.586 | 0.87767 | Yes | Mount_Piper | SDF2023
2915 | Springvale_No3_Shaft | 2019 | 10.63 | 9.48 | 4.809 | 10.63 | 0.89182 | 9.48 | 4.809 | 10.63 | 0.89182 | Yes | Mount_Piper | SDF2023
2916 | Springvale_No3_Shaft | 2020 | 10.446 | 9.084 | 5.1575 | 10.446 | 0.86962 | 9.084 | 5.1575 | 10.446 | 0.86962 | Yes | Mount_Piper | SDF2023
2917 | Springvale_No3_Shaft | 2021 | 10.274 | 8.968 | 5.7521 | 10.6542 | 0.84174 | 8.968 | 5.7521 | 10.6542 | 0.84174 | Yes | Mount_Piper | SDF2023
2918 | Springvale_No3_Shaft | 2022 | 21.2662 | 20.3073 | 6.3139 | 21.2662 | 0.95491 | 20.3073 | 6.3139 | 21.2662 | 0.95491 | Yes | Mount_Piper | SDF2023
2919 | Springvale_No3_Shaft | 2023 | . | 20.3073 | 6.3139 | 21.2662 | 0.95491 | 20.3073 | 6.3139 | 21.2662 | 0.95491 | Yes | Mount_Piper | SDF2023
2920 | Springvale_No3_Shaft | 2024 | . | 20.3073 | 6.3139 | 21.2662 | 0.95491 | 20.3073 | 6.3139 | 21.2662 | 0.95491 | Yes | Mount_Piper | SDF2023
2921 | Springvale_No3_Shaft | 2025 | . | 20.3073 | 6.3139 | 21.2662 | 0.95491 | 20.3073 | 6.3139 | 21.2662 | 0.95491 | Yes | Mount_Piper | SDF2023
2922 | Springvale_No3_Shaft | 2026 | . | 20.3073 | 6.3139 | 21.2662 | 0.95491 | 20.3073 | 6.3139 | 21.2662 | 0.95491 | Yes | Mount_Piper | SDF2023
2923 | Springvale_No3_Shaft | 2027 | . | 20.3073 | 6.3139 | 21.2662 | 0.95491 | 20.3073 | 6.3139 | 21.2662 | 0.95491 | Yes | Mount_Piper | SDF2023
2924 | Springvale_No3_Shaft | 2028 | . | 20.3073 | 6.3139 | 21.2662 | 0.95491 | 20.3073 | 6.3139 | 21.2662 | 0.95491 | Yes | Mount_Piper | SDF2023
2925 | Springvale_No3_Shaft | 2029 | . | 20.3073 | 6.3139 | 21.2662 | 0.95491 | 20.3073 | 6.3139 | 21.2662 | 0.95491 | Yes | Mount_Piper | SDF2023
2926 | Springvale_No3_Shaft | 2030 | . | 20.3073 | 6.3139 | 21.2662 | 0.95491 | 20.3073 | 6.3139 | 21.2662 | 0.95491 | Yes | Mount_Piper | SDF2023
2927 | Springvale_No3_Shaft | 2031 | . | 20.3073 | 6.3139 | 21.2662 | 0.95491 | 20.3073 | 6.3139 | 21.2662 | 0.95491 | Yes | Mount_Piper | SDF2023
2928 | Springvale_No3_Shaft | 2032 | . | 20.3073 | 6.3139 | 21.2662 | 0.95491 | 20.3073 | 6.3139 | 21.2662 | 0.95491 | Yes | Mount_Piper | SDF2023
2929 | Sand_Mine_Clarence | 2017 | . | . | . | . | . | . | . | . | . | Yes | Mount_Piper | SDF2023
2930 | Sand_Mine_Clarence | 2018 | . | . | . | . | . | . | . | . | . | Yes | Mount_Piper | SDF2023
2931 | Sand_Mine_Clarence | 2019 | . | . | . | . | . | . | . | . | . | Yes | Mount_Piper | SDF2023
2932 | Sand_Mine_Clarence | 2020 | . | . | . | . | . | . | . | . | . | Yes | Mount_Piper | SDF2023
2933 | Sand_Mine_Clarence | 2021 | . | . | . | . | . | . | . | . | . | Yes | Mount_Piper | SDF2023
2934 | Sand_Mine_Clarence | 2022 | . | . | . | . | . | . | . | . | . | Yes | Mount_Piper | SDF2023
2935 | Sand_Mine_Clarence | 2023 | . | 0.72 | 0.34871 | 0.8 | . | 0.72 | 0.34871 | 0.8 | 0.9 | Yes | Mount_Piper | SDF2023
2936 | Sand_Mine_Clarence | 2024 | . | 0.72 | 0.34871 | 0.8 | 0.9 | 0.72 | 0.34871 | 0.8 | 0.9 | Yes | Mount_Piper | SDF2023
2937 | Sand_Mine_Clarence | 2025 | . | 0.72 | 0.34871 | 0.8 | 0.9 | 0.72 | 0.34871 | 0.8 | 0.9 | Yes | Mount_Piper | SDF2023
2938 | Sand_Mine_Clarence | 2026 | . | 0.72 | 0.34871 | 0.8 | 0.9 | 0.72 | 0.34871 | 0.8 | 0.9 | Yes | Mount_Piper | SDF2023
2939 | Sand_Mine_Clarence | 2027 | . | 0.72 | 0.34871 | 0.8 | 0.9 | 0.72 | 0.34871 | 0.8 | 0.9 | Yes | Mount_Piper | SDF2023
2940 | Sand_Mine_Clarence | 2028 | . | 0.72 | 0.34871 | 0.8 | 0.9 | 0.72 | 0.34871 | 0.8 | 0.9 | Yes | Mount_Piper | SDF2023
2941 | Sand_Mine_Clarence | 2029 | . | 0.72 | 0.34871 | 0.8 | 0.9 | 0.72 | 0.34871 | 0.8 | 0.9 | Yes | Mount_Piper | SDF2023
2942 | Sand_Mine_Clarence | 2030 | . | 0.72 | 0.34871 | 0.8 | 0.9 | 0.72 | 0.34871 | 0.8 | 0.9 | Yes | Mount_Piper | SDF2023
2943 | Sand_Mine_Clarence | 2031 | . | 0.72 | 0.34871 | 0.8 | 0.9 | 0.72 | 0.34871 | 0.8 | 0.9 | Yes | Mount_Piper | SDF2023
2944 | Sand_Mine_Clarence | 2032 | . | 0.72 | 0.34871 | 0.8 | 0.9 | 0.72 | 0.34871 | 0.8 | 0.9 | Yes | Mount_Piper | SDF2023
2945 | Undiversified | 2017 | 34.239 | 30.447 | 14.7048 | 34.5503 | 0.88124 | 30.447 | 14.7048 | 34.5503 | 0.88124 | No | Mount_Piper | SDF2023
2946 | Undiversified | 2018 | 35.841 | 31.858 | 15.2255 | 35.9782 | 0.88548 | 31.858 | 15.2255 | 35.9782 | 0.88548 | No | Mount_Piper | SDF2023
2947 | Undiversified | 2019 | 36.4104 | 33.19 | 13.8422 | 37.0368 | 0.89614 | 33.19 | 13.8422 | 37.0368 | 0.89614 | No | Mount_Piper | SDF2023
2948 | Undiversified | 2020 | 39.869 | 36.004 | 15.9019 | 39.9018 | 0.90231 | 36.004 | 15.9019 | 39.9018 | 0.90231 | No | Mount_Piper | SDF2023
2949 | Undiversified | 2021 | 34.187 | 30.535 | 15.6375 | 34.5672 | 0.88335 | 30.535 | 15.6375 | 34.5672 | 0.88335 | No | Mount_Piper | SDF2023
2950 | Undiversified | 2022 | 50.8847 | 47.7662 | 16.1458 | 50.8939 | 0.93855 | 47.7662 | 16.1458 | 50.8939 | 0.93855 | No | Mount_Piper | SDF2023
2951 | Undiversified | 2023 | . | 48.4775 | 18.7624 | 52.8032 | 0.91808 | 48.4775 | 18.7624 | 52.8032 | 0.91808 | No | Mount_Piper | SDF2023
2952 | Undiversified | 2024 | . | 48.4574 | 18.7589 | 52.7827 | 0.91805 | 48.4574 | 18.7589 | 52.7827 | 0.91805 | No | Mount_Piper | SDF2023
2953 | Undiversified | 2025 | . | 51.157 | 18.9508 | 55.4891 | 0.92193 | 51.157 | 18.9508 | 55.4891 | 0.92193 | No | Mount_Piper | SDF2023
2954 | Undiversified | 2026 | . | 51.1279 | 18.9465 | 55.4595 | 0.9219 | 51.1279 | 18.9465 | 55.4595 | 0.9219 | No | Mount_Piper | SDF2023
2955 | Undiversified | 2027 | . | 51.1538 | 18.9481 | 55.4854 | 0.92193 | 51.1538 | 18.9481 | 55.4854 | 0.92193 | No | Mount_Piper | SDF2023
2956 | Undiversified | 2028 | . | 51.2108 | 18.9526 | 55.5427 | 0.92201 | 51.2108 | 18.9526 | 55.5427 | 0.92201 | No | Mount_Piper | SDF2023
2957 | Undiversified | 2029 | . | 51.2995 | 18.9602 | 55.6318 | 0.92213 | 51.2995 | 18.9602 | 55.6318 | 0.92213 | No | Mount_Piper | SDF2023
2958 | Undiversified | 2030 | . | 51.3843 | 18.9675 | 55.7171 | 0.92224 | 51.3843 | 18.9675 | 55.7171 | 0.92224 | No | Mount_Piper | SDF2023
2959 | Undiversified | 2031 | . | 51.4918 | 18.9773 | 55.8252 | 0.92238 | 51.4918 | 18.9773 | 55.8252 | 0.92238 | No | Mount_Piper | SDF2023
2960 | Undiversified | 2032 | . | 51.5993 | 18.9871 | 55.9334 | 0.92251 | 51.5993 | 18.9871 | 55.9334 | 0.92251 | No | Mount_Piper | SDF2023
2961 | Diversified | 2017 | 28.4493 | 26.735 | 9.7263 | 28.4493 | 0.93974 | 26.735 | 9.7263 | 28.4493 | 0.93974 | No | Mount_Piper | SDF2023
2962 | Diversified | 2018 | 32.1493 | 30.589 | 9.894 | 32.1493 | 0.95147 | 30.589 | 9.894 | 32.1493 | 0.95147 | No | Mount_Piper | SDF2023
2963 | Diversified | 2019 | 32.8345 | 31.21 | 10.2 | 32.8345 | 0.95052 | 31.21 | 10.2 | 32.8345 | 0.95052 | No | Mount_Piper | SDF2023
2964 | Diversified | 2020 | 30.0459 | 28.39 | 9.837 | 30.0459 | 0.94489 | 28.39 | 9.837 | 30.0459 | 0.94489 | No | Mount_Piper | SDF2023
2965 | Diversified | 2021 | 31.4238 | 29.85 | 9.82 | 31.4238 | 0.94992 | 29.85 | 9.82 | 31.4238 | 0.94992 | No | Mount_Piper | SDF2023
2966 | Diversified | 2022 | 28.3072 | 27.12 | 8.112 | 28.3072 | 0.95806 | 27.12 | 8.112 | 28.3072 | 0.95806 | No | Mount_Piper | SDF2023
2967 | Diversified | 2023 | . | 41.3064 | 13.7083 | 43.5217 | 0.9491 | 41.3064 | 13.7083 | 43.5217 | 0.9491 | No | Mount_Piper | SDF2023
2968 | Diversified | 2024 | . | 41.2893 | 13.7026 | 43.5037 | 0.9491 | 41.2893 | 13.7026 | 43.5037 | 0.9491 | No | Mount_Piper | SDF2023
2969 | Diversified | 2025 | . | 43.5896 | 14.466 | 45.9273 | 0.9491 | 43.5896 | 14.466 | 45.9273 | 0.9491 | No | Mount_Piper | SDF2023
2970 | Diversified | 2026 | . | 43.5648 | 14.4578 | 45.9012 | 0.9491 | 43.5648 | 14.4578 | 45.9012 | 0.9491 | No | Mount_Piper | SDF2023
2971 | Diversified | 2027 | . | 43.5869 | 14.4651 | 45.9245 | 0.9491 | 43.5869 | 14.4651 | 45.9245 | 0.9491 | No | Mount_Piper | SDF2023
2972 | Diversified | 2028 | . | 43.6355 | 14.4812 | 45.9757 | 0.9491 | 43.6355 | 14.4812 | 45.9757 | 0.9491 | No | Mount_Piper | SDF2023
2973 | Diversified | 2029 | . | 43.711 | 14.5063 | 46.0553 | 0.9491 | 43.711 | 14.5063 | 46.0553 | 0.9491 | No | Mount_Piper | SDF2023
2974 | Diversified | 2030 | . | 43.7833 | 14.5303 | 46.1314 | 0.9491 | 43.7833 | 14.5303 | 46.1314 | 0.9491 | No | Mount_Piper | SDF2023
2975 | Diversified | 2031 | . | 43.8749 | 14.5607 | 46.2279 | 0.9491 | 43.8749 | 14.5607 | 46.2279 | 0.9491 | No | Mount_Piper | SDF2023
2976 | Diversified | 2032 | . | 43.9665 | 14.5911 | 46.3244 | 0.9491 | 43.9665 | 14.5911 | 46.3244 | 0.9491 | No | Mount_Piper | SDF2023
2977 | Albion_Park | 2017 | 24.048 | 22.998 | 4.182 | 23.3751 | 0.98387 | 20.127 | 3.66 | 20.4571 | 0.98387 | No | Mount_Terry | SDF2023
2978 | Albion_Park | 2018 | 23.642 | 23.07 | 0.73532 | 23.0817 | 0.99949 | 20.45 | 0.65181 | 20.4604 | 0.99949 | No | Mount_Terry | SDF2023
2979 | Albion_Park | 2019 | 24.99 | 30.7866 | 5.3575 | 31.2492 | 0.98519 | 25.1935 | 4.3842 | 25.5721 | 0.98519 | No | Mount_Terry | SDF2023
2980 | Albion_Park | 2020 | 27.611 | 25.9502 | 2.5075 | 26.0711 | 0.99536 | 22.13 | 2.1383 | 22.2331 | 0.99536 | No | Mount_Terry | SDF2023
2981 | Albion_Park | 2021 | 27.6 | 27.4051 | . | 27.4051 | 1 | 23.2785 | . | 23.2785 | 1 | No | Mount_Terry | SDF2023
2982 | Albion_Park | 2022 | 23.6083 | 28.3848 | 1.1183 | 28.4068 | 0.99922 | 24.004 | 0.94568 | 24.0226 | 0.99922 | No | Mount_Terry | SDF2023
2983 | Albion_Park | 2023 | . | 30.2427 | 1.1915 | 30.2661 | 0.99922 | 25.8619 | 1.0189 | 25.8819 | 0.99922 | No | Mount_Terry | SDF2023
2984 | Albion_Park | 2024 | . | 26.087 | 1.0277 | 26.1072 | 0.99922 | 21.8779 | 0.86192 | 21.8949 | 0.99922 | No | Mount_Terry | SDF2023
2985 | Albion_Park | 2025 | . | 26.6215 | 1.0488 | 26.6421 | 0.99922 | 22.4124 | 0.88298 | 22.4297 | 0.99922 | No | Mount_Terry | SDF2023
2986 | Albion_Park | 2026 | . | 26.3023 | 1.0362 | 26.3227 | 0.99922 | 22.0932 | 0.8704 | 22.1103 | 0.99922 | No | Mount_Terry | SDF2023
2987 | Albion_Park | 2027 | . | 26.3574 | 1.0384 | 26.3779 | 0.99922 | 22.1484 | 0.87257 | 22.1655 | 0.99922 | No | Mount_Terry | SDF2023
2988 | Albion_Park | 2028 | . | 26.5696 | 1.0468 | 26.5902 | 0.99922 | 22.3605 | 0.88093 | 22.3779 | 0.99922 | No | Mount_Terry | SDF2023
2989 | Albion_Park | 2029 | . | 26.939 | 1.0613 | 26.9599 | 0.99922 | 22.7299 | 0.89549 | 22.7476 | 0.99922 | No | Mount_Terry | SDF2023
2990 | Albion_Park | 2030 | . | 27.2778 | 1.0747 | 27.2989 | 0.99922 | 23.0687 | 0.90883 | 23.0866 | 0.99922 | No | Mount_Terry | SDF2023
2991 | Albion_Park | 2031 | . | 27.7635 | 1.0938 | 27.7851 | 0.99922 | 23.5544 | 0.92797 | 23.5727 | 0.99922 | No | Mount_Terry | SDF2023
2992 | Albion_Park | 2032 | . | 28.2493 | 1.1129 | 28.2712 | 0.99922 | 24.0402 | 0.94711 | 24.0588 | 0.99922 | No | Mount_Terry | SDF2023
2993 | Calderwood | 2017 | . | . | . | . | . | . | . | . | . | No | Mount_Terry | SDF2023
2994 | Calderwood | 2018 | . | . | . | . | . | . | . | . | . | No | Mount_Terry | SDF2023
2995 | Calderwood | 2019 | . | . | . | . | . | . | . | . | . | No | Mount_Terry | SDF2023
2996 | Calderwood | 2020 | . | . | . | . | . | . | . | . | . | No | Mount_Terry | SDF2023
2997 | Calderwood | 2021 | . | . | . | . | . | . | . | . | . | No | Mount_Terry | SDF2023
2998 | Calderwood | 2022 | . | . | . | . | . | . | . | . | . | No | Mount_Terry | SDF2023
2999 | Calderwood | 2023 | . | 0.7144 | 0.23481 | 0.752 | 0.95 | 0.7144 | 0.23481 | 0.752 | 0.95 | No | Mount_Terry | SDF2023
3000 | Calderwood | 2024 | . | 6.2738 | 2.0621 | 6.604 | 0.95 | 6.2738 | 2.0621 | 6.604 | 0.95 | No | Mount_Terry | SDF2023
3001 | Calderwood | 2025 | . | 6.9882 | 2.2969 | 7.356 | 0.95 | 6.9882 | 2.2969 | 7.356 | 0.95 | No | Mount_Terry | SDF2023
3002 | Calderwood | 2026 | . | 7.7026 | 2.5317 | 8.108 | 0.95 | 7.7026 | 2.5317 | 8.108 | 0.95 | No | Mount_Terry | SDF2023
3003 | Calderwood | 2027 | . | 8.417 | 2.7665 | 8.86 | 0.95 | 8.417 | 2.7665 | 8.86 | 0.95 | No | Mount_Terry | SDF2023
3004 | Calderwood | 2028 | . | 9.1314 | 3.0013 | 9.612 | 0.95 | 9.1314 | 3.0013 | 9.612 | 0.95 | No | Mount_Terry | SDF2023
3005 | Calderwood | 2029 | . | 9.8458 | 3.2362 | 10.364 | 0.95 | 9.8458 | 3.2362 | 10.364 | 0.95 | No | Mount_Terry | SDF2023
3006 | Calderwood | 2030 | . | 10.7388 | 3.5297 | 11.304 | 0.95 | 10.7388 | 3.5297 | 11.304 | 0.95 | No | Mount_Terry | SDF2023
3007 | Calderwood | 2031 | . | 11.6318 | 3.8232 | 12.244 | 0.95 | 11.6318 | 3.8232 | 12.244 | 0.95 | No | Mount_Terry | SDF2023
3008 | Calderwood | 2032 | . | 11.6318 | 3.8232 | 12.244 | 0.95 | 11.6318 | 3.8232 | 12.244 | 0.95 | No | Mount_Terry | SDF2023
3009 | Gerringong | 2017 | 5.704 | 5.55 | 1.3165 | 5.704 | 0.973 | 5.55 | 1.3165 | 5.704 | 0.973 | No | Mount_Terry | SDF2023
3010 | Gerringong | 2018 | 5.704 | 5.42 | 1.2856 | 5.5704 | 0.973 | 5.42 | 1.2856 | 5.5704 | 0.973 | No | Mount_Terry | SDF2023
3011 | Gerringong | 2019 | 5.01 | 4.96 | 0.63055 | 4.9999 | 0.99202 | 4.96 | 0.63055 | 4.9999 | 0.99202 | No | Mount_Terry | SDF2023
3012 | Gerringong | 2020 | 6.228 | 6.195 | 0.64028 | 6.228 | 0.9947 | 6.195 | 0.64028 | 6.228 | 0.9947 | No | Mount_Terry | SDF2023
3013 | Gerringong | 2021 | 6.493 | 6.465 | 0.60235 | 6.493 | 0.99569 | 6.465 | 0.60235 | 6.493 | 0.99569 | No | Mount_Terry | SDF2023
3014 | Gerringong | 2022 | 5 | 5.0367 | 0.60692 | 5 | 1.0073 | 5.0367 | 0.60692 | 5 | 1.0073 | No | Mount_Terry | SDF2023
3015 | Gerringong | 2023 | . | 5.0186 | 0.74041 | 5.0729 | 0.98929 | 5.0186 | 0.74041 | 5.0729 | 0.98929 | No | Mount_Terry | SDF2023
3016 | Gerringong | 2024 | . | 4.9803 | 0.73476 | 5.0342 | 0.98929 | 4.9803 | 0.73476 | 5.0342 | 0.98929 | No | Mount_Terry | SDF2023
3017 | Gerringong | 2025 | . | 5.0439 | 0.74415 | 5.0985 | 0.98929 | 5.0439 | 0.74415 | 5.0985 | 0.98929 | No | Mount_Terry | SDF2023
3018 | Gerringong | 2026 | . | 4.9517 | 0.73054 | 5.0053 | 0.98929 | 4.9517 | 0.73054 | 5.0053 | 0.98929 | No | Mount_Terry | SDF2023
3019 | Gerringong | 2027 | . | 4.9579 | 0.73146 | 5.0116 | 0.98929 | 4.9579 | 0.73146 | 5.0116 | 0.98929 | No | Mount_Terry | SDF2023
3020 | Gerringong | 2028 | . | 4.9722 | 0.73357 | 5.026 | 0.98929 | 4.9722 | 0.73357 | 5.026 | 0.98929 | No | Mount_Terry | SDF2023
3021 | Gerringong | 2029 | . | 4.9931 | 0.73666 | 5.0472 | 0.98929 | 4.9931 | 0.73666 | 5.0472 | 0.98929 | No | Mount_Terry | SDF2023
3022 | Gerringong | 2030 | . | 5.0226 | 0.74101 | 5.077 | 0.98929 | 5.0226 | 0.74101 | 5.077 | 0.98929 | No | Mount_Terry | SDF2023
3023 | Gerringong | 2031 | . | 5.0899 | 0.75094 | 5.145 | 0.98929 | 5.0899 | 0.75094 | 5.145 | 0.98929 | No | Mount_Terry | SDF2023
3024 | Gerringong | 2032 | . | 5.1572 | 0.76086 | 5.213 | 0.98929 | 5.1572 | 0.76086 | 5.213 | 0.98929 | No | Mount_Terry | SDF2023
3025 | Jamberoo | 2017 | 3.159 | 2.965 | 0.94441 | 3.1118 | 0.95283 | 2.609 | 0.83101 | 2.7381 | 0.95283 | No | Mount_Terry | SDF2023
3026 | Jamberoo | 2018 | 2.963 | 2.98 | 1.0315 | 3.1535 | 0.94499 | 2.61 | 0.90344 | 2.7619 | 0.94499 | No | Mount_Terry | SDF2023
3027 | Jamberoo | 2019 | 2.77 | 3.3829 | 0.9345 | 3.5096 | 0.9639 | 2.8605 | 0.7902 | 2.9677 | 0.9639 | No | Mount_Terry | SDF2023
3028 | Jamberoo | 2020 | 3.1233 | 2.821 | 0.96556 | 2.9817 | 0.94611 | 2.4781 | 0.84819 | 2.6192 | 0.94611 | No | Mount_Terry | SDF2023
3029 | Jamberoo | 2021 | 3.175 | 2.9618 | 0.75344 | 3.0561 | 0.96913 | 2.6111 | 0.66423 | 2.6943 | 0.96913 | No | Mount_Terry | SDF2023
3030 | Jamberoo | 2022 | 2.485 | 3.025 | 0.33388 | 3.0433 | 0.99396 | 2.6566 | 0.29322 | 2.6727 | 0.99396 | No | Mount_Terry | SDF2023
3031 | Jamberoo | 2023 | . | 3.0822 | 0.3402 | 3.1009 | 0.99396 | 2.7138 | 0.29954 | 2.7303 | 0.99396 | No | Mount_Terry | SDF2023
3032 | Jamberoo | 2024 | . | 3.0677 | 0.33859 | 3.0863 | 0.99396 | 2.6993 | 0.29793 | 2.7157 | 0.99396 | No | Mount_Terry | SDF2023
3033 | Jamberoo | 2025 | . | 3.0829 | 0.34027 | 3.1016 | 0.99396 | 2.7145 | 0.29961 | 2.731 | 0.99396 | No | Mount_Terry | SDF2023
3034 | Jamberoo | 2026 | . | 3.0536 | 0.33704 | 3.0721 | 0.99396 | 2.6852 | 0.29638 | 2.7015 | 0.99396 | No | Mount_Terry | SDF2023
3035 | Jamberoo | 2027 | . | 3.0661 | 0.33843 | 3.0848 | 0.99396 | 2.6977 | 0.29776 | 2.7141 | 0.99396 | No | Mount_Terry | SDF2023
3036 | Jamberoo | 2028 | . | 3.0996 | 0.34212 | 3.1184 | 0.99396 | 2.7312 | 0.30145 | 2.7478 | 0.99396 | No | Mount_Terry | SDF2023
3037 | Jamberoo | 2029 | . | 3.1545 | 0.34818 | 3.1737 | 0.99396 | 2.7861 | 0.30752 | 2.803 | 0.99396 | No | Mount_Terry | SDF2023
3038 | Jamberoo | 2030 | . | 3.2057 | 0.35383 | 3.2252 | 0.99396 | 2.8373 | 0.31317 | 2.8545 | 0.99396 | No | Mount_Terry | SDF2023
3039 | Jamberoo | 2031 | . | 3.2744 | 0.36141 | 3.2942 | 0.99396 | 2.906 | 0.32074 | 2.9236 | 0.99396 | No | Mount_Terry | SDF2023
3040 | Jamberoo | 2032 | . | 3.343 | 0.36898 | 3.3633 | 0.99396 | 2.9746 | 0.32832 | 2.9927 | 0.99396 | No | Mount_Terry | SDF2023
3041 | Kiama | 2017 | 11.437 | 10.997 | 2.4422 | 11.2649 | 0.97622 | 9.813 | 2.1792 | 10.0521 | 0.97622 | No | Mount_Terry | SDF2023
3042 | Kiama | 2018 | 12.238 | 10.34 | 0.99259 | 10.3875 | 0.99542 | 9.49 | 0.91099 | 9.5336 | 0.99542 | No | Mount_Terry | SDF2023
3043 | Kiama | 2019 | 10.95 | 11.2374 | 1.2768 | 11.3097 | 0.99361 | 10.043 | 1.1411 | 10.1076 | 0.99361 | No | Mount_Terry | SDF2023
3044 | Kiama | 2020 | 13.849 | 12.1679 | 1.0777 | 12.2155 | 0.9961 | 10.6765 | 0.94559 | 10.7183 | 0.9961 | No | Mount_Terry | SDF2023
3045 | Kiama | 2021 | 13.803 | 11.3454 | 0.69735 | 11.3668 | 0.99812 | 10.3291 | 0.63488 | 10.3486 | 0.99812 | No | Mount_Terry | SDF2023
3046 | Kiama | 2022 | 11.475 | 11.7344 | 0.49021 | 11.7446 | 0.99913 | 10.6461 | 0.44475 | 10.6554 | 0.99913 | No | Mount_Terry | SDF2023
3047 | Kiama | 2023 | . | 12.0781 | 1.4263 | 12.162 | 0.9931 | 10.9925 | 1.2981 | 11.0689 | 0.9931 | No | Mount_Terry | SDF2023
3048 | Kiama | 2024 | . | 11.9993 | 1.417 | 12.0826 | 0.9931 | 10.9137 | 1.2888 | 10.9895 | 0.9931 | No | Mount_Terry | SDF2023
3049 | Kiama | 2025 | . | 13.9493 | 1.6473 | 14.0462 | 0.9931 | 12.8637 | 1.5191 | 12.9531 | 0.9931 | No | Mount_Terry | SDF2023
3050 | Kiama | 2026 | . | 13.7972 | 1.6294 | 13.893 | 0.9931 | 12.7116 | 1.5012 | 12.7999 | 0.9931 | No | Mount_Terry | SDF2023
3051 | Kiama | 2027 | . | 13.8667 | 1.6376 | 13.963 | 0.9931 | 12.7811 | 1.5094 | 12.8699 | 0.9931 | No | Mount_Terry | SDF2023
3052 | Kiama | 2028 | . | 13.9299 | 1.645 | 14.0267 | 0.9931 | 12.8444 | 1.5168 | 12.9336 | 0.9931 | No | Mount_Terry | SDF2023
3053 | Kiama | 2029 | . | 13.9813 | 1.6511 | 14.0785 | 0.9931 | 12.8958 | 1.5229 | 12.9854 | 0.9931 | No | Mount_Terry | SDF2023
3054 | Kiama | 2030 | . | 14.085 | 1.6633 | 14.1829 | 0.9931 | 12.9994 | 1.5351 | 13.0897 | 0.9931 | No | Mount_Terry | SDF2023
3055 | Kiama | 2031 | . | 14.3083 | 1.6897 | 14.4077 | 0.9931 | 13.2227 | 1.5615 | 13.3146 | 0.9931 | No | Mount_Terry | SDF2023
3056 | Kiama | 2032 | . | 14.5316 | 1.7161 | 14.6325 | 0.9931 | 13.446 | 1.5879 | 13.5394 | 0.9931 | No | Mount_Terry | SDF2023
3057 | Sydney_Trains_Mount_Terry | 2017 | 3.912 | 3.717 | 1.2197 | 3.912 | 0.95015 | 3.717 | 1.2197 | 3.912 | 0.95015 | Yes | Mount_Terry | SDF2023
3058 | Sydney_Trains_Mount_Terry | 2018 | 4.122 | 3.916 | 1.2868 | 4.122 | 0.95002 | 3.916 | 1.2868 | 4.122 | 0.95002 | Yes | Mount_Terry | SDF2023
3059 | Sydney_Trains_Mount_Terry | 2019 | 3.51 | 3.513 | . | 3.513 | 1 | 3.513 | . | 3.513 | 1 | Yes | Mount_Terry | SDF2023
3060 | Sydney_Trains_Mount_Terry | 2020 | 2.426 | 2.426 | . | 2.426 | 1 | 2.426 | . | 2.426 | 1 | Yes | Mount_Terry | SDF2023
3061 | Sydney_Trains_Mount_Terry | 2021 | 2.678 | 2.677 | 0.073178 | 2.678 | 0.99963 | 2.677 | 0.073178 | 2.678 | 0.99963 | Yes | Mount_Terry | SDF2023
3062 | Sydney_Trains_Mount_Terry | 2022 | 2.6534 | 2.6534 | . | 2.6534 | 1 | 2.6534 | . | 2.6534 | 1 | Yes | Mount_Terry | SDF2023
3063 | Sydney_Trains_Mount_Terry | 2023 | . | 2.6534 | 0.49109 | 2.6985 | 0.9833 | 2.6534 | 0.49109 | 2.6985 | 0.9833 | Yes | Mount_Terry | SDF2023
3064 | Sydney_Trains_Mount_Terry | 2024 | . | 2.6534 | 0.49109 | 2.6985 | 0.9833 | 2.6534 | 0.49109 | 2.6985 | 0.9833 | Yes | Mount_Terry | SDF2023
3065 | Sydney_Trains_Mount_Terry | 2025 | . | 2.6534 | 0.49109 | 2.6985 | 0.9833 | 2.6534 | 0.49109 | 2.6985 | 0.9833 | Yes | Mount_Terry | SDF2023
3066 | Sydney_Trains_Mount_Terry | 2026 | . | 2.6534 | 0.49109 | 2.6985 | 0.9833 | 2.6534 | 0.49109 | 2.6985 | 0.9833 | Yes | Mount_Terry | SDF2023
3067 | Sydney_Trains_Mount_Terry | 2027 | . | 2.6534 | 0.49109 | 2.6985 | 0.9833 | 2.6534 | 0.49109 | 2.6985 | 0.9833 | Yes | Mount_Terry | SDF2023
3068 | Sydney_Trains_Mount_Terry | 2028 | . | 2.6534 | 0.49109 | 2.6985 | 0.9833 | 2.6534 | 0.49109 | 2.6985 | 0.9833 | Yes | Mount_Terry | SDF2023
3069 | Sydney_Trains_Mount_Terry | 2029 | . | 2.6534 | 0.49109 | 2.6985 | 0.9833 | 2.6534 | 0.49109 | 2.6985 | 0.9833 | Yes | Mount_Terry | SDF2023
3070 | Sydney_Trains_Mount_Terry | 2030 | . | 2.6534 | 0.49109 | 2.6985 | 0.9833 | 2.6534 | 0.49109 | 2.6985 | 0.9833 | Yes | Mount_Terry | SDF2023
3071 | Sydney_Trains_Mount_Terry | 2031 | . | 2.6534 | 0.49109 | 2.6985 | 0.9833 | 2.6534 | 0.49109 | 2.6985 | 0.9833 | Yes | Mount_Terry | SDF2023
3072 | Sydney_Trains_Mount_Terry | 2032 | . | 2.6534 | 0.49109 | 2.6985 | 0.9833 | 2.6534 | 0.49109 | 2.6985 | 0.9833 | Yes | Mount_Terry | SDF2023
3073 | Sydney_Trains_Bombo | 2017 | 0.8145 | 0.77377 | 0.25434 | 0.8145 | 0.94999 | 0.77377 | 0.25434 | 0.8145 | 0.94999 | Yes | Mount_Terry | SDF2023
3074 | Sydney_Trains_Bombo | 2018 | 1.477 | 1.403 | 0.46165 | 1.477 | 0.9499 | 1.403 | 0.46165 | 1.477 | 0.9499 | Yes | Mount_Terry | SDF2023
3075 | Sydney_Trains_Bombo | 2019 | 1.03 | 0.988 | 0.28368 | 1.0279 | 0.96117 | 0.988 | 0.28368 | 1.0279 | 0.96117 | Yes | Mount_Terry | SDF2023
3076 | Sydney_Trains_Bombo | 2020 | 0.997 | 0.962 | 0.26185 | 0.997 | 0.96489 | 0.962 | 0.26185 | 0.997 | 0.96489 | Yes | Mount_Terry | SDF2023
3077 | Sydney_Trains_Bombo | 2021 | 0.997 | 0.962 | 0.26185 | 0.997 | 0.96489 | 0.962 | 0.26185 | 0.997 | 0.96489 | Yes | Mount_Terry | SDF2023
3078 | Sydney_Trains_Bombo | 2022 | 0.73675 | 0.736 | 0.040991 | 0.73714 | 0.99845 | 0.736 | 0.040991 | 0.73714 | 0.99845 | Yes | Mount_Terry | SDF2023
3079 | Sydney_Trains_Bombo | 2023 | . | 0.736 | 0.20037 | 0.76279 | 0.96488 | 0.736 | 0.20037 | 0.76279 | 0.96488 | Yes | Mount_Terry | SDF2023
3080 | Sydney_Trains_Bombo | 2024 | . | 0.736 | 0.20037 | 0.76279 | 0.96488 | 0.736 | 0.20037 | 0.76279 | 0.96488 | Yes | Mount_Terry | SDF2023
3081 | Sydney_Trains_Bombo | 2025 | . | 0.736 | 0.20037 | 0.76279 | 0.96488 | 0.736 | 0.20037 | 0.76279 | 0.96488 | Yes | Mount_Terry | SDF2023
3082 | Sydney_Trains_Bombo | 2026 | . | 0.736 | 0.20037 | 0.76279 | 0.96488 | 0.736 | 0.20037 | 0.76279 | 0.96488 | Yes | Mount_Terry | SDF2023
3083 | Sydney_Trains_Bombo | 2027 | . | 0.736 | 0.20037 | 0.76279 | 0.96488 | 0.736 | 0.20037 | 0.76279 | 0.96488 | Yes | Mount_Terry | SDF2023
3084 | Sydney_Trains_Bombo | 2028 | . | 0.736 | 0.20037 | 0.76279 | 0.96488 | 0.736 | 0.20037 | 0.76279 | 0.96488 | Yes | Mount_Terry | SDF2023
3085 | Sydney_Trains_Bombo | 2029 | . | 0.736 | 0.20037 | 0.76279 | 0.96488 | 0.736 | 0.20037 | 0.76279 | 0.96488 | Yes | Mount_Terry | SDF2023
3086 | Sydney_Trains_Bombo | 2030 | . | 0.736 | 0.20037 | 0.76279 | 0.96488 | 0.736 | 0.20037 | 0.76279 | 0.96488 | Yes | Mount_Terry | SDF2023
3087 | Sydney_Trains_Bombo | 2031 | . | 0.736 | 0.20037 | 0.76279 | 0.96488 | 0.736 | 0.20037 | 0.76279 | 0.96488 | Yes | Mount_Terry | SDF2023
3088 | Sydney_Trains_Bombo | 2032 | . | 0.736 | 0.20037 | 0.76279 | 0.96488 | 0.736 | 0.20037 | 0.76279 | 0.96488 | Yes | Mount_Terry | SDF2023
3089 | Shellharbour | 2017 | 29.59 | 29.59 | . | 29.59 | 1 | 29.59 | . | 29.59 | 1 | No | Mount_Terry | SDF2023
3090 | Shellharbour | 2018 | 30.265 | 29.518 | 6.6827 | 30.265 | 0.97532 | 29.518 | 6.6827 | 30.265 | 0.97532 | No | Mount_Terry | SDF2023
3091 | Shellharbour | 2019 | 30.94 | 30.231 | 6.5904 | 30.941 | 0.97705 | 30.231 | 6.5904 | 30.941 | 0.97705 | No | Mount_Terry | SDF2023
3092 | Shellharbour | 2020 | 34.497 | 34.503 | 0.64343 | 34.497 | 1.0002 | 34.503 | 0.64343 | 34.497 | 1.0002 | No | Mount_Terry | SDF2023
3093 | Shellharbour | 2021 | 31.845 | 31.756 | 2.3792 | 31.845 | 0.99721 | 31.756 | 2.3792 | 31.845 | 0.99721 | No | Mount_Terry | SDF2023
3094 | Shellharbour | 2022 | 29.9077 | 29.9034 | 0.50714 | 29.9077 | 0.99986 | 29.9034 | 0.50714 | 29.9077 | 0.99986 | No | Mount_Terry | SDF2023
3095 | Shellharbour | 2023 | . | 30.5317 | 3.9823 | 30.7903 | 0.9916 | 30.5317 | 3.9823 | 30.7903 | 0.9916 | No | Mount_Terry | SDF2023
3096 | Shellharbour | 2024 | . | 30.5982 | 3.9909 | 30.8574 | 0.9916 | 30.5982 | 3.9909 | 30.8574 | 0.9916 | No | Mount_Terry | SDF2023
3097 | Shellharbour | 2025 | . | 32.4042 | 4.2265 | 32.6787 | 0.9916 | 32.4042 | 4.2265 | 32.6787 | 0.9916 | No | Mount_Terry | SDF2023
3098 | Shellharbour | 2026 | . | 32.0117 | 4.1753 | 32.2828 | 0.9916 | 32.0117 | 4.1753 | 32.2828 | 0.9916 | No | Mount_Terry | SDF2023
3099 | Shellharbour | 2027 | . | 32.0678 | 4.1826 | 32.3394 | 0.9916 | 32.0678 | 4.1826 | 32.3394 | 0.9916 | No | Mount_Terry | SDF2023
3100 | Shellharbour | 2028 | . | 32.2942 | 4.2121 | 32.5677 | 0.9916 | 32.2942 | 4.2121 | 32.5677 | 0.9916 | No | Mount_Terry | SDF2023
3101 | Shellharbour | 2029 | . | 32.6936 | 4.2642 | 32.9706 | 0.9916 | 32.6936 | 4.2642 | 32.9706 | 0.9916 | No | Mount_Terry | SDF2023
3102 | Shellharbour | 2030 | . | 33.0599 | 4.312 | 33.34 | 0.9916 | 33.0599 | 4.312 | 33.34 | 0.9916 | No | Mount_Terry | SDF2023
3103 | Shellharbour | 2031 | . | 33.5837 | 4.3803 | 33.8681 | 0.9916 | 33.5837 | 4.3803 | 33.8681 | 0.9916 | No | Mount_Terry | SDF2023
3104 | Shellharbour | 2032 | . | 34.1074 | 4.4486 | 34.3963 | 0.9916 | 34.1074 | 4.4486 | 34.3963 | 0.9916 | No | Mount_Terry | SDF2023
3105 | Warilla | 2017 | 19.182 | 19.165 | 3.9609 | 19.57 | 0.9793 | 18.995 | 3.9258 | 19.3964 | 0.9793 | No | Mount_Terry | SDF2023
3106 | Warilla | 2018 | 18.88 | 18.29 | 2.894 | 18.5175 | 0.98771 | 16.44 | 2.6013 | 16.6445 | 0.98771 | No | Mount_Terry | SDF2023
3107 | Warilla | 2019 | 17.33 | 19.743 | 3.3903 | 20.032 | 0.98557 | 16.9254 | 2.9065 | 17.1732 | 0.98557 | No | Mount_Terry | SDF2023
3108 | Warilla | 2020 | 19.612 | 17.7144 | 3.4906 | 18.055 | 0.98113 | 15.6564 | 3.085 | 15.9575 | 0.98113 | No | Mount_Terry | SDF2023
3109 | Warilla | 2021 | 19.2 | 17.7911 | 3.576 | 17.428 | 1.0208 | 15.7597 | 3.1677 | 15.4381 | 1.0208 | No | Mount_Terry | SDF2023
3110 | Warilla | 2022 | 18.8 | 19.4442 | 0.57759 | 19.4356 | 1.0004 | 17.3008 | 0.51392 | 17.2932 | 1.0004 | No | Mount_Terry | SDF2023
3111 | Warilla | 2023 | . | 19.0125 | 2.3418 | 19.1561 | 0.9925 | 16.8691 | 2.0778 | 16.9966 | 0.9925 | No | Mount_Terry | SDF2023
3112 | Warilla | 2024 | . | 18.6265 | 2.2942 | 18.7672 | 0.9925 | 16.4831 | 2.0302 | 16.6076 | 0.9925 | No | Mount_Terry | SDF2023
3113 | Warilla | 2025 | . | 18.5525 | 2.2851 | 18.6927 | 0.9925 | 16.4875 | 2.0308 | 16.6121 | 0.9925 | No | Mount_Terry | SDF2023
3114 | Warilla | 2026 | . | 18.1679 | 2.2378 | 18.3052 | 0.9925 | 16.1029 | 1.9834 | 16.2245 | 0.9925 | No | Mount_Terry | SDF2023
3115 | Warilla | 2027 | . | 18.1818 | 2.2395 | 18.3192 | 0.9925 | 16.1168 | 1.9851 | 16.2386 | 0.9925 | No | Mount_Terry | SDF2023
3116 | Warilla | 2028 | . | 18.3566 | 2.261 | 18.4953 | 0.9925 | 16.2916 | 2.0066 | 16.4147 | 0.9925 | No | Mount_Terry | SDF2023
3117 | Warilla | 2029 | . | 18.6963 | 2.3028 | 18.8376 | 0.9925 | 16.6313 | 2.0485 | 16.757 | 0.9925 | No | Mount_Terry | SDF2023
3118 | Warilla | 2030 | . | 18.9891 | 2.3389 | 19.1326 | 0.9925 | 16.9241 | 2.0846 | 17.052 | 0.9925 | No | Mount_Terry | SDF2023
3119 | Warilla | 2031 | . | 19.4026 | 2.3898 | 19.5492 | 0.9925 | 17.3376 | 2.1355 | 17.4686 | 0.9925 | No | Mount_Terry | SDF2023
3120 | Warilla | 2032 | . | 19.8161 | 2.4408 | 19.9658 | 0.9925 | 17.751 | 2.1864 | 17.8852 | 0.9925 | No | Mount_Terry | SDF2023
3121 | Undiversified | 2017 | 97.8465 | 95.7558 | 14.32 | 97.3424 | 0.9837 | 91.1748 | 13.3865 | 92.6642 | 0.98393 | No | Mount_Terry | SDF2023
3122 | Undiversified | 2018 | 99.291 | 94.937 | 15.3702 | 96.5747 | 0.98304 | 89.247 | 14.7843 | 90.8349 | 0.98252 | No | Mount_Terry | SDF2023
3123 | Undiversified | 2019 | 96.53 | 104.8418 | 18.4637 | 106.5823 | 0.98367 | 94.7145 | 16.7265 | 96.3024 | 0.98351 | No | Mount_Terry | SDF2023
3124 | Undiversified | 2020 | 108.3433 | 102.7395 | 9.5868 | 103.4713 | 0.99293 | 95.027 | 8.5627 | 95.6761 | 0.99322 | No | Mount_Terry | SDF2023
3125 | Undiversified | 2021 | 105.791 | 101.3634 | 8.3433 | 101.2691 | 1.0009 | 93.8384 | 7.7833 | 93.7724 | 1.0007 | No | Mount_Terry | SDF2023
3126 | Undiversified | 2022 | 94.6662 | 100.9178 | 3.675 | 100.9286 | 0.99989 | 92.937 | 3.3526 | 92.9421 | 0.99994 | No | Mount_Terry | SDF2023
3127 | Undiversified | 2023 | . | 104.0695 | 10.9487 | 104.7616 | 0.99339 | 96.0913 | 10.3433 | 96.7541 | 0.99315 | No | Mount_Terry | SDF2023
3128 | Undiversified | 2024 | . | 105.022 | 12.5569 | 106.0002 | 0.99077 | 97.2156 | 11.9582 | 98.1645 | 0.99033 | No | Mount_Terry | SDF2023
3129 | Undiversified | 2025 | . | 110.0318 | 13.2805 | 111.077 | 0.99059 | 102.3037 | 12.6915 | 103.3203 | 0.99016 | No | Mount_Terry | SDF2023
3130 | Undiversified | 2026 | . | 109.3762 | 13.3694 | 110.4503 | 0.99028 | 101.6481 | 12.7803 | 102.6936 | 0.98982 | No | Mount_Terry | SDF2023
3131 | Undiversified | 2027 | . | 110.3042 | 13.6259 | 111.4172 | 0.99001 | 102.5761 | 13.0369 | 103.6604 | 0.98954 | No | Mount_Terry | SDF2023
3132 | Undiversified | 2028 | . | 111.743 | 13.9334 | 112.8977 | 0.98977 | 104.0149 | 13.3444 | 105.141 | 0.98929 | No | Mount_Terry | SDF2023
3133 | Undiversified | 2029 | . | 113.6932 | 14.2919 | 114.8927 | 0.98956 | 105.9651 | 13.7029 | 107.1359 | 0.98907 | No | Mount_Terry | SDF2023
3134 | Undiversified | 2030 | . | 115.7683 | 14.7049 | 117.0218 | 0.98929 | 108.0402 | 14.1159 | 109.265 | 0.98879 | No | Mount_Terry | SDF2023
3135 | Undiversified | 2031 | . | 118.4435 | 15.1807 | 119.7546 | 0.98905 | 110.7154 | 14.5916 | 111.9979 | 0.98855 | No | Mount_Terry | SDF2023
3136 | Undiversified | 2032 | . | 120.2257 | 15.3629 | 121.5474 | 0.98913 | 112.4976 | 14.7739 | 113.7907 | 0.98864 | No | Mount_Terry | SDF2023
3137 | Diversified | 2017 | 110.4413 | 101.887 | 34.2655 | 107.4946 | 0.94783 | 85.91 | 28.8923 | 90.6383 | 0.94783 | No | Mount_Terry | SDF2023
3138 | Diversified | 2018 | 109.5973 | 100.71 | 33.8697 | 106.2528 | 0.94783 | 87.2 | 29.3262 | 91.9993 | 0.94783 | No | Mount_Terry | SDF2023
3139 | Diversified | 2019 | 109.7571 | 116.9697 | 34.3911 | 121.9207 | 0.95939 | 97.3544 | 28.6239 | 101.4751 | 0.95939 | No | Mount_Terry | SDF2023
3140 | Diversified | 2020 | 108.5667 | 102.121 | 19.7275 | 104.009 | 0.98185 | 87.702 | 16.9421 | 89.3234 | 0.98185 | No | Mount_Terry | SDF2023
3141 | Diversified | 2021 | 111.3373 | 104.5947 | 17.8817 | 106.1122 | 0.9857 | 89.8161 | 15.3551 | 91.1192 | 0.9857 | No | Mount_Terry | SDF2023
3142 | Diversified | 2022 | 107.4162 | 110.225 | 14.1249 | 111.1263 | 0.99189 | 94.163 | 12.0666 | 94.933 | 0.99189 | No | Mount_Terry | SDF2023
3143 | Diversified | 2023 | . | 100.8184 | 25.6693 | 104.0349 | 0.96908 | 93.0895 | 23.7014 | 96.0594 | 0.96908 | No | Mount_Terry | SDF2023
3144 | Diversified | 2024 | . | 101.7412 | 25.9042 | 104.9872 | 0.96908 | 94.1786 | 23.9787 | 97.1833 | 0.96908 | No | Mount_Terry | SDF2023
3145 | Diversified | 2025 | . | 106.5945 | 27.1399 | 109.9953 | 0.96908 | 99.1078 | 25.2338 | 102.2698 | 0.96908 | No | Mount_Terry | SDF2023
3146 | Diversified | 2026 | . | 105.9594 | 26.9782 | 109.3399 | 0.96908 | 98.4727 | 25.0721 | 101.6144 | 0.96908 | No | Mount_Terry | SDF2023
3147 | Diversified | 2027 | . | 106.8584 | 27.2071 | 110.2676 | 0.96908 | 99.3717 | 25.301 | 102.5421 | 0.96908 | No | Mount_Terry | SDF2023
3148 | Diversified | 2028 | . | 108.2522 | 27.562 | 111.7059 | 0.96908 | 100.7655 | 25.6558 | 103.9804 | 0.96908 | No | Mount_Terry | SDF2023
3149 | Diversified | 2029 | . | 110.1415 | 28.043 | 113.6554 | 0.96908 | 102.6548 | 26.1369 | 105.9299 | 0.96908 | No | Mount_Terry | SDF2023
3150 | Diversified | 2030 | . | 112.1518 | 28.5549 | 115.7299 | 0.96908 | 104.6652 | 26.6487 | 108.0044 | 0.96908 | No | Mount_Terry | SDF2023
3151 | Diversified | 2031 | . | 114.7435 | 29.2147 | 118.4042 | 0.96908 | 107.2568 | 27.3086 | 110.6787 | 0.96908 | No | Mount_Terry | SDF2023
3152 | Diversified | 2032 | . | 116.47 | 29.6543 | 120.1858 | 0.96908 | 108.9833 | 27.7481 | 112.4603 | 0.96908 | No | Mount_Terry | SDF2023
3153 | Estimated System Normal | 2017 | 121.022 | 114.1177 | 38.3788 | 120.3984 | 0.94783 | 108.6334 | 36.5344 | 114.6122 | 0.94783 | No | Mount_Terry | SDF2023
3154 | Estimated System Normal | 2018 | 88.1529 | 81.2685 | 27.3313 | 85.7413 | 0.94783 | 77.4182 | 26.0365 | 81.6791 | 0.94783 | No | Mount_Terry | SDF2023
3155 | Estimated System Normal | 2019 | 90.3635 | 95.7221 | 28.1439 | 99.7737 | 0.95939 | 91.1353 | 26.7953 | 94.9928 | 0.95939 | No | Mount_Terry | SDF2023
3156 | Estimated System Normal | 2020 | 86.5036 | 81.114 | 15.6694 | 82.6137 | 0.98185 | 70.0231 | 13.5269 | 71.3177 | 0.98185 | No | Mount_Terry | SDF2023
3157 | Estimated System Normal | 2021 | 90.641 | 85.5258 | 14.6216 | 86.7667 | 0.9857 | 76.9539 | 13.1562 | 78.0704 | 0.9857 | No | Mount_Terry | SDF2023
3158 | Estimated System Normal | 2022 | 95.3502 | 100.8334 | 12.9214 | 101.6579 | 0.99189 | 94.8434 | 12.1538 | 95.619 | 0.99189 | No | Mount_Terry | SDF2023
3159 | Estimated System Normal | 2023 | . | 98.3512 | 25.0411 | 101.489 | 0.96908 | 90.8336 | 23.1271 | 93.7316 | 0.96908 | No | Mount_Terry | SDF2023
3160 | Estimated System Normal | 2024 | . | 99.5139 | 25.3372 | 102.6888 | 0.96908 | 92.1577 | 23.4642 | 95.0979 | 0.96908 | No | Mount_Terry | SDF2023
3161 | Estimated System Normal | 2025 | . | 104.2801 | 26.5507 | 107.6071 | 0.96908 | 96.998 | 24.6966 | 100.0927 | 0.96908 | No | Mount_Terry | SDF2023
3162 | Estimated System Normal | 2026 | . | 103.6918 | 26.4009 | 107 | 0.96908 | 96.4097 | 24.5468 | 99.4855 | 0.96908 | No | Mount_Terry | SDF2023
3163 | Estimated System Normal | 2027 | . | 104.5995 | 26.632 | 107.9366 | 0.96908 | 97.3174 | 24.7779 | 100.4222 | 0.96908 | No | Mount_Terry | SDF2023
3164 | Estimated System Normal | 2028 | . | 105.9894 | 26.9859 | 109.3709 | 0.96908 | 98.7073 | 25.1318 | 101.8565 | 0.96908 | No | Mount_Terry | SDF2023
3165 | Estimated System Normal | 2029 | . | 107.8623 | 27.4627 | 111.3035 | 0.96908 | 100.5802 | 25.6086 | 103.7891 | 0.96908 | No | Mount_Terry | SDF2023
3166 | Estimated System Normal | 2030 | . | 109.8611 | 27.9716 | 113.3661 | 0.96908 | 102.579 | 26.1176 | 105.8517 | 0.96908 | No | Mount_Terry | SDF2023
3167 | Estimated System Normal | 2031 | . | 112.4267 | 28.6249 | 116.0136 | 0.96908 | 105.1446 | 26.7708 | 108.4992 | 0.96908 | No | Mount_Terry | SDF2023
3168 | Estimated System Normal | 2032 | . | 114.1098 | 29.0534 | 117.7504 | 0.96908 | 106.8277 | 27.1993 | 110.236 | 0.96908 | No | Mount_Terry | SDF2023
3169 | Cawdor | 2017 | 27.74 | 26.5 | 8.2011 | 27.74 | 0.9553 | 26.5 | 8.2011 | 27.74 | 0.9553 | No | Nepean_33kV | SDF2023
3170 | Cawdor | 2018 | 25.151 | 24.11 | 7.1611 | 25.151 | 0.95861 | 24.11 | 7.1611 | 25.151 | 0.95861 | No | Nepean_33kV | SDF2023
3171 | Cawdor | 2019 | 26.88 | 25.913 | 7.1567 | 26.8831 | 0.96391 | 25.913 | 7.1567 | 26.8831 | 0.96391 | No | Nepean_33kV | SDF2023
3172 | Cawdor | 2020 | 31.381 | 30.463 | 7.5348 | 31.381 | 0.97075 | 30.463 | 7.5348 | 31.381 | 0.97075 | No | Nepean_33kV | SDF2023
3173 | Cawdor | 2021 | 26.955 | 26.175 | 6.4375 | 26.955 | 0.97106 | 26.175 | 6.4375 | 26.955 | 0.97106 | No | Nepean_33kV | SDF2023
3174 | Cawdor | 2022 | 23.9752 | 23.575 | 4.3623 | 23.9752 | 0.98331 | 23.575 | 4.3623 | 23.9752 | 0.98331 | No | Nepean_33kV | SDF2023
3175 | Cawdor | 2023 | . | 25.7656 | 5.6001 | 26.3672 | 0.97719 | 25.7656 | 5.6001 | 26.3672 | 0.97719 | No | Nepean_33kV | SDF2023
3176 | Cawdor | 2024 | . | 26.167 | 5.6873 | 26.7779 | 0.97719 | 26.167 | 5.6873 | 26.7779 | 0.97719 | No | Nepean_33kV | SDF2023
3177 | Cawdor | 2025 | . | 26.1153 | 5.6761 | 26.725 | 0.97719 | 26.1153 | 5.6761 | 26.725 | 0.97719 | No | Nepean_33kV | SDF2023
3178 | Cawdor | 2026 | . | 25.8332 | 5.6148 | 26.4363 | 0.97719 | 25.8332 | 5.6148 | 26.4363 | 0.97719 | No | Nepean_33kV | SDF2023
3179 | Cawdor | 2027 | . | 25.8145 | 5.6107 | 26.4172 | 0.97719 | 25.8145 | 5.6107 | 26.4172 | 0.97719 | No | Nepean_33kV | SDF2023
3180 | Cawdor | 2028 | . | 25.8881 | 5.6267 | 26.4925 | 0.97719 | 25.8881 | 5.6267 | 26.4925 | 0.97719 | No | Nepean_33kV | SDF2023
3181 | Cawdor | 2029 | . | 26.107 | 5.6743 | 26.7165 | 0.97719 | 26.107 | 5.6743 | 26.7165 | 0.97719 | No | Nepean_33kV | SDF2023
3182 | Cawdor | 2030 | . | 26.3149 | 5.7195 | 26.9293 | 0.97719 | 26.3149 | 5.7195 | 26.9293 | 0.97719 | No | Nepean_33kV | SDF2023
3183 | Cawdor | 2031 | . | 26.6032 | 5.7821 | 27.2243 | 0.97719 | 26.6032 | 5.7821 | 27.2243 | 0.97719 | No | Nepean_33kV | SDF2023
3184 | Cawdor | 2032 | . | 26.8914 | 5.8448 | 27.5193 | 0.97719 | 26.8914 | 5.8448 | 27.5193 | 0.97719 | No | Nepean_33kV | SDF2023
3185 | Sydney_Trains_Nepean | 2017 | 0.919 | 0.906 | 0.15403 | 0.919 | 0.98585 | 0.906 | 0.15403 | 0.919 | 0.98585 | Yes | Nepean_33kV | SDF2023
3186 | Sydney_Trains_Nepean | 2018 | 5.237 | 4.997 | 1.5672 | 5.237 | 0.95417 | 4.997 | 1.5672 | 5.237 | 0.95417 | Yes | Nepean_33kV | SDF2023
3187 | Sydney_Trains_Nepean | 2019 | 4.28 | 4.256 | 0.41289 | 4.276 | 0.99533 | 4.256 | 0.41289 | 4.276 | 0.99533 | Yes | Nepean_33kV | SDF2023
3188 | Sydney_Trains_Nepean | 2020 | 4.547 | 4.525 | 0.44675 | 4.547 | 0.99516 | 4.525 | 0.44675 | 4.547 | 0.99516 | Yes | Nepean_33kV | SDF2023
3189 | Sydney_Trains_Nepean | 2021 | 4.586 | 4.555 | 0.53233 | 4.586 | 0.99324 | 4.555 | 0.53233 | 4.586 | 0.99324 | Yes | Nepean_33kV | SDF2023
3190 | Sydney_Trains_Nepean | 2022 | 5.5888 | 5.5369 | 0.75988 | 5.5888 | 0.99071 | 5.5369 | 0.75988 | 5.5888 | 0.99071 | Yes | Nepean_33kV | SDF2023
3191 | Sydney_Trains_Nepean | 2023 | . | 5.5369 | 0.94504 | 5.617 | 0.98574 | 5.5369 | 0.94504 | 5.617 | 0.98574 | Yes | Nepean_33kV | SDF2023
3192 | Sydney_Trains_Nepean | 2024 | . | 5.5369 | 0.94504 | 5.617 | 0.98574 | 5.5369 | 0.94504 | 5.617 | 0.98574 | Yes | Nepean_33kV | SDF2023
3193 | Sydney_Trains_Nepean | 2025 | . | 5.5369 | 0.94504 | 5.617 | 0.98574 | 5.5369 | 0.94504 | 5.617 | 0.98574 | Yes | Nepean_33kV | SDF2023
3194 | Sydney_Trains_Nepean | 2026 | . | 5.5369 | 0.94504 | 5.617 | 0.98574 | 5.5369 | 0.94504 | 5.617 | 0.98574 | Yes | Nepean_33kV | SDF2023
3195 | Sydney_Trains_Nepean | 2027 | . | 5.5369 | 0.94504 | 5.617 | 0.98574 | 5.5369 | 0.94504 | 5.617 | 0.98574 | Yes | Nepean_33kV | SDF2023
3196 | Sydney_Trains_Nepean | 2028 | . | 5.5369 | 0.94504 | 5.617 | 0.98574 | 5.5369 | 0.94504 | 5.617 | 0.98574 | Yes | Nepean_33kV | SDF2023
3197 | Sydney_Trains_Nepean | 2029 | . | 5.5369 | 0.94504 | 5.617 | 0.98574 | 5.5369 | 0.94504 | 5.617 | 0.98574 | Yes | Nepean_33kV | SDF2023
3198 | Sydney_Trains_Nepean | 2030 | . | 5.5369 | 0.94504 | 5.617 | 0.98574 | 5.5369 | 0.94504 | 5.617 | 0.98574 | Yes | Nepean_33kV | SDF2023
3199 | Sydney_Trains_Nepean | 2031 | . | 5.5369 | 0.94504 | 5.617 | 0.98574 | 5.5369 | 0.94504 | 5.617 | 0.98574 | Yes | Nepean_33kV | SDF2023
3200 | Sydney_Trains_Nepean | 2032 | . | 5.5369 | 0.94504 | 5.617 | 0.98574 | 5.5369 | 0.94504 | 5.617 | 0.98574 | Yes | Nepean_33kV | SDF2023
3201 | Oakdale | 2017 | 2.462 | 2.3504 | 0.34432 | 2.3755 | 0.98944 | 1.8779 | 0.2751 | 1.898 | 0.98944 | No | Nepean_33kV | SDF2023
3202 | Oakdale | 2018 | 2.9769 | 2.61 | 0.063144 | 2.6108 | 0.99971 | 2.06 | 0.049838 | 2.0606 | 0.99971 | No | Nepean_33kV | SDF2023
3203 | Oakdale | 2019 | 2.71 | 2.2387 | 0.38896 | 2.2722 | 0.98524 | 1.9391 | 0.33691 | 1.9682 | 0.98524 | No | Nepean_33kV | SDF2023
3204 | Oakdale | 2020 | 3.077 | 2.187 | 0.42304 | 2.2275 | 0.9818 | 1.9334 | 0.37399 | 1.9692 | 0.9818 | No | Nepean_33kV | SDF2023
3205 | Oakdale | 2021 | 1.874 | 2.24 | 0.25472 | 2.2544 | 0.9936 | 1.982 | 0.22538 | 1.9948 | 0.9936 | No | Nepean_33kV | SDF2023
3206 | Oakdale | 2022 | 1.9881 | 2.365 | 0.26754 | 2.3801 | 0.99366 | 2.0975 | 0.23728 | 2.1109 | 0.99366 | No | Nepean_33kV | SDF2023
3207 | Oakdale | 2023 | . | 2.5408 | 0.28818 | 2.5571 | 0.99363 | 2.2733 | 0.25784 | 2.2879 | 0.99363 | No | Nepean_33kV | SDF2023
3208 | Oakdale | 2024 | . | 2.5309 | 0.28706 | 2.5472 | 0.99363 | 2.2635 | 0.25672 | 2.278 | 0.99363 | No | Nepean_33kV | SDF2023
3209 | Oakdale | 2025 | . | 2.5446 | 0.28861 | 2.561 | 0.99363 | 2.2771 | 0.25827 | 2.2917 | 0.99363 | No | Nepean_33kV | SDF2023
3210 | Oakdale | 2026 | . | 2.5269 | 0.2866 | 2.5431 | 0.99363 | 2.2595 | 0.25627 | 2.2739 | 0.99363 | No | Nepean_33kV | SDF2023
3211 | Oakdale | 2027 | . | 2.5522 | 0.28947 | 2.5685 | 0.99363 | 2.2847 | 0.25913 | 2.2993 | 0.99363 | No | Nepean_33kV | SDF2023
3212 | Oakdale | 2028 | . | 2.6091 | 0.29592 | 2.6258 | 0.99363 | 2.3416 | 0.26558 | 2.3566 | 0.99363 | No | Nepean_33kV | SDF2023
3213 | Oakdale | 2029 | . | 2.6989 | 0.30611 | 2.7162 | 0.99363 | 2.4314 | 0.27577 | 2.447 | 0.99363 | No | Nepean_33kV | SDF2023
3214 | Oakdale | 2030 | . | 2.7817 | 0.3155 | 2.7995 | 0.99363 | 2.5142 | 0.28516 | 2.5303 | 0.99363 | No | Nepean_33kV | SDF2023
3215 | Oakdale | 2031 | . | 2.8852 | 0.32724 | 2.9037 | 0.99363 | 2.6177 | 0.2969 | 2.6345 | 0.99363 | No | Nepean_33kV | SDF2023
3216 | Oakdale | 2032 | . | 2.9887 | 0.33898 | 3.0079 | 0.99363 | 2.7212 | 0.30864 | 2.7387 | 0.99363 | No | Nepean_33kV | SDF2023
3217 | The_Oaks | 2017 | 8.697 | 8.33 | 2.4998 | 8.697 | 0.9578 | 8.33 | 2.4998 | 8.697 | 0.9578 | No | Nepean_33kV | SDF2023
3218 | The_Oaks | 2018 | 8.424 | 8.09 | 2.3485 | 8.424 | 0.96035 | 8.09 | 2.3485 | 8.424 | 0.96035 | No | Nepean_33kV | SDF2023
3219 | The_Oaks | 2019 | 8.07 | 7.8 | 2.07 | 8.07 | 0.96654 | 7.8 | 2.07 | 8.07 | 0.96654 | No | Nepean_33kV | SDF2023
3220 | The_Oaks | 2020 | 8.944 | 8.675 | 2.177 | 8.944 | 0.96992 | 8.675 | 2.177 | 8.944 | 0.96992 | No | Nepean_33kV | SDF2023
3221 | The_Oaks | 2021 | 7.119 | 6.975 | 1.4246 | 7.119 | 0.97977 | 6.975 | 1.4246 | 7.119 | 0.97977 | No | Nepean_33kV | SDF2023
3222 | The_Oaks | 2022 | 7.0437 | 6.925 | 1.2877 | 7.0437 | 0.98315 | 6.925 | 1.2877 | 7.0437 | 0.98315 | No | Nepean_33kV | SDF2023
3223 | The_Oaks | 2023 | . | 6.8501 | 1.3377 | 6.9795 | 0.98146 | 6.8501 | 1.3377 | 6.9795 | 0.98146 | No | Nepean_33kV | SDF2023
3224 | The_Oaks | 2024 | . | 6.7623 | 1.3206 | 6.8901 | 0.98146 | 6.7623 | 1.3206 | 6.8901 | 0.98146 | No | Nepean_33kV | SDF2023
3225 | The_Oaks | 2025 | . | 6.7351 | 1.3153 | 6.8623 | 0.98146 | 6.7351 | 1.3153 | 6.8623 | 0.98146 | No | Nepean_33kV | SDF2023
3226 | The_Oaks | 2026 | . | 6.6204 | 1.2929 | 6.7455 | 0.98146 | 6.6204 | 1.2929 | 6.7455 | 0.98146 | No | Nepean_33kV | SDF2023
3227 | The_Oaks | 2027 | . | 6.5863 | 1.2862 | 6.7107 | 0.98146 | 6.5863 | 1.2862 | 6.7107 | 0.98146 | No | Nepean_33kV | SDF2023
3228 | The_Oaks | 2028 | . | 6.5863 | 1.2862 | 6.7108 | 0.98146 | 6.5863 | 1.2862 | 6.7108 | 0.98146 | No | Nepean_33kV | SDF2023
3229 | The_Oaks | 2029 | . | 6.6212 | 1.293 | 6.7463 | 0.98146 | 6.6212 | 1.293 | 6.7463 | 0.98146 | No | Nepean_33kV | SDF2023
3230 | The_Oaks | 2030 | . | 6.6473 | 1.2981 | 6.7729 | 0.98146 | 6.6473 | 1.2981 | 6.7729 | 0.98146 | No | Nepean_33kV | SDF2023
3231 | The_Oaks | 2031 | . | 6.6996 | 1.3083 | 6.8262 | 0.98146 | 6.6996 | 1.3083 | 6.8262 | 0.98146 | No | Nepean_33kV | SDF2023
3232 | The_Oaks | 2032 | . | 6.7519 | 1.3186 | 6.8795 | 0.98146 | 6.7519 | 1.3186 | 6.8795 | 0.98146 | No | Nepean_33kV | SDF2023
3233 | Wollondilly_Wash | 2017 | 1.771 | 1.728 | 0.38789 | 1.771 | 0.97572 | 1.728 | 0.38789 | 1.771 | 0.97572 | No | Nepean_33kV | SDF2023
3234 | Wollondilly_Wash | 2018 | 1.714 | 1.661 | 0.42294 | 1.714 | 0.96908 | 1.661 | 0.42294 | 1.714 | 0.96908 | No | Nepean_33kV | SDF2023
3235 | Wollondilly_Wash | 2019 | 1.7517 | 1.718 | 0.34011 | 1.7513 | 0.98096 | 1.718 | 0.34011 | 1.7513 | 0.98096 | No | Nepean_33kV | SDF2023
3236 | Wollondilly_Wash | 2020 | 1.603 | 1.57 | 0.32359 | 1.603 | 0.97941 | 1.57 | 0.32359 | 1.603 | 0.97941 | No | Nepean_33kV | SDF2023
3237 | Wollondilly_Wash | 2021 | 0.241 | 0.239 | 0.030984 | 0.241 | 0.9917 | 0.239 | 0.030984 | 0.241 | 0.9917 | No | Nepean_33kV | SDF2023
3238 | Wollondilly_Wash | 2022 | 0.232 | 0.232 | . | 0.232 | 1 | 0.232 | . | 0.232 | 1 | No | Nepean_33kV | SDF2023
3239 | Wollondilly_Wash | 2023 | . | 0.232 | 0.021201 | 0.23297 | 0.99585 | 0.232 | 0.021201 | 0.23297 | 0.99585 | No | Nepean_33kV | SDF2023
3240 | Wollondilly_Wash | 2024 | . | 0.232 | 0.021201 | 0.23297 | 0.99585 | 0.232 | 0.021201 | 0.23297 | 0.99585 | No | Nepean_33kV | SDF2023
3241 | Wollondilly_Wash | 2025 | . | 0.232 | 0.021201 | 0.23297 | 0.99585 | 0.232 | 0.021201 | 0.23297 | 0.99585 | No | Nepean_33kV | SDF2023
3242 | Wollondilly_Wash | 2026 | . | 0.232 | 0.021201 | 0.23297 | 0.99585 | 0.232 | 0.021201 | 0.23297 | 0.99585 | No | Nepean_33kV | SDF2023
3243 | Wollondilly_Wash | 2027 | . | 0.232 | 0.021201 | 0.23297 | 0.99585 | 0.232 | 0.021201 | 0.23297 | 0.99585 | No | Nepean_33kV | SDF2023
3244 | Wollondilly_Wash | 2028 | . | 0.232 | 0.021201 | 0.23297 | 0.99585 | 0.232 | 0.021201 | 0.23297 | 0.99585 | No | Nepean_33kV | SDF2023
3245 | Wollondilly_Wash | 2029 | . | 0.232 | 0.021201 | 0.23297 | 0.99585 | 0.232 | 0.021201 | 0.23297 | 0.99585 | No | Nepean_33kV | SDF2023
3246 | Wollondilly_Wash | 2030 | . | 0.232 | 0.021201 | 0.23297 | 0.99585 | 0.232 | 0.021201 | 0.23297 | 0.99585 | No | Nepean_33kV | SDF2023
3247 | Wollondilly_Wash | 2031 | . | 0.232 | 0.021201 | 0.23297 | 0.99585 | 0.232 | 0.021201 | 0.23297 | 0.99585 | No | Nepean_33kV | SDF2023
3248 | Wollondilly_Wash | 2032 | . | 0.232 | 0.021201 | 0.23297 | 0.99585 | 0.232 | 0.021201 | 0.23297 | 0.99585 | No | Nepean_33kV | SDF2023
3249 | Undiversified | 2017 | 41.589 | 39.8144 | 11.5871 | 41.5025 | 0.95933 | 39.3419 | 11.5179 | 41.025 | 0.95898 | No | Nepean_33kV | SDF2023
3250 | Undiversified | 2018 | 43.5029 | 41.468 | 11.5629 | 43.1368 | 0.96131 | 40.918 | 11.5496 | 42.5866 | 0.96082 | No | Nepean_33kV | SDF2023
3251 | Undiversified | 2019 | 43.6917 | 41.9257 | 10.3686 | 43.2527 | 0.96932 | 41.6261 | 10.3166 | 42.9486 | 0.96921 | No | Nepean_33kV | SDF2023
3252 | Undiversified | 2020 | 49.552 | 47.42 | 10.9052 | 48.7025 | 0.97367 | 47.1664 | 10.8561 | 48.4442 | 0.97362 | No | Nepean_33kV | SDF2023
3253 | Undiversified | 2021 | 40.775 | 40.184 | 8.6801 | 41.1554 | 0.9764 | 39.926 | 8.6508 | 40.8958 | 0.97629 | No | Nepean_33kV | SDF2023
3254 | Undiversified | 2022 | 38.8278 | 38.6339 | 6.6774 | 39.2198 | 0.98506 | 38.3664 | 6.6471 | 38.9506 | 0.985 | No | Nepean_33kV | SDF2023
3255 | Undiversified | 2023 | . | 40.9254 | 8.1922 | 41.7537 | 0.98016 | 40.6579 | 8.1619 | 41.4845 | 0.98008 | No | Nepean_33kV | SDF2023
3256 | Undiversified | 2024 | . | 41.2291 | 8.2612 | 42.0651 | 0.98013 | 40.9616 | 8.2309 | 41.7958 | 0.98004 | No | Nepean_33kV | SDF2023
3257 | Undiversified | 2025 | . | 41.1639 | 8.2462 | 41.9982 | 0.98013 | 40.8964 | 8.2159 | 41.729 | 0.98005 | No | Nepean_33kV | SDF2023
3258 | Undiversified | 2026 | . | 40.7494 | 8.1605 | 41.5749 | 0.98015 | 40.4819 | 8.1302 | 41.3057 | 0.98006 | No | Nepean_33kV | SDF2023
3259 | Undiversified | 2027 | . | 40.7218 | 8.1526 | 41.5463 | 0.98015 | 40.4543 | 8.1223 | 41.2771 | 0.98007 | No | Nepean_33kV | SDF2023
3260 | Undiversified | 2028 | . | 40.8524 | 8.1751 | 41.679 | 0.98017 | 40.5849 | 8.1448 | 41.4098 | 0.98008 | No | Nepean_33kV | SDF2023
3261 | Undiversified | 2029 | . | 41.196 | 8.2397 | 42.029 | 0.98018 | 40.9285 | 8.2093 | 41.7598 | 0.98009 | No | Nepean_33kV | SDF2023
3262 | Undiversified | 2030 | . | 41.5128 | 8.2993 | 42.3516 | 0.98019 | 41.2453 | 8.269 | 42.0824 | 0.98011 | No | Nepean_33kV | SDF2023
3263 | Undiversified | 2031 | . | 41.9569 | 8.3839 | 42.8041 | 0.98021 | 41.6894 | 8.3536 | 42.5349 | 0.98012 | No | Nepean_33kV | SDF2023
3264 | Undiversified | 2032 | . | 42.401 | 8.4686 | 43.2566 | 0.98022 | 42.1335 | 8.4382 | 42.9874 | 0.98014 | No | Nepean_33kV | SDF2023
3265 | Diversified | 2017 | 52.8968 | 50.252 | 16.517 | 52.8968 | 0.95 | 50.252 | 16.517 | 52.8968 | 0.95 | No | Nepean_33kV | SDF2023
3266 | Diversified | 2018 | 38.0979 | 36.193 | 11.896 | 38.0979 | 0.95 | 36.193 | 11.896 | 38.0979 | 0.95 | No | Nepean_33kV | SDF2023
3267 | Diversified | 2019 | 41.0129 | 40.986 | 1.485 | 41.0129 | 0.99934 | 40.986 | 1.485 | 41.0129 | 0.99934 | No | Nepean_33kV | SDF2023
3268 | Diversified | 2020 | 43.6681 | 40.986 | 0.83645 | 40.9945 | 0.99979 | 40.986 | 0.83645 | 40.9945 | 0.99979 | No | Nepean_33kV | SDF2023
3269 | Diversified | 2021 | 39.9784 | 39.736 | 4.396 | 39.9784 | 0.99394 | 39.736 | 4.396 | 39.9784 | 0.99394 | No | Nepean_33kV | SDF2023
3270 | Diversified | 2022 | 37.3093 | 36.582 | 7.331 | 37.3093 | 0.98051 | 36.582 | 7.331 | 37.3093 | 0.98051 | No | Nepean_33kV | SDF2023
3271 | Diversified | 2023 | . | 38.5411 | 8.1013 | 39.3833 | 0.97861 | 38.2892 | 8.0483 | 39.1259 | 0.97861 | No | Nepean_33kV | SDF2023
3272 | Diversified | 2024 | . | 38.8271 | 8.1614 | 39.6756 | 0.97861 | 38.5752 | 8.1084 | 39.4182 | 0.97861 | No | Nepean_33kV | SDF2023
3273 | Diversified | 2025 | . | 38.7657 | 8.1485 | 39.6128 | 0.97861 | 38.5138 | 8.0955 | 39.3554 | 0.97861 | No | Nepean_33kV | SDF2023
3274 | Diversified | 2026 | . | 38.3754 | 8.0664 | 39.214 | 0.97861 | 38.1235 | 8.0135 | 38.9566 | 0.97861 | No | Nepean_33kV | SDF2023
3275 | Diversified | 2027 | . | 38.3494 | 8.0609 | 39.1874 | 0.97861 | 38.0974 | 8.008 | 38.93 | 0.97861 | No | Nepean_33kV | SDF2023
3276 | Diversified | 2028 | . | 38.4724 | 8.0868 | 39.3131 | 0.97861 | 38.2205 | 8.0339 | 39.0557 | 0.97861 | No | Nepean_33kV | SDF2023
3277 | Diversified | 2029 | . | 38.7959 | 8.1548 | 39.6437 | 0.97861 | 38.544 | 8.1019 | 39.3863 | 0.97861 | No | Nepean_33kV | SDF2023
3278 | Diversified | 2030 | . | 39.0942 | 8.2175 | 39.9485 | 0.97861 | 38.8423 | 8.1646 | 39.6911 | 0.97861 | No | Nepean_33kV | SDF2023
3279 | Diversified | 2031 | . | 39.5125 | 8.3054 | 40.3759 | 0.97861 | 39.2606 | 8.2525 | 40.1185 | 0.97861 | No | Nepean_33kV | SDF2023
3280 | Diversified | 2032 | . | 39.9307 | 8.3933 | 40.8033 | 0.97861 | 39.6788 | 8.3404 | 40.5459 | 0.97861 | No | Nepean_33kV | SDF2023
3281 | BCSC_Maldon | 2017 | 8.804 | 8.164 | 3.3069 | 8.8083 | 0.92685 | 8.164 | 3.3069 | 8.8083 | 0.92685 | Yes | Nepean_66kV | SDF2023
3282 | BCSC_Maldon | 2018 | 8.814 | 8.184 | 3.2724 | 8.814 | 0.92852 | 8.184 | 3.2724 | 8.814 | 0.92852 | Yes | Nepean_66kV | SDF2023
3283 | BCSC_Maldon | 2019 | 8.93 | 8.292 | 3.3206 | 8.9322 | 0.92833 | 8.292 | 3.3206 | 8.9322 | 0.92833 | Yes | Nepean_66kV | SDF2023
3284 | BCSC_Maldon | 2020 | 9.117 | 8.476 | 3.3581 | 9.117 | 0.92969 | 8.476 | 3.3581 | 9.117 | 0.92969 | Yes | Nepean_66kV | SDF2023
3285 | BCSC_Maldon | 2021 | 8.67 | 8.201 | 2.8129 | 8.67 | 0.94591 | 8.201 | 2.8129 | 8.67 | 0.94591 | Yes | Nepean_66kV | SDF2023
3286 | BCSC_Maldon | 2022 | 8.551 | 8.052 | 2.891 | 8.5552 | 0.94118 | 8.052 | 2.891 | 8.5552 | 0.94118 | Yes | Nepean_66kV | SDF2023
3287 | BCSC_Maldon | 2023 | . | 8.052 | 3.0952 | 8.6264 | 0.93341 | 8.052 | 3.0952 | 8.6264 | 0.93341 | Yes | Nepean_66kV | SDF2023
3288 | BCSC_Maldon | 2024 | . | 8.052 | 3.0952 | 8.6264 | 0.93341 | 8.052 | 3.0952 | 8.6264 | 0.93341 | Yes | Nepean_66kV | SDF2023
3289 | BCSC_Maldon | 2025 | . | 8.052 | 3.0952 | 8.6264 | 0.93341 | 8.052 | 3.0952 | 8.6264 | 0.93341 | Yes | Nepean_66kV | SDF2023
3290 | BCSC_Maldon | 2026 | . | 8.052 | 3.0952 | 8.6264 | 0.93341 | 8.052 | 3.0952 | 8.6264 | 0.93341 | Yes | Nepean_66kV | SDF2023
3291 | BCSC_Maldon | 2027 | . | 8.052 | 3.0952 | 8.6264 | 0.93341 | 8.052 | 3.0952 | 8.6264 | 0.93341 | Yes | Nepean_66kV | SDF2023
3292 | BCSC_Maldon | 2028 | . | 8.052 | 3.0952 | 8.6264 | 0.93341 | 8.052 | 3.0952 | 8.6264 | 0.93341 | Yes | Nepean_66kV | SDF2023
3293 | BCSC_Maldon | 2029 | . | 8.052 | 3.0952 | 8.6264 | 0.93341 | 8.052 | 3.0952 | 8.6264 | 0.93341 | Yes | Nepean_66kV | SDF2023
3294 | BCSC_Maldon | 2030 | . | 8.052 | 3.0952 | 8.6264 | 0.93341 | 8.052 | 3.0952 | 8.6264 | 0.93341 | Yes | Nepean_66kV | SDF2023
3295 | BCSC_Maldon | 2031 | . | 8.052 | 3.0952 | 8.6264 | 0.93341 | 8.052 | 3.0952 | 8.6264 | 0.93341 | Yes | Nepean_66kV | SDF2023
3296 | BCSC_Maldon | 2032 | . | 8.052 | 3.0952 | 8.6264 | 0.93341 | 8.052 | 3.0952 | 8.6264 | 0.93341 | Yes | Nepean_66kV | SDF2023
3297 | Maldon | 2017 | 22.888 | 20.308 | 1.786 | 20.3864 | 0.99616 | 17.956 | 1.5791 | 18.0253 | 0.99616 | No | Nepean_66kV | SDF2023
3298 | Maldon | 2018 | 21.234 | 20.68 | 1.1717 | 20.7132 | 0.9984 | 18.28 | 1.0357 | 18.3093 | 0.9984 | No | Nepean_66kV | SDF2023
3299 | Maldon | 2019 | 23.54 | 24.6005 | 1.606 | 24.6529 | 0.99788 | 21.0877 | 1.3766 | 21.1326 | 0.99788 | No | Nepean_66kV | SDF2023
3300 | Maldon | 2020 | 25.664 | 23.1281 | 3.2783 | 23.3593 | 0.9901 | 19.7812 | 2.8039 | 19.9789 | 0.9901 | No | Nepean_66kV | SDF2023
3301 | Maldon | 2021 | 22.467 | 22.5187 | 1.105 | 22.5458 | 0.9988 | 19.409 | 0.9524 | 19.4323 | 0.9988 | No | Nepean_66kV | SDF2023
3302 | Maldon | 2022 | 21.3824 | 23.4268 | 2.4121 | 23.5507 | 0.99474 | 20.4613 | 2.1067 | 20.5695 | 0.99474 | No | Nepean_66kV | SDF2023
3303 | Maldon | 2023 | . | 24.7848 | 2.2281 | 24.8848 | 0.99598 | 21.8223 | 1.9618 | 21.9103 | 0.99598 | No | Nepean_66kV | SDF2023
3304 | Maldon | 2024 | . | 25.4551 | 2.2884 | 25.5577 | 0.99598 | 22.4925 | 2.0221 | 22.5832 | 0.99598 | No | Nepean_66kV | SDF2023
3305 | Maldon | 2025 | . | 25.8422 | 2.3232 | 25.9464 | 0.99598 | 22.8797 | 2.0569 | 22.9719 | 0.99598 | No | Nepean_66kV | SDF2023
3306 | Maldon | 2026 | . | 25.7382 | 2.3138 | 25.842 | 0.99598 | 22.7757 | 2.0475 | 22.8675 | 0.99598 | No | Nepean_66kV | SDF2023
3307 | Maldon | 2027 | . | 25.8504 | 2.3239 | 25.9547 | 0.99598 | 22.8879 | 2.0576 | 22.9802 | 0.99598 | No | Nepean_66kV | SDF2023
3308 | Maldon | 2028 | . | 26.0797 | 2.3445 | 26.1849 | 0.99598 | 23.1172 | 2.0782 | 23.2104 | 0.99598 | No | Nepean_66kV | SDF2023
3309 | Maldon | 2029 | . | 26.4293 | 2.376 | 26.5359 | 0.99598 | 23.4668 | 2.1096 | 23.5614 | 0.99598 | No | Nepean_66kV | SDF2023
3310 | Maldon | 2030 | . | 26.7653 | 2.4062 | 26.8733 | 0.99598 | 23.8028 | 2.1398 | 23.8988 | 0.99598 | No | Nepean_66kV | SDF2023
3311 | Maldon | 2031 | . | 27.2051 | 2.4457 | 27.3148 | 0.99598 | 24.2425 | 2.1794 | 24.3403 | 0.99598 | No | Nepean_66kV | SDF2023
3312 | Maldon | 2032 | . | 27.6449 | 2.4852 | 27.7563 | 0.99598 | 24.6823 | 2.2189 | 24.7819 | 0.99598 | No | Nepean_66kV | SDF2023
3313 | Narellan | 2017 | 75.783 | 70.846 | 14.9028 | 72.3965 | 0.97858 | 63.658 | 13.3908 | 65.0512 | 0.97858 | No | Nepean_66kV | SDF2023
3314 | Narellan | 2018 | 72.707 | 72.5113 | 19.6741 | 75.1329 | 0.96511 | 66.2133 | 17.9653 | 68.6073 | 0.96511 | No | Nepean_66kV | SDF2023
3315 | Narellan | 2019 | 70.65 | 75.7284 | 11.9955 | 76.6725 | 0.98769 | 67.8369 | 10.7454 | 68.6826 | 0.98769 | No | Nepean_66kV | SDF2023
3316 | Narellan | 2020 | 65.751 | 69.167 | 8.8441 | 69.7301 | 0.99192 | 60.9868 | 7.7981 | 61.4833 | 0.99192 | No | Nepean_66kV | SDF2023
3317 | Narellan | 2021 | 61.432 | 71.323 | 9.448 | 71.9461 | 0.99134 | 63.4293 | 8.4023 | 63.9834 | 0.99134 | No | Nepean_66kV | SDF2023
3318 | Narellan | 2022 | 64.8522 | 75.0316 | 7.8517 | 75.4413 | 0.99457 | 66.9648 | 7.0076 | 67.3304 | 0.99457 | No | Nepean_66kV | SDF2023
3319 | Narellan | 2023 | . | 79.2321 | 9.6855 | 79.8219 | 0.99261 | 71.1653 | 8.6994 | 71.695 | 0.99261 | No | Nepean_66kV | SDF2023
3320 | Narellan | 2024 | . | 82.8519 | 10.128 | 83.4686 | 0.99261 | 74.7851 | 9.1419 | 75.3417 | 0.99261 | No | Nepean_66kV | SDF2023
3321 | Narellan | 2025 | . | 84.9662 | 10.3865 | 85.5986 | 0.99261 | 76.9278 | 9.4038 | 77.5004 | 0.99261 | No | Nepean_66kV | SDF2023
3322 | Narellan | 2026 | . | 85.8678 | 10.4967 | 86.507 | 0.99261 | 77.8406 | 9.5154 | 78.42 | 0.99261 | No | Nepean_66kV | SDF2023
3323 | Narellan | 2027 | . | 87.4173 | 10.6861 | 88.068 | 0.99261 | 79.39 | 9.7048 | 79.981 | 0.99261 | No | Nepean_66kV | SDF2023
3324 | Narellan | 2028 | . | 88.7219 | 10.8456 | 89.3824 | 0.99261 | 80.6947 | 9.8643 | 81.2954 | 0.99261 | No | Nepean_66kV | SDF2023
3325 | Narellan | 2029 | . | 89.7308 | 10.9689 | 90.3987 | 0.99261 | 81.7035 | 9.9876 | 82.3117 | 0.99261 | No | Nepean_66kV | SDF2023
3326 | Narellan | 2030 | . | 90.6805 | 11.085 | 91.3555 | 0.99261 | 82.8984 | 10.1337 | 83.5155 | 0.99261 | No | Nepean_66kV | SDF2023
3327 | Narellan | 2031 | . | 90.7308 | 11.0912 | 91.4061 | 0.99261 | 82.9765 | 10.1433 | 83.5942 | 0.99261 | No | Nepean_66kV | SDF2023
3328 | Narellan | 2032 | . | 90.781 | 11.0973 | 91.4568 | 0.99261 | 83.0546 | 10.1528 | 83.6729 | 0.99261 | No | Nepean_66kV | SDF2023
3329 | Nepean_ZS | 2017 | 42.808 | 38.817 | 9.8223 | 40.0404 | 0.96944 | 32.876 | 8.319 | 33.9122 | 0.96944 | No | Nepean_66kV | SDF2023
3330 | Nepean_ZS | 2018 | 38.256 | 39.36 | 8.4179 | 40.2501 | 0.97789 | 33.57 | 7.1796 | 34.3292 | 0.97789 | No | Nepean_66kV | SDF2023
3331 | Nepean_ZS | 2019 | 39.64 | 46.1373 | 6.8516 | 46.6433 | 0.98915 | 38.3975 | 5.7022 | 38.8186 | 0.98915 | No | Nepean_66kV | SDF2023
3332 | Nepean_ZS | 2020 | 40.378 | 39.949 | 2.6718 | 40.0382 | 0.99777 | 33.7523 | 2.2573 | 33.8277 | 0.99777 | No | Nepean_66kV | SDF2023
3333 | Nepean_ZS | 2021 | 34.616 | 41.384 | 0.54488 | 41.3876 | 0.99991 | 35.6884 | 0.46989 | 35.6915 | 0.99991 | No | Nepean_66kV | SDF2023
3334 | Nepean_ZS | 2022 | 32.7252 | 42.8068 | 0.14966 | 42.8071 | 0.99999 | 37.2066 | 0.13008 | 37.2068 | 0.99999 | No | Nepean_66kV | SDF2023
3335 | Nepean_ZS | 2023 | . | 44.5561 | 0.15578 | 44.5564 | 0.99999 | 38.9558 | 0.1362 | 38.9561 | 0.99999 | No | Nepean_66kV | SDF2023
3336 | Nepean_ZS | 2024 | . | 44.3455 | 0.15504 | 44.3458 | 0.99999 | 38.8833 | 0.13594 | 38.8835 | 0.99999 | No | Nepean_66kV | SDF2023
3337 | Nepean_ZS | 2025 | . | 42.0415 | 0.14698 | 42.0418 | 0.99999 | 36.5793 | 0.12789 | 36.5795 | 0.99999 | No | Nepean_66kV | SDF2023
3338 | Nepean_ZS | 2026 | . | 41.7123 | 0.14583 | 41.7126 | 0.99999 | 36.2501 | 0.12674 | 36.2503 | 0.99999 | No | Nepean_66kV | SDF2023
3339 | Nepean_ZS | 2027 | . | 41.7681 | 0.14603 | 41.7684 | 0.99999 | 36.3782 | 0.12718 | 36.3784 | 0.99999 | No | Nepean_66kV | SDF2023
3340 | Nepean_ZS | 2028 | . | 42.0545 | 0.14703 | 42.0547 | 0.99999 | 36.6796 | 0.12824 | 36.6798 | 0.99999 | No | Nepean_66kV | SDF2023
3341 | Nepean_ZS | 2029 | . | 42.4878 | 0.14854 | 42.4881 | 0.99999 | 37.1129 | 0.12975 | 37.1131 | 0.99999 | No | Nepean_66kV | SDF2023
3342 | Nepean_ZS | 2030 | . | 42.887 | 0.14994 | 42.8873 | 0.99999 | 37.7385 | 0.13194 | 37.7387 | 0.99999 | No | Nepean_66kV | SDF2023
3343 | Nepean_ZS | 2031 | . | 43.2791 | 0.15131 | 43.2793 | 0.99999 | 38.1677 | 0.13344 | 38.1679 | 0.99999 | No | Nepean_66kV | SDF2023
3344 | Nepean_ZS | 2032 | . | 43.6711 | 0.15268 | 43.6714 | 0.99999 | 38.5969 | 0.13494 | 38.5971 | 0.99999 | No | Nepean_66kV | SDF2023
3345 | Tahmoor | 2017 | 18.246 | 16.861 | 0.43251 | 16.8665 | 0.99967 | 14.743 | 0.37818 | 14.7478 | 0.99967 | No | Nepean_66kV | SDF2023
3346 | Tahmoor | 2018 | 16.416 | 16.35 | 2.343 | 16.517 | 0.98989 | 14.26 | 2.0435 | 14.4057 | 0.98989 | No | Nepean_66kV | SDF2023
3347 | Tahmoor | 2019 | 18.92 | 20.5466 | 5.6625 | 21.3126 | 0.96406 | 17.494 | 4.8212 | 18.1462 | 0.96406 | No | Nepean_66kV | SDF2023
3348 | Tahmoor | 2020 | 18.812 | 18.378 | 1.8243 | 18.4683 | 0.99511 | 15.6514 | 1.5536 | 15.7283 | 0.99511 | No | Nepean_66kV | SDF2023
3349 | Tahmoor | 2021 | 17.553 | 18.563 | 1.6983 | 18.6405 | 0.99584 | 16.0644 | 1.4697 | 16.1315 | 0.99584 | No | Nepean_66kV | SDF2023
3350 | Tahmoor | 2022 | 14.1667 | 18.3432 | 3.5011 | 18.6744 | 0.98227 | 15.9847 | 3.0509 | 16.2733 | 0.98227 | No | Nepean_66kV | SDF2023
3351 | Tahmoor | 2023 | . | 19.5418 | 3.3725 | 19.8307 | 0.98543 | 17.2008 | 2.9685 | 17.4551 | 0.98543 | No | Nepean_66kV | SDF2023
3352 | Tahmoor | 2024 | . | 20.4546 | 3.53 | 20.757 | 0.98543 | 18.1136 | 3.126 | 18.3814 | 0.98543 | No | Nepean_66kV | SDF2023
3353 | Tahmoor | 2025 | . | 21.223 | 3.6626 | 21.5367 | 0.98543 | 18.882 | 3.2586 | 19.1611 | 0.98543 | No | Nepean_66kV | SDF2023
3354 | Tahmoor | 2026 | . | 21.0502 | 3.6328 | 21.3614 | 0.98543 | 18.7092 | 3.2288 | 18.9858 | 0.98543 | No | Nepean_66kV | SDF2023
3355 | Tahmoor | 2027 | . | 21.1535 | 3.6506 | 21.4662 | 0.98543 | 18.8125 | 3.2466 | 19.0906 | 0.98543 | No | Nepean_66kV | SDF2023
3356 | Tahmoor | 2028 | . | 21.3885 | 3.6912 | 21.7046 | 0.98543 | 19.0475 | 3.2872 | 19.3291 | 0.98543 | No | Nepean_66kV | SDF2023
3357 | Tahmoor | 2029 | . | 21.7584 | 3.755 | 22.08 | 0.98543 | 19.4174 | 3.351 | 19.7044 | 0.98543 | No | Nepean_66kV | SDF2023
3358 | Tahmoor | 2030 | . | 22.1097 | 3.8156 | 22.4366 | 0.98543 | 19.7687 | 3.4116 | 20.061 | 0.98543 | No | Nepean_66kV | SDF2023
3359 | Tahmoor | 2031 | . | 22.5795 | 3.8967 | 22.9133 | 0.98543 | 20.2385 | 3.4927 | 20.5377 | 0.98543 | No | Nepean_66kV | SDF2023
3360 | Tahmoor | 2032 | . | 23.0493 | 3.9778 | 23.39 | 0.98543 | 20.7083 | 3.5738 | 21.0144 | 0.98543 | No | Nepean_66kV | SDF2023
3361 | Tahmoor_Colliery | 2017 | 19.3189 | 17.2656 | 8.6672 | 19.3189 | 0.89371 | 17.2656 | 8.6672 | 19.3189 | 0.89371 | Yes | Nepean_66kV | SDF2023
3362 | Tahmoor_Colliery | 2018 | 19.3189 | 17.2656 | 8.6672 | 19.3189 | 0.89371 | 17.2656 | 8.6672 | 19.3189 | 0.89371 | Yes | Nepean_66kV | SDF2023
3363 | Tahmoor_Colliery | 2019 | 18.3752 | 17.411 | 7.1746 | 18.8313 | 0.92458 | 17.411 | 7.1746 | 18.8313 | 0.92458 | Yes | Nepean_66kV | SDF2023
3364 | Tahmoor_Colliery | 2020 | 18.918 | 17.976 | 5.8953 | 18.918 | 0.95021 | 17.976 | 5.8953 | 18.918 | 0.95021 | Yes | Nepean_66kV | SDF2023
3365 | Tahmoor_Colliery | 2021 | 21.29 | 20.294 | 6.4357 | 21.29 | 0.95322 | 20.294 | 6.4357 | 21.29 | 0.95322 | Yes | Nepean_66kV | SDF2023
3366 | Tahmoor_Colliery | 2022 | 21.1764 | 19.9907 | 6.9865 | 21.1764 | 0.94401 | 19.9907 | 6.9865 | 21.1764 | 0.94401 | Yes | Nepean_66kV | SDF2023
3367 | Tahmoor_Colliery | 2023 | . | 19.9907 | 8.1146 | 21.5749 | 0.92657 | 19.9907 | 8.1146 | 21.5749 | 0.92657 | Yes | Nepean_66kV | SDF2023
3368 | Tahmoor_Colliery | 2024 | . | 19.9907 | 8.1146 | 21.5749 | 0.92657 | 19.9907 | 8.1146 | 21.5749 | 0.92657 | Yes | Nepean_66kV | SDF2023
3369 | Tahmoor_Colliery | 2025 | . | 19.9907 | 8.1146 | 21.5749 | 0.92657 | 19.9907 | 8.1146 | 21.5749 | 0.92657 | Yes | Nepean_66kV | SDF2023
3370 | Tahmoor_Colliery | 2026 | . | 19.9907 | 8.1146 | 21.5749 | 0.92657 | 19.9907 | 8.1146 | 21.5749 | 0.92657 | Yes | Nepean_66kV | SDF2023
3371 | Tahmoor_Colliery | 2027 | . | 19.9907 | 8.1146 | 21.5749 | 0.92657 | 19.9907 | 8.1146 | 21.5749 | 0.92657 | Yes | Nepean_66kV | SDF2023
3372 | Tahmoor_Colliery | 2028 | . | 19.9907 | 8.1146 | 21.5749 | 0.92657 | 19.9907 | 8.1146 | 21.5749 | 0.92657 | Yes | Nepean_66kV | SDF2023
3373 | Tahmoor_Colliery | 2029 | . | 19.9907 | 8.1146 | 21.5749 | 0.92657 | 19.9907 | 8.1146 | 21.5749 | 0.92657 | Yes | Nepean_66kV | SDF2023
3374 | Tahmoor_Colliery | 2030 | . | 19.9907 | 8.1146 | 21.5749 | 0.92657 | 19.9907 | 8.1146 | 21.5749 | 0.92657 | Yes | Nepean_66kV | SDF2023
3375 | Tahmoor_Colliery | 2031 | . | 19.9907 | 8.1146 | 21.5749 | 0.92657 | 19.9907 | 8.1146 | 21.5749 | 0.92657 | Yes | Nepean_66kV | SDF2023
3376 | Tahmoor_Colliery | 2032 | . | 19.9907 | 8.1146 | 21.5749 | 0.92657 | 19.9907 | 8.1146 | 21.5749 | 0.92657 | Yes | Nepean_66kV | SDF2023
3377 | Wilton | 2017 | 2.461 | 2.46 | 0.07015 | 2.461 | 0.99959 | 2.46 | 0.07015 | 2.461 | 0.99959 | No | Nepean_66kV | SDF2023
3378 | Wilton | 2018 | 3.982 | 3.98 | 0.12619 | 3.982 | 0.9995 | 3.98 | 0.12619 | 3.982 | 0.9995 | No | Nepean_66kV | SDF2023
3379 | Wilton | 2019 | 4.56 | 4.545 | 0.3015 | 4.555 | 0.99781 | 4.545 | 0.3015 | 4.555 | 0.99781 | No | Nepean_66kV | SDF2023
3380 | Wilton | 2020 | 4.915 | 4.898 | 0.40844 | 4.915 | 0.99654 | 4.898 | 0.40844 | 4.915 | 0.99654 | No | Nepean_66kV | SDF2023
3381 | Wilton | 2021 | 4.675 | 4.658 | 0.39832 | 4.675 | 0.99636 | 4.658 | 0.39832 | 4.675 | 0.99636 | No | Nepean_66kV | SDF2023
3382 | Wilton | 2022 | 3.9453 | 3.945 | 0.048653 | 3.9453 | 0.99992 | 3.945 | 0.048653 | 3.9453 | 0.99992 | No | Nepean_66kV | SDF2023
3383 | Wilton | 2023 | . | 4.7319 | 0.28872 | 4.7407 | 0.99814 | 4.7319 | 0.28872 | 4.7407 | 0.99814 | No | Nepean_66kV | SDF2023
3384 | Wilton | 2024 | . | 5.3005 | 0.3234 | 5.3103 | 0.99814 | 5.3005 | 0.3234 | 5.3103 | 0.99814 | No | Nepean_66kV | SDF2023
3385 | Wilton | 2025 | . | 5.9069 | 0.3604 | 5.9179 | 0.99814 | 5.9069 | 0.3604 | 5.9179 | 0.99814 | No | Nepean_66kV | SDF2023
3386 | Wilton | 2026 | . | 7.9373 | 0.48429 | 7.9521 | 0.99814 | 7.9373 | 0.48429 | 7.9521 | 0.99814 | No | Nepean_66kV | SDF2023
3387 | Wilton | 2027 | . | 13.31 | 0.8121 | 13.3347 | 0.99814 | 13.31 | 0.8121 | 13.3347 | 0.99814 | No | Nepean_66kV | SDF2023
3388 | Wilton | 2028 | . | 16.4656 | 1.0046 | 16.4962 | 0.99814 | 16.4656 | 1.0046 | 16.4962 | 0.99814 | No | Nepean_66kV | SDF2023
3389 | Wilton | 2029 | . | 18.15 | 1.1074 | 18.1837 | 0.99814 | 18.15 | 1.1074 | 18.1837 | 0.99814 | No | Nepean_66kV | SDF2023
3390 | Wilton | 2030 | . | 20.3986 | 1.2446 | 20.4366 | 0.99814 | 20.3986 | 1.2446 | 20.4366 | 0.99814 | No | Nepean_66kV | SDF2023
3391 | Wilton | 2031 | . | 20.4511 | 1.2478 | 20.4891 | 0.99814 | 20.4511 | 1.2478 | 20.4891 | 0.99814 | No | Nepean_66kV | SDF2023
3392 | Wilton | 2032 | . | 20.5035 | 1.251 | 20.5416 | 0.99814 | 20.5035 | 1.251 | 20.5416 | 0.99814 | No | Nepean_66kV | SDF2023
3393 | S32_No4_Shaft_Project | 2017 | . | . | . | . | . | . | . | . | . | No | Nepean_66kV | SDF2023
3394 | S32_No4_Shaft_Project | 2018 | . | . | . | . | . | . | . | . | . | No | Nepean_66kV | SDF2023
3395 | S32_No4_Shaft_Project | 2019 | . | . | . | . | . | . | . | . | . | No | Nepean_66kV | SDF2023
3396 | S32_No4_Shaft_Project | 2020 | . | . | . | . | . | . | . | . | . | No | Nepean_66kV | SDF2023
3397 | S32_No4_Shaft_Project | 2021 | . | . | . | . | . | . | . | . | . | No | Nepean_66kV | SDF2023
3398 | S32_No4_Shaft_Project | 2022 | . | . | . | . | . | . | . | . | . | No | Nepean_66kV | SDF2023
3399 | S32_No4_Shaft_Project | 2023 | . | . | . | . | . | . | . | . | . | No | Nepean_66kV | SDF2023
3400 | S32_No4_Shaft_Project | 2024 | . | . | . | . | . | . | . | . | . | No | Nepean_66kV | SDF2023
3401 | S32_No4_Shaft_Project | 2025 | . | . | . | . | . | . | . | . | . | No | Nepean_66kV | SDF2023
3402 | S32_No4_Shaft_Project | 2026 | . | . | . | . | . | . | . | . | . | No | Nepean_66kV | SDF2023
3403 | S32_No4_Shaft_Project | 2027 | . | . | . | . | . | . | . | . | . | No | Nepean_66kV | SDF2023
3404 | S32_No4_Shaft_Project | 2028 | . | . | . | . | . | . | . | . | . | No | Nepean_66kV | SDF2023
3405 | S32_No4_Shaft_Project | 2029 | . | 5.0692 | 1.6662 | 5.336 | 0.95 | 5.0692 | 1.6662 | 5.336 | 0.95 | No | Nepean_66kV | SDF2023
3406 | S32_No4_Shaft_Project | 2030 | . | 5.0692 | 1.6662 | 5.336 | 0.95 | 5.0692 | 1.6662 | 5.336 | 0.95 | No | Nepean_66kV | SDF2023
3407 | S32_No4_Shaft_Project | 2031 | . | 5.0692 | 1.6662 | 5.336 | 0.95 | 5.0692 | 1.6662 | 5.336 | 0.95 | No | Nepean_66kV | SDF2023
3408 | S32_No4_Shaft_Project | 2032 | . | 5.0692 | 1.6662 | 5.336 | 0.95 | 5.0692 | 1.6662 | 5.336 | 0.95 | No | Nepean_66kV | SDF2023
3409 | Undiversified | 2017 | 190.3089 | 174.7216 | 38.9878 | 180.2781 | 0.96918 | 157.1226 | 35.7113 | 162.3247 | 0.96795 | No | Nepean_66kV | SDF2023
3410 | Undiversified | 2018 | 180.7279 | 178.3308 | 43.6725 | 184.7281 | 0.96537 | 161.7529 | 40.2899 | 167.7664 | 0.96416 | No | Nepean_66kV | SDF2023
3411 | Undiversified | 2019 | 184.6152 | 197.2609 | 36.9122 | 201.5998 | 0.97848 | 175.064 | 33.4421 | 179.0984 | 0.97747 | No | Nepean_66kV | SDF2023
3412 | Undiversified | 2020 | 183.555 | 181.9721 | 26.2803 | 184.546 | 0.98605 | 161.5217 | 24.0748 | 163.9683 | 0.98508 | No | Nepean_66kV | SDF2023
3413 | Undiversified | 2021 | 170.703 | 186.9417 | 22.443 | 189.155 | 0.9883 | 167.7441 | 20.9412 | 169.8737 | 0.98746 | No | Nepean_66kV | SDF2023
3414 | Undiversified | 2022 | 166.7992 | 191.5961 | 23.8407 | 194.1503 | 0.98684 | 172.605 | 22.2215 | 175.0569 | 0.98599 | No | Nepean_66kV | SDF2023
3415 | Undiversified | 2023 | . | 200.8895 | 26.9404 | 204.0358 | 0.98458 | 181.9189 | 25.2644 | 184.9585 | 0.98357 | No | Nepean_66kV | SDF2023
3416 | Undiversified | 2024 | . | 206.4502 | 27.6347 | 209.6407 | 0.98478 | 187.6176 | 25.9591 | 190.7015 | 0.98383 | No | Nepean_66kV | SDF2023
3417 | Undiversified | 2025 | . | 208.0225 | 28.0895 | 211.2427 | 0.98476 | 189.2183 | 26.4174 | 192.3321 | 0.98381 | No | Nepean_66kV | SDF2023
3418 | Undiversified | 2026 | . | 210.3486 | 28.2833 | 213.5764 | 0.98489 | 191.5556 | 26.6126 | 194.677 | 0.98397 | No | Nepean_66kV | SDF2023
3419 | Undiversified | 2027 | . | 217.542 | 28.8286 | 220.7933 | 0.98527 | 198.8213 | 27.1581 | 201.9662 | 0.98443 | No | Nepean_66kV | SDF2023
3420 | Undiversified | 2028 | . | 222.7529 | 29.2428 | 226.0241 | 0.98553 | 204.0472 | 27.5724 | 207.2121 | 0.98473 | No | Nepean_66kV | SDF2023
3421 | Undiversified | 2029 | . | 231.6681 | 31.2318 | 235.2237 | 0.98488 | 212.9624 | 29.5614 | 216.4116 | 0.98406 | No | Nepean_66kV | SDF2023
3422 | Undiversified | 2030 | . | 235.9531 | 31.5774 | 239.5264 | 0.98508 | 217.7189 | 29.9377 | 221.1877 | 0.98432 | No | Nepean_66kV | SDF2023
3423 | Undiversified | 2031 | . | 237.3574 | 31.7087 | 240.9399 | 0.98513 | 219.1882 | 30.0726 | 222.6664 | 0.98438 | No | Nepean_66kV | SDF2023
3424 | Undiversified | 2032 | . | 238.7616 | 31.84 | 242.3534 | 0.98518 | 220.6575 | 30.2074 | 224.1451 | 0.98444 | No | Nepean_66kV | SDF2023
3425 | Diversified# | 2017 | 129.8472 | 108.547 | 17.3913 | 109.9314 | 0.98741 | 97.299 | 15.5891 | 98.5399 | 0.98741 | Yes | Nepean_66kV | SDF2023
3426 | Diversified# | 2018 | 106.3705 | 99.68 | 32.763 | 104.9263 | 0.95 | 88.49 | 29.0851 | 93.1473 | 0.95 | Yes | Nepean_66kV | SDF2023
3427 | Diversified# | 2019 | 159.7266 | 143.1564 | 47.7059 | 150.896 | 0.94871 | 129.0279 | 42.9977 | 136.0036 | 0.94871 | Yes | Nepean_66kV | SDF2023
3428 | Diversified# | 2020 | 178.5356 | 161.941 | 39.696 | 166.7353 | 0.97125 | 145.102 | 35.5683 | 149.3978 | 0.97125 | Yes | Nepean_66kV | SDF2023
3429 | Diversified# | 2021 | 148.0965 | 138.0811 | 15.1766 | 138.9127 | 0.99401 | 123.9517 | 13.6237 | 124.6982 | 0.99401 | Yes | Nepean_66kV | SDF2023
3430 | Diversified# | 2022 | 143.2566 | 144.3951 | 15.5605 | 145.2311 | 0.99424 | 129.8821 | 13.9966 | 130.6341 | 0.99424 | Yes | Nepean_66kV | SDF2023
3431 | Diversified# | 2023 | . | 159.5194 | 36.9027 | 163.7323 | 0.97427 | 144.9141 | 33.5239 | 148.7412 | 0.97427 | Yes | Nepean_66kV | SDF2023
3432 | Diversified# | 2024 | . | 163.935 | 37.9241 | 168.2645 | 0.97427 | 149.4536 | 34.5741 | 153.4006 | 0.97427 | Yes | Nepean_66kV | SDF2023
3433 | Diversified# | 2025 | . | 165.1835 | 38.213 | 169.5459 | 0.97427 | 150.7287 | 34.869 | 154.7093 | 0.97427 | Yes | Nepean_66kV | SDF2023
3434 | Diversified# | 2026 | . | 167.0306 | 38.6403 | 171.4418 | 0.97427 | 152.5905 | 35.2997 | 156.6204 | 0.97427 | Yes | Nepean_66kV | SDF2023
3435 | Diversified# | 2027 | . | 172.7426 | 39.9617 | 177.3047 | 0.97427 | 158.3783 | 36.6387 | 162.561 | 0.97427 | Yes | Nepean_66kV | SDF2023
3436 | Diversified# | 2028 | . | 176.8804 | 40.9189 | 181.5517 | 0.97427 | 162.5412 | 37.6017 | 166.8338 | 0.97427 | Yes | Nepean_66kV | SDF2023
3437 | Diversified# | 2029 | . | 183.9597 | 42.5566 | 188.818 | 0.97427 | 169.6429 | 39.2446 | 174.1231 | 0.97427 | Yes | Nepean_66kV | SDF2023
3438 | Diversified# | 2030 | . | 187.3622 | 43.3437 | 192.3104 | 0.97427 | 173.4319 | 40.1211 | 178.0121 | 0.97427 | Yes | Nepean_66kV | SDF2023
3439 | Diversified# | 2031 | . | 188.4773 | 43.6017 | 193.4549 | 0.97427 | 174.6023 | 40.3919 | 179.2134 | 0.97427 | Yes | Nepean_66kV | SDF2023
3440 | Diversified# | 2032 | . | 189.5924 | 43.8596 | 194.5995 | 0.97427 | 175.7727 | 40.6626 | 180.4148 | 0.97427 | Yes | Nepean_66kV | SDF2023
3441 | Cement_Australia | 2017 | 9.763 | 9.26 | 3.0933 | 9.763 | 0.94848 | 9.26 | 3.0933 | 9.763 | 0.94848 | Yes | Outer_Harbour | SDF2023
3442 | Cement_Australia | 2018 | 10.632 | 9.979 | 3.6686 | 10.632 | 0.93858 | 9.979 | 3.6686 | 10.632 | 0.93858 | Yes | Outer_Harbour | SDF2023
3443 | Cement_Australia | 2019 | 9.6 | 9.087 | 3.0864 | 9.5968 | 0.94688 | 9.087 | 3.0864 | 9.5968 | 0.94688 | Yes | Outer_Harbour | SDF2023
3444 | Cement_Australia | 2020 | 9.427 | 8.91 | 3.079 | 9.427 | 0.94516 | 8.91 | 3.079 | 9.427 | 0.94516 | Yes | Outer_Harbour | SDF2023
3445 | Cement_Australia | 2021 | 9.545 | 9.029 | 3.0958 | 9.545 | 0.94594 | 9.029 | 3.0958 | 9.545 | 0.94594 | Yes | Outer_Harbour | SDF2023
3446 | Cement_Australia | 2022 | 9.197 | 8.717 | 2.9324 | 9.197 | 0.94781 | 8.717 | 2.9324 | 9.197 | 0.94781 | Yes | Outer_Harbour | SDF2023
3447 | Cement_Australia | 2023 | . | 8.717 | 2.9324 | 9.197 | 0.94781 | 8.717 | 2.9324 | 9.197 | 0.94781 | Yes | Outer_Harbour | SDF2023
3448 | Cement_Australia | 2024 | . | 8.717 | 2.9324 | 9.197 | 0.94781 | 8.717 | 2.9324 | 9.197 | 0.94781 | Yes | Outer_Harbour | SDF2023
3449 | Cement_Australia | 2025 | . | 8.717 | 2.9324 | 9.197 | 0.94781 | 8.717 | 2.9324 | 9.197 | 0.94781 | Yes | Outer_Harbour | SDF2023
3450 | Cement_Australia | 2026 | . | 8.717 | 2.9324 | 9.197 | 0.94781 | 8.717 | 2.9324 | 9.197 | 0.94781 | Yes | Outer_Harbour | SDF2023
3451 | Cement_Australia | 2027 | . | 8.717 | 2.9324 | 9.197 | 0.94781 | 8.717 | 2.9324 | 9.197 | 0.94781 | Yes | Outer_Harbour | SDF2023
3452 | Cement_Australia | 2028 | . | 8.717 | 2.9324 | 9.197 | 0.94781 | 8.717 | 2.9324 | 9.197 | 0.94781 | Yes | Outer_Harbour | SDF2023
3453 | Cement_Australia | 2029 | . | 8.717 | 2.9324 | 9.197 | 0.94781 | 8.717 | 2.9324 | 9.197 | 0.94781 | Yes | Outer_Harbour | SDF2023
3454 | Cement_Australia | 2030 | . | 8.717 | 2.9324 | 9.197 | 0.94781 | 8.717 | 2.9324 | 9.197 | 0.94781 | Yes | Outer_Harbour | SDF2023
3455 | Cement_Australia | 2031 | . | 8.717 | 2.9324 | 9.197 | 0.94781 | 8.717 | 2.9324 | 9.197 | 0.94781 | Yes | Outer_Harbour | SDF2023
3456 | Cement_Australia | 2032 | . | 8.717 | 2.9324 | 9.197 | 0.94781 | 8.717 | 2.9324 | 9.197 | 0.94781 | Yes | Outer_Harbour | SDF2023
3457 | CRM | 2017 | 0.996 | 0.602 | 0.79348 | 0.996 | 0.60442 | 0.602 | 0.79348 | 0.996 | 0.60442 | Yes | Outer_Harbour | SDF2023
3458 | CRM | 2018 | 0.953 | 0.534 | 0.78934 | 0.953 | 0.56034 | 0.534 | 0.78934 | 0.953 | 0.56034 | Yes | Outer_Harbour | SDF2023
3459 | CRM | 2019 | 0.89 | 0.527 | 0.7537 | 0.91967 | 0.57303 | 0.527 | 0.7537 | 0.91967 | 0.57303 | Yes | Outer_Harbour | SDF2023
3460 | CRM | 2020 | 0.856 | 0.484 | 0.70603 | 0.856 | 0.56542 | 0.484 | 0.70603 | 0.856 | 0.56542 | Yes | Outer_Harbour | SDF2023
3461 | CRM | 2021 | 0.794 | 0.45 | 0.67818 | 0.8139 | 0.5529 | 0.45 | 0.67818 | 0.8139 | 0.5529 | Yes | Outer_Harbour | SDF2023
3462 | CRM | 2022 | 0.7394 | 0.3989 | 0.62257 | 0.7394 | 0.53949 | 0.3989 | 0.62257 | 0.7394 | 0.53949 | Yes | Outer_Harbour | SDF2023
3463 | CRM | 2023 | . | 0.3989 | 0.61176 | 0.73033 | 0.54619 | 0.3989 | 0.61176 | 0.73033 | 0.54619 | Yes | Outer_Harbour | SDF2023
3464 | CRM | 2024 | . | 0.3989 | 0.61176 | 0.73033 | 0.54619 | 0.3989 | 0.61176 | 0.73033 | 0.54619 | Yes | Outer_Harbour | SDF2023
3465 | CRM | 2025 | . | 0.3989 | 0.61176 | 0.73033 | 0.54619 | 0.3989 | 0.61176 | 0.73033 | 0.54619 | Yes | Outer_Harbour | SDF2023
3466 | CRM | 2026 | . | 0.3989 | 0.61176 | 0.73033 | 0.54619 | 0.3989 | 0.61176 | 0.73033 | 0.54619 | Yes | Outer_Harbour | SDF2023
3467 | CRM | 2027 | . | 0.3989 | 0.61176 | 0.73033 | 0.54619 | 0.3989 | 0.61176 | 0.73033 | 0.54619 | Yes | Outer_Harbour | SDF2023
3468 | CRM | 2028 | . | 0.3989 | 0.61176 | 0.73033 | 0.54619 | 0.3989 | 0.61176 | 0.73033 | 0.54619 | Yes | Outer_Harbour | SDF2023
3469 | CRM | 2029 | . | 0.3989 | 0.61176 | 0.73033 | 0.54619 | 0.3989 | 0.61176 | 0.73033 | 0.54619 | Yes | Outer_Harbour | SDF2023
3470 | CRM | 2030 | . | 0.3989 | 0.61176 | 0.73033 | 0.54619 | 0.3989 | 0.61176 | 0.73033 | 0.54619 | Yes | Outer_Harbour | SDF2023
3471 | CRM | 2031 | . | 0.3989 | 0.61176 | 0.73033 | 0.54619 | 0.3989 | 0.61176 | 0.73033 | 0.54619 | Yes | Outer_Harbour | SDF2023
3472 | CRM | 2032 | . | 0.3989 | 0.61176 | 0.73033 | 0.54619 | 0.3989 | 0.61176 | 0.73033 | 0.54619 | Yes | Outer_Harbour | SDF2023
3473 | Metal_Manufacturers | 2017 | 4.568 | 4.34 | 1.4251 | 4.568 | 0.95009 | 4.34 | 1.4251 | 4.568 | 0.95009 | Yes | Outer_Harbour | SDF2023
3474 | Metal_Manufacturers | 2018 | 9.46 | 8.987 | 2.9539 | 9.46 | 0.95 | 8.987 | 2.9539 | 9.46 | 0.95 | Yes | Outer_Harbour | SDF2023
3475 | Metal_Manufacturers | 2019 | 6.76 | 6.539 | 1.7103 | 6.759 | 0.96746 | 6.539 | 1.7103 | 6.759 | 0.96746 | Yes | Outer_Harbour | SDF2023
3476 | Metal_Manufacturers | 2020 | 6.928 | 6.706 | 1.7398 | 6.928 | 0.96796 | 6.706 | 1.7398 | 6.928 | 0.96796 | Yes | Outer_Harbour | SDF2023
3477 | Metal_Manufacturers | 2021 | 7.103 | 6.859 | 1.8457 | 7.103 | 0.96565 | 6.859 | 1.8457 | 7.103 | 0.96565 | Yes | Outer_Harbour | SDF2023
3478 | Metal_Manufacturers | 2022 | 7.049 | 6.814 | 1.8049 | 7.049 | 0.96666 | 6.814 | 1.8049 | 7.049 | 0.96666 | Yes | Outer_Harbour | SDF2023
3479 | Metal_Manufacturers | 2023 | . | 6.814 | 1.8193 | 7.0527 | 0.96616 | 6.814 | 1.8193 | 7.0527 | 0.96616 | Yes | Outer_Harbour | SDF2023
3480 | Metal_Manufacturers | 2024 | . | 6.814 | 1.8193 | 7.0527 | 0.96616 | 6.814 | 1.8193 | 7.0527 | 0.96616 | Yes | Outer_Harbour | SDF2023
3481 | Metal_Manufacturers | 2025 | . | 6.814 | 1.8193 | 7.0527 | 0.96616 | 6.814 | 1.8193 | 7.0527 | 0.96616 | Yes | Outer_Harbour | SDF2023
3482 | Metal_Manufacturers | 2026 | . | 6.814 | 1.8193 | 7.0527 | 0.96616 | 6.814 | 1.8193 | 7.0527 | 0.96616 | Yes | Outer_Harbour | SDF2023
3483 | Metal_Manufacturers | 2027 | . | 6.814 | 1.8193 | 7.0527 | 0.96616 | 6.814 | 1.8193 | 7.0527 | 0.96616 | Yes | Outer_Harbour | SDF2023
3484 | Metal_Manufacturers | 2028 | . | 6.814 | 1.8193 | 7.0527 | 0.96616 | 6.814 | 1.8193 | 7.0527 | 0.96616 | Yes | Outer_Harbour | SDF2023
3485 | Metal_Manufacturers | 2029 | . | 6.814 | 1.8193 | 7.0527 | 0.96616 | 6.814 | 1.8193 | 7.0527 | 0.96616 | Yes | Outer_Harbour | SDF2023
3486 | Metal_Manufacturers | 2030 | . | 6.814 | 1.8193 | 7.0527 | 0.96616 | 6.814 | 1.8193 | 7.0527 | 0.96616 | Yes | Outer_Harbour | SDF2023
3487 | Metal_Manufacturers | 2031 | . | 6.814 | 1.8193 | 7.0527 | 0.96616 | 6.814 | 1.8193 | 7.0527 | 0.96616 | Yes | Outer_Harbour | SDF2023
3488 | Metal_Manufacturers | 2032 | . | 6.814 | 1.8193 | 7.0527 | 0.96616 | 6.814 | 1.8193 | 7.0527 | 0.96616 | Yes | Outer_Harbour | SDF2023
3489 | Morgan_Cement | 2017 | 6.825 | 6.484 | 2.1303 | 6.825 | 0.95004 | 6.484 | 2.1303 | 6.825 | 0.95004 | Yes | Outer_Harbour | SDF2023
3490 | Morgan_Cement | 2018 | 5.01 | 4.76 | 1.5628 | 5.01 | 0.9501 | 4.76 | 1.5628 | 5.01 | 0.9501 | Yes | Outer_Harbour | SDF2023
3491 | Morgan_Cement | 2019 | 5.21 | 4.914 | 1.7438 | 5.2142 | 0.94242 | 4.914 | 1.7438 | 5.2142 | 0.94242 | Yes | Outer_Harbour | SDF2023
3492 | Morgan_Cement | 2020 | 5.069 | 4.792 | 1.6527 | 5.069 | 0.94535 | 4.792 | 1.6527 | 5.069 | 0.94535 | Yes | Outer_Harbour | SDF2023
3493 | Morgan_Cement | 2021 | 4.918 | 4.659 | 1.5749 | 4.918 | 0.94734 | 4.659 | 1.5749 | 4.918 | 0.94734 | Yes | Outer_Harbour | SDF2023
3494 | Morgan_Cement | 2022 | 5.319 | 4.992 | 1.8362 | 5.319 | 0.93852 | 4.992 | 1.8362 | 5.319 | 0.93852 | Yes | Outer_Harbour | SDF2023
3495 | Morgan_Cement | 2023 | . | 4.992 | 1.7629 | 5.2941 | 0.94293 | 4.992 | 1.7629 | 5.2941 | 0.94293 | Yes | Outer_Harbour | SDF2023
3496 | Morgan_Cement | 2024 | . | 4.992 | 1.7629 | 5.2941 | 0.94293 | 4.992 | 1.7629 | 5.2941 | 0.94293 | Yes | Outer_Harbour | SDF2023
3497 | Morgan_Cement | 2025 | . | 4.992 | 1.7629 | 5.2941 | 0.94293 | 4.992 | 1.7629 | 5.2941 | 0.94293 | Yes | Outer_Harbour | SDF2023
3498 | Morgan_Cement | 2026 | . | 4.992 | 1.7629 | 5.2941 | 0.94293 | 4.992 | 1.7629 | 5.2941 | 0.94293 | Yes | Outer_Harbour | SDF2023
3499 | Morgan_Cement | 2027 | . | 4.992 | 1.7629 | 5.2941 | 0.94293 | 4.992 | 1.7629 | 5.2941 | 0.94293 | Yes | Outer_Harbour | SDF2023
3500 | Morgan_Cement | 2028 | . | 4.992 | 1.7629 | 5.2941 | 0.94293 | 4.992 | 1.7629 | 5.2941 | 0.94293 | Yes | Outer_Harbour | SDF2023
3501 | Morgan_Cement | 2029 | . | 4.992 | 1.7629 | 5.2941 | 0.94293 | 4.992 | 1.7629 | 5.2941 | 0.94293 | Yes | Outer_Harbour | SDF2023
3502 | Morgan_Cement | 2030 | . | 4.992 | 1.7629 | 5.2941 | 0.94293 | 4.992 | 1.7629 | 5.2941 | 0.94293 | Yes | Outer_Harbour | SDF2023
3503 | Morgan_Cement | 2031 | . | 4.992 | 1.7629 | 5.2941 | 0.94293 | 4.992 | 1.7629 | 5.2941 | 0.94293 | Yes | Outer_Harbour | SDF2023
3504 | Morgan_Cement | 2032 | . | 4.992 | 1.7629 | 5.2941 | 0.94293 | 4.992 | 1.7629 | 5.2941 | 0.94293 | Yes | Outer_Harbour | SDF2023
3505 | Port_Central | 2017 | 10.44 | 10.369 | 1.2155 | 10.44 | 0.9932 | 10.369 | 1.2155 | 10.44 | 0.9932 | No | Outer_Harbour | SDF2023
3506 | Port_Central | 2018 | 9.584 | 9.043 | 3.5297 | 9.7074 | 0.93155 | 9.043 | 3.5297 | 9.7074 | 0.93155 | No | Outer_Harbour | SDF2023
3507 | Port_Central | 2019 | 9.99 | 9.983 | 0.44701 | 9.993 | 0.999 | 9.983 | 0.44701 | 9.993 | 0.999 | No | Outer_Harbour | SDF2023
3508 | Port_Central | 2020 | 12.803 | 12.233 | 3.7776 | 12.803 | 0.95548 | 12.233 | 3.7776 | 12.803 | 0.95548 | No | Outer_Harbour | SDF2023
3509 | Port_Central | 2021 | 9.383 | 9.01 | 2.6193 | 9.383 | 0.96025 | 9.01 | 2.6193 | 9.383 | 0.96025 | No | Outer_Harbour | SDF2023
3510 | Port_Central | 2022 | 9.318 | 9.005 | 2.3948 | 9.318 | 0.96641 | 9.005 | 2.3948 | 9.318 | 0.96641 | No | Outer_Harbour | SDF2023
3511 | Port_Central | 2023 | . | 9.3473 | 2.4372 | 9.6599 | 0.96765 | 9.3473 | 2.4372 | 9.6599 | 0.96765 | No | Outer_Harbour | SDF2023
3512 | Port_Central | 2024 | . | 8.9709 | 2.3391 | 9.2709 | 0.96765 | 8.9709 | 2.3391 | 9.2709 | 0.96765 | No | Outer_Harbour | SDF2023
3513 | Port_Central | 2025 | . | 8.7109 | 2.2713 | 9.0022 | 0.96765 | 8.7109 | 2.2713 | 9.0022 | 0.96765 | No | Outer_Harbour | SDF2023
3514 | Port_Central | 2026 | . | 8.457 | 2.2051 | 8.7398 | 0.96765 | 8.457 | 2.2051 | 8.7398 | 0.96765 | No | Outer_Harbour | SDF2023
3515 | Port_Central | 2027 | . | 8.3577 | 2.1792 | 8.6372 | 0.96765 | 8.3577 | 2.1792 | 8.6372 | 0.96765 | No | Outer_Harbour | SDF2023
3516 | Port_Central | 2028 | . | 8.2987 | 2.1638 | 8.5762 | 0.96765 | 8.2987 | 2.1638 | 8.5762 | 0.96765 | No | Outer_Harbour | SDF2023
3517 | Port_Central | 2029 | . | 8.2794 | 2.1588 | 8.5563 | 0.96765 | 8.2794 | 2.1588 | 8.5563 | 0.96765 | No | Outer_Harbour | SDF2023
3518 | Port_Central | 2030 | . | 8.2637 | 2.1547 | 8.54 | 0.96765 | 8.2637 | 2.1547 | 8.54 | 0.96765 | No | Outer_Harbour | SDF2023
3519 | Port_Central | 2031 | . | 8.2966 | 2.1633 | 8.574 | 0.96765 | 8.2966 | 2.1633 | 8.574 | 0.96765 | No | Outer_Harbour | SDF2023
3520 | Port_Central | 2032 | . | 8.3295 | 2.1718 | 8.608 | 0.96765 | 8.3295 | 2.1718 | 8.608 | 0.96765 | No | Outer_Harbour | SDF2023
3521 | Sydney_Trains_Port_Kembla | 2017 | 5.011 | 5.002 | 0.30019 | 5.011 | 0.9982 | 5.002 | 0.30019 | 5.011 | 0.9982 | Yes | Outer_Harbour | SDF2023
3522 | Sydney_Trains_Port_Kembla | 2018 | 4.398 | 4.373 | 0.46827 | 4.398 | 0.99432 | 4.373 | 0.46827 | 4.398 | 0.99432 | Yes | Outer_Harbour | SDF2023
3523 | Sydney_Trains_Port_Kembla | 2019 | 6.38 | 6.36 | 0.50478 | 6.38 | 0.99687 | 6.36 | 0.50478 | 6.38 | 0.99687 | Yes | Outer_Harbour | SDF2023
3524 | Sydney_Trains_Port_Kembla | 2020 | 6.207 | 6.189 | 0.47236 | 6.207 | 0.9971 | 6.189 | 0.47236 | 6.207 | 0.9971 | Yes | Outer_Harbour | SDF2023
3525 | Sydney_Trains_Port_Kembla | 2021 | 5.314 | 5.304 | 0.32585 | 5.314 | 0.99812 | 5.304 | 0.32585 | 5.314 | 0.99812 | Yes | Outer_Harbour | SDF2023
3526 | Sydney_Trains_Port_Kembla | 2022 | 5.6932 | 5.6861 | 0.28424 | 5.6932 | 0.99875 | 5.6861 | 0.28424 | 5.6932 | 0.99875 | Yes | Outer_Harbour | SDF2023
3527 | Sydney_Trains_Port_Kembla | 2023 | . | 5.6861 | 0.42441 | 5.7019 | 0.99723 | 5.6861 | 0.42441 | 5.7019 | 0.99723 | Yes | Outer_Harbour | SDF2023
3528 | Sydney_Trains_Port_Kembla | 2024 | . | 5.6861 | 0.42441 | 5.7019 | 0.99723 | 5.6861 | 0.42441 | 5.7019 | 0.99723 | Yes | Outer_Harbour | SDF2023
3529 | Sydney_Trains_Port_Kembla | 2025 | . | 5.6861 | 0.42441 | 5.7019 | 0.99723 | 5.6861 | 0.42441 | 5.7019 | 0.99723 | Yes | Outer_Harbour | SDF2023
3530 | Sydney_Trains_Port_Kembla | 2026 | . | 5.6861 | 0.42441 | 5.7019 | 0.99723 | 5.6861 | 0.42441 | 5.7019 | 0.99723 | Yes | Outer_Harbour | SDF2023
3531 | Sydney_Trains_Port_Kembla | 2027 | . | 5.6861 | 0.42441 | 5.7019 | 0.99723 | 5.6861 | 0.42441 | 5.7019 | 0.99723 | Yes | Outer_Harbour | SDF2023
3532 | Sydney_Trains_Port_Kembla | 2028 | . | 5.6861 | 0.42441 | 5.7019 | 0.99723 | 5.6861 | 0.42441 | 5.7019 | 0.99723 | Yes | Outer_Harbour | SDF2023
3533 | Sydney_Trains_Port_Kembla | 2029 | . | 5.6861 | 0.42441 | 5.7019 | 0.99723 | 5.6861 | 0.42441 | 5.7019 | 0.99723 | Yes | Outer_Harbour | SDF2023
3534 | Sydney_Trains_Port_Kembla | 2030 | . | 5.6861 | 0.42441 | 5.7019 | 0.99723 | 5.6861 | 0.42441 | 5.7019 | 0.99723 | Yes | Outer_Harbour | SDF2023
3535 | Sydney_Trains_Port_Kembla | 2031 | . | 5.6861 | 0.42441 | 5.7019 | 0.99723 | 5.6861 | 0.42441 | 5.7019 | 0.99723 | Yes | Outer_Harbour | SDF2023
3536 | Sydney_Trains_Port_Kembla | 2032 | . | 5.6861 | 0.42441 | 5.7019 | 0.99723 | 5.6861 | 0.42441 | 5.7019 | 0.99723 | Yes | Outer_Harbour | SDF2023
3537 | Undiversified | 2017 | 37.603 | 36.057 | 8.958 | 37.603 | 0.95889 | 36.057 | 5.8647 | 27.84 | 1.2952 | No | Outer_Harbour | SDF2023
3538 | Undiversified | 2018 | 40.037 | 37.676 | 12.9727 | 40.1604 | 0.93814 | 37.676 | 9.304 | 29.5284 | 1.2759 | No | Outer_Harbour | SDF2023
3539 | Undiversified | 2019 | 38.83 | 37.41 | 8.246 | 38.8627 | 0.96262 | 37.41 | 5.1596 | 29.2659 | 1.2783 | No | Outer_Harbour | SDF2023
3540 | Undiversified | 2020 | 41.29 | 39.314 | 11.4275 | 41.29 | 0.95214 | 39.314 | 11.4275 | 41.29 | 0.95214 | No | Outer_Harbour | SDF2023
3541 | Undiversified | 2021 | 37.057 | 35.311 | 10.1398 | 37.0769 | 0.95237 | 35.311 | 10.1398 | 37.0769 | 0.95237 | No | Outer_Harbour | SDF2023
3542 | Undiversified | 2022 | 37.3156 | 35.613 | 9.8751 | 37.3156 | 0.95437 | 35.613 | 9.8751 | 37.3156 | 0.95437 | No | Outer_Harbour | SDF2023
3543 | Undiversified | 2023 | . | 35.9553 | 9.988 | 37.6359 | 0.95535 | 35.9553 | 9.988 | 37.6359 | 0.95535 | No | Outer_Harbour | SDF2023
3544 | Undiversified | 2024 | . | 35.5789 | 9.8899 | 37.247 | 0.95522 | 35.5789 | 9.8899 | 37.247 | 0.95522 | No | Outer_Harbour | SDF2023
3545 | Undiversified | 2025 | . | 35.3189 | 9.8221 | 36.9783 | 0.95513 | 35.3189 | 9.8221 | 36.9783 | 0.95513 | No | Outer_Harbour | SDF2023
3546 | Undiversified | 2026 | . | 35.065 | 9.7559 | 36.7158 | 0.95504 | 35.065 | 9.7559 | 36.7158 | 0.95504 | No | Outer_Harbour | SDF2023
3547 | Undiversified | 2027 | . | 34.9657 | 9.73 | 36.6133 | 0.955 | 34.9657 | 9.73 | 36.6133 | 0.955 | No | Outer_Harbour | SDF2023
3548 | Undiversified | 2028 | . | 34.9067 | 9.7146 | 36.5523 | 0.95498 | 34.9067 | 9.7146 | 36.5523 | 0.95498 | No | Outer_Harbour | SDF2023
3549 | Undiversified | 2029 | . | 34.8874 | 9.7096 | 36.5323 | 0.95497 | 34.8874 | 9.7096 | 36.5323 | 0.95497 | No | Outer_Harbour | SDF2023
3550 | Undiversified | 2030 | . | 34.8717 | 9.7055 | 36.5161 | 0.95497 | 34.8717 | 9.7055 | 36.5161 | 0.95497 | No | Outer_Harbour | SDF2023
3551 | Undiversified | 2031 | . | 34.9046 | 9.714 | 36.55 | 0.95498 | 34.9046 | 9.714 | 36.55 | 0.95498 | No | Outer_Harbour | SDF2023
3552 | Undiversified | 2032 | . | 34.9375 | 9.7226 | 36.584 | 0.95499 | 34.9375 | 9.7226 | 36.584 | 0.95499 | No | Outer_Harbour | SDF2023
3553 | Diversified | 2017 | 23.6543 | 23.416 | 3.3493 | 23.6543 | 0.98992 | 23.416 | 3.3493 | 23.6543 | 0.98992 | No | Outer_Harbour | SDF2023
3554 | Diversified | 2018 | 35.6886 | 34.87 | 7.6 | 35.6886 | 0.97706 | 34.87 | 7.6 | 35.6886 | 0.97706 | No | Outer_Harbour | SDF2023
3555 | Diversified | 2019 | 39.0976 | 38.254 | 8.078 | 39.0976 | 0.97842 | 38.254 | 8.078 | 39.0976 | 0.97842 | No | Outer_Harbour | SDF2023
3556 | Diversified | 2020 | 34.218 | 33.658 | 6.165 | 34.218 | 0.98364 | 33.658 | 6.165 | 34.218 | 0.98364 | No | Outer_Harbour | SDF2023
3557 | Diversified | 2021 | 30.4203 | 30.163 | 3.9483 | 30.4203 | 0.99154 | 30.163 | 3.9483 | 30.4203 | 0.99154 | No | Outer_Harbour | SDF2023
3558 | Diversified | 2022 | 30.637 | 30.617 | 1.1068 | 30.637 | 0.99935 | 30.617 | 1.1068 | 30.637 | 0.99935 | No | Outer_Harbour | SDF2023
3559 | Diversified | 2023 | . | 30.8553 | 5.0918 | 31.2726 | 0.98666 | 30.8553 | 5.0918 | 31.2726 | 0.98666 | No | Outer_Harbour | SDF2023
3560 | Diversified | 2024 | . | 30.5323 | 5.0385 | 30.9453 | 0.98666 | 30.5323 | 5.0385 | 30.9453 | 0.98666 | No | Outer_Harbour | SDF2023
3561 | Diversified | 2025 | . | 30.3092 | 5.0017 | 30.7191 | 0.98666 | 30.3092 | 5.0017 | 30.7191 | 0.98666 | No | Outer_Harbour | SDF2023
3562 | Diversified | 2026 | . | 30.0913 | 4.9657 | 30.4983 | 0.98666 | 30.0913 | 4.9657 | 30.4983 | 0.98666 | No | Outer_Harbour | SDF2023
3563 | Diversified | 2027 | . | 30.0061 | 4.9517 | 30.4119 | 0.98666 | 30.0061 | 4.9517 | 30.4119 | 0.98666 | No | Outer_Harbour | SDF2023
3564 | Diversified | 2028 | . | 29.9555 | 4.9433 | 30.3606 | 0.98666 | 29.9555 | 4.9433 | 30.3606 | 0.98666 | No | Outer_Harbour | SDF2023
3565 | Diversified | 2029 | . | 29.9389 | 4.9406 | 30.3438 | 0.98666 | 29.9389 | 4.9406 | 30.3438 | 0.98666 | No | Outer_Harbour | SDF2023
3566 | Diversified | 2030 | . | 29.9254 | 4.9384 | 30.3301 | 0.98666 | 29.9254 | 4.9384 | 30.3301 | 0.98666 | No | Outer_Harbour | SDF2023
3567 | Diversified | 2031 | . | 29.9536 | 4.943 | 30.3587 | 0.98666 | 29.9536 | 4.943 | 30.3587 | 0.98666 | No | Outer_Harbour | SDF2023
3568 | Diversified | 2032 | . | 29.9818 | 4.9477 | 30.3873 | 0.98666 | 29.9818 | 4.9477 | 30.3873 | 0.98666 | No | Outer_Harbour | SDF2023
3569 | Cambridge_Park | 2017 | 21.781 | 21.077 | 4.8694 | 21.6322 | 0.97434 | 18.067 | 4.174 | 18.5429 | 0.97434 | No | Penrith | SDF2023
3570 | Cambridge_Park | 2018 | 21.966 | 22.45 | 4.6994 | 22.9366 | 0.97879 | 19.48 | 4.0777 | 19.9022 | 0.97879 | No | Penrith | SDF2023
3571 | Cambridge_Park | 2019 | 23.25 | 25.9856 | 0.76239 | 25.9968 | 0.99957 | 22.9035 | 0.67196 | 22.9133 | 0.99957 | No | Penrith | SDF2023
3572 | Cambridge_Park | 2020 | 26.478 | 25.421 | . | 25.421 | 1 | 22.144 | . | 22.144 | 1 | No | Penrith | SDF2023
3573 | Cambridge_Park | 2021 | 25.582 | 25.388 | . | 25.388 | 1 | 22.759 | . | 22.759 | 1 | No | Penrith | SDF2023
3574 | Cambridge_Park | 2022 | 20.79 | 25.3798 | . | 25.3798 | 1 | 22.7557 | . | 22.7557 | 1 | No | Penrith | SDF2023
3575 | Cambridge_Park | 2023 | . | 25.0355 | 3.1626 | 25.2345 | 0.99212 | 22.4115 | 2.8312 | 22.5896 | 0.99212 | No | Penrith | SDF2023
3576 | Cambridge_Park | 2024 | . | 24.9339 | 3.1498 | 25.132 | 0.99212 | 22.3376 | 2.8218 | 22.5151 | 0.99212 | No | Penrith | SDF2023
3577 | Cambridge_Park | 2025 | . | 25.2022 | 3.1837 | 25.4025 | 0.99212 | 22.6447 | 2.8606 | 22.8247 | 0.99212 | No | Penrith | SDF2023
3578 | Cambridge_Park | 2026 | . | 24.9224 | 3.1483 | 25.1204 | 0.99212 | 22.3649 | 2.8253 | 22.5427 | 0.99212 | No | Penrith | SDF2023
3579 | Cambridge_Park | 2027 | . | 24.9873 | 3.1565 | 25.1859 | 0.99212 | 22.4298 | 2.8335 | 22.6081 | 0.99212 | No | Penrith | SDF2023
3580 | Cambridge_Park | 2028 | . | 25.1937 | 3.1826 | 25.3939 | 0.99212 | 22.6362 | 2.8595 | 22.8161 | 0.99212 | No | Penrith | SDF2023
3581 | Cambridge_Park | 2029 | . | 25.5415 | 3.2266 | 25.7445 | 0.99212 | 22.9841 | 2.9035 | 23.1667 | 0.99212 | No | Penrith | SDF2023
3582 | Cambridge_Park | 2030 | . | 25.8595 | 3.2667 | 26.065 | 0.99212 | 23.3021 | 2.9437 | 23.4872 | 0.99212 | No | Penrith | SDF2023
3583 | Cambridge_Park | 2031 | . | 26.2945 | 3.3217 | 26.5035 | 0.99212 | 23.7371 | 2.9986 | 23.9257 | 0.99212 | No | Penrith | SDF2023
3584 | Cambridge_Park | 2032 | . | 26.7295 | 3.3766 | 26.9419 | 0.99212 | 24.1721 | 3.0536 | 24.3642 | 0.99212 | No | Penrith | SDF2023
3585 | Cranebrook | 2017 | 26.481 | 29.296 | 2.8335 | 29.4327 | 0.99536 | 27.282 | 2.6387 | 27.4093 | 0.99536 | No | Penrith | SDF2023
3586 | Cranebrook | 2018 | 31.07 | 29.93 | . | 29.93 | 1 | 27.85 | . | 27.85 | 1 | No | Penrith | SDF2023
3587 | Cranebrook | 2019 | 36.04 | 35.6936 | 4.3108 | 35.953 | 0.99279 | 32.888 | 3.972 | 33.127 | 0.99279 | No | Penrith | SDF2023
3588 | Cranebrook | 2020 | 29.934 | 31.071 | 1.4152 | 31.1032 | 0.99896 | 28.552 | 1.3004 | 28.5816 | 0.99896 | No | Penrith | SDF2023
3589 | Cranebrook | 2021 | 28.905 | 30.138 | 3.5997 | 30.3522 | 0.99294 | 27.9 | 3.3324 | 28.0983 | 0.99294 | No | Penrith | SDF2023
3590 | Cranebrook | 2022 | 27.2067 | 30.9021 | 4.455 | 31.2215 | 0.98977 | 28.643 | 4.1294 | 28.9391 | 0.98977 | No | Penrith | SDF2023
3591 | Cranebrook | 2023 | . | 31.5509 | 3.1768 | 31.7105 | 0.99497 | 29.2919 | 2.9493 | 29.44 | 0.99497 | No | Penrith | SDF2023
3592 | Cranebrook | 2024 | . | 34.2437 | 3.4479 | 34.4168 | 0.99497 | 31.9846 | 3.2205 | 32.1463 | 0.99497 | No | Penrith | SDF2023
3593 | Cranebrook | 2025 | . | 35.9766 | 3.6224 | 36.1585 | 0.99497 | 33.7286 | 3.3961 | 33.8991 | 0.99497 | No | Penrith | SDF2023
3594 | Cranebrook | 2026 | . | 36.0891 | 3.6338 | 36.2716 | 0.99497 | 33.8411 | 3.4074 | 34.0122 | 0.99497 | No | Penrith | SDF2023
3595 | Cranebrook | 2027 | . | 36.1505 | 3.6399 | 36.3333 | 0.99497 | 33.9026 | 3.4136 | 34.074 | 0.99497 | No | Penrith | SDF2023
3596 | Cranebrook | 2028 | . | 36.318 | 3.6568 | 36.5016 | 0.99497 | 34.07 | 3.4304 | 34.2423 | 0.99497 | No | Penrith | SDF2023
3597 | Cranebrook | 2029 | . | 36.5922 | 3.6844 | 36.7773 | 0.99497 | 34.3442 | 3.4581 | 34.5179 | 0.99497 | No | Penrith | SDF2023
3598 | Cranebrook | 2030 | . | 36.845 | 3.7099 | 37.0313 | 0.99497 | 34.597 | 3.4835 | 34.772 | 0.99497 | No | Penrith | SDF2023
3599 | Cranebrook | 2031 | . | 37.1805 | 3.7436 | 37.3685 | 0.99497 | 34.9325 | 3.5173 | 35.1091 | 0.99497 | No | Penrith | SDF2023
3600 | Cranebrook | 2032 | . | 37.516 | 3.7774 | 37.7056 | 0.99497 | 35.268 | 3.5511 | 35.4463 | 0.99497 | No | Penrith | SDF2023
3601 | Emu_Plains | 2017 | 35.5 | 33.948 | . | 33.948 | 1 | 30.707 | . | 30.707 | 1 | No | Penrith | SDF2023
3602 | Emu_Plains | 2018 | 33 | 33.94 | . | 33.94 | 1 | 30.95 | . | 30.95 | 1 | No | Penrith | SDF2023
3603 | Emu_Plains | 2019 | 37.5 | 38.6817 | . | 38.6817 | 1 | 35.0928 | . | 35.0928 | 1 | No | Penrith | SDF2023
3604 | Emu_Plains | 2020 | 39.8595 | 37.003 | . | 37.003 | 1 | 32.99 | . | 32.99 | 1 | No | Penrith | SDF2023
3605 | Emu_Plains | 2021 | 30.381 | 34.703 | 12.2442 | 36.7997 | 0.94302 | 31.034 | 10.9497 | 32.909 | 0.94302 | No | Penrith | SDF2023
3606 | Emu_Plains | 2022 | 27.095 | 35.6936 | 6.4374 | 35.1084 | 1.0167 | 31.9968 | 5.7706 | 31.4721 | 1.0167 | No | Penrith | SDF2023
3607 | Emu_Plains | 2023 | . | 36.4716 | 4.2489 | 36.7183 | 0.99328 | 32.7748 | 3.8182 | 32.9964 | 0.99328 | No | Penrith | SDF2023
3608 | Emu_Plains | 2024 | . | 36.2946 | 4.2282 | 36.54 | 0.99328 | 32.5977 | 3.7976 | 32.8181 | 0.99328 | No | Penrith | SDF2023
3609 | Emu_Plains | 2025 | . | 36.8866 | 4.2972 | 37.136 | 0.99328 | 33.2055 | 3.8684 | 33.4301 | 0.99328 | No | Penrith | SDF2023
3610 | Emu_Plains | 2026 | . | 37.1832 | 4.3318 | 37.4347 | 0.99328 | 33.5022 | 3.9029 | 33.7288 | 0.99328 | No | Penrith | SDF2023
3611 | Emu_Plains | 2027 | . | 37.2198 | 4.336 | 37.4715 | 0.99328 | 33.5483 | 3.9083 | 33.7752 | 0.99328 | No | Penrith | SDF2023
3612 | Emu_Plains | 2028 | . | 37.3546 | 4.3517 | 37.6072 | 0.99328 | 33.6876 | 3.9245 | 33.9155 | 0.99328 | No | Penrith | SDF2023
3613 | Emu_Plains | 2029 | . | 37.5783 | 4.3778 | 37.8324 | 0.99328 | 33.9113 | 3.9506 | 34.1407 | 0.99328 | No | Penrith | SDF2023
3614 | Emu_Plains | 2030 | . | 37.795 | 4.403 | 38.0506 | 0.99328 | 34.1281 | 3.9758 | 34.3589 | 0.99328 | No | Penrith | SDF2023
3615 | Emu_Plains | 2031 | . | 38.1066 | 4.4393 | 38.3643 | 0.99328 | 34.4396 | 4.0121 | 34.6725 | 0.99328 | No | Penrith | SDF2023
3616 | Emu_Plains | 2032 | . | 38.4181 | 4.4756 | 38.6779 | 0.99328 | 34.7512 | 4.0484 | 34.9862 | 0.99328 | No | Penrith | SDF2023
3617 | Jordan_Springs | 2017 | 23.398 | 22.9 | 4.8017 | 23.398 | 0.97872 | 22.9 | 4.8017 | 23.398 | 0.97872 | No | Penrith | SDF2023
3618 | Jordan_Springs | 2018 | 20.09 | 19.8 | 3.4012 | 20.09 | 0.98556 | 19.8 | 3.4012 | 20.09 | 0.98556 | No | Penrith | SDF2023
3619 | Jordan_Springs | 2019 | 22.12 | 21.775 | 3.8625 | 22.1149 | 0.98463 | 21.775 | 3.8625 | 22.1149 | 0.98463 | No | Penrith | SDF2023
3620 | Jordan_Springs | 2020 | 25.1 | 24.75 | 4.177 | 25.1 | 0.98606 | 24.75 | 4.177 | 25.1 | 0.98606 | No | Penrith | SDF2023
3621 | Jordan_Springs | 2021 | 21.447 | 21.25 | 2.9002 | 21.447 | 0.99081 | 21.25 | 2.9002 | 21.447 | 0.99081 | No | Penrith | SDF2023
3622 | Jordan_Springs | 2022 | 18.9841 | 18.8875 | 1.9127 | 18.9841 | 0.99491 | 18.8875 | 1.9127 | 18.9841 | 0.99491 | No | Penrith | SDF2023
3623 | Jordan_Springs | 2023 | . | 20.0029 | 9.6879 | 22.2255 | 0.9 | 20.0029 | 9.6879 | 22.2255 | 0.9 | No | Penrith | SDF2023
3624 | Jordan_Springs | 2024 | . | 21.0435 | 10.1918 | 23.3816 | 0.9 | 21.0435 | 10.1918 | 23.3816 | 0.9 | No | Penrith | SDF2023
3625 | Jordan_Springs | 2025 | . | 21.3857 | 10.3576 | 23.7619 | 0.9 | 21.3857 | 10.3576 | 23.7619 | 0.9 | No | Penrith | SDF2023
3626 | Jordan_Springs | 2026 | . | 21.1893 | 10.2624 | 23.5436 | 0.9 | 21.1893 | 10.2624 | 23.5436 | 0.9 | No | Penrith | SDF2023
3627 | Jordan_Springs | 2027 | . | 21.2122 | 10.2735 | 23.5691 | 0.9 | 21.2122 | 10.2735 | 23.5691 | 0.9 | No | Penrith | SDF2023
3628 | Jordan_Springs | 2028 | . | 21.3133 | 10.3225 | 23.6814 | 0.9 | 21.3133 | 10.3225 | 23.6814 | 0.9 | No | Penrith | SDF2023
3629 | Jordan_Springs | 2029 | . | 21.4927 | 10.4094 | 23.8808 | 0.9 | 21.4927 | 10.4094 | 23.8808 | 0.9 | No | Penrith | SDF2023
3630 | Jordan_Springs | 2030 | . | 21.655 | 10.488 | 24.0611 | 0.9 | 21.655 | 10.488 | 24.0611 | 0.9 | No | Penrith | SDF2023
3631 | Jordan_Springs | 2031 | . | 21.885 | 10.5994 | 24.3166 | 0.9 | 21.885 | 10.5994 | 24.3166 | 0.9 | No | Penrith | SDF2023
3632 | Jordan_Springs | 2032 | . | 22.115 | 10.7108 | 24.5722 | 0.9 | 22.115 | 10.7108 | 24.5722 | 0.9 | No | Penrith | SDF2023
3633 | Kingswood | 2017 | 46.952 | 47.375 | 15.1827 | 49.7484 | 0.95229 | 42.862 | 13.7364 | 45.0093 | 0.95229 | No | Penrith | SDF2023
3634 | Kingswood | 2018 | 45.306 | 46.67 | 10.7496 | 47.892 | 0.97448 | 42.26 | 9.7338 | 43.3665 | 0.97448 | No | Penrith | SDF2023
3635 | Kingswood | 2019 | 45.31 | 48.8927 | 12.4445 | 50.4516 | 0.9691 | 44.3665 | 11.2924 | 45.7811 | 0.9691 | No | Penrith | SDF2023
3636 | Kingswood | 2020 | 44.079 | 45.8221 | 5.6301 | 46.1667 | 0.99254 | 41.3412 | 5.0795 | 41.6521 | 0.99254 | No | Penrith | SDF2023
3637 | Kingswood | 2021 | 39.934 | 46.8866 | 4.0617 | 47.0622 | 0.99627 | 42.4626 | 3.6784 | 42.6216 | 0.99627 | No | Penrith | SDF2023
3638 | Kingswood | 2022 | 41.8117 | 49.3363 | 3.5858 | 49.4664 | 0.99737 | 44.8961 | 3.2631 | 45.0145 | 0.99737 | No | Penrith | SDF2023
3639 | Kingswood | 2023 | . | 52.6659 | 10.5996 | 53.7219 | 0.98034 | 48.2464 | 9.7102 | 49.2139 | 0.98034 | No | Penrith | SDF2023
3640 | Kingswood | 2024 | . | 53.5051 | 10.7685 | 54.578 | 0.98034 | 49.0857 | 9.8791 | 50.07 | 0.98034 | No | Penrith | SDF2023
3641 | Kingswood | 2025 | . | 52.9698 | 10.6608 | 54.0319 | 0.98034 | 48.6284 | 9.787 | 49.6035 | 0.98034 | No | Penrith | SDF2023
3642 | Kingswood | 2026 | . | 52.146 | 10.495 | 53.1917 | 0.98034 | 47.8046 | 9.6213 | 48.7632 | 0.98034 | No | Penrith | SDF2023
3643 | Kingswood | 2027 | . | 51.8017 | 10.4257 | 52.8404 | 0.98034 | 47.4603 | 9.552 | 48.412 | 0.98034 | No | Penrith | SDF2023
3644 | Kingswood | 2028 | . | 51.6727 | 10.3998 | 52.7089 | 0.98034 | 47.3314 | 9.526 | 48.2805 | 0.98034 | No | Penrith | SDF2023
3645 | Kingswood | 2029 | . | 51.7596 | 10.4172 | 52.7975 | 0.98034 | 47.4183 | 9.5435 | 48.3691 | 0.98034 | No | Penrith | SDF2023
3646 | Kingswood | 2030 | . | 51.7979 | 10.4249 | 52.8365 | 0.98034 | 47.4565 | 9.5512 | 48.4081 | 0.98034 | No | Penrith | SDF2023
3647 | Kingswood | 2031 | . | 51.9885 | 10.4633 | 53.0309 | 0.98034 | 47.7249 | 9.6052 | 48.6819 | 0.98034 | No | Penrith | SDF2023
3648 | Kingswood | 2032 | . | 52.179 | 10.5017 | 53.2254 | 0.98034 | 47.9933 | 9.6592 | 48.9557 | 0.98034 | No | Penrith | SDF2023
3649 | Test_Australia | 2017 | 0.323 | 0.28 | 0.16102 | 0.323 | 0.86687 | 0.28 | 0.16102 | 0.323 | 0.86687 | Yes | Penrith | SDF2023
3650 | Test_Australia | 2018 | . | . | . | . | . | . | . | . | . | Yes | Penrith | SDF2023
3651 | Test_Australia | 2019 | . | . | . | . | . | . | . | . | . | Yes | Penrith | SDF2023
3652 | Test_Australia | 2020 | . | . | . | . | . | . | . | . | . | Yes | Penrith | SDF2023
3653 | Test_Australia | 2021 | . | . | . | . | . | . | . | . | . | Yes | Penrith | SDF2023
3654 | Test_Australia | 2022 | . | . | . | . | . | . | . | . | . | Yes | Penrith | SDF2023
3655 | Test_Australia | 2023 | . | . | . | . | . | . | . | . | . | Yes | Penrith | SDF2023
3656 | Test_Australia | 2024 | . | . | . | . | . | . | . | . | . | Yes | Penrith | SDF2023
3657 | Test_Australia | 2025 | . | . | . | . | . | . | . | . | . | Yes | Penrith | SDF2023
3658 | Test_Australia | 2026 | . | . | . | . | . | . | . | . | . | Yes | Penrith | SDF2023
3659 | Test_Australia | 2027 | . | . | . | . | . | . | . | . | . | Yes | Penrith | SDF2023
3660 | Test_Australia | 2028 | . | . | . | . | . | . | . | . | . | Yes | Penrith | SDF2023
3661 | Test_Australia | 2029 | . | . | . | . | . | . | . | . | . | Yes | Penrith | SDF2023
3662 | Test_Australia | 2030 | . | . | . | . | . | . | . | . | . | Yes | Penrith | SDF2023
3663 | Test_Australia | 2031 | . | . | . | . | . | . | . | . | . | Yes | Penrith | SDF2023
3664 | Test_Australia | 2032 | . | . | . | . | . | . | . | . | . | Yes | Penrith | SDF2023
3665 | Undiversified | 2017 | 154.435 | 154.876 | 27.8484 | 158.4823 | 0.97724 | 142.098 | 20.7101 | 121.9915 | 1.1648 | No | Penrith | SDF2023
3666 | Undiversified | 2018 | 151.432 | 152.79 | 18.8502 | 154.7886 | 0.98709 | 140.34 | 17.2127 | 142.1587 | 0.98721 | No | Penrith | SDF2023
3667 | Undiversified | 2019 | 164.22 | 171.0286 | 21.3802 | 173.1979 | 0.98747 | 157.0258 | 19.7989 | 159.0291 | 0.9874 | No | Penrith | SDF2023
3668 | Undiversified | 2020 | 165.4505 | 164.0671 | 11.2223 | 164.7939 | 0.99559 | 149.7772 | 10.557 | 150.4677 | 0.99541 | No | Penrith | SDF2023
3669 | Undiversified | 2021 | 146.249 | 158.3656 | 22.8058 | 161.0491 | 0.98334 | 145.4056 | 20.8607 | 147.8349 | 0.98357 | No | Penrith | SDF2023
3670 | Undiversified | 2022 | 135.8875 | 160.1993 | 16.3909 | 160.1602 | 1.0002 | 147.179 | 15.0758 | 147.1655 | 1.0001 | No | Penrith | SDF2023
3671 | Undiversified | 2023 | . | 165.7269 | 30.8758 | 169.6107 | 0.9771 | 152.7274 | 28.9967 | 156.4653 | 0.97611 | No | Penrith | SDF2023
3672 | Undiversified | 2024 | . | 170.0207 | 31.7863 | 174.0486 | 0.97686 | 157.049 | 29.9108 | 160.9312 | 0.97588 | No | Penrith | SDF2023
3673 | Undiversified | 2025 | . | 172.4208 | 32.1217 | 176.4908 | 0.97694 | 159.5929 | 30.2697 | 163.5193 | 0.97599 | No | Penrith | SDF2023
3674 | Undiversified | 2026 | . | 171.53 | 31.8713 | 175.562 | 0.97703 | 158.7022 | 30.0193 | 162.5906 | 0.97608 | No | Penrith | SDF2023
3675 | Undiversified | 2027 | . | 171.3715 | 31.8318 | 175.4003 | 0.97703 | 158.5532 | 29.9809 | 162.4383 | 0.97608 | No | Penrith | SDF2023
3676 | Undiversified | 2028 | . | 171.8523 | 31.9134 | 175.893 | 0.97703 | 159.0385 | 30.063 | 162.9357 | 0.97608 | No | Penrith | SDF2023
3677 | Undiversified | 2029 | . | 172.9644 | 32.1154 | 177.0325 | 0.97702 | 160.1506 | 30.265 | 164.0752 | 0.97608 | No | Penrith | SDF2023
3678 | Undiversified | 2030 | . | 173.9524 | 32.2926 | 178.0446 | 0.97702 | 161.1386 | 30.4422 | 165.0873 | 0.97608 | No | Penrith | SDF2023
3679 | Undiversified | 2031 | . | 175.455 | 32.5673 | 179.5838 | 0.97701 | 162.719 | 30.7326 | 166.7059 | 0.97608 | No | Penrith | SDF2023
3680 | Undiversified | 2032 | . | 176.9576 | 32.8421 | 181.123 | 0.977 | 164.2994 | 31.0231 | 168.3245 | 0.97609 | No | Penrith | SDF2023
3681 | Diversified | 2017 | 148.9165 | 134.982 | 43.1668 | 141.7163 | 0.95248 | 123.586 | 39.5224 | 129.7518 | 0.95248 | No | Penrith | SDF2023
3682 | Diversified | 2018 | 142.5729 | 143.77 | 48.6863 | 151.7899 | 0.94716 | 132.62 | 44.9105 | 140.0179 | 0.94716 | No | Penrith | SDF2023
3683 | Diversified | 2019 | 146.25 | 154.4689 | 39.2302 | 159.3727 | 0.96923 | 144.6106 | 36.7265 | 149.2014 | 0.96923 | No | Penrith | SDF2023
3684 | Diversified | 2020 | 149.4799 | 150.75 | 34.939 | 154.7459 | 0.97418 | 136.463 | 31.6277 | 140.0802 | 0.97418 | No | Penrith | SDF2023
3685 | Diversified | 2021 | 136.5328 | 154.3908 | 37.1854 | 158.8058 | 0.9722 | 140.0332 | 33.7273 | 144.0376 | 0.9722 | No | Penrith | SDF2023
3686 | Diversified | 2022 | 124.0208 | 158.4329 | 38.9199 | 163.1433 | 0.97113 | 143.9657 | 35.3659 | 148.2459 | 0.97113 | No | Penrith | SDF2023
3687 | Diversified | 2023 | . | 162.1086 | 39.8228 | 166.9283 | 0.97113 | 149.3929 | 36.6991 | 153.8346 | 0.97113 | No | Penrith | SDF2023
3688 | Diversified | 2024 | . | 166.3087 | 40.8546 | 171.2532 | 0.97113 | 153.6202 | 37.7376 | 158.1875 | 0.97113 | No | Penrith | SDF2023
3689 | Diversified | 2025 | . | 168.6563 | 41.4313 | 173.6707 | 0.97113 | 156.1085 | 38.3489 | 160.7498 | 0.97113 | No | Penrith | SDF2023
3690 | Diversified | 2026 | . | 167.785 | 41.2172 | 172.7735 | 0.97113 | 155.2372 | 38.1348 | 159.8526 | 0.97113 | No | Penrith | SDF2023
3691 | Diversified | 2027 | . | 167.63 | 41.1792 | 172.6138 | 0.97113 | 155.0915 | 38.099 | 159.7025 | 0.97113 | No | Penrith | SDF2023
3692 | Diversified | 2028 | . | 168.1002 | 41.2947 | 173.098 | 0.97113 | 155.5662 | 38.2156 | 160.1914 | 0.97113 | No | Penrith | SDF2023
3693 | Diversified | 2029 | . | 169.1881 | 41.5619 | 174.2182 | 0.97113 | 156.6541 | 38.4829 | 161.3116 | 0.97113 | No | Penrith | SDF2023
3694 | Diversified | 2030 | . | 170.1545 | 41.7993 | 175.2134 | 0.97113 | 157.6205 | 38.7203 | 162.3067 | 0.97113 | No | Penrith | SDF2023
3695 | Diversified | 2031 | . | 171.6243 | 42.1604 | 176.7269 | 0.97113 | 159.1664 | 39.1 | 163.8986 | 0.97113 | No | Penrith | SDF2023
3696 | Diversified | 2032 | . | 173.0941 | 42.5214 | 178.2404 | 0.97113 | 160.7123 | 39.4798 | 165.4905 | 0.97113 | No | Penrith | SDF2023
3697 | Glenmore_Park | 2017 | 44.814 | 43.512 | 9.4168 | 44.5193 | 0.97737 | 38.32 | 8.2932 | 39.2071 | 0.97737 | No | Regentville | SDF2023
3698 | Glenmore_Park | 2018 | 44.814 | 43.512 | 9.4168 | 44.5193 | 0.97737 | 38.32 | 8.2932 | 39.2071 | 0.97737 | No | Regentville | SDF2023
3699 | Glenmore_Park | 2019 | 44.39 | 49.4695 | 9.3361 | 50.3428 | 0.98265 | 45.4567 | 8.5787 | 46.2591 | 0.98265 | No | Regentville | SDF2023
3700 | Glenmore_Park | 2020 | 44.55 | 45.271 | 7.2135 | 45.8421 | 0.98754 | 39.684 | 6.3233 | 40.1846 | 0.98754 | No | Regentville | SDF2023
3701 | Glenmore_Park | 2021 | 41.275 | 43.85 | 8.8456 | 44.7333 | 0.98025 | 38.262 | 7.7184 | 39.0327 | 0.98025 | No | Regentville | SDF2023
3702 | Glenmore_Park | 2022 | 38.3817 | 45.9662 | 5.1287 | 46.2514 | 0.99383 | 40.2253 | 4.4882 | 40.4749 | 0.99383 | No | Regentville | SDF2023
3703 | Glenmore_Park | 2023 | . | 49.0591 | 5.4738 | 49.3635 | 0.99383 | 43.3366 | 4.8353 | 43.6055 | 0.99383 | No | Regentville | SDF2023
3704 | Glenmore_Park | 2024 | . | 50.8176 | 5.67 | 51.1329 | 0.99383 | 45.0951 | 5.0315 | 45.3749 | 0.99383 | No | Regentville | SDF2023
3705 | Glenmore_Park | 2025 | . | 52.136 | 5.8171 | 52.4596 | 0.99383 | 46.4136 | 5.1786 | 46.7016 | 0.99383 | No | Regentville | SDF2023
3706 | Glenmore_Park | 2026 | . | 52.123 | 5.8156 | 52.4464 | 0.99383 | 46.4089 | 5.1781 | 46.6969 | 0.99383 | No | Regentville | SDF2023
3707 | Glenmore_Park | 2027 | . | 52.0121 | 5.8033 | 52.3349 | 0.99383 | 46.3243 | 5.1687 | 46.6118 | 0.99383 | No | Regentville | SDF2023
3708 | Glenmore_Park | 2028 | . | 52.038 | 5.8062 | 52.3609 | 0.99383 | 46.3502 | 5.1715 | 46.6378 | 0.99383 | No | Regentville | SDF2023
3709 | Glenmore_Park | 2029 | . | 52.1728 | 5.8212 | 52.4966 | 0.99383 | 46.485 | 5.1866 | 46.7735 | 0.99383 | No | Regentville | SDF2023
3710 | Glenmore_Park | 2030 | . | 52.2821 | 5.8334 | 52.6066 | 0.99383 | 46.5943 | 5.1988 | 46.8835 | 0.99383 | No | Regentville | SDF2023
3711 | Glenmore_Park | 2031 | . | 52.4907 | 5.8567 | 52.8164 | 0.99383 | 46.8252 | 5.2245 | 47.1158 | 0.99383 | No | Regentville | SDF2023
3712 | Glenmore_Park | 2032 | . | 52.6992 | 5.8799 | 53.0262 | 0.99383 | 47.0561 | 5.2503 | 47.3481 | 0.99383 | No | Regentville | SDF2023
3713 | Luddenham | 2017 | 10.855 | 9.209 | 3.7485 | 9.9427 | 0.92621 | 8.153 | 3.3186 | 8.8025 | 0.92621 | No | Regentville | SDF2023
3714 | Luddenham | 2018 | 8.332 | 7.89 | 3.2326 | 8.5265 | 0.92535 | 6.94 | 2.8433 | 7.4999 | 0.92535 | No | Regentville | SDF2023
3715 | Luddenham | 2019 | 7.84 | 8.1061 | 2.8716 | 8.5997 | 0.9426 | 7.1416 | 2.5299 | 7.5765 | 0.9426 | No | Regentville | SDF2023
3716 | Luddenham | 2020 | 8.123 | 7.7482 | 2.3833 | 8.1065 | 0.9558 | 6.8656 | 2.1118 | 7.1831 | 0.9558 | No | Regentville | SDF2023
3717 | Luddenham | 2021 | 7.916 | 7.4524 | 2.0519 | 7.7297 | 0.96412 | 6.564 | 1.8073 | 6.8083 | 0.96412 | No | Regentville | SDF2023
3718 | Luddenham | 2022 | 5.6883 | 7.3361 | 2.0247 | 7.6104 | 0.96396 | 6.4963 | 1.7929 | 6.7392 | 0.96396 | No | Regentville | SDF2023
3719 | Luddenham | 2023 | . | 12.7429 | 3.5169 | 13.2194 | 0.96396 | 11.9032 | 3.2851 | 12.3482 | 0.96396 | No | Regentville | SDF2023
3720 | Luddenham | 2024 | . | 17.3485 | 4.788 | 17.9971 | 0.96396 | 16.5087 | 4.5562 | 17.1259 | 0.96396 | No | Regentville | SDF2023
3721 | Luddenham | 2025 | . | 22.5038 | 6.2108 | 23.3451 | 0.96396 | 21.664 | 5.979 | 22.4739 | 0.96396 | No | Regentville | SDF2023
3722 | Luddenham | 2026 | . | 21.4253 | 5.9132 | 22.2263 | 0.96396 | 20.5855 | 5.6814 | 21.3551 | 0.96396 | No | Regentville | SDF2023
3723 | Luddenham | 2027 | . | 26.8321 | 7.4054 | 27.8352 | 0.96396 | 25.9923 | 7.1736 | 26.964 | 0.96396 | No | Regentville | SDF2023
3724 | Luddenham | 2028 | . | 32.7958 | 9.0513 | 34.0219 | 0.96396 | 31.956 | 8.8195 | 33.1507 | 0.96396 | No | Regentville | SDF2023
3725 | Luddenham | 2029 | . | 37.8384 | 10.443 | 39.253 | 0.96396 | 36.9986 | 10.2112 | 38.3818 | 0.96396 | No | Regentville | SDF2023
3726 | Luddenham | 2030 | . | 43.4883 | 12.0023 | 45.1141 | 0.96396 | 42.6485 | 11.7705 | 44.2429 | 0.96396 | No | Regentville | SDF2023
3727 | Luddenham | 2031 | . | 48.7934 | 13.4665 | 50.6176 | 0.96396 | 47.9536 | 13.2347 | 49.7464 | 0.96396 | No | Regentville | SDF2023
3728 | Luddenham | 2032 | . | 54.8731 | 15.1444 | 56.9246 | 0.96396 | 54.0334 | 14.9126 | 56.0535 | 0.96396 | No | Regentville | SDF2023
3729 | North_Warragamba | 2017 | 11.983 | 10.825 | 3.941 | 11.5201 | 0.93966 | 9.798 | 3.5671 | 10.4271 | 0.93966 | No | Regentville | SDF2023
3730 | North_Warragamba | 2018 | 11.783 | 10.825 | 3.6672 | 11.4293 | 0.94713 | 9.798 | 3.3193 | 10.345 | 0.94713 | No | Regentville | SDF2023
3731 | North_Warragamba | 2019 | 13.98 | 13.7483 | 4.4522 | 14.4512 | 0.95136 | 12.3369 | 3.9951 | 12.9677 | 0.95136 | No | Regentville | SDF2023
3732 | North_Warragamba | 2020 | 13.048 | 11.827 | 3.1818 | 12.2475 | 0.96567 | 10.4512 | 2.8117 | 10.8228 | 0.96567 | No | Regentville | SDF2023
3733 | North_Warragamba | 2021 | 11.252 | 11.194 | 3.0954 | 11.6141 | 0.96383 | 10.029 | 2.7733 | 10.4054 | 0.96383 | No | Regentville | SDF2023
3734 | North_Warragamba | 2022 | 10.5917 | 11.5882 | 3.2566 | 12.0371 | 0.96271 | 10.3824 | 2.9178 | 10.7846 | 0.96271 | No | Regentville | SDF2023
3735 | North_Warragamba | 2023 | . | 11.6261 | 5.0225 | 12.6646 | 0.918 | 10.425 | 4.5036 | 11.3562 | 0.918 | No | Regentville | SDF2023
3736 | North_Warragamba | 2024 | . | 11.6866 | 5.0487 | 12.7305 | 0.918 | 10.4941 | 4.5335 | 11.4315 | 0.918 | No | Regentville | SDF2023
3737 | North_Warragamba | 2025 | . | 11.7883 | 5.0926 | 12.8413 | 0.918 | 10.5958 | 4.5774 | 11.5423 | 0.918 | No | Regentville | SDF2023
3738 | North_Warragamba | 2026 | . | 11.6507 | 5.0332 | 12.6914 | 0.918 | 10.4584 | 4.5181 | 11.3926 | 0.918 | No | Regentville | SDF2023
3739 | North_Warragamba | 2027 | . | 11.6749 | 5.0436 | 12.7177 | 0.918 | 10.5109 | 4.5408 | 11.4498 | 0.918 | No | Regentville | SDF2023
3740 | North_Warragamba | 2028 | . | 11.8082 | 5.1012 | 12.8629 | 0.918 | 10.6442 | 4.5983 | 11.595 | 0.918 | No | Regentville | SDF2023
3741 | North_Warragamba | 2029 | . | 12.0245 | 5.1946 | 13.0985 | 0.918 | 10.8605 | 4.6918 | 11.8306 | 0.918 | No | Regentville | SDF2023
3742 | North_Warragamba | 2030 | . | 12.2232 | 5.2805 | 13.315 | 0.918 | 11.0592 | 4.7776 | 12.0471 | 0.918 | No | Regentville | SDF2023
3743 | North_Warragamba | 2031 | . | 12.4784 | 5.3907 | 13.593 | 0.918 | 11.3144 | 4.8879 | 12.325 | 0.918 | No | Regentville | SDF2023
3744 | North_Warragamba | 2032 | . | 12.7335 | 5.5009 | 13.871 | 0.918 | 11.5696 | 4.9981 | 12.603 | 0.918 | No | Regentville | SDF2023
3745 | Penrith_11kv | 2017 | 46.726 | 45.926 | 12.9591 | 47.7193 | 0.96242 | 43 | 12.1334 | 44.6791 | 0.96242 | No | Regentville | SDF2023
3746 | Penrith_11kv | 2018 | 44.2728 | 46.7629 | 12.8514 | 48.4967 | 0.96425 | 43.6646 | 11.9999 | 45.2835 | 0.96425 | No | Regentville | SDF2023
3747 | Penrith_11kv | 2019 | 47.54 | 47.8655 | 14.6818 | 50.0666 | 0.95604 | 45.1392 | 13.8456 | 47.2149 | 0.95604 | No | Regentville | SDF2023
3748 | Penrith_11kv | 2020 | 42.973 | 43.77 | 5.8284 | 44.1564 | 0.99125 | 40.6278 | 5.41 | 40.9864 | 0.99125 | No | Regentville | SDF2023
3749 | Penrith_11kv | 2021 | 39.967 | 44.625 | 0.54674 | 44.6217 | 1.0001 | 41.4692 | 0.50807 | 41.4661 | 1.0001 | No | Regentville | SDF2023
3750 | Penrith_11kv | 2022 | 41.0633 | 45.0833 | 1.3492 | 45.0631 | 1.0004 | 41.8911 | 1.2536 | 41.8724 | 1.0004 | No | Regentville | SDF2023
3751 | Penrith_11kv | 2023 | . | 49.2018 | 10.2253 | 50.2531 | 0.97908 | 46.0097 | 9.5619 | 46.9928 | 0.97908 | No | Regentville | SDF2023
3752 | Penrith_11kv | 2024 | . | 52.3254 | 10.8745 | 53.4434 | 0.97908 | 49.1333 | 10.2111 | 50.1831 | 0.97908 | No | Regentville | SDF2023
3753 | Penrith_11kv | 2025 | . | 54.037 | 11.2302 | 55.1916 | 0.97908 | 50.8448 | 10.5668 | 51.9313 | 0.97908 | No | Regentville | SDF2023
3754 | Penrith_11kv | 2026 | . | 55.5383 | 11.5422 | 56.725 | 0.97908 | 52.3462 | 10.8788 | 53.4647 | 0.97908 | No | Regentville | SDF2023
3755 | Penrith_11kv | 2027 | . | 57.2809 | 11.9043 | 58.5048 | 0.97908 | 54.0888 | 11.2409 | 55.2445 | 0.97908 | No | Regentville | SDF2023
3756 | Penrith_11kv | 2028 | . | 58.9548 | 12.2522 | 60.2145 | 0.97908 | 55.7627 | 11.5888 | 56.9541 | 0.97908 | No | Regentville | SDF2023
3757 | Penrith_11kv | 2029 | . | 60.1745 | 12.5057 | 61.4603 | 0.97908 | 56.9824 | 11.8423 | 58.2 | 0.97908 | No | Regentville | SDF2023
3758 | Penrith_11kv | 2030 | . | 60.9223 | 12.6611 | 62.224 | 0.97908 | 57.7302 | 11.9977 | 58.9637 | 0.97908 | No | Regentville | SDF2023
3759 | Penrith_11kv | 2031 | . | 61.3672 | 12.7536 | 62.6784 | 0.97908 | 58.1751 | 12.0902 | 59.4181 | 0.97908 | No | Regentville | SDF2023
3760 | Penrith_11kv | 2032 | . | 61.4524 | 12.7713 | 62.7655 | 0.97908 | 58.2603 | 12.1079 | 59.5052 | 0.97908 | No | Regentville | SDF2023
3761 | Undiversified | 2017 | 114.378 | 109.472 | 30.0654 | 113.7014 | 0.9628 | 99.271 | 27.3123 | 103.1159 | 0.96271 | No | Regentville | SDF2023
3762 | Undiversified | 2018 | 109.2018 | 108.9899 | 29.168 | 112.9718 | 0.96475 | 98.7226 | 26.4557 | 102.3355 | 0.9647 | No | Regentville | SDF2023
3763 | Undiversified | 2019 | 113.75 | 119.1895 | 31.3417 | 123.4603 | 0.96541 | 110.0744 | 28.9494 | 114.0182 | 0.96541 | No | Regentville | SDF2023
3764 | Undiversified | 2020 | 108.694 | 108.6162 | 18.607 | 110.3524 | 0.98427 | 97.6286 | 16.6568 | 99.1769 | 0.98439 | No | Regentville | SDF2023
3765 | Undiversified | 2021 | 100.41 | 107.1214 | 14.5396 | 108.6987 | 0.98549 | 96.3242 | 12.807 | 97.7125 | 0.98579 | No | Regentville | SDF2023
3766 | Undiversified | 2022 | 95.725 | 109.9737 | 11.7591 | 110.9619 | 0.99109 | 98.9952 | 10.4525 | 99.8712 | 0.99123 | No | Regentville | SDF2023
3767 | Undiversified | 2023 | . | 122.6299 | 24.2385 | 125.5006 | 0.97713 | 111.6744 | 22.186 | 114.3027 | 0.97701 | No | Regentville | SDF2023
3768 | Undiversified | 2024 | . | 132.1781 | 26.3811 | 135.3039 | 0.9769 | 121.2312 | 24.3323 | 124.1154 | 0.97676 | No | Regentville | SDF2023
3769 | Undiversified | 2025 | . | 140.4651 | 28.3507 | 143.8375 | 0.97655 | 129.5182 | 26.3018 | 132.649 | 0.9764 | No | Regentville | SDF2023
3770 | Undiversified | 2026 | . | 140.7373 | 28.3041 | 144.0891 | 0.97674 | 129.799 | 26.2563 | 132.9093 | 0.9766 | No | Regentville | SDF2023
3771 | Undiversified | 2027 | . | 147.8 | 30.1566 | 151.3926 | 0.97627 | 136.9163 | 28.1239 | 140.2701 | 0.97609 | No | Regentville | SDF2023
3772 | Undiversified | 2028 | . | 155.5967 | 32.2109 | 159.4602 | 0.97577 | 144.7131 | 30.1782 | 148.3377 | 0.97557 | No | Regentville | SDF2023
3773 | Undiversified | 2029 | . | 162.2102 | 33.9645 | 166.3084 | 0.97536 | 151.3265 | 31.9319 | 155.1859 | 0.97513 | No | Regentville | SDF2023
3774 | Undiversified | 2030 | . | 168.9159 | 35.7773 | 173.2597 | 0.97493 | 158.0322 | 33.7447 | 162.1372 | 0.97468 | No | Regentville | SDF2023
3775 | Undiversified | 2031 | . | 175.1296 | 37.4674 | 179.7054 | 0.97454 | 164.2683 | 35.4373 | 168.6054 | 0.97428 | No | Regentville | SDF2023
3776 | Undiversified | 2032 | . | 181.7583 | 39.2966 | 186.5873 | 0.97412 | 170.9194 | 37.2689 | 175.5098 | 0.97385 | No | Regentville | SDF2023
3777 | APM | 2017 | 0.346 | 0.288 | 0.19176 | 0.346 | 0.83237 | 0.288 | 0.19176 | 0.346 | 0.83237 | Yes | Shoalhaven | SDF2023
3778 | APM | 2018 | 0.272 | 0.288 | 0.289 | 0.408 | 0.70588 | 0.288 | 0.289 | 0.408 | 0.70588 | Yes | Shoalhaven | SDF2023
3779 | APM | 2019 | 0.27 | 0.192 | 0.19385 | 0.27284 | 0.7037 | 0.192 | 0.19385 | 0.27284 | 0.7037 | Yes | Shoalhaven | SDF2023
3780 | APM | 2020 | 0.193 | 0.168 | 0.095 | 0.193 | 0.87047 | 0.168 | 0.095 | 0.193 | 0.87047 | Yes | Shoalhaven | SDF2023
3781 | APM | 2021 | 0.188 | 0.168 | 0.08438 | 0.188 | 0.89362 | 0.168 | 0.08438 | 0.188 | 0.89362 | Yes | Shoalhaven | SDF2023
3782 | APM | 2022 | 0.125 | 0.115 | 0.04899 | 0.125 | 0.92 | 0.115 | 0.04899 | 0.125 | 0.92 | Yes | Shoalhaven | SDF2023
3783 | APM | 2023 | . | 0.115 | 0.04899 | 0.125 | 0.92 | 0.115 | 0.04899 | 0.125 | 0.92 | Yes | Shoalhaven | SDF2023
3784 | APM | 2024 | . | 0.115 | 0.04899 | 0.125 | 0.92 | 0.115 | 0.04899 | 0.125 | 0.92 | Yes | Shoalhaven | SDF2023
3785 | APM | 2025 | . | 0.115 | 0.04899 | 0.125 | 0.92 | 0.115 | 0.04899 | 0.125 | 0.92 | Yes | Shoalhaven | SDF2023
3786 | APM | 2026 | . | 0.115 | 0.04899 | 0.125 | 0.92 | 0.115 | 0.04899 | 0.125 | 0.92 | Yes | Shoalhaven | SDF2023
3787 | APM | 2027 | . | 0.115 | 0.04899 | 0.125 | 0.92 | 0.115 | 0.04899 | 0.125 | 0.92 | Yes | Shoalhaven | SDF2023
3788 | APM | 2028 | . | 0.115 | 0.04899 | 0.125 | 0.92 | 0.115 | 0.04899 | 0.125 | 0.92 | Yes | Shoalhaven | SDF2023
3789 | APM | 2029 | . | 0.115 | 0.04899 | 0.125 | 0.92 | 0.115 | 0.04899 | 0.125 | 0.92 | Yes | Shoalhaven | SDF2023
3790 | APM | 2030 | . | 0.115 | 0.04899 | 0.125 | 0.92 | 0.115 | 0.04899 | 0.125 | 0.92 | Yes | Shoalhaven | SDF2023
3791 | APM | 2031 | . | 0.115 | 0.04899 | 0.125 | 0.92 | 0.115 | 0.04899 | 0.125 | 0.92 | Yes | Shoalhaven | SDF2023
3792 | APM | 2032 | . | 0.115 | 0.04899 | 0.125 | 0.92 | 0.115 | 0.04899 | 0.125 | 0.92 | Yes | Shoalhaven | SDF2023
3793 | Bamarang | 2017 | 0.24 | 0.19344 | 0.14206 | 0.24 | 0.806 | 0.19344 | 0.14206 | 0.24 | 0.806 | Yes | Shoalhaven | SDF2023
3794 | Bamarang | 2018 | 0.24 | 0.19344 | 0.14206 | 0.24 | 0.806 | 0.19344 | 0.14206 | 0.24 | 0.806 | Yes | Shoalhaven | SDF2023
3795 | Bamarang | 2019 | 0.24 | 0.3 | 0.22032 | 0.37221 | 0.806 | 0.3 | 0.22032 | 0.37221 | 0.806 | Yes | Shoalhaven | SDF2023
3796 | Bamarang | 2020 | 4.957 | 3.9854 | 2.9476 | 4.957 | 0.80399 | 3.9854 | 2.9476 | 4.957 | 0.80399 | Yes | Shoalhaven | SDF2023
3797 | Bamarang | 2021 | 6.274 | 5.96 | 1.96 | 6.274 | 0.94995 | 5.96 | 1.96 | 6.274 | 0.94995 | Yes | Shoalhaven | SDF2023
3798 | Bamarang | 2022 | 5.7617 | 5.7784 | 0.4386 | 5.7617 | 1.0029 | 5.7784 | 0.4386 | 5.7617 | 1.0029 | Yes | Shoalhaven | SDF2023
3799 | Bamarang | 2023 | . | 5.7784 | 3.2163 | 6.6132 | 0.87377 | 5.7784 | 3.2163 | 6.6132 | 0.87377 | Yes | Shoalhaven | SDF2023
3800 | Bamarang | 2024 | . | 5.7784 | 3.2163 | 6.6132 | 0.87377 | 5.7784 | 3.2163 | 6.6132 | 0.87377 | Yes | Shoalhaven | SDF2023
3801 | Bamarang | 2025 | . | 5.7784 | 3.2163 | 6.6132 | 0.87377 | 5.7784 | 3.2163 | 6.6132 | 0.87377 | Yes | Shoalhaven | SDF2023
3802 | Bamarang | 2026 | . | 5.7784 | 3.2163 | 6.6132 | 0.87377 | 5.7784 | 3.2163 | 6.6132 | 0.87377 | Yes | Shoalhaven | SDF2023
3803 | Bamarang | 2027 | . | 5.7784 | 3.2163 | 6.6132 | 0.87377 | 5.7784 | 3.2163 | 6.6132 | 0.87377 | Yes | Shoalhaven | SDF2023
3804 | Bamarang | 2028 | . | 5.7784 | 3.2163 | 6.6132 | 0.87377 | 5.7784 | 3.2163 | 6.6132 | 0.87377 | Yes | Shoalhaven | SDF2023
3805 | Bamarang | 2029 | . | 5.7784 | 3.2163 | 6.6132 | 0.87377 | 5.7784 | 3.2163 | 6.6132 | 0.87377 | Yes | Shoalhaven | SDF2023
3806 | Bamarang | 2030 | . | 5.7784 | 3.2163 | 6.6132 | 0.87377 | 5.7784 | 3.2163 | 6.6132 | 0.87377 | Yes | Shoalhaven | SDF2023
3807 | Bamarang | 2031 | . | 5.7784 | 3.2163 | 6.6132 | 0.87377 | 5.7784 | 3.2163 | 6.6132 | 0.87377 | Yes | Shoalhaven | SDF2023
3808 | Bamarang | 2032 | . | 5.7784 | 3.2163 | 6.6132 | 0.87377 | 5.7784 | 3.2163 | 6.6132 | 0.87377 | Yes | Shoalhaven | SDF2023
3809 | Berry | 2017 | 9.014 | 9.304 | 1.9621 | 9.5086 | 0.97848 | 7.617 | 1.6064 | 7.7845 | 0.97848 | No | Shoalhaven | SDF2023
3810 | Berry | 2018 | 7.993 | 8.2 | 1.5031 | 8.3366 | 0.98361 | 6.8 | 1.2465 | 6.9133 | 0.98361 | No | Shoalhaven | SDF2023
3811 | Berry | 2019 | 8.19 | 8.7071 | 1.3733 | 8.8147 | 0.98779 | 7.2488 | 1.1433 | 7.3385 | 0.98779 | No | Shoalhaven | SDF2023
3812 | Berry | 2020 | 9.882 | 8.6184 | 0.24529 | 8.6219 | 0.9996 | 7.1098 | 0.20235 | 7.1127 | 0.9996 | No | Shoalhaven | SDF2023
3813 | Berry | 2021 | 9.168 | 8.2744 | 3.3582 | 8.9299 | 0.92659 | 6.9671 | 2.8277 | 7.519 | 0.92659 | No | Shoalhaven | SDF2023
3814 | Berry | 2022 | 7.4917 | 8.188 | 4.0351 | 9.1283 | 0.89699 | 6.7993 | 3.3507 | 7.5801 | 0.89699 | No | Shoalhaven | SDF2023
3815 | Berry | 2023 | . | 8.063 | 2.2829 | 8.3799 | 0.96218 | 6.6742 | 1.8897 | 6.9366 | 0.96218 | No | Shoalhaven | SDF2023
3816 | Berry | 2024 | . | 7.9687 | 2.2562 | 8.282 | 0.96218 | 6.58 | 1.863 | 6.8387 | 0.96218 | No | Shoalhaven | SDF2023
3817 | Berry | 2025 | . | 7.9744 | 2.2579 | 8.2879 | 0.96218 | 6.5857 | 1.8647 | 6.8446 | 0.96218 | No | Shoalhaven | SDF2023
3818 | Berry | 2026 | . | 7.8238 | 2.2152 | 8.1314 | 0.96218 | 6.4351 | 1.822 | 6.6881 | 0.96218 | No | Shoalhaven | SDF2023
3819 | Berry | 2027 | . | 7.7935 | 2.2066 | 8.0999 | 0.96218 | 6.4318 | 1.8211 | 6.6846 | 0.96218 | No | Shoalhaven | SDF2023
3820 | Berry | 2028 | . | 7.8045 | 2.2097 | 8.1113 | 0.96218 | 6.5176 | 1.8454 | 6.7738 | 0.96218 | No | Shoalhaven | SDF2023
3821 | Berry | 2029 | . | 7.9262 | 2.2442 | 8.2378 | 0.96218 | 6.6393 | 1.8798 | 6.9003 | 0.96218 | No | Shoalhaven | SDF2023
3822 | Berry | 2030 | . | 8.057 | 2.2812 | 8.3737 | 0.96218 | 6.7701 | 1.9169 | 7.0363 | 0.96218 | No | Shoalhaven | SDF2023
3823 | Berry | 2031 | . | 8.2521 | 2.3365 | 8.5765 | 0.96218 | 6.9653 | 1.9721 | 7.2391 | 0.96218 | No | Shoalhaven | SDF2023
3824 | Berry | 2032 | . | 8.4473 | 2.3917 | 8.7794 | 0.96218 | 7.1604 | 2.0274 | 7.4419 | 0.96218 | No | Shoalhaven | SDF2023
3825 | Bolong_Road | 2017 | 2.962 | 2.864 | 0.75561 | 2.962 | 0.96691 | 2.864 | 0.75561 | 2.962 | 0.96691 | No | Shoalhaven | SDF2023
3826 | Bolong_Road | 2018 | 2.671 | 2.864 | 1.2659 | 3.1313 | 0.91464 | 2.864 | 1.2659 | 3.1313 | 0.91464 | No | Shoalhaven | SDF2023
3827 | Bolong_Road | 2019 | 2.63 | 2.479 | 0.87515 | 2.6289 | 0.94297 | 2.479 | 0.87515 | 2.6289 | 0.94297 | No | Shoalhaven | SDF2023
3828 | Bolong_Road | 2020 | 3.343 | 3.212 | 0.92666 | 3.343 | 0.96081 | 3.212 | 0.92666 | 3.343 | 0.96081 | No | Shoalhaven | SDF2023
3829 | Bolong_Road | 2021 | 3.09 | 2.986 | 0.79492 | 3.09 | 0.96634 | 2.986 | 0.79492 | 3.09 | 0.96634 | No | Shoalhaven | SDF2023
3830 | Bolong_Road | 2022 | 4.2445 | 4.1772 | 0.75285 | 4.2445 | 0.98414 | 4.1772 | 0.75285 | 4.2445 | 0.98414 | No | Shoalhaven | SDF2023
3831 | Bolong_Road | 2023 | . | 4.1647 | 1.2785 | 4.3566 | 0.95597 | 4.1647 | 1.2785 | 4.3566 | 0.95597 | No | Shoalhaven | SDF2023
3832 | Bolong_Road | 2024 | . | 4.1538 | 1.2751 | 4.3451 | 0.95597 | 4.1538 | 1.2751 | 4.3451 | 0.95597 | No | Shoalhaven | SDF2023
3833 | Bolong_Road | 2025 | . | 4.167 | 1.2792 | 4.359 | 0.95597 | 4.167 | 1.2792 | 4.359 | 0.95597 | No | Shoalhaven | SDF2023
3834 | Bolong_Road | 2026 | . | 4.1455 | 1.2726 | 4.3364 | 0.95597 | 4.1455 | 1.2726 | 4.3364 | 0.95597 | No | Shoalhaven | SDF2023
3835 | Bolong_Road | 2027 | . | 4.1572 | 1.2762 | 4.3487 | 0.95597 | 4.1572 | 1.2762 | 4.3487 | 0.95597 | No | Shoalhaven | SDF2023
3836 | Bolong_Road | 2028 | . | 4.1853 | 1.2848 | 4.378 | 0.95597 | 4.1853 | 1.2848 | 4.378 | 0.95597 | No | Shoalhaven | SDF2023
3837 | Bolong_Road | 2029 | . | 4.2299 | 1.2985 | 4.4248 | 0.95597 | 4.2299 | 1.2985 | 4.4248 | 0.95597 | No | Shoalhaven | SDF2023
3838 | Bolong_Road | 2030 | . | 4.2723 | 1.3115 | 4.4691 | 0.95597 | 4.2723 | 1.3115 | 4.4691 | 0.95597 | No | Shoalhaven | SDF2023
3839 | Bolong_Road | 2031 | . | 4.3289 | 1.3289 | 4.5283 | 0.95597 | 4.3289 | 1.3289 | 4.5283 | 0.95597 | No | Shoalhaven | SDF2023
3840 | Bolong_Road | 2032 | . | 4.3855 | 1.3463 | 4.5875 | 0.95597 | 4.3855 | 1.3463 | 4.5875 | 0.95597 | No | Shoalhaven | SDF2023
3841 | Bomaderry | 2017 | 20.969 | 19.904 | 4.7424 | 20.4612 | 0.97277 | 17.822 | 4.2463 | 18.3209 | 0.97277 | No | Shoalhaven | SDF2023
3842 | Bomaderry | 2018 | 19.702 | 20.16 | 9.7634 | 22.3997 | 0.90001 | 17.27 | 8.3637 | 19.1887 | 0.90001 | No | Shoalhaven | SDF2023
3843 | Bomaderry | 2019 | 20.16 | 26.092 | 4.5523 | 26.4861 | 0.98512 | 20.8782 | 3.6426 | 21.1935 | 0.98512 | No | Shoalhaven | SDF2023
3844 | Bomaderry | 2020 | 22.176 | 19.8505 | . | 19.8505 | 1 | 17.2975 | . | 17.2975 | 1 | No | Shoalhaven | SDF2023
3845 | Bomaderry | 2021 | 20.203 | 20.6384 | 2.5376 | 20.7938 | 0.99253 | 18.0141 | 2.2149 | 18.1498 | 0.99253 | No | Shoalhaven | SDF2023
3846 | Bomaderry | 2022 | 17.8667 | 20.6199 | . | 20.6199 | 1 | 17.9486 | . | 17.9486 | 1 | No | Shoalhaven | SDF2023
3847 | Bomaderry | 2023 | . | 21.1649 | 4.8164 | 21.706 | 0.97507 | 18.4936 | 4.2085 | 18.9664 | 0.97507 | No | Shoalhaven | SDF2023
3848 | Bomaderry | 2024 | . | 21.7212 | 4.943 | 22.2766 | 0.97507 | 19.0499 | 4.3351 | 19.537 | 0.97507 | No | Shoalhaven | SDF2023
3849 | Bomaderry | 2025 | . | 22.4549 | 5.11 | 23.029 | 0.97507 | 19.7836 | 4.5021 | 20.2894 | 0.97507 | No | Shoalhaven | SDF2023
3850 | Bomaderry | 2026 | . | 22.8238 | 5.1939 | 23.4073 | 0.97507 | 20.1525 | 4.586 | 20.6677 | 0.97507 | No | Shoalhaven | SDF2023
3851 | Bomaderry | 2027 | . | 23.842 | 5.4257 | 24.4516 | 0.97507 | 21.1707 | 4.8178 | 21.712 | 0.97507 | No | Shoalhaven | SDF2023
3852 | Bomaderry | 2028 | . | 25.133 | 5.7194 | 25.7755 | 0.97507 | 22.4617 | 5.1115 | 23.0359 | 0.97507 | No | Shoalhaven | SDF2023
3853 | Bomaderry | 2029 | . | 26.2073 | 5.9639 | 26.8773 | 0.97507 | 23.5562 | 5.3606 | 24.1585 | 0.97507 | No | Shoalhaven | SDF2023
3854 | Bomaderry | 2030 | . | 27.3414 | 6.222 | 28.0404 | 0.97507 | 24.7184 | 5.6251 | 25.3503 | 0.97507 | No | Shoalhaven | SDF2023
3855 | Bomaderry | 2031 | . | 28.7184 | 6.5354 | 29.4527 | 0.97507 | 26.0954 | 5.9385 | 26.7626 | 0.97507 | No | Shoalhaven | SDF2023
3856 | Bomaderry | 2032 | . | 30.0955 | 6.8488 | 30.865 | 0.97507 | 27.4725 | 6.2518 | 28.1749 | 0.97507 | No | Shoalhaven | SDF2023
3857 | Burrier | 2017 | 2.204 | 2.012 | 0.89971 | 2.204 | 0.91289 | 2.012 | 0.89971 | 2.204 | 0.91289 | Yes | Shoalhaven | SDF2023
3858 | Burrier | 2018 | 2.182 | 1.992 | 0.89054 | 2.182 | 0.91292 | 1.992 | 0.89054 | 2.182 | 0.91292 | Yes | Shoalhaven | SDF2023
3859 | Burrier | 2019 | 2.22 | 2.032 | 0.8995 | 2.2222 | 0.91441 | 2.032 | 0.8995 | 2.2222 | 0.91441 | Yes | Shoalhaven | SDF2023
3860 | Burrier | 2020 | 2.187 | 2.006 | 0.87117 | 2.187 | 0.91724 | 2.006 | 0.87117 | 2.187 | 0.91724 | Yes | Shoalhaven | SDF2023
3861 | Burrier | 2021 | 2.219 | 2.03 | 0.89614 | 2.219 | 0.91483 | 2.03 | 0.89614 | 2.219 | 0.91483 | Yes | Shoalhaven | SDF2023
3862 | Burrier | 2022 | 2.1786 | 1.9984 | 0.86758 | 2.1786 | 0.91729 | 1.9984 | 0.86758 | 2.1786 | 0.91729 | Yes | Shoalhaven | SDF2023
3863 | Burrier | 2023 | . | 1.9984 | 0.88158 | 2.1842 | 0.91493 | 1.9984 | 0.88158 | 2.1842 | 0.91493 | Yes | Shoalhaven | SDF2023
3864 | Burrier | 2024 | . | 1.9984 | 0.88158 | 2.1842 | 0.91493 | 1.9984 | 0.88158 | 2.1842 | 0.91493 | Yes | Shoalhaven | SDF2023
3865 | Burrier | 2025 | . | 1.9984 | 0.88158 | 2.1842 | 0.91493 | 1.9984 | 0.88158 | 2.1842 | 0.91493 | Yes | Shoalhaven | SDF2023
3866 | Burrier | 2026 | . | 1.9984 | 0.88158 | 2.1842 | 0.91493 | 1.9984 | 0.88158 | 2.1842 | 0.91493 | Yes | Shoalhaven | SDF2023
3867 | Burrier | 2027 | . | 1.9984 | 0.88158 | 2.1842 | 0.91493 | 1.9984 | 0.88158 | 2.1842 | 0.91493 | Yes | Shoalhaven | SDF2023
3868 | Burrier | 2028 | . | 1.9984 | 0.88158 | 2.1842 | 0.91493 | 1.9984 | 0.88158 | 2.1842 | 0.91493 | Yes | Shoalhaven | SDF2023
3869 | Burrier | 2029 | . | 1.9984 | 0.88158 | 2.1842 | 0.91493 | 1.9984 | 0.88158 | 2.1842 | 0.91493 | Yes | Shoalhaven | SDF2023
3870 | Burrier | 2030 | . | 1.9984 | 0.88158 | 2.1842 | 0.91493 | 1.9984 | 0.88158 | 2.1842 | 0.91493 | Yes | Shoalhaven | SDF2023
3871 | Burrier | 2031 | . | 1.9984 | 0.88158 | 2.1842 | 0.91493 | 1.9984 | 0.88158 | 2.1842 | 0.91493 | Yes | Shoalhaven | SDF2023
3872 | Burrier | 2032 | . | 1.9984 | 0.88158 | 2.1842 | 0.91493 | 1.9984 | 0.88158 | 2.1842 | 0.91493 | Yes | Shoalhaven | SDF2023
3873 | HMAS_Albatross | 2017 | 5.085 | 4.831 | 1.587 | 5.085 | 0.95005 | 4.831 | 1.587 | 5.085 | 0.95005 | Yes | Shoalhaven | SDF2023
3874 | HMAS_Albatross | 2018 | 4.139 | 3.932 | 1.2926 | 4.139 | 0.94999 | 3.932 | 1.2926 | 4.139 | 0.94999 | Yes | Shoalhaven | SDF2023
3875 | HMAS_Albatross | 2019 | 4.63 | 4.404 | 1.4425 | 4.6342 | 0.95032 | 4.404 | 1.4425 | 4.6342 | 0.95032 | Yes | Shoalhaven | SDF2023
3876 | HMAS_Albatross | 2020 | 4.265 | 4.098 | 1.1818 | 4.265 | 0.96084 | 4.098 | 1.1818 | 4.265 | 0.96084 | Yes | Shoalhaven | SDF2023
3877 | HMAS_Albatross | 2021 | 3.694 | 3.61 | 0.78329 | 3.694 | 0.97726 | 3.61 | 0.78329 | 3.694 | 0.97726 | Yes | Shoalhaven | SDF2023
3878 | HMAS_Albatross | 2022 | 3.778 | 3.678 | 0.86348 | 3.778 | 0.97353 | 3.678 | 0.86348 | 3.778 | 0.97353 | Yes | Shoalhaven | SDF2023
3879 | HMAS_Albatross | 2023 | . | 3.678 | 0.86348 | 3.778 | 0.97353 | 3.678 | 0.86348 | 3.778 | 0.97353 | Yes | Shoalhaven | SDF2023
3880 | HMAS_Albatross | 2024 | . | 3.678 | 0.86348 | 3.778 | 0.97353 | 3.678 | 0.86348 | 3.778 | 0.97353 | Yes | Shoalhaven | SDF2023
3881 | HMAS_Albatross | 2025 | . | 9.2077 | 2.1617 | 9.458 | 0.97353 | 9.2077 | 2.1617 | 9.458 | 0.97353 | Yes | Shoalhaven | SDF2023
3882 | HMAS_Albatross | 2026 | . | 9.2077 | 2.1617 | 9.458 | 0.97353 | 9.2077 | 2.1617 | 9.458 | 0.97353 | Yes | Shoalhaven | SDF2023
3883 | HMAS_Albatross | 2027 | . | 9.2077 | 2.1617 | 9.458 | 0.97353 | 9.2077 | 2.1617 | 9.458 | 0.97353 | Yes | Shoalhaven | SDF2023
3884 | HMAS_Albatross | 2028 | . | 9.2077 | 2.1617 | 9.458 | 0.97353 | 9.2077 | 2.1617 | 9.458 | 0.97353 | Yes | Shoalhaven | SDF2023
3885 | HMAS_Albatross | 2029 | . | 9.2077 | 2.1617 | 9.458 | 0.97353 | 9.2077 | 2.1617 | 9.458 | 0.97353 | Yes | Shoalhaven | SDF2023
3886 | HMAS_Albatross | 2030 | . | 9.2077 | 2.1617 | 9.458 | 0.97353 | 9.2077 | 2.1617 | 9.458 | 0.97353 | Yes | Shoalhaven | SDF2023
3887 | HMAS_Albatross | 2031 | . | 9.2077 | 2.1617 | 9.458 | 0.97353 | 9.2077 | 2.1617 | 9.458 | 0.97353 | Yes | Shoalhaven | SDF2023
3888 | HMAS_Albatross | 2032 | . | 9.2077 | 2.1617 | 9.458 | 0.97353 | 9.2077 | 2.1617 | 9.458 | 0.97353 | Yes | Shoalhaven | SDF2023
3889 | Kangaroo_Valley | 2017 | 3.085 | 2.708 | 0.8893 | 2.8503 | 0.95008 | 2.305 | 0.75695 | 2.4261 | 0.95008 | No | Shoalhaven | SDF2023
3890 | Kangaroo_Valley | 2018 | 2.733 | 2.76 | 0.90842 | 2.9057 | 0.94987 | 2.36 | 0.77677 | 2.4845 | 0.94987 | No | Shoalhaven | SDF2023
3891 | Kangaroo_Valley | 2019 | 2.55 | 2.8266 | 0.62425 | 2.8947 | 0.97647 | 2.31 | 0.51016 | 2.3657 | 0.97647 | No | Shoalhaven | SDF2023
3892 | Kangaroo_Valley | 2020 | 2.327 | 2.2864 | 0.36438 | 2.3153 | 0.98754 | 1.935 | 0.30838 | 1.9594 | 0.98754 | No | Shoalhaven | SDF2023
3893 | Kangaroo_Valley | 2021 | 2.525 | 2.4795 | 0.37906 | 2.5083 | 0.98851 | 2.1202 | 0.32414 | 2.1448 | 0.98851 | No | Shoalhaven | SDF2023
3894 | Kangaroo_Valley | 2022 | 1.9617 | 2.795 | 0.24837 | 2.806 | 0.99607 | 2.1873 | 0.19438 | 2.196 | 0.99607 | No | Shoalhaven | SDF2023
3895 | Kangaroo_Valley | 2023 | . | 2.9074 | 0.66592 | 2.9827 | 0.97476 | 2.3009 | 0.52701 | 2.3605 | 0.97476 | No | Shoalhaven | SDF2023
3896 | Kangaroo_Valley | 2024 | . | 2.901 | 0.66446 | 2.9762 | 0.97476 | 2.2945 | 0.52555 | 2.354 | 0.97476 | No | Shoalhaven | SDF2023
3897 | Kangaroo_Valley | 2025 | . | 2.9176 | 0.66825 | 2.9931 | 0.97476 | 2.3111 | 0.52934 | 2.3709 | 0.97476 | No | Shoalhaven | SDF2023
3898 | Kangaroo_Valley | 2026 | . | 2.8957 | 0.66325 | 2.9707 | 0.97476 | 2.2892 | 0.52433 | 2.3485 | 0.97476 | No | Shoalhaven | SDF2023
3899 | Kangaroo_Valley | 2027 | . | 2.9128 | 0.66715 | 2.9882 | 0.97476 | 2.3063 | 0.52824 | 2.366 | 0.97476 | No | Shoalhaven | SDF2023
3900 | Kangaroo_Valley | 2028 | . | 2.9495 | 0.67557 | 3.0259 | 0.97476 | 2.343 | 0.53665 | 2.4037 | 0.97476 | No | Shoalhaven | SDF2023
3901 | Kangaroo_Valley | 2029 | . | 3.0064 | 0.6886 | 3.0843 | 0.97476 | 2.3999 | 0.54969 | 2.4621 | 0.97476 | No | Shoalhaven | SDF2023
3902 | Kangaroo_Valley | 2030 | . | 3.0611 | 0.70112 | 3.1404 | 0.97476 | 2.4546 | 0.56221 | 2.5182 | 0.97476 | No | Shoalhaven | SDF2023
3903 | Kangaroo_Valley | 2031 | . | 3.1337 | 0.71775 | 3.2148 | 0.97476 | 2.5272 | 0.57884 | 2.5926 | 0.97476 | No | Shoalhaven | SDF2023
3904 | Kangaroo_Valley | 2032 | . | 3.2063 | 0.73438 | 3.2893 | 0.97476 | 2.5998 | 0.59547 | 2.6671 | 0.97476 | No | Shoalhaven | SDF2023
3905 | Manildra | 2017 | 8.6337 | 7.9396 | 3.3918 | 8.6337 | 0.9196 | 7.9396 | 3.3918 | 8.6337 | 0.9196 | Yes | Shoalhaven | SDF2023
3906 | Manildra | 2018 | 9.3604 | 8.6376 | 3.6069 | 9.3604 | 0.92278 | 8.6376 | 3.6069 | 9.3604 | 0.92278 | Yes | Shoalhaven | SDF2023
3907 | Manildra | 2019 | 9.7797 | 9.0114 | 3.8004 | 9.78 | 0.92141 | 9.0114 | 3.8004 | 9.78 | 0.92141 | Yes | Shoalhaven | SDF2023
3908 | Manildra | 2020 | 10.1217 | 9.2719 | 4.0596 | 10.1217 | 0.91604 | 9.2719 | 4.0596 | 10.1217 | 0.91604 | Yes | Shoalhaven | SDF2023
3909 | Manildra | 2021 | 11.5857 | 10.6125 | 4.6479 | 11.5857 | 0.916 | 10.6125 | 4.6479 | 11.5857 | 0.916 | Yes | Shoalhaven | SDF2023
3910 | Manildra | 2022 | 13.2646 | 13.1983 | 1.3246 | 13.2646 | 0.995 | 13.1983 | 1.3246 | 13.2646 | 0.995 | Yes | Shoalhaven | SDF2023
3911 | Manildra | 2023 | . | 13.1983 | 1.3246 | 13.2646 | 0.995 | 13.1983 | 1.3246 | 13.2646 | 0.995 | Yes | Shoalhaven | SDF2023
3912 | Manildra | 2024 | . | 13.1983 | 1.3246 | 13.2646 | 0.995 | 13.1983 | 1.3246 | 13.2646 | 0.995 | Yes | Shoalhaven | SDF2023
3913 | Manildra | 2025 | . | 13.1983 | 1.3246 | 13.2646 | 0.995 | 13.1983 | 1.3246 | 13.2646 | 0.995 | Yes | Shoalhaven | SDF2023
3914 | Manildra | 2026 | . | 13.1983 | 1.3246 | 13.2646 | 0.995 | 13.1983 | 1.3246 | 13.2646 | 0.995 | Yes | Shoalhaven | SDF2023
3915 | Manildra | 2027 | . | 13.1983 | 1.3246 | 13.2646 | 0.995 | 13.1983 | 1.3246 | 13.2646 | 0.995 | Yes | Shoalhaven | SDF2023
3916 | Manildra | 2028 | . | 13.1983 | 1.3246 | 13.2646 | 0.995 | 13.1983 | 1.3246 | 13.2646 | 0.995 | Yes | Shoalhaven | SDF2023
3917 | Manildra | 2029 | . | 13.1983 | 1.3246 | 13.2646 | 0.995 | 13.1983 | 1.3246 | 13.2646 | 0.995 | Yes | Shoalhaven | SDF2023
3918 | Manildra | 2030 | . | 13.1983 | 1.3246 | 13.2646 | 0.995 | 13.1983 | 1.3246 | 13.2646 | 0.995 | Yes | Shoalhaven | SDF2023
3919 | Manildra | 2031 | . | 13.1983 | 1.3246 | 13.2646 | 0.995 | 13.1983 | 1.3246 | 13.2646 | 0.995 | Yes | Shoalhaven | SDF2023
3920 | Manildra | 2032 | . | 13.1983 | 1.3246 | 13.2646 | 0.995 | 13.1983 | 1.3246 | 13.2646 | 0.995 | Yes | Shoalhaven | SDF2023
3921 | Manildra_SM22 | 2017 | 26.8643 | 24.7044 | 10.5537 | 26.8643 | 0.9196 | 24.7044 | 10.5537 | 26.8643 | 0.9196 | Yes | Shoalhaven | SDF2023
3922 | Manildra_SM22 | 2018 | 29.1256 | 26.8764 | 11.2231 | 29.1256 | 0.92278 | 26.8764 | 11.2231 | 29.1256 | 0.92278 | Yes | Shoalhaven | SDF2023
3923 | Manildra_SM22 | 2019 | 30.4303 | 28.0396 | 11.8251 | 30.4311 | 0.92141 | 28.0396 | 11.8251 | 30.4311 | 0.92141 | Yes | Shoalhaven | SDF2023
3924 | Manildra_SM22 | 2020 | 31.4943 | 28.8501 | 12.6318 | 31.4943 | 0.91604 | 28.8501 | 12.6318 | 31.4943 | 0.91604 | Yes | Shoalhaven | SDF2023
3925 | Manildra_SM22 | 2021 | 36.2077 | 33.0214 | 14.8521 | 36.2077 | 0.912 | 33.0214 | 14.8521 | 36.2077 | 0.912 | Yes | Shoalhaven | SDF2023
3926 | Manildra_SM22 | 2022 | 39.0191 | 38.824 | 3.8971 | 39.0191 | 0.995 | 38.824 | 3.8971 | 39.0191 | 0.995 | Yes | Shoalhaven | SDF2023
3927 | Manildra_SM22 | 2023 | . | 38.824 | 3.8971 | 39.0191 | 0.995 | 38.824 | 3.8971 | 39.0191 | 0.995 | Yes | Shoalhaven | SDF2023
3928 | Manildra_SM22 | 2024 | . | 38.824 | 3.8971 | 39.0191 | 0.995 | 38.824 | 3.8971 | 39.0191 | 0.995 | Yes | Shoalhaven | SDF2023
3929 | Manildra_SM22 | 2025 | . | 38.824 | 3.8971 | 39.0191 | 0.995 | 38.824 | 3.8971 | 39.0191 | 0.995 | Yes | Shoalhaven | SDF2023
3930 | Manildra_SM22 | 2026 | . | 38.824 | 3.8971 | 39.0191 | 0.995 | 38.824 | 3.8971 | 39.0191 | 0.995 | Yes | Shoalhaven | SDF2023
3931 | Manildra_SM22 | 2027 | . | 38.824 | 3.8971 | 39.0191 | 0.995 | 38.824 | 3.8971 | 39.0191 | 0.995 | Yes | Shoalhaven | SDF2023
3932 | Manildra_SM22 | 2028 | . | 38.824 | 3.8971 | 39.0191 | 0.995 | 38.824 | 3.8971 | 39.0191 | 0.995 | Yes | Shoalhaven | SDF2023
3933 | Manildra_SM22 | 2029 | . | 38.824 | 3.8971 | 39.0191 | 0.995 | 38.824 | 3.8971 | 39.0191 | 0.995 | Yes | Shoalhaven | SDF2023
3934 | Manildra_SM22 | 2030 | . | 38.824 | 3.8971 | 39.0191 | 0.995 | 38.824 | 3.8971 | 39.0191 | 0.995 | Yes | Shoalhaven | SDF2023
3935 | Manildra_SM22 | 2031 | . | 38.824 | 3.8971 | 39.0191 | 0.995 | 38.824 | 3.8971 | 39.0191 | 0.995 | Yes | Shoalhaven | SDF2023
3936 | Manildra_SM22 | 2032 | . | 38.824 | 3.8971 | 39.0191 | 0.995 | 38.824 | 3.8971 | 39.0191 | 0.995 | Yes | Shoalhaven | SDF2023
3937 | Nowra_ | 2017 | 26.243 | 29.09 | 1.6673 | 29.1377 | 0.99836 | 23.306 | 1.3358 | 23.3443 | 0.99836 | No | Shoalhaven | SDF2023
3938 | Nowra_ | 2018 | 20.421 | 25.5 | 2.4154 | 25.6141 | 0.99554 | 22.86 | 2.1654 | 22.9623 | 0.99554 | No | Shoalhaven | SDF2023
3939 | Nowra_ | 2019 | 23.73 | 25.6646 | 3.5192 | 25.9048 | 0.99073 | 22.7264 | 3.1163 | 22.939 | 0.99073 | No | Shoalhaven | SDF2023
3940 | Nowra_ | 2020 | 24.316 | 24.2878 | 2.3809 | 24.4042 | 0.99523 | 20.9697 | 2.0556 | 21.0702 | 0.99523 | No | Shoalhaven | SDF2023
3941 | Nowra_ | 2021 | 21.194 | 24.637 | 1.9929 | 24.7175 | 0.99674 | 21.2481 | 1.7188 | 21.3175 | 0.99674 | No | Shoalhaven | SDF2023
3942 | Nowra_ | 2022 | 20.995 | 26.0841 | 14.9466 | 30.0629 | 0.86765 | 22.5175 | 12.9029 | 25.9523 | 0.86765 | No | Shoalhaven | SDF2023
3943 | Nowra_ | 2023 | . | 26.5075 | 6.1602 | 27.2139 | 0.97404 | 22.963 | 5.3365 | 23.5749 | 0.97404 | No | Shoalhaven | SDF2023
3944 | Nowra_ | 2024 | . | 26.4392 | 6.1444 | 27.1438 | 0.97404 | 22.9427 | 5.3318 | 23.5541 | 0.97404 | No | Shoalhaven | SDF2023
3945 | Nowra_ | 2025 | . | 26.6264 | 6.1879 | 27.336 | 0.97404 | 23.1758 | 5.386 | 23.7935 | 0.97404 | No | Shoalhaven | SDF2023
3946 | Nowra_ | 2026 | . | 26.3725 | 6.1288 | 27.0753 | 0.97404 | 22.9219 | 5.327 | 23.5328 | 0.97404 | No | Shoalhaven | SDF2023
3947 | Nowra_ | 2027 | . | 26.4065 | 6.1368 | 27.1102 | 0.97404 | 22.956 | 5.3349 | 23.5677 | 0.97404 | No | Shoalhaven | SDF2023
3948 | Nowra_ | 2028 | . | 26.5538 | 6.171 | 27.2614 | 0.97404 | 23.1032 | 5.3691 | 23.7189 | 0.97404 | No | Shoalhaven | SDF2023
3949 | Nowra_ | 2029 | . | 26.816 | 6.2319 | 27.5306 | 0.97404 | 23.3655 | 5.43 | 23.9881 | 0.97404 | No | Shoalhaven | SDF2023
3950 | Nowra_ | 2030 | . | 27.0567 | 6.2879 | 27.7777 | 0.97404 | 23.6061 | 5.486 | 24.2352 | 0.97404 | No | Shoalhaven | SDF2023
3951 | Nowra_ | 2031 | . | 27.4037 | 6.3685 | 28.134 | 0.97404 | 23.9532 | 5.5666 | 24.5915 | 0.97404 | No | Shoalhaven | SDF2023
3952 | Nowra_ | 2032 | . | 27.7508 | 6.4492 | 28.4903 | 0.97404 | 24.3003 | 5.6473 | 24.9478 | 0.97404 | No | Shoalhaven | SDF2023
3953 | Undiversified | 2017 | 105.646 | 103.8384 | 26.7828 | 108.2928 | 0.95887 | 93.8824 | 25.4671 | 98.2108 | 0.95593 | No | Shoalhaven | SDF2023
3954 | Undiversified | 2018 | 98.839 | 101.4034 | 33.3004 | 107.8425 | 0.94029 | 94.0734 | 31.2624 | 100.1351 | 0.93946 | No | Shoalhaven | SDF2023
3955 | Undiversified | 2019 | 104.83 | 109.7483 | 29.3257 | 114.4418 | 0.95899 | 99.6214 | 27.6691 | 104.1782 | 0.95626 | No | Shoalhaven | SDF2023
3956 | Undiversified | 2020 | 115.262 | 106.6345 | 25.7043 | 111.7529 | 0.9542 | 98.9034 | 25.2801 | 104.0008 | 0.95099 | No | Shoalhaven | SDF2023
3957 | Undiversified | 2021 | 116.3484 | 114.4172 | 32.2865 | 120.2079 | 0.95183 | 106.7374 | 31.1042 | 112.3895 | 0.94971 | No | Shoalhaven | SDF2023
3958 | Undiversified | 2022 | 116.6866 | 125.4562 | 27.4232 | 130.9885 | 0.95776 | 117.2219 | 24.6411 | 122.0484 | 0.96045 | No | Shoalhaven | SDF2023
3959 | Undiversified | 2023 | . | 126.3996 | 25.436 | 129.6232 | 0.97513 | 118.1886 | 23.4722 | 121.1791 | 0.97532 | No | Shoalhaven | SDF2023
3960 | Undiversified | 2024 | . | 126.776 | 25.5152 | 130.0076 | 0.97514 | 118.6131 | 23.5626 | 121.6129 | 0.97533 | No | Shoalhaven | SDF2023
3961 | Undiversified | 2025 | . | 133.262 | 27.0333 | 136.669 | 0.97507 | 125.145 | 25.0914 | 128.3214 | 0.97525 | No | Shoalhaven | SDF2023
3962 | Undiversified | 2026 | . | 133.183 | 27.004 | 136.5851 | 0.97509 | 125.0659 | 25.0621 | 128.2375 | 0.97527 | No | Shoalhaven | SDF2023
3963 | Undiversified | 2027 | . | 134.2337 | 27.2425 | 137.6626 | 0.97509 | 126.1436 | 25.3083 | 129.343 | 0.97526 | No | Shoalhaven | SDF2023
3964 | Undiversified | 2028 | . | 135.7477 | 27.5907 | 139.2162 | 0.97509 | 127.7325 | 25.6776 | 130.9744 | 0.97525 | No | Shoalhaven | SDF2023
3965 | Undiversified | 2029 | . | 137.3075 | 27.9573 | 140.8188 | 0.97507 | 129.3126 | 26.0488 | 132.5978 | 0.97522 | No | Shoalhaven | SDF2023
3966 | Undiversified | 2030 | . | 138.9101 | 28.3339 | 142.4653 | 0.97505 | 130.9432 | 26.4318 | 134.2731 | 0.9752 | No | Shoalhaven | SDF2023
3967 | Undiversified | 2031 | . | 140.9586 | 28.8172 | 144.5704 | 0.97502 | 132.9917 | 26.9151 | 136.3782 | 0.97517 | No | Shoalhaven | SDF2023
3968 | Undiversified | 2032 | . | 143.0071 | 29.3004 | 146.6755 | 0.97499 | 135.0402 | 27.3984 | 138.4833 | 0.97514 | No | Shoalhaven | SDF2023
3969 | Diversified | 2017 | 92.8951 | 102.299 | 17.3715 | 103.7635 | 0.98589 | 89.655 | 15.2244 | 90.9385 | 0.98589 | No | Shoalhaven | SDF2023
3970 | Diversified | 2018 | 91.4945 | 103.79 | 10.8352 | 104.354 | 0.99459 | 91.31 | 9.5324 | 91.8062 | 0.99459 | No | Shoalhaven | SDF2023
3971 | Diversified | 2019 | 96.8493 | 111.8821 | 27.2215 | 115.1461 | 0.97165 | 98.0304 | 23.8513 | 100.8903 | 0.97165 | No | Shoalhaven | SDF2023
3972 | Diversified | 2020 | 104.2363 | 100.141 | 24.8838 | 103.1864 | 0.97049 | 90.917 | 22.5917 | 93.6818 | 0.97049 | No | Shoalhaven | SDF2023
3973 | Diversified | 2021 | 101.5718 | 102.2167 | 25.9794 | 105.4665 | 0.96919 | 93.4729 | 23.757 | 96.4447 | 0.96919 | No | Shoalhaven | SDF2023
3974 | Diversified | 2022 | 97.2687 | 107.5058 | 15.2867 | 108.5872 | 0.99004 | 98.0423 | 13.9411 | 99.0285 | 0.99004 | No | Shoalhaven | SDF2023
3975 | Diversified | 2023 | . | 105.7183 | 15.0325 | 106.7818 | 0.99004 | 98.8508 | 14.056 | 99.8451 | 0.99004 | No | Shoalhaven | SDF2023
3976 | Diversified | 2024 | . | 106.0332 | 15.0773 | 107.0998 | 0.99004 | 99.2058 | 14.1065 | 100.2037 | 0.99004 | No | Shoalhaven | SDF2023
3977 | Diversified | 2025 | . | 111.458 | 15.8487 | 112.5791 | 0.99004 | 104.669 | 14.8833 | 105.7219 | 0.99004 | No | Shoalhaven | SDF2023
3978 | Diversified | 2026 | . | 111.3919 | 15.8393 | 112.5124 | 0.99004 | 104.6029 | 14.8739 | 105.6551 | 0.99004 | No | Shoalhaven | SDF2023
3979 | Diversified | 2027 | . | 112.2707 | 15.9642 | 113.4 | 0.99004 | 105.5043 | 15.0021 | 106.5656 | 0.99004 | No | Shoalhaven | SDF2023
3980 | Diversified | 2028 | . | 113.537 | 16.1443 | 114.679 | 0.99004 | 106.8332 | 15.1911 | 107.9078 | 0.99004 | No | Shoalhaven | SDF2023
3981 | Diversified | 2029 | . | 114.8416 | 16.3298 | 115.9968 | 0.99004 | 108.1548 | 15.379 | 109.2427 | 0.99004 | No | Shoalhaven | SDF2023
3982 | Diversified | 2030 | . | 116.1819 | 16.5204 | 117.3506 | 0.99004 | 109.5185 | 15.5729 | 110.6202 | 0.99004 | No | Shoalhaven | SDF2023
3983 | Diversified | 2031 | . | 117.8953 | 16.764 | 119.0812 | 0.99004 | 111.2319 | 15.8165 | 112.3508 | 0.99004 | No | Shoalhaven | SDF2023
3984 | Diversified | 2032 | . | 119.6086 | 17.0076 | 120.8117 | 0.99004 | 112.9452 | 16.0601 | 114.0813 | 0.99004 | No | Shoalhaven | SDF2023
3985 | BHP_cordeaux_colliery | 2017 | 0.128 | 0.075 | 0.11718 | 0.13913 | 0.53906 | 0.075 | 0.11718 | 0.13913 | 0.53906 | Yes | Springhill | SDF2023
3986 | BHP_cordeaux_colliery | 2018 | 0.112 | 0.076 | 0.082268 | 0.112 | 0.67857 | 0.076 | 0.082268 | 0.112 | 0.67857 | Yes | Springhill | SDF2023
3987 | BHP_cordeaux_colliery | 2019 | 0.12 | 0.082 | 0.091679 | 0.123 | 0.66667 | 0.082 | 0.091679 | 0.123 | 0.66667 | Yes | Springhill | SDF2023
3988 | BHP_cordeaux_colliery | 2020 | 0.12 | 0.078 | 0.091192 | 0.12 | 0.65 | 0.078 | 0.091192 | 0.12 | 0.65 | Yes | Springhill | SDF2023
3989 | BHP_cordeaux_colliery | 2021 | 0.118 | 0.076 | 0.098682 | 0.12456 | 0.61017 | 0.076 | 0.098682 | 0.12456 | 0.61017 | Yes | Springhill | SDF2023
3990 | BHP_cordeaux_colliery | 2022 | 0.102 | 0.0691 | 0.079946 | 0.10567 | 0.65392 | 0.0691 | 0.079946 | 0.10567 | 0.65392 | Yes | Springhill | SDF2023
3991 | BHP_cordeaux_colliery | 2023 | . | 0.0691 | 0.079946 | 0.10567 | 0.65392 | 0.0691 | 0.079946 | 0.10567 | 0.65392 | Yes | Springhill | SDF2023
3992 | BHP_cordeaux_colliery | 2024 | . | 0.0691 | 0.079946 | 0.10567 | 0.65392 | 0.0691 | 0.079946 | 0.10567 | 0.65392 | Yes | Springhill | SDF2023
3993 | BHP_cordeaux_colliery | 2025 | . | 0.0691 | 0.079946 | 0.10567 | 0.65392 | 0.0691 | 0.079946 | 0.10567 | 0.65392 | Yes | Springhill | SDF2023
3994 | BHP_cordeaux_colliery | 2026 | . | 0.0691 | 0.079946 | 0.10567 | 0.65392 | 0.0691 | 0.079946 | 0.10567 | 0.65392 | Yes | Springhill | SDF2023
3995 | BHP_cordeaux_colliery | 2027 | . | 0.0691 | 0.079946 | 0.10567 | 0.65392 | 0.0691 | 0.079946 | 0.10567 | 0.65392 | Yes | Springhill | SDF2023
3996 | BHP_cordeaux_colliery | 2028 | . | 0.0691 | 0.079946 | 0.10567 | 0.65392 | 0.0691 | 0.079946 | 0.10567 | 0.65392 | Yes | Springhill | SDF2023
3997 | BHP_cordeaux_colliery | 2029 | . | 0.0691 | 0.079946 | 0.10567 | 0.65392 | 0.0691 | 0.079946 | 0.10567 | 0.65392 | Yes | Springhill | SDF2023
3998 | BHP_cordeaux_colliery | 2030 | . | 0.0691 | 0.079946 | 0.10567 | 0.65392 | 0.0691 | 0.079946 | 0.10567 | 0.65392 | Yes | Springhill | SDF2023
3999 | BHP_cordeaux_colliery | 2031 | . | 0.0691 | 0.079946 | 0.10567 | 0.65392 | 0.0691 | 0.079946 | 0.10567 | 0.65392 | Yes | Springhill | SDF2023
4000 | BHP_cordeaux_colliery | 2032 | . | 0.0691 | 0.079946 | 0.10567 | 0.65392 | 0.0691 | 0.079946 | 0.10567 | 0.65392 | Yes | Springhill | SDF2023
4001 | Dendrobium_Mine | 2017 | 10.297 | 9.895 | 4.2613 | 10.7736 | 0.91845 | 9.895 | 4.2613 | 10.7736 | 0.91845 | Yes | Springhill | SDF2023
4002 | Dendrobium_Mine | 2018 | 10.165 | 9.75 | 2.8748 | 10.165 | 0.95917 | 9.75 | 2.8748 | 10.165 | 0.95917 | Yes | Springhill | SDF2023
4003 | Dendrobium_Mine | 2019 | 10.49 | 9.838 | 3.6344 | 10.4879 | 0.93804 | 9.838 | 3.6344 | 10.4879 | 0.93804 | Yes | Springhill | SDF2023
4004 | Dendrobium_Mine | 2020 | 13.135 | 10.852 | 7.4002 | 13.135 | 0.82619 | 10.852 | 7.4002 | 13.135 | 0.82619 | Yes | Springhill | SDF2023
4005 | Dendrobium_Mine | 2021 | 12.86 | 12.167 | 4.1646 | 12.86 | 0.94611 | 12.167 | 4.1646 | 12.86 | 0.94611 | Yes | Springhill | SDF2023
4006 | Dendrobium_Mine | 2022 | 13.9634 | 13.4533 | 3.7397 | 13.9634 | 0.96347 | 13.4533 | 3.7397 | 13.9634 | 0.96347 | Yes | Springhill | SDF2023
4007 | Dendrobium_Mine | 2023 | . | 13.4533 | 5.7937 | 14.6478 | 0.91845 | 13.4533 | 5.7937 | 14.6478 | 0.91845 | Yes | Springhill | SDF2023
4008 | Dendrobium_Mine | 2024 | . | 13.4533 | 5.7937 | 14.6478 | 0.91845 | 13.4533 | 5.7937 | 14.6478 | 0.91845 | Yes | Springhill | SDF2023
4009 | Dendrobium_Mine | 2025 | . | 13.4533 | 5.7937 | 14.6478 | 0.91845 | 13.4533 | 5.7937 | 14.6478 | 0.91845 | Yes | Springhill | SDF2023
4010 | Dendrobium_Mine | 2026 | . | 13.4533 | 5.7937 | 14.6478 | 0.91845 | 13.4533 | 5.7937 | 14.6478 | 0.91845 | Yes | Springhill | SDF2023
4011 | Dendrobium_Mine | 2027 | . | 13.4533 | 5.7937 | 14.6478 | 0.91845 | 13.4533 | 5.7937 | 14.6478 | 0.91845 | Yes | Springhill | SDF2023
4012 | Dendrobium_Mine | 2028 | . | 13.4533 | 5.7937 | 14.6478 | 0.91845 | 13.4533 | 5.7937 | 14.6478 | 0.91845 | Yes | Springhill | SDF2023
4013 | Dendrobium_Mine | 2029 | . | 13.4533 | 5.7937 | 14.6478 | 0.91845 | 13.4533 | 5.7937 | 14.6478 | 0.91845 | Yes | Springhill | SDF2023
4014 | Dendrobium_Mine | 2030 | . | 13.4533 | 5.7937 | 14.6478 | 0.91845 | 13.4533 | 5.7937 | 14.6478 | 0.91845 | Yes | Springhill | SDF2023
4015 | Dendrobium_Mine | 2031 | . | 13.4533 | 5.7937 | 14.6478 | 0.91845 | 13.4533 | 5.7937 | 14.6478 | 0.91845 | Yes | Springhill | SDF2023
4016 | Dendrobium_Mine | 2032 | . | 13.4533 | 5.7937 | 14.6478 | 0.91845 | 13.4533 | 5.7937 | 14.6478 | 0.91845 | Yes | Springhill | SDF2023
4017 | Dendrobium_vent_fan_b | 2017 | 0.641 | 0.618 | 0.17017 | 0.641 | 0.96412 | 0.618 | 0.17017 | 0.641 | 0.96412 | Yes | Springhill | SDF2023
4018 | Dendrobium_vent_fan_b | 2018 | 0.752 | 0.731 | 0.17647 | 0.752 | 0.97207 | 0.731 | 0.17647 | 0.752 | 0.97207 | Yes | Springhill | SDF2023
4019 | Dendrobium_vent_fan_b | 2019 | 1.51 | 1.444 | 0.45568 | 1.5142 | 0.95364 | 1.444 | 0.45568 | 1.5142 | 0.95364 | Yes | Springhill | SDF2023
4020 | Dendrobium_vent_fan_b | 2020 | 1.603 | 1.538 | 0.45185 | 1.603 | 0.95945 | 1.538 | 0.45185 | 1.603 | 0.95945 | Yes | Springhill | SDF2023
4021 | Dendrobium_vent_fan_b | 2021 | 0.779 | 0.713 | 0.3138 | 0.779 | 0.91528 | 0.713 | 0.3138 | 0.779 | 0.91528 | Yes | Springhill | SDF2023
4022 | Dendrobium_vent_fan_b | 2022 | 0.5132 | 0.4929 | 0.14291 | 0.5132 | 0.96044 | 0.4929 | 0.14291 | 0.5132 | 0.96044 | Yes | Springhill | SDF2023
4023 | Dendrobium_vent_fan_b | 2023 | . | 0.4929 | 0.14291 | 0.5132 | 0.96044 | 0.4929 | 0.14291 | 0.5132 | 0.96044 | Yes | Springhill | SDF2023
4024 | Dendrobium_vent_fan_b | 2024 | . | 0.4929 | 0.14291 | 0.5132 | 0.96044 | 0.4929 | 0.14291 | 0.5132 | 0.96044 | Yes | Springhill | SDF2023
4025 | Dendrobium_vent_fan_b | 2025 | . | 0.4929 | 0.14291 | 0.5132 | 0.96044 | 0.4929 | 0.14291 | 0.5132 | 0.96044 | Yes | Springhill | SDF2023
4026 | Dendrobium_vent_fan_b | 2026 | . | 0.4929 | 0.14291 | 0.5132 | 0.96044 | 0.4929 | 0.14291 | 0.5132 | 0.96044 | Yes | Springhill | SDF2023
4027 | Dendrobium_vent_fan_b | 2027 | . | 0.4929 | 0.14291 | 0.5132 | 0.96044 | 0.4929 | 0.14291 | 0.5132 | 0.96044 | Yes | Springhill | SDF2023
4028 | Dendrobium_vent_fan_b | 2028 | . | 0.4929 | 0.14291 | 0.5132 | 0.96044 | 0.4929 | 0.14291 | 0.5132 | 0.96044 | Yes | Springhill | SDF2023
4029 | Dendrobium_vent_fan_b | 2029 | . | 2.5444 | 0.73773 | 2.6492 | 0.96044 | 2.5444 | 0.73773 | 2.6492 | 0.96044 | Yes | Springhill | SDF2023
4030 | Dendrobium_vent_fan_b | 2030 | . | 2.5444 | 0.73773 | 2.6492 | 0.96044 | 2.5444 | 0.73773 | 2.6492 | 0.96044 | Yes | Springhill | SDF2023
4031 | Dendrobium_vent_fan_b | 2031 | . | 2.5444 | 0.73773 | 2.6492 | 0.96044 | 2.5444 | 0.73773 | 2.6492 | 0.96044 | Yes | Springhill | SDF2023
4032 | Dendrobium_vent_fan_b | 2032 | . | 2.5444 | 0.73773 | 2.6492 | 0.96044 | 2.5444 | 0.73773 | 2.6492 | 0.96044 | Yes | Springhill | SDF2023
4033 | Dapto | 2017 | 34.734 | 35.815 | 2.7778 | 35.9226 | 0.99701 | 30.506 | 2.366 | 30.5976 | 0.99701 | No | Springhill | SDF2023
4034 | Dapto | 2018 | 32.676 | 35.27 | 3.4588 | 35.4392 | 0.99523 | 29.76 | 2.9185 | 29.9028 | 0.99523 | No | Springhill | SDF2023
4035 | Dapto | 2019 | 32.35 | 37.5868 | 4.3037 | 37.8324 | 0.99351 | 31.5836 | 3.6164 | 31.79 | 0.99351 | No | Springhill | SDF2023
4036 | Dapto | 2020 | 34.901 | 35.9259 | 3.4736 | 36.0934 | 0.99536 | 29.9931 | 2.9 | 30.133 | 0.99536 | No | Springhill | SDF2023
4037 | Dapto | 2021 | 32.973 | 36.671 | 2.461 | 36.7535 | 0.99776 | 30.524 | 2.0484 | 30.5927 | 0.99776 | No | Springhill | SDF2023
4038 | Dapto | 2022 | 30.4017 | 37.451 | 3.2667 | 37.5932 | 0.99622 | 30.7804 | 2.6849 | 30.8972 | 0.99622 | No | Springhill | SDF2023
4039 | Dapto | 2023 | . | 37.6225 | 2.9274 | 37.7362 | 0.99699 | 30.9519 | 2.4083 | 31.0454 | 0.99699 | No | Springhill | SDF2023
4040 | Dapto | 2024 | . | 37.4659 | 2.9152 | 37.5792 | 0.99699 | 30.7953 | 2.3962 | 30.8884 | 0.99699 | No | Springhill | SDF2023
4041 | Dapto | 2025 | . | 37.9041 | 2.9493 | 38.0187 | 0.99699 | 31.2335 | 2.4303 | 31.3279 | 0.99699 | No | Springhill | SDF2023
4042 | Dapto | 2026 | . | 37.5022 | 2.918 | 37.6155 | 0.99699 | 30.8315 | 2.399 | 30.9247 | 0.99699 | No | Springhill | SDF2023
4043 | Dapto | 2027 | . | 37.4425 | 2.9134 | 37.5557 | 0.99699 | 30.7719 | 2.3943 | 30.8649 | 0.99699 | No | Springhill | SDF2023
4044 | Dapto | 2028 | . | 37.5733 | 2.9236 | 37.6868 | 0.99699 | 30.9611 | 2.4091 | 31.0547 | 0.99699 | No | Springhill | SDF2023
4045 | Dapto | 2029 | . | 21.3838 | 1.6639 | 21.4484 | 0.99699 | 14.8529 | 1.1557 | 14.8978 | 0.99699 | No | Springhill | SDF2023
4046 | Dapto | 2030 | . | 21.707 | 1.689 | 21.7726 | 0.99699 | 15.2206 | 1.1843 | 15.2666 | 0.99699 | No | Springhill | SDF2023
4047 | Dapto | 2031 | . | 22.2449 | 1.7309 | 22.3121 | 0.99699 | 15.7585 | 1.2262 | 15.8061 | 0.99699 | No | Springhill | SDF2023
4048 | Dapto | 2032 | . | 22.7827 | 1.7727 | 22.8516 | 0.99699 | 16.2964 | 1.268 | 16.3456 | 0.99699 | No | Springhill | SDF2023
4049 | Grain_Terminal | 2017 | 4.161 | 3.888 | 1.4824 | 4.161 | 0.93439 | 3.888 | 1.4824 | 4.161 | 0.93439 | Yes | Springhill | SDF2023
4050 | Grain_Terminal | 2018 | 2.351 | 2.2 | 0.82898 | 2.351 | 0.93577 | 2.2 | 0.82898 | 2.351 | 0.93577 | Yes | Springhill | SDF2023
4051 | Grain_Terminal | 2019 | 2.35 | 2.246 | 0.67703 | 2.3458 | 0.95745 | 2.246 | 0.67703 | 2.3458 | 0.95745 | Yes | Springhill | SDF2023
4052 | Grain_Terminal | 2020 | 2.121 | 2.013 | 0.66819 | 2.121 | 0.94908 | 2.013 | 0.66819 | 2.121 | 0.94908 | Yes | Springhill | SDF2023
4053 | Grain_Terminal | 2021 | 3.515 | 3.283 | 1.2558 | 3.515 | 0.934 | 3.283 | 1.2558 | 3.515 | 0.934 | Yes | Springhill | SDF2023
4054 | Grain_Terminal | 2022 | 4.0666 | 3.746 | 1.5826 | 4.0666 | 0.92116 | 3.746 | 1.5826 | 4.0666 | 0.92116 | Yes | Springhill | SDF2023
4055 | Grain_Terminal | 2023 | . | 3.746 | 1.3764 | 3.9909 | 0.93864 | 3.746 | 1.3764 | 3.9909 | 0.93864 | Yes | Springhill | SDF2023
4056 | Grain_Terminal | 2024 | . | 3.746 | 1.3764 | 3.9909 | 0.93864 | 3.746 | 1.3764 | 3.9909 | 0.93864 | Yes | Springhill | SDF2023
4057 | Grain_Terminal | 2025 | . | 3.746 | 1.3764 | 3.9909 | 0.93864 | 3.746 | 1.3764 | 3.9909 | 0.93864 | Yes | Springhill | SDF2023
4058 | Grain_Terminal | 2026 | . | 3.746 | 1.3764 | 3.9909 | 0.93864 | 3.746 | 1.3764 | 3.9909 | 0.93864 | Yes | Springhill | SDF2023
4059 | Grain_Terminal | 2027 | . | 3.746 | 1.3764 | 3.9909 | 0.93864 | 3.746 | 1.3764 | 3.9909 | 0.93864 | Yes | Springhill | SDF2023
4060 | Grain_Terminal | 2028 | . | 3.746 | 1.3764 | 3.9909 | 0.93864 | 3.746 | 1.3764 | 3.9909 | 0.93864 | Yes | Springhill | SDF2023
4061 | Grain_Terminal | 2029 | . | 3.746 | 1.3764 | 3.9909 | 0.93864 | 3.746 | 1.3764 | 3.9909 | 0.93864 | Yes | Springhill | SDF2023
4062 | Grain_Terminal | 2030 | . | 3.746 | 1.3764 | 3.9909 | 0.93864 | 3.746 | 1.3764 | 3.9909 | 0.93864 | Yes | Springhill | SDF2023
4063 | Grain_Terminal | 2031 | . | 3.746 | 1.3764 | 3.9909 | 0.93864 | 3.746 | 1.3764 | 3.9909 | 0.93864 | Yes | Springhill | SDF2023
4064 | Grain_Terminal | 2032 | . | 3.746 | 1.3764 | 3.9909 | 0.93864 | 3.746 | 1.3764 | 3.9909 | 0.93864 | Yes | Springhill | SDF2023
4065 | Figtree | 2017 | 24.765 | 24.1 | 5.7005 | 24.765 | 0.97315 | 24.1 | 5.7005 | 24.765 | 0.97315 | No | Springhill | SDF2023
4066 | Figtree | 2018 | 23.397 | 23 | 4.2918 | 23.397 | 0.98303 | 23 | 4.2918 | 23.397 | 0.98303 | No | Springhill | SDF2023
4067 | Figtree | 2019 | 22.59 | 22.163 | 4.3872 | 22.5931 | 0.98097 | 22.163 | 4.3872 | 22.5931 | 0.98097 | No | Springhill | SDF2023
4068 | Figtree | 2020 | 24.576 | 24.163 | 4.4866 | 24.576 | 0.98319 | 24.163 | 4.4866 | 24.576 | 0.98319 | No | Springhill | SDF2023
4069 | Figtree | 2021 | 24.171 | 23.863 | 3.8464 | 24.171 | 0.98726 | 23.863 | 3.8464 | 24.171 | 0.98726 | No | Springhill | SDF2023
4070 | Figtree | 2022 | 21.9063 | 21.675 | 3.175 | 21.9063 | 0.98944 | 21.675 | 3.175 | 21.9063 | 0.98944 | No | Springhill | SDF2023
4071 | Figtree | 2023 | . | 21.483 | 3.3083 | 21.7363 | 0.98835 | 21.483 | 3.3083 | 21.7363 | 0.98835 | No | Springhill | SDF2023
4072 | Figtree | 2024 | . | 21.3038 | 3.2807 | 21.5549 | 0.98835 | 21.3038 | 3.2807 | 21.5549 | 0.98835 | No | Springhill | SDF2023
4073 | Figtree | 2025 | . | 21.3918 | 3.2943 | 21.644 | 0.98835 | 21.3918 | 3.2943 | 21.644 | 0.98835 | No | Springhill | SDF2023
4074 | Figtree | 2026 | . | 21.0628 | 3.2436 | 21.3111 | 0.98835 | 21.0628 | 3.2436 | 21.3111 | 0.98835 | No | Springhill | SDF2023
4075 | Figtree | 2027 | . | 21.1022 | 3.2497 | 21.351 | 0.98835 | 21.1022 | 3.2497 | 21.351 | 0.98835 | No | Springhill | SDF2023
4076 | Figtree | 2028 | . | 21.2957 | 3.2795 | 21.5468 | 0.98835 | 21.2957 | 3.2795 | 21.5468 | 0.98835 | No | Springhill | SDF2023
4077 | Figtree | 2029 | . | 21.6419 | 3.3328 | 21.897 | 0.98835 | 21.6419 | 3.3328 | 21.897 | 0.98835 | No | Springhill | SDF2023
4078 | Figtree | 2030 | . | 21.9621 | 3.3821 | 22.221 | 0.98835 | 21.9621 | 3.3821 | 22.221 | 0.98835 | No | Springhill | SDF2023
4079 | Figtree | 2031 | . | 22.4211 | 3.4528 | 22.6854 | 0.98835 | 22.4211 | 3.4528 | 22.6854 | 0.98835 | No | Springhill | SDF2023
4080 | Figtree | 2032 | . | 22.88 | 3.5234 | 23.1497 | 0.98835 | 22.88 | 3.5234 | 23.1497 | 0.98835 | No | Springhill | SDF2023
4081 | Inner_Harbour | 2017 | 8.895 | 7.77 | 4.3299 | 8.895 | 0.87352 | 7.77 | 4.3299 | 8.895 | 0.87352 | No | Springhill | SDF2023
4082 | Inner_Harbour | 2018 | 8.69 | 7.82 | 3.7899 | 8.69 | 0.89988 | 7.82 | 3.7899 | 8.69 | 0.89988 | No | Springhill | SDF2023
4083 | Inner_Harbour | 2019 | 8.39 | 8.321 | 1.0817 | 8.391 | 0.99166 | 8.321 | 1.0817 | 8.391 | 0.99166 | No | Springhill | SDF2023
4084 | Inner_Harbour | 2020 | 8.91 | 8.858 | 0.96122 | 8.91 | 0.99416 | 8.858 | 0.96122 | 8.91 | 0.99416 | No | Springhill | SDF2023
4085 | Inner_Harbour | 2021 | 9.12 | 9.034 | 1.5779 | 9.1708 | 0.98509 | 9.034 | 1.5779 | 9.1708 | 0.98509 | No | Springhill | SDF2023
4086 | Inner_Harbour | 2022 | 8.7424 | 8.6652 | 1.1593 | 8.7424 | 0.99117 | 8.6652 | 1.1593 | 8.7424 | 0.99117 | No | Springhill | SDF2023
4087 | Inner_Harbour | 2023 | . | 9.5691 | 1.2802 | 9.6544 | 0.99117 | 9.5691 | 1.2802 | 9.6544 | 0.99117 | No | Springhill | SDF2023
4088 | Inner_Harbour | 2024 | . | 9.5691 | 1.2802 | 9.6544 | 0.99117 | 9.5691 | 1.2802 | 9.6544 | 0.99117 | No | Springhill | SDF2023
4089 | Inner_Harbour | 2025 | . | 9.5691 | 1.2802 | 9.6544 | 0.99117 | 9.5691 | 1.2802 | 9.6544 | 0.99117 | No | Springhill | SDF2023
4090 | Inner_Harbour | 2026 | . | 9.5691 | 1.2802 | 9.6544 | 0.99117 | 9.5691 | 1.2802 | 9.6544 | 0.99117 | No | Springhill | SDF2023
4091 | Inner_Harbour | 2027 | . | 9.5691 | 1.2802 | 9.6544 | 0.99117 | 9.5691 | 1.2802 | 9.6544 | 0.99117 | No | Springhill | SDF2023
4092 | Inner_Harbour | 2028 | . | 9.5691 | 1.2802 | 9.6544 | 0.99117 | 9.5691 | 1.2802 | 9.6544 | 0.99117 | No | Springhill | SDF2023
4093 | Inner_Harbour | 2029 | . | 9.5691 | 1.2802 | 9.6544 | 0.99117 | 9.5691 | 1.2802 | 9.6544 | 0.99117 | No | Springhill | SDF2023
4094 | Inner_Harbour | 2030 | . | 9.5691 | 1.2802 | 9.6544 | 0.99117 | 9.5691 | 1.2802 | 9.6544 | 0.99117 | No | Springhill | SDF2023
4095 | Inner_Harbour | 2031 | . | 9.5691 | 1.2802 | 9.6544 | 0.99117 | 9.5691 | 1.2802 | 9.6544 | 0.99117 | No | Springhill | SDF2023
4096 | Inner_Harbour | 2032 | . | 9.5691 | 1.2802 | 9.6544 | 0.99117 | 9.5691 | 1.2802 | 9.6544 | 0.99117 | No | Springhill | SDF2023
4097 | Kenny_Street | 2017 | 20.5085 | 19.236 | 6.7233 | 20.3771 | 0.944 | 17.673 | 6.177 | 18.7214 | 0.944 | No | Springhill | SDF2023
4098 | Kenny_Street | 2018 | 18.476 | 18.16 | 3.1746 | 18.4354 | 0.98506 | 17.05 | 2.9806 | 17.3086 | 0.98506 | No | Springhill | SDF2023
4099 | Kenny_Street | 2019 | 19.87 | 19.572 | 3.4401 | 19.872 | 0.9849 | 19.572 | 3.4401 | 19.872 | 0.9849 | No | Springhill | SDF2023
4100 | Kenny_Street | 2020 | 17.046 | 17.3104 | 4.1835 | 17.8087 | 0.97202 | 16.0209 | 3.8718 | 16.4821 | 0.97202 | No | Springhill | SDF2023
4101 | Kenny_Street | 2021 | 15.515 | 16.9749 | 0.96481 | 17.0023 | 0.99839 | 15.5858 | 0.88586 | 15.611 | 0.99839 | No | Springhill | SDF2023
4102 | Kenny_Street | 2022 | 15.1533 | 16.709 | 0.25026 | 16.7071 | 1.0001 | 15.272 | 0.22874 | 15.2703 | 1.0001 | No | Springhill | SDF2023
4103 | Kenny_Street | 2023 | . | 19.7479 | 3.9321 | 20.1356 | 0.98075 | 18.3109 | 3.646 | 18.6704 | 0.98075 | No | Springhill | SDF2023
4104 | Kenny_Street | 2024 | . | 22.3704 | 4.4543 | 22.8095 | 0.98075 | 20.9334 | 4.1682 | 21.3443 | 0.98075 | No | Springhill | SDF2023
4105 | Kenny_Street | 2025 | . | 22.3702 | 4.4543 | 22.8093 | 0.98075 | 20.9332 | 4.1681 | 21.3441 | 0.98075 | No | Springhill | SDF2023
4106 | Kenny_Street | 2026 | . | 22.3258 | 4.4455 | 22.7641 | 0.98075 | 20.8888 | 4.1593 | 21.2989 | 0.98075 | No | Springhill | SDF2023
4107 | Kenny_Street | 2027 | . | 22.3108 | 4.4425 | 22.7488 | 0.98075 | 20.8738 | 4.1563 | 21.2836 | 0.98075 | No | Springhill | SDF2023
4108 | Kenny_Street | 2028 | . | 22.3004 | 4.4404 | 22.7382 | 0.98075 | 20.8634 | 4.1543 | 21.273 | 0.98075 | No | Springhill | SDF2023
4109 | Kenny_Street | 2029 | . | 22.2941 | 4.4391 | 22.7317 | 0.98075 | 20.8571 | 4.153 | 21.2665 | 0.98075 | No | Springhill | SDF2023
4110 | Kenny_Street | 2030 | . | 22.2868 | 4.4377 | 22.7243 | 0.98075 | 20.8498 | 4.1516 | 21.2591 | 0.98075 | No | Springhill | SDF2023
4111 | Kenny_Street | 2031 | . | 22.286 | 4.4375 | 22.7235 | 0.98075 | 20.849 | 4.1514 | 21.2583 | 0.98075 | No | Springhill | SDF2023
4112 | Kenny_Street | 2032 | . | 22.2852 | 4.4374 | 22.7226 | 0.98075 | 20.8482 | 4.1512 | 21.2574 | 0.98075 | No | Springhill | SDF2023
4113 | Kembla_Grange | 2017 | 4.371 | 4.23 | 1.1012 | 4.371 | 0.96774 | 4.23 | 1.1012 | 4.371 | 0.96774 | No | Springhill | SDF2023
4114 | Kembla_Grange | 2018 | 4.123 | 4 | 0.99956 | 4.123 | 0.97017 | 4 | 0.99956 | 4.123 | 0.97017 | No | Springhill | SDF2023
4115 | Kembla_Grange | 2019 | 4.34 | 4.302 | 0.58815 | 4.342 | 0.99078 | 4.302 | 0.58815 | 4.342 | 0.99078 | No | Springhill | SDF2023
4116 | Kembla_Grange | 2020 | 4.754 | 4.734 | 0.43561 | 4.754 | 0.99579 | 4.734 | 0.43561 | 4.754 | 0.99579 | No | Springhill | SDF2023
4117 | Kembla_Grange | 2021 | 5.651 | 5.64 | 0.35242 | 5.651 | 0.99805 | 5.64 | 0.35242 | 5.651 | 0.99805 | No | Springhill | SDF2023
4118 | Kembla_Grange | 2022 | 6.3917 | 6.3917 | . | 6.3917 | 1 | 6.3917 | . | 6.3917 | 1 | No | Springhill | SDF2023
4119 | Kembla_Grange | 2023 | . | 8.8028 | 1.4284 | 8.9179 | 0.98709 | 8.8028 | 1.4284 | 8.9179 | 0.98709 | No | Springhill | SDF2023
4120 | Kembla_Grange | 2024 | . | 9.6769 | 1.5702 | 9.8034 | 0.98709 | 9.6769 | 1.5702 | 9.8034 | 0.98709 | No | Springhill | SDF2023
4121 | Kembla_Grange | 2025 | . | 9.7988 | 1.59 | 9.927 | 0.98709 | 9.7988 | 1.59 | 9.927 | 0.98709 | No | Springhill | SDF2023
4122 | Kembla_Grange | 2026 | . | 9.7311 | 1.579 | 9.8584 | 0.98709 | 9.7311 | 1.579 | 9.8584 | 0.98709 | No | Springhill | SDF2023
4123 | Kembla_Grange | 2027 | . | 9.7553 | 1.5829 | 9.8829 | 0.98709 | 9.7553 | 1.5829 | 9.8829 | 0.98709 | No | Springhill | SDF2023
4124 | Kembla_Grange | 2028 | . | 9.8185 | 1.5932 | 9.9469 | 0.98709 | 9.8185 | 1.5932 | 9.9469 | 0.98709 | No | Springhill | SDF2023
4125 | Kembla_Grange | 2029 | . | 4.4715 | 0.72556 | 4.53 | 0.98709 | 4.4715 | 0.72556 | 4.53 | 0.98709 | No | Springhill | SDF2023
4126 | Kembla_Grange | 2030 | . | 4.5668 | 0.74102 | 4.6265 | 0.98709 | 4.5668 | 0.74102 | 4.6265 | 0.98709 | No | Springhill | SDF2023
4127 | Kembla_Grange | 2031 | . | 4.6975 | 0.76222 | 4.7589 | 0.98709 | 4.6975 | 0.76222 | 4.7589 | 0.98709 | No | Springhill | SDF2023
4128 | Kembla_Grange | 2032 | . | 4.8281 | 0.78342 | 4.8913 | 0.98709 | 4.8281 | 0.78342 | 4.8913 | 0.98709 | No | Springhill | SDF2023
4129 | Lysaghts | 2017 | 31.988 | 30.388 | 9.9901 | 31.988 | 0.94998 | 30.388 | 9.9901 | 31.988 | 0.94998 | Yes | Springhill | SDF2023
4130 | Lysaghts | 2018 | 34.019 | 32.318 | 10.6226 | 34.019 | 0.95 | 32.318 | 10.6226 | 34.019 | 0.95 | Yes | Springhill | SDF2023
4131 | Lysaghts | 2019 | 31.91 | 30.246 | 10.2228 | 31.9269 | 0.94735 | 30.246 | 10.2228 | 31.9269 | 0.94735 | Yes | Springhill | SDF2023
4132 | Lysaghts | 2020 | 32.375 | 30.688 | 10.3144 | 32.375 | 0.94789 | 30.688 | 10.3144 | 32.375 | 0.94789 | Yes | Springhill | SDF2023
4133 | Lysaghts | 2021 | 31.665 | 29.852 | 10.5608 | 31.665 | 0.94274 | 29.852 | 10.5608 | 31.665 | 0.94274 | Yes | Springhill | SDF2023
4134 | Lysaghts | 2022 | 31.8275 | 30.1964 | 10.1005 | 31.8409 | 0.94835 | 30.1964 | 10.1005 | 31.8409 | 0.94835 | Yes | Springhill | SDF2023
4135 | Lysaghts | 2023 | . | 30.1964 | 10.1673 | 31.8621 | 0.94772 | 30.1964 | 10.1673 | 31.8621 | 0.94772 | Yes | Springhill | SDF2023
4136 | Lysaghts | 2024 | . | 30.1964 | 10.1673 | 31.8621 | 0.94772 | 30.1964 | 10.1673 | 31.8621 | 0.94772 | Yes | Springhill | SDF2023
4137 | Lysaghts | 2025 | . | 30.1964 | 10.1673 | 31.8621 | 0.94772 | 30.1964 | 10.1673 | 31.8621 | 0.94772 | Yes | Springhill | SDF2023
4138 | Lysaghts | 2026 | . | 30.1964 | 10.1673 | 31.8621 | 0.94772 | 30.1964 | 10.1673 | 31.8621 | 0.94772 | Yes | Springhill | SDF2023
4139 | Lysaghts | 2027 | . | 30.1964 | 10.1673 | 31.8621 | 0.94772 | 30.1964 | 10.1673 | 31.8621 | 0.94772 | Yes | Springhill | SDF2023
4140 | Lysaghts | 2028 | . | 30.1964 | 10.1673 | 31.8621 | 0.94772 | 30.1964 | 10.1673 | 31.8621 | 0.94772 | Yes | Springhill | SDF2023
4141 | Lysaghts | 2029 | . | 30.1964 | 10.1673 | 31.8621 | 0.94772 | 30.1964 | 10.1673 | 31.8621 | 0.94772 | Yes | Springhill | SDF2023
4142 | Lysaghts | 2030 | . | 30.1964 | 10.1673 | 31.8621 | 0.94772 | 30.1964 | 10.1673 | 31.8621 | 0.94772 | Yes | Springhill | SDF2023
4143 | Lysaghts | 2031 | . | 30.1964 | 10.1673 | 31.8621 | 0.94772 | 30.1964 | 10.1673 | 31.8621 | 0.94772 | Yes | Springhill | SDF2023
4144 | Lysaghts | 2032 | . | 30.1964 | 10.1673 | 31.8621 | 0.94772 | 30.1964 | 10.1673 | 31.8621 | 0.94772 | Yes | Springhill | SDF2023
4145 | Nepean_conveyors | 2017 | 0.258 | 0.256 | 0.032062 | 0.258 | 0.99225 | 0.256 | 0.032062 | 0.258 | 0.99225 | Yes | Springhill | SDF2023
4146 | Nepean_conveyors | 2018 | 0.202 | 0.192 | 0.062769 | 0.202 | 0.9505 | 0.192 | 0.062769 | 0.202 | 0.9505 | Yes | Springhill | SDF2023
4147 | Nepean_conveyors | 2019 | 0.22 | 0.184 | 0.1293 | 0.22489 | 0.81818 | 0.184 | 0.1293 | 0.22489 | 0.81818 | Yes | Springhill | SDF2023
4148 | Nepean_conveyors | 2020 | 0.08 | 0.078 | 0.017776 | 0.08 | 0.975 | 0.078 | 0.017776 | 0.08 | 0.975 | Yes | Springhill | SDF2023
4149 | Nepean_conveyors | 2021 | 0.336 | 0.33 | 0.063214 | 0.336 | 0.98214 | 0.33 | 0.063214 | 0.336 | 0.98214 | Yes | Springhill | SDF2023
4150 | Nepean_conveyors | 2022 | 0.1377 | 0.1268 | 0.053972 | 0.13781 | 0.92012 | 0.1268 | 0.053972 | 0.13781 | 0.92012 | Yes | Springhill | SDF2023
4151 | Nepean_conveyors | 2023 | . | 0.1268 | 0.053972 | 0.13781 | 0.92012 | 0.1268 | 0.053972 | 0.13781 | 0.92012 | Yes | Springhill | SDF2023
4152 | Nepean_conveyors | 2024 | . | 0.1268 | 0.053972 | 0.13781 | 0.92012 | 0.1268 | 0.053972 | 0.13781 | 0.92012 | Yes | Springhill | SDF2023
4153 | Nepean_conveyors | 2025 | . | 0.1268 | 0.053972 | 0.13781 | 0.92012 | 0.1268 | 0.053972 | 0.13781 | 0.92012 | Yes | Springhill | SDF2023
4154 | Nepean_conveyors | 2026 | . | 0.1268 | 0.053972 | 0.13781 | 0.92012 | 0.1268 | 0.053972 | 0.13781 | 0.92012 | Yes | Springhill | SDF2023
4155 | Nepean_conveyors | 2027 | . | 0.1268 | 0.053972 | 0.13781 | 0.92012 | 0.1268 | 0.053972 | 0.13781 | 0.92012 | Yes | Springhill | SDF2023
4156 | Nepean_conveyors | 2028 | . | 0.1268 | 0.053972 | 0.13781 | 0.92012 | 0.1268 | 0.053972 | 0.13781 | 0.92012 | Yes | Springhill | SDF2023
4157 | Nepean_conveyors | 2029 | . | 0.1268 | 0.053972 | 0.13781 | 0.92012 | 0.1268 | 0.053972 | 0.13781 | 0.92012 | Yes | Springhill | SDF2023
4158 | Nepean_conveyors | 2030 | . | 0.1268 | 0.053972 | 0.13781 | 0.92012 | 0.1268 | 0.053972 | 0.13781 | 0.92012 | Yes | Springhill | SDF2023
4159 | Nepean_conveyors | 2031 | . | 0.1268 | 0.053972 | 0.13781 | 0.92012 | 0.1268 | 0.053972 | 0.13781 | 0.92012 | Yes | Springhill | SDF2023
4160 | Nepean_conveyors | 2032 | . | 0.1268 | 0.053972 | 0.13781 | 0.92012 | 0.1268 | 0.053972 | 0.13781 | 0.92012 | Yes | Springhill | SDF2023
4161 | North_Wollongong | 2017 | 13.472 | 13.437 | 0.97047 | 13.472 | 0.9974 | 13.437 | 0.97047 | 13.472 | 0.9974 | No | Springhill | SDF2023
4162 | North_Wollongong | 2018 | 13.32 | 13.32 | . | 13.32 | 1 | 13.32 | . | 13.32 | 1 | No | Springhill | SDF2023
4163 | North_Wollongong | 2019 | 12.88 | 12.528 | 2.9817 | 12.8779 | 0.97283 | 12.528 | 2.9817 | 12.8779 | 0.97283 | No | Springhill | SDF2023
4164 | North_Wollongong | 2020 | 13.495 | 13.241 | 2.6059 | 13.495 | 0.98118 | 13.241 | 2.6059 | 13.495 | 0.98118 | No | Springhill | SDF2023
4165 | North_Wollongong | 2021 | 11.172 | 11.095 | 1.3094 | 11.172 | 0.99311 | 11.095 | 1.3094 | 11.172 | 0.99311 | No | Springhill | SDF2023
4166 | North_Wollongong | 2022 | 13.8782 | 13.6717 | 2.385 | 13.8782 | 0.98512 | 13.6717 | 2.385 | 13.8782 | 0.98512 | No | Springhill | SDF2023
4167 | North_Wollongong | 2023 | . | 13.9653 | 2.1578 | 14.131 | 0.98827 | 13.9653 | 2.1578 | 14.131 | 0.98827 | No | Springhill | SDF2023
4168 | North_Wollongong | 2024 | . | 13.368 | 2.0655 | 13.5266 | 0.98827 | 13.368 | 2.0655 | 13.5266 | 0.98827 | No | Springhill | SDF2023
4169 | North_Wollongong | 2025 | . | 12.9475 | 2.0005 | 13.1011 | 0.98827 | 12.9475 | 2.0005 | 13.1011 | 0.98827 | No | Springhill | SDF2023
4170 | North_Wollongong | 2026 | . | 12.3148 | 1.9028 | 12.4609 | 0.98827 | 12.3148 | 1.9028 | 12.4609 | 0.98827 | No | Springhill | SDF2023
4171 | North_Wollongong | 2027 | . | 12.01 | 1.8557 | 12.1525 | 0.98827 | 12.01 | 1.8557 | 12.1525 | 0.98827 | No | Springhill | SDF2023
4172 | North_Wollongong | 2028 | . | 12.0333 | 1.8593 | 12.1761 | 0.98827 | 12.0333 | 1.8593 | 12.1761 | 0.98827 | No | Springhill | SDF2023
4173 | North_Wollongong | 2029 | . | 12.1026 | 1.87 | 12.2462 | 0.98827 | 12.1026 | 1.87 | 12.2462 | 0.98827 | No | Springhill | SDF2023
4174 | North_Wollongong | 2030 | . | 12.1603 | 1.8789 | 12.3046 | 0.98827 | 12.1603 | 1.8789 | 12.3046 | 0.98827 | No | Springhill | SDF2023
4175 | North_Wollongong | 2031 | . | 12.2773 | 1.897 | 12.423 | 0.98827 | 12.2773 | 1.897 | 12.423 | 0.98827 | No | Springhill | SDF2023
4176 | North_Wollongong | 2032 | . | 12.3942 | 1.915 | 12.5413 | 0.98827 | 12.3942 | 1.915 | 12.5413 | 0.98827 | No | Springhill | SDF2023
4177 | Port_Kembla | 2017 | 13.124 | 13.08 | 2.9616 | 13.4111 | 0.97531 | 12.96 | 2.9344 | 13.2881 | 0.97531 | No | Springhill | SDF2023
4178 | Port_Kembla | 2018 | 12.706 | 12.17 | 2.0469 | 12.3409 | 0.98615 | 10.8 | 1.8165 | 10.9517 | 0.98615 | No | Springhill | SDF2023
4179 | Port_Kembla | 2019 | 12.17 | 12.8673 | 2.4804 | 13.1042 | 0.98192 | 11.1675 | 2.1527 | 11.3731 | 0.98192 | No | Springhill | SDF2023
4180 | Port_Kembla | 2020 | 12.955 | 11.8386 | 2.1945 | 12.0403 | 0.98325 | 10.5228 | 1.9506 | 10.7021 | 0.98325 | No | Springhill | SDF2023
4181 | Port_Kembla | 2021 | 12.361 | 11.7832 | 1.5898 | 11.89 | 0.99102 | 10.5013 | 1.4169 | 10.5965 | 0.99102 | No | Springhill | SDF2023
4182 | Port_Kembla | 2022 | 9.6345 | 11.0163 | 0.74575 | 11.0415 | 0.99772 | 9.6822 | 0.65543 | 9.7043 | 0.99772 | No | Springhill | SDF2023
4183 | Port_Kembla | 2023 | . | 12.2223 | 0.82739 | 12.2502 | 0.99772 | 10.8881 | 0.73707 | 10.913 | 0.99772 | No | Springhill | SDF2023
4184 | Port_Kembla | 2024 | . | 12.1322 | 0.82129 | 12.16 | 0.99772 | 10.7981 | 0.73097 | 10.8228 | 0.99772 | No | Springhill | SDF2023
4185 | Port_Kembla | 2025 | . | 12.2435 | 0.82882 | 12.2715 | 0.99772 | 10.9093 | 0.73851 | 10.9343 | 0.99772 | No | Springhill | SDF2023
4186 | Port_Kembla | 2026 | . | 12.0169 | 0.81348 | 12.0444 | 0.99772 | 10.6828 | 0.72317 | 10.7072 | 0.99772 | No | Springhill | SDF2023
4187 | Port_Kembla | 2027 | . | 12.0651 | 0.81675 | 12.0928 | 0.99772 | 10.731 | 0.72644 | 10.7556 | 0.99772 | No | Springhill | SDF2023
4188 | Port_Kembla | 2028 | . | 12.2282 | 0.82779 | 12.2562 | 0.99772 | 10.8941 | 0.73748 | 10.919 | 0.99772 | No | Springhill | SDF2023
4189 | Port_Kembla | 2029 | . | 12.5068 | 0.84665 | 12.5355 | 0.99772 | 11.1727 | 0.75634 | 11.1983 | 0.99772 | No | Springhill | SDF2023
4190 | Port_Kembla | 2030 | . | 12.7586 | 0.8637 | 12.7878 | 0.99772 | 11.4245 | 0.77338 | 11.4507 | 0.99772 | No | Springhill | SDF2023
4191 | Port_Kembla | 2031 | . | 13.1079 | 0.88734 | 13.1379 | 0.99772 | 11.7738 | 0.79703 | 11.8007 | 0.99772 | No | Springhill | SDF2023
4192 | Port_Kembla | 2032 | . | 13.4572 | 0.91098 | 13.488 | 0.99772 | 12.1231 | 0.82067 | 12.1508 | 0.99772 | No | Springhill | SDF2023
4193 | South_Wollongong | 2017 | 15.04 | 15.247 | 1.962 | 15.3727 | 0.99182 | 15.097 | 1.9427 | 15.2215 | 0.99182 | No | Springhill | SDF2023
4194 | South_Wollongong | 2018 | 13.233 | 13.51 | 3.3681 | 13.9235 | 0.9703 | 12.44 | 3.1013 | 12.8208 | 0.9703 | No | Springhill | SDF2023
4195 | South_Wollongong | 2019 | 13.48 | 14.4489 | 0.96558 | 14.4811 | 0.99777 | 12.86 | 0.8594 | 12.8886 | 0.99777 | No | Springhill | SDF2023
4196 | South_Wollongong | 2020 | 14.52 | 13.41 | 0.54553 | 13.4211 | 0.99917 | 12.103 | 0.49236 | 12.113 | 0.99917 | No | Springhill | SDF2023
4197 | South_Wollongong | 2021 | 11.422 | 13.0684 | 2.5966 | 13.3239 | 0.98083 | 11.8139 | 2.3473 | 12.0448 | 0.98083 | No | Springhill | SDF2023
4198 | South_Wollongong | 2022 | 12.5578 | 13.0972 | 1.3147 | 13.163 | 0.995 | 11.8463 | 1.1891 | 11.9058 | 0.995 | No | Springhill | SDF2023
4199 | South_Wollongong | 2023 | . | 13.1614 | 1.9548 | 13.3058 | 0.98915 | 11.9104 | 1.769 | 12.0411 | 0.98915 | No | Springhill | SDF2023
4200 | South_Wollongong | 2024 | . | 12.9732 | 1.9268 | 13.1155 | 0.98915 | 11.7222 | 1.741 | 11.8508 | 0.98915 | No | Springhill | SDF2023
4201 | South_Wollongong | 2025 | . | 13.1485 | 1.9529 | 13.2927 | 0.98915 | 11.8975 | 1.7671 | 12.028 | 0.98915 | No | Springhill | SDF2023
4202 | South_Wollongong | 2026 | . | 12.8951 | 1.9152 | 13.0365 | 0.98915 | 11.6441 | 1.7294 | 11.7718 | 0.98915 | No | Springhill | SDF2023
4203 | South_Wollongong | 2027 | . | 12.7884 | 1.8994 | 12.9287 | 0.98915 | 11.5375 | 1.7136 | 11.664 | 0.98915 | No | Springhill | SDF2023
4204 | South_Wollongong | 2028 | . | 12.7206 | 1.8893 | 12.8601 | 0.98915 | 11.4719 | 1.7038 | 11.5977 | 0.98915 | No | Springhill | SDF2023
4205 | South_Wollongong | 2029 | . | 12.6955 | 1.8856 | 12.8348 | 0.98915 | 11.4529 | 1.701 | 11.5786 | 0.98915 | No | Springhill | SDF2023
4206 | South_Wollongong | 2030 | . | 12.6689 | 1.8816 | 12.8079 | 0.98915 | 11.4263 | 1.6971 | 11.5516 | 0.98915 | No | Springhill | SDF2023
4207 | South_Wollongong | 2031 | . | 12.6813 | 1.8835 | 12.8204 | 0.98915 | 11.4387 | 1.6989 | 11.5642 | 0.98915 | No | Springhill | SDF2023
4208 | South_Wollongong | 2032 | . | 12.6937 | 1.8853 | 12.833 | 0.98915 | 11.4511 | 1.7008 | 11.5767 | 0.98915 | No | Springhill | SDF2023
4209 | Unanderra | 2017 | 17.094 | 14.875 | 0.75541 | 14.8942 | 0.99871 | 12.91 | 0.65562 | 12.9266 | 0.99871 | No | Springhill | SDF2023
4210 | Unanderra | 2018 | 16.186 | 13.76 | 3.0642 | 14.0971 | 0.97609 | 12.46 | 2.7747 | 12.7652 | 0.97609 | No | Springhill | SDF2023
4211 | Unanderra | 2019 | 14.88 | 14.4606 | 0.91964 | 14.4898 | 0.99798 | 13.1976 | 0.83932 | 13.2243 | 0.99798 | No | Springhill | SDF2023
4212 | Unanderra | 2020 | 13.662 | 14.368 | 1.6198 | 14.459 | 0.99371 | 13.537 | 1.5261 | 13.6228 | 0.99371 | No | Springhill | SDF2023
4213 | Unanderra | 2021 | 12.521 | 13.3563 | 1.5456 | 13.4454 | 0.99337 | 12.522 | 1.449 | 12.6056 | 0.99337 | No | Springhill | SDF2023
4214 | Unanderra | 2022 | 13.0056 | 13.5234 | 0.93841 | 13.5559 | 0.9976 | 12.7257 | 0.88306 | 12.7563 | 0.9976 | No | Springhill | SDF2023
4215 | Unanderra | 2023 | . | 13.3828 | 1.6021 | 13.4783 | 0.99291 | 12.5851 | 1.5066 | 12.675 | 0.99291 | No | Springhill | SDF2023
4216 | Unanderra | 2024 | . | 13.0789 | 1.5657 | 13.1722 | 0.99291 | 12.2812 | 1.4702 | 12.3689 | 0.99291 | No | Springhill | SDF2023
4217 | Unanderra | 2025 | . | 12.8746 | 1.5412 | 12.9665 | 0.99291 | 12.0769 | 1.4457 | 12.1632 | 0.99291 | No | Springhill | SDF2023
4218 | Unanderra | 2026 | . | 12.6002 | 1.5084 | 12.6902 | 0.99291 | 11.8026 | 1.4129 | 11.8868 | 0.99291 | No | Springhill | SDF2023
4219 | Unanderra | 2027 | . | 12.4518 | 1.4906 | 12.5407 | 0.99291 | 11.6542 | 1.3951 | 11.7374 | 0.99291 | No | Springhill | SDF2023
4220 | Unanderra | 2028 | . | 12.3713 | 1.481 | 12.4596 | 0.99291 | 11.5736 | 1.3855 | 11.6563 | 0.99291 | No | Springhill | SDF2023
4221 | Unanderra | 2029 | . | 12.3587 | 1.4795 | 12.447 | 0.99291 | 11.5611 | 1.384 | 11.6436 | 0.99291 | No | Springhill | SDF2023
4222 | Unanderra | 2030 | . | 12.3374 | 1.4769 | 12.4255 | 0.99291 | 11.5398 | 1.3814 | 11.6222 | 0.99291 | No | Springhill | SDF2023
4223 | Unanderra | 2031 | . | 12.3621 | 1.4799 | 12.4504 | 0.99291 | 11.5645 | 1.3844 | 11.647 | 0.99291 | No | Springhill | SDF2023
4224 | Unanderra | 2032 | . | 12.3868 | 1.4828 | 12.4753 | 0.99291 | 11.5892 | 1.3873 | 11.6719 | 0.99291 | No | Springhill | SDF2023
4225 | Water_Board_Dams | 2017 | 1.875 | 1.781 | 0.58623 | 1.875 | 0.94987 | 1.781 | 0.58623 | 1.875 | 0.94987 | No | Springhill | SDF2023
4226 | Water_Board_Dams | 2018 | 1.875 | 1.596 | 0.52533 | 1.6802 | 0.94987 | 1.596 | 0.52533 | 1.6802 | 0.94987 | No | Springhill | SDF2023
4227 | Water_Board_Dams | 2019 | 0.65 | 0.648 | . | 0.648 | 1 | 0.648 | . | 0.648 | 1 | No | Springhill | SDF2023
4228 | Water_Board_Dams | 2020 | 0.648 | 0.644 | 0.071889 | 0.648 | 0.99383 | 0.644 | 0.071889 | 0.648 | 0.99383 | No | Springhill | SDF2023
4229 | Water_Board_Dams | 2021 | 0.641 | 0.637 | 0.071498 | 0.641 | 0.99376 | 0.637 | 0.071498 | 0.641 | 0.99376 | No | Springhill | SDF2023
4230 | Water_Board_Dams | 2022 | 0.075 | 0.068 | 0.031639 | 0.075 | 0.90667 | 0.068 | 0.031639 | 0.075 | 0.90667 | No | Springhill | SDF2023
4231 | Water_Board_Dams | 2023 | . | 0.068 | 0.031639 | 0.075 | 0.90667 | 0.068 | 0.031639 | 0.075 | 0.90667 | No | Springhill | SDF2023
4232 | Water_Board_Dams | 2024 | . | 0.068 | 0.031639 | 0.075 | 0.90667 | 0.068 | 0.031639 | 0.075 | 0.90667 | No | Springhill | SDF2023
4233 | Water_Board_Dams | 2025 | . | 0.068 | 0.031639 | 0.075 | 0.90667 | 0.068 | 0.031639 | 0.075 | 0.90667 | No | Springhill | SDF2023
4234 | Water_Board_Dams | 2026 | . | 0.068 | 0.031639 | 0.075 | 0.90667 | 0.068 | 0.031639 | 0.075 | 0.90667 | No | Springhill | SDF2023
4235 | Water_Board_Dams | 2027 | . | 0.068 | 0.031639 | 0.075 | 0.90667 | 0.068 | 0.031639 | 0.075 | 0.90667 | No | Springhill | SDF2023
4236 | Water_Board_Dams | 2028 | . | 0.068 | 0.031639 | 0.075 | 0.90667 | 0.068 | 0.031639 | 0.075 | 0.90667 | No | Springhill | SDF2023
4237 | Water_Board_Dams | 2029 | . | 0.068 | 0.031639 | 0.075 | 0.90667 | 0.068 | 0.031639 | 0.075 | 0.90667 | No | Springhill | SDF2023
4238 | Water_Board_Dams | 2030 | . | 0.068 | 0.031639 | 0.075 | 0.90667 | 0.068 | 0.031639 | 0.075 | 0.90667 | No | Springhill | SDF2023
4239 | Water_Board_Dams | 2031 | . | 0.068 | 0.031639 | 0.075 | 0.90667 | 0.068 | 0.031639 | 0.075 | 0.90667 | No | Springhill | SDF2023
4240 | Water_Board_Dams | 2032 | . | 0.068 | 0.031639 | 0.075 | 0.90667 | 0.068 | 0.031639 | 0.075 | 0.90667 | No | Springhill | SDF2023
4241 | West_Wollongong | 2017 | 13.869 | 13.557 | 2.3806 | 13.7644 | 0.98493 | 11.601 | 2.0371 | 11.7785 | 0.98493 | No | Springhill | SDF2023
4242 | West_Wollongong | 2018 | 12.821 | 13.09 | 1.8112 | 13.2147 | 0.99056 | 11.25 | 1.5566 | 11.3572 | 0.99056 | No | Springhill | SDF2023
4243 | West_Wollongong | 2019 | 13.04 | 14.6134 | 2.1588 | 14.772 | 0.98926 | 12.5352 | 1.8518 | 12.6712 | 0.98926 | No | Springhill | SDF2023
4244 | West_Wollongong | 2020 | 13.3 | 12.8789 | 1.5883 | 12.9765 | 0.99248 | 11.2126 | 1.3828 | 11.2975 | 0.99248 | No | Springhill | SDF2023
4245 | West_Wollongong | 2021 | 12.9 | 13.1628 | . | 13.1628 | 1 | 11.4624 | . | 11.4624 | 1 | No | Springhill | SDF2023
4246 | West_Wollongong | 2022 | 13.1241 | 13.8996 | 1.8091 | 13.7814 | 1.0086 | 12.0582 | 1.5695 | 11.9557 | 1.0086 | No | Springhill | SDF2023
4247 | West_Wollongong | 2023 | . | 13.765 | 1.4756 | 13.8439 | 0.9943 | 11.9237 | 1.2782 | 11.992 | 0.9943 | No | Springhill | SDF2023
4248 | West_Wollongong | 2024 | . | 13.6425 | 1.4625 | 13.7207 | 0.9943 | 11.8065 | 1.2657 | 11.8741 | 0.9943 | No | Springhill | SDF2023
4249 | West_Wollongong | 2025 | . | 13.7425 | 1.4732 | 13.8212 | 0.9943 | 11.9105 | 1.2768 | 11.9787 | 0.9943 | No | Springhill | SDF2023
4250 | West_Wollongong | 2026 | . | 13.5191 | 1.4493 | 13.5965 | 0.9943 | 11.6871 | 1.2529 | 11.754 | 0.9943 | No | Springhill | SDF2023
4251 | West_Wollongong | 2027 | . | 13.5408 | 1.4516 | 13.6183 | 0.9943 | 11.7088 | 1.2552 | 11.7759 | 0.9943 | No | Springhill | SDF2023
4252 | West_Wollongong | 2028 | . | 13.643 | 1.4626 | 13.7212 | 0.9943 | 11.811 | 1.2662 | 11.8787 | 0.9943 | No | Springhill | SDF2023
4253 | West_Wollongong | 2029 | . | 13.8243 | 1.482 | 13.9035 | 0.9943 | 11.9923 | 1.2856 | 12.061 | 0.9943 | No | Springhill | SDF2023
4254 | West_Wollongong | 2030 | . | 13.9902 | 1.4998 | 14.0704 | 0.9943 | 12.1582 | 1.3034 | 12.2279 | 0.9943 | No | Springhill | SDF2023
4255 | West_Wollongong | 2031 | . | 14.2373 | 1.5263 | 14.3189 | 0.9943 | 12.4054 | 1.3299 | 12.4764 | 0.9943 | No | Springhill | SDF2023
4256 | West_Wollongong | 2032 | . | 14.4845 | 1.5528 | 14.5675 | 0.9943 | 12.6525 | 1.3564 | 12.725 | 0.9943 | No | Springhill | SDF2023
4257 | Wongawilli_Colliery | 2017 | 2.07 | 1.36 | 1.5605 | 2.07 | 0.657 | 1.36 | 1.5605 | 2.07 | 0.657 | Yes | Springhill | SDF2023
4258 | Wongawilli_Colliery | 2018 | 2.056 | 1.24 | 1.64 | 2.056 | 0.60311 | 1.24 | 1.64 | 2.056 | 0.60311 | Yes | Springhill | SDF2023
4259 | Wongawilli_Colliery | 2019 | 1.94 | 1.208 | 1.5345 | 1.9529 | 0.61856 | 1.208 | 1.5345 | 1.9529 | 0.61856 | Yes | Springhill | SDF2023
4260 | Wongawilli_Colliery | 2020 | 0.51 | 0.313 | 0.40265 | 0.51 | 0.61373 | 0.313 | 0.40265 | 0.51 | 0.61373 | Yes | Springhill | SDF2023
4261 | Wongawilli_Colliery | 2021 | 0.342 | 0.197 | 0.2971 | 0.35648 | 0.55263 | 0.197 | 0.2971 | 0.35648 | 0.55263 | Yes | Springhill | SDF2023
4262 | Wongawilli_Colliery | 2022 | 0.3503 | 0.222 | 0.27097 | 0.3503 | 0.63374 | 0.222 | 0.27097 | 0.3503 | 0.63374 | Yes | Springhill | SDF2023
4263 | Wongawilli_Colliery | 2023 | . | 0.222 | 0.3013 | 0.37425 | 0.59319 | 0.222 | 0.3013 | 0.37425 | 0.59319 | Yes | Springhill | SDF2023
4264 | Wongawilli_Colliery | 2024 | . | 0.222 | 0.3013 | 0.37425 | 0.59319 | 0.222 | 0.3013 | 0.37425 | 0.59319 | Yes | Springhill | SDF2023
4265 | Wongawilli_Colliery | 2025 | . | 0.222 | 0.3013 | 0.37425 | 0.59319 | 0.222 | 0.3013 | 0.37425 | 0.59319 | Yes | Springhill | SDF2023
4266 | Wongawilli_Colliery | 2026 | . | 0.222 | 0.3013 | 0.37425 | 0.59319 | 0.222 | 0.3013 | 0.37425 | 0.59319 | Yes | Springhill | SDF2023
4267 | Wongawilli_Colliery | 2027 | . | 0.222 | 0.3013 | 0.37425 | 0.59319 | 0.222 | 0.3013 | 0.37425 | 0.59319 | Yes | Springhill | SDF2023
4268 | Wongawilli_Colliery | 2028 | . | 0.222 | 0.3013 | 0.37425 | 0.59319 | 0.222 | 0.3013 | 0.37425 | 0.59319 | Yes | Springhill | SDF2023
4269 | Wongawilli_Colliery | 2029 | . | 0.222 | 0.3013 | 0.37425 | 0.59319 | 0.222 | 0.3013 | 0.37425 | 0.59319 | Yes | Springhill | SDF2023
4270 | Wongawilli_Colliery | 2030 | . | 0.222 | 0.3013 | 0.37425 | 0.59319 | 0.222 | 0.3013 | 0.37425 | 0.59319 | Yes | Springhill | SDF2023
4271 | Wongawilli_Colliery | 2031 | . | 0.222 | 0.3013 | 0.37425 | 0.59319 | 0.222 | 0.3013 | 0.37425 | 0.59319 | Yes | Springhill | SDF2023
4272 | Wongawilli_Colliery | 2032 | . | 0.222 | 0.3013 | 0.37425 | 0.59319 | 0.222 | 0.3013 | 0.37425 | 0.59319 | Yes | Springhill | SDF2023
4273 | Wongawilli_No4_Airshaft | 2017 | 3.065 | 2.016 | 2.3822 | 3.1207 | 0.646 | 2.016 | 2.3822 | 3.1207 | 0.646 | Yes | Springhill | SDF2023
4274 | Wongawilli_No4_Airshaft | 2018 | 2.753 | 1.836 | 2.0514 | 2.753 | 0.66691 | 1.836 | 2.0514 | 2.753 | 0.66691 | Yes | Springhill | SDF2023
4275 | Wongawilli_No4_Airshaft | 2019 | 2.67 | 1.724 | 2.0469 | 2.6762 | 0.64419 | 1.724 | 2.0469 | 2.6762 | 0.64419 | Yes | Springhill | SDF2023
4276 | Wongawilli_No4_Airshaft | 2020 | . | . | . | . | . | . | . | . | . | Yes | Springhill | SDF2023
4277 | Wongawilli_No4_Airshaft | 2021 | . | . | . | . | . | . | . | . | . | Yes | Springhill | SDF2023
4278 | Wongawilli_No4_Airshaft | 2022 | . | . | . | . | . | . | . | . | . | Yes | Springhill | SDF2023
4279 | Wongawilli_No4_Airshaft | 2023 | . | . | . | . | . | . | . | . | . | Yes | Springhill | SDF2023
4280 | Wongawilli_No4_Airshaft | 2024 | . | . | . | . | . | . | . | . | . | Yes | Springhill | SDF2023
4281 | Wongawilli_No4_Airshaft | 2025 | . | . | . | . | . | . | . | . | . | Yes | Springhill | SDF2023
4282 | Wongawilli_No4_Airshaft | 2026 | . | . | . | . | . | . | . | . | . | Yes | Springhill | SDF2023
4283 | Wongawilli_No4_Airshaft | 2027 | . | . | . | . | . | . | . | . | . | Yes | Springhill | SDF2023
4284 | Wongawilli_No4_Airshaft | 2028 | . | . | . | . | . | . | . | . | . | Yes | Springhill | SDF2023
4285 | Wongawilli_No4_Airshaft | 2029 | . | . | . | . | . | . | . | . | . | Yes | Springhill | SDF2023
4286 | Wongawilli_No4_Airshaft | 2030 | . | . | . | . | . | . | . | . | . | Yes | Springhill | SDF2023
4287 | Wongawilli_No4_Airshaft | 2031 | . | . | . | . | . | . | . | . | . | Yes | Springhill | SDF2023
4288 | Wongawilli_No4_Airshaft | 2032 | . | . | . | . | . | . | . | . | . | Yes | Springhill | SDF2023
4289 | Undiversified | 2017 | 220.3555 | 211.624 | 50.2448 | 220.2715 | 0.96074 | 200.561 | 48.7971 | 209.0631 | 0.95933 | No | Springhill | SDF2023
4290 | Undiversified | 2018 | 209.913 | 204.039 | 44.8698 | 211.071 | 0.96668 | 191.839 | 43.0941 | 198.7264 | 0.96534 | No | Springhill | SDF2023
4291 | Undiversified | 2019 | 205.85 | 208.4829 | 42.0994 | 214.6553 | 0.97125 | 195.8499 | 40.5908 | 201.9231 | 0.96992 | No | Springhill | SDF2023
4292 | Undiversified | 2020 | 208.711 | 202.9318 | 41.5126 | 209.126 | 0.97038 | 190.5894 | 40.0311 | 196.6775 | 0.96905 | No | Springhill | SDF2023
4293 | Undiversified | 2021 | 198.062 | 201.9036 | 33.0693 | 206.0196 | 0.98002 | 189.2964 | 32.0591 | 193.3547 | 0.97901 | No | Springhill | SDF2023
4294 | Undiversified | 2022 | 195.8313 | 204.4746 | 31.0464 | 207.8136 | 0.98393 | 191.1428 | 29.9321 | 194.461 | 0.98294 | No | Springhill | SDF2023
4295 | Undiversified | 2023 | . | 212.0966 | 38.8412 | 216.8964 | 0.97787 | 198.7648 | 37.467 | 203.4832 | 0.97681 | No | Springhill | SDF2023
4296 | Undiversified | 2024 | . | 213.9554 | 39.2896 | 218.8032 | 0.97784 | 200.6289 | 37.916 | 205.3954 | 0.97679 | No | Springhill | SDF2023
4297 | Undiversified | 2025 | . | 214.365 | 39.3118 | 219.2131 | 0.97788 | 201.0426 | 37.9387 | 205.8094 | 0.97684 | No | Springhill | SDF2023
4298 | Undiversified | 2026 | . | 211.9117 | 39.0025 | 216.7389 | 0.97773 | 198.5893 | 37.6294 | 203.3352 | 0.97666 | No | Springhill | SDF2023
4299 | Undiversified | 2027 | . | 211.4107 | 38.9298 | 216.2326 | 0.9777 | 198.0883 | 37.5566 | 202.8289 | 0.97663 | No | Springhill | SDF2023
4300 | Undiversified | 2028 | . | 211.9279 | 38.9838 | 216.753 | 0.97774 | 198.6663 | 37.6156 | 203.4103 | 0.97668 | No | Springhill | SDF2023
4301 | Undiversified | 2029 | . | 193.2744 | 37.5472 | 198.0712 | 0.97578 | 180.1001 | 36.1861 | 184.8161 | 0.97448 | No | Springhill | SDF2023
4302 | Undiversified | 2030 | . | 194.4334 | 37.6729 | 199.2378 | 0.97589 | 181.3036 | 36.3153 | 186.0274 | 0.97461 | No | Springhill | SDF2023
4303 | Undiversified | 2031 | . | 196.3105 | 37.8795 | 201.1276 | 0.97605 | 183.1808 | 36.5219 | 187.9172 | 0.9748 | No | Springhill | SDF2023
4304 | Undiversified | 2032 | . | 198.1876 | 38.086 | 203.0174 | 0.97621 | 185.0579 | 36.7285 | 189.807 | 0.97498 | No | Springhill | SDF2023
4305 | Diversified | 2017 | 179.751 | 171.581 | 43.0458 | 176.8982 | 0.96994 | 157.892 | 39.6116 | 162.785 | 0.96994 | No | Springhill | SDF2023
4306 | Diversified | 2018 | 156.9673 | 166.21 | 35.5267 | 169.9644 | 0.97791 | 153.92 | 32.8998 | 157.3968 | 0.97791 | No | Springhill | SDF2023
4307 | Diversified | 2019 | 175.9716 | 184.6834 | 46.485 | 190.4437 | 0.96975 | 161.1713 | 40.567 | 166.1983 | 0.96975 | No | Springhill | SDF2023
4308 | Diversified | 2020 | 163.6493 | 167.89 | 35.3557 | 171.5724 | 0.97854 | 150.806 | 31.758 | 154.1137 | 0.97854 | No | Springhill | SDF2023
4309 | Diversified | 2021 | 160.5212 | 172.8499 | 27.6923 | 175.0541 | 0.98741 | 155.2105 | 24.8663 | 157.1898 | 0.98741 | No | Springhill | SDF2023
4310 | Diversified | 2022 | 157.8425 | 175.2932 | 42.0604 | 180.2687 | 0.9724 | 156.9341 | 37.6553 | 161.3885 | 0.9724 | No | Springhill | SDF2023
4311 | Diversified | 2023 | . | 178.5831 | 39.8535 | 182.976 | 0.97599 | 163.192 | 36.4187 | 167.2063 | 0.97599 | No | Springhill | SDF2023
4312 | Diversified | 2024 | . | 180.1481 | 40.2027 | 184.5795 | 0.97599 | 164.7225 | 36.7603 | 168.7744 | 0.97599 | No | Springhill | SDF2023
4313 | Diversified | 2025 | . | 180.493 | 40.2797 | 184.9329 | 0.97599 | 165.0622 | 36.8361 | 169.1225 | 0.97599 | No | Springhill | SDF2023
4314 | Diversified | 2026 | . | 178.4273 | 39.8187 | 182.8164 | 0.97599 | 163.0479 | 36.3866 | 167.0587 | 0.97599 | No | Springhill | SDF2023
4315 | Diversified | 2027 | . | 178.0055 | 39.7246 | 182.3842 | 0.97599 | 162.6366 | 36.2948 | 166.6372 | 0.97599 | No | Springhill | SDF2023
4316 | Diversified | 2028 | . | 178.441 | 39.8218 | 182.8304 | 0.97599 | 163.1111 | 36.4007 | 167.1234 | 0.97599 | No | Springhill | SDF2023
4317 | Diversified | 2029 | . | 162.7349 | 36.3167 | 166.738 | 0.97599 | 147.8677 | 32.9989 | 151.5051 | 0.97599 | No | Springhill | SDF2023
4318 | Diversified | 2030 | . | 163.7108 | 36.5345 | 167.7379 | 0.97599 | 148.8558 | 33.2194 | 152.5175 | 0.97599 | No | Springhill | SDF2023
4319 | Diversified | 2031 | . | 165.2913 | 36.8872 | 169.3573 | 0.97599 | 150.397 | 33.5633 | 154.0966 | 0.97599 | No | Springhill | SDF2023
4320 | Diversified | 2032 | . | 166.8719 | 37.2399 | 170.9767 | 0.97599 | 151.9382 | 33.9073 | 155.6757 | 0.97599 | No | Springhill | SDF2023
4321 | Kellyville | 2017 | 19.961 | 20.845 | 3.4703 | 21.1319 | 0.98642 | 17.696 | 2.9461 | 17.9396 | 0.98642 | No | Sydney_North | SDF2023
4322 | Kellyville | 2018 | 21.887 | 21.78 | 5.5467 | 22.4752 | 0.96907 | 18.54 | 4.7216 | 19.1318 | 0.96907 | No | Sydney_North | SDF2023
4323 | Kellyville | 2019 | 22.46 | 24.4163 | 7.1282 | 25.4356 | 0.95993 | 21.1565 | 6.1765 | 22.0396 | 0.95993 | No | Sydney_North | SDF2023
4324 | Kellyville | 2020 | 25.519 | 22.407 | 8.9403 | 24.1247 | 0.9288 | 19.257 | 7.6835 | 20.7332 | 0.9288 | No | Sydney_North | SDF2023
4325 | Kellyville | 2021 | 21.577 | 22.4866 | 7.4836 | 23.6992 | 0.94883 | 19.4533 | 6.4741 | 20.5024 | 0.94883 | No | Sydney_North | SDF2023
4326 | Kellyville | 2022 | 17.335 | 22.3493 | 8.4143 | 23.8808 | 0.93587 | 19.3831 | 7.2976 | 20.7113 | 0.93587 | No | Sydney_North | SDF2023
4327 | Kellyville | 2023 | . | 25.6595 | 7.9864 | 26.8737 | 0.95482 | 22.6934 | 7.0632 | 23.7671 | 0.95482 | No | Sydney_North | SDF2023
4328 | Kellyville | 2024 | . | 25.5886 | 7.9643 | 26.7994 | 0.95482 | 22.6225 | 7.0411 | 23.6929 | 0.95482 | No | Sydney_North | SDF2023
4329 | Kellyville | 2025 | . | 26.1399 | 8.1359 | 27.3768 | 0.95482 | 23.1898 | 7.2177 | 24.2871 | 0.95482 | No | Sydney_North | SDF2023
4330 | Kellyville | 2026 | . | 25.9647 | 8.0814 | 27.1932 | 0.95482 | 23.0784 | 7.183 | 24.1704 | 0.95482 | No | Sydney_North | SDF2023
4331 | Kellyville | 2027 | . | 26.0332 | 8.1027 | 27.265 | 0.95482 | 23.147 | 7.2044 | 24.2422 | 0.95482 | No | Sydney_North | SDF2023
4332 | Kellyville | 2028 | . | 26.1334 | 8.1339 | 27.37 | 0.95482 | 23.2472 | 7.2356 | 24.3472 | 0.95482 | No | Sydney_North | SDF2023
4333 | Kellyville | 2029 | . | 26.2642 | 8.1746 | 27.507 | 0.95482 | 23.378 | 7.2763 | 24.4842 | 0.95482 | No | Sydney_North | SDF2023
4334 | Kellyville | 2030 | . | 26.4022 | 8.2175 | 27.6514 | 0.95482 | 23.5159 | 7.3192 | 24.6286 | 0.95482 | No | Sydney_North | SDF2023
4335 | Kellyville | 2031 | . | 26.6001 | 8.2791 | 27.8587 | 0.95482 | 23.7165 | 7.3816 | 24.8387 | 0.95482 | No | Sydney_North | SDF2023
4336 | Kellyville | 2032 | . | 26.798 | 8.3408 | 28.066 | 0.95482 | 23.9171 | 7.4441 | 25.0488 | 0.95482 | No | Sydney_North | SDF2023
4337 | Kenthurst | 2017 | 23.338 | 20.679 | 8.3511 | 22.3016 | 0.92724 | 17.878 | 7.2199 | 19.2808 | 0.92724 | No | Sydney_North | SDF2023
4338 | Kenthurst | 2018 | 19.602 | 18.04 | 6.9603 | 19.3362 | 0.93297 | 15.93 | 6.1462 | 17.0746 | 0.93297 | No | Sydney_North | SDF2023
4339 | Kenthurst | 2019 | 21.7 | 21.2856 | 2.4297 | 21.4238 | 0.99355 | 18.6287 | 2.1264 | 18.7497 | 0.99355 | No | Sydney_North | SDF2023
4340 | Kenthurst | 2020 | 24.937 | 21.5053 | 5.8203 | 22.279 | 0.96527 | 18.5939 | 5.0323 | 19.2629 | 0.96527 | No | Sydney_North | SDF2023
4341 | Kenthurst | 2021 | 22.932 | 21.255 | 6.714 | 22.2902 | 0.95356 | 18.9893 | 5.9983 | 19.9142 | 0.95356 | No | Sydney_North | SDF2023
4342 | Kenthurst | 2022 | 19.375 | 21.4446 | 6.3684 | 22.3702 | 0.95862 | 19.1991 | 5.7016 | 20.0278 | 0.95862 | No | Sydney_North | SDF2023
4343 | Kenthurst | 2023 | . | 21.0177 | 6.512 | 22.0034 | 0.9552 | 18.7767 | 5.8177 | 19.6573 | 0.9552 | No | Sydney_North | SDF2023
4344 | Kenthurst | 2024 | . | 21.7487 | 6.7385 | 22.7687 | 0.9552 | 19.5263 | 6.0499 | 20.442 | 0.9552 | No | Sydney_North | SDF2023
4345 | Kenthurst | 2025 | . | 21.5165 | 6.6666 | 22.5256 | 0.9552 | 19.3435 | 5.9933 | 20.2507 | 0.9552 | No | Sydney_North | SDF2023
4346 | Kenthurst | 2026 | . | 21.2289 | 6.5775 | 22.2246 | 0.9552 | 19.056 | 5.9042 | 19.9497 | 0.9552 | No | Sydney_North | SDF2023
4347 | Kenthurst | 2027 | . | 21.1051 | 6.5391 | 22.0949 | 0.9552 | 18.9321 | 5.8658 | 19.82 | 0.9552 | No | Sydney_North | SDF2023
4348 | Kenthurst | 2028 | . | 21.0281 | 6.5153 | 22.0143 | 0.9552 | 18.8551 | 5.842 | 19.7394 | 0.9552 | No | Sydney_North | SDF2023
4349 | Kenthurst | 2029 | . | 20.998 | 6.5059 | 21.9828 | 0.9552 | 18.8251 | 5.8327 | 19.7079 | 0.9552 | No | Sydney_North | SDF2023
4350 | Kenthurst | 2030 | . | 20.9836 | 6.5015 | 21.9677 | 0.9552 | 18.8106 | 5.8282 | 19.6928 | 0.9552 | No | Sydney_North | SDF2023
4351 | Kenthurst | 2031 | . | 21.0518 | 6.5226 | 22.0392 | 0.9552 | 18.8789 | 5.8493 | 19.7643 | 0.9552 | No | Sydney_North | SDF2023
4352 | Kenthurst | 2032 | . | 21.1201 | 6.5438 | 22.1106 | 0.9552 | 18.9471 | 5.8705 | 19.8358 | 0.9552 | No | Sydney_North | SDF2023
4353 | Undiversified | 2017 | 43.299 | 41.524 | 11.8214 | 43.4335 | 0.95604 | 35.574 | 10.1659 | 37.2204 | 0.95577 | No | Sydney_North | SDF2023
4354 | Undiversified | 2018 | 41.489 | 39.82 | 12.507 | 41.8114 | 0.95237 | 34.47 | 10.8678 | 36.2064 | 0.95204 | No | Sydney_North | SDF2023
4355 | Undiversified | 2019 | 44.16 | 45.7019 | 9.5578 | 46.8594 | 0.9753 | 39.7852 | 8.3029 | 40.7893 | 0.97538 | No | Sydney_North | SDF2023
4356 | Undiversified | 2020 | 50.456 | 43.9123 | 14.7606 | 46.4037 | 0.94631 | 37.8509 | 12.7158 | 39.9961 | 0.94636 | No | Sydney_North | SDF2023
4357 | Undiversified | 2021 | 44.509 | 43.7416 | 14.1976 | 45.9894 | 0.95112 | 38.4427 | 12.4724 | 40.4166 | 0.95116 | No | Sydney_North | SDF2023
4358 | Undiversified | 2022 | 36.71 | 43.7938 | 14.7827 | 46.251 | 0.94687 | 38.5822 | 12.9991 | 40.7391 | 0.94705 | No | Sydney_North | SDF2023
4359 | Undiversified | 2023 | . | 46.6772 | 14.4984 | 48.8771 | 0.95499 | 41.47 | 12.8809 | 43.4244 | 0.95499 | No | Sydney_North | SDF2023
4360 | Undiversified | 2024 | . | 47.3373 | 14.7029 | 49.5681 | 0.955 | 42.1487 | 13.0911 | 44.1349 | 0.955 | No | Sydney_North | SDF2023
4361 | Undiversified | 2025 | . | 47.6564 | 14.8025 | 49.9024 | 0.95499 | 42.5333 | 13.211 | 44.5378 | 0.95499 | No | Sydney_North | SDF2023
4362 | Undiversified | 2026 | . | 47.1936 | 14.6589 | 49.4178 | 0.95499 | 42.1344 | 13.0873 | 44.1201 | 0.95499 | No | Sydney_North | SDF2023
4363 | Undiversified | 2027 | . | 47.1383 | 14.6418 | 49.36 | 0.95499 | 42.0791 | 13.0702 | 44.0623 | 0.95499 | No | Sydney_North | SDF2023
4364 | Undiversified | 2028 | . | 47.1615 | 14.6492 | 49.3843 | 0.95499 | 42.1023 | 13.0776 | 44.0866 | 0.95499 | No | Sydney_North | SDF2023
4365 | Undiversified | 2029 | . | 47.2623 | 14.6806 | 49.4898 | 0.95499 | 42.2031 | 13.109 | 44.1921 | 0.95499 | No | Sydney_North | SDF2023
4366 | Undiversified | 2030 | . | 47.3857 | 14.719 | 49.6191 | 0.95499 | 42.3265 | 13.1474 | 44.3214 | 0.95499 | No | Sydney_North | SDF2023
4367 | Undiversified | 2031 | . | 47.6519 | 14.8018 | 49.8979 | 0.95499 | 42.5954 | 13.231 | 44.603 | 0.95499 | No | Sydney_North | SDF2023
4368 | Undiversified | 2032 | . | 47.9181 | 14.8845 | 50.1767 | 0.95499 | 42.8642 | 13.3146 | 44.8845 | 0.95499 | No | Sydney_North | SDF2023
4369 | Diversified | 2017 | 38.207 | 38.1 | 3.8244 | 38.2915 | 0.995 | 34.17 | 3.4299 | 34.3417 | 0.995 | No | Sydney_North | SDF2023
4370 | Diversified | 2018 | 36.1005 | 36.53 | 3.6668 | 36.7136 | 0.995 | 33.17 | 3.3295 | 33.3367 | 0.995 | No | Sydney_North | SDF2023
4371 | Diversified | 2019 | 40.6564 | 38.5321 | 13.402 | 40.7963 | 0.9445 | 34.8761 | 12.1303 | 36.9254 | 0.9445 | No | Sydney_North | SDF2023
4372 | Diversified | 2020 | 43.6211 | 40.309 | 25.3159 | 47.5995 | 0.84684 | 35.681 | 22.4093 | 42.1344 | 0.84684 | No | Sydney_North | SDF2023
4373 | Diversified | 2021 | 40.9308 | 41.2322 | 24.6536 | 48.0405 | 0.85828 | 36.624 | 21.8983 | 42.6715 | 0.85828 | No | Sydney_North | SDF2023
4374 | Diversified | 2022 | 35.2161 | 41.82 | 4.1975 | 42.0301 | 0.995 | 37.13 | 3.7268 | 37.3166 | 0.995 | No | Sydney_North | SDF2023
4375 | Diversified | 2023 | . | 44.4635 | 16.2701 | 47.3468 | 0.9391 | 39.5033 | 14.455 | 42.065 | 0.9391 | No | Sydney_North | SDF2023
4376 | Diversified | 2024 | . | 45.0923 | 16.5002 | 48.0164 | 0.9391 | 40.1498 | 14.6916 | 42.7534 | 0.9391 | No | Sydney_North | SDF2023
4377 | Diversified | 2025 | . | 45.3963 | 16.6114 | 48.3401 | 0.9391 | 40.5161 | 14.8256 | 43.1434 | 0.9391 | No | Sydney_North | SDF2023
4378 | Diversified | 2026 | . | 44.9554 | 16.4501 | 47.8706 | 0.9391 | 40.1362 | 14.6866 | 42.7388 | 0.9391 | No | Sydney_North | SDF2023
4379 | Diversified | 2027 | . | 44.9028 | 16.4308 | 47.8146 | 0.9391 | 40.0835 | 14.6673 | 42.6828 | 0.9391 | No | Sydney_North | SDF2023
4380 | Diversified | 2028 | . | 44.9249 | 16.4389 | 47.8381 | 0.9391 | 40.1056 | 14.6754 | 42.7063 | 0.9391 | No | Sydney_North | SDF2023
4381 | Diversified | 2029 | . | 45.0209 | 16.474 | 47.9403 | 0.9391 | 40.2016 | 14.7105 | 42.8085 | 0.9391 | No | Sydney_North | SDF2023
4382 | Diversified | 2030 | . | 45.1385 | 16.517 | 48.0655 | 0.9391 | 40.3192 | 14.7536 | 42.9337 | 0.9391 | No | Sydney_North | SDF2023
4383 | Diversified | 2031 | . | 45.392 | 16.6098 | 48.3355 | 0.9391 | 40.5753 | 14.8473 | 43.2064 | 0.9391 | No | Sydney_North | SDF2023
4384 | Diversified | 2032 | . | 45.6456 | 16.7026 | 48.6056 | 0.9391 | 40.8314 | 14.941 | 43.4791 | 0.9391 | No | Sydney_North | SDF2023
4385 | Estimated System Normal | 2017 | 33.407 | 33.3432 | 3.3469 | 33.5108 | 0.995 | 28.5735 | 2.8681 | 28.7171 | 0.995 | No | Sydney_North | SDF2023
4386 | Estimated System Normal | 2018 | 31.1338 | 31.2188 | 3.1336 | 31.3757 | 0.995 | 27.0338 | 2.7136 | 27.1697 | 0.995 | No | Sydney_North | SDF2023
4387 | Estimated System Normal | 2019 | 30.4884 | 30.5566 | 10.628 | 32.3521 | 0.9445 | 26.5983 | 9.2512 | 28.1613 | 0.9445 | No | Sydney_North | SDF2023
4388 | Estimated System Normal | 2020 | 31.6816 | 24.6744 | 15.4966 | 29.1371 | 0.84684 | 21.2673 | 13.3568 | 25.1137 | 0.84684 | No | Sydney_North | SDF2023
4389 | Estimated System Normal | 2021 | 29.093 | 25.8004 | 15.4266 | 30.0606 | 0.85828 | 22.674 | 13.5573 | 26.418 | 0.85828 | No | Sydney_North | SDF2023
4390 | Estimated System Normal | 2022 | 29.3055 | 36.7375 | 3.6874 | 36.9221 | 0.995 | 32.3594 | 3.2479 | 32.522 | 0.995 | No | Sydney_North | SDF2023
4391 | Estimated System Normal | 2023 | . | 32.8358 | 12.0153 | 34.9651 | 0.9391 | 29.1727 | 10.6749 | 31.0645 | 0.9391 | No | Sydney_North | SDF2023
4392 | Estimated System Normal | 2024 | . | 33.3 | 12.1851 | 35.4594 | 0.9391 | 29.65 | 10.8495 | 31.5727 | 0.9391 | No | Sydney_North | SDF2023
4393 | Estimated System Normal | 2025 | . | 33.5246 | 12.2673 | 35.6986 | 0.9391 | 29.9206 | 10.9485 | 31.8609 | 0.9391 | No | Sydney_North | SDF2023
4394 | Estimated System Normal | 2026 | . | 33.1991 | 12.1482 | 35.3519 | 0.9391 | 29.6401 | 10.8459 | 31.5621 | 0.9391 | No | Sydney_North | SDF2023
4395 | Estimated System Normal | 2027 | . | 33.1602 | 12.134 | 35.3105 | 0.9391 | 29.6012 | 10.8317 | 31.5207 | 0.9391 | No | Sydney_North | SDF2023
4396 | Estimated System Normal | 2028 | . | 33.1766 | 12.14 | 35.328 | 0.9391 | 29.6176 | 10.8377 | 31.5382 | 0.9391 | No | Sydney_North | SDF2023
4397 | Estimated System Normal | 2029 | . | 33.2475 | 12.1659 | 35.4034 | 0.9391 | 29.6885 | 10.8636 | 31.6136 | 0.9391 | No | Sydney_North | SDF2023
4398 | Estimated System Normal | 2030 | . | 33.3343 | 12.1977 | 35.4959 | 0.9391 | 29.7753 | 10.8954 | 31.7061 | 0.9391 | No | Sydney_North | SDF2023
4399 | Estimated System Normal | 2031 | . | 33.5216 | 12.2662 | 35.6954 | 0.9391 | 29.9645 | 10.9646 | 31.9075 | 0.9391 | No | Sydney_North | SDF2023
4400 | Estimated System Normal | 2032 | . | 33.7089 | 12.3347 | 35.8948 | 0.9391 | 30.1536 | 11.0338 | 32.1089 | 0.9391 | No | Sydney_North | SDF2023
4401 | Healey_Cct_Data | 2017 | . | . | . | . | . | . | . | . | . | Yes | Sydney_West_132kV | SDF2023
4402 | Healey_Cct_Data | 2018 | . | . | . | . | . | . | . | . | . | Yes | Sydney_West_132kV | SDF2023
4403 | Healey_Cct_Data | 2019 | 16.32 | 16.317 | . | 16.317 | 1 | 16.317 | . | 16.317 | 1 | Yes | Sydney_West_132kV | SDF2023
4404 | Healey_Cct_Data | 2020 | 11.82 | 11.82 | . | 11.82 | 1 | 11.82 | . | 11.82 | 1 | Yes | Sydney_West_132kV | SDF2023
4405 | Healey_Cct_Data | 2021 | 17.046 | 17.037 | 0.55385 | 17.046 | 0.99947 | 17.037 | 0.55385 | 17.046 | 0.99947 | Yes | Sydney_West_132kV | SDF2023
4406 | Healey_Cct_Data | 2022 | 24.633 | 24.608 | 1.1095 | 24.633 | 0.99899 | 24.608 | 1.1095 | 24.633 | 0.99899 | Yes | Sydney_West_132kV | SDF2023
4407 | Healey_Cct_Data | 2023 | . | 24.608 | 8.0883 | 25.9032 | 0.95 | 24.608 | 8.0883 | 25.9032 | 0.95 | Yes | Sydney_West_132kV | SDF2023
4408 | Healey_Cct_Data | 2024 | . | 24.608 | 8.0883 | 25.9032 | 0.95 | 24.608 | 8.0883 | 25.9032 | 0.95 | Yes | Sydney_West_132kV | SDF2023
4409 | Healey_Cct_Data | 2025 | . | 24.608 | 8.0883 | 25.9032 | 0.95 | 24.608 | 8.0883 | 25.9032 | 0.95 | Yes | Sydney_West_132kV | SDF2023
4410 | Healey_Cct_Data | 2026 | . | 24.608 | 8.0883 | 25.9032 | 0.95 | 24.608 | 8.0883 | 25.9032 | 0.95 | Yes | Sydney_West_132kV | SDF2023
4411 | Healey_Cct_Data | 2027 | . | 24.608 | 8.0883 | 25.9032 | 0.95 | 24.608 | 8.0883 | 25.9032 | 0.95 | Yes | Sydney_West_132kV | SDF2023
4412 | Healey_Cct_Data | 2028 | . | 24.608 | 8.0883 | 25.9032 | 0.95 | 24.608 | 8.0883 | 25.9032 | 0.95 | Yes | Sydney_West_132kV | SDF2023
4413 | Healey_Cct_Data | 2029 | . | 24.608 | 8.0883 | 25.9032 | 0.95 | 24.608 | 8.0883 | 25.9032 | 0.95 | Yes | Sydney_West_132kV | SDF2023
4414 | Healey_Cct_Data | 2030 | . | 24.608 | 8.0883 | 25.9032 | 0.95 | 24.608 | 8.0883 | 25.9032 | 0.95 | Yes | Sydney_West_132kV | SDF2023
4415 | Healey_Cct_Data | 2031 | . | 24.608 | 8.0883 | 25.9032 | 0.95 | 24.608 | 8.0883 | 25.9032 | 0.95 | Yes | Sydney_West_132kV | SDF2023
4416 | Healey_Cct_Data | 2032 | . | 24.608 | 8.0883 | 25.9032 | 0.95 | 24.608 | 8.0883 | 25.9032 | 0.95 | Yes | Sydney_West_132kV | SDF2023
4417 | CDC | 2017 | . | . | . | . | . | . | . | . | . | Yes | Sydney_West_132kV | SDF2023
4418 | CDC | 2018 | . | . | . | . | . | . | . | . | . | Yes | Sydney_West_132kV | SDF2023
4419 | CDC | 2019 | . | . | . | . | . | . | . | . | . | Yes | Sydney_West_132kV | SDF2023
4420 | CDC | 2020 | . | . | . | . | . | . | . | . | . | Yes | Sydney_West_132kV | SDF2023
4421 | CDC | 2021 | . | . | . | . | . | . | . | . | . | Yes | Sydney_West_132kV | SDF2023
4422 | CDC | 2022 | . | . | . | . | . | . | . | . | . | Yes | Sydney_West_132kV | SDF2023
4423 | CDC | 2023 | . | . | . | . | 0.95 | . | . | . | 0.95 | Yes | Sydney_West_132kV | SDF2023
4424 | CDC | 2024 | . | . | . | . | 0.95 | . | . | . | 0.95 | Yes | Sydney_West_132kV | SDF2023
4425 | CDC | 2025 | . | . | . | . | 0.95 | . | . | . | 0.95 | Yes | Sydney_West_132kV | SDF2023
4426 | CDC | 2026 | . | . | . | . | 0.95 | . | . | . | 0.95 | Yes | Sydney_West_132kV | SDF2023
4427 | CDC | 2027 | . | . | . | . | 0.95 | . | . | . | 0.95 | Yes | Sydney_West_132kV | SDF2023
4428 | CDC | 2028 | . | . | . | . | 0.95 | . | . | . | 0.95 | Yes | Sydney_West_132kV | SDF2023
4429 | CDC | 2029 | . | . | . | . | 0.95 | . | . | . | 0.95 | Yes | Sydney_West_132kV | SDF2023
4430 | CDC | 2030 | . | . | . | . | 0.95 | . | . | . | 0.95 | Yes | Sydney_West_132kV | SDF2023
4431 | CDC | 2031 | . | . | . | . | 0.95 | . | . | . | 0.95 | Yes | Sydney_West_132kV | SDF2023
4432 | CDC | 2032 | . | . | . | . | 0.95 | . | . | . | 0.95 | Yes | Sydney_West_132kV | SDF2023
4433 | DCI | 2017 | . | . | . | . | . | . | . | . | . | Yes | Sydney_West_132kV | SDF2023
4434 | DCI | 2018 | . | . | . | . | . | . | . | . | . | Yes | Sydney_West_132kV | SDF2023
4435 | DCI | 2019 | . | . | . | . | . | . | . | . | . | Yes | Sydney_West_132kV | SDF2023
4436 | DCI | 2020 | . | . | . | . | . | . | . | . | . | Yes | Sydney_West_132kV | SDF2023
4437 | DCI | 2021 | . | . | . | . | . | . | . | . | . | Yes | Sydney_West_132kV | SDF2023
4438 | DCI | 2022 | . | . | . | . | . | . | . | . | . | Yes | Sydney_West_132kV | SDF2023
4439 | DCI | 2023 | . | . | . | . | 0.95 | . | . | . | 0.95 | Yes | Sydney_West_132kV | SDF2023
4440 | DCI | 2024 | . | . | . | . | 0.95 | . | . | . | 0.95 | Yes | Sydney_West_132kV | SDF2023
4441 | DCI | 2025 | . | . | . | . | 0.95 | . | . | . | 0.95 | Yes | Sydney_West_132kV | SDF2023
4442 | DCI | 2026 | . | . | . | . | 0.95 | . | . | . | 0.95 | Yes | Sydney_West_132kV | SDF2023
4443 | DCI | 2027 | . | . | . | . | 0.95 | . | . | . | 0.95 | Yes | Sydney_West_132kV | SDF2023
4444 | DCI | 2028 | . | . | . | . | 0.95 | . | . | . | 0.95 | Yes | Sydney_West_132kV | SDF2023
4445 | DCI | 2029 | . | . | . | . | 0.95 | . | . | . | 0.95 | Yes | Sydney_West_132kV | SDF2023
4446 | DCI | 2030 | . | . | . | . | 0.95 | . | . | . | 0.95 | Yes | Sydney_West_132kV | SDF2023
4447 | DCI | 2031 | . | . | . | . | 0.95 | . | . | . | 0.95 | Yes | Sydney_West_132kV | SDF2023
4448 | DCI | 2032 | . | . | . | . | 0.95 | . | . | . | 0.95 | Yes | Sydney_West_132kV | SDF2023
4449 | SYD_55 | 2017 | . | . | . | . | . | . | . | . | . | Yes | Sydney_West_132kV | SDF2023
4450 | SYD_55 | 2018 | . | . | . | . | . | . | . | . | . | Yes | Sydney_West_132kV | SDF2023
4451 | SYD_55 | 2019 | . | . | . | . | . | . | . | . | . | Yes | Sydney_West_132kV | SDF2023
4452 | SYD_55 | 2020 | . | . | . | . | . | . | . | . | . | Yes | Sydney_West_132kV | SDF2023
4453 | SYD_55 | 2021 | . | . | . | . | . | . | . | . | . | Yes | Sydney_West_132kV | SDF2023
4454 | SYD_55 | 2022 | . | . | . | . | . | . | . | . | . | Yes | Sydney_West_132kV | SDF2023
4455 | SYD_55 | 2023 | . | . | . | . | . | . | . | . | . | Yes | Sydney_West_132kV | SDF2023
4456 | SYD_55 | 2024 | . | . | . | . | . | . | . | . | . | Yes | Sydney_West_132kV | SDF2023
4457 | SYD_55 | 2025 | . | . | . | . | 0.95 | . | . | . | 0.95 | Yes | Sydney_West_132kV | SDF2023
4458 | SYD_55 | 2026 | . | . | . | . | 0.95 | . | . | . | 0.95 | Yes | Sydney_West_132kV | SDF2023
4459 | SYD_55 | 2027 | . | . | . | . | 0.95 | . | . | . | 0.95 | Yes | Sydney_West_132kV | SDF2023
4460 | SYD_55 | 2028 | . | . | . | . | 0.95 | . | . | . | 0.95 | Yes | Sydney_West_132kV | SDF2023
4461 | SYD_55 | 2029 | . | . | . | . | 0.95 | . | . | . | 0.95 | Yes | Sydney_West_132kV | SDF2023
4462 | SYD_55 | 2030 | . | . | . | . | 0.95 | . | . | . | 0.95 | Yes | Sydney_West_132kV | SDF2023
4463 | SYD_55 | 2031 | . | . | . | . | 0.95 | . | . | . | 0.95 | Yes | Sydney_West_132kV | SDF2023
4464 | SYD_55 | 2032 | . | . | . | . | 0.95 | . | . | . | 0.95 | Yes | Sydney_West_132kV | SDF2023
4465 | Augusta_DC | 2017 | . | . | . | . | . | . | . | . | . | Yes | Sydney_West_132kV | SDF2023
4466 | Augusta_DC | 2018 | . | . | . | . | . | . | . | . | . | Yes | Sydney_West_132kV | SDF2023
4467 | Augusta_DC | 2019 | . | . | . | . | . | . | . | . | . | Yes | Sydney_West_132kV | SDF2023
4468 | Augusta_DC | 2020 | . | . | . | . | . | . | . | . | . | Yes | Sydney_West_132kV | SDF2023
4469 | Augusta_DC | 2021 | . | . | . | . | . | . | . | . | . | Yes | Sydney_West_132kV | SDF2023
4470 | Augusta_DC | 2022 | . | . | . | . | . | . | . | . | . | Yes | Sydney_West_132kV | SDF2023
4471 | Augusta_DC | 2023 | . | . | . | . | . | . | . | . | . | Yes | Sydney_West_132kV | SDF2023
4472 | Augusta_DC | 2024 | . | . | . | . | 0.95 | . | . | . | 0.95 | Yes | Sydney_West_132kV | SDF2023
4473 | Augusta_DC | 2025 | . | . | . | . | 0.95 | . | . | . | 0.95 | Yes | Sydney_West_132kV | SDF2023
4474 | Augusta_DC | 2026 | . | . | . | . | 0.95 | . | . | . | 0.95 | Yes | Sydney_West_132kV | SDF2023
4475 | Augusta_DC | 2027 | . | . | . | . | 0.95 | . | . | . | 0.95 | Yes | Sydney_West_132kV | SDF2023
4476 | Augusta_DC | 2028 | . | . | . | . | 0.95 | . | . | . | 0.95 | Yes | Sydney_West_132kV | SDF2023
4477 | Augusta_DC | 2029 | . | . | . | . | 0.95 | . | . | . | 0.95 | Yes | Sydney_West_132kV | SDF2023
4478 | Augusta_DC | 2030 | . | . | . | . | 0.95 | . | . | . | 0.95 | Yes | Sydney_West_132kV | SDF2023
4479 | Augusta_DC | 2031 | . | . | . | . | 0.95 | . | . | . | 0.95 | Yes | Sydney_West_132kV | SDF2023
4480 | Augusta_DC | 2032 | . | . | . | . | 0.95 | . | . | . | 0.95 | Yes | Sydney_West_132kV | SDF2023
4481 | Honeman_DC | 2017 | . | . | . | . | . | . | . | . | . | Yes | Sydney_West_132kV | SDF2023
4482 | Honeman_DC | 2018 | . | . | . | . | . | . | . | . | . | Yes | Sydney_West_132kV | SDF2023
4483 | Honeman_DC | 2019 | . | . | . | . | . | . | . | . | . | Yes | Sydney_West_132kV | SDF2023
4484 | Honeman_DC | 2020 | . | . | . | . | . | . | . | . | . | Yes | Sydney_West_132kV | SDF2023
4485 | Honeman_DC | 2021 | . | . | . | . | . | . | . | . | . | Yes | Sydney_West_132kV | SDF2023
4486 | Honeman_DC | 2022 | . | . | . | . | . | . | . | . | . | Yes | Sydney_West_132kV | SDF2023
4487 | Honeman_DC | 2023 | . | . | . | . | . | . | . | . | . | Yes | Sydney_West_132kV | SDF2023
4488 | Honeman_DC | 2024 | . | . | . | . | 0.95 | . | . | . | 0.95 | Yes | Sydney_West_132kV | SDF2023
4489 | Honeman_DC | 2025 | . | . | . | . | 0.95 | . | . | . | 0.95 | Yes | Sydney_West_132kV | SDF2023
4490 | Honeman_DC | 2026 | . | . | . | . | 0.95 | . | . | . | 0.95 | Yes | Sydney_West_132kV | SDF2023
4491 | Honeman_DC | 2027 | . | . | . | . | 0.95 | . | . | . | 0.95 | Yes | Sydney_West_132kV | SDF2023
4492 | Honeman_DC | 2028 | . | . | . | . | 0.95 | . | . | . | 0.95 | Yes | Sydney_West_132kV | SDF2023
4493 | Honeman_DC | 2029 | . | . | . | . | 0.95 | . | . | . | 0.95 | Yes | Sydney_West_132kV | SDF2023
4494 | Honeman_DC | 2030 | . | . | . | . | 0.95 | . | . | . | 0.95 | Yes | Sydney_West_132kV | SDF2023
4495 | Honeman_DC | 2031 | . | . | . | . | 0.95 | . | . | . | 0.95 | Yes | Sydney_West_132kV | SDF2023
4496 | Honeman_DC | 2032 | . | . | . | . | 0.95 | . | . | . | 0.95 | Yes | Sydney_West_132kV | SDF2023
4497 | Station_DC | 2017 | . | . | . | . | . | . | . | . | . | Yes | Sydney_West_132kV | SDF2023
4498 | Station_DC | 2018 | . | . | . | . | . | . | . | . | . | Yes | Sydney_West_132kV | SDF2023
4499 | Station_DC | 2019 | . | . | . | . | . | . | . | . | . | Yes | Sydney_West_132kV | SDF2023
4500 | Station_DC | 2020 | . | . | . | . | . | . | . | . | . | Yes | Sydney_West_132kV | SDF2023
4501 | Station_DC | 2021 | . | . | . | . | . | . | . | . | . | Yes | Sydney_West_132kV | SDF2023
4502 | Station_DC | 2022 | . | . | . | . | . | . | . | . | . | Yes | Sydney_West_132kV | SDF2023
4503 | Station_DC | 2023 | . | . | . | . | . | . | . | . | . | Yes | Sydney_West_132kV | SDF2023
4504 | Station_DC | 2024 | . | . | . | . | 0.95 | . | . | . | 0.95 | Yes | Sydney_West_132kV | SDF2023
4505 | Station_DC | 2025 | . | . | . | . | 0.95 | . | . | . | 0.95 | Yes | Sydney_West_132kV | SDF2023
4506 | Station_DC | 2026 | . | . | . | . | 0.95 | . | . | . | 0.95 | Yes | Sydney_West_132kV | SDF2023
4507 | Station_DC | 2027 | . | . | . | . | 0.95 | . | . | . | 0.95 | Yes | Sydney_West_132kV | SDF2023
4508 | Station_DC | 2028 | . | . | . | . | 0.95 | . | . | . | 0.95 | Yes | Sydney_West_132kV | SDF2023
4509 | Station_DC | 2029 | . | . | . | . | 0.95 | . | . | . | 0.95 | Yes | Sydney_West_132kV | SDF2023
4510 | Station_DC | 2030 | . | . | . | . | 0.95 | . | . | . | 0.95 | Yes | Sydney_West_132kV | SDF2023
4511 | Station_DC | 2031 | . | . | . | . | 0.95 | . | . | . | 0.95 | Yes | Sydney_West_132kV | SDF2023
4512 | Station_DC | 2032 | . | . | . | . | 0.95 | . | . | . | 0.95 | Yes | Sydney_West_132kV | SDF2023
4513 | Aerotropolis | 2017 | . | . | . | . | . | . | . | . | . | No | Sydney_West_132kV | SDF2023
4514 | Aerotropolis | 2018 | . | . | . | . | . | . | . | . | . | No | Sydney_West_132kV | SDF2023
4515 | Aerotropolis | 2019 | . | . | . | . | . | . | . | . | . | No | Sydney_West_132kV | SDF2023
4516 | Aerotropolis | 2020 | . | . | . | . | . | . | . | . | . | No | Sydney_West_132kV | SDF2023
4517 | Aerotropolis | 2021 | . | . | . | . | . | . | . | . | . | No | Sydney_West_132kV | SDF2023
4518 | Aerotropolis | 2022 | . | . | . | . | . | . | . | . | . | No | Sydney_West_132kV | SDF2023
4519 | Aerotropolis | 2023 | . | . | . | . | . | . | . | . | . | No | Sydney_West_132kV | SDF2023
4520 | Aerotropolis | 2024 | . | . | . | . | . | . | . | . | . | No | Sydney_West_132kV | SDF2023
4521 | Aerotropolis | 2025 | . | 18.0346 | 5.9277 | 18.9838 | 0.95 | 18.0346 | 5.9277 | 18.9838 | 0.95 | No | Sydney_West_132kV | SDF2023
4522 | Aerotropolis | 2026 | . | 28.3703 | 9.3249 | 29.8635 | 0.95 | 28.3703 | 9.3249 | 29.8635 | 0.95 | No | Sydney_West_132kV | SDF2023
4523 | Aerotropolis | 2027 | . | 46.5925 | 15.3142 | 49.0447 | 0.95 | 46.5925 | 15.3142 | 49.0447 | 0.95 | No | Sydney_West_132kV | SDF2023
4524 | Aerotropolis | 2028 | . | 44.5599 | 14.6461 | 46.9051 | 0.95 | 44.5599 | 14.6461 | 46.9051 | 0.95 | No | Sydney_West_132kV | SDF2023
4525 | Aerotropolis | 2029 | . | 46.0732 | 15.1435 | 48.4981 | 0.95 | 46.0732 | 15.1435 | 48.4981 | 0.95 | No | Sydney_West_132kV | SDF2023
4526 | Aerotropolis | 2030 | . | 47.5064 | 15.6146 | 50.0067 | 0.95 | 47.5064 | 15.6146 | 50.0067 | 0.95 | No | Sydney_West_132kV | SDF2023
4527 | Aerotropolis | 2031 | . | 61.4098 | 20.1844 | 64.6418 | 0.95 | 61.4098 | 20.1844 | 64.6418 | 0.95 | No | Sydney_West_132kV | SDF2023
4528 | Aerotropolis | 2032 | . | 63.3413 | 20.8193 | 66.675 | 0.95 | 63.3413 | 20.8193 | 66.675 | 0.95 | No | Sydney_West_132kV | SDF2023
4529 | Arndell_Park | 2017 | 32.14 | 32.325 | . | 32.325 | 1 | 29.593 | . | 29.593 | 1 | No | Sydney_West_132kV | SDF2023
4530 | Arndell_Park | 2018 | 27.92 | 30.98 | . | 30.98 | 1 | 28.31 | . | 28.31 | 1 | No | Sydney_West_132kV | SDF2023
4531 | Arndell_Park | 2019 | 30.96 | 31.6016 | 1.9703 | 31.6629 | 0.99806 | 28.885 | 1.8009 | 28.9411 | 0.99806 | No | Sydney_West_132kV | SDF2023
4532 | Arndell_Park | 2020 | 28.962 | 30.312 | 3.1995 | 30.4804 | 0.99448 | 27.87 | 2.9417 | 28.0248 | 0.99448 | No | Sydney_West_132kV | SDF2023
4533 | Arndell_Park | 2021 | 31.215 | 32.9616 | 3.8613 | 33.187 | 0.99321 | 30.5771 | 3.5819 | 30.7862 | 0.99321 | No | Sydney_West_132kV | SDF2023
4534 | Arndell_Park | 2022 | 27.385 | 30.3188 | 5.763 | 30.8617 | 0.98241 | 27.9491 | 5.3126 | 28.4495 | 0.98241 | No | Sydney_West_132kV | SDF2023
4535 | Arndell_Park | 2023 | . | 30.6604 | 3.1715 | 30.824 | 0.99469 | 28.2953 | 2.9269 | 28.4463 | 0.99469 | No | Sydney_West_132kV | SDF2023
4536 | Arndell_Park | 2024 | . | 32.6948 | 3.3819 | 32.8693 | 0.99469 | 30.3298 | 3.1373 | 30.4916 | 0.99469 | No | Sydney_West_132kV | SDF2023
4537 | Arndell_Park | 2025 | . | 32.4988 | 3.3617 | 32.6722 | 0.99469 | 30.1337 | 3.117 | 30.2945 | 0.99469 | No | Sydney_West_132kV | SDF2023
4538 | Arndell_Park | 2026 | . | 32.1066 | 3.3211 | 32.2779 | 0.99469 | 29.7415 | 3.0764 | 29.9002 | 0.99469 | No | Sydney_West_132kV | SDF2023
4539 | Arndell_Park | 2027 | . | 31.894 | 3.2991 | 32.0642 | 0.99469 | 29.529 | 3.0545 | 29.6865 | 0.99469 | No | Sydney_West_132kV | SDF2023
4540 | Arndell_Park | 2028 | . | 31.7371 | 3.2829 | 31.9064 | 0.99469 | 29.372 | 3.0382 | 29.5287 | 0.99469 | No | Sydney_West_132kV | SDF2023
4541 | Arndell_Park | 2029 | . | 31.6348 | 3.2723 | 31.8036 | 0.99469 | 29.2697 | 3.0277 | 29.4259 | 0.99469 | No | Sydney_West_132kV | SDF2023
4542 | Arndell_Park | 2030 | . | 31.5213 | 3.2606 | 31.6895 | 0.99469 | 29.1563 | 3.0159 | 29.3118 | 0.99469 | No | Sydney_West_132kV | SDF2023
4543 | Arndell_Park | 2031 | . | 31.4564 | 3.2538 | 31.6242 | 0.99469 | 29.0913 | 3.0092 | 29.2465 | 0.99469 | No | Sydney_West_132kV | SDF2023
4544 | Arndell_Park | 2032 | . | 31.3914 | 3.2471 | 31.5589 | 0.99469 | 29.0263 | 3.0025 | 29.1812 | 0.99469 | No | Sydney_West_132kV | SDF2023
4545 | Baulkham_Hills_11kv | 2017 | 35.714 | 35.379 | 4.9608 | 35.7251 | 0.99031 | 30.983 | 4.3444 | 31.2861 | 0.99031 | No | Sydney_West_132kV | SDF2023
4546 | Baulkham_Hills_11kv | 2018 | 33.378 | 33.1 | 4.2989 | 33.378 | 0.99167 | 29.01 | 3.7677 | 29.2536 | 0.99167 | No | Sydney_West_132kV | SDF2023
4547 | Baulkham_Hills_11kv | 2019 | 33.68 | 35.5873 | 3.37 | 35.7465 | 0.99555 | 31.3359 | 2.9674 | 31.4761 | 0.99555 | No | Sydney_West_132kV | SDF2023
4548 | Baulkham_Hills_11kv | 2020 | 35.408 | 34.321 | 7.3981 | 35.1093 | 0.97755 | 30.105 | 6.4893 | 30.7965 | 0.97755 | No | Sydney_West_132kV | SDF2023
4549 | Baulkham_Hills_11kv | 2021 | 31.111 | 35.0877 | 14.8413 | 38.0974 | 0.921 | 31.1434 | 13.173 | 33.8148 | 0.921 | No | Sydney_West_132kV | SDF2023
4550 | Baulkham_Hills_11kv | 2022 | 29.4475 | 35.9162 | 14.8637 | 38.8703 | 0.924 | 32.0919 | 13.2811 | 34.7315 | 0.924 | No | Sydney_West_132kV | SDF2023
4551 | Baulkham_Hills_11kv | 2023 | . | 35.5447 | 14.71 | 38.4683 | 0.924 | 31.7391 | 13.1351 | 34.3497 | 0.924 | No | Sydney_West_132kV | SDF2023
4552 | Baulkham_Hills_11kv | 2024 | . | 35.9247 | 14.8673 | 38.8796 | 0.924 | 32.1191 | 13.2923 | 34.7609 | 0.924 | No | Sydney_West_132kV | SDF2023
4553 | Baulkham_Hills_11kv | 2025 | . | 35.8889 | 14.8524 | 38.8408 | 0.924 | 32.0833 | 13.2775 | 34.7222 | 0.924 | No | Sydney_West_132kV | SDF2023
4554 | Baulkham_Hills_11kv | 2026 | . | 35.5015 | 14.6921 | 38.4215 | 0.924 | 31.6959 | 13.1172 | 34.3029 | 0.924 | No | Sydney_West_132kV | SDF2023
4555 | Baulkham_Hills_11kv | 2027 | . | 35.4473 | 14.6697 | 38.3629 | 0.924 | 31.6417 | 13.0947 | 34.2443 | 0.924 | No | Sydney_West_132kV | SDF2023
4556 | Baulkham_Hills_11kv | 2028 | . | 35.5076 | 14.6946 | 38.4281 | 0.924 | 31.702 | 13.1197 | 34.3095 | 0.924 | No | Sydney_West_132kV | SDF2023
4557 | Baulkham_Hills_11kv | 2029 | . | 35.6813 | 14.7665 | 38.6162 | 0.924 | 31.8757 | 13.1916 | 34.4975 | 0.924 | No | Sydney_West_132kV | SDF2023
4558 | Baulkham_Hills_11kv | 2030 | . | 35.8577 | 14.8395 | 38.8071 | 0.924 | 32.0521 | 13.2646 | 34.6885 | 0.924 | No | Sydney_West_132kV | SDF2023
4559 | Baulkham_Hills_11kv | 2031 | . | 36.1757 | 14.9711 | 39.1512 | 0.924 | 32.3701 | 13.3962 | 35.0326 | 0.924 | No | Sydney_West_132kV | SDF2023
4560 | Baulkham_Hills_11kv | 2032 | . | 36.4937 | 15.1027 | 39.4954 | 0.924 | 32.6881 | 13.5278 | 35.3768 | 0.924 | No | Sydney_West_132kV | SDF2023
4561 | One_Steel_Mini_Mill | 2017 | 80.593 | 74.572 | 30.5655 | 80.593 | 0.92529 | 74.572 | 30.5655 | 80.593 | 0.92529 | Yes | Sydney_West_132kV | SDF2023
4562 | One_Steel_Mini_Mill | 2018 | 82.128 | 75.938 | 31.2798 | 82.128 | 0.92463 | 75.938 | 31.2798 | 82.128 | 0.92463 | Yes | Sydney_West_132kV | SDF2023
4563 | One_Steel_Mini_Mill | 2019 | 76.7524 | 68.385 | 35.9321 | 77.2504 | 0.88524 | 68.385 | 35.9321 | 77.2504 | 0.88524 | Yes | Sydney_West_132kV | SDF2023
4564 | One_Steel_Mini_Mill | 2020 | 73.309 | 68.288 | 26.6638 | 73.309 | 0.93151 | 68.288 | 26.6638 | 73.309 | 0.93151 | Yes | Sydney_West_132kV | SDF2023
4565 | One_Steel_Mini_Mill | 2021 | 75.225 | 69.466 | 28.8665 | 75.225 | 0.92344 | 69.466 | 28.8665 | 75.225 | 0.92344 | Yes | Sydney_West_132kV | SDF2023
4566 | One_Steel_Mini_Mill | 2022 | 79.7085 | 79.31 | 7.9605 | 79.7085 | 0.995 | 79.31 | 7.9605 | 79.7085 | 0.995 | Yes | Sydney_West_132kV | SDF2023
4567 | One_Steel_Mini_Mill | 2023 | . | 79.31 | 31.1323 | 85.2015 | 0.93085 | 79.31 | 31.1323 | 85.2015 | 0.93085 | Yes | Sydney_West_132kV | SDF2023
4568 | One_Steel_Mini_Mill | 2024 | . | 79.31 | 31.1323 | 85.2015 | 0.93085 | 79.31 | 31.1323 | 85.2015 | 0.93085 | Yes | Sydney_West_132kV | SDF2023
4569 | One_Steel_Mini_Mill | 2025 | . | 79.31 | 31.1323 | 85.2015 | 0.93085 | 79.31 | 31.1323 | 85.2015 | 0.93085 | Yes | Sydney_West_132kV | SDF2023
4570 | One_Steel_Mini_Mill | 2026 | . | 79.31 | 31.1323 | 85.2015 | 0.93085 | 79.31 | 31.1323 | 85.2015 | 0.93085 | Yes | Sydney_West_132kV | SDF2023
4571 | One_Steel_Mini_Mill | 2027 | . | 79.31 | 31.1323 | 85.2015 | 0.93085 | 79.31 | 31.1323 | 85.2015 | 0.93085 | Yes | Sydney_West_132kV | SDF2023
4572 | One_Steel_Mini_Mill | 2028 | . | 79.31 | 31.1323 | 85.2015 | 0.93085 | 79.31 | 31.1323 | 85.2015 | 0.93085 | Yes | Sydney_West_132kV | SDF2023
4573 | One_Steel_Mini_Mill | 2029 | . | 79.31 | 31.1323 | 85.2015 | 0.93085 | 79.31 | 31.1323 | 85.2015 | 0.93085 | Yes | Sydney_West_132kV | SDF2023
4574 | One_Steel_Mini_Mill | 2030 | . | 79.31 | 31.1323 | 85.2015 | 0.93085 | 79.31 | 31.1323 | 85.2015 | 0.93085 | Yes | Sydney_West_132kV | SDF2023
4575 | One_Steel_Mini_Mill | 2031 | . | 79.31 | 31.1323 | 85.2015 | 0.93085 | 79.31 | 31.1323 | 85.2015 | 0.93085 | Yes | Sydney_West_132kV | SDF2023
4576 | One_Steel_Mini_Mill | 2032 | . | 79.31 | 31.1323 | 85.2015 | 0.93085 | 79.31 | 31.1323 | 85.2015 | 0.93085 | Yes | Sydney_West_132kV | SDF2023
4577 | Bringelly | 2017 | 14.606 | 13.73 | 3.0429 | 14.0631 | 0.97631 | 12.242 | 2.7131 | 12.539 | 0.97631 | No | Sydney_West_132kV | SDF2023
4578 | Bringelly | 2018 | 16.913 | 14.03 | 5.9265 | 15.2304 | 0.92118 | 12.56 | 5.3056 | 13.6346 | 0.92118 | No | Sydney_West_132kV | SDF2023
4579 | Bringelly | 2019 | 12.75 | 13.5085 | 4.5611 | 14.2577 | 0.94745 | 12.0554 | 4.0704 | 12.724 | 0.94745 | No | Sydney_West_132kV | SDF2023
4580 | Bringelly | 2020 | 12.5267 | 12.1367 | 3.7443 | 12.7012 | 0.95556 | 10.8063 | 3.3339 | 11.3089 | 0.95556 | No | Sydney_West_132kV | SDF2023
4581 | Bringelly | 2021 | . | . | . | . | . | . | . | . | . | No | Sydney_West_132kV | SDF2023
4582 | Bringelly | 2022 | . | . | . | . | . | . | . | . | . | No | Sydney_West_132kV | SDF2023
4583 | Bringelly | 2023 | . | . | . | . | . | . | . | . | . | No | Sydney_West_132kV | SDF2023
4584 | Bringelly | 2024 | . | . | . | . | . | . | . | . | . | No | Sydney_West_132kV | SDF2023
4585 | Bringelly | 2025 | . | . | . | . | . | . | . | . | . | No | Sydney_West_132kV | SDF2023
4586 | Bringelly | 2026 | . | . | . | . | . | . | . | . | . | No | Sydney_West_132kV | SDF2023
4587 | Bringelly | 2027 | . | . | . | . | . | . | . | . | . | No | Sydney_West_132kV | SDF2023
4588 | Bringelly | 2028 | . | . | . | . | . | . | . | . | . | No | Sydney_West_132kV | SDF2023
4589 | Bringelly | 2029 | . | . | . | . | . | . | . | . | . | No | Sydney_West_132kV | SDF2023
4590 | Bringelly | 2030 | . | . | . | . | . | . | . | . | . | No | Sydney_West_132kV | SDF2023
4591 | Bringelly | 2031 | . | . | . | . | . | . | . | . | . | No | Sydney_West_132kV | SDF2023
4592 | Bringelly | 2032 | . | . | . | . | . | . | . | . | . | No | Sydney_West_132kV | SDF2023
4593 | Doonside | 2017 | 49.41 | 46.416 | 10.9064 | 47.6801 | 0.97349 | 39.335 | 9.2426 | 40.4063 | 0.97349 | No | Sydney_West_132kV | SDF2023
4594 | Doonside | 2018 | 42.242 | 42.67 | 1.6618 | 42.7023 | 0.99924 | 36.83 | 1.4344 | 36.8579 | 0.99924 | No | Sydney_West_132kV | SDF2023
4595 | Doonside | 2019 | 43.28 | 48.7115 | 3.9276 | 48.8696 | 0.99677 | 41.9046 | 3.3787 | 42.0406 | 0.99677 | No | Sydney_West_132kV | SDF2023
4596 | Doonside | 2020 | 48.166 | 44.765 | 8.278 | 45.524 | 0.98333 | 38.187 | 7.0616 | 38.8344 | 0.98333 | No | Sydney_West_132kV | SDF2023
4597 | Doonside | 2021 | 42.799 | 47.223 | 1.9381 | 47.2628 | 0.99916 | 41.06 | 1.6852 | 41.0946 | 0.99916 | No | Sydney_West_132kV | SDF2023
4598 | Doonside | 2022 | 38.5283 | 48.5637 | 0.64513 | 48.5594 | 1.0001 | 42.5504 | 0.56525 | 42.5466 | 1.0001 | No | Sydney_West_132kV | SDF2023
4599 | Doonside | 2023 | . | 47.1182 | 5.9916 | 47.4976 | 0.99201 | 41.1049 | 5.227 | 41.4359 | 0.99201 | No | Sydney_West_132kV | SDF2023
4600 | Doonside | 2024 | . | 46.4994 | 5.9129 | 46.8739 | 0.99201 | 40.4861 | 5.1483 | 40.8121 | 0.99201 | No | Sydney_West_132kV | SDF2023
4601 | Doonside | 2025 | . | 46.2986 | 5.8874 | 46.6714 | 0.99201 | 40.2852 | 5.1227 | 40.6096 | 0.99201 | No | Sydney_West_132kV | SDF2023
4602 | Doonside | 2026 | . | 45.4331 | 5.7773 | 45.799 | 0.99201 | 39.4198 | 5.0127 | 39.7373 | 0.99201 | No | Sydney_West_132kV | SDF2023
4603 | Doonside | 2027 | . | 45.2568 | 5.7549 | 45.6212 | 0.99201 | 39.5229 | 5.0258 | 39.8412 | 0.99201 | No | Sydney_West_132kV | SDF2023
4604 | Doonside | 2028 | . | 45.6321 | 5.8026 | 45.9996 | 0.99201 | 39.8982 | 5.0735 | 40.2195 | 0.99201 | No | Sydney_West_132kV | SDF2023
4605 | Doonside | 2029 | . | 46.238 | 5.8797 | 46.6103 | 0.99201 | 40.5041 | 5.1506 | 40.8303 | 0.99201 | No | Sydney_West_132kV | SDF2023
4606 | Doonside | 2030 | . | 46.813 | 5.9528 | 47.1899 | 0.99201 | 41.0791 | 5.2237 | 41.4099 | 0.99201 | No | Sydney_West_132kV | SDF2023
4607 | Doonside | 2031 | . | 47.6213 | 6.0556 | 48.0048 | 0.99201 | 41.8874 | 5.3265 | 42.2247 | 0.99201 | No | Sydney_West_132kV | SDF2023
4608 | Doonside | 2032 | . | 48.4296 | 6.1584 | 48.8196 | 0.99201 | 42.6958 | 5.4293 | 43.0396 | 0.99201 | No | Sydney_West_132kV | SDF2023
4609 | Eastern_Crk | 2017 | 19.72 | 19.2 | 4.4987 | 19.72 | 0.97363 | 19.2 | 4.4987 | 19.72 | 0.97363 | No | Sydney_West_132kV | SDF2023
4610 | Eastern_Crk | 2018 | 18.595 | 18.3 | 3.2991 | 18.595 | 0.98414 | 18.3 | 3.2991 | 18.595 | 0.98414 | No | Sydney_West_132kV | SDF2023
4611 | Eastern_Crk | 2019 | 20.5 | 20.213 | 3.4365 | 20.503 | 0.98585 | 20.213 | 3.4365 | 20.503 | 0.98585 | No | Sydney_West_132kV | SDF2023
4612 | Eastern_Crk | 2020 | 24.48 | 24.225 | 3.5242 | 24.48 | 0.98958 | 24.225 | 3.5242 | 24.48 | 0.98958 | No | Sydney_West_132kV | SDF2023
4613 | Eastern_Crk | 2021 | 25.839 | 25.8 | 1.4191 | 25.839 | 0.99849 | 25.8 | 1.4191 | 25.839 | 0.99849 | No | Sydney_West_132kV | SDF2023
4614 | Eastern_Crk | 2022 | 20.9 | 21 | 4.6779 | 21.5147 | 0.97608 | 21 | 4.6779 | 21.5147 | 0.97608 | No | Sydney_West_132kV | SDF2023
4615 | Eastern_Crk | 2023 | . | 31.1183 | 4.8543 | 31.4946 | 0.98805 | 31.1183 | 4.8543 | 31.4946 | 0.98805 | No | Sydney_West_132kV | SDF2023
4616 | Eastern_Crk | 2024 | . | 56.7297 | 8.8496 | 57.4158 | 0.98805 | 56.7297 | 8.8496 | 57.4158 | 0.98805 | No | Sydney_West_132kV | SDF2023
4617 | Eastern_Crk | 2025 | . | 58.2583 | 9.0881 | 58.9629 | 0.98805 | 58.2583 | 9.0881 | 58.9629 | 0.98805 | No | Sydney_West_132kV | SDF2023
4618 | Eastern_Crk | 2026 | . | 59.2226 | 9.2385 | 59.9389 | 0.98805 | 59.2226 | 9.2385 | 59.9389 | 0.98805 | No | Sydney_West_132kV | SDF2023
4619 | Eastern_Crk | 2027 | . | 59.8723 | 9.3399 | 60.5965 | 0.98805 | 59.8723 | 9.3399 | 60.5965 | 0.98805 | No | Sydney_West_132kV | SDF2023
4620 | Eastern_Crk | 2028 | . | 60.1007 | 9.3755 | 60.8276 | 0.98805 | 60.1007 | 9.3755 | 60.8276 | 0.98805 | No | Sydney_West_132kV | SDF2023
4621 | Eastern_Crk | 2029 | . | 60.123 | 9.379 | 60.8502 | 0.98805 | 60.123 | 9.379 | 60.8502 | 0.98805 | No | Sydney_West_132kV | SDF2023
4622 | Eastern_Crk | 2030 | . | 60.1439 | 9.3822 | 60.8713 | 0.98805 | 60.1439 | 9.3822 | 60.8713 | 0.98805 | No | Sydney_West_132kV | SDF2023
4623 | Eastern_Crk | 2031 | . | 60.17 | 9.3863 | 60.8977 | 0.98805 | 60.17 | 9.3863 | 60.8977 | 0.98805 | No | Sydney_West_132kV | SDF2023
4624 | Eastern_Crk | 2032 | . | 60.1961 | 9.3904 | 60.9241 | 0.98805 | 60.1961 | 9.3904 | 60.9241 | 0.98805 | No | Sydney_West_132kV | SDF2023
4625 | Huntingwood | 2017 | 27.03 | 26.4 | 5.8018 | 27.03 | 0.97669 | 26.4 | 5.8018 | 27.03 | 0.97669 | No | Sydney_West_132kV | SDF2023
4626 | Huntingwood | 2018 | 25.303 | 25.1 | 3.1987 | 25.303 | 0.99198 | 25.1 | 3.1987 | 25.303 | 0.99198 | No | Sydney_West_132kV | SDF2023
4627 | Huntingwood | 2019 | 28.1 | 25.343 | 3.19 | 25.543 | 0.99217 | 25.343 | 3.19 | 25.543 | 0.99217 | No | Sydney_West_132kV | SDF2023
4628 | Huntingwood | 2020 | 32.591 | 32.4 | 3.5232 | 32.591 | 0.99414 | 32.4 | 3.5232 | 32.591 | 0.99414 | No | Sydney_West_132kV | SDF2023
4629 | Huntingwood | 2021 | 34.858 | 34.838 | 1.1806 | 34.858 | 0.99943 | 34.838 | 1.1806 | 34.858 | 0.99943 | No | Sydney_West_132kV | SDF2023
4630 | Huntingwood | 2022 | 42.6014 | 42.5125 | 2.7508 | 42.6014 | 0.99791 | 42.5125 | 2.7508 | 42.6014 | 0.99791 | No | Sydney_West_132kV | SDF2023
4631 | Huntingwood | 2023 | . | 47.9846 | 3.1048 | 48.085 | 0.99791 | 47.9846 | 3.1048 | 48.085 | 0.99791 | No | Sydney_West_132kV | SDF2023
4632 | Huntingwood | 2024 | . | 56.4369 | 3.6517 | 56.5549 | 0.99791 | 56.4369 | 3.6517 | 56.5549 | 0.99791 | No | Sydney_West_132kV | SDF2023
4633 | Huntingwood | 2025 | . | 69.7872 | 4.5155 | 69.9331 | 0.99791 | 69.7872 | 4.5155 | 69.9331 | 0.99791 | No | Sydney_West_132kV | SDF2023
4634 | Huntingwood | 2026 | . | 74.4047 | 4.8143 | 74.5603 | 0.99791 | 74.4047 | 4.8143 | 74.5603 | 0.99791 | No | Sydney_West_132kV | SDF2023
4635 | Huntingwood | 2027 | . | 79.0661 | 5.1159 | 79.2315 | 0.99791 | 79.0661 | 5.1159 | 79.2315 | 0.99791 | No | Sydney_West_132kV | SDF2023
4636 | Huntingwood | 2028 | . | 83.751 | 5.4191 | 83.9262 | 0.99791 | 83.751 | 5.4191 | 83.9262 | 0.99791 | No | Sydney_West_132kV | SDF2023
4637 | Huntingwood | 2029 | . | 83.7697 | 5.4203 | 83.9449 | 0.99791 | 83.7697 | 5.4203 | 83.9449 | 0.99791 | No | Sydney_West_132kV | SDF2023
4638 | Huntingwood | 2030 | . | 83.7861 | 5.4213 | 83.9613 | 0.99791 | 83.7861 | 5.4213 | 83.9613 | 0.99791 | No | Sydney_West_132kV | SDF2023
4639 | Huntingwood | 2031 | . | 83.8221 | 5.4237 | 83.9974 | 0.99791 | 83.8221 | 5.4237 | 83.9974 | 0.99791 | No | Sydney_West_132kV | SDF2023
4640 | Huntingwood | 2032 | . | 83.858 | 5.426 | 84.0334 | 0.99791 | 83.858 | 5.426 | 84.0334 | 0.99791 | No | Sydney_West_132kV | SDF2023
4641 | Mamre | 2017 | 57.222 | 50.526 | 7.0041 | 51.0092 | 0.99053 | 47.102 | 6.5294 | 47.5524 | 0.99053 | No | Sydney_West_132kV | SDF2023
4642 | Mamre | 2018 | 55.484 | 53.38 | 6.4771 | 53.7715 | 0.99272 | 49.68 | 6.0282 | 50.0444 | 0.99272 | No | Sydney_West_132kV | SDF2023
4643 | Mamre | 2019 | 58.92 | 61.4173 | 7.7198 | 61.9006 | 0.99219 | 56.4385 | 7.094 | 56.8825 | 0.99219 | No | Sydney_West_132kV | SDF2023
4644 | Mamre | 2020 | 56.186 | 57.0687 | 5.6463 | 57.3473 | 0.99514 | 52.1333 | 5.158 | 52.3878 | 0.99514 | No | Sydney_West_132kV | SDF2023
4645 | Mamre | 2021 | 51.888 | 57.896 | 7.3487 | 58.3605 | 0.99204 | 53.0656 | 6.7356 | 53.4914 | 0.99204 | No | Sydney_West_132kV | SDF2023
4646 | Mamre | 2022 | 55.687 | 63.8097 | 1.8934 | 63.8378 | 0.99956 | 58.8386 | 1.7459 | 58.8645 | 0.99956 | No | Sydney_West_132kV | SDF2023
4647 | Mamre | 2023 | . | 84.1232 | 2.4962 | 84.1602 | 0.99956 | 79.1521 | 2.3487 | 79.187 | 0.99956 | No | Sydney_West_132kV | SDF2023
4648 | Mamre | 2024 | . | 91.7156 | 2.7215 | 91.7559 | 0.99956 | 86.7537 | 2.5743 | 86.7919 | 0.99956 | No | Sydney_West_132kV | SDF2023
4649 | Mamre | 2025 | . | 96.547 | 2.8649 | 96.5895 | 0.99956 | 91.5851 | 2.7176 | 91.6255 | 0.99956 | No | Sydney_West_132kV | SDF2023
4650 | Mamre | 2026 | . | 97.9516 | 2.9065 | 97.9947 | 0.99956 | 92.9897 | 2.7593 | 93.0307 | 0.99956 | No | Sydney_West_132kV | SDF2023
4651 | Mamre | 2027 | . | 99.691 | 2.9582 | 99.7348 | 0.99956 | 94.7291 | 2.8109 | 94.7708 | 0.99956 | No | Sydney_West_132kV | SDF2023
4652 | Mamre | 2028 | . | 101.1288 | 3.0008 | 101.1733 | 0.99956 | 96.1669 | 2.8536 | 96.2093 | 0.99956 | No | Sydney_West_132kV | SDF2023
4653 | Mamre | 2029 | . | 102.2643 | 3.0345 | 102.3093 | 0.99956 | 97.3024 | 2.8873 | 97.3452 | 0.99956 | No | Sydney_West_132kV | SDF2023
4654 | Mamre | 2030 | . | 102.9303 | 3.0543 | 102.9756 | 0.99956 | 97.9684 | 2.907 | 98.0116 | 0.99956 | No | Sydney_West_132kV | SDF2023
4655 | Mamre | 2031 | . | 103.2615 | 3.0641 | 103.3069 | 0.99956 | 98.2996 | 2.9169 | 98.3429 | 0.99956 | No | Sydney_West_132kV | SDF2023
4656 | Mamre | 2032 | . | 103.3719 | 3.0674 | 103.4174 | 0.99956 | 98.4101 | 2.9201 | 98.4534 | 0.99956 | No | Sydney_West_132kV | SDF2023
4657 | North_Eastern_Creek | 2017 | 10.632 | 10.2 | 2.9999 | 10.632 | 0.95937 | 10.2 | 2.9999 | 10.632 | 0.95937 | No | Sydney_West_132kV | SDF2023
4658 | North_Eastern_Creek | 2018 | 11.788 | 11.4 | 2.9995 | 11.788 | 0.96709 | 11.4 | 2.9995 | 11.788 | 0.96709 | No | Sydney_West_132kV | SDF2023
4659 | North_Eastern_Creek | 2019 | 13.52 | 13.163 | 3.0999 | 13.5231 | 0.97337 | 13.163 | 3.0999 | 13.5231 | 0.97337 | No | Sydney_West_132kV | SDF2023
4660 | North_Eastern_Creek | 2020 | 13.914 | 13.65 | 2.6976 | 13.914 | 0.98103 | 13.65 | 2.6976 | 13.914 | 0.98103 | No | Sydney_West_132kV | SDF2023
4661 | North_Eastern_Creek | 2021 | 12.41 | 12.113 | 2.6988 | 12.41 | 0.97607 | 12.113 | 2.6988 | 12.41 | 0.97607 | No | Sydney_West_132kV | SDF2023
4662 | North_Eastern_Creek | 2022 | 13.0982 | 12.75 | 3.0001 | 13.0982 | 0.97342 | 12.75 | 3.0001 | 13.0982 | 0.97342 | No | Sydney_West_132kV | SDF2023
4663 | North_Eastern_Creek | 2023 | . | 20.2388 | 4.7622 | 20.7915 | 0.97342 | 20.2388 | 4.7622 | 20.7915 | 0.97342 | No | Sydney_West_132kV | SDF2023
4664 | North_Eastern_Creek | 2024 | . | 23.643 | 5.5632 | 24.2887 | 0.97342 | 23.643 | 5.5632 | 24.2887 | 0.97342 | No | Sydney_West_132kV | SDF2023
4665 | North_Eastern_Creek | 2025 | . | 23.6255 | 5.559 | 24.2707 | 0.97342 | 23.6255 | 5.559 | 24.2707 | 0.97342 | No | Sydney_West_132kV | SDF2023
4666 | North_Eastern_Creek | 2026 | . | 23.6068 | 5.5546 | 24.2514 | 0.97342 | 23.6068 | 5.5546 | 24.2514 | 0.97342 | No | Sydney_West_132kV | SDF2023
4667 | North_Eastern_Creek | 2027 | . | 23.5916 | 5.5511 | 24.2359 | 0.97342 | 23.5916 | 5.5511 | 24.2359 | 0.97342 | No | Sydney_West_132kV | SDF2023
4668 | North_Eastern_Creek | 2028 | . | 23.5772 | 5.5477 | 24.2211 | 0.97342 | 23.5772 | 5.5477 | 24.2211 | 0.97342 | No | Sydney_West_132kV | SDF2023
4669 | North_Eastern_Creek | 2029 | . | 23.5636 | 5.5445 | 24.2072 | 0.97342 | 23.5636 | 5.5445 | 24.2072 | 0.97342 | No | Sydney_West_132kV | SDF2023
4670 | North_Eastern_Creek | 2030 | . | 23.5499 | 5.5412 | 24.193 | 0.97342 | 23.5499 | 5.5412 | 24.193 | 0.97342 | No | Sydney_West_132kV | SDF2023
4671 | North_Eastern_Creek | 2031 | . | 23.5365 | 5.5381 | 24.1793 | 0.97342 | 23.5365 | 5.5381 | 24.1793 | 0.97342 | No | Sydney_West_132kV | SDF2023
4672 | North_Eastern_Creek | 2032 | . | 23.5232 | 5.535 | 24.1656 | 0.97342 | 23.5232 | 5.535 | 24.1656 | 0.97342 | No | Sydney_West_132kV | SDF2023
4673 | Quakers_Hill | 2017 | 44.214 | 41.236 | 9.8676 | 42.4002 | 0.97254 | 36.248 | 8.674 | 37.2714 | 0.97254 | No | Sydney_West_132kV | SDF2023
4674 | Quakers_Hill | 2018 | 42.843 | 42.46 | 13.5323 | 44.5643 | 0.95278 | 37.49 | 11.9483 | 39.348 | 0.95278 | No | Sydney_West_132kV | SDF2023
4675 | Quakers_Hill | 2019 | 43.99 | 46.9963 | 9.7655 | 48.0002 | 0.97909 | 41.2493 | 8.5713 | 42.1304 | 0.97909 | No | Sydney_West_132kV | SDF2023
4676 | Quakers_Hill | 2020 | 44.8083 | 42.042 | 2.204 | 41.9842 | 1.0014 | 36.4843 | 1.9127 | 36.4341 | 1.0014 | No | Sydney_West_132kV | SDF2023
4677 | Quakers_Hill | 2021 | 39.915 | 44.63 | 4.193 | 44.8265 | 0.99562 | 39.2484 | 3.6874 | 39.4212 | 0.99562 | No | Sydney_West_132kV | SDF2023
4678 | Quakers_Hill | 2022 | 37.7689 | 45.9046 | 1.9861 | 45.9476 | 0.99907 | 40.4663 | 1.7508 | 40.5042 | 0.99907 | No | Sydney_West_132kV | SDF2023
4679 | Quakers_Hill | 2023 | . | 44.8577 | 8.274 | 45.6143 | 0.98341 | 39.4193 | 7.2709 | 40.0843 | 0.98341 | No | Sydney_West_132kV | SDF2023
4680 | Quakers_Hill | 2024 | . | 44.2385 | 8.1598 | 44.9847 | 0.98341 | 38.8002 | 7.1567 | 39.4547 | 0.98341 | No | Sydney_West_132kV | SDF2023
4681 | Quakers_Hill | 2025 | . | 44.0344 | 8.1221 | 44.7772 | 0.98341 | 38.7429 | 7.1461 | 39.3965 | 0.98341 | No | Sydney_West_132kV | SDF2023
4682 | Quakers_Hill | 2026 | . | 43.2573 | 7.9788 | 43.987 | 0.98341 | 37.9658 | 7.0028 | 38.6062 | 0.98341 | No | Sydney_West_132kV | SDF2023
4683 | Quakers_Hill | 2027 | . | 42.9929 | 7.93 | 43.7182 | 0.98341 | 37.7014 | 6.954 | 38.3374 | 0.98341 | No | Sydney_West_132kV | SDF2023
4684 | Quakers_Hill | 2028 | . | 42.936 | 7.9195 | 43.6602 | 0.98341 | 37.6445 | 6.9435 | 38.2795 | 0.98341 | No | Sydney_West_132kV | SDF2023
4685 | Quakers_Hill | 2029 | . | 43.0849 | 7.947 | 43.8117 | 0.98341 | 37.7934 | 6.971 | 38.4309 | 0.98341 | No | Sydney_West_132kV | SDF2023
4686 | Quakers_Hill | 2030 | . | 45.1692 | 8.3314 | 45.9312 | 0.98341 | 39.8777 | 7.3554 | 40.5504 | 0.98341 | No | Sydney_West_132kV | SDF2023
4687 | Quakers_Hill | 2031 | . | 45.4675 | 8.3864 | 46.2345 | 0.98341 | 40.176 | 7.4104 | 40.8537 | 0.98341 | No | Sydney_West_132kV | SDF2023
4688 | Quakers_Hill | 2032 | . | 45.7658 | 8.4415 | 46.5378 | 0.98341 | 40.4743 | 7.4655 | 41.157 | 0.98341 | No | Sydney_West_132kV | SDF2023
4689 | Rooty_Hill | 2017 | 42.633 | 38.376 | 18.5856 | 42.6397 | 0.90001 | 34.71 | 16.8101 | 38.5664 | 0.90001 | No | Sydney_West_132kV | SDF2023
4690 | Rooty_Hill | 2018 | 38.667 | 38.76 | 9.2992 | 39.8599 | 0.97241 | 35.1 | 8.4211 | 36.0961 | 0.97241 | No | Sydney_West_132kV | SDF2023
4691 | Rooty_Hill | 2019 | 38.67 | 40.6706 | 2.4505 | 40.7444 | 0.99819 | 36.7497 | 2.2142 | 36.8164 | 0.99819 | No | Sydney_West_132kV | SDF2023
4692 | Rooty_Hill | 2020 | 35.85 | 36.922 | 3.4669 | 37.0844 | 0.99562 | 32.9875 | 3.0974 | 33.1326 | 0.99562 | No | Sydney_West_132kV | SDF2023
4693 | Rooty_Hill | 2021 | 39.621 | 38.0165 | 18.3739 | 42.2239 | 0.90036 | 34.1387 | 16.4997 | 37.9169 | 0.90036 | No | Sydney_West_132kV | SDF2023
4694 | Rooty_Hill | 2022 | 34.22 | 38.6296 | 1.5269 | 38.6598 | 0.99922 | 34.788 | 1.375 | 34.8152 | 0.99922 | No | Sydney_West_132kV | SDF2023
4695 | Rooty_Hill | 2023 | . | 40.095 | 11.5435 | 41.7236 | 0.96097 | 36.2534 | 10.4375 | 37.726 | 0.96097 | No | Sydney_West_132kV | SDF2023
4696 | Rooty_Hill | 2024 | . | 39.5078 | 11.3744 | 41.1126 | 0.96097 | 35.7009 | 10.2784 | 37.1511 | 0.96097 | No | Sydney_West_132kV | SDF2023
4697 | Rooty_Hill | 2025 | . | 39.4812 | 11.3668 | 41.0849 | 0.96097 | 35.6743 | 10.2707 | 37.1234 | 0.96097 | No | Sydney_West_132kV | SDF2023
4698 | Rooty_Hill | 2026 | . | 38.6995 | 11.1417 | 40.2715 | 0.96097 | 34.9078 | 10.0501 | 36.3258 | 0.96097 | No | Sydney_West_132kV | SDF2023
4699 | Rooty_Hill | 2027 | . | 38.3867 | 11.0516 | 39.9459 | 0.96097 | 34.6586 | 9.9783 | 36.0664 | 0.96097 | No | Sydney_West_132kV | SDF2023
4700 | Rooty_Hill | 2028 | . | 38.2985 | 11.0262 | 39.8541 | 0.96097 | 34.5705 | 9.9529 | 35.9747 | 0.96097 | No | Sydney_West_132kV | SDF2023
4701 | Rooty_Hill | 2029 | . | 38.3704 | 11.047 | 39.929 | 0.96097 | 34.6424 | 9.9737 | 36.0496 | 0.96097 | No | Sydney_West_132kV | SDF2023
4702 | Rooty_Hill | 2030 | . | 38.4184 | 11.0608 | 39.979 | 0.96097 | 34.6904 | 9.9875 | 36.0995 | 0.96097 | No | Sydney_West_132kV | SDF2023
4703 | Rooty_Hill | 2031 | . | 38.6027 | 11.1138 | 40.1707 | 0.96097 | 34.8747 | 10.0405 | 36.2912 | 0.96097 | No | Sydney_West_132kV | SDF2023
4704 | Rooty_Hill | 2032 | . | 38.7869 | 11.1669 | 40.3624 | 0.96097 | 35.0589 | 10.0936 | 36.483 | 0.96097 | No | Sydney_West_132kV | SDF2023
4705 | Science_Park | 2017 | . | . | . | . | . | . | . | . | . | No | Sydney_West_132kV | SDF2023
4706 | Science_Park | 2018 | . | . | . | . | . | . | . | . | . | No | Sydney_West_132kV | SDF2023
4707 | Science_Park | 2019 | . | . | . | . | . | . | . | . | . | No | Sydney_West_132kV | SDF2023
4708 | Science_Park | 2020 | . | . | . | . | . | . | . | . | . | No | Sydney_West_132kV | SDF2023
4709 | Science_Park | 2021 | . | . | . | . | . | . | . | . | . | No | Sydney_West_132kV | SDF2023
4710 | Science_Park | 2022 | . | . | . | . | . | . | . | . | . | No | Sydney_West_132kV | SDF2023
4711 | Science_Park | 2023 | . | . | . | . | . | . | . | . | . | No | Sydney_West_132kV | SDF2023
4712 | Science_Park | 2024 | . | . | . | . | . | . | . | . | . | No | Sydney_West_132kV | SDF2023
4713 | Science_Park | 2025 | . | . | . | . | . | . | . | . | . | No | Sydney_West_132kV | SDF2023
4714 | Science_Park | 2026 | . | 7.7919 | 2.5611 | 8.202 | 0.95 | 7.7919 | 2.5611 | 8.202 | 0.95 | No | Sydney_West_132kV | SDF2023
4715 | Science_Park | 2027 | . | 9.5323 | 3.1331 | 10.034 | 0.95 | 9.5323 | 3.1331 | 10.034 | 0.95 | No | Sydney_West_132kV | SDF2023
4716 | Science_Park | 2028 | . | 11.2727 | 3.7052 | 11.866 | 0.95 | 11.2727 | 3.7052 | 11.866 | 0.95 | No | Sydney_West_132kV | SDF2023
4717 | Science_Park | 2029 | . | 13.0131 | 4.2772 | 13.698 | 0.95 | 13.0131 | 4.2772 | 13.698 | 0.95 | No | Sydney_West_132kV | SDF2023
4718 | Science_Park | 2030 | . | 15.8479 | 5.209 | 16.682 | 0.95 | 15.8479 | 5.209 | 16.682 | 0.95 | No | Sydney_West_132kV | SDF2023
4719 | Science_Park | 2031 | . | 18.6827 | 6.1407 | 19.666 | 0.95 | 18.6827 | 6.1407 | 19.666 | 0.95 | No | Sydney_West_132kV | SDF2023
4720 | Science_Park | 2032 | . | 21.5175 | 7.0725 | 22.65 | 0.95 | 21.5175 | 7.0725 | 22.65 | 0.95 | No | Sydney_West_132kV | SDF2023
4721 | South_Erskine_Park | 2017 | . | . | . | . | . | . | . | . | . | No | Sydney_West_132kV | SDF2023
4722 | South_Erskine_Park | 2018 | . | . | . | . | . | . | . | . | . | No | Sydney_West_132kV | SDF2023
4723 | South_Erskine_Park | 2019 | . | . | . | . | . | . | . | . | . | No | Sydney_West_132kV | SDF2023
4724 | South_Erskine_Park | 2020 | . | . | . | . | . | . | . | . | . | No | Sydney_West_132kV | SDF2023
4725 | South_Erskine_Park | 2021 | . | . | . | . | . | . | . | . | . | No | Sydney_West_132kV | SDF2023
4726 | South_Erskine_Park | 2022 | . | . | . | . | . | . | . | . | . | No | Sydney_West_132kV | SDF2023
4727 | South_Erskine_Park | 2023 | . | 50.9309 | 16.7402 | 53.6115 | 0.95 | 50.9309 | 16.7402 | 53.6115 | 0.95 | No | Sydney_West_132kV | SDF2023
4728 | South_Erskine_Park | 2024 | . | 54.338 | 17.86 | 57.1979 | 0.95 | 54.338 | 17.86 | 57.1979 | 0.95 | No | Sydney_West_132kV | SDF2023
4729 | South_Erskine_Park | 2025 | . | 63.0487 | 20.7231 | 66.367 | 0.95 | 63.0487 | 20.7231 | 66.367 | 0.95 | No | Sydney_West_132kV | SDF2023
4730 | South_Erskine_Park | 2026 | . | 72.8413 | 23.9418 | 76.675 | 0.95 | 72.8413 | 23.9418 | 76.675 | 0.95 | No | Sydney_West_132kV | SDF2023
4731 | South_Erskine_Park | 2027 | . | 82.5776 | 27.1419 | 86.9238 | 0.95 | 82.5776 | 27.1419 | 86.9238 | 0.95 | No | Sydney_West_132kV | SDF2023
4732 | South_Erskine_Park | 2028 | . | 96.3091 | 31.6553 | 101.378 | 0.95 | 96.3091 | 31.6553 | 101.378 | 0.95 | No | Sydney_West_132kV | SDF2023
4733 | South_Erskine_Park | 2029 | . | 105.4367 | 34.6554 | 110.986 | 0.95 | 105.4367 | 34.6554 | 110.986 | 0.95 | No | Sydney_West_132kV | SDF2023
4734 | South_Erskine_Park | 2030 | . | 108.1119 | 35.5347 | 113.802 | 0.95 | 108.1119 | 35.5347 | 113.802 | 0.95 | No | Sydney_West_132kV | SDF2023
4735 | South_Erskine_Park | 2031 | . | 108.1119 | 35.5347 | 113.802 | 0.95 | 108.1119 | 35.5347 | 113.802 | 0.95 | No | Sydney_West_132kV | SDF2023
4736 | South_Erskine_Park | 2032 | . | 108.1119 | 35.5347 | 113.802 | 0.95 | 108.1119 | 35.5347 | 113.802 | 0.95 | No | Sydney_West_132kV | SDF2023
4737 | West_Wetherill_Park | 2017 | 32.707 | 29.925 | 13.2001 | 32.707 | 0.91494 | 29.925 | 13.2001 | 32.707 | 0.91494 | No | Sydney_West_132kV | SDF2023
4738 | West_Wetherill_Park | 2018 | 31.822 | 29.325 | 12.3565 | 31.822 | 0.92153 | 29.325 | 12.3565 | 31.822 | 0.92153 | No | Sydney_West_132kV | SDF2023
4739 | West_Wetherill_Park | 2019 | 27.8 | 25.8 | 10.3537 | 27.8 | 0.92806 | 25.8 | 10.3537 | 27.8 | 0.92806 | No | Sydney_West_132kV | SDF2023
4740 | West_Wetherill_Park | 2020 | 24.283 | 23.4 | 6.4888 | 24.283 | 0.96364 | 23.4 | 6.4888 | 24.283 | 0.96364 | No | Sydney_West_132kV | SDF2023
4741 | West_Wetherill_Park | 2021 | 24.275 | 23.1 | 7.4609 | 24.275 | 0.9516 | 23.1 | 7.4609 | 24.275 | 0.9516 | No | Sydney_West_132kV | SDF2023
4742 | West_Wetherill_Park | 2022 | 21.7338 | 21.4875 | 3.2627 | 21.7338 | 0.98867 | 21.4875 | 3.2627 | 21.7338 | 0.98867 | No | Sydney_West_132kV | SDF2023
4743 | West_Wetherill_Park | 2023 | . | 31.9998 | 11.1039 | 33.8716 | 0.94474 | 31.9998 | 11.1039 | 33.8716 | 0.94474 | No | Sydney_West_132kV | SDF2023
4744 | West_Wetherill_Park | 2024 | . | 35.3501 | 12.2665 | 37.4179 | 0.94474 | 35.3501 | 12.2665 | 37.4179 | 0.94474 | No | Sydney_West_132kV | SDF2023
4745 | West_Wetherill_Park | 2025 | . | 38.7234 | 13.437 | 40.9885 | 0.94474 | 38.7234 | 13.437 | 40.9885 | 0.94474 | No | Sydney_West_132kV | SDF2023
4746 | West_Wetherill_Park | 2026 | . | 38.6966 | 13.4277 | 40.9601 | 0.94474 | 38.6966 | 13.4277 | 40.9601 | 0.94474 | No | Sydney_West_132kV | SDF2023
4747 | West_Wetherill_Park | 2027 | . | 38.683 | 13.423 | 40.9457 | 0.94474 | 38.683 | 13.423 | 40.9457 | 0.94474 | No | Sydney_West_132kV | SDF2023
4748 | West_Wetherill_Park | 2028 | . | 38.6743 | 13.42 | 40.9365 | 0.94474 | 38.6743 | 13.42 | 40.9365 | 0.94474 | No | Sydney_West_132kV | SDF2023
4749 | West_Wetherill_Park | 2029 | . | 38.6699 | 13.4185 | 40.9319 | 0.94474 | 38.6699 | 13.4185 | 40.9319 | 0.94474 | No | Sydney_West_132kV | SDF2023
4750 | West_Wetherill_Park | 2030 | . | 38.6659 | 13.4171 | 40.9276 | 0.94474 | 38.6659 | 13.4171 | 40.9276 | 0.94474 | No | Sydney_West_132kV | SDF2023
4751 | West_Wetherill_Park | 2031 | . | 38.6668 | 13.4174 | 40.9286 | 0.94474 | 38.6668 | 13.4174 | 40.9286 | 0.94474 | No | Sydney_West_132kV | SDF2023
4752 | West_Wetherill_Park | 2032 | . | 38.6678 | 13.4177 | 40.9296 | 0.94474 | 38.6678 | 13.4177 | 40.9296 | 0.94474 | No | Sydney_West_132kV | SDF2023
4753 | Wetherill_Park | 2017 | 29.118 | 27.662 | 9.0924 | 29.118 | 0.95 | 27.662 | 9.0924 | 29.118 | 0.95 | No | Sydney_West_132kV | SDF2023
4754 | Wetherill_Park | 2018 | 27.646 | 26.264 | 8.6315 | 27.646 | 0.95001 | 26.264 | 8.6315 | 27.646 | 0.95001 | No | Sydney_West_132kV | SDF2023
4755 | Wetherill_Park | 2019 | 28.53 | 28.531 | . | 28.531 | 1 | 28.531 | . | 28.531 | 1 | No | Sydney_West_132kV | SDF2023
4756 | Wetherill_Park | 2020 | 26.77 | 26.276 | 5.1191 | 26.77 | 0.98155 | 26.276 | 5.1191 | 26.77 | 0.98155 | No | Sydney_West_132kV | SDF2023
4757 | Wetherill_Park | 2021 | 27.183 | 26.605 | 5.5758 | 27.183 | 0.97874 | 26.605 | 5.5758 | 27.183 | 0.97874 | No | Sydney_West_132kV | SDF2023
4758 | Wetherill_Park | 2022 | 27.0083 | 26.83 | 3.0983 | 27.0083 | 0.9934 | 26.83 | 3.0983 | 27.0083 | 0.9934 | No | Sydney_West_132kV | SDF2023
4759 | Wetherill_Park | 2023 | . | 37.8422 | 7.88 | 38.6539 | 0.979 | 37.8422 | 7.88 | 38.6539 | 0.979 | No | Sydney_West_132kV | SDF2023
4760 | Wetherill_Park | 2024 | . | 37.7294 | 7.8565 | 38.5387 | 0.979 | 37.7294 | 7.8565 | 38.5387 | 0.979 | No | Sydney_West_132kV | SDF2023
4761 | Wetherill_Park | 2025 | . | 37.6492 | 7.8398 | 38.4568 | 0.979 | 37.6492 | 7.8398 | 38.4568 | 0.979 | No | Sydney_West_132kV | SDF2023
4762 | Wetherill_Park | 2026 | . | 37.54 | 7.8171 | 38.3452 | 0.979 | 37.54 | 7.8171 | 38.3452 | 0.979 | No | Sydney_West_132kV | SDF2023
4763 | Wetherill_Park | 2027 | . | 37.4756 | 7.8037 | 38.2794 | 0.979 | 37.4756 | 7.8037 | 38.2794 | 0.979 | No | Sydney_West_132kV | SDF2023
4764 | Wetherill_Park | 2028 | . | 37.429 | 7.794 | 38.2319 | 0.979 | 37.429 | 7.794 | 38.2319 | 0.979 | No | Sydney_West_132kV | SDF2023
4765 | Wetherill_Park | 2029 | . | 37.4 | 7.7879 | 38.2022 | 0.979 | 37.4 | 7.7879 | 38.2022 | 0.979 | No | Sydney_West_132kV | SDF2023
4766 | Wetherill_Park | 2030 | . | 37.3689 | 7.7814 | 38.1705 | 0.979 | 37.3689 | 7.7814 | 38.1705 | 0.979 | No | Sydney_West_132kV | SDF2023
4767 | Wetherill_Park | 2031 | . | 37.3509 | 7.7777 | 38.1521 | 0.979 | 37.3509 | 7.7777 | 38.1521 | 0.979 | No | Sydney_West_132kV | SDF2023
4768 | Wetherill_Park | 2032 | . | 37.3328 | 7.7739 | 38.1336 | 0.979 | 37.3328 | 7.7739 | 38.1336 | 0.979 | No | Sydney_West_132kV | SDF2023
4769 | Undiversified | 2017 | 475.739 | 445.947 | 120.5257 | 465.6424 | 0.9577 | 418.172 | 114.472 | 437.0146 | 0.95688 | No | Sydney_West_132kV | SDF2023
4770 | Undiversified | 2018 | 454.729 | 441.707 | 102.9612 | 457.7685 | 0.96491 | 415.307 | 98.6705 | 430.8266 | 0.96398 | No | Sydney_West_132kV | SDF2023
4771 | Undiversified | 2019 | 473.7724 | 476.2451 | 89.7768 | 490.6494 | 0.97064 | 446.3705 | 86.1091 | 460.4787 | 0.96936 | No | Sydney_West_132kV | SDF2023
4772 | Undiversified | 2020 | 469.074 | 457.6264 | 81.9537 | 467.3977 | 0.97909 | 428.6324 | 78.0112 | 438.0862 | 0.97842 | No | Sydney_West_132kV | SDF2023
4773 | Undiversified | 2021 | 453.385 | 464.7738 | 98.3119 | 480.794 | 0.96668 | 438.1922 | 93.1184 | 453.361 | 0.96654 | No | Sydney_West_132kV | SDF2023
4774 | Undiversified | 2022 | 452.7199 | 491.6407 | 52.5379 | 497.0345 | 0.98915 | 465.1823 | 49.8903 | 470.2094 | 0.98931 | No | Sydney_West_132kV | SDF2023
4775 | Undiversified | 2023 | . | 606.4317 | 133.8528 | 625.9009 | 0.96889 | 579.9967 | 129.0119 | 598.8418 | 0.96853 | No | Sydney_West_132kV | SDF2023
4776 | Undiversified | 2024 | . | 658.726 | 141.686 | 678.9945 | 0.97015 | 632.3349 | 136.8554 | 651.9809 | 0.96987 | No | Sydney_West_132kV | SDF2023
4777 | Undiversified | 2025 | . | 707.7938 | 152.7661 | 729.7035 | 0.96997 | 681.5495 | 147.9626 | 702.8391 | 0.96971 | No | Sydney_West_132kV | SDF2023
4778 | Undiversified | 2026 | . | 739.3417 | 161.7181 | 762.6526 | 0.96943 | 713.1126 | 156.919 | 735.804 | 0.96916 | No | Sydney_West_132kV | SDF2023
4779 | Undiversified | 2027 | . | 774.9776 | 171.7069 | 799.8433 | 0.96891 | 749.0917 | 166.9616 | 773.3426 | 0.96864 | No | Sydney_West_132kV | SDF2023
4780 | Undiversified | 2028 | . | 794.8319 | 176.51 | 820.4188 | 0.96881 | 768.946 | 171.7648 | 793.9182 | 0.96855 | No | Sydney_West_132kV | SDF2023
4781 | Undiversified | 2029 | . | 809.2411 | 180.7938 | 835.5032 | 0.96857 | 783.3551 | 176.0485 | 809.0026 | 0.9683 | No | Sydney_West_132kV | SDF2023
4782 | Undiversified | 2030 | . | 819.6089 | 183.6215 | 846.2914 | 0.96847 | 793.723 | 178.8763 | 819.7908 | 0.9682 | No | Sydney_West_132kV | SDF2023
4783 | Undiversified | 2031 | . | 838.2537 | 189.4685 | 865.8619 | 0.96811 | 812.3678 | 184.7232 | 839.3612 | 0.96784 | No | Sydney_West_132kV | SDF2023
4784 | Undiversified | 2032 | . | 844.7059 | 191.3739 | 872.6095 | 0.96802 | 818.82 | 186.6287 | 846.1089 | 0.96775 | No | Sydney_West_132kV | SDF2023
4785 | Bella_Vista | 2017 | 52.731 | 50.2446 | 13.2015 | 51.95 | 0.96717 | 45.2633 | 11.8927 | 46.7996 | 0.96717 | No | Vineyard | SDF2023
4786 | Bella_Vista | 2018 | 47.484 | 48.64 | 11.215 | 49.9162 | 0.97443 | 43.51 | 10.0321 | 44.6516 | 0.97443 | No | Vineyard | SDF2023
4787 | Bella_Vista | 2019 | 41.95 | 51.1762 | 1.1176 | 51.1884 | 0.99976 | 46.1152 | 1.0071 | 46.1262 | 0.99976 | No | Vineyard | SDF2023
4788 | Bella_Vista | 2020 | 51.8272 | 49.656 | 8.7615 | 48.8769 | 1.0159 | 44.456 | 7.844 | 43.7585 | 1.0159 | No | Vineyard | SDF2023
4789 | Bella_Vista | 2021 | 45.6 | 50.6262 | . | 50.6262 | 1 | 45.6087 | . | 45.6087 | 1 | No | Vineyard | SDF2023
4790 | Bella_Vista | 2022 | 44.1721 | 51.1822 | 9.7726 | 50.2405 | 1.0187 | 46.069 | 8.7963 | 45.2215 | 1.0187 | No | Vineyard | SDF2023
4791 | Bella_Vista | 2023 | . | 54.0743 | 4.846 | 54.291 | 0.99601 | 48.9612 | 4.3878 | 49.1574 | 0.99601 | No | Vineyard | SDF2023
4792 | Bella_Vista | 2024 | . | 55.653 | 4.9875 | 55.876 | 0.99601 | 50.5398 | 4.5293 | 50.7424 | 0.99601 | No | Vineyard | SDF2023
4793 | Bella_Vista | 2025 | . | 57.3296 | 5.1377 | 57.5594 | 0.99601 | 52.2165 | 4.6795 | 52.4257 | 0.99601 | No | Vineyard | SDF2023
4794 | Bella_Vista | 2026 | . | 58.6646 | 5.2574 | 58.8997 | 0.99601 | 53.6908 | 4.8116 | 53.906 | 0.99601 | No | Vineyard | SDF2023
4795 | Bella_Vista | 2027 | . | 60.3003 | 5.404 | 60.5419 | 0.99601 | 55.3265 | 4.9582 | 55.5483 | 0.99601 | No | Vineyard | SDF2023
4796 | Bella_Vista | 2028 | . | 61.8371 | 5.5417 | 62.0849 | 0.99601 | 56.8634 | 5.096 | 57.0913 | 0.99601 | No | Vineyard | SDF2023
4797 | Bella_Vista | 2029 | . | 63.2741 | 5.6705 | 63.5277 | 0.99601 | 58.3004 | 5.2247 | 58.534 | 0.99601 | No | Vineyard | SDF2023
4798 | Bella_Vista | 2030 | . | 64.4979 | 5.7801 | 64.7563 | 0.99601 | 59.5241 | 5.3344 | 59.7627 | 0.99601 | No | Vineyard | SDF2023
4799 | Bella_Vista | 2031 | . | 65.6393 | 5.8824 | 65.9024 | 0.99601 | 60.6656 | 5.4367 | 60.9087 | 0.99601 | No | Vineyard | SDF2023
4800 | Bella_Vista | 2032 | . | 66.5674 | 5.9656 | 66.8342 | 0.99601 | 61.5937 | 5.5199 | 61.8405 | 0.99601 | No | Vineyard | SDF2023
4801 | Box_Hill | 2017 | . | . | . | . | . | . | . | . | . | No | Vineyard | SDF2023
4802 | Box_Hill | 2018 | . | . | . | . | . | . | . | . | . | No | Vineyard | SDF2023
4803 | Box_Hill | 2019 | . | . | . | . | . | . | . | . | . | No | Vineyard | SDF2023
4804 | Box_Hill | 2020 | . | . | . | . | . | . | . | . | . | No | Vineyard | SDF2023
4805 | Box_Hill | 2021 | . | . | . | . | . | . | . | . | . | No | Vineyard | SDF2023
4806 | Box_Hill | 2022 | . | . | . | . | . | . | . | . | . | No | Vineyard | SDF2023
4807 | Box_Hill | 2023 | . | . | . | . | . | . | . | . | . | No | Vineyard | SDF2023
4808 | Box_Hill | 2024 | . | 16.5142 | 5.428 | 17.3834 | 0.95 | 16.5142 | 5.428 | 17.3834 | 0.95 | No | Vineyard | SDF2023
4809 | Box_Hill | 2025 | . | 24.5965 | 8.0845 | 25.891 | 0.95 | 24.5965 | 8.0845 | 25.891 | 0.95 | No | Vineyard | SDF2023
4810 | Box_Hill | 2026 | . | 28.6397 | 9.4134 | 30.147 | 0.95 | 28.6397 | 9.4134 | 30.147 | 0.95 | No | Vineyard | SDF2023
4811 | Box_Hill | 2027 | . | 33.0135 | 10.851 | 34.751 | 0.95 | 33.0135 | 10.851 | 34.751 | 0.95 | No | Vineyard | SDF2023
4812 | Box_Hill | 2028 | . | 39.1446 | 12.8662 | 41.2048 | 0.95 | 39.1446 | 12.8662 | 41.2048 | 0.95 | No | Vineyard | SDF2023
4813 | Box_Hill | 2029 | . | 45.9622 | 15.107 | 48.3813 | 0.95 | 45.9622 | 15.107 | 48.3813 | 0.95 | No | Vineyard | SDF2023
4814 | Box_Hill | 2030 | . | 50.383 | 16.5601 | 53.0347 | 0.95 | 50.383 | 16.5601 | 53.0347 | 0.95 | No | Vineyard | SDF2023
4815 | Box_Hill | 2031 | . | 55.0377 | 18.09 | 57.9344 | 0.95 | 55.0377 | 18.09 | 57.9344 | 0.95 | No | Vineyard | SDF2023
4816 | Box_Hill | 2032 | . | 59.6924 | 19.6199 | 62.8341 | 0.95 | 59.6924 | 19.6199 | 62.8341 | 0.95 | No | Vineyard | SDF2023
4817 | Cheriton_Avenue | 2017 | 33.787 | 30.759 | 7.9966 | 31.7815 | 0.96783 | 26.97 | 7.0116 | 27.8665 | 0.96783 | No | Vineyard | SDF2023
4818 | Cheriton_Avenue | 2018 | 33.914 | 31.6996 | 3.5781 | 31.9009 | 0.99369 | 27.7948 | 3.1373 | 27.9713 | 0.99369 | No | Vineyard | SDF2023
4819 | Cheriton_Avenue | 2019 | 24 | 26.2409 | 5.4418 | 26.7992 | 0.97917 | 23.4924 | 4.8718 | 23.9922 | 0.97917 | No | Vineyard | SDF2023
4820 | Cheriton_Avenue | 2020 | 27.25 | 25.407 | 3.1879 | 25.6062 | 0.99222 | 22.583 | 2.8335 | 22.7601 | 0.99222 | No | Vineyard | SDF2023
4821 | Cheriton_Avenue | 2021 | 22.993 | 25.884 | 0.53989 | 25.8896 | 0.99978 | 23.082 | 0.48144 | 23.087 | 0.99978 | No | Vineyard | SDF2023
4822 | Cheriton_Avenue | 2022 | 22.8812 | 26.3718 | 1.0668 | 26.3933 | 0.99918 | 23.6577 | 0.95705 | 23.677 | 0.99918 | No | Vineyard | SDF2023
4823 | Cheriton_Avenue | 2023 | . | 25.9584 | 1.0501 | 25.9796 | 0.99918 | 23.2688 | 0.94132 | 23.2878 | 0.99918 | No | Vineyard | SDF2023
4824 | Cheriton_Avenue | 2024 | . | 26.7821 | 1.0834 | 26.804 | 0.99918 | 24.0964 | 0.9748 | 24.1162 | 0.99918 | No | Vineyard | SDF2023
4825 | Cheriton_Avenue | 2025 | . | 26.5835 | 1.0754 | 26.6052 | 0.99918 | 23.9123 | 0.96735 | 23.9319 | 0.99918 | No | Vineyard | SDF2023
4826 | Cheriton_Avenue | 2026 | . | 27.2514 | 1.1024 | 27.2736 | 0.99918 | 24.5802 | 0.99437 | 24.6003 | 0.99918 | No | Vineyard | SDF2023
4827 | Cheriton_Avenue | 2027 | . | 28.0445 | 1.1345 | 28.0674 | 0.99918 | 25.3733 | 1.0265 | 25.3941 | 0.99918 | No | Vineyard | SDF2023
4828 | Cheriton_Avenue | 2028 | . | 28.7975 | 1.165 | 28.821 | 0.99918 | 26.1263 | 1.0569 | 26.1477 | 0.99918 | No | Vineyard | SDF2023
4829 | Cheriton_Avenue | 2029 | . | 29.5097 | 1.1938 | 29.5339 | 0.99918 | 26.8386 | 1.0857 | 26.8605 | 0.99918 | No | Vineyard | SDF2023
4830 | Cheriton_Avenue | 2030 | . | 30.1289 | 1.2188 | 30.1536 | 0.99918 | 27.4578 | 1.1108 | 27.4803 | 0.99918 | No | Vineyard | SDF2023
4831 | Cheriton_Avenue | 2031 | . | 30.7467 | 1.2438 | 30.7718 | 0.99918 | 28.0755 | 1.1358 | 28.0985 | 0.99918 | No | Vineyard | SDF2023
4832 | Cheriton_Avenue | 2032 | . | 31.2598 | 1.2646 | 31.2854 | 0.99918 | 28.5887 | 1.1565 | 28.6121 | 0.99918 | No | Vineyard | SDF2023
4833 | Marsden_Park | 2017 | . | . | . | . | . | . | . | . | . | No | Vineyard | SDF2023
4834 | Marsden_Park | 2018 | 3.155 | 2.997 | 0.98591 | 3.155 | 0.94992 | 2.997 | 0.98591 | 3.155 | 0.94992 | No | Vineyard | SDF2023
4835 | Marsden_Park | 2019 | 5.4 | 5.388 | 0.32836 | 5.398 | 0.99815 | 5.388 | 0.32836 | 5.398 | 0.99815 | No | Vineyard | SDF2023
4836 | Marsden_Park | 2020 | 10.257 | 10.163 | 1.3855 | 10.257 | 0.99084 | 10.163 | 1.3855 | 10.257 | 0.99084 | No | Vineyard | SDF2023
4837 | Marsden_Park | 2021 | 10.541 | 10.463 | 1.28 | 10.541 | 0.9926 | 10.463 | 1.28 | 10.541 | 0.9926 | No | Vineyard | SDF2023
4838 | Marsden_Park | 2022 | 13.666 | 13.5875 | 1.4627 | 13.666 | 0.99426 | 13.5875 | 1.4627 | 13.666 | 0.99426 | No | Vineyard | SDF2023
4839 | Marsden_Park | 2023 | . | 19.3794 | 9.3859 | 21.5327 | 0.9 | 19.3794 | 9.3859 | 21.5327 | 0.9 | No | Vineyard | SDF2023
4840 | Marsden_Park | 2024 | . | 32.0195 | 15.5077 | 35.5772 | 0.9 | 32.0195 | 15.5077 | 35.5772 | 0.9 | No | Vineyard | SDF2023
4841 | Marsden_Park | 2025 | . | 37.5907 | 18.206 | 41.7674 | 0.9 | 37.5907 | 18.206 | 41.7674 | 0.9 | No | Vineyard | SDF2023
4842 | Marsden_Park | 2026 | . | 40.2711 | 19.5042 | 44.7456 | 0.9 | 40.2711 | 19.5042 | 44.7456 | 0.9 | No | Vineyard | SDF2023
4843 | Marsden_Park | 2027 | . | 42.1622 | 20.4201 | 46.8469 | 0.9 | 42.1622 | 20.4201 | 46.8469 | 0.9 | No | Vineyard | SDF2023
4844 | Marsden_Park | 2028 | . | 45.1159 | 21.8506 | 50.1287 | 0.9 | 45.1159 | 21.8506 | 50.1287 | 0.9 | No | Vineyard | SDF2023
4845 | Marsden_Park | 2029 | . | 49.5224 | 23.9848 | 55.0249 | 0.9 | 49.5224 | 23.9848 | 55.0249 | 0.9 | No | Vineyard | SDF2023
4846 | Marsden_Park | 2030 | . | 53.9198 | 26.1145 | 59.9109 | 0.9 | 53.9198 | 26.1145 | 59.9109 | 0.9 | No | Vineyard | SDF2023
4847 | Marsden_Park | 2031 | . | 58.3833 | 28.2763 | 64.8703 | 0.9 | 58.3833 | 28.2763 | 64.8703 | 0.9 | No | Vineyard | SDF2023
4848 | Marsden_Park | 2032 | . | 62.8468 | 30.4381 | 69.8298 | 0.9 | 62.8468 | 30.4381 | 69.8298 | 0.9 | No | Vineyard | SDF2023
4849 | Mungerie_Park | 2017 | 58.456 | 56.064 | 10.8035 | 57.0954 | 0.98194 | 49.547 | 9.5477 | 50.4585 | 0.98194 | No | Vineyard | SDF2023
4850 | Mungerie_Park | 2018 | 61.034 | 63.77 | 9.4841 | 64.4714 | 0.98912 | 56.75 | 8.4401 | 57.3742 | 0.98912 | No | Vineyard | SDF2023
4851 | Mungerie_Park | 2019 | 76.25 | 83.1887 | 14.7433 | 84.485 | 0.98466 | 73.5282 | 13.0312 | 74.674 | 0.98466 | No | Vineyard | SDF2023
4852 | Mungerie_Park | 2020 | 82.623 | 81.16 | 15.4795 | 82.623 | 0.98229 | 81.16 | 15.4795 | 82.623 | 0.98229 | No | Vineyard | SDF2023
4853 | Mungerie_Park | 2021 | 87.16 | 85.47 | 17.0805 | 87.16 | 0.98061 | 85.47 | 17.0805 | 87.16 | 0.98061 | No | Vineyard | SDF2023
4854 | Mungerie_Park | 2022 | 81.2333 | 80.0167 | 14.0063 | 81.2333 | 0.98502 | 80.0167 | 14.0063 | 81.2333 | 0.98502 | No | Vineyard | SDF2023
4855 | Mungerie_Park | 2023 | . | 79.6485 | 14.4494 | 80.9486 | 0.98394 | 79.6485 | 14.4494 | 80.9486 | 0.98394 | No | Vineyard | SDF2023
4856 | Mungerie_Park | 2024 | . | 72.5033 | 13.1532 | 73.6868 | 0.98394 | 72.5033 | 13.1532 | 73.6868 | 0.98394 | No | Vineyard | SDF2023
4857 | Mungerie_Park | 2025 | . | 75.1985 | 13.6421 | 76.426 | 0.98394 | 75.1985 | 13.6421 | 76.426 | 0.98394 | No | Vineyard | SDF2023
4858 | Mungerie_Park | 2026 | . | 78.811 | 14.2974 | 80.0973 | 0.98394 | 78.811 | 14.2974 | 80.0973 | 0.98394 | No | Vineyard | SDF2023
4859 | Mungerie_Park | 2027 | . | 79.5333 | 14.4285 | 80.8315 | 0.98394 | 79.5333 | 14.4285 | 80.8315 | 0.98394 | No | Vineyard | SDF2023
4860 | Mungerie_Park | 2028 | . | 80.3766 | 14.5815 | 81.6886 | 0.98394 | 80.3766 | 14.5815 | 81.6886 | 0.98394 | No | Vineyard | SDF2023
4861 | Mungerie_Park | 2029 | . | 81.3388 | 14.756 | 82.6664 | 0.98394 | 81.3388 | 14.756 | 82.6664 | 0.98394 | No | Vineyard | SDF2023
4862 | Mungerie_Park | 2030 | . | 82.1512 | 14.9034 | 83.4921 | 0.98394 | 82.1512 | 14.9034 | 83.4921 | 0.98394 | No | Vineyard | SDF2023
4863 | Mungerie_Park | 2031 | . | 83.5691 | 15.1606 | 84.9332 | 0.98394 | 83.5691 | 15.1606 | 84.9332 | 0.98394 | No | Vineyard | SDF2023
4864 | Mungerie_Park | 2032 | . | 84.8445 | 15.392 | 86.2293 | 0.98394 | 84.8445 | 15.392 | 86.2293 | 0.98394 | No | Vineyard | SDF2023
4865 | Trifalga_Data_Centre | 2017 | . | . | . | . | . | . | . | . | . | Yes | Vineyard | SDF2023
4866 | Trifalga_Data_Centre | 2018 | . | . | . | . | . | . | . | . | . | Yes | Vineyard | SDF2023
4867 | Trifalga_Data_Centre | 2019 | . | . | . | . | . | . | . | . | . | Yes | Vineyard | SDF2023
4868 | Trifalga_Data_Centre | 2020 | . | . | . | . | . | . | . | . | . | Yes | Vineyard | SDF2023
4869 | Trifalga_Data_Centre | 2021 | . | . | . | . | . | . | . | . | . | Yes | Vineyard | SDF2023
4870 | Trifalga_Data_Centre | 2022 | . | . | . | . | . | . | . | . | . | Yes | Vineyard | SDF2023
4871 | Trifalga_Data_Centre | 2023 | . | . | . | . | . | . | . | . | . | Yes | Vineyard | SDF2023
4872 | Trifalga_Data_Centre | 2024 | . | . | . | . | . | . | . | . | . | Yes | Vineyard | SDF2023
4873 | Trifalga_Data_Centre | 2025 | . | . | . | . | . | . | . | . | . | Yes | Vineyard | SDF2023
4874 | Trifalga_Data_Centre | 2026 | . | . | . | . | . | . | . | . | . | Yes | Vineyard | SDF2023
4875 | Trifalga_Data_Centre | 2027 | . | . | . | . | . | . | . | . | . | Yes | Vineyard | SDF2023
4876 | Trifalga_Data_Centre | 2028 | . | . | . | . | . | . | . | . | . | Yes | Vineyard | SDF2023
4877 | Trifalga_Data_Centre | 2029 | . | . | . | . | . | . | . | . | . | Yes | Vineyard | SDF2023
4878 | Trifalga_Data_Centre | 2030 | . | . | . | . | . | . | . | . | . | Yes | Vineyard | SDF2023
4879 | Trifalga_Data_Centre | 2031 | . | . | . | . | . | . | . | . | . | Yes | Vineyard | SDF2023
4880 | Trifalga_Data_Centre | 2032 | . | . | . | . | . | . | . | . | . | Yes | Vineyard | SDF2023
4881 | NWRL_Rouse_Hill | 2017 | . | . | . | . | . | . | . | . | . | Yes | Vineyard | SDF2023
4882 | NWRL_Rouse_Hill | 2018 | . | . | . | . | . | . | . | . | . | Yes | Vineyard | SDF2023
4883 | NWRL_Rouse_Hill | 2019 | . | . | . | . | . | . | . | . | . | Yes | Vineyard | SDF2023
4884 | NWRL_Rouse_Hill | 2020 | 19.776 | 19.123 | 5.0399 | 19.776 | 0.96698 | 19.123 | 5.0399 | 19.776 | 0.96698 | Yes | Vineyard | SDF2023
4885 | NWRL_Rouse_Hill | 2021 | 9.6269 | 9.18 | 2.9075 | 9.6294 | 0.95333 | 9.18 | 2.9075 | 9.6294 | 0.95333 | Yes | Vineyard | SDF2023
4886 | NWRL_Rouse_Hill | 2022 | 11.034 | 10.662 | 2.8409 | 11.034 | 0.96629 | 10.662 | 2.8409 | 11.034 | 0.96629 | Yes | Vineyard | SDF2023
4887 | NWRL_Rouse_Hill | 2023 | . | 10.662 | 3.1177 | 11.1085 | 0.95981 | 10.662 | 3.1177 | 11.1085 | 0.95981 | Yes | Vineyard | SDF2023
4888 | NWRL_Rouse_Hill | 2024 | . | 10.662 | 3.1177 | 11.1085 | 0.95981 | 10.662 | 3.1177 | 11.1085 | 0.95981 | Yes | Vineyard | SDF2023
4889 | NWRL_Rouse_Hill | 2025 | . | 10.662 | 3.1177 | 11.1085 | 0.95981 | 10.662 | 3.1177 | 11.1085 | 0.95981 | Yes | Vineyard | SDF2023
4890 | NWRL_Rouse_Hill | 2026 | . | 10.662 | 3.1177 | 11.1085 | 0.95981 | 10.662 | 3.1177 | 11.1085 | 0.95981 | Yes | Vineyard | SDF2023
4891 | NWRL_Rouse_Hill | 2027 | . | 10.662 | 3.1177 | 11.1085 | 0.95981 | 10.662 | 3.1177 | 11.1085 | 0.95981 | Yes | Vineyard | SDF2023
4892 | NWRL_Rouse_Hill | 2028 | . | 10.662 | 3.1177 | 11.1085 | 0.95981 | 10.662 | 3.1177 | 11.1085 | 0.95981 | Yes | Vineyard | SDF2023
4893 | NWRL_Rouse_Hill | 2029 | . | 10.662 | 3.1177 | 11.1085 | 0.95981 | 10.662 | 3.1177 | 11.1085 | 0.95981 | Yes | Vineyard | SDF2023
4894 | NWRL_Rouse_Hill | 2030 | . | 10.662 | 3.1177 | 11.1085 | 0.95981 | 10.662 | 3.1177 | 11.1085 | 0.95981 | Yes | Vineyard | SDF2023
4895 | NWRL_Rouse_Hill | 2031 | . | 10.662 | 3.1177 | 11.1085 | 0.95981 | 10.662 | 3.1177 | 11.1085 | 0.95981 | Yes | Vineyard | SDF2023
4896 | NWRL_Rouse_Hill | 2032 | . | 10.662 | 3.1177 | 11.1085 | 0.95981 | 10.662 | 3.1177 | 11.1085 | 0.95981 | Yes | Vineyard | SDF2023
4897 | Schofields | 2017 | 19.558 | 18.848 | 1.3229 | 18.8944 | 0.99755 | 16.903 | 1.1864 | 16.9446 | 0.99755 | No | Vineyard | SDF2023
4898 | Schofields | 2018 | 21.217 | 21.94 | 3.8972 | 22.2834 | 0.98459 | 18.99 | 3.3732 | 19.2873 | 0.98459 | No | Vineyard | SDF2023
4899 | Schofields | 2019 | 26.72 | 28.5277 | 5.363 | 29.0274 | 0.98278 | 25.1826 | 4.7341 | 25.6237 | 0.98278 | No | Vineyard | SDF2023
4900 | Schofields | 2020 | 32.34 | 29.375 | 3.4989 | 29.5826 | 0.99298 | 25.2538 | 3.008 | 25.4323 | 0.99298 | No | Vineyard | SDF2023
4901 | Schofields | 2021 | 28.009 | 27.314 | 1.0583 | 27.3345 | 0.99925 | 24.3407 | 0.94309 | 24.359 | 0.99925 | No | Vineyard | SDF2023
4902 | Schofields | 2022 | 27.399 | 30.0723 | 2.2147 | 30.1537 | 0.9973 | 26.9855 | 1.9874 | 27.0586 | 0.9973 | No | Vineyard | SDF2023
4903 | Schofields | 2023 | . | 35.273 | 4.3714 | 35.5428 | 0.99241 | 32.1862 | 3.9888 | 32.4324 | 0.99241 | No | Vineyard | SDF2023
4904 | Schofields | 2024 | . | 49.4424 | 6.1274 | 49.8206 | 0.99241 | 46.4527 | 5.7569 | 46.808 | 0.99241 | No | Vineyard | SDF2023
4905 | Schofields | 2025 | . | 60.4178 | 7.4876 | 60.88 | 0.99241 | 57.4282 | 7.1171 | 57.8675 | 0.99241 | No | Vineyard | SDF2023
4906 | Schofields | 2026 | . | 70.7708 | 8.7706 | 71.3122 | 0.99241 | 67.7812 | 8.4001 | 68.2997 | 0.99241 | No | Vineyard | SDF2023
4907 | Schofields | 2027 | . | 77.3978 | 9.5919 | 77.9899 | 0.99241 | 74.4081 | 9.2214 | 74.9774 | 0.99241 | No | Vineyard | SDF2023
4908 | Schofields | 2028 | . | 83.8919 | 10.3967 | 84.5336 | 0.99241 | 80.9022 | 10.0262 | 81.5211 | 0.99241 | No | Vineyard | SDF2023
4909 | Schofields | 2029 | . | 89.051 | 11.0361 | 89.7323 | 0.99241 | 86.0959 | 10.6698 | 86.7545 | 0.99241 | No | Vineyard | SDF2023
4910 | Schofields | 2030 | . | 92.384 | 11.4491 | 93.0908 | 0.99241 | 89.4767 | 11.0888 | 90.1612 | 0.99241 | No | Vineyard | SDF2023
4911 | Schofields | 2031 | . | 95.7784 | 11.8698 | 96.5111 | 0.99241 | 92.8711 | 11.5095 | 93.5816 | 0.99241 | No | Vineyard | SDF2023
4912 | Schofields | 2032 | . | 99.0403 | 12.274 | 99.798 | 0.99241 | 96.1331 | 11.9137 | 96.8685 | 0.99241 | No | Vineyard | SDF2023
4913 | South_Marsden_Park | 2017 | 4.725 | 4.57 | 1.2003 | 4.725 | 0.9672 | 4.57 | 1.2003 | 4.725 | 0.9672 | No | Vineyard | SDF2023
4914 | South_Marsden_Park | 2018 | 6.893 | 6.89 | 0.20334 | 6.893 | 0.99956 | 6.89 | 0.20334 | 6.893 | 0.99956 | No | Vineyard | SDF2023
4915 | South_Marsden_Park | 2019 | 8.79 | 8.438 | 2.4551 | 8.7879 | 0.96018 | 8.438 | 2.4551 | 8.7879 | 0.96018 | No | Vineyard | SDF2023
4916 | South_Marsden_Park | 2020 | 10.613 | 10.34 | 2.3917 | 10.613 | 0.97428 | 10.34 | 2.3917 | 10.613 | 0.97428 | No | Vineyard | SDF2023
4917 | South_Marsden_Park | 2021 | 11.49 | 11.297 | 2.0971 | 11.49 | 0.9832 | 11.297 | 2.0971 | 11.49 | 0.9832 | No | Vineyard | SDF2023
4918 | South_Marsden_Park | 2022 | 12.078 | 11.81 | 2.5302 | 12.078 | 0.97781 | 11.81 | 2.5302 | 12.078 | 0.97781 | No | Vineyard | SDF2023
4919 | South_Marsden_Park | 2023 | . | 13.5001 | 2.8923 | 13.8065 | 0.97781 | 13.5001 | 2.8923 | 13.8065 | 0.97781 | No | Vineyard | SDF2023
4920 | South_Marsden_Park | 2024 | . | 19.7311 | 4.2273 | 20.1788 | 0.97781 | 19.7311 | 4.2273 | 20.1788 | 0.97781 | No | Vineyard | SDF2023
4921 | South_Marsden_Park | 2025 | . | 23.5001 | 5.0347 | 24.0333 | 0.97781 | 23.5001 | 5.0347 | 24.0333 | 0.97781 | No | Vineyard | SDF2023
4922 | South_Marsden_Park | 2026 | . | 26.4064 | 5.6574 | 27.0057 | 0.97781 | 26.4064 | 5.6574 | 27.0057 | 0.97781 | No | Vineyard | SDF2023
4923 | South_Marsden_Park | 2027 | . | 29.3997 | 6.2987 | 30.0669 | 0.97781 | 29.3997 | 6.2987 | 30.0669 | 0.97781 | No | Vineyard | SDF2023
4924 | South_Marsden_Park | 2028 | . | 32.4571 | 6.9537 | 33.1937 | 0.97781 | 32.4571 | 6.9537 | 33.1937 | 0.97781 | No | Vineyard | SDF2023
4925 | South_Marsden_Park | 2029 | . | 35.5896 | 7.6248 | 36.3972 | 0.97781 | 35.5896 | 7.6248 | 36.3972 | 0.97781 | No | Vineyard | SDF2023
4926 | South_Marsden_Park | 2030 | . | 37.144 | 7.9578 | 37.9869 | 0.97781 | 37.144 | 7.9578 | 37.9869 | 0.97781 | No | Vineyard | SDF2023
4927 | South_Marsden_Park | 2031 | . | 38.8187 | 8.3166 | 39.6996 | 0.97781 | 38.8187 | 8.3166 | 39.6996 | 0.97781 | No | Vineyard | SDF2023
4928 | South_Marsden_Park | 2032 | . | 40.4934 | 8.6754 | 41.4123 | 0.97781 | 40.4934 | 8.6754 | 41.4123 | 0.97781 | No | Vineyard | SDF2023
4929 | Parklea | 2017 | 106.75 | 98.268 | 29.2982 | 102.5426 | 0.95831 | 85.433 | 25.4715 | 89.1493 | 0.95831 | No | Vineyard | SDF2023
4930 | Parklea | 2018 | 86.291 | 91.57 | 23.5567 | 94.5515 | 0.96847 | 80.56 | 20.7243 | 83.183 | 0.96847 | No | Vineyard | SDF2023
4931 | Parklea | 2019 | 80.63 | 91.0963 | 21.7789 | 93.6635 | 0.97259 | 79.5582 | 19.0205 | 81.8003 | 0.97259 | No | Vineyard | SDF2023
4932 | Parklea | 2020 | 86.5 | 86.792 | 19.9576 | 89.057 | 0.97457 | 75.3539 | 17.3274 | 77.3204 | 0.97457 | No | Vineyard | SDF2023
4933 | Parklea | 2021 | 73.738 | 89.413 | 20.7565 | 91.7906 | 0.9741 | 78.3818 | 18.1957 | 80.4661 | 0.9741 | No | Vineyard | SDF2023
4934 | Parklea | 2022 | 70.7683 | 89.7375 | 14.6531 | 90.926 | 0.98693 | 78.9402 | 12.8901 | 79.9857 | 0.98693 | No | Vineyard | SDF2023
4935 | Parklea | 2023 | . | 94.049 | 15.3572 | 95.2946 | 0.98693 | 83.2517 | 13.5941 | 84.3542 | 0.98693 | No | Vineyard | SDF2023
4936 | Parklea | 2024 | . | 96.4183 | 15.744 | 97.6952 | 0.98693 | 85.6209 | 13.981 | 86.7549 | 0.98693 | No | Vineyard | SDF2023
4937 | Parklea | 2025 | . | 97.6524 | 15.9455 | 98.9457 | 0.98693 | 86.855 | 14.1825 | 88.0053 | 0.98693 | No | Vineyard | SDF2023
4938 | Parklea | 2026 | . | 98.0885 | 16.0168 | 99.3876 | 0.98693 | 87.2912 | 14.2537 | 88.4473 | 0.98693 | No | Vineyard | SDF2023
4939 | Parklea | 2027 | . | 99.0125 | 16.1676 | 100.3238 | 0.98693 | 88.2152 | 14.4046 | 89.3835 | 0.98693 | No | Vineyard | SDF2023
4940 | Parklea | 2028 | . | 99.9906 | 16.3274 | 101.3149 | 0.98693 | 89.1933 | 14.5643 | 90.3746 | 0.98693 | No | Vineyard | SDF2023
4941 | Parklea | 2029 | . | 101.0034 | 16.4927 | 102.3411 | 0.98693 | 90.206 | 14.7296 | 91.4007 | 0.98693 | No | Vineyard | SDF2023
4942 | Parklea | 2030 | . | 101.7914 | 16.6214 | 103.1395 | 0.98693 | 90.994 | 14.8583 | 92.1991 | 0.98693 | No | Vineyard | SDF2023
4943 | Parklea | 2031 | . | 102.5986 | 16.7532 | 103.9574 | 0.98693 | 91.8012 | 14.9901 | 93.017 | 0.98693 | No | Vineyard | SDF2023
4944 | Parklea | 2032 | . | 103.2117 | 16.8533 | 104.5787 | 0.98693 | 92.4144 | 15.0902 | 93.6383 | 0.98693 | No | Vineyard | SDF2023
4945 | West_Castle_Hill | 2017 | 47.4733 | 44.482 | 11.3882 | 45.9166 | 0.96876 | 40.004 | 10.2417 | 41.2942 | 0.96876 | No | Vineyard | SDF2023
4946 | West_Castle_Hill | 2018 | 45.132 | 40.99 | 14.617 | 43.5182 | 0.9419 | 36.93 | 13.1692 | 39.2078 | 0.9419 | No | Vineyard | SDF2023
4947 | West_Castle_Hill | 2019 | 40.32 | 43.816 | 5.0001 | 44.1003 | 0.99355 | 38.968 | 4.4469 | 39.2209 | 0.99355 | No | Vineyard | SDF2023
4948 | West_Castle_Hill | 2020 | 39.3633 | 40.71 | 0.52717 | 40.7134 | 0.99992 | 36.0456 | 0.46677 | 36.0486 | 0.99992 | No | Vineyard | SDF2023
4949 | West_Castle_Hill | 2021 | 33.798 | 40.911 | 4.0075 | 41.1068 | 0.99524 | 36.4796 | 3.5735 | 36.6542 | 0.99524 | No | Vineyard | SDF2023
4950 | West_Castle_Hill | 2022 | 35.92 | 42.7871 | 0.71384 | 42.7811 | 1.0001 | 38.0536 | 0.63487 | 38.0483 | 1.0001 | No | Vineyard | SDF2023
4951 | West_Castle_Hill | 2023 | . | 44.2999 | 8.2116 | 45.0546 | 0.98325 | 39.5665 | 7.3342 | 40.2405 | 0.98325 | No | Vineyard | SDF2023
4952 | West_Castle_Hill | 2024 | . | 46.973 | 8.7071 | 47.7732 | 0.98325 | 42.2395 | 7.8297 | 42.9591 | 0.98325 | No | Vineyard | SDF2023
4953 | West_Castle_Hill | 2025 | . | 48.5902 | 9.0069 | 49.4179 | 0.98325 | 43.8567 | 8.1295 | 44.6038 | 0.98325 | No | Vineyard | SDF2023
4954 | West_Castle_Hill | 2026 | . | 50.1746 | 9.3006 | 51.0293 | 0.98325 | 45.4411 | 8.4232 | 46.2152 | 0.98325 | No | Vineyard | SDF2023
4955 | West_Castle_Hill | 2027 | . | 51.4386 | 9.5349 | 52.3149 | 0.98325 | 46.7051 | 8.6575 | 47.5007 | 0.98325 | No | Vineyard | SDF2023
4956 | West_Castle_Hill | 2028 | . | 52.5665 | 9.744 | 53.462 | 0.98325 | 47.833 | 8.8665 | 48.6479 | 0.98325 | No | Vineyard | SDF2023
4957 | West_Castle_Hill | 2029 | . | 53.5585 | 9.9278 | 54.4709 | 0.98325 | 48.8614 | 9.0572 | 49.6938 | 0.98325 | No | Vineyard | SDF2023
4958 | West_Castle_Hill | 2030 | . | 54.4131 | 10.0863 | 55.34 | 0.98325 | 49.736 | 9.2193 | 50.5833 | 0.98325 | No | Vineyard | SDF2023
4959 | West_Castle_Hill | 2031 | . | 55.181 | 10.2286 | 56.121 | 0.98325 | 50.5293 | 9.3663 | 51.39 | 0.98325 | No | Vineyard | SDF2023
4960 | West_Castle_Hill | 2032 | . | 55.7622 | 10.3363 | 56.7121 | 0.98325 | 51.1359 | 9.4788 | 52.007 | 0.98325 | No | Vineyard | SDF2023
4961 | Undiversified | 2017 | 323.4803 | 303.2356 | 75.2112 | 312.9055 | 0.9691 | 268.6903 | 66.5519 | 273.713 | 0.98165 | No | Vineyard | SDF2023
4962 | Undiversified | 2018 | 305.12 | 308.4966 | 67.5373 | 316.6897 | 0.97413 | 274.4218 | 60.0655 | 281.7231 | 0.97408 | No | Vineyard | SDF2023
4963 | Undiversified | 2019 | 304.06 | 337.8717 | 56.2283 | 343.4498 | 0.98376 | 300.6706 | 49.8951 | 305.6232 | 0.98379 | No | Vineyard | SDF2023
4964 | Undiversified | 2020 | 360.5495 | 352.726 | 60.2296 | 357.1052 | 0.98774 | 324.4783 | 55.7763 | 328.5889 | 0.98749 | No | Vineyard | SDF2023
4965 | Undiversified | 2021 | 322.9559 | 350.5582 | 49.7273 | 355.5682 | 0.98591 | 324.3028 | 46.5588 | 328.9954 | 0.98574 | No | Vineyard | SDF2023
4966 | Undiversified | 2022 | 319.1519 | 356.227 | 49.2612 | 358.506 | 0.99364 | 329.7822 | 46.1058 | 332.0023 | 0.99331 | No | Vineyard | SDF2023
4967 | Undiversified | 2023 | . | 376.8446 | 63.6816 | 383.5588 | 0.9825 | 350.4243 | 60.0915 | 356.8685 | 0.98194 | No | Vineyard | SDF2023
4968 | Undiversified | 2024 | . | 410.1846 | 72.6554 | 418.5203 | 0.98008 | 383.8653 | 69.0775 | 391.9318 | 0.97942 | No | Vineyard | SDF2023
4969 | Undiversified | 2025 | . | 462.1213 | 86.7382 | 472.6345 | 0.97776 | 435.8165 | 83.1609 | 446.0605 | 0.97703 | No | Vineyard | SDF2023
4970 | Undiversified | 2026 | . | 489.7401 | 92.438 | 501.0067 | 0.97751 | 463.5747 | 88.8732 | 474.5727 | 0.97683 | No | Vineyard | SDF2023
4971 | Undiversified | 2027 | . | 510.9644 | 96.949 | 522.8428 | 0.97728 | 484.799 | 93.3841 | 496.4087 | 0.97661 | No | Vineyard | SDF2023
4972 | Undiversified | 2028 | . | 534.8399 | 102.5445 | 547.5408 | 0.9768 | 508.6744 | 98.9797 | 521.1068 | 0.97614 | No | Vineyard | SDF2023
4973 | Undiversified | 2029 | . | 559.4718 | 108.9114 | 573.1841 | 0.97608 | 533.3773 | 105.3576 | 546.8219 | 0.97541 | No | Vineyard | SDF2023
4974 | Undiversified | 2030 | . | 577.4752 | 113.8094 | 592.0132 | 0.97544 | 551.4486 | 110.2653 | 565.7196 | 0.97477 | No | Vineyard | SDF2023
4975 | Undiversified | 2031 | . | 596.4147 | 118.9392 | 611.8096 | 0.97484 | 570.4134 | 115.3998 | 585.5417 | 0.97416 | No | Vineyard | SDF2023
4976 | Undiversified | 2032 | . | 614.3806 | 123.9372 | 630.6224 | 0.97424 | 588.4048 | 120.4024 | 604.3804 | 0.97357 | No | Vineyard | SDF2023
4977 | Lithgow | 2017 | 14.135 | 13.656 | 3.6485 | 14.135 | 0.96611 | 13.656 | 3.6485 | 14.135 | 0.96611 | No | Wallerawang | SDF2023
4978 | Lithgow | 2018 | 11.842 | 11.544 | 2.6399 | 11.842 | 0.97484 | 11.544 | 2.6399 | 11.842 | 0.97484 | No | Wallerawang | SDF2023
4979 | Lithgow | 2019 | 13.82 | 13.605 | 2.3992 | 13.8149 | 0.9848 | 13.605 | 2.3992 | 13.8149 | 0.9848 | No | Wallerawang | SDF2023
4980 | Lithgow | 2020 | 14.53 | 14.355 | 2.2483 | 14.53 | 0.98796 | 14.355 | 2.2483 | 14.53 | 0.98796 | No | Wallerawang | SDF2023
4981 | Lithgow | 2021 | 12.178 | 12.052 | 1.7473 | 12.178 | 0.98965 | 12.052 | 1.7473 | 12.178 | 0.98965 | No | Wallerawang | SDF2023
4982 | Lithgow | 2022 | 12 | 12 | . | 12 | 1 | 12 | . | 12 | 1 | No | Wallerawang | SDF2023
4983 | Lithgow | 2023 | . | 12.1316 | 1.8144 | 12.2666 | 0.989 | 12.1316 | 1.8144 | 12.2666 | 0.989 | No | Wallerawang | SDF2023
4984 | Lithgow | 2024 | . | 12.8427 | 1.9208 | 12.9855 | 0.989 | 12.8427 | 1.9208 | 12.9855 | 0.989 | No | Wallerawang | SDF2023
4985 | Lithgow | 2025 | . | 12.9848 | 1.942 | 13.1292 | 0.989 | 12.9848 | 1.942 | 13.1292 | 0.989 | No | Wallerawang | SDF2023
4986 | Lithgow | 2026 | . | 12.7377 | 1.9051 | 12.8794 | 0.989 | 12.7377 | 1.9051 | 12.8794 | 0.989 | No | Wallerawang | SDF2023
4987 | Lithgow | 2027 | . | 12.7825 | 1.9118 | 12.9246 | 0.989 | 12.7825 | 1.9118 | 12.9246 | 0.989 | No | Wallerawang | SDF2023
4988 | Lithgow | 2028 | . | 12.9201 | 1.9323 | 13.0638 | 0.989 | 12.9201 | 1.9323 | 13.0638 | 0.989 | No | Wallerawang | SDF2023
4989 | Lithgow | 2029 | . | 13.1507 | 1.9668 | 13.297 | 0.989 | 13.1507 | 1.9668 | 13.297 | 0.989 | No | Wallerawang | SDF2023
4990 | Lithgow | 2030 | . | 13.3746 | 2.0003 | 13.5234 | 0.989 | 13.3746 | 2.0003 | 13.5234 | 0.989 | No | Wallerawang | SDF2023
4991 | Lithgow | 2031 | . | 13.7077 | 2.0501 | 13.8602 | 0.989 | 13.7077 | 2.0501 | 13.8602 | 0.989 | No | Wallerawang | SDF2023
4992 | Lithgow | 2032 | . | 14.0408 | 2.1 | 14.197 | 0.989 | 14.0408 | 2.1 | 14.197 | 0.989 | No | Wallerawang | SDF2023
4993 | Meadow_Flat | 2017 | 0.91265 | 0.909 | 0.081548 | 0.91265 | 0.996 | 0.909 | 0.081548 | 0.91265 | 0.996 | No | Wallerawang | SDF2023
4994 | Meadow_Flat | 2018 | 0.886 | 0.886 | . | 0.886 | 1 | 0.886 | . | 0.886 | 1 | No | Wallerawang | SDF2023
4995 | Meadow_Flat | 2019 | 0.95 | 0.953 | . | 0.953 | 1 | 0.953 | . | 0.953 | 1 | No | Wallerawang | SDF2023
4996 | Meadow_Flat | 2020 | 0.922 | 0.921 | 0.04293 | 0.922 | 0.99892 | 0.921 | 0.04293 | 0.922 | 0.99892 | No | Wallerawang | SDF2023
4997 | Meadow_Flat | 2021 | 0.937 | 0.936 | 0.043278 | 0.937 | 0.99893 | 0.936 | 0.043278 | 0.937 | 0.99893 | No | Wallerawang | SDF2023
4998 | Meadow_Flat | 2022 | 1.036 | 1.0356 | 0.028786 | 1.036 | 0.99961 | 1.0356 | 0.028786 | 1.036 | 0.99961 | No | Wallerawang | SDF2023
4999 | Meadow_Flat | 2023 | . | 1.0623 | 0.029527 | 1.0627 | 0.99961 | 1.0623 | 0.029527 | 1.0627 | 0.99961 | No | Wallerawang | SDF2023
5000 | Meadow_Flat | 2024 | . | 1.0566 | 0.02937 | 1.057 | 0.99961 | 1.0566 | 0.02937 | 1.057 | 0.99961 | No | Wallerawang | SDF2023
5001 | Meadow_Flat | 2025 | . | 1.0662 | 0.029638 | 1.0667 | 0.99961 | 1.0662 | 0.029638 | 1.0667 | 0.99961 | No | Wallerawang | SDF2023
5002 | Meadow_Flat | 2026 | . | 1.0535 | 0.029284 | 1.0539 | 0.99961 | 1.0535 | 0.029284 | 1.0539 | 0.99961 | No | Wallerawang | SDF2023
5003 | Meadow_Flat | 2027 | . | 1.0591 | 0.029439 | 1.0595 | 0.99961 | 1.0591 | 0.029439 | 1.0595 | 0.99961 | No | Wallerawang | SDF2023
5004 | Meadow_Flat | 2028 | . | 1.071 | 0.029771 | 1.0714 | 0.99961 | 1.071 | 0.029771 | 1.0714 | 0.99961 | No | Wallerawang | SDF2023
5005 | Meadow_Flat | 2029 | . | 1.0888 | 0.030265 | 1.0892 | 0.99961 | 1.0888 | 0.030265 | 1.0892 | 0.99961 | No | Wallerawang | SDF2023
5006 | Meadow_Flat | 2030 | . | 1.1062 | 0.030748 | 1.1066 | 0.99961 | 1.1062 | 0.030748 | 1.1066 | 0.99961 | No | Wallerawang | SDF2023
5007 | Meadow_Flat | 2031 | . | 1.1317 | 0.031457 | 1.1321 | 0.99961 | 1.1317 | 0.031457 | 1.1321 | 0.99961 | No | Wallerawang | SDF2023
5008 | Meadow_Flat | 2032 | . | 1.1572 | 0.032165 | 1.1576 | 0.99961 | 1.1572 | 0.032165 | 1.1576 | 0.99961 | No | Wallerawang | SDF2023
5009 | Portland | 2017 | 2.772 | 2.772 | 0.17558 | 2.7776 | 0.998 | 2.772 | 0.17558 | 2.7776 | 0.998 | No | Wallerawang | SDF2023
5010 | Portland | 2018 | 2.784 | 2.784 | . | 2.784 | 1 | 2.784 | . | 2.784 | 1 | No | Wallerawang | SDF2023
5011 | Portland | 2019 | 2.45 | 2.453 | . | 2.453 | 1 | 2.453 | . | 2.453 | 1 | No | Wallerawang | SDF2023
5012 | Portland | 2020 | 2.288 | 2.285 | 0.11713 | 2.288 | 0.99869 | 2.285 | 0.11713 | 2.288 | 0.99869 | No | Wallerawang | SDF2023
5013 | Portland | 2021 | 2.311 | 2.31 | 0.067978 | 2.311 | 0.99957 | 2.31 | 0.067978 | 2.311 | 0.99957 | No | Wallerawang | SDF2023
5014 | Portland | 2022 | 2.5015 | 2.49 | 0.23959 | 2.5015 | 0.9954 | 2.49 | 0.23959 | 2.5015 | 0.9954 | No | Wallerawang | SDF2023
5015 | Portland | 2023 | . | 3.0544 | 0.16123 | 3.0587 | 0.99861 | 3.0544 | 0.16123 | 3.0587 | 0.99861 | No | Wallerawang | SDF2023
5016 | Portland | 2024 | . | 3.1806 | 0.16789 | 3.185 | 0.99861 | 3.1806 | 0.16789 | 3.185 | 0.99861 | No | Wallerawang | SDF2023
5017 | Portland | 2025 | . | 3.1951 | 0.16865 | 3.1995 | 0.99861 | 3.1951 | 0.16865 | 3.1995 | 0.99861 | No | Wallerawang | SDF2023
5018 | Portland | 2026 | . | 3.1722 | 0.16744 | 3.1766 | 0.99861 | 3.1722 | 0.16744 | 3.1766 | 0.99861 | No | Wallerawang | SDF2023
5019 | Portland | 2027 | . | 3.1771 | 0.1677 | 3.1815 | 0.99861 | 3.1771 | 0.1677 | 3.1815 | 0.99861 | No | Wallerawang | SDF2023
5020 | Portland | 2028 | . | 3.1918 | 0.16848 | 3.1962 | 0.99861 | 3.1918 | 0.16848 | 3.1962 | 0.99861 | No | Wallerawang | SDF2023
5021 | Portland | 2029 | . | 3.215 | 0.1697 | 3.2195 | 0.99861 | 3.215 | 0.1697 | 3.2195 | 0.99861 | No | Wallerawang | SDF2023
5022 | Portland | 2030 | . | 3.2364 | 0.17083 | 3.2409 | 0.99861 | 3.2364 | 0.17083 | 3.2409 | 0.99861 | No | Wallerawang | SDF2023
5023 | Portland | 2031 | . | 3.2701 | 0.17261 | 3.2746 | 0.99861 | 3.2701 | 0.17261 | 3.2746 | 0.99861 | No | Wallerawang | SDF2023
5024 | Portland | 2032 | . | 3.3037 | 0.17439 | 3.3083 | 0.99861 | 3.3037 | 0.17439 | 3.3083 | 0.99861 | No | Wallerawang | SDF2023
5025 | Springvale_Colliery | 2017 | 5.579 | 4.694 | 3.1928 | 5.677 | 0.82685 | 4.694 | 3.1928 | 5.677 | 0.82685 | Yes | Wallerawang | SDF2023
5026 | Springvale_Colliery | 2018 | 6.053 | 5.137 | 3.2016 | 6.053 | 0.84867 | 5.137 | 3.2016 | 6.053 | 0.84867 | Yes | Wallerawang | SDF2023
5027 | Springvale_Colliery | 2019 | 2 | 1.872 | 0.71005 | 2.0021 | 0.935 | 1.872 | 0.71005 | 2.0021 | 0.935 | Yes | Wallerawang | SDF2023
5028 | Springvale_Colliery | 2020 | 2.019 | 1.916 | 0.63664 | 2.019 | 0.94898 | 1.916 | 0.63664 | 2.019 | 0.94898 | Yes | Wallerawang | SDF2023
5029 | Springvale_Colliery | 2021 | 6.275 | 5.434 | 3.138 | 6.275 | 0.86598 | 5.434 | 3.138 | 6.275 | 0.86598 | Yes | Wallerawang | SDF2023
5030 | Springvale_Colliery | 2022 | 6.2225 | 5.3508 | 3.1762 | 6.2225 | 0.85991 | 5.3508 | 3.1762 | 6.2225 | 0.85991 | Yes | Wallerawang | SDF2023
5031 | Springvale_Colliery | 2023 | . | 5.3508 | 3.1332 | 6.2006 | 0.86294 | 5.3508 | 3.1332 | 6.2006 | 0.86294 | Yes | Wallerawang | SDF2023
5032 | Springvale_Colliery | 2024 | . | 5.3508 | 3.1332 | 6.2006 | 0.86294 | 5.3508 | 3.1332 | 6.2006 | 0.86294 | Yes | Wallerawang | SDF2023
5033 | Springvale_Colliery | 2025 | . | 5.3508 | 3.1332 | 6.2006 | 0.86294 | 5.3508 | 3.1332 | 6.2006 | 0.86294 | Yes | Wallerawang | SDF2023
5034 | Springvale_Colliery | 2026 | . | 5.3508 | 3.1332 | 6.2006 | 0.86294 | 5.3508 | 3.1332 | 6.2006 | 0.86294 | Yes | Wallerawang | SDF2023
5035 | Springvale_Colliery | 2027 | . | 5.3508 | 3.1332 | 6.2006 | 0.86294 | 5.3508 | 3.1332 | 6.2006 | 0.86294 | Yes | Wallerawang | SDF2023
5036 | Springvale_Colliery | 2028 | . | 5.3508 | 3.1332 | 6.2006 | 0.86294 | 5.3508 | 3.1332 | 6.2006 | 0.86294 | Yes | Wallerawang | SDF2023
5037 | Springvale_Colliery | 2029 | . | 5.3508 | 3.1332 | 6.2006 | 0.86294 | 5.3508 | 3.1332 | 6.2006 | 0.86294 | Yes | Wallerawang | SDF2023
5038 | Springvale_Colliery | 2030 | . | 5.3508 | 3.1332 | 6.2006 | 0.86294 | 5.3508 | 3.1332 | 6.2006 | 0.86294 | Yes | Wallerawang | SDF2023
5039 | Springvale_Colliery | 2031 | . | 5.3508 | 3.1332 | 6.2006 | 0.86294 | 5.3508 | 3.1332 | 6.2006 | 0.86294 | Yes | Wallerawang | SDF2023
5040 | Springvale_Colliery | 2032 | . | 5.3508 | 3.1332 | 6.2006 | 0.86294 | 5.3508 | 3.1332 | 6.2006 | 0.86294 | Yes | Wallerawang | SDF2023
5041 | Sydney_Trains_Wallerawang | 2017 | 2.931 | 2.931 | 0.18565 | 2.9369 | 0.998 | 2.931 | 0.18565 | 2.9369 | 0.998 | Yes | Wallerawang | SDF2023
5042 | Sydney_Trains_Wallerawang | 2018 | 2.823 | 2.823 | . | 2.823 | 1 | 2.823 | . | 2.823 | 1 | Yes | Wallerawang | SDF2023
5043 | Sydney_Trains_Wallerawang | 2019 | 2.823 | 2.68 | . | 2.68 | 1 | 2.68 | . | 2.68 | 1 | Yes | Wallerawang | SDF2023
5044 | Sydney_Trains_Wallerawang | 2020 | 2.823 | 2.68 | . | 2.68 | 1 | 2.68 | . | 2.68 | 1 | Yes | Wallerawang | SDF2023
5045 | Sydney_Trains_Wallerawang | 2021 | 1.45 | 1.423 | 0.27852 | 1.45 | 0.98138 | 1.423 | 0.27852 | 1.45 | 0.98138 | Yes | Wallerawang | SDF2023
5046 | Sydney_Trains_Wallerawang | 2022 | 1.45 | 1.42 | 0.27793 | 1.4469 | 0.98138 | 1.42 | 0.27793 | 1.4469 | 0.98138 | Yes | Wallerawang | SDF2023
5047 | Sydney_Trains_Wallerawang | 2023 | . | 1.42 | 0.16321 | 1.4293 | 0.99346 | 1.42 | 0.16321 | 1.4293 | 0.99346 | Yes | Wallerawang | SDF2023
5048 | Sydney_Trains_Wallerawang | 2024 | . | 1.42 | 0.16321 | 1.4293 | 0.99346 | 1.42 | 0.16321 | 1.4293 | 0.99346 | Yes | Wallerawang | SDF2023
5049 | Sydney_Trains_Wallerawang | 2025 | . | 1.42 | 0.16321 | 1.4293 | 0.99346 | 1.42 | 0.16321 | 1.4293 | 0.99346 | Yes | Wallerawang | SDF2023
5050 | Sydney_Trains_Wallerawang | 2026 | . | 1.42 | 0.16321 | 1.4293 | 0.99346 | 1.42 | 0.16321 | 1.4293 | 0.99346 | Yes | Wallerawang | SDF2023
5051 | Sydney_Trains_Wallerawang | 2027 | . | 1.42 | 0.16321 | 1.4293 | 0.99346 | 1.42 | 0.16321 | 1.4293 | 0.99346 | Yes | Wallerawang | SDF2023
5052 | Sydney_Trains_Wallerawang | 2028 | . | 1.42 | 0.16321 | 1.4293 | 0.99346 | 1.42 | 0.16321 | 1.4293 | 0.99346 | Yes | Wallerawang | SDF2023
5053 | Sydney_Trains_Wallerawang | 2029 | . | 1.42 | 0.16321 | 1.4293 | 0.99346 | 1.42 | 0.16321 | 1.4293 | 0.99346 | Yes | Wallerawang | SDF2023
5054 | Sydney_Trains_Wallerawang | 2030 | . | 1.42 | 0.16321 | 1.4293 | 0.99346 | 1.42 | 0.16321 | 1.4293 | 0.99346 | Yes | Wallerawang | SDF2023
5055 | Sydney_Trains_Wallerawang | 2031 | . | 1.42 | 0.16321 | 1.4293 | 0.99346 | 1.42 | 0.16321 | 1.4293 | 0.99346 | Yes | Wallerawang | SDF2023
5056 | Sydney_Trains_Wallerawang | 2032 | . | 1.42 | 0.16321 | 1.4293 | 0.99346 | 1.42 | 0.16321 | 1.4293 | 0.99346 | Yes | Wallerawang | SDF2023
5057 | Undiversified | 2017 | 26.3297 | 24.962 | 7.2842 | 26.439 | 0.94413 | 24.962 | 7.2842 | 26.439 | 0.94413 | No | Wallerawang | SDF2023
5058 | Undiversified | 2018 | 24.388 | 23.174 | 5.8415 | 24.388 | 0.95022 | 23.174 | 5.8415 | 24.388 | 0.95022 | No | Wallerawang | SDF2023
5059 | Undiversified | 2019 | 22.043 | 21.563 | 3.1092 | 21.9031 | 0.98447 | 21.563 | 3.1092 | 21.9031 | 0.98447 | No | Wallerawang | SDF2023
5060 | Undiversified | 2020 | 22.582 | 22.157 | 3.045 | 22.439 | 0.98743 | 22.157 | 3.045 | 22.439 | 0.98743 | No | Wallerawang | SDF2023
5061 | Undiversified | 2021 | 23.151 | 22.155 | 5.2751 | 23.151 | 0.95698 | 22.155 | 5.2751 | 23.151 | 0.95698 | No | Wallerawang | SDF2023
5062 | Undiversified | 2022 | 23.21 | 22.2964 | 3.7225 | 23.2069 | 0.96076 | 22.2964 | 3.7225 | 23.2069 | 0.96076 | No | Wallerawang | SDF2023
5063 | Undiversified | 2023 | . | 23.0191 | 5.3016 | 24.0179 | 0.95842 | 23.0191 | 5.3016 | 24.0179 | 0.95842 | No | Wallerawang | SDF2023
5064 | Undiversified | 2024 | . | 23.8507 | 5.4144 | 24.8576 | 0.95949 | 23.8507 | 5.4144 | 24.8576 | 0.95949 | No | Wallerawang | SDF2023
5065 | Undiversified | 2025 | . | 24.0169 | 5.4367 | 25.0254 | 0.9597 | 24.0169 | 5.4367 | 25.0254 | 0.9597 | No | Wallerawang | SDF2023
5066 | Undiversified | 2026 | . | 23.7342 | 5.3982 | 24.7399 | 0.95935 | 23.7342 | 5.3982 | 24.7399 | 0.95935 | No | Wallerawang | SDF2023
5067 | Undiversified | 2027 | . | 23.7895 | 5.4053 | 24.7956 | 0.95942 | 23.7895 | 5.4053 | 24.7956 | 0.95942 | No | Wallerawang | SDF2023
5068 | Undiversified | 2028 | . | 23.9537 | 5.427 | 24.9614 | 0.95963 | 23.9537 | 5.427 | 24.9614 | 0.95963 | No | Wallerawang | SDF2023
5069 | Undiversified | 2029 | . | 24.2254 | 5.4632 | 25.2357 | 0.95996 | 24.2254 | 5.4632 | 25.2357 | 0.95996 | No | Wallerawang | SDF2023
5070 | Undiversified | 2030 | . | 24.488 | 5.4983 | 25.5009 | 0.96028 | 24.488 | 5.4983 | 25.5009 | 0.96028 | No | Wallerawang | SDF2023
5071 | Undiversified | 2031 | . | 24.8803 | 5.5506 | 25.8969 | 0.96074 | 24.8803 | 5.5506 | 25.8969 | 0.96074 | No | Wallerawang | SDF2023
5072 | Undiversified | 2032 | . | 25.2725 | 5.6029 | 26.2929 | 0.96119 | 25.2725 | 5.6029 | 26.2929 | 0.96119 | No | Wallerawang | SDF2023
5073 | Diversified | 2017 | 36.2888 | 19.18 | 7.275 | 20.5134 | 0.935 | 19.18 | 7.275 | 20.5134 | 0.935 | No | Wallerawang | SDF2023
5074 | Diversified | 2018 | 20.5123 | 19.179 | 7.2746 | 20.5123 | 0.935 | 19.179 | 7.2746 | 20.5123 | 0.935 | No | Wallerawang | SDF2023
5075 | Diversified | 2019 | 33.1786 | 31.9 | 9.122 | 33.1786 | 0.96146 | 31.9 | 9.122 | 33.1786 | 0.96146 | No | Wallerawang | SDF2023
5076 | Diversified | 2020 | 35.3158 | 31.9 | 10.3238 | 33.529 | 0.95142 | 31.9 | 10.3238 | 33.529 | 0.95142 | No | Wallerawang | SDF2023
5077 | Diversified | 2021 | 34.1141 | 32.92 | 8.947 | 34.1141 | 0.965 | 32.92 | 8.947 | 34.1141 | 0.965 | No | Wallerawang | SDF2023
5078 | Diversified | 2022 | 27.3908 | 26.63 | 6.411 | 27.3908 | 0.97222 | 26.63 | 6.411 | 27.3908 | 0.97222 | No | Wallerawang | SDF2023
5079 | Diversified | 2023 | . | 23.0191 | 5.5417 | 23.6768 | 0.97222 | 23.0191 | 5.5417 | 23.6768 | 0.97222 | No | Wallerawang | SDF2023
5080 | Diversified | 2024 | . | 23.8507 | 5.7419 | 24.5321 | 0.97222 | 23.8507 | 5.7419 | 24.5321 | 0.97222 | No | Wallerawang | SDF2023
5081 | Diversified | 2025 | . | 24.0169 | 5.7819 | 24.7031 | 0.97222 | 24.0169 | 5.7819 | 24.7031 | 0.97222 | No | Wallerawang | SDF2023
5082 | Diversified | 2026 | . | 23.7342 | 5.7139 | 24.4123 | 0.97222 | 23.7342 | 5.7139 | 24.4123 | 0.97222 | No | Wallerawang | SDF2023
5083 | Diversified | 2027 | . | 23.7895 | 5.7272 | 24.4691 | 0.97222 | 23.7895 | 5.7272 | 24.4691 | 0.97222 | No | Wallerawang | SDF2023
5084 | Diversified | 2028 | . | 23.9537 | 5.7667 | 24.6381 | 0.97222 | 23.9537 | 5.7667 | 24.6381 | 0.97222 | No | Wallerawang | SDF2023
5085 | Diversified | 2029 | . | 24.2254 | 5.8321 | 24.9175 | 0.97222 | 24.2254 | 5.8321 | 24.9175 | 0.97222 | No | Wallerawang | SDF2023
5086 | Diversified | 2030 | . | 24.488 | 5.8953 | 25.1876 | 0.97222 | 24.488 | 5.8953 | 25.1876 | 0.97222 | No | Wallerawang | SDF2023
5087 | Diversified | 2031 | . | 24.8803 | 5.9898 | 25.5911 | 0.97222 | 24.8803 | 5.9898 | 25.5911 | 0.97222 | No | Wallerawang | SDF2023
5088 | Diversified | 2032 | . | 25.2725 | 6.0842 | 25.9946 | 0.97222 | 25.2725 | 6.0842 | 25.9946 | 0.97222 | No | Wallerawang | SDF2023
5089 | Blaxland | 2017 | 29.67 | 24.064 | 6.9277 | 25.0413 | 0.96097 | 20.975 | 6.0384 | 21.8269 | 0.96097 | No | Warrimoo | SDF2023
5090 | Blaxland | 2018 | 31.215 | 24.75 | 6.0931 | 25.489 | 0.97101 | 21.48 | 5.2881 | 22.1214 | 0.97101 | No | Warrimoo | SDF2023
5091 | Blaxland | 2019 | 25.79 | 26.4027 | 1.0404 | 26.4232 | 0.99922 | 22.6561 | 0.89278 | 22.6737 | 0.99922 | No | Warrimoo | SDF2023
5092 | Blaxland | 2020 | 28.293 | 26.081 | 1.0523 | 26.1022 | 0.99919 | 21.996 | 0.88746 | 22.0139 | 0.99919 | No | Warrimoo | SDF2023
5093 | Blaxland | 2021 | 22.515 | 26.6109 | 0.56091 | 26.6168 | 0.99978 | 22.6724 | 0.4779 | 22.6774 | 0.99978 | No | Warrimoo | SDF2023
5094 | Blaxland | 2022 | 18.7503 | 26.5611 | 0.88075 | 26.5757 | 0.99945 | 22.8307 | 0.75706 | 22.8433 | 0.99945 | No | Warrimoo | SDF2023
5095 | Blaxland | 2023 | . | 26.3582 | 0.87403 | 26.3727 | 0.99945 | 22.6371 | 0.75064 | 22.6496 | 0.99945 | No | Warrimoo | SDF2023
5096 | Blaxland | 2024 | . | 26.561 | 0.88075 | 26.5756 | 0.99945 | 22.84 | 0.75736 | 22.8525 | 0.99945 | No | Warrimoo | SDF2023
5097 | Blaxland | 2025 | . | 26.6826 | 0.88478 | 26.6972 | 0.99945 | 22.9615 | 0.76139 | 22.9741 | 0.99945 | No | Warrimoo | SDF2023
5098 | Blaxland | 2026 | . | 26.4619 | 0.87747 | 26.4765 | 0.99945 | 22.7409 | 0.75408 | 22.7534 | 0.99945 | No | Warrimoo | SDF2023
5099 | Blaxland | 2027 | . | 26.5159 | 0.87926 | 26.5305 | 0.99945 | 22.7948 | 0.75587 | 22.8074 | 0.99945 | No | Warrimoo | SDF2023
5100 | Blaxland | 2028 | . | 26.653 | 0.8838 | 26.6676 | 0.99945 | 22.9319 | 0.76041 | 22.9445 | 0.99945 | No | Warrimoo | SDF2023
5101 | Blaxland | 2029 | . | 26.8713 | 0.89104 | 26.886 | 0.99945 | 23.1502 | 0.76765 | 23.1629 | 0.99945 | No | Warrimoo | SDF2023
5102 | Blaxland | 2030 | . | 27.091 | 0.89833 | 27.1059 | 0.99945 | 23.3699 | 0.77494 | 23.3828 | 0.99945 | No | Warrimoo | SDF2023
5103 | Blaxland | 2031 | . | 27.4184 | 0.90918 | 27.4334 | 0.99945 | 23.6973 | 0.78579 | 23.7103 | 0.99945 | No | Warrimoo | SDF2023
5104 | Blaxland | 2032 | . | 27.7457 | 0.92004 | 27.761 | 0.99945 | 24.0247 | 0.79665 | 24.0379 | 0.99945 | No | Warrimoo | SDF2023
5105 | Springwood | 2017 | 33.2718 | 26.159 | 6.395 | 26.9293 | 0.97139 | 22.825 | 5.5799 | 23.4971 | 0.97139 | No | Warrimoo | SDF2023
5106 | Springwood | 2018 | 28.469 | 26.02 | 6.892 | 26.9173 | 0.96667 | 22.68 | 6.0073 | 23.4621 | 0.96667 | No | Warrimoo | SDF2023
5107 | Springwood | 2019 | 27.69 | 30.5581 | 5.6406 | 31.0743 | 0.98339 | 26.0677 | 4.8117 | 26.508 | 0.98339 | No | Warrimoo | SDF2023
5108 | Springwood | 2020 | 29.169 | 27.665 | 4.8829 | 28.0926 | 0.98478 | 23.1774 | 4.0908 | 23.5357 | 0.98478 | No | Warrimoo | SDF2023
5109 | Springwood | 2021 | 23.817 | 27.822 | 4.5482 | 28.1913 | 0.9869 | 23.6861 | 3.8721 | 24.0005 | 0.9869 | No | Warrimoo | SDF2023
5110 | Springwood | 2022 | 19.505 | 27.4011 | 2.6664 | 27.5305 | 0.9953 | 23.4803 | 2.2849 | 23.5913 | 0.9953 | No | Warrimoo | SDF2023
5111 | Springwood | 2023 | . | 27.2778 | 4.0811 | 27.5814 | 0.98899 | 23.357 | 3.4945 | 23.617 | 0.98899 | No | Warrimoo | SDF2023
5112 | Springwood | 2024 | . | 27.1702 | 4.065 | 27.4726 | 0.98899 | 23.2494 | 3.4784 | 23.5082 | 0.98899 | No | Warrimoo | SDF2023
5113 | Springwood | 2025 | . | 27.8795 | 4.1711 | 28.1898 | 0.98899 | 23.9587 | 3.5845 | 24.2254 | 0.98899 | No | Warrimoo | SDF2023
5114 | Springwood | 2026 | . | 27.6267 | 4.1333 | 27.9342 | 0.98899 | 23.7059 | 3.5467 | 23.9698 | 0.98899 | No | Warrimoo | SDF2023
5115 | Springwood | 2027 | . | 27.6971 | 4.1439 | 28.0053 | 0.98899 | 23.7763 | 3.5573 | 24.0409 | 0.98899 | No | Warrimoo | SDF2023
5116 | Springwood | 2028 | . | 27.8613 | 4.1684 | 28.1714 | 0.98899 | 23.9405 | 3.5818 | 24.207 | 0.98899 | No | Warrimoo | SDF2023
5117 | Springwood | 2029 | . | 28.117 | 4.2067 | 28.43 | 0.98899 | 24.1963 | 3.6201 | 24.4656 | 0.98899 | No | Warrimoo | SDF2023
5118 | Springwood | 2030 | . | 28.3721 | 4.2448 | 28.6879 | 0.98899 | 24.4513 | 3.6582 | 24.7235 | 0.98899 | No | Warrimoo | SDF2023
5119 | Springwood | 2031 | . | 28.7495 | 4.3013 | 29.0695 | 0.98899 | 24.8287 | 3.7147 | 25.1051 | 0.98899 | No | Warrimoo | SDF2023
5120 | Springwood | 2032 | . | 29.1268 | 4.3578 | 29.451 | 0.98899 | 25.2061 | 3.7712 | 25.4866 | 0.98899 | No | Warrimoo | SDF2023
5121 | Undiversified | 2017 | 62.9418 | 50.223 | 13.3227 | 51.9707 | 0.96637 | 43.8 | 11.6183 | 45.324 | 0.96637 | No | Warrimoo | SDF2023
5122 | Undiversified | 2018 | 59.684 | 50.77 | 12.9851 | 52.4063 | 0.96878 | 44.16 | 11.2954 | 45.5835 | 0.96877 | No | Warrimoo | SDF2023
5123 | Undiversified | 2019 | 53.48 | 56.9608 | 6.681 | 57.4975 | 0.99067 | 48.7238 | 5.7045 | 49.1817 | 0.99069 | No | Warrimoo | SDF2023
5124 | Undiversified | 2020 | 57.462 | 53.746 | 5.9352 | 54.1948 | 0.99172 | 45.1734 | 4.9783 | 45.5495 | 0.99174 | No | Warrimoo | SDF2023
5125 | Undiversified | 2021 | 46.332 | 54.4329 | 5.1091 | 54.8081 | 0.99315 | 46.3585 | 4.35 | 46.6779 | 0.99316 | No | Warrimoo | SDF2023
5126 | Undiversified | 2022 | 38.2553 | 53.9622 | 3.5472 | 54.1062 | 0.99734 | 46.3111 | 3.042 | 46.4345 | 0.99734 | No | Warrimoo | SDF2023
5127 | Undiversified | 2023 | . | 53.6359 | 4.9551 | 53.954 | 0.9941 | 45.9941 | 4.2452 | 46.2665 | 0.99411 | No | Warrimoo | SDF2023
5128 | Undiversified | 2024 | . | 53.7312 | 4.9458 | 54.0482 | 0.99413 | 46.0894 | 4.2358 | 46.3607 | 0.99415 | No | Warrimoo | SDF2023
5129 | Undiversified | 2025 | . | 54.562 | 5.0559 | 54.887 | 0.99408 | 46.9202 | 4.3459 | 47.1995 | 0.99408 | No | Warrimoo | SDF2023
5130 | Undiversified | 2026 | . | 54.0886 | 5.0108 | 54.4107 | 0.99408 | 46.4468 | 4.3008 | 46.7231 | 0.99409 | No | Warrimoo | SDF2023
5131 | Undiversified | 2027 | . | 54.213 | 5.0231 | 54.5358 | 0.99408 | 46.5711 | 4.3131 | 46.8483 | 0.99408 | No | Warrimoo | SDF2023
5132 | Undiversified | 2028 | . | 54.5142 | 5.0522 | 54.839 | 0.99408 | 46.8724 | 4.3422 | 47.1515 | 0.99408 | No | Warrimoo | SDF2023
5133 | Undiversified | 2029 | . | 54.9883 | 5.0977 | 55.316 | 0.99408 | 47.3465 | 4.3877 | 47.6285 | 0.99408 | No | Warrimoo | SDF2023
5134 | Undiversified | 2030 | . | 55.4631 | 5.1432 | 55.7938 | 0.99407 | 47.8213 | 4.4332 | 48.1063 | 0.99408 | No | Warrimoo | SDF2023
5135 | Undiversified | 2031 | . | 56.1678 | 5.2105 | 56.5029 | 0.99407 | 48.526 | 4.5005 | 48.8154 | 0.99407 | No | Warrimoo | SDF2023
5136 | Undiversified | 2032 | . | 56.8726 | 5.2778 | 57.212 | 0.99407 | 49.2308 | 4.5678 | 49.5245 | 0.99407 | No | Warrimoo | SDF2023
5137 | Diversified | 2017 | 61.1333 | 50.868 | 17.0613 | 53.653 | 0.94809 | 44.186 | 14.8201 | 46.6051 | 0.94809 | No | Warrimoo | SDF2023
5138 | Diversified | 2018 | 54.9631 | 51.46 | 15.5622 | 53.7616 | 0.95719 | 44.75 | 13.533 | 46.7515 | 0.95719 | No | Warrimoo | SDF2023
5139 | Diversified | 2019 | 54.6871 | 54.2691 | 11.6943 | 55.5148 | 0.97756 | 46.3836 | 9.9951 | 47.4483 | 0.97756 | No | Warrimoo | SDF2023
5140 | Diversified | 2020 | 58.8609 | 54.022 | 11.5731 | 55.2477 | 0.97781 | 45.445 | 9.7357 | 46.4761 | 0.97781 | No | Warrimoo | SDF2023
5141 | Diversified | 2021 | 44.8093 | 57.0815 | 10.1147 | 57.9707 | 0.98466 | 48.6586 | 8.6222 | 49.4167 | 0.98466 | No | Warrimoo | SDF2023
5142 | Diversified | 2022 | 38.79 | 56.1669 | 7.5708 | 56.6748 | 0.99104 | 48.1157 | 6.4855 | 48.5508 | 0.99104 | No | Warrimoo | SDF2023
5143 | Diversified | 2023 | . | 53.2066 | 12.6878 | 54.6985 | 0.97273 | 45.6259 | 10.8801 | 46.9052 | 0.97273 | No | Warrimoo | SDF2023
5144 | Diversified | 2024 | . | 53.3011 | 12.7103 | 54.7956 | 0.97273 | 45.7205 | 10.9026 | 47.0024 | 0.97273 | No | Warrimoo | SDF2023
5145 | Diversified | 2025 | . | 54.1253 | 12.9069 | 55.6429 | 0.97273 | 46.5446 | 11.0992 | 47.8497 | 0.97273 | No | Warrimoo | SDF2023
5146 | Diversified | 2026 | . | 53.6556 | 12.7949 | 55.1601 | 0.97273 | 46.075 | 10.9872 | 47.3669 | 0.97273 | No | Warrimoo | SDF2023
5147 | Diversified | 2027 | . | 53.779 | 12.8243 | 55.2869 | 0.97273 | 46.1983 | 11.0166 | 47.4937 | 0.97273 | No | Warrimoo | SDF2023
5148 | Diversified | 2028 | . | 54.0779 | 12.8955 | 55.5942 | 0.97273 | 46.4972 | 11.0878 | 47.8009 | 0.97273 | No | Warrimoo | SDF2023
5149 | Diversified | 2029 | . | 54.5481 | 13.0077 | 56.0776 | 0.97273 | 46.9675 | 11.2 | 48.2844 | 0.97273 | No | Warrimoo | SDF2023
5150 | Diversified | 2030 | . | 55.0191 | 13.12 | 56.5618 | 0.97273 | 47.4385 | 11.3123 | 48.7686 | 0.97273 | No | Warrimoo | SDF2023
5151 | Diversified | 2031 | . | 55.7182 | 13.2867 | 57.2805 | 0.97273 | 48.1376 | 11.479 | 49.4873 | 0.97273 | No | Warrimoo | SDF2023
5152 | Diversified | 2032 | . | 56.4173 | 13.4534 | 57.9992 | 0.97273 | 48.8367 | 11.6457 | 50.206 | 0.97273 | No | Warrimoo | SDF2023
5153 | Estimated System Normal | 2017 | 45.976 | 35.9916 | 12.0717 | 37.9621 | 0.94809 | 31.3886 | 10.5278 | 33.1071 | 0.94809 | No | Warrimoo | SDF2023
5154 | Estimated System Normal | 2018 | 43.4764 | 36.5406 | 11.0504 | 38.175 | 0.95719 | 31.7834 | 9.6117 | 33.2049 | 0.95719 | No | Warrimoo | SDF2023
5155 | Estimated System Normal | 2019 | 41.8684 | 44.0036 | 9.4823 | 45.0137 | 0.97756 | 37.6394 | 8.1108 | 38.5034 | 0.97756 | No | Warrimoo | SDF2023
5156 | Estimated System Normal | 2020 | 39.2237 | 36.1728 | 7.7493 | 36.9935 | 0.97781 | 30.4024 | 6.5131 | 31.0922 | 0.97781 | No | Warrimoo | SDF2023
5157 | Estimated System Normal | 2021 | 42.8059 | 49.8602 | 8.8351 | 50.6369 | 0.98466 | 42.464 | 7.5245 | 43.1255 | 0.98466 | No | Warrimoo | SDF2023
5158 | Estimated System Normal | 2022 | 41.6944 | 58.4418 | 7.8774 | 58.9703 | 0.99104 | 50.1554 | 6.7605 | 50.609 | 0.99104 | No | Warrimoo | SDF2023
5159 | Estimated System Normal | 2023 | . | 43.1946 | 10.3003 | 44.4057 | 0.97273 | 37.0401 | 8.8327 | 38.0787 | 0.97273 | No | Warrimoo | SDF2023
5160 | Estimated System Normal | 2024 | . | 43.27 | 10.3183 | 44.4833 | 0.97273 | 37.1155 | 8.8507 | 38.1562 | 0.97273 | No | Warrimoo | SDF2023
5161 | Estimated System Normal | 2025 | . | 43.9415 | 10.4784 | 45.1736 | 0.97273 | 37.787 | 9.0108 | 38.8465 | 0.97273 | No | Warrimoo | SDF2023
5162 | Estimated System Normal | 2026 | . | 43.5601 | 10.3875 | 44.7815 | 0.97273 | 37.4057 | 8.9199 | 38.4545 | 0.97273 | No | Warrimoo | SDF2023
5163 | Estimated System Normal | 2027 | . | 43.6603 | 10.4114 | 44.8845 | 0.97273 | 37.5059 | 8.9437 | 38.5575 | 0.97273 | No | Warrimoo | SDF2023
5164 | Estimated System Normal | 2028 | . | 43.9031 | 10.4692 | 45.1341 | 0.97273 | 37.7486 | 9.0016 | 38.807 | 0.97273 | No | Warrimoo | SDF2023
5165 | Estimated System Normal | 2029 | . | 44.2849 | 10.5603 | 45.5267 | 0.97273 | 38.1305 | 9.0927 | 39.1996 | 0.97273 | No | Warrimoo | SDF2023
5166 | Estimated System Normal | 2030 | . | 44.6674 | 10.6515 | 45.9199 | 0.97273 | 38.513 | 9.1839 | 39.5928 | 0.97273 | No | Warrimoo | SDF2023
5167 | Estimated System Normal | 2031 | . | 45.2351 | 10.7869 | 46.5035 | 0.97273 | 39.0807 | 9.3193 | 40.1765 | 0.97273 | No | Warrimoo | SDF2023
5168 | Estimated System Normal | 2032 | . | 45.8029 | 10.9223 | 47.0871 | 0.97273 | 39.6484 | 9.4547 | 40.7601 | 0.97273 | No | Warrimoo | SDF2023
5169 | Bonnyrigg | 2017 | 38.243 | 36.674 | 9.257 | 37.8243 | 0.96959 | 31.449 | 7.9382 | 32.4354 | 0.96959 | No | West_Liverpool | SDF2023
5170 | Bonnyrigg | 2018 | 35.0412 | 36.17 | 9.0651 | 37.2887 | 0.97 | 31.09 | 7.7919 | 32.0515 | 0.97 | No | West_Liverpool | SDF2023
5171 | Bonnyrigg | 2019 | 30.69 | 35.5498 | 7.2622 | 36.284 | 0.97977 | 30.8938 | 6.3111 | 31.5318 | 0.97977 | No | West_Liverpool | SDF2023
5172 | Bonnyrigg | 2020 | 33.646 | 32.539 | 1.0348 | 32.5554 | 0.99949 | 28.013 | 0.89083 | 28.0272 | 0.99949 | No | West_Liverpool | SDF2023
5173 | Bonnyrigg | 2021 | 32.698 | 35.0968 | 0.27449 | 35.0979 | 0.99997 | 30.7612 | 0.24058 | 30.7621 | 0.99997 | No | West_Liverpool | SDF2023
5174 | Bonnyrigg | 2022 | 30.4599 | 34.7919 | 2.2304 | 34.8633 | 0.99795 | 30.5852 | 1.9608 | 30.648 | 0.99795 | No | West_Liverpool | SDF2023
5175 | Bonnyrigg | 2023 | . | 34.3087 | 2.1995 | 34.3791 | 0.99795 | 30.102 | 1.9298 | 30.1638 | 0.99795 | No | West_Liverpool | SDF2023
5176 | Bonnyrigg | 2024 | . | 33.8456 | 2.1698 | 33.915 | 0.99795 | 29.6389 | 1.9001 | 29.6998 | 0.99795 | No | West_Liverpool | SDF2023
5177 | Bonnyrigg | 2025 | . | 33.7268 | 2.1622 | 33.796 | 0.99795 | 29.5202 | 1.8925 | 29.5808 | 0.99795 | No | West_Liverpool | SDF2023
5178 | Bonnyrigg | 2026 | . | 33.1397 | 2.1245 | 33.2077 | 0.99795 | 28.9331 | 1.8548 | 28.9925 | 0.99795 | No | West_Liverpool | SDF2023
5179 | Bonnyrigg | 2027 | . | 33.0217 | 2.1169 | 33.0895 | 0.99795 | 28.815 | 1.8473 | 28.8742 | 0.99795 | No | West_Liverpool | SDF2023
5180 | Bonnyrigg | 2028 | . | 33.1312 | 2.124 | 33.1993 | 0.99795 | 28.9246 | 1.8543 | 28.984 | 0.99795 | No | West_Liverpool | SDF2023
5181 | Bonnyrigg | 2029 | . | 33.4711 | 2.1458 | 33.5398 | 0.99795 | 29.2696 | 1.8764 | 29.3297 | 0.99795 | No | West_Liverpool | SDF2023
5182 | Bonnyrigg | 2030 | . | 33.765 | 2.1646 | 33.8343 | 0.99795 | 29.6049 | 1.8979 | 29.6656 | 0.99795 | No | West_Liverpool | SDF2023
5183 | Bonnyrigg | 2031 | . | 34.262 | 2.1965 | 34.3323 | 0.99795 | 30.108 | 1.9302 | 30.1698 | 0.99795 | No | West_Liverpool | SDF2023
5184 | Bonnyrigg | 2032 | . | 34.759 | 2.2283 | 34.8304 | 0.99795 | 30.6112 | 1.9624 | 30.674 | 0.99795 | No | West_Liverpool | SDF2023
5185 | Edmondson_Park | 2017 | . | . | . | . | . | . | . | . | . | No | West_Liverpool | SDF2023
5186 | Edmondson_Park | 2018 | . | . | . | . | . | . | . | . | . | No | West_Liverpool | SDF2023
5187 | Edmondson_Park | 2019 | 4.76 | 4.675 | 0.86809 | 4.7549 | 0.98319 | 4.675 | 0.86809 | 4.7549 | 0.98319 | No | West_Liverpool | SDF2023
5188 | Edmondson_Park | 2020 | 5.135 | 5.088 | 0.69317 | 5.135 | 0.99085 | 5.088 | 0.69317 | 5.135 | 0.99085 | No | West_Liverpool | SDF2023
5189 | Edmondson_Park | 2021 | 9.118 | 9.025 | 1.299 | 9.118 | 0.9898 | 9.025 | 1.299 | 9.118 | 0.9898 | No | West_Liverpool | SDF2023
5190 | Edmondson_Park | 2022 | 11.3491 | 11.2375 | 1.5877 | 11.3491 | 0.99017 | 11.2375 | 1.5877 | 11.3491 | 0.99017 | No | West_Liverpool | SDF2023
5191 | Edmondson_Park | 2023 | . | 15.0597 | 7.2938 | 16.733 | 0.9 | 15.0597 | 7.2938 | 16.733 | 0.9 | No | West_Liverpool | SDF2023
5192 | Edmondson_Park | 2024 | . | 20.6349 | 9.9939 | 22.9276 | 0.9 | 20.6349 | 9.9939 | 22.9276 | 0.9 | No | West_Liverpool | SDF2023
5193 | Edmondson_Park | 2025 | . | 25.992 | 12.5885 | 28.88 | 0.9 | 25.992 | 12.5885 | 28.88 | 0.9 | No | West_Liverpool | SDF2023
5194 | Edmondson_Park | 2026 | . | 28.1431 | 13.6303 | 31.2701 | 0.9 | 28.1431 | 13.6303 | 31.2701 | 0.9 | No | West_Liverpool | SDF2023
5195 | Edmondson_Park | 2027 | . | 30.0958 | 14.5761 | 33.4398 | 0.9 | 30.0958 | 14.5761 | 33.4398 | 0.9 | No | West_Liverpool | SDF2023
5196 | Edmondson_Park | 2028 | . | 31.7708 | 15.3873 | 35.3009 | 0.9 | 31.7708 | 15.3873 | 35.3009 | 0.9 | No | West_Liverpool | SDF2023
5197 | Edmondson_Park | 2029 | . | 33.1693 | 16.0646 | 36.8548 | 0.9 | 33.1693 | 16.0646 | 36.8548 | 0.9 | No | West_Liverpool | SDF2023
5198 | Edmondson_Park | 2030 | . | 34.2087 | 16.568 | 38.0097 | 0.9 | 34.2087 | 16.568 | 38.0097 | 0.9 | No | West_Liverpool | SDF2023
5199 | Edmondson_Park | 2031 | . | 34.9513 | 16.9277 | 38.8347 | 0.9 | 34.9513 | 16.9277 | 38.8347 | 0.9 | No | West_Liverpool | SDF2023
5200 | Edmondson_Park | 2032 | . | 35.3482 | 17.1199 | 39.2758 | 0.9 | 35.3482 | 17.1199 | 39.2758 | 0.9 | No | West_Liverpool | SDF2023
5201 | Hinchinbrook | 2017 | 50.2077 | 52.64 | 10.189 | 53.617 | 0.98178 | 45.7 | 8.8457 | 46.5482 | 0.98178 | No | West_Liverpool | SDF2023
5202 | Hinchinbrook | 2018 | 43.1983 | 43.93 | 8.5031 | 44.7454 | 0.98178 | 38.46 | 7.4443 | 39.1738 | 0.98178 | No | West_Liverpool | SDF2023
5203 | Hinchinbrook | 2019 | 49.85 | 52.8189 | 10.2236 | 53.7992 | 0.98178 | 46.9389 | 9.0855 | 47.8101 | 0.98178 | No | West_Liverpool | SDF2023
5204 | Hinchinbrook | 2020 | 50.715 | 46.9412 | 9.0859 | 47.8124 | 0.98178 | 40.9043 | 7.9174 | 41.6635 | 0.98178 | No | West_Liverpool | SDF2023
5205 | Hinchinbrook | 2021 | 45.868 | 49.4639 | 9.9343 | 50.4516 | 0.98042 | 43.7065 | 8.778 | 44.5793 | 0.98042 | No | West_Liverpool | SDF2023
5206 | Hinchinbrook | 2022 | 44.2361 | 51.3667 | 9.5555 | 52.2479 | 0.98313 | 45.5775 | 8.4786 | 46.3594 | 0.98313 | No | West_Liverpool | SDF2023
5207 | Hinchinbrook | 2023 | . | 53.9724 | 10.4469 | 54.9742 | 0.98178 | 48.1832 | 9.3263 | 49.0775 | 0.98178 | No | West_Liverpool | SDF2023
5208 | Hinchinbrook | 2024 | . | 57.8091 | 11.1895 | 58.882 | 0.98178 | 52.0199 | 10.0689 | 52.9854 | 0.98178 | No | West_Liverpool | SDF2023
5209 | Hinchinbrook | 2025 | . | 63.7283 | 12.3352 | 64.9111 | 0.98178 | 57.9391 | 11.2146 | 59.0145 | 0.98178 | No | West_Liverpool | SDF2023
5210 | Hinchinbrook | 2026 | . | 69.0295 | 13.3613 | 70.3107 | 0.98178 | 63.2403 | 12.2407 | 64.414 | 0.98178 | No | West_Liverpool | SDF2023
5211 | Hinchinbrook | 2027 | . | 73.6026 | 14.2465 | 74.9687 | 0.98178 | 67.8134 | 13.1259 | 69.072 | 0.98178 | No | West_Liverpool | SDF2023
5212 | Hinchinbrook | 2028 | . | 77.0007 | 14.9042 | 78.4298 | 0.98178 | 71.2115 | 13.7836 | 72.5332 | 0.98178 | No | West_Liverpool | SDF2023
5213 | Hinchinbrook | 2029 | . | 79.8341 | 15.4526 | 81.3159 | 0.98178 | 74.0449 | 14.3321 | 75.4192 | 0.98178 | No | West_Liverpool | SDF2023
5214 | Hinchinbrook | 2030 | . | 81.8417 | 15.8412 | 83.3607 | 0.98178 | 76.0783 | 14.7256 | 77.4903 | 0.98178 | No | West_Liverpool | SDF2023
5215 | Hinchinbrook | 2031 | . | 83.2407 | 16.112 | 84.7857 | 0.98178 | 77.5248 | 15.0056 | 78.9637 | 0.98178 | No | West_Liverpool | SDF2023
5216 | Hinchinbrook | 2032 | . | 83.8622 | 16.2323 | 85.4187 | 0.98178 | 78.1937 | 15.1351 | 79.645 | 0.98178 | No | West_Liverpool | SDF2023
5217 | Homepride | 2017 | 36.621 | 36.252 | 5.1856 | 36.621 | 0.98992 | 36.252 | 5.1856 | 36.621 | 0.98992 | No | West_Liverpool | SDF2023
5218 | Homepride | 2018 | 39.686 | 38.444 | 9.8508 | 39.686 | 0.9687 | 38.444 | 9.8508 | 39.686 | 0.9687 | No | West_Liverpool | SDF2023
5219 | Homepride | 2019 | 36.72 | 36.601 | 2.9663 | 36.721 | 0.99673 | 36.601 | 2.9663 | 36.721 | 0.99673 | No | West_Liverpool | SDF2023
5220 | Homepride | 2020 | 34.63 | 34.442 | 3.6035 | 34.63 | 0.99457 | 34.442 | 3.6035 | 34.63 | 0.99457 | No | West_Liverpool | SDF2023
5221 | Homepride | 2021 | 32.809 | 32.571 | 3.9447 | 32.809 | 0.99275 | 32.571 | 3.9447 | 32.809 | 0.99275 | No | West_Liverpool | SDF2023
5222 | Homepride | 2022 | 32.1497 | 32.103 | 1.7322 | 32.1497 | 0.99855 | 32.103 | 1.7322 | 32.1497 | 0.99855 | No | West_Liverpool | SDF2023
5223 | Homepride | 2023 | . | 36.8562 | 5.1971 | 37.2208 | 0.9902 | 36.8562 | 5.1971 | 37.2208 | 0.9902 | No | West_Liverpool | SDF2023
5224 | Homepride | 2024 | . | 38.1076 | 5.3735 | 38.4845 | 0.9902 | 38.1076 | 5.3735 | 38.4845 | 0.9902 | No | West_Liverpool | SDF2023
5225 | Homepride | 2025 | . | 39.686 | 5.5961 | 40.0786 | 0.9902 | 39.686 | 5.5961 | 40.0786 | 0.9902 | No | West_Liverpool | SDF2023
5226 | Homepride | 2026 | . | 40.747 | 5.7457 | 41.1501 | 0.9902 | 40.747 | 5.7457 | 41.1501 | 0.9902 | No | West_Liverpool | SDF2023
5227 | Homepride | 2027 | . | 42.2246 | 5.954 | 42.6424 | 0.9902 | 42.2246 | 5.954 | 42.6424 | 0.9902 | No | West_Liverpool | SDF2023
5228 | Homepride | 2028 | . | 43.923 | 6.1935 | 44.3576 | 0.9902 | 43.923 | 6.1935 | 44.3576 | 0.9902 | No | West_Liverpool | SDF2023
5229 | Homepride | 2029 | . | 45.6974 | 6.4437 | 46.1494 | 0.9902 | 45.6974 | 6.4437 | 46.1494 | 0.9902 | No | West_Liverpool | SDF2023
5230 | Homepride | 2030 | . | 47.3411 | 6.6755 | 47.8094 | 0.9902 | 47.3411 | 6.6755 | 47.8094 | 0.9902 | No | West_Liverpool | SDF2023
5231 | Homepride | 2031 | . | 48.9938 | 6.9086 | 49.4785 | 0.9902 | 48.9938 | 6.9086 | 49.4785 | 0.9902 | No | West_Liverpool | SDF2023
5232 | Homepride | 2032 | . | 50.5496 | 7.1279 | 51.0497 | 0.9902 | 50.5496 | 7.1279 | 51.0497 | 0.9902 | No | West_Liverpool | SDF2023
5233 | Kemps_Creek | 2017 | 14.241 | 13.796 | 1.9559 | 13.934 | 0.9901 | 11.896 | 1.6865 | 12.015 | 0.9901 | No | West_Liverpool | SDF2023
5234 | Kemps_Creek | 2018 | 12.737 | 12.07 | 3.4371 | 12.5498 | 0.96176 | 10.81 | 3.0783 | 11.2398 | 0.96176 | No | West_Liverpool | SDF2023
5235 | Kemps_Creek | 2019 | 12 | 13.1111 | 1.4224 | 13.188 | 0.99417 | 11.4288 | 1.2399 | 11.4959 | 0.99417 | No | West_Liverpool | SDF2023
5236 | Kemps_Creek | 2020 | 11.564 | 11.5225 | 0.94873 | 11.5615 | 0.99663 | 10.2571 | 0.84454 | 10.2918 | 0.99663 | No | West_Liverpool | SDF2023
5237 | Kemps_Creek | 2021 | 10.287 | 12.6036 | 3.1069 | 12.9809 | 0.97093 | 11.2527 | 2.7739 | 11.5896 | 0.97093 | No | West_Liverpool | SDF2023
5238 | Kemps_Creek | 2022 | 10.4907 | 12.664 | 2.976 | 13.009 | 0.97348 | 11.3356 | 2.6639 | 11.6444 | 0.97348 | No | West_Liverpool | SDF2023
5239 | Kemps_Creek | 2023 | . | 31.8354 | 6.2654 | 32.4461 | 0.98118 | 30.507 | 6.0039 | 31.0922 | 0.98118 | No | West_Liverpool | SDF2023
5240 | Kemps_Creek | 2024 | . | 33.04 | 6.5024 | 33.6738 | 0.98118 | 31.7116 | 6.241 | 32.3199 | 0.98118 | No | West_Liverpool | SDF2023
5241 | Kemps_Creek | 2025 | . | 36.4543 | 7.1744 | 37.1535 | 0.98118 | 35.1258 | 6.9129 | 35.7996 | 0.98118 | No | West_Liverpool | SDF2023
5242 | Kemps_Creek | 2026 | . | 29.397 | 5.7855 | 29.9609 | 0.98118 | 28.0686 | 5.524 | 28.607 | 0.98118 | No | West_Liverpool | SDF2023
5243 | Kemps_Creek | 2027 | . | 31.1359 | 6.1277 | 31.7331 | 0.98118 | 29.8074 | 5.8663 | 30.3792 | 0.98118 | No | West_Liverpool | SDF2023
5244 | Kemps_Creek | 2028 | . | 36.2035 | 7.125 | 36.898 | 0.98118 | 34.8751 | 6.8636 | 35.544 | 0.98118 | No | West_Liverpool | SDF2023
5245 | Kemps_Creek | 2029 | . | 41.315 | 8.131 | 42.1075 | 0.98118 | 39.9866 | 7.8695 | 40.7536 | 0.98118 | No | West_Liverpool | SDF2023
5246 | Kemps_Creek | 2030 | . | 46.1815 | 9.0887 | 47.0673 | 0.98118 | 44.853 | 8.8273 | 45.7134 | 0.98118 | No | West_Liverpool | SDF2023
5247 | Kemps_Creek | 2031 | . | 50.4879 | 9.9363 | 51.4563 | 0.98118 | 49.1594 | 9.6748 | 50.1024 | 0.98118 | No | West_Liverpool | SDF2023
5248 | Kemps_Creek | 2032 | . | 56.2504 | 11.0703 | 57.3294 | 0.98118 | 54.9219 | 10.8089 | 55.9754 | 0.98118 | No | West_Liverpool | SDF2023
5249 | Prestons | 2017 | 30.827 | 28.611 | 8.6076 | 29.8778 | 0.9576 | 23.943 | 7.2032 | 25.0031 | 0.9576 | No | West_Liverpool | SDF2023
5250 | Prestons | 2018 | 30.024 | 30.11 | 8.8327 | 31.3788 | 0.95957 | 25.89 | 7.5947 | 26.981 | 0.95957 | No | West_Liverpool | SDF2023
5251 | Prestons | 2019 | 34.47 | 36.7624 | 9.8304 | 38.0541 | 0.96606 | 32.1042 | 8.5848 | 33.2322 | 0.96606 | No | West_Liverpool | SDF2023
5252 | Prestons | 2020 | 36.483 | 34.258 | 0.43936 | 34.2608 | 0.99992 | 29.1584 | 0.37396 | 29.1608 | 0.99992 | No | West_Liverpool | SDF2023
5253 | Prestons | 2021 | 29.411 | 33.092 | 1.7492 | 33.1382 | 0.99861 | 28.6727 | 1.5156 | 28.7127 | 0.99861 | No | West_Liverpool | SDF2023
5254 | Prestons | 2022 | 28.8098 | 34.7488 | 0.90659 | 34.7607 | 0.99966 | 30.4211 | 0.79368 | 30.4315 | 0.99966 | No | West_Liverpool | SDF2023
5255 | Prestons | 2023 | . | 38.1096 | 7.6915 | 38.8781 | 0.98023 | 33.7819 | 6.8181 | 34.4631 | 0.98023 | No | West_Liverpool | SDF2023
5256 | Prestons | 2024 | . | 41.4494 | 8.3656 | 42.2852 | 0.98023 | 37.1217 | 7.4921 | 37.8702 | 0.98023 | No | West_Liverpool | SDF2023
5257 | Prestons | 2025 | . | 45.5068 | 9.1845 | 46.4243 | 0.98023 | 41.1791 | 8.311 | 42.0094 | 0.98023 | No | West_Liverpool | SDF2023
5258 | Prestons | 2026 | . | 47.7434 | 9.6359 | 48.7061 | 0.98023 | 43.4496 | 8.7693 | 44.3257 | 0.98023 | No | West_Liverpool | SDF2023
5259 | Prestons | 2027 | . | 48.7322 | 9.8355 | 49.7148 | 0.98023 | 44.5253 | 8.9864 | 45.4231 | 0.98023 | No | West_Liverpool | SDF2023
5260 | Prestons | 2028 | . | 49.0384 | 9.8973 | 50.0272 | 0.98023 | 44.8316 | 9.0482 | 45.7355 | 0.98023 | No | West_Liverpool | SDF2023
5261 | Prestons | 2029 | . | 49.1527 | 9.9203 | 50.1438 | 0.98023 | 44.9458 | 9.0713 | 45.8521 | 0.98023 | No | West_Liverpool | SDF2023
5262 | Prestons | 2030 | . | 49.2331 | 9.9366 | 50.2258 | 0.98023 | 45.0573 | 9.0938 | 45.9658 | 0.98023 | No | West_Liverpool | SDF2023
5263 | Prestons | 2031 | . | 49.4377 | 9.9779 | 50.4346 | 0.98023 | 45.298 | 9.1423 | 46.2114 | 0.98023 | No | West_Liverpool | SDF2023
5264 | Prestons | 2032 | . | 49.6424 | 10.0192 | 50.6434 | 0.98023 | 45.5387 | 9.1909 | 46.4569 | 0.98023 | No | West_Liverpool | SDF2023
5265 | West_Liverpool_ZS | 2017 | 37.86 | 37.174 | 9.4201 | 38.349 | 0.96936 | 34.693 | 8.7914 | 35.7896 | 0.96936 | No | West_Liverpool | SDF2023
5266 | West_Liverpool_ZS | 2018 | 34.196 | 35.12 | 7.7631 | 35.9678 | 0.97643 | 32.21 | 7.1198 | 32.9875 | 0.97643 | No | West_Liverpool | SDF2023
5267 | West_Liverpool_ZS | 2019 | 33.95 | 35.3408 | 0.85796 | 35.3512 | 0.99971 | 32.1417 | 0.7803 | 32.1512 | 0.99971 | No | West_Liverpool | SDF2023
5268 | West_Liverpool_ZS | 2020 | 35.211 | 33.987 | 1.5381 | 34.0218 | 0.99898 | 30.1583 | 1.3648 | 30.1892 | 0.99898 | No | West_Liverpool | SDF2023
5269 | West_Liverpool_ZS | 2021 | 32.712 | 31.333 | 2.4433 | 31.4281 | 0.99697 | 27.9644 | 2.1806 | 28.0493 | 0.99697 | No | West_Liverpool | SDF2023
5270 | West_Liverpool_ZS | 2022 | 38.175 | 37.2499 | 3.6474 | 37.428 | 0.99524 | 33.8138 | 3.3109 | 33.9755 | 0.99524 | No | West_Liverpool | SDF2023
5271 | West_Liverpool_ZS | 2023 | . | 39.9783 | 5.8542 | 40.4046 | 0.98945 | 36.5663 | 5.3545 | 36.9562 | 0.98945 | No | West_Liverpool | SDF2023
5272 | West_Liverpool_ZS | 2024 | . | 39.9957 | 5.8567 | 40.4223 | 0.98945 | 36.5837 | 5.3571 | 36.9739 | 0.98945 | No | West_Liverpool | SDF2023
5273 | West_Liverpool_ZS | 2025 | . | 39.6474 | 5.8057 | 40.0703 | 0.98945 | 36.2354 | 5.3061 | 36.6219 | 0.98945 | No | West_Liverpool | SDF2023
5274 | West_Liverpool_ZS | 2026 | . | 38.9677 | 5.7062 | 39.3833 | 0.98945 | 35.5557 | 5.2066 | 35.9349 | 0.98945 | No | West_Liverpool | SDF2023
5275 | West_Liverpool_ZS | 2027 | . | 38.648 | 5.6594 | 39.0602 | 0.98945 | 35.236 | 5.1598 | 35.6118 | 0.98945 | No | West_Liverpool | SDF2023
5276 | West_Liverpool_ZS | 2028 | . | 38.4891 | 5.6361 | 38.8996 | 0.98945 | 35.0771 | 5.1365 | 35.4512 | 0.98945 | No | West_Liverpool | SDF2023
5277 | West_Liverpool_ZS | 2029 | . | 38.4917 | 5.6365 | 38.9022 | 0.98945 | 35.0797 | 5.1369 | 35.4538 | 0.98945 | No | West_Liverpool | SDF2023
5278 | West_Liverpool_ZS | 2030 | . | 38.4576 | 5.6315 | 38.8677 | 0.98945 | 35.0456 | 5.1319 | 35.4193 | 0.98945 | No | West_Liverpool | SDF2023
5279 | West_Liverpool_ZS | 2031 | . | 38.5361 | 5.643 | 38.9471 | 0.98945 | 35.1241 | 5.1434 | 35.4987 | 0.98945 | No | West_Liverpool | SDF2023
5280 | West_Liverpool_ZS | 2032 | . | 38.6147 | 5.6545 | 39.0265 | 0.98945 | 35.2027 | 5.1549 | 35.5781 | 0.98945 | No | West_Liverpool | SDF2023
5281 | Undiversified | 2017 | 207.9997 | 205.147 | 44.6152 | 210.223 | 0.97585 | 183.933 | 39.6506 | 188.4122 | 0.97623 | No | West_Liverpool | SDF2023
5282 | Undiversified | 2018 | 194.8826 | 195.844 | 47.4517 | 201.6164 | 0.97137 | 176.904 | 42.8798 | 182.1196 | 0.97136 | No | West_Liverpool | SDF2023
5283 | Undiversified | 2019 | 202.44 | 214.859 | 33.4309 | 218.1524 | 0.9849 | 194.7835 | 29.8359 | 197.6972 | 0.98526 | No | West_Liverpool | SDF2023
5284 | Undiversified | 2020 | 207.384 | 198.7777 | 17.3435 | 199.977 | 0.994 | 178.0211 | 15.6882 | 179.0974 | 0.99399 | No | West_Liverpool | SDF2023
5285 | Undiversified | 2021 | 192.903 | 203.1853 | 22.7518 | 205.0237 | 0.99103 | 183.9536 | 20.7323 | 185.62 | 0.99102 | No | West_Liverpool | SDF2023
5286 | Undiversified | 2022 | 195.6703 | 214.1619 | 22.6359 | 215.8078 | 0.99237 | 195.0738 | 20.5277 | 196.5577 | 0.99245 | No | West_Liverpool | SDF2023
5287 | Undiversified | 2023 | . | 250.1204 | 44.9482 | 255.0359 | 0.98073 | 231.0564 | 41.9235 | 235.7067 | 0.98027 | No | West_Liverpool | SDF2023
5288 | Undiversified | 2024 | . | 264.8822 | 49.4514 | 270.5904 | 0.9789 | 245.8182 | 46.4267 | 251.2613 | 0.97834 | No | West_Liverpool | SDF2023
5289 | Undiversified | 2025 | . | 284.7416 | 54.8465 | 291.314 | 0.97744 | 265.6777 | 51.8218 | 271.9848 | 0.97681 | No | West_Liverpool | SDF2023
5290 | Undiversified | 2026 | . | 287.1674 | 55.9894 | 293.9889 | 0.9768 | 268.1373 | 52.9715 | 274.6942 | 0.97613 | No | West_Liverpool | SDF2023
5291 | Undiversified | 2027 | . | 297.4608 | 58.516 | 304.6485 | 0.97641 | 278.5177 | 55.5157 | 285.4425 | 0.97574 | No | West_Liverpool | SDF2023
5292 | Undiversified | 2028 | . | 309.5569 | 61.2674 | 317.1124 | 0.97617 | 290.6137 | 58.267 | 297.9064 | 0.97552 | No | West_Liverpool | SDF2023
5293 | Undiversified | 2029 | . | 321.1313 | 63.7946 | 329.0134 | 0.97604 | 302.1933 | 60.7945 | 309.8127 | 0.97541 | No | West_Liverpool | SDF2023
5294 | Undiversified | 2030 | . | 331.0285 | 65.9061 | 339.1749 | 0.97598 | 312.1888 | 62.92 | 320.0736 | 0.97537 | No | West_Liverpool | SDF2023
5295 | Undiversified | 2031 | . | 339.9095 | 67.7018 | 348.2693 | 0.976 | 321.1595 | 64.7325 | 329.2592 | 0.9754 | No | West_Liverpool | SDF2023
5296 | Undiversified | 2032 | . | 349.0264 | 69.4525 | 357.5737 | 0.9761 | 330.366 | 66.5001 | 338.6549 | 0.97552 | No | West_Liverpool | SDF2023
5297 | Diversified | 2017 | 194.0058 | 202.89 | 1.5687 | 202.8961 | 0.99997 | 179.829 | 1.3904 | 179.8344 | 0.99997 | No | West_Liverpool | SDF2023
5298 | Diversified | 2018 | 179.3711 | 198.01 | 0.68443 | 198.0112 | 0.99999 | 175.19 | 0.60555 | 175.191 | 0.99999 | No | West_Liverpool | SDF2023
5299 | Diversified | 2019 | 174.6715 | 211.1647 | 15.0938 | 211.7034 | 0.99746 | 189.5462 | 13.5485 | 190.0298 | 0.99746 | No | West_Liverpool | SDF2023
5300 | Diversified | 2020 | 198.1879 | 197.148 | 7.0037 | 197.2724 | 0.99937 | 176.283 | 6.2625 | 176.3942 | 0.99937 | No | West_Liverpool | SDF2023
5301 | Diversified | 2021 | 194.3715 | 209.0261 | 5.0415 | 209.0869 | 0.99971 | 188.5759 | 4.5483 | 188.6307 | 0.99971 | No | West_Liverpool | SDF2023
5302 | Diversified | 2022 | 185.982 | 219.7505 | 0.10835 | 219.7506 | 1 | 198.8918 | 0.098065 | 198.8918 | 1 | No | West_Liverpool | SDF2023
5303 | Diversified | 2023 | . | 247.2585 | 8.4516 | 247.4029 | 0.99942 | 228.4126 | 7.8074 | 228.546 | 0.99942 | No | West_Liverpool | SDF2023
5304 | Diversified | 2024 | . | 261.8514 | 8.9504 | 262.0043 | 0.99942 | 243.0055 | 8.3062 | 243.1474 | 0.99942 | No | West_Liverpool | SDF2023
5305 | Diversified | 2025 | . | 281.4836 | 9.6214 | 281.648 | 0.99942 | 262.6377 | 8.9773 | 262.7911 | 0.99942 | No | West_Liverpool | SDF2023
5306 | Diversified | 2026 | . | 283.8816 | 9.7034 | 284.0474 | 0.99942 | 265.0692 | 9.0604 | 265.224 | 0.99942 | No | West_Liverpool | SDF2023
5307 | Diversified | 2027 | . | 294.0573 | 10.0512 | 294.229 | 0.99942 | 275.3309 | 9.4111 | 275.4917 | 0.99942 | No | West_Liverpool | SDF2023
5308 | Diversified | 2028 | . | 306.0149 | 10.4599 | 306.1936 | 0.99942 | 287.2885 | 9.8199 | 287.4563 | 0.99942 | No | West_Liverpool | SDF2023
5309 | Diversified | 2029 | . | 317.4569 | 10.851 | 317.6423 | 0.99942 | 298.7356 | 10.2111 | 298.9101 | 0.99942 | No | West_Liverpool | SDF2023
5310 | Diversified | 2030 | . | 327.2409 | 11.1855 | 327.432 | 0.99942 | 308.6167 | 10.5489 | 308.797 | 0.99942 | No | West_Liverpool | SDF2023
5311 | Diversified | 2031 | . | 336.0202 | 11.4856 | 336.2165 | 0.99942 | 317.4847 | 10.852 | 317.6701 | 0.99942 | No | West_Liverpool | SDF2023
5312 | Diversified | 2032 | . | 345.0328 | 11.7936 | 345.2343 | 0.99942 | 326.5859 | 11.1631 | 326.7766 | 0.99942 | No | West_Liverpool | SDF2023
5313 | Estimated System Normal | 2017 | 265.4236 | 268.2527 | 2.0741 | 268.2607 | 0.99997 | 240.4213 | 1.8589 | 240.4285 | 0.99997 | No | West_Liverpool | SDF2023
5314 | Estimated System Normal | 2018 | 184.9491 | 191.3386 | 0.66137 | 191.3397 | 0.99999 | 172.8357 | 0.59741 | 172.8367 | 0.99999 | No | West_Liverpool | SDF2023
5315 | Estimated System Normal | 2019 | 158.3944 | 170.2539 | 12.1695 | 170.6882 | 0.99746 | 154.2899 | 11.0284 | 154.6835 | 0.99746 | No | West_Liverpool | SDF2023
5316 | Estimated System Normal | 2020 | 127.0272 | 122.413 | 4.3487 | 122.4902 | 0.99937 | 109.6319 | 3.8947 | 109.701 | 0.99937 | No | West_Liverpool | SDF2023
5317 | Estimated System Normal | 2021 | 125.8285 | 133.6958 | 3.2246 | 133.7347 | 0.99971 | 121.0427 | 2.9194 | 121.0779 | 0.99971 | No | West_Liverpool | SDF2023
5318 | Estimated System Normal | 2022 | 133.5306 | 147.2729 | 0.072614 | 147.2729 | 1 | 134.1361 | 0.066137 | 134.1361 | 1 | No | West_Liverpool | SDF2023
5319 | Estimated System Normal | 2023 | . | 210.4844 | 7.1946 | 210.6073 | 0.99942 | 194.5318 | 6.6493 | 194.6454 | 0.99942 | No | West_Liverpool | SDF2023
5320 | Estimated System Normal | 2024 | . | 223.3218 | 7.6334 | 223.4522 | 0.99942 | 207.3692 | 7.0881 | 207.4903 | 0.99942 | No | West_Liverpool | SDF2023
5321 | Estimated System Normal | 2025 | . | 240.4252 | 8.218 | 240.5656 | 0.99942 | 224.4725 | 7.6727 | 224.6036 | 0.99942 | No | West_Liverpool | SDF2023
5322 | Estimated System Normal | 2026 | . | 242.6328 | 8.2935 | 242.7745 | 0.99942 | 226.7087 | 7.7492 | 226.8411 | 0.99942 | No | West_Liverpool | SDF2023
5323 | Estimated System Normal | 2027 | . | 251.4303 | 8.5942 | 251.5771 | 0.99942 | 235.5794 | 8.0524 | 235.717 | 0.99942 | No | West_Liverpool | SDF2023
5324 | Estimated System Normal | 2028 | . | 261.7169 | 8.9458 | 261.8698 | 0.99942 | 245.866 | 8.404 | 246.0096 | 0.99942 | No | West_Liverpool | SDF2023
5325 | Estimated System Normal | 2029 | . | 271.539 | 9.2815 | 271.6976 | 0.99942 | 255.6924 | 8.7399 | 255.8417 | 0.99942 | No | West_Liverpool | SDF2023
5326 | Estimated System Normal | 2030 | . | 279.9254 | 9.5682 | 280.0889 | 0.99942 | 264.1609 | 9.0293 | 264.3151 | 0.99942 | No | West_Liverpool | SDF2023
5327 | Estimated System Normal | 2031 | . | 287.4311 | 9.8247 | 287.599 | 0.99942 | 271.7419 | 9.2885 | 271.9006 | 0.99942 | No | West_Liverpool | SDF2023
5328 | Estimated System Normal | 2032 | . | 295.1102 | 10.0872 | 295.2825 | 0.99942 | 279.4963 | 9.5535 | 279.6595 | 0.99942 | No | West_Liverpool | SDF2023
5329 | Brundee | 2017 | 0.373 | 0.31 | 0.20743 | 0.373 | 0.8311 | 0.31 | 0.20743 | 0.373 | 0.8311 | Yes | West_Tomerong_TS | SDF2023
5330 | Brundee | 2018 | 0.38 | 0.313 | 0.21548 | 0.38 | 0.82368 | 0.313 | 0.21548 | 0.38 | 0.82368 | Yes | West_Tomerong_TS | SDF2023
5331 | Brundee | 2019 | 0.39 | 0.32 | 0.22293 | 0.39 | 0.82051 | 0.32 | 0.22293 | 0.39 | 0.82051 | Yes | West_Tomerong_TS | SDF2023
5332 | Brundee | 2020 | 0.39 | 0.319 | 0.22861 | 0.39246 | 0.81282 | 0.319 | 0.22861 | 0.39246 | 0.81282 | Yes | West_Tomerong_TS | SDF2023
5333 | Brundee | 2021 | 0.388 | 0.32 | 0.21942 | 0.388 | 0.82474 | 0.32 | 0.21942 | 0.388 | 0.82474 | Yes | West_Tomerong_TS | SDF2023
5334 | Brundee | 2022 | 0.3905 | 0.3204 | 0.22324 | 0.3905 | 0.82049 | 0.3204 | 0.22324 | 0.3905 | 0.82049 | Yes | West_Tomerong_TS | SDF2023
5335 | Brundee | 2023 | . | 0.3204 | 0.22179 | 0.38967 | 0.82222 | 0.3204 | 0.22179 | 0.38967 | 0.82222 | Yes | West_Tomerong_TS | SDF2023
5336 | Brundee | 2024 | . | 0.3204 | 0.22179 | 0.38967 | 0.82222 | 0.3204 | 0.22179 | 0.38967 | 0.82222 | Yes | West_Tomerong_TS | SDF2023
5337 | Brundee | 2025 | . | 0.3204 | 0.22179 | 0.38967 | 0.82222 | 0.3204 | 0.22179 | 0.38967 | 0.82222 | Yes | West_Tomerong_TS | SDF2023
5338 | Brundee | 2026 | . | 0.3204 | 0.22179 | 0.38967 | 0.82222 | 0.3204 | 0.22179 | 0.38967 | 0.82222 | Yes | West_Tomerong_TS | SDF2023
5339 | Brundee | 2027 | . | 0.3204 | 0.22179 | 0.38967 | 0.82222 | 0.3204 | 0.22179 | 0.38967 | 0.82222 | Yes | West_Tomerong_TS | SDF2023
5340 | Brundee | 2028 | . | 0.3204 | 0.22179 | 0.38967 | 0.82222 | 0.3204 | 0.22179 | 0.38967 | 0.82222 | Yes | West_Tomerong_TS | SDF2023
5341 | Brundee | 2029 | . | 0.3204 | 0.22179 | 0.38967 | 0.82222 | 0.3204 | 0.22179 | 0.38967 | 0.82222 | Yes | West_Tomerong_TS | SDF2023
5342 | Brundee | 2030 | . | 0.3204 | 0.22179 | 0.38967 | 0.82222 | 0.3204 | 0.22179 | 0.38967 | 0.82222 | Yes | West_Tomerong_TS | SDF2023
5343 | Brundee | 2031 | . | 0.3204 | 0.22179 | 0.38967 | 0.82222 | 0.3204 | 0.22179 | 0.38967 | 0.82222 | Yes | West_Tomerong_TS | SDF2023
5344 | Brundee | 2032 | . | 0.3204 | 0.22179 | 0.38967 | 0.82222 | 0.3204 | 0.22179 | 0.38967 | 0.82222 | Yes | West_Tomerong_TS | SDF2023
5345 | Culburra | 2017 | 11.501 | 11.088 | 3.0544 | 11.501 | 0.96409 | 11.088 | 3.0544 | 11.501 | 0.96409 | No | West_Tomerong_TS | SDF2023
5346 | Culburra | 2018 | 9.467 | 9.43 | 0.83618 | 9.467 | 0.99609 | 9.43 | 0.83618 | 9.467 | 0.99609 | No | West_Tomerong_TS | SDF2023
5347 | Culburra | 2019 | 9.38 | 9.594 | 1.8518 | 9.7711 | 0.98188 | 9.594 | 1.8518 | 9.7711 | 0.98188 | No | West_Tomerong_TS | SDF2023
5348 | Culburra | 2020 | 10.088 | 9.77 | 2.5129 | 10.088 | 0.96848 | 9.77 | 2.5129 | 10.088 | 0.96848 | No | West_Tomerong_TS | SDF2023
5349 | Culburra | 2021 | 10.532 | 10.347 | 1.9654 | 10.532 | 0.98243 | 10.347 | 1.9654 | 10.532 | 0.98243 | No | West_Tomerong_TS | SDF2023
5350 | Culburra | 2022 | 8.9328 | 8.8333 | 1.3296 | 8.9328 | 0.98886 | 8.8333 | 1.3296 | 8.9328 | 0.98886 | No | West_Tomerong_TS | SDF2023
5351 | Culburra | 2023 | . | 8.7295 | 1.7586 | 8.9049 | 0.98031 | 8.7295 | 1.7586 | 8.9049 | 0.98031 | No | West_Tomerong_TS | SDF2023
5352 | Culburra | 2024 | . | 8.6339 | 1.7393 | 8.8073 | 0.98031 | 8.6339 | 1.7393 | 8.8073 | 0.98031 | No | West_Tomerong_TS | SDF2023
5353 | Culburra | 2025 | . | 8.739 | 1.7605 | 8.9146 | 0.98031 | 8.739 | 1.7605 | 8.9146 | 0.98031 | No | West_Tomerong_TS | SDF2023
5354 | Culburra | 2026 | . | 8.5001 | 1.7124 | 8.6709 | 0.98031 | 8.5001 | 1.7124 | 8.6709 | 0.98031 | No | West_Tomerong_TS | SDF2023
5355 | Culburra | 2027 | . | 8.5032 | 1.713 | 8.6741 | 0.98031 | 8.5032 | 1.713 | 8.6741 | 0.98031 | No | West_Tomerong_TS | SDF2023
5356 | Culburra | 2028 | . | 8.5759 | 1.7277 | 8.7482 | 0.98031 | 8.5759 | 1.7277 | 8.7482 | 0.98031 | No | West_Tomerong_TS | SDF2023
5357 | Culburra | 2029 | . | 8.7184 | 1.7564 | 8.8935 | 0.98031 | 8.7184 | 1.7564 | 8.8935 | 0.98031 | No | West_Tomerong_TS | SDF2023
5358 | Culburra | 2030 | . | 8.8478 | 1.7825 | 9.0256 | 0.98031 | 8.8478 | 1.7825 | 9.0256 | 0.98031 | No | West_Tomerong_TS | SDF2023
5359 | Culburra | 2031 | . | 9.0524 | 1.8237 | 9.2342 | 0.98031 | 9.0524 | 1.8237 | 9.2342 | 0.98031 | No | West_Tomerong_TS | SDF2023
5360 | Culburra | 2032 | . | 9.2569 | 1.8649 | 9.4429 | 0.98031 | 9.2569 | 1.8649 | 9.4429 | 0.98031 | No | West_Tomerong_TS | SDF2023
5361 | Huskisson | 2017 | 15.4984 | 15.3 | 2.4718 | 15.4984 | 0.9872 | 15.3 | 2.4718 | 15.4984 | 0.9872 | No | West_Tomerong_TS | SDF2023
5362 | Huskisson | 2018 | 12.5383 | 12.39 | 1.9229 | 12.5383 | 0.98817 | 12.39 | 1.9229 | 12.5383 | 0.98817 | No | West_Tomerong_TS | SDF2023
5363 | Huskisson | 2019 | 12.23 | 12.182 | 1.1049 | 12.232 | 0.99591 | 12.182 | 1.1049 | 12.232 | 0.99591 | No | West_Tomerong_TS | SDF2023
5364 | Huskisson | 2020 | 14.965 | 14.865 | 1.7271 | 14.965 | 0.99332 | 14.865 | 1.7271 | 14.965 | 0.99332 | No | West_Tomerong_TS | SDF2023
5365 | Huskisson | 2021 | 14.1 | 14 | 1.6763 | 14.1 | 0.99291 | 14 | 1.6763 | 14.1 | 0.99291 | No | West_Tomerong_TS | SDF2023
5366 | Huskisson | 2022 | 12.2333 | 8.9033 | 8.3896 | 12.2333 | 0.72779 | 8.9033 | 8.3896 | 12.2333 | 0.72779 | No | West_Tomerong_TS | SDF2023
5367 | Huskisson | 2023 | . | 9.4532 | 3.1886 | 9.9765 | 0.94755 | 9.4532 | 3.1886 | 9.9765 | 0.94755 | No | West_Tomerong_TS | SDF2023
5368 | Huskisson | 2024 | . | 9.5623 | 3.2254 | 10.0916 | 0.94755 | 9.5623 | 3.2254 | 10.0916 | 0.94755 | No | West_Tomerong_TS | SDF2023
5369 | Huskisson | 2025 | . | 10.0231 | 3.3808 | 10.5779 | 0.94755 | 10.0231 | 3.3808 | 10.5779 | 0.94755 | No | West_Tomerong_TS | SDF2023
5370 | Huskisson | 2026 | . | 10.1784 | 3.4332 | 10.7418 | 0.94755 | 10.1784 | 3.4332 | 10.7418 | 0.94755 | No | West_Tomerong_TS | SDF2023
5371 | Huskisson | 2027 | . | 10.7193 | 3.6156 | 11.3126 | 0.94755 | 10.7193 | 3.6156 | 11.3126 | 0.94755 | No | West_Tomerong_TS | SDF2023
5372 | Huskisson | 2028 | . | 11.2531 | 3.7957 | 11.876 | 0.94755 | 11.2531 | 3.7957 | 11.876 | 0.94755 | No | West_Tomerong_TS | SDF2023
5373 | Huskisson | 2029 | . | 11.7673 | 3.9691 | 12.4186 | 0.94755 | 11.7673 | 3.9691 | 12.4186 | 0.94755 | No | West_Tomerong_TS | SDF2023
5374 | Huskisson | 2030 | . | 12.1198 | 4.088 | 12.7907 | 0.94755 | 12.1198 | 4.088 | 12.7907 | 0.94755 | No | West_Tomerong_TS | SDF2023
5375 | Huskisson | 2031 | . | 12.5179 | 4.2223 | 13.2108 | 0.94755 | 12.5179 | 4.2223 | 13.2108 | 0.94755 | No | West_Tomerong_TS | SDF2023
5376 | Huskisson | 2032 | . | 12.916 | 4.3566 | 13.631 | 0.94755 | 12.916 | 4.3566 | 13.631 | 0.94755 | No | West_Tomerong_TS | SDF2023
5377 | South_Nowra | 2017 | 10.53 | 10.106 | 3.3336 | 10.6416 | 0.94967 | 8.928 | 2.945 | 9.4012 | 0.94967 | No | West_Tomerong_TS | SDF2023
5378 | South_Nowra | 2018 | 9.165 | 8.67 | 2.5955 | 9.0502 | 0.95799 | 7.69 | 2.3022 | 8.0272 | 0.95799 | No | West_Tomerong_TS | SDF2023
5379 | South_Nowra | 2019 | 9.91 | 10.6663 | 3.2083 | 11.1383 | 0.95762 | 9.0357 | 2.7178 | 9.4356 | 0.95762 | No | West_Tomerong_TS | SDF2023
5380 | South_Nowra | 2020 | 10.153 | 9.4516 | 2.3623 | 9.7423 | 0.97016 | 8.4503 | 2.1121 | 8.7102 | 0.97016 | No | West_Tomerong_TS | SDF2023
5381 | South_Nowra | 2021 | 8.723 | 9.6218 | 2.5218 | 9.9468 | 0.96733 | 8.5907 | 2.2516 | 8.8809 | 0.96733 | No | West_Tomerong_TS | SDF2023
5382 | South_Nowra | 2022 | 8.1375 | 9.3871 | 2.4438 | 9.7 | 0.96774 | 8.3494 | 2.1737 | 8.6277 | 0.96774 | No | West_Tomerong_TS | SDF2023
5383 | South_Nowra | 2023 | . | 7.8422 | 2.2336 | 8.1541 | 0.96175 | 6.8045 | 1.9381 | 7.0751 | 0.96175 | No | West_Tomerong_TS | SDF2023
5384 | South_Nowra | 2024 | . | 8.8325 | 2.5157 | 9.1837 | 0.96175 | 7.7948 | 2.2201 | 8.1048 | 0.96175 | No | West_Tomerong_TS | SDF2023
5385 | South_Nowra | 2025 | . | 9.3278 | 2.6567 | 9.6987 | 0.96175 | 8.2901 | 2.3612 | 8.6198 | 0.96175 | No | West_Tomerong_TS | SDF2023
5386 | South_Nowra | 2026 | . | 9.3825 | 2.6723 | 9.7557 | 0.96175 | 8.3448 | 2.3768 | 8.6767 | 0.96175 | No | West_Tomerong_TS | SDF2023
5387 | South_Nowra | 2027 | . | 9.3334 | 2.6584 | 9.7046 | 0.96175 | 8.2957 | 2.3628 | 8.6257 | 0.96175 | No | West_Tomerong_TS | SDF2023
5388 | South_Nowra | 2028 | . | 9.2667 | 2.6393 | 9.6353 | 0.96175 | 8.229 | 2.3438 | 8.5563 | 0.96175 | No | West_Tomerong_TS | SDF2023
5389 | South_Nowra | 2029 | . | 9.2335 | 2.6299 | 9.6007 | 0.96175 | 8.1958 | 2.3343 | 8.5218 | 0.96175 | No | West_Tomerong_TS | SDF2023
5390 | South_Nowra | 2030 | . | 9.196 | 2.6192 | 9.5617 | 0.96175 | 8.1625 | 2.3248 | 8.4871 | 0.96175 | No | West_Tomerong_TS | SDF2023
5391 | South_Nowra | 2031 | . | 9.1854 | 2.6162 | 9.5507 | 0.96175 | 8.1579 | 2.3235 | 8.4823 | 0.96175 | No | West_Tomerong_TS | SDF2023
5392 | South_Nowra | 2032 | . | 9.1748 | 2.6132 | 9.5397 | 0.96175 | 8.1533 | 2.3222 | 8.4775 | 0.96175 | No | West_Tomerong_TS | SDF2023
5393 | Sussex_Inlet | 2017 | 7.464 | 7.27 | 1.6907 | 7.464 | 0.97401 | 7.27 | 1.6907 | 7.464 | 0.97401 | No | West_Tomerong_TS | SDF2023
5394 | Sussex_Inlet | 2018 | 5.045 | 4.99 | 0.74292 | 5.045 | 0.9891 | 4.99 | 0.74292 | 5.045 | 0.9891 | No | West_Tomerong_TS | SDF2023
5395 | Sussex_Inlet | 2019 | 5.3 | 5.256 | 0.68152 | 5.3 | 0.9917 | 5.256 | 0.68152 | 5.3 | 0.9917 | No | West_Tomerong_TS | SDF2023
5396 | Sussex_Inlet | 2020 | 6.236 | 6.171 | 0.89803 | 6.236 | 0.98958 | 6.171 | 0.89803 | 6.236 | 0.98958 | No | West_Tomerong_TS | SDF2023
5397 | Sussex_Inlet | 2021 | 6.029 | 5.976 | 0.79766 | 6.029 | 0.99121 | 5.976 | 0.79766 | 6.029 | 0.99121 | No | West_Tomerong_TS | SDF2023
5398 | Sussex_Inlet | 2022 | 5.1717 | 5.1617 | 0.32146 | 5.1717 | 0.99807 | 5.1617 | 0.32146 | 5.1717 | 0.99807 | No | West_Tomerong_TS | SDF2023
5399 | Sussex_Inlet | 2023 | . | 5.2697 | 0.79021 | 5.3286 | 0.98894 | 5.2697 | 0.79021 | 5.3286 | 0.98894 | No | West_Tomerong_TS | SDF2023
5400 | Sussex_Inlet | 2024 | . | 5.3786 | 0.80655 | 5.4388 | 0.98894 | 5.3786 | 0.80655 | 5.4388 | 0.98894 | No | West_Tomerong_TS | SDF2023
5401 | Sussex_Inlet | 2025 | . | 5.5628 | 0.83417 | 5.625 | 0.98894 | 5.5628 | 0.83417 | 5.625 | 0.98894 | No | West_Tomerong_TS | SDF2023
5402 | Sussex_Inlet | 2026 | . | 5.5034 | 0.82527 | 5.565 | 0.98894 | 5.5034 | 0.82527 | 5.565 | 0.98894 | No | West_Tomerong_TS | SDF2023
5403 | Sussex_Inlet | 2027 | . | 5.5571 | 0.83332 | 5.6192 | 0.98894 | 5.5571 | 0.83332 | 5.6192 | 0.98894 | No | West_Tomerong_TS | SDF2023
5404 | Sussex_Inlet | 2028 | . | 5.6808 | 0.85187 | 5.7444 | 0.98894 | 5.6808 | 0.85187 | 5.7444 | 0.98894 | No | West_Tomerong_TS | SDF2023
5405 | Sussex_Inlet | 2029 | . | 5.8753 | 0.88103 | 5.941 | 0.98894 | 5.8753 | 0.88103 | 5.941 | 0.98894 | No | West_Tomerong_TS | SDF2023
5406 | Sussex_Inlet | 2030 | . | 6.0606 | 0.90882 | 6.1284 | 0.98894 | 6.0606 | 0.90882 | 6.1284 | 0.98894 | No | West_Tomerong_TS | SDF2023
5407 | Sussex_Inlet | 2031 | . | 6.3093 | 0.94611 | 6.3798 | 0.98894 | 6.3093 | 0.94611 | 6.3798 | 0.98894 | No | West_Tomerong_TS | SDF2023
5408 | Sussex_Inlet | 2032 | . | 6.558 | 0.98341 | 6.6313 | 0.98894 | 6.558 | 0.98341 | 6.6313 | 0.98894 | No | West_Tomerong_TS | SDF2023
5409 | Tomerong_ZS | 2017 | 10.995 | 10.63 | 2.8095 | 10.995 | 0.9668 | 10.63 | 2.8095 | 10.995 | 0.9668 | No | West_Tomerong_TS | SDF2023
5410 | Tomerong_ZS | 2018 | 9.452 | 9.31 | 1.6322 | 9.452 | 0.98498 | 9.31 | 1.6322 | 9.452 | 0.98498 | No | West_Tomerong_TS | SDF2023
5411 | Tomerong_ZS | 2019 | 8.75 | 8.62 | 1.5027 | 8.75 | 0.98514 | 8.62 | 1.5027 | 8.75 | 0.98514 | No | West_Tomerong_TS | SDF2023
5412 | Tomerong_ZS | 2020 | 10.656 | 10.51 | 1.7579 | 10.656 | 0.9863 | 10.51 | 1.7579 | 10.656 | 0.9863 | No | West_Tomerong_TS | SDF2023
5413 | Tomerong_ZS | 2021 | 9.842 | 9.745 | 1.3784 | 9.842 | 0.99014 | 9.745 | 1.3784 | 9.842 | 0.99014 | No | West_Tomerong_TS | SDF2023
5414 | Tomerong_ZS | 2022 | 8.7336 | 8.695 | 0.82021 | 8.7336 | 0.99558 | 8.695 | 0.82021 | 8.7336 | 0.99558 | No | West_Tomerong_TS | SDF2023
5415 | Tomerong_ZS | 2023 | . | 8.8669 | 0.83643 | 8.9063 | 0.99558 | 8.8669 | 0.83643 | 8.9063 | 0.99558 | No | West_Tomerong_TS | SDF2023
5416 | Tomerong_ZS | 2024 | . | 9.1439 | 0.86255 | 9.1845 | 0.99558 | 9.1439 | 0.86255 | 9.1845 | 0.99558 | No | West_Tomerong_TS | SDF2023
5417 | Tomerong_ZS | 2025 | . | 9.3116 | 0.87838 | 9.353 | 0.99558 | 9.3116 | 0.87838 | 9.353 | 0.99558 | No | West_Tomerong_TS | SDF2023
5418 | Tomerong_ZS | 2026 | . | 9.125 | 0.86078 | 9.1655 | 0.99558 | 9.125 | 0.86078 | 9.1655 | 0.99558 | No | West_Tomerong_TS | SDF2023
5419 | Tomerong_ZS | 2027 | . | 9.1062 | 0.859 | 9.1467 | 0.99558 | 9.1062 | 0.859 | 9.1467 | 0.99558 | No | West_Tomerong_TS | SDF2023
5420 | Tomerong_ZS | 2028 | . | 9.1248 | 0.86075 | 9.1653 | 0.99558 | 9.1248 | 0.86075 | 9.1653 | 0.99558 | No | West_Tomerong_TS | SDF2023
5421 | Tomerong_ZS | 2029 | . | 9.1803 | 0.86599 | 9.2211 | 0.99558 | 9.1803 | 0.86599 | 9.2211 | 0.99558 | No | West_Tomerong_TS | SDF2023
5422 | Tomerong_ZS | 2030 | . | 9.2274 | 0.87043 | 9.2684 | 0.99558 | 9.2274 | 0.87043 | 9.2684 | 0.99558 | No | West_Tomerong_TS | SDF2023
5423 | Tomerong_ZS | 2031 | . | 9.3218 | 0.87933 | 9.3631 | 0.99558 | 9.3218 | 0.87933 | 9.3631 | 0.99558 | No | West_Tomerong_TS | SDF2023
5424 | Tomerong_ZS | 2032 | . | 9.4161 | 0.88823 | 9.4579 | 0.99558 | 9.4161 | 0.88823 | 9.4579 | 0.99558 | No | West_Tomerong_TS | SDF2023
5425 | Yatte_Yattah | 2017 | 3.188 | 3.098 | 0.75216 | 3.188 | 0.97177 | 3.098 | 0.75216 | 3.188 | 0.97177 | No | West_Tomerong_TS | SDF2023
5426 | Yatte_Yattah | 2018 | 5.052 | 4.807 | 1.5542 | 5.052 | 0.9515 | 4.807 | 1.5542 | 5.052 | 0.9515 | No | West_Tomerong_TS | SDF2023
5427 | Yatte_Yattah | 2019 | 2.441 | 2.41 | 0.38779 | 2.441 | 0.9873 | 2.41 | 0.38779 | 2.441 | 0.9873 | No | West_Tomerong_TS | SDF2023
5428 | Yatte_Yattah | 2020 | 4.42 | 4.032 | 1.8163 | 4.4222 | 0.91176 | 4.032 | 1.8163 | 4.4222 | 0.91176 | No | West_Tomerong_TS | SDF2023
5429 | Yatte_Yattah | 2021 | 3.61 | 3.369 | 1.4665 | 3.6743 | 0.9169 | 3.369 | 1.4665 | 3.6743 | 0.9169 | No | West_Tomerong_TS | SDF2023
5430 | Yatte_Yattah | 2022 | 3.61 | 3.369 | 1.4665 | 3.6743 | 0.9169 | 3.369 | 1.4665 | 3.6743 | 0.9169 | No | West_Tomerong_TS | SDF2023
5431 | Yatte_Yattah | 2023 | . | 3.3383 | 1.4531 | 3.6409 | 0.9169 | 3.3383 | 1.4531 | 3.6409 | 0.9169 | No | West_Tomerong_TS | SDF2023
5432 | Yatte_Yattah | 2024 | . | 3.3324 | 1.4506 | 3.6344 | 0.9169 | 3.3324 | 1.4506 | 3.6344 | 0.9169 | No | West_Tomerong_TS | SDF2023
5433 | Yatte_Yattah | 2025 | . | 3.3302 | 1.4496 | 3.632 | 0.9169 | 3.3302 | 1.4496 | 3.632 | 0.9169 | No | West_Tomerong_TS | SDF2023
5434 | Yatte_Yattah | 2026 | . | 3.3235 | 1.4467 | 3.6247 | 0.9169 | 3.3235 | 1.4467 | 3.6247 | 0.9169 | No | West_Tomerong_TS | SDF2023
5435 | Yatte_Yattah | 2027 | . | 3.3216 | 1.4459 | 3.6227 | 0.9169 | 3.3216 | 1.4459 | 3.6227 | 0.9169 | No | West_Tomerong_TS | SDF2023
5436 | Yatte_Yattah | 2028 | . | 3.3212 | 1.4457 | 3.6223 | 0.9169 | 3.3212 | 1.4457 | 3.6223 | 0.9169 | No | West_Tomerong_TS | SDF2023
5437 | Yatte_Yattah | 2029 | . | 3.3342 | 1.4514 | 3.6364 | 0.9169 | 3.3342 | 1.4514 | 3.6364 | 0.9169 | No | West_Tomerong_TS | SDF2023
5438 | Yatte_Yattah | 2030 | . | 3.341 | 1.4543 | 3.6438 | 0.9169 | 3.341 | 1.4543 | 3.6438 | 0.9169 | No | West_Tomerong_TS | SDF2023
5439 | Yatte_Yattah | 2031 | . | 3.3505 | 1.4585 | 3.6542 | 0.9169 | 3.3505 | 1.4585 | 3.6542 | 0.9169 | No | West_Tomerong_TS | SDF2023
5440 | Yatte_Yattah | 2032 | . | 3.3601 | 1.4626 | 3.6646 | 0.9169 | 3.3601 | 1.4626 | 3.6646 | 0.9169 | No | West_Tomerong_TS | SDF2023
5441 | Undiversified | 2017 | 59.5494 | 57.802 | 14.3195 | 59.661 | 0.96884 | 56.624 | 13.9309 | 58.4206 | 0.96925 | No | West_Tomerong_TS | SDF2023
5442 | Undiversified | 2018 | 51.0993 | 49.91 | 9.4994 | 50.9845 | 0.97892 | 48.93 | 9.206 | 49.9615 | 0.97935 | No | West_Tomerong_TS | SDF2023
5443 | Undiversified | 2019 | 48.401 | 49.0483 | 8.96 | 50.0224 | 0.98053 | 47.4177 | 8.4696 | 48.3197 | 0.98133 | No | West_Tomerong_TS | SDF2023
5444 | Undiversified | 2020 | 56.908 | 55.1186 | 11.3032 | 56.502 | 0.97552 | 54.1173 | 11.0529 | 55.4699 | 0.97562 | No | West_Tomerong_TS | SDF2023
5445 | Undiversified | 2021 | 53.224 | 53.3788 | 10.0254 | 54.5121 | 0.97921 | 52.3477 | 9.7552 | 53.4462 | 0.97945 | No | West_Tomerong_TS | SDF2023
5446 | Undiversified | 2022 | 47.2094 | 44.6698 | 14.9944 | 48.8362 | 0.91469 | 43.6321 | 14.7242 | 47.7639 | 0.91349 | No | West_Tomerong_TS | SDF2023
5447 | Undiversified | 2023 | . | 43.8202 | 10.4824 | 45.3008 | 0.96732 | 42.7825 | 10.1868 | 44.2219 | 0.96745 | No | West_Tomerong_TS | SDF2023
5448 | Undiversified | 2024 | . | 45.2039 | 10.8218 | 46.73 | 0.96734 | 44.1662 | 10.5263 | 45.651 | 0.96748 | No | West_Tomerong_TS | SDF2023
5449 | Undiversified | 2025 | . | 46.6149 | 11.182 | 48.1909 | 0.9673 | 45.5772 | 10.8865 | 47.1119 | 0.96742 | No | West_Tomerong_TS | SDF2023
5450 | Undiversified | 2026 | . | 46.3334 | 11.1724 | 47.9133 | 0.96703 | 45.2957 | 10.8769 | 46.8343 | 0.96715 | No | West_Tomerong_TS | SDF2023
5451 | Undiversified | 2027 | . | 46.8613 | 11.347 | 48.4696 | 0.96682 | 45.8236 | 11.0514 | 47.3906 | 0.96693 | No | West_Tomerong_TS | SDF2023
5452 | Undiversified | 2028 | . | 47.543 | 11.5428 | 49.1811 | 0.96669 | 46.5053 | 11.2473 | 48.1021 | 0.9668 | No | West_Tomerong_TS | SDF2023
5453 | Undiversified | 2029 | . | 48.4294 | 11.7755 | 50.1011 | 0.96663 | 47.3917 | 11.48 | 49.0221 | 0.96674 | No | West_Tomerong_TS | SDF2023
5454 | Undiversified | 2030 | . | 49.113 | 11.945 | 50.8082 | 0.96664 | 48.0796 | 11.6507 | 49.7336 | 0.96674 | No | West_Tomerong_TS | SDF2023
5455 | Undiversified | 2031 | . | 50.0576 | 12.1678 | 51.7826 | 0.96669 | 49.0302 | 11.8752 | 50.7143 | 0.96679 | No | West_Tomerong_TS | SDF2023
5456 | Undiversified | 2032 | . | 51.0023 | 12.3906 | 52.757 | 0.96674 | 49.9808 | 12.0997 | 51.6949 | 0.96684 | No | West_Tomerong_TS | SDF2023
5457 | Diversified | 2017 | 50.3714 | 43.567 | 9.5635 | 44.6043 | 0.97674 | 38.293 | 8.4058 | 39.2047 | 0.97674 | No | West_Tomerong_TS | SDF2023
5458 | Diversified | 2018 | 41.4574 | 40.73 | 5.069 | 41.0442 | 0.99234 | 38.73 | 4.8201 | 39.0288 | 0.99234 | No | West_Tomerong_TS | SDF2023
5459 | Diversified | 2019 | 42.607 | 44.0946 | 5.825 | 44.4777 | 0.99139 | 41.1727 | 5.439 | 41.5304 | 0.99139 | No | West_Tomerong_TS | SDF2023
5460 | Diversified | 2020 | 48.3535 | 42.2 | 5.9492 | 42.6173 | 0.99021 | 37.058 | 5.2243 | 37.4244 | 0.99021 | No | West_Tomerong_TS | SDF2023
5461 | Diversified | 2021 | 48.5635 | 45.0404 | 5.0757 | 45.3255 | 0.99371 | 39.9047 | 4.4969 | 40.1573 | 0.99371 | No | West_Tomerong_TS | SDF2023
5462 | Diversified | 2022 | 43.3393 | 48.4099 | 0.68032 | 48.4147 | 0.9999 | 43.0583 | 0.60511 | 43.0625 | 0.9999 | No | West_Tomerong_TS | SDF2023
5463 | Diversified | 2023 | . | 43.2439 | 0.60772 | 43.2482 | 0.9999 | 42.2199 | 0.59333 | 42.224 | 0.9999 | No | West_Tomerong_TS | SDF2023
5464 | Diversified | 2024 | . | 44.6095 | 0.62691 | 44.6139 | 0.9999 | 43.5854 | 0.61252 | 43.5897 | 0.9999 | No | West_Tomerong_TS | SDF2023
5465 | Diversified | 2025 | . | 46.0019 | 0.64648 | 46.0064 | 0.9999 | 44.9779 | 0.63209 | 44.9823 | 0.9999 | No | West_Tomerong_TS | SDF2023
5466 | Diversified | 2026 | . | 45.7241 | 0.64257 | 45.7286 | 0.9999 | 44.7 | 0.62818 | 44.7045 | 0.9999 | No | West_Tomerong_TS | SDF2023
5467 | Diversified | 2027 | . | 46.2451 | 0.6499 | 46.2496 | 0.9999 | 45.221 | 0.63551 | 45.2255 | 0.9999 | No | West_Tomerong_TS | SDF2023
5468 | Diversified | 2028 | . | 46.9178 | 0.65935 | 46.9224 | 0.9999 | 45.8938 | 0.64496 | 45.8983 | 0.9999 | No | West_Tomerong_TS | SDF2023
5469 | Diversified | 2029 | . | 47.7925 | 0.67164 | 47.7972 | 0.9999 | 46.7685 | 0.65725 | 46.7731 | 0.9999 | No | West_Tomerong_TS | SDF2023
5470 | Diversified | 2030 | . | 48.4672 | 0.68112 | 48.4719 | 0.9999 | 47.4473 | 0.66679 | 47.452 | 0.9999 | No | West_Tomerong_TS | SDF2023
5471 | Diversified | 2031 | . | 49.3994 | 0.69422 | 49.4042 | 0.9999 | 48.3854 | 0.67997 | 48.3902 | 0.9999 | No | West_Tomerong_TS | SDF2023
5472 | Diversified | 2032 | . | 50.3316 | 0.70732 | 50.3365 | 0.9999 | 49.3235 | 0.69316 | 49.3283 | 0.9999 | No | West_Tomerong_TS | SDF2023
5473
5474
5475
5476
5477
5478
5479
5480
5481
5482
5483
5484
5485
5486
5487
5488
5489
5490
5491
5492
5493
5494
5495
5496
5497
5498
5499
5500
5501
5502
5503
5504
5505
5506
5507
5508
5509
5510
5511
5512
5513
5514
5515
5516
5517
5518
5519
5520
5521
5522
5523
5524
5525
5526
5527
5528
5529
5530
5531
5532
5533
5534
5535
5536
5537
5538
5539
5540
5541
5542
5543
5544
5545
5546
5547
5548
5549
5550
5551
5552
5553
5554
5555
5556
5557
5558
5559
5560
5561
5562
5563
5564
5565
5566
5567
5568
5569
5570
5571
5572
5573
5574
5575
5576
5577
5578
5579
5580
5581
5582
5583
5584
5585
5586
5587
5588
5589
5590
5591
5592
5593
5594
5595
5596
5597
5598
5599
5600
5601
5602
5603
5604
5605
5606
5607
5608
5609
5610
5611
5612
5613
5614
5615
5616
5617
5618
5619
5620
5621
5622
5623
5624
5625
5626
5627
5628
5629
5630
5631
5632
5633
5634
5635
5636
5637
5638
5639
5640
5641
5642
5643
5644
5645
5646
5647
5648
5649
5650
5651
5652
5653
5654
5655
5656
5657
5658
5659
5660
5661
5662
5663
5664
5665
5666
5667
5668
5669
5670
5671
5672
5673
5674
5675
5676
5677
5678
5679
5680
5681
5682
5683
5684
5685
5686
5687
5688
5689
5690
5691
5692
5693
5694
5695
5696
5697
5698
5699
5700
5701
5702
5703
5704
5705
5706
5707
5708
5709
5710
5711
5712
5713
5714
5715
5716
5717
5718
5719
5720
5721
5722
5723
5724
5725
5726
5727
5728
5729
5730
5731
5732
5733
5734
5735
5736
5737
5738
5739
5740
5741
5742
5743
5744
5745
5746
5747
5748
5749
5750
5751
5752
5753
5754
5755
5756
5757
5758
5759
5760
5761
5762
5763
5764
5765
5766
5767
5768
5769
5770
5771
5772
5773
5774
5775
5776
5777
5778
5779
5780
5781
5782
5783
5784
5785
5786
5787
5788
5789
5790
5791
5792
5793
5794
5795
5796
5797
5798
5799
5800
5801
5802
5803
5804
5805
5806
5807
5808
5809
5810
5811
5812
5813
5814
5815
5816
5817
5818
5819
5820
5821
5822
5823
5824

## Capex forecast
Capex forecast
Input of capex
Capex 191022 (System Capex where OH applies)
| Code | ID | Description | 2023 | 2024 | 2025 | 2026 | 2027 | 2028 | 2029 | 2030 | 2031 | 2032 | Control | Driver | Modelling category | Site specific | Network Level | Site specific ZS | Site Specific or program | Major customer | Comments
|  | AUG-RESILIENCE-PROGRAM-FLOOD | AUG-RESILIENCE-PROGRAM-FLOOD | 105248.5735 | 0 | 1200000.1106 | 1200000.2017 | 1199999.5821 | 1200000.3331 | 1199999.7204 | 1199999.9896 | 1199999.9896 | 1199999.9896 | Std | Replacement | Repex | 0 | ST | 0 | Exclude | No
|  | AUG-RESILIENCE-PROGRAM-BUSHFIRE | AUG-RESILIENCE-PROGRAM-BUSHFIRE | 0 | 0 | 4400177.4628 | 4400177.4628 | 4400177.4628 | 4400177.4628 | 4400177.4628 | 4400177.4628 | 4400177.4628 | 4400177.4628 | Std | Replacement | Repex | 0 | ST | 0 | Exclude | No
|  | DEV-COMMS-SCADA-DEVELOPMENT | DEV-COMMS-SCADA-DEVELOPMENT | 0 | 0 | 492626.2539 | 492626.3424 | 492625.9082 | 492625.9607 | 492625.4386 | 492625.9807 | 492625.9807 | 492625.9807 | Std | Replacement | Repex | 0 | ST | 0 | Exclude | No
|  | DEV-SEC-SYS-DEVELOPMENT | DEV-SEC-SYS-DEVELOPMENT | 1037080.5016 | 923132.3405 | 672644.9152 | 672644.0594 | 672644.5661 | 672644.9382 | 672644.5175 | 672644.5992 | 672644.5992 | 672644.5992 | Std | Replacement | Repex | 0 | ST | 0 | Exclude | No
|  | NCC-000444 | NEW TELCO FIBRE SOUTH | 881405.2315 | 3425702.5169 | 1420994.0373 | 0 | 0 | 0 | 0 | 284198.8075 | 284198.8075 | 284198.8075 | Std | Replacement | Repex | 0 | ST | 0 | Exclude | No
|  | NCC-000742 | COMMUNICATIONS TOWER RELOCATION | 1000274.0229 | 189447.4324 | 0 | 0 | 0 | 0 | 0 | 0 | 0 | 0 | Std | Replacement | Repex | 0 | ST | 0 | Exclude | No
|  | NCC-000798 | NEW NEPEAN TS TO MALDON ZS FIBRE | 105248.5735 | 2055234.7887 | 0 | 0 | 0 | 0 | 0 | 0 | 0 | 0 | Std | Replacement | Repex | 0 | ST | 0 | Exclude | No
|  | NDE-000422 | NEW LV COMMUNITY BATTERIES | 1683977.1765 | 0 | 0 | 0 | 0 | 0 | 0 | 0 | 0 | 0 | Std | Replacement | Repex | 0 | LV | 0 | Program | No
|  | NDM-000036 | RFB FY19 DISTRIBUTION ACCESS TRACKS | 546.2401 | 205523.4789 | 0 | 0 | 0 | 0 | 0 | 0 | 0 | 0 | Std | Replacement | Repex | 0 | HV | 0 | Exclude | No
|  | NDM-000551 | REP FY23 POLE BLACKSPOT SAFETY PROGRAM | 315745.7206 | 0 | 0 | 0 | 0 | 0 | 0 | 0 | 0 | 0 | Std | Replacement | Repex | 0 | LV | 0 | Exclude | No
|  | NDM-000787 | DEV NETWORK LV EQUIPMENT & DATA UPDATE | 1552256.4817 | 1552256.1512 | 1551178.5237 | 0 | 0 | 0 | 0 | 310235.7047 | 310235.7047 | 310235.7047 | Std | Replacement | Repex | 0 | LV | 0 | Exclude | No
|  | NDS-000424 | REP TAP LIMITED DIST TX | 1105110.0221 | 0 | 0 | 0 | 0 | 0 | 0 | 0 | 0 | 0 | Std | Replacement | Repex | 0 | HV | 0 | Program | No
|  | NDS-000790 | DEV DISTR EQUIPMENT & CUST DATA UPDATE | 1077955.8901 | 1077956.26 | 0 | 0 | 0 | 0 | 0 | 0 | 0 | 0 | Std | Replacement | Repex | 0 | HV | 0 | Exclude | No
|  | NES-000023 | MINOR CAPITAL PURCHASE >$1000 FY23 | 25259.6576 | 0 | 0 | 0 | 0 | 0 | 0 | 0 | 0 | 0 | Std | Replacement | Repex | 0 | LV | 0 | Exclude | No
|  | NES-000435 | NEW ESSENTIAL SPARES | 215192.2859 | 642259.8439 | 1941955.0712 | 0 | 0 | 0 | 0 | 388391.0142 | 388391.0142 | 388391.0142 | Std | Replacement | Repex | 0 | ST | 0 | Exclude | No
|  | NEW-QUALITY-OF-SUPPLY | NEW-QUALITY-OF-SUPPLY | 125456.2996 | 552022.7052 | 538978.4003 | 538977.5175 | 538978.0177 | 538978.2979 | 538977.6456 | 538977.9758 | 538977.9758 | 538977.9758 | Std | Replacement | Repex | 0 | ST | 0 | Exclude | No
|  | NPS-000006 | REP FY20 DIST FDR SAFETY PROTECTION | 232193.088 | 105248.5735 | 0 | 0 | 0 | 0 | 0 | 0 | 0 | 0 | Std | Replacement | Repex | 0 | HV | 0 | Exclude | No
|  | NPS-000407 | REP RECLOSER RC01 CONTROLLER | 526242.8676 | 657675.1324 | 0 | 0 | 0 | 0 | 0 | 0 | 0 | 0 | Std | Replacement | Repex | 0 | ST | 0 | Program | No
|  | NPS-000416 | REP FUSESAVER & AK SECTIONALISER | 1284032.5971 | 0 | 0 | 0 | 0 | 0 | 0 | 0 | 0 | 0 | Std | Replacement | Repex | 0 | LV | 0 | Program | No
|  | NTM-000415 | REP HARDEX OH EARTHWIRE | 214683.9353 | 2668048.433 | 3935382.7659 | 47362.1528 | 0 | 0 | 0 | 796548.9837 | 796548.9837 | 796548.9837 | Std | Replacement | Repex | 0 | ST | 0 | Program | No
|  | NTN-000007 | NEW FY22 TECHNOLOGY PILOTS | 1958.676 | 0 | 0 | 0 | 0 | 0 | 0 | 0 | 0 | 0 | Std | Replacement | Repex | 0 | ST | 0 | Exclude | No
|  | NTN-000009 | NEW PORTFOLIO INVEST TOOL COPPERLEAF | 956858.9864 | 0 | 0 | 0 | 0 | 0 | 0 | 0 | 0 | 0 | Std | Replacement | Repex | 0 | ST | 0 | Exclude | No
|  | NTN-000010 | NEW BAWLEY POINT & KIOLOA | 3541653.4412 | 27248.3028 | 0 | 0 | 0 | 0 | 0 | 0 | 0 | 0 | Std | Replacement | Repex | 0 | ST | 0 | Program | No
|  | NTN-000013 | NEW DIGITAL TWIN | 2525965.7647 | 0 | 0 | 0 | 0 | 0 | 0 | 0 | 0 | 0 | Std | Replacement | Repex | 0 | ST | 0 | Exclude | No
|  | NTN-000201 | NEW VEGETATION MGMT OPTIMISATION SYSTEM | 184185.0037 | 0 | 0 | 0 | 0 | 0 | 0 | 0 | 0 | 0 | Std | Replacement | Repex | 0 | ST | 0 | Exclude | No
|  | NTN-000465 | NEW FY23 TECHNOLOGY PILOTS | 1578728.6029 | 0 | 0 | 0 | 0 | 0 | 0 | 0 | 0 | 0 | Std | Replacement | Repex | 0 | ST | 0 | Exclude | No
|  | NTS-000029 | RFB MARAYONG ZS | 470479.0159 | 0 | 0 | 0 | 0 | 0 | 0 | 0 | 0 | 0 | Std | Replacement | Repex | 0 | ST | Marayong | Site Specific | No
|  | NTS-000030 | RFB SUSSEX INLET ZS - STAGE 2 | 17059.7413 | 0 | 0 | 0 | 0 | 0 | 0 | 0 | 0 | 0 | Std | Replacement | Repex | 0 | ST | Sussex_Inlet | Site Specific | No
|  | NTS-000131 | REP CARLINGFORD TS CONTROL BLDG | 178922.575 | 352259.0218 | 4386762.4034 | 0 | 0 | 0 | 0 | 877352.4807 | 877352.4807 | 877352.4807 | Std | Replacement | Repex | 0 | ST | 0 | Exclude | No
|  | NTS-000410 | NEW AIR CONDITIONING IN SUBS | 1612606.0138 | 3120154.6945 | 0 | 0 | 0 | 0 | 0 | 0 | 0 | 0 | Std | Replacement | Repex | 0 | LV | 0 | Exclude | No
|  | NTS-000414 | REP LED LIGHTING IN SUBS | 119484.4956 | 1004266.8443 | 0 | 0 | 0 | 0 | 0 | 0 | 0 | 0 | Std | Replacement | Repex | 0 | LV | 0 | Exclude | No
|  | NTS-000428 | REP EMERGENCY LIGHTING | 99792.4875 | 462200.724 | 0 | 0 | 0 | 0 | 0 | 0 | 0 | 0 | Std | Replacement | Repex | 0 | LV | 0 | Exclude | No
|  | NTS-000441 | RAR CARLINGFORD TS BUSBAR | 0 | 102761.7394 | 3660745.9986 | 0 | 0 | 0 | 0 | 732149.1997 | 732149.1997 | 732149.1997 | Std | Replacement | Repex | 0 | ST | 0 | Program | No
|  | REA-ABS | REA-ABS | 615457.8735 | 548587.3803 | 655499.105 | 687965.5725 | 720539.395 | 753161.6325 | 785768.0825 | 720586.7575 | 720586.7575 | 720586.7575 | Std | Replacement | Repex | 0 | ST | 0 | Program | No
|  | REA-BATTERY | REA-BATTERY | 240053.0515 | 359666.088 | 550835.8328 | 550835.9339 | 550835.5341 | 550835.8074 | 550835.823 | 550835.7862 | 550835.7862 | 550835.7862 | Std | Replacement | Repex | 0 | ST | 0 | Program | No
|  | REA-BUILDINGS | REA-BUILDINGS | 1377092.3333 | 102761.7394 | 999861.0893 | 999861.9013 | 999861.1336 | 999861.5833 | 999861.8295 | 999861.5074 | 999861.5074 | 999861.5074 | Std | Replacement | Repex | 0 | ST | 0 | Exclude | No
|  | REA-BUNDS | REA-BUNDS | 63554.3511 | 84314.9796 | 252597.0244 | 252596.5155 | 252596.5674 | 252596.6105 | 252596.9607 | 252596.7357 | 252596.7357 | 252596.7357 | Std | Replacement | Repex | 0 | ST | 0 | Exclude | No
|  | REA-CABLES | REA-CABLES | 0 | 0 | 4273092.3879 | 4273092.4424 | 4273092.3301 | 4273091.7275 | 4273091.7459 | 4273092.1268 | 4273092.1268 | 4273092.1268 | Std | Replacement | Repex | 0 | ST | 0 | Program | No
|  | REA-CABLES-LV-CONSAC | REA-CABLES-LV-CONSAC | 315095.2844 | 331262.7432 | 0 | 0 | 0 | 0 | 0 | 0 | 0 | 0 | Std | Replacement | Repex | 0 | LV | 0 | Program | No
|  | REA-COMMS-SCADA-DEVELOPMENT | REA-COMMS-SCADA-DEVELOPMENT | 31574.5721 | 3209210.0731 | 145523.9474 | 145523.9787 | 145524.0648 | 145524.1498 | 145524.1375 | 145524.0556 | 145524.0556 | 145524.0556 | Std | Replacement | Repex | 0 | ST | 0 | Exclude | No
|  | REA-CONDUCTORS | REA-CONDUCTORS | 807562.8323 | 536074.0833 | 972497.0889 | 972496.9277 | 972497.1192 | 972496.9505 | 972496.3837 | 972496.894 | 972496.894 | 972496.894 | Std | Replacement | Repex | 0 | HV | 0 | Program | No
|  | REA-DISTRIBUTION-SUB-EARTHING | REA-DISTRIBUTION-SUB-EARTHING | 103008.8839 | 9882.5965 | 0 | 0 | 0 | 0 | 0 | 0 | 0 | 0 | Std | Replacement | Repex | 0 | HV | 0 | Program | No
|  | REA-DISTRIBUTION-TRANSFORMER | REA-DISTRIBUTION-TRANSFORMER | 641893.1577 | 876225.717 | 1616934.1976 | 1616933.532 | 1616934.0531 | 1616933.9597 | 1616933.8485 | 1616933.9182 | 1616933.9182 | 1616933.9182 | Std | Replacement | Repex | 0 | HV | 0 | Program | No
|  | REA-FENCES | REA-FENCES | 218969.6572 | 0 | 203255.938 | 203256.4906 | 203256.4058 | 203255.8485 | 203255.8182 | 203256.1002 | 203256.1002 | 203256.1002 | Std | Replacement | Repex | 0 | HV | 0 | Exclude | No
|  | REA-GROUND-SUBSTATION | REA-GROUND-SUBSTATION | 108435.5003 | 221593.3597 | 215590.9588 | 215591.007 | 215591.2071 | 215591.5059 | 215590.8759 | 215591.1109 | 215591.1109 | 215591.1109 | Std | Replacement | Repex | 0 | HV | 0 | Program | No
|  | REA-HV-POLE-TOP-ASSEMBLY | REA-HV-POLE-TOP-ASSEMBLY | 1715466.4972 | 1471858.4492 | 2959408.6653 | 2959409.1341 | 2959409.2132 | 2959409.1134 | 2959409.0168 | 2959409.0286 | 2959409.0286 | 2959409.0286 | Std | Replacement | Repex | 0 | HV | 0 | Program | No
|  | REA-LBS | REA-LBS | 0 | 0 | 159978.0151 | 159977.434 | 159977.4753 | 159977.8533 | 159978.2575 | 159977.807 | 159977.807 | 159977.807 | Std | Replacement | Repex | 0 | ST | 0 | Program | No
|  | REA-LOW-MAINS | REA-LOW-MAINS | 239111.0767 | 331219.5833 | 323386.4382 | 323386.5105 | 323386.8106 | 323386.7919 | 323386.7697 | 323386.6642 | 323386.6642 | 323386.6642 | Std | Replacement | Repex | 0 | HV | 0 | Program | No
|  | REA-LV-POLE-TOP-ASSEMBLY | REA-LV-POLE-TOP-ASSEMBLY | 1892261.9985 | 1949491.9312 | 4058547.9092 | 4058547.6798 | 4058548.4716 | 4058548.0381 | 4058548.5476 | 4058548.1292 | 4058548.1292 | 4058548.1292 | Std | Replacement | Repex | 0 | LV | 0 | Program | No
|  | REA-LV-SWGR | REA-LV-SWGR | 43239.2715 | 57700.7167 | 305221.0282 | 305221.2386 | 305221.2906 | 305220.9044 | 305220.6436 | 305221.0211 | 305221.0211 | 305221.0211 | Std | Replacement | Repex | 0 | LV | 0 | Program | No
|  | REA-METERS-RENEWAL | REA-METERS-RENEWAL | 89463.3925 | 16557.9991 | 16169.7734 | 0 | 0 | 0 | 0 | 3233.9547 | 3233.9547 | 3233.9547 | Std | Replacement | Repex | 0 | LV | 0 | Exclude | No
|  | REA-COMMUNICATION-ASSETS | REA-COMMUNICATION-ASSETS | 1108394.83 | 246987.8407 | 172472.5664 | 172472.6097 | 172472.9657 | 172473.2047 | 172472.8831 | 172472.8459 | 172472.8459 | 172472.8459 | Std | Replacement | Repex | 0 | ST | 0 | Program | No
|  | REA-MISC-SUBS-DIST | REA-MISC-SUBS-DIST | 374685.9742 | 385841.5583 | 646773.8797 | 646774.0006 | 646773.6213 | 646773.5839 | 646773.5394 | 646773.725 | 646773.725 | 646773.725 | Std | Replacement | Repex | 0 | HV | 0 | Program | No
|  | REA-MISC-SUBS-TRANS | REA-MISC-SUBS-TRANS | 526242.8676 | 661323.1741 | 669381.061 | 669380.9131 | 669381.047 | 669381.0179 | 669381.1251 | 669381.0328 | 669381.0328 | 669381.0328 | Std | Replacement | Repex | 0 | ST | 0 | Program | No
|  | REA-OVERLOADED-DIST-SUB | REA-OVERLOADED-DIST-SUB | 1052.4857 | 25690.4349 | 250834.1619 | 244907.4027 | 239120.6822 | 233470.6915 | 227954.1998 | 239257.4276 | 239257.4276 | 239257.4276 | Std | Replacement | Repex | 0 | HV | 0 | Program | No
|  | REA-PITS-PILLARS-CUBICLES | REA-PITS-PILLARS-CUBICLES | 0 | 0 | 189447.0158 | 189447.6316 | 189447.6647 | 189447.4579 | 189447.2646 | 189447.4069 | 189447.4069 | 189447.4069 | Std | Replacement | Repex | 0 | HV | 0 | Program | No
|  | REA-POLES | REA-POLES | 3262705.7794 | 2084427.3436 | 19862285.7418 | 19862285.0768 | 19862285.2134 | 19862285.4118 | 19862285.2096 | 19862285.3307 | 19862285.3307 | 19862285.3307 | Std | Replacement | Repex | 0 | LV | 0 | Exclude | No
|  | REA-POLES-DIST | REA-POLES-DIST | 11742726.4867 | 10715816.4105 | 0 | 0 | 0 | 0 | 0 | 0 | 0 | 0 | Std | Replacement | Repex | 0 | HV | 0 | Exclude | No
|  | REA-POLE-SUBSTATIONS | REA-POLE-SUBSTATIONS | 210497.1471 | 329576.4231 | 350336.0605 | 350336.1211 | 350335.7115 | 350335.8469 | 350335.5152 | 350335.8511 | 350335.8511 | 350335.8511 | Std | Replacement | Repex | 0 | HV | 0 | Exclude | No
|  | REA-POWERTX | REA-POWERTX | 0 | 0 | 1717680 | 1717680 | 1717680 | 1717680 | 1717680 | 1717680 | 1717680 | 1717680 | Std | Replacement | Repex | 0 | HV | 0 | Program | No
|  | REA-RELIABILITY-COMPLIANCE | REA-RELIABILITY-COMPLIANCE | 2096311.618 | 3082852.183 | 3233867.3919 | 3233868.0437 | 3233868.1063 | 3233867.9195 | 3233867.697 | 3233867.8317 | 3233867.8317 | 3233867.8317 | Std | Replacement | Repex | 0 | ST | 0 | Exclude | No
|  | REA-ROOFS | REA-ROOFS | 139485.9345 | 303238.5893 | 294696.0268 | 294696.0981 | 294696.1547 | 294696.0456 | 294696.4541 | 294696.1558 | 294696.1558 | 294696.1558 | Std | Replacement | Repex | 0 | ST | 0 | Exclude | No
|  | REA-SCADA-RADIO-REPEATERS | REA-SCADA-RADIO-REPEATERS | 199976.4996 | 378107.7098 | 204812.1132 | 204812.1424 | 204811.6467 | 204811.6972 | 204811.3777 | 204811.7954 | 204811.7954 | 204811.7954 | Std | Replacement | Repex | 0 | ST | 0 | Exclude | No
|  | REA-SECONDARY-SYSTEMS | REA-SECONDARY-SYSTEMS | 288816.8206 | 276011.8664 | 269489.2002 | 269489.2486 | 269489.0089 | 269488.682 | 269489.2787 | 269489.0836 | 269489.0836 | 269489.0836 | Std | Replacement | Repex | 0 | ST | 0 | Exclude | No
|  | REA-SERVICE-WIRE | REA-SERVICE-WIRE | 499683.3901 | 663436.9831 | 1991330 | 1991330 | 1991330 | 1991330 | 1991330 | 1991330 | 1991330 | 1991330 | Std | Replacement | Repex | 0 | LV | 0 | Program | No
|  | REA-TOWERS | REA-TOWERS | 0 | 0 | 67359.0058 | 67359.332 | 67359.3397 | 67359.0961 | 67358.6424 | 67359.0832 | 67359.0832 | 67359.0832 | Std | Replacement | Repex | 0 | ST | 0 | Exclude | No
|  | REA-TRANS-SWGR | REA-TRANS-SWGR | 0 | 0 | 88409.0087 | 88408.6335 | 88408.6551 | 88408.8137 | 88408.8451 | 88408.7912 | 88408.7912 | 88408.7912 | Std | Replacement | Repex | 0 | ST | 0 | Program | No
|  | REA-TR-POLE-TOP-ASSEMBLY | REA-TR-POLE-TOP-ASSEMBLY | 789364.3015 | 770713.0458 | 1096708.1592 | 1096708.0846 | 1096707.8793 | 1096708.0278 | 1096707.7154 | 1096707.9733 | 1096707.9733 | 1096707.9733 | Std | Replacement | Repex | 0 | ST | 0 | Program | No
|  | REA-UG-SWGR-HV | REA-UG-SWGR-HV | 576450.6472 | 562330.7353 | 685323.7975 | 723443.2425 | 767321.9675 | 817495.695 | 874519.0925 | 773620.759 | 773620.759 | 773620.759 | Std | Replacement | Repex | 0 | HV | 0 | Program | No
|  | REA-USL-DOF | REA-USL-DOF | 0 | 0 | 667276.0608 | 667275.6891 | 667275.8285 | 667276.0461 | 667275.7401 | 667275.8729 | 667275.8729 | 667275.8729 | Std | Replacement | Repex | 0 | HV | 0 | Program | No
|  | REP-ABS | REP-ABS | 3201999.4547 | 0 | 3873718.2153 | 3537834.7816 | 3284147.1946 | 4376477.0515 | 1274003.831 | 3269236.2148 | 3269236.2148 | 3269236.2148 | Std | Replacement | Repex | 0 | ST | 0 | Program | No
|  | REP-BUSHFIRE-PREVENTION | REP-BUSHFIRE-PREVENTION | 10782697.1406 | 5626900.7812 | 5696350.3485 | 0 | 0 | 0 | 0 | 1139270.0697 | 1139270.0697 | 1139270.0697 | Std | Replacement | Repex | 0 | ST | 0 | Program | No
|  | REP-CABLES | REP-CABLES | 131560.7169 | 0 | 0 | 58198.8156 | 624658.7841 | 747548.8732 | 175854.8116 | 321252.2569 | 321252.2569 | 321252.2569 | Std | Replacement | Repex | 0 | HV | 0 | Program | No
|  | REP-CABLES-LV-CONSAC | REP-CABLES-LV-CONSAC | 823099.902 | 0 | 0 | 0 | 0 | 0 | 0 | 0 | 0 | 0 | Std | Replacement | Repex | 0 | LV | 0 | Program | No
|  | REP-CONDUCTORS | REP-CONDUCTORS | 0 | 0 | 11906292.6193 | 11906292.6193 | 11906292.6193 | 11906292.6193 | 11906292.6193 | 11906292.6193 | 11906292.6193 | 11906292.6193 | Std | Replacement | Repex | 0 | LV | 0 | Program | No
|  | REP-COPPER-PILOT-CABLE | REP-COPPER-PILOT-CABLE | 0 | 0 | 574410.2307 | 506272.5829 | 375419.4711 | 436366.9951 | 927773.5934 | 564048.5746 | 564048.5746 | 564048.5746 | Std | Replacement | Repex | 0 | LV | 0 | Program | No
|  | REP-DISTRIBUTION-SUB-EARTHING | REP-DISTRIBUTION-SUB-EARTHING | 33065.9443 | 0 | 0 | 0 | 0 | 0 | 0 | 0 | 0 | 0 | Std | Replacement | Repex | 0 | HV | 0 | Program | No
|  | REP-GROUND-SUBSTATION | REP-GROUND-SUBSTATION | 1147209.4515 | 0 | 0 | 0 | 0 | 0 | 0 | 0 | 0 | 0 | Std | Replacement | Repex | 0 | HV | 0 | Program | No
|  | REP-OIL-CABLES | REP-OIL-CABLES | 841712.837 | 3483351.6759 | 3241279.0397 | 2489808.9857 | 9959234.8548 | 9959233.9971 | 9959234.1922 | 7121758.2139 | 7121758.2139 | 7121758.2139 | Std | Replacement | Repex | 0 | ST | 0 | Program | No
|  | REP-POLE-TOP-ASSEMBLY | REP-POLE-TOP-ASSEMBLY | 0 | 0 | 3144981.2998 | 3144981.2998 | 3144981.2998 | 3144981.2998 | 3144981.2998 | 3144981.2998 | 3144981.2998 | 3144981.2998 | Std | Replacement | Repex | 0 | LV | 0 | Program | No
|  | REP-POWER-QUALITY-MONITORING | REP-POWER-QUALITY-MONITORING | 382084.949 | 228388.9935 | 269489.2002 | 269489.2486 | 269489.0089 | 269488.682 | 269489.2787 | 269489.0836 | 269489.0836 | 269489.0836 | Std | Replacement | Repex | 0 | HV | 0 | Exclude | No
|  | REP-POWERTX | REP-POWERTX | 144978.8576 | 4004561.2735 | 3816375.5526 | 1883987.8193 | 1883987.8193 | 1883987.8193 | 1883987.8193 | 2270465.366 | 2270465.366 | 2270465.366 | Std | Replacement | Repex | 0 | HV | 0 | Program | No
|  | REP-PROTECTION | REP-PROTECTION | 1161210.6692 | 1815166.9235 | 6738935.1965 | 6738935.1965 | 6738935.1965 | 6738935.1965 | 6738935.1965 | 6738935.1965 | 6738935.1965 | 6738935.1965 | Std | Replacement | Repex | 0 | HV | 0 | Program | No
|  | REP-ROOFS | REP-ROOFS | 0 | 0 | 0 | 226903.7697 | 1111904.4769 | 385518.9462 | 0 | 344865.4386 | 344865.4386 | 344865.4386 | Std | Replacement | Repex | 0 | ST | 0 | Exclude | No
|  | REP-SCADA-RADIO-REPEATERS | REP-SCADA-RADIO-REPEATERS | 0 | 0 | 830026.295 | 819246.6103 | 808467.0266 | 808466.9799 | 517418.6492 | 756725.1122 | 756725.1122 | 756725.1122 | Std | Replacement | Repex | 0 | ST | 0 | Exclude | No
|  | REP-SCADA-RTU | REP-SCADA-RTU | 897110.4236 | 945179.8717 | 2872644.8155 | 2872644.8155 | 2872644.8155 | 2872644.8155 | 2872644.8155 | 2872644.8155 | 2872644.8155 | 2872644.8155 | Std | Replacement | Repex | 0 | ST | 0 | Exclude | No
|  | REP-TOWERS | REP-TOWERS | 3007183.2926 | 4071210.4825 | 0 | 1244013.245 | 1244013.245 | 1244013.245 | 1244013.245 | 995210.596 | 995210.596 | 995210.596 | Std | Replacement | Repex | 0 | ST | 0 | Exclude | No
|  | REP-TRANS-SUB-EARTHING | REP-TRANS-SUB-EARTHING | 326270.5779 | 0 | 0 | 0 | 0 | 0 | 0 | 0 | 0 | 0 | Std | Replacement | Repex | 0 | ST | 0 | Program | No
|  | REP-TRANS-SWGR | REP-TRANS-SWGR | 10840274.698 | 15908595.5889 | 15195733.0872 | 4912902.2561 | 5450351.3589 | 6401317.1628 | 4999294.5586 | 7391919.6847 | 7391919.6847 | 7391919.6847 | Std | Replacement | Repex | 0 | ST | 0 | Program | No
|  | REP-UG-SWGR-HV | REP-UG-SWGR-HV | 9586522.113 | 11863009.113 | 4457370.6635 | 8503380.1143 | 8503380.1143 | 8503380.1143 | 8503380.1143 | 7694178.2241 | 7694178.2241 | 7694178.2241 | Std | Replacement | Repex | 0 | HV | 0 | Program | No
|  | REP-USL-DOF | REP-USL-DOF | 0 | 0 | 304855.4063 | 1725046.6572 | 1788127.7193 | 1887270.6955 | 682938.638 | 1277647.8233 | 1277647.8233 | 1277647.8233 | Std | Replacement | Repex | 0 | HV | 0 | Program | No
|  | RFB-COMMUNICATION-ASSETS | RFB-COMMUNICATION-ASSETS | 0 | 0 | 1434024.4656 | 1434024.4656 | 1434024.4656 | 1434024.4656 | 1434024.4656 | 1434024.4656 | 1434024.4656 | 1434024.4656 | Std | Replacement | Repex | 0 | ST | 0 | Program | No
|  | RFB-NOISE-ATTENUATION | RFB-NOISE-ATTENUATION | 4209.9429 | 0 | 0 | 0 | 0 | 0 | 0 | 0 | 0 | 0 | Std | Replacement | Repex | 0 | ST | 0 | Exclude | No
|  | NPR-000078 | NEW BRADFIELD NORTH ZS (INGHAM) | 0 | 698119.8232 | 20382739.4879 | 18052519.9607 | 0 | 0 | 0 | 7687051.8897 | 7687051.8897 | 7687051.8897 | Std | Augmentation | Augex | 0 | ST | 0 | Program | No
|  | NPR-000080 | NEW BADGERYS CREEK ZS | 0 | 0 | 11725537.108 | 27852625.334 | 2190059.9581 | 0 | 0 | 8353644.48 | 8353644.48 | 8353644.48 | Std | Augmentation | Augex | 0 | ST | 0 | Program | No
|  | NPR-000067 | NEW NORTHERN GATEWAY ZS | 0 | 6692039.556 | 14474834.5997 | 4329553.3079 | 0 | 0 | 0 | 3760877.5815 | 3760877.5815 | 3760877.5815 | Std | Augmentation | Augex | 0 | ST | 0 | Program | No
|  | NPR-000026 | AUG WESTMEAD ZS | 0 | 0 | 10797569.2329 | 2000000 | 0 | 0 | 0 | 2559513.8466 | 2559513.8466 | 2559513.8466 | Std | Augmentation | Augex | 0 | ST | Wmead_132KV | Site Specific | No
|  | NPR-000504 | NEW LENORE DRIVE SS (DIGITAL REALTY) | 0 | 1677989.5844 | 10821692.8934 | 662229.617 | 0 | 0 | 0 | 2296784.5021 | 2296784.5021 | 2296784.5021 | Std | Augmentation | Augex | 0 | HV | 0 | Program | No
|  | RAR-HV-DEVELOPMENT-WORKS | RAR-HV-DEVELOPMENT-WORKS | 5703863.296 | 5665456.1081 | 5595982.5626 | 5595982.5626 | 5595982.5626 | 5595982.5626 | 5595982.5626 | 5595982.5626 | 5595982.5626 | 5595982.5626 | Std | Augmentation | Augex | 0 | HV | 0 | Program | No
|  | NPR-000048 | NEW RIVERSTONE EAST ZS | 0 | 0 | 3641600.3287 | 10921644.6449 | 9708128.4875 | 0 | 0 | 4854274.6922 | 4854274.6922 | 4854274.6922 | Std | Augmentation | Augex | 0 | ST | Riverstone | Site Specific | No
|  | NPR-000021 | NEW SCIENCE PARK ZS | 0 | 0 | 2630636.5236 | 9258207.9317 | 17420832.8732 | 1566709.8812 | 0 | 6175277.4419 | 6175277.4419 | 6175277.4419 | Std | Augmentation | Augex | 0 | ST | Science_Park | Site Specific | No
|  | NPR-000044 | NEW LOWES CREEK ZS | 0 | 0 | 2099603.3386 | 6298705.8962 | 5598803.2173 | 0 | 0 | 2799422.4904 | 2799422.4904 | 2799422.4904 | Std | Augmentation | Augex | 0 | ST | 0 | Program | No
|  | NPR-000771 | NEW 132/11KV TX3 EASTERN CREEK ZS | 0 | 0 | 2006673.295 | 1959259.2218 | 0 | 0 | 0 | 793186.5034 | 793186.5034 | 793186.5034 | Std | Augmentation | Augex | 0 | HV | Eastern_Crk | Site Specific | No
|  | NEW-DUCTS | NEW-DUCTS | 2031297.4691 | 2055234.7887 | 2000000.1029 | 2000000.0581 | 1999999.6471 | 1999999.596 | 1999999.9395 | 1999999.8687 | 1999999.8687 | 1999999.8687 | Std | Augmentation | Augex | 0 | HV | 0 | Program | No
|  | NPR-000025 | NEW AEROTROPOLIS SUPPLY | 58326207.5968 | 29493305.9878 | 1729227.6352 | 0 | 0 | 0 | 0 | 345845.527 | 345845.527 | 345845.527 | Std | Augmentation | Augex | 0 | ST | Aerotropolis | Site Specific | No
|  | NPR-000002 | AUG FDR308 NEPEAN - SOUTH32 | 162434.3335 | 1745130.6876 | 1703896.3948 | 0 | 0 | 0 | 0 | 340779.279 | 340779.279 | 340779.279 | Std | Augmentation | Augex | 0 | ST | 0 | Program | No
|  | NPR-000060 | NEW BERRIMA JUNCTION ZS (PERMANENT) | 0 | 183744.1558 | 1153837.1446 | 5946351.7381 | 0 | 0 | 0 | 1420037.7765 | 1420037.7765 | 1420037.7765 | Std | Augmentation | Augex | 0 | ST | Berrima_junction | Site Specific | No
|  | NPR-000499 | NEW CATHERINE PARK ZS (MOBILE) | 0 | 1508095.4501 | 1955176.4884 | 0 | 0 | 0 | 0 | 391035.2977 | 391035.2977 | 391035.2977 | Std | Augmentation | Augex | 0 | ST | 0 | Program | No
|  | NPR-000075 | NEW WESTERN SYDNEY AIRPORT TS | 23159508.6661 | 22150467.6302 | 936998.035 | 0 | 0 | 0 | 0 | 187399.607 | 187399.607 | 187399.607 | Std | Augmentation | Augex | 0 | ST | 0 | Program | No
|  | NPR-000073 | NEW MACARTHUR BSP FINAL WORKS | 0 | 0 | 551835.1561 | 440833.3249 | 0 | 0 | 0 | 198533.6962 | 198533.6962 | 198533.6962 | Std | Augmentation | Augex | 0 | ST | 0 | Program | No
|  | NPR-000072 | AUG 132KV FEEDERS NEPEAN TS | 648603.125 | 1335519.6454 | 343642.8018 | 0 | 0 | 0 | 0 | 68728.5604 | 68728.5604 | 68728.5604 | Std | Augmentation | Augex | 0 | ST | 0 | Program | No
|  | RAR-TRANSMISSION-WORKS-PROGRAM | RAR-TRANSMISSION-WORKS-PROGRAM | 152221.0119 | 1396038.7826 | 107795.4794 | 107795.5035 | 107795.6035 | 107795.286 | 107795.8938 | 107795.5533 | 107795.5533 | 107795.5533 | Std | Augmentation | Augex | 0 | ST | 0 | Program | No
|  | NPR-000079 | NEW GRAND AVENUE SS (EQUINIX CAMELLIA) | 2647505.0205 | 11659069.8654 | 84199.0081 | 0 | 0 | 0 | 0 | 16839.8016 | 16839.8016 | 16839.8016 | Std | Augmentation | Augex | 0 | HV | 0 | Program | No
|  | NPR-000536 | AUG FDR308 DOUGLAS PARK- SOUTH32 | 1227355.614 | 654368.5791 | 831575.0043 | 0 | 0 | 0 | 0 | 166315.0009 | 166315.0009 | 166315.0009 | Std | Augmentation | Augex | 0 | ST | 0 | Program | No
|  | NPR-000805 | NEW NORTH KEMPS CREEK ZS | 0 | 0 | 0 | 0 | 0 | 8288325 | 7193000 | 3096265 | 3096265 | 3096265 | Std | Augmentation | Augex | 0 | ST | 0 | Program | No
|  | NPR-000053 | NEW AUSTRAL ZS (PERMANENT) | 0 | 0 | 0 | 0 | 0 | 8246629.8647 | 7146000 | 3078525.9729 | 3078525.9729 | 3078525.9729 | Std | Augmentation | Augex | 0 | ST | 0 | Program | No
|  | NPR-000013 | NEW WEST DAPTO ZS | 0 | 0 | 0 | 0 | 0 | 7933111.2306 | 6791000 | 2944822.2461 | 2944822.2461 | 2944822.2461 | Std | Augmentation | Augex | 0 | ST | West_Dapto | Site Specific | No
|  | NPR-000061 | NEW MENANGLE PARK ZS (PERMANENT) | 0 | 0 | 0 | 2966960.7802 | 8900880.3576 | 7911893.1385 | 0 | 3955946.8553 | 3955946.8553 | 3955946.8553 | Std | Augmentation | Augex | 0 | ST | Menangle_Park | Site Specific | No
|  | NPR-000451 | NEW EAST PARRAMATTA ZS | 0 | 0 | 0 | 0 | 8929114.4336 | 7133019.9132 | 0 | 3212426.8694 | 3212426.8694 | 3212426.8694 | Std | Augmentation | Augex | 0 | ST | 0 | Program | No
|  | NPR-000043 | NEW AEROTROPOLIS BSP WORKS | 0 | 0 | 0 | 0 | 0 | 3473250 | 11046000 | 2903850 | 2903850 | 2903850 | Std | Augmentation | Augex | 0 | ST | Aerotropolis | Site Specific | No
|  | NPR-000049 | NEW MT GILEAD ZS | 0 | 0 | 0 | 1729480.2391 | 5188440.5627 | 4611946.4197 | 0 | 2305973.4443 | 2305973.4443 | 2305973.4443 | Std | Augmentation | Augex | 0 | ST | 0 | Program | No
|  | NLP-000051 | NEW ROSSMORE LAND | 0 | 0 | 0 | 0 | 0 | 3596660.8286 | 0 | 719332.1657 | 719332.1657 | 719332.1657 | Std | Augmentation | Augex | 0 | ST | 0 | Program | No
|  | NPR-000068 | NEW AGRIBUSINESS NORTH ZS | 0 | 0 | 0 | 0 | 0 | 1172277.1885 | 2612786.4746 | 757012.7326 | 757012.7326 | 757012.7326 | Std | Augmentation | Augex | 0 | ST | 0 | Program | No
|  | REA-DATA-CENTRE-HEADWORKS | REA-DATA-CENTRE-HEADWORKS | 0 | 0 | 0 | 0 | 2200000.1857 | 2199999.9291 | 2199999.66 | 1319999.955 | 1319999.955 | 1319999.955 | Std | Augmentation | Augex | 0 | ST | 0 | Program | No
|  | NLP-000020 | NEW HOLSWORTHY LAND | 159779.9644 | 0 | 0 | 0 | 0 | 0 | 0 | 0 | 0 | 0 | Std | Augmentation | Augex | 0 | ST | 0 | Program | No
|  | NLP-000026 | CAMBEWARRA (NTH BOMADERRY) LAND | 0 | 2405982.3909 | 0 | 0 | 0 | 0 | 0 | 0 | 0 | 0 | Std | Augmentation | Augex | 0 | ST | 0 | Program | No
|  | NLP-000029 | NEW SCIENCE PARK LAND | 1683977.1765 | 0 | 0 | 0 | 0 | 0 | 0 | 0 | 0 | 0 | Std | Augmentation | Augex | 0 | ST | Science_Park | Site Specific | No
|  | NLP-000031 | NEW MARYLANDS LOWES CREEK LAND | 0 | 0 | 2968000 | 0 | 0 | 0 | 0 | 593600 | 593600 | 593600 | Std | Augmentation | Augex | 0 | ST | 0 | Program | No
|  | NLP-000036 | NEW MT GILEAD LAND | 0 | 0 | 0 | 3589938.5247 | 0 | 0 | 0 | 717987.7049 | 717987.7049 | 717987.7049 | Std | Augmentation | Augex | 0 | ST | 0 | Program | No
|  | NLP-000037 | NEW WESTERN SYDNEY AIRPORT LAND | 210497.1471 | 0 | 0 | 0 | 0 | 0 | 0 | 0 | 0 | 0 | Std | Augmentation | Augex | 0 | ST | 0 | Program | No
|  | NLP-000039 | NEW WESTMEAD EXPANSION LAND | 291538.5487 | 0 | 0 | 0 | 0 | 0 | 0 | 0 | 0 | 0 | Std | Augmentation | Augex | 0 | ST | Wmead_132KV | Site Specific | No
|  | NLP-000041 | NEW BRADFIELD NORTH (INGHAM) LAND | 0 | 3157457.2059 | 0 | 0 | 0 | 0 | 0 | 0 | 0 | 0 | Std | Augmentation | Augex | 0 | ST | 0 | Program | No
|  | NLP-000042 | AGRIBUSINESS NORTH LAND | 0 | 3478959 | 0 | 0 | 0 | 0 | 0 | 0 | 0 | 0 | Std | Augmentation | Augex | 0 | ST | 0 | Program | No
|  | NLP-000043 | NEW BRADFIELD CITY LAND | 0 | 0 | 0 | 5262429.2031 | 0 | 0 | 0 | 1052485.8406 | 1052485.8406 | 1052485.8406 | Std | Augmentation | Augex | 0 | ST | 0 | Program | No
|  | NLP-000050 | NEW NORTH ROSSMORE LAND | 0 | 0 | 0 | 3772545.7945 | 0 | 0 | 0 | 754509.1589 | 754509.1589 | 754509.1589 | Std | Augmentation | Augex | 0 | ST | 0 | Program | No
|  | NLP-000058 | NEW WESTMEAD NO2 LAND | 0 | 0 | 0 | 0 | 11092165.6915 | 0 | 0 | 2218433.1383 | 2218433.1383 | 2218433.1383 | Std | Augmentation | Augex | 0 | ST | Wmead_132KV | Site Specific | No
|  | NLP-000059 | NEW NORTH KEMPS CREEK ZS (B) LAND | 0 | 0 | 5000000 | 0 | 0 | 0 | 0 | 1000000 | 1000000 | 1000000 | Std | Augmentation | Augex | 0 | ST | 0 | Program | No
|  | NLP-000062 | NEW WEST APPIN LAND | 0 | 3478959 | 0 | 0 | 0 | 0 | 0 | 0 | 0 | 0 | Std | Augmentation | Augex | 0 | ST | 0 | Program | No
|  | NLP-000064 | NEW NORTH APPIN LAND | 0 | 0 | 0 | 2830451.0441 | 0 | 0 | 0 | 566090.2088 | 566090.2088 | 566090.2088 | Std | Augmentation | Augex | 0 | ST | 0 | Program | No
|  | NLP-000813 | NEW FEEDERS 21M AND 21P EASEMENT | 126298.2882 | 0 | 0 | 0 | 0 | 0 | 0 | 0 | 0 | 0 | Std | Augmentation | Augex | 0 | ST | 0 | Program | No
|  | NLP-000828 | NEW 66KV FEEDER 804 EASEMENT | 42099.4294 | 0 | 0 | 0 | 0 | 0 | 0 | 0 | 0 | 0 | Std | Augmentation | Augex | 0 | ST | 0 | Program | No
|  | NPR-000004 | NEW MENANGLE PARK ZS | 164444.5812 | 0 | 0 | 0 | 0 | 0 | 0 | 0 | 0 | 0 | Std | Augmentation | Augex | 0 | ST | Menangle_Park | Site Specific | No
|  | NPR-000011 | NEW 132/22KV SOUTH ERSKINE PARK ZS | 1488228.512 | 0 | 0 | 0 | 0 | 0 | 0 | 0 | 0 | 0 | Std | Augmentation | Augex | 0 | ST | South_Erskine_Park | Site Specific | No
|  | NPR-000014 | NEW LEPPINGTON ZS (PERMANENT) | 488865.9417 | 0 | 0 | 0 | 0 | 0 | 0 | 0 | 0 | 0 | Std | Augmentation | Augex | 0 | ST | 0 | Program | No
|  | NPR-000015 | NEW 33/11KV CALDERWOOD ZS (INTERIM) | 1915742.9553 | 571500.1653 | 0 | 0 | 0 | 0 | 0 | 0 | 0 | 0 | Std | Augmentation | Augex | 0 | HV | Calderwood | Site Specific | No
|  | NPR-000017 | NEW MARSDEN PARK ZS STG 2 | 3208783.7777 | 0 | 0 | 0 | 0 | 0 | 0 | 0 | 0 | 0 | Std | Augmentation | Augex | 0 | ST | Marsden_Park | Site Specific | No
|  | NPR-000018 | AUG SHOALHAVEN TS BS-3 OVERLOAD | 688848.7563 | 0 | 0 | 0 | 0 | 0 | 0 | 0 | 0 | 0 | Std | Augmentation | Augex | 0 | ST | 0 | Program | No
|  | NPR-000019 | NEW BOX HILL ZS | 11945803.851 | 6423365.2709 | 0 | 0 | 0 | 0 | 0 | 0 | 0 | 0 | Std | Augmentation | Augex | 0 | ST | Box_Hill | Site Specific | No
|  | NPR-000020 | AUG CAMELLIA TS AUSGRID CONNECTION | 52972.6595 | 2104.5604 | 0 | 0 | 0 | 0 | 0 | 0 | 0 | 0 | Std | Augmentation | Augex | 0 | ST | Ausgrid_Auburn | Site Specific | Yes
|  | NPR-000023 | AUG FEEDER 214/215 (FDR 229) | 0 | 568561.3922 | 0 | 0 | 0 | 0 | 0 | 0 | 0 | 0 | Std | Augmentation | Augex | 0 | ST | 0 | Program | No
|  | NPR-000027 | UPR LUDDENHAM ZS | 299165.9128 | 0 | 0 | 0 | 0 | 0 | 0 | 0 | 0 | 0 | Std | Augmentation | Augex | 0 | ST | Luddenham | Site Specific | No
|  | NPR-000028 | NEW CRUDINE RIDGE WIND FARM TG | 26907.8503 | 0 | 0 | 0 | 0 | 0 | 0 | 0 | 0 | 0 | Std | Augmentation | Augex | 0 | ST | 0 | Program | No
|  | NPR-000029 | NEW 132KV BS12 BS34 BAULKHAM HILLS TS | 768167.2388 | 0 | 0 | 0 | 0 | 0 | 0 | 0 | 0 | 0 | Std | Augmentation | Augex | 0 | ST | 0 | Program | No
|  | NPR-000030 | NEW 132KV BS CB NEPEAN TS | 182790.4601 | 0 | 0 | 0 | 0 | 0 | 0 | 0 | 0 | 0 | Std | Augmentation | Augex | 0 | ST | 0 | Program | No
|  | NPR-000031 | UPR ALBION PARK ZS AFIC UPGRADE | 63570.1384 | 0 | 0 | 0 | 0 | 0 | 0 | 0 | 0 | 0 | Std | Augmentation | Augex | 0 | ST | Albion_Park | Site Specific | No
|  | NPR-000035 | AUG 132KV CAMELLIA TS DATA CENTRE Q | 564943.8206 | 1633135.8059 | 0 | 0 | 0 | 0 | 0 | 0 | 0 | 0 | Std | Augmentation | Augex | 0 | ST | 0 | Program | No
|  | NPR-000058 | AUG NARELLAN ZS BUSBAR | 0 | 0 | 0 | 3207476.628 | 0 | 0 | 0 | 641495.3256 | 641495.3256 | 641495.3256 | Std | Augmentation | Augex | 0 | ST | Narellan | Site Specific | No
|  | NPR-000069 | NEW WEST APPIN ZS | 0 | 0 | 0 | 0 | 0 | 0 | 2829703.1322 | 565940.6264 | 565940.6264 | 565940.6264 | Std | Augmentation | Augex | 0 | ST | 0 | Program | No
|  | NPR-000421 | NEW 132/22KV TX3 STH ERSKINE PARK | 3373612.5162 | 0 | 0 | 0 | 0 | 0 | 0 | 0 | 0 | 0 | Std | Augmentation | Augex | 0 | HV | South_Erskine_Park | Site Specific | No
|  | NPR-000532 | PENRITH BESS ANCILLARY WORKS | 78870.1235 | 841980.3673 | 0 | 0 | 0 | 0 | 0 | 0 | 0 | 0 | Std | Augmentation | Augex | 0 | ST | 0 | Program | No
|  | NPS-000008 | REP FY19 UFLS | 21.0497 | 0 | 0 | 0 | 0 | 0 | 0 | 0 | 0 | 0 | Std | Augmentation | Augex | 0 | ST | 0 | Program | No
|  | NPR-000070 | NEW BOX HILL ZS STG 2 | 0 | 0 | 0 | 0 | 0 | 0 | 0 | 0 | 0 | 0 | Std | Augmentation | Augex | 0 | ST | Box_Hill | Site Specific | No
|  | CON-INDUSTRIAL-COMMERCIAL | CON-INDUSTRIAL-COMMERCIAL | 4884507.2405 | 5548000.1464 | 8163043.6202 | 7696563.8787 | 7210847.7307 | 7055206.9334 | 7250307.633 | 7475193.9592 | 7475193.9592 | 7475193.9592 | Std | Connections | Customer Connection | 0 | HV | 0 | Program | No
|  | CON-NON-URBAN-EXTENSION | CON-NON-URBAN-EXTENSION | 1730130.9504 | 1008727.2994 | 1382948.0647 | 1303918.3603 | 1221630.2626 | 1195262.5439 | 1228316.6168 | 1266415.1696 | 1266415.1696 | 1266415.1696 | Std | Connections | Customer Connection | 0 | HV | 0 | Program | No
|  | CON-UNDERGROUND-RESIDENTIAL | CON-UNDERGROUND-RESIDENTIAL | 11001086.8251 | 10591636.6432 | 12327540.8694 | 11623080.9981 | 10889569.2588 | 10654525.5923 | 10949160.8659 | 11288775.5169 | 11288775.5169 | 11288775.5169 | Std | Connections | Customer Connection | 0 | HV | 0 | Program | No
|  | RAR-ASSET-RELOCATION | RAR-ASSET-RELOCATION | 1748619.3215 | 3429672.8178 | 4116486.5873 | 3881248.435 | 3636311.0839 | 3557822.5122 | 3656209.3849 | 3769615.6006 | 3769615.6006 | 3769615.6006 | Std | Connections | Customer Connection | 0 | HV | 0 | Program | No
|  | NDE-000485 | NEW COMMUNITY BATTERIES | 210497.1471 | 102761.7394 | 0 | 0 | 0 | 0 | 0 | 0 | 0 | 0 | Std | Replacement | Repex | 0 | LV | 0 | Exclude | No
|  | NEW-DSUB-LV-FDR-MONITORING | NEW-DSUB-LV-FDR-MONITORING | 841988.5882 | 911669.2685 | 2340000 | 2340000 | 2340000 | 2340000 | 2340000 | 2340000 | 2340000 | 2340000 | Std | Replacement | Repex | 0 | LV | 0 | Exclude | No
|  | NEW-LV-PLANNING | NEW-LV-PLANNING | 0 | 552022.7052 | 6660000 | 6660000 | 6660000 | 6660000 | 6660000 | 6660000 | 6660000 | 6660000 | Std | Replacement | Repex | 0 | LV | 0 | Exclude | No
|  | NTN-000008 | NEW BESS WEST DAPTO | 19997.229 | 0 | 0 | 0 | 0 | 0 | 0 | 0 | 0 | 0 | Std | Replacement | Repex | 0 | HV | 0 | Exclude | No
|  | Innovation Fund | Innovation Fund | 0 | 0 | 4000000 | 4000000 | 4000000 | 4000000 | 4000000 | 4000000 | 4000000 | 4000000 | Std | Replacement | Repex | 0 | LV | 0 | Exclude | No

## Capitalised OH forecast
Capitalised OH forecast
Input of capitalised overheads proportion of capex
| Description | 2023 | 2024 | 2025 | 2026 | 2027 | 2028 | 2029 | 2030 | 2031 | 2032
| Capitalised overheads proportion of capex | 0.37914 | 0.38956 | 0.33366 | 0.3502 | 0.39369 | 0.41442 | 0.45436 | 0.38368 | 0.38368 | 0.38368

## Coincident demand
Coincident demand
Input of coincident demand proportions
| Voltage | Demand Split
| LV | 72.31%
| HV | 9.812%
| ST | 17.88%

## Opex proportion
Opex proportion
Input of RAB and operating expenditure data from determination
Source: Endeavour Energy - Final decision - PTRM - 2022-23 RoD update.xlsm
|  | 2020 | 2021 | 2022 | 2023 | 2024
| RAB ($m) | 6526.0854 | 6798.8965 | 7030.8852 | 7264.129 | 7518.1157
| Operating expenditure ($m) | 294.3738 | 310.5466 | 306.877 | 320.9688 | 335.398
| Opex as a proportion of RAB | 4.511% | 4.568% | 4.365% | 4.419% | 4.461%
| Average opex proportion of RAB | 4.465%
RIN opex breakdown
Source: EB RIN_FY21.xlsx
| Line item | 2021 RIN value | Proportion of opex | Cost class
| Vegetation management | 34058218.96 | 13.91% | Avoidable
| Maintenance | 36477013.4762 | 14.9% | Avoidable
| Emergency response | 39757836.8311 | 16.24% | Avoidable
| Non-network | 68274231.8278 | 27.88% | Unavoidable
| Network overheads | 21416471.1818 | 8.747% | Avoidable
| Corporate overheads | 44859608.1684 | 18.32% | Unavoidable
| Avoidable opex proportion | 53.79%
| Average avoidable opex proportion of RAB | 2.402%