## Introduction
Endeavour Energy - Metering Opex Review FY19-24
Introduction
This workbook was developed for Endeavour Energy by Energeia
This workbook contains the results of Energeia's metering cost of service analysis.
Structure of the Workbook
The Summary tab contains Endeavour's historical and forecast metering opex by Category Analysis RIN category and PTRM category.
The Conversions tab contains the working required to convert all input data to FY17$ equivalents.
The Unit Costs tab contains a summary of Endeavour's Category Analysis RIN data.
The I_ tabs contain the source data.
Disclaimer
This model has been prepared by Energeia Pty Ltd (Energeia). It is supplied in good faith and reflects the knowledge, expertise and experience of the consultants involved. Energeia does not warrant the accuracy of the model nor accept any responsibility whatsoever for any loss occasioned by any person acting or refraining from action as a result of reliance on the model. The model is for educational purposes only.
For further information, please contact:
Energeia Pty Ltd
Suite 2, Level 9, 171 Clarence St
Sydney, NSW 2000
T: +61 (0)2 8097 0070
E: info@energeia.com.au W: www.energeia.com.au

## Summary
[15 empty] | Notes | [7 empty] | Notes
[10 empty] | 15 | 16 | 17 | 18 | 19 | Used for forecasting |  | Pre-POC Base + Trend
Keys |  | FY07 | FY08 | FY09 | FY10 | FY11 | FY12 | FY13 | FY14 | FY15 | FY16 | FY17 | FY18 | FY19 |  |  | FY13-17 | FY20 | FY21 | FY22 | FY23 | FY24
| Opex (2017$) from Reg Determination | 15 FY15: 14157698.9372; 16 FY16: 14857186.8396; 17 FY17: 15073977.5734; 18 FY18: 16030229.7338; 19 FY19: 17001604.9378
| Meter Reading Costs | 15 FY15: 5242706.0362; 16 FY16: 5453478.422; 17 FY17: 5501956.8078; 18 FY18: 5817059.3608; 19 FY19: 6132803.6228
| Meter Data Services Costs | 15 FY15: 4261768.1229; 16 FY16: 4469050.2362; 17 FY17: 4532148.1229; 18 FY18: 4817350.1171; 19 FY19: 5106767.5628
| Meter Maintenance Costs | 15 FY15: 4653224.7781; 16 FY16: 4934658.1814; 17 FY17: 5039872.6427; 18 FY18: 5395820.2559; 19 FY19: 5762033.7523
| Opex (2017$) from Economic RIN | 12617304.9327 | 15172903.3885 | 17374702.6714 | 17628956.0868 | 16133982.0457 | 15455860.3701 | 16738839.1027 | 19500411.168 | 18842245.7601 | 17452315.3545
| Opex for metering | 12617304.9327 | 15172903.3885 | 17374702.6714 | 17628956.0868 | 16133982.0457 | 15455860.3701 | 16738839.1027 | 19500411.168 | 18842245.7601 | 17452315.3545 |  |  |  | difference between opex in economic benchmarking RIN and CA RIN due to CY -> FY conversion prior to FY14
| Opex (2017$) from Category RIN | FY12: 16669364.5195; FY13: 17436899.0286; FY14: 19575227.5233; 15 FY15: 18932325.2081; 16 FY16: 17452314.923; 17 FY17: 19479748 |  | Opex (2017$) from Category RIN | 18575302.9366 | 18258199.2133 | 18069377.7792 | 17951684.6557 | 17848807.8426 | 17748906.5153 | Base year needs to be adjusted forward to start of new period.
Maintenance | Meter Testing Costs | FY12: 852544.2308; FY13: 907990.2634; FY14: 1020067.8111; 15 FY15: 539355.868; 16 FY16: 440778.2181; 17 FY17: 512283 |  |  | 684095.0321 | [5 empty] | These could be filled in, but do not think necessary
Maintenance | Meter Investigation Costs | FY12: 249923.7996; FY13: 471067.7073; FY14: 253461.4421; 15 FY15: 252274.6142; 16 FY16: 257316.7687; 17 FY17: 191584 |  |  | 285140.9065
Split | Scheduled Meter Reading Costs | FY12: 8441789.9982; FY13: 8264042.2659; FY14: 9269441.715; 15 FY15: 11070289.3532; 16 FY16: 9383740.4492; 17 FY17: 10584278 |  |  | 9714358.3567
Meter Reading | Special Meter Reading Costs | FY12: 0; FY13: 0; FY14: 0; 15 FY15: 0; 16 FY16: 0; 17 FY17: 0 |  |  | 0
Maintenance | Meter Maintenance Costs | FY12: 1125879.4281; FY13: 2996321.452; FY14: 2685715.9349; 15 FY15: 2526005.5539; 16 FY16: 2026261.1307; 17 FY17: 4021834 |  |  | 2851227.6143
Meter Reading | Remote Meter Reading Costs | FY12: 586042.362; FY13: 410915.9261; FY14: 1182578.2574; 15 FY15: 106744.9903; 16 FY16: 264662.1281; 17 FY17: 363302 | variation reflects CAM |  | 465640.6604
Maintenance | Remote Meter Re-Configuration Costs | FY12: 0; FY13: 0; FY14: 0; 15 FY15: 0; 16 FY16: 0; 17 FY17: 0 |  |  | 0
Overheads | Other Metering Costs | FY12: 3445433.312; FY13: 4174907.4993; FY14: 5133411.1091; 15 FY15: 4437654.8285; 16 FY16: 5079556.2283; 17 FY17: 3806467 | Overheads |  | 4526399.333
Maintenance | IT Infrastructure Opex Costs | FY12: 1967751.3888; FY13: 211653.9146; FY14: 30551.2536; 15 FY15: 0; 16 FY16: 0; 17 FY17: 0 |  |  | 48441.0336
Maintenance | Communications Infrastructure Opex | FY12: 0; FY13: 0; FY14: 0; 15 FY15: 0; 16 FY16: 0; 17 FY17: 0 |  |  | 0
| Res and Non-res No-Demand Customers | 829377.75 | 838938.75 | 847950.75 | 855727.75 | 863483.75 | 871909.25 | 883692 | 910533.5 | 923162 | 937656.5 | 957661 |  |  |  | Type-5/6 Customers | 922541 | 852564.4937 | 810896.5367 | 784924.7395 | 762222.5148 | 740176.9022
| Opex (2017$) per Type-5/6 Customer | 15.213 | 18.0858 | 20.4902 | 20.6011 | 18.6848 | 17.7265 | 19.7319 | 21.4986 | 20.5081 | 18.6127 | 20.341 |  |  |  | Opex (2017$) per Type-5/6 Customer | 20.1349 | 21.4156 | 22.2832 | 22.8706 | 23.4168 | 23.9793 | Need volume forecast to drive trend
| Opex (2017$) by Category from END | FY13: 17353818.745; FY14: 19500411.168; 15 FY15: 18842245.7601; 16 FY16: 17452314.923 |  | Opex (2017$) by Category from END | 18575302.9366 | 18258199.2133 | 18069377.7792 | 17951684.6557 | 17848807.8426 | 17748906.5153 | 22.51%
Meter Reading | Meter Reading Costs | FY13: 4383344.5641; FY14: 5308545.5291; 15 FY15: 5017379.0542; 16 FY16: 4444319.3308 |  | Meter Reading Costs | 4885550.3036 | 4792905.7106 | 4737739.897 | 4703354.8339 | 4673298.484 | 4644111.4479 | 25% | Assumes 50% of direct costs are field labour, and a 50% door to
Data Services | Meter Data Services Costs | FY13: 327858.2076; FY14: 367745.2811; 15 FY15: 391341.6456; 16 FY16: 584487.2847 |  | Meter Data Services Costs | 429408.6534 | 396837.1825 | 377442.2924 | 365353.3831 | 354786.3387 | 344524.9228 | 100% | Assumes reduction is linear and can be managed over period internally
Maintenance | Meter Maintenance Costs | FY13: 2491129.4896; FY14: 2166781.6304; 15 FY15: 1605449.7241; 16 FY16: 1419951.1222 |  | Meter Maintenance Costs | 2019948.0424 | 2019948.0424 | 2019948.0424 | 2019948.0424 | 2019948.0424 | 2019948.0424 | 0% | Assumes no change in testing requirement as driven by population of meter types not number of meters
Overheads | Overheads | FY13: 10151486.4837; FY14: 11657338.7274; 15 FY15: 11828075.3361; 16 FY16: 11003557.1854 |  | Overheads | 11240395.9372 | 11048508.2778 | 10934247.5474 | 10863028.3963 | 10800774.9775 | 10740322.1022 | 22.51% | Assumes pro-rata change, this is arguably fixed for direct OH, but allocation of indirect OH is pro-rata
| Average Opex (2017$) by Category RIN | FY13: 18575302.9366; FY14: 18575302.9366; 15 FY15: 18575302.9366; 16 FY16: 18575302.9366; 17 FY17: 18575302.9366 |  | Average Opex (2017$) by Category RIN |  | 17975395.2012 | 17975395.2012 | 17975395.2012 | 17975395.2012 | 17975395.2012
[17 empty] | Forecast years | 3 | 4 | 5 | 6 | 7
|  | FY11: Legend:; FY12: Input; FY13: Output |  |  | $ Nom | FY20 | FY21 | FY22 | FY23 | FY24
[17 empty] | Meter Reading Costs | 5143328.4734 | 5205131.6107 | 5290337.3957 | 5381635.4022 | 5475307.4375
[17 empty] | Meter Data Services Costs | 425851.0605 | 414678.0638 | 410949.7866 | 408561.6887 | 406187.4685
[17 empty] | Meter Maintenance Costs | 2167632.1022 | 2219221.7462 | 2272039.2238 | 2326113.7573 | 2381475.2647
[17 empty] | Overheads | 11856295.6678 | 12012942.6236 | 12218743.2981 | 12437860.1516 | 12662608.5844
[17 empty] | Checksum | 18258199.2133 | 18069377.7792 | 17951684.6557 | 17848807.8426 | 17748906.5153
[18 empty] | 0% | 0% | 0% | 0% | 0%

## Conversions
CPI | [12 empty] | Forecast Inflation Rate
2006 | 2007 | 2008 | 2009 | 2010 | 2011 | 2012 | 2013 | 2014 | 2015 | 2016 | 2017 |  | 2.38%
85.9 | 87.7 | 91.6 | 92.9 | 95.8 | 99.2 | 100.4 | 102.8 | 105.9 | 107.5 | 108.6 | 110.7
Opex (source units)
| 2013$ | [7 empty] | Nominal
| 2006 | 2007 | 2008 | 2009 | 2010 | 2011 | 2012 | 2013 | FY12 | FY13 | FY14 | FY15 | FY16 | FY17 | FY18 | FY19 | FY20 | FY21 | FY22 | FY23 | FY24
Opex from Economic RIN | 2013$ 2006: 11013992.9931; 2013$ 2007: 12419772.9886; 2013$ 2008: 15760434.208; 2013$ 2009: 16509112.9396; 2013$ 2010: 16232651.9335; 2013$ 2011: 13732539.6528; 2013$ 2012: 14973195.5965; 2013$ 2013: 16115380.0089; Nominal FY14: 18654864.8843; Nominal FY15: 18297573.796; Nominal FY16: 17121241.6215
Opex for metering | 2013$ 2006: 11013992.9931; 2013$ 2007: 12419772.9886; 2013$ 2008: 15760434.208; 2013$ 2009: 16509112.9396; 2013$ 2010: 16232651.9335; 2013$ 2011: 13732539.6528; 2013$ 2012: 14973195.5965; 2013$ 2013: 16115380.0089; Nominal FY14: 18654864.8843; Nominal FY15: 18297573.796; Nominal FY16: 17121241.6215
Opex from Category RIN | Nominal FY12: 15118375.7702; Nominal FY13: 16192531.3472; Nominal FY14: 18726437.17; Nominal FY15: 18385049.3213; Nominal FY16: 17121241.1982; Nominal FY17: 19479748
Meter Testing Costs | Nominal FY12: 773219.8805; Nominal FY13: 843192.4036; Nominal FY14: 975837.2285; Nominal FY15: 523764.7318; Nominal FY16: 432416.5717; Nominal FY17: 512283
Meter Investigation Costs | Nominal FY12: 226669.8236; Nominal FY13: 437450.4093; Nominal FY14: 242471.2441; Nominal FY15: 244982.1231; Nominal FY16: 252435.4208; Nominal FY17: 191584
Scheduled Meter Reading Costs | Nominal FY12: 7656329.8629; Nominal FY13: 7674286.7654; Nominal FY14: 8867514.703; Nominal FY15: 10750280.9889; Nominal FY16: 9205729.1127; Nominal FY17: 10584278
Special Meter Reading Costs | Nominal FY12: 0; Nominal FY13: 0; Nominal FY14: 0; Nominal FY15: 0; Nominal FY16: 0; Nominal FY17: 0
Meter Maintenance Costs | Nominal FY12: 1021122.8056; Nominal FY13: 2782491.8272; Nominal FY14: 2569262.1274; Nominal FY15: 2452986.4232; Nominal FY16: 1987822.5726; Nominal FY17: 4021834
Remote Meter Reading Costs | Nominal FY12: 531514.4819; Nominal FY13: 381591.3026; Nominal FY14: 1131301.1514; Nominal FY15: 103659.3176; Nominal FY16: 259641.4373; Nominal FY17: 363302
Remote Meter Re-Configuration Costs | Nominal FY12: 0; Nominal FY13: 0; Nominal FY14: 0; Nominal FY15: 0; Nominal FY16: 0; Nominal FY17: 0
Other Metering Costs | Nominal FY12: 3124855.5061; Nominal FY13: 3876969.2044; Nominal FY14: 4910824.1776; Nominal FY15: 4309375.7368; Nominal FY16: 4983196.083; Nominal FY17: 3806467
IT Infrastructure Opex Costs | Nominal FY12: 1784663.4096; Nominal FY13: 196549.4347; Nominal FY14: 29226.538; Nominal FY15: 0; Nominal FY16: 0; Nominal FY17: 0
Communications Infrastructure Opex | Nominal FY12: 0; Nominal FY13: 0; Nominal FY14: 0; Nominal FY15: 0; Nominal FY16: 0; Nominal FY17: 0
Opex from Reg Determination | Nominal FY15: 13748442.9607; Nominal FY16: 14575343.1868; Nominal FY17: 15073977.5734; Nominal FY18: 15657579.3454; Nominal FY19: 16220329.4143
Meter Reading Costs | Nominal FY15: 5091155.3648; Nominal FY16: 5350024.9018; Nominal FY17: 5501956.8078; Nominal FY18: 5681831.7648; Nominal FY19: 5850982.6195
Meter Data Services Costs | Nominal FY15: 4138573.3805; Nominal FY16: 4384271.5054; Nominal FY17: 4532148.1229; Nominal FY18: 4705362.4899; Nominal FY19: 4872096.0411
Meter Maintenance Costs | Nominal FY15: 4518714.2154; Nominal FY16: 4841046.7796; Nominal FY17: 5039872.6427; Nominal FY18: 5270385.0907; Nominal FY19: 5497250.7537
Actual opex from END | Nominal FY13: 16115380.0089; Nominal FY14: 18654864.8843; Nominal FY15: 18297573.796; Nominal FY16: 17121241.1982
Meter Reading Costs | Nominal FY13: 4070531.3567; Nominal FY14: 5078364.6932; Nominal FY15: 4872341.9; Nominal FY16: 4360009.75
Meter Data Services Costs | Nominal FY13: 304460.9191; Nominal FY14: 351799.6863; Nominal FY15: 380029.15; Nominal FY16: 573399.45
Meter Maintenance Costs | Nominal FY13: 2313352.4077; Nominal FY14: 2072829.0394; Nominal FY15: 1559041.06; Nominal FY16: 1393014.38
Overheads | Nominal FY13: 9427035.3254; Nominal FY14: 11151871.4655; Nominal FY15: 11486161.686; Nominal FY16: 10794817.6182
Capex | Nominal FY13: 3062625.0554; Nominal FY14: 2375476.2682; Nominal FY15: 2819737.7979; Nominal FY16: 2868626.2708
FY Opex (2017$)
| FY06 | FY07 | FY08 | FY09 | FY10 | FY11 | FY12 | FY13 | FY14 | FY15 | FY16 | FY17 | FY18 | FY19 | FY20 | FY21 | FY22 | FY23 | FY24
Opex (2017$) from Economic RIN | FY07: 12617304.9327; FY08: 15172903.3885; FY09: 17374702.6714; FY10: 17628956.0868; FY11: 16133982.0457; FY12: 15455860.3701; FY13: 16738839.1027; FY14: 19500411.168; FY15: 18842245.7601; FY16: 17452315.3545
Opex for metering | FY07: 12617304.9327; FY08: 15172903.3885; FY09: 17374702.6714; FY10: 17628956.0868; FY11: 16133982.0457; FY12: 15455860.3701; FY13: 16738839.1027; FY14: 19500411.168; FY15: 18842245.7601; FY16: 17452315.3545
Opex (2017$) from Category RIN | FY12: 16669364.5195; FY13: 17436899.0286; FY14: 19575227.5233; FY15: 18932325.2081; FY16: 17452314.923; FY17: 19479748
Meter Testing Costs | FY12: 852544.2308; FY13: 907990.2634; FY14: 1020067.8111; FY15: 539355.868; FY16: 440778.2181; FY17: 512283
Meter Investigation Costs | FY12: 249923.7996; FY13: 471067.7073; FY14: 253461.4421; FY15: 252274.6142; FY16: 257316.7687; FY17: 191584
Scheduled Meter Reading Costs | FY12: 8441789.9982; FY13: 8264042.2659; FY14: 9269441.715; FY15: 11070289.3532; FY16: 9383740.4492; FY17: 10584278
Special Meter Reading Costs | FY12: 0; FY13: 0; FY14: 0; FY15: 0; FY16: 0; FY17: 0
Meter Maintenance Costs | FY12: 1125879.4281; FY13: 2996321.452; FY14: 2685715.9349; FY15: 2526005.5539; FY16: 2026261.1307; FY17: 4021834
Remote Meter Reading Costs | FY12: 586042.362; FY13: 410915.9261; FY14: 1182578.2574; FY15: 106744.9903; FY16: 264662.1281; FY17: 363302
Remote Meter Re-Configuration Costs | FY12: 0; FY13: 0; FY14: 0; FY15: 0; FY16: 0; FY17: 0
Other Metering Costs | FY12: 3445433.312; FY13: 4174907.4993; FY14: 5133411.1091; FY15: 4437654.8285; FY16: 5079556.2283; FY17: 3806467
IT Infrastructure Opex Costs | FY12: 1967751.3888; FY13: 211653.9146; FY14: 30551.2536; FY15: 0; FY16: 0; FY17: 0
Communications Infrastructure Opex | FY12: 0; FY13: 0; FY14: 0; FY15: 0; FY16: 0; FY17: 0
Opex (2017$) from Reg Determination | FY15: 14157698.9372; FY16: 14857186.8396; FY17: 15073977.5734; FY18: 16030229.7338; FY19: 17001604.9378
Meter Reading Costs | FY15: 5242706.0362; FY16: 5453478.422; FY17: 5501956.8078; FY18: 5817059.3608; FY19: 6132803.6228
Meter Data Services Costs | FY15: 4261768.1229; FY16: 4469050.2362; FY17: 4532148.1229; FY18: 4817350.1171; FY19: 5106767.5628
Meter Maintenance Costs | FY15: 4653224.7781; FY16: 4934658.1814; FY17: 5039872.6427; FY18: 5395820.2559; FY19: 5762033.7523
Actual opex from END | FY13: 17353818.745; FY14: 19500411.168; FY15: 18842245.7601; FY16: 17452314.923
Meter Reading Costs | FY13: 4383344.5641; FY14: 5308545.5291; FY15: 5017379.0542; FY16: 4444319.3308
Meter Data Services Costs | FY13: 327858.2076; FY14: 367745.2811; FY15: 391341.6456; FY16: 584487.2847
Meter Maintenance Costs | FY13: 2491129.4896; FY14: 2166781.6304; FY15: 1605449.7241; FY16: 1419951.1222
Overheads | FY13: 10151486.4837; FY14: 11657338.7274; FY15: 11828075.3361; FY16: 11003557.1854
Capex | FY13: 3297982.4284; FY14: 2483146.5806; FY15: 2903674.1789; FY16: 2924096.9445
Customers | 2006 | 2007 | 2008 | 2009 | 2010 | 2011 | 2012 | 2013 | FY14 | FY15 | FY16 | FY17
Res+Non-res non-demand | 824546 | 834209.5 | 843668 | 852233.5 | 859222 | 867745.5 | 876073 | 891311 | 910533.5 | 923162 | 937656.5 | 957661
Customers | FY6 | FY7 | FY8 | FY9 | FY10 | FY11 | FY12 | FY13 | FY14 | FY15 | FY16 | FY17
Res+Non-res non-demand |  | 829377.75 | 838938.75 | 847950.75 | 855727.75 | 863483.75 | 871909.25 | 883692 | 910533.5 | 923162 | 937656.5 | 957661

## Unit Costs
Opex Breakdown
Category | 2011/12 | 2012/13 | 2013/14 | 2014/15 | 2015/16 | 2016/17
Meter Testing Costs | 773219.8805 | 843192.4036 | 975837.2285 | 523764.7318 | 432416.5717 | 512283
Meter Investigation Costs | 226669.8236 | 437450.4093 | 242471.2441 | 244982.1231 | 252435.4208 | 191584
Scheduled Meter Reading Costs | 7656329.8629 | 7674286.7654 | 8867514.703 | 10750280.9889 | 9205729.1127 | 10584278
Special Meter Reading Costs | 0 | 0 | 0 | 0 | 0 | 0
Meter Maintenance Costs | 1021122.8056 | 2782491.8272 | 2569262.1274 | 2452986.4232 | 1987822.5726 | 4021834
Remote Meter Reading Costs | 531514.4819 | 381591.3026 | 1131301.1514 | 103659.3176 | 259641.4373 | 363302
Remote Meter Re-Configuration Costs | 0 | 0 | 0 | 0 | 0 | 0
Other Metering Costs | 3124855.5061 | 3876969.2044 | 4910824.1776 | 4309375.7368 | 4983196.083 | 3806467
IT Infrastructure Opex Costs | 1784663.4096 | 196549.4347 | 29226.538 | 0 | 0 | 0
Communications Infrastructure Opex | 0 | 0 | 0 | 0 | 0 | 0
Total opex | 15118375.7702 | 16192531.3472 | 18726437.17 | 18385049.3213 | 17121241.1982 | 19479748
Volumes
Category | 2011/12 | 2012/13 | 2013/14 | 2014/15 | 2015/16 | 2016/17
Meter Testing Total Volume | 2323 | 2364 | 2019 | 1377 | 1180 | 793
Meter Investigation Total Volume | 1258 | 2446 | 1356 | 776 | 1317 | 894
Scheduled Meter Reading Total Volume | 3545956 | 3567799 | 3604272 | 3665473 | 3803628 | 3816992
Special Meter Reading Total Volume | 0 | 0 | 0 | 0 | 0 | 0
Meter Maintenance Total Volume | 4112 | 3840 | 3449 | 3511 | 4505 | 3303
Average Costs
Category | 2011/12 | 2012/13 | 2013/14 | 2014/15 | 2015/16 | 2016/17
Average cost Meter Testing | 332.854 | 356.6804 | 483.327 | 380.3665 | 366.4547 | 646.0063
Average cost Meter Investigation | 180.1827 | 178.8432 | 178.8136 | 315.6986 | 191.6746 | 214.2998
Average cost Scheduled Meter Reading | 2.1592 | 2.151 | 2.4603 | 2.9328 | 2.4202 | 2.7729
Average cost Special Meter Reading | 0 | 0 | 0 | 0 | 0 | 0
Average Cost Meter Maintenance | 248.3275 | 724.6072 | 744.9296 | 698.6575 | 441.2481 | 1217.6306

## I_PTRM
| File | Tab
| 20170816 Endeavour Energy Metering Model v6 | Inputs
X-factors Okay
ENDEAVOUR ENERGY METERING PRICING MODEL
INPUTS
| Model time horizon |  | Years | 2013-14 | 2014-15 | 2015-16 | 2016-17 | 2017-18 | 2018-19 | 2019-20 | 2020-21 | 2021-22 | 2022-23 | 2023-24
| Rates and Inflation |  | Units | 2013-14 | 2014-15 | 2015-16 | 2016-17 | 2017-18 | 2018-19 | 2019-20 | 2020-21 | 2021-22 | 2022-23 | 2023-24
| Forecast Annual CPI | Lagged | % | 2.475% | 2.38% | 2.38% | 2.38% | 2.38% | 2.38% | 2.38% | 2.38% | 2.38% | 2.38% | 2.38%
| CPI Index for roll forward, Base -> | 2018-19 | % | 88.82% | 91.02% | 93.19% | 95.4% | 97.68% | 100% | 102.4% | 104.8% | 107.3% | 109.9% | 112.5%
| CPI Index for roll forward, Base -> | 2015-16 | % | 95.32% | 97.68% | 100% | 102.4% | 104.8% | 107.3% | 109.9% | 112.5% | 115.2% | 117.9% | 120.7%
| CPI Index for roll forward, Base -> | 2013-14 | % | 100% | 102.5% | 104.9% | 107.4% | 110% | 112.6% | 115.3% | 118% | 120.8% | 123.7% | 126.6%
| Annual CPI (Actual) | Lagged | % | 1.76% | 2.45% | 2.49% | 1.51% | 2.38% | 2.38% | 2.38% | 2.38% | 2.38% | 2.38% | 2.38%
| CPI Index for forecast expenditure, Base -> | 2018-19 | % | 90.05% | 91.64% | 93.88% | 96.22% | 97.68% | 100% | 102.4% | 104.8% | 107.3% | 109.9% | 112.5%
| CPI Index for forecast expenditure, Base -> | 2015-16 | % | 95.92% | 97.61% | 100% | 102.5% | 104% | 106.5% | 109% | 111.6% | 114.3% | 117% | 119.8%
| CPI Index for roll forward, Base -> | 2013-14 | % | 100% | 101.8% | 104.3% | 106.8% | 108.5% | 111% | 113.7% | 116.4% | 119.2% | 122% | 124.9%
| Nominal WACC |  | % |  | 6.744% | 6.68% | 6.68% | 6.68% | 6.68% | 6.68% | 6.68% | 6.68% | 6.68% | 6.68%
| Rate of Return on Debt |  | % | 6.507% | 6.507% | 6.4% | 6.4% | 6.4% | 6.4% | 6.4% | 6.4% | 6.4% | 6.4% | 6.4%
| Rate of Return on Equity |  | % | 7.1% | 7.1% | 7.1% | 7.1% | 7.1% | 7.1% | 7.1% | 7.1% | 7.1% | 7.1% | 7.1%
| Approved X-factors |  | % | 2016-17 2016-17: -2.246%; 2017-18 2017-18: -2.246%; 2018-19 2018-19: -2.246%
| Other annual rates |  | Units | 2014-15 2014-15: Rate
| Tax rate |  | % | 2014-15 2014-15: 30%
| Value of Imputation credits |  | % | 2014-15 2014-15: 25%
| Debt/(Debt + Equity) |  | % | 2014-15 2014-15: 60%
| Debt Raising Costs |  | % | 2014-15 2014-15: 0.081%
| Imputation Credit Payout Ratio |  | % | 2014-15 2014-15: 70%
| Dividend Reinvestment Plan Take Up |  | % | 2014-15 2014-15: 30%
| Dividend Reinvestment Plan Costs |  | % | bar: 2014-15 2014-15
| Subsequent Equity Raising Costs |  | % | bar: 2014-15 2014-15
| Number of days |  | Units |  | 2014-15 | 2015-16 | 2016-17 | 2017-18 | 2018-19 | 2019-20 | 2020-21 | 2021-22 | 2022-23 | 2023-24
| Chargeable days |  |  |  | 365 | 366 | 365 | 365 | 365 | 366 | 365 | 365 | 365 | 366
| Rounding for prices |  | Units |  |  | 2015-16 | 2016-17 | 2017-18 | 2018-19 | 2019-20 | 2020-21 | 2021-22 | 2022-23 | 2023-24
| Annual prices |  | Decimal places |  |  | 2 | 2 | 2 | 2 | 2 | 2 | 2 | 2 | 2
| Daily prices (round down) |  | Decimal places |  |  | 5 | 5 | 5 | 5 | 5 | 5 | 5 | 5 | 5
| Opening RAB Values |  | Units |  | 2014-15
| Customer Metering | System | $m nominal |  | 17.3377
| Information & Communication Technology | Non-System | $m nominal |  | 0.15159
| Furniture, Fittings, Plant and Equipment | Non-System | $m nominal |  | 0.15261
| Motor Vehicles | Non-System | $m nominal |  | 0.077352
| Buildings | Non-System | $m nominal |  | 0.6494
| Land (Non-System) | Non-System | $m nominal |  | 0.42113
| Other Non System Assets | Non-System | $m nominal |  | -2.8778e-05
18.7898
| Asset Lives |  | Units |  | Rem Life | 2015-16: Std Life
| Customer Metering | System | Years |  | 23.0099 | 2015-16: 15
| Information & Communication Technology | Non-System | Years |  | 23.0099 | 2015-16: 15
| Furniture, Fittings, Plant and Equipment | Non-System | Years |  | 23.0099 | 2015-16: 15
| Motor Vehicles | Non-System | Years |  | 23.0099 | 2015-16: 15
| Buildings | Non-System | Years |  | 23.0099 | 2015-16: 15
| Land (Non-System) | Non-System | Years |  | 23.0099 | 2015-16: 15
| Other Non System Assets | Non-System | Years |  | 23.0099 | 2015-16: 15
| Roll forward option | Determination Allowance
| Forecast Depreciation Allowance for 2014-15 RAB |  | Units |  | 2014-15 | 2015-16: 2015-16; 2016-17: 2016-17; 2017-18: 2017-18; 2018-19: 2018-19
| Customer Metering | System | $m nominal |  | 0.77142 | 2015-16: 0.78978; 2016-17: 0.80858; 2017-18: 0.82782; 2018-19: 0.84753
| Information & Communication Technology | Non-System | $m nominal |  | 0.0067448 | 2015-16: 0.0069053; 2016-17: 0.0070697; 2017-18: 0.0072379; 2018-19: 0.0074102
| Furniture, Fittings, Plant and Equipment | Non-System | $m nominal |  | 0.0067904 | 2015-16: 0.006952; 2016-17: 0.0071175; 2017-18: 0.0072869; 2018-19: 0.0074603
| Motor Vehicles | Non-System | $m nominal |  | 0.0034417 | 2015-16: 0.0035236; 2016-17: 0.0036075; 2017-18: 0.0036933; 2018-19: 0.0037812
| Buildings | Non-System | $m nominal |  | 0.028894 | 2015-16: 0.029582; 2016-17: 0.030286; 2017-18: 0.031007; 2018-19: 0.031745
| Land (Non-System) | Non-System | $m nominal |  | 0.018738 | 2015-16: 0.019184; 2016-17: 0.01964; 2017-18: 0.020108; 2018-19: 0.020586
| Other Non System Assets | Non-System | $m nominal |  | -1.2804e-06 | 2015-16: -1.3109e-06; 2016-17: -1.3421e-06; 2017-18: -1.3741e-06; 2018-19: -1.4068e-06
[5 empty] | 0.83603 | 2015-16: 0.85593; 2016-17: 0.8763; 2017-18: 0.89716; 2018-19: 0.91851
| Forecast Depreciation Allowance for 2014-15 RAB |  | Units |  | 2014-15 | 2015-16: 2015-16; 2016-17: 2016-17; 2017-18: 2017-18; 2018-19: 2018-19
| Customer Metering | System | $m 2013-14 |  | 0.75279 | 2015-16: 0.75279; 2016-17: 0.75279; 2017-18: 0.75279; 2018-19: 0.75279
| Information & Communication Technology | Non-System | $m 2013-14 |  | 0.0065819 | 2015-16: 0.0065819; 2016-17: 0.0065819; 2017-18: 0.0065819; 2018-19: 0.0065819
| Furniture, Fittings, Plant and Equipment | Non-System | $m 2013-14 |  | 0.0066264 | 2015-16: 0.0066264; 2016-17: 0.0066264; 2017-18: 0.0066264; 2018-19: 0.0066264
| Motor Vehicles | Non-System | $m 2013-14 |  | 0.0033586 | 2015-16: 0.0033586; 2016-17: 0.0033586; 2017-18: 0.0033586; 2018-19: 0.0033586
| Buildings | Non-System | $m 2013-14 |  | 0.028196 | 2015-16: 0.028196; 2016-17: 0.028196; 2017-18: 0.028196; 2018-19: 0.028196
| Land (Non-System) | Non-System | $m 2013-14 |  | 0.018285 | 2015-16: 0.018285; 2016-17: 0.018285; 2017-18: 0.018285; 2018-19: 0.018285
| Other Non System Assets | Non-System | $m 2013-14 |  | -1.2495e-06 | 2015-16: -1.2495e-06; 2016-17: -1.2495e-06; 2017-18: -1.2495e-06; 2018-19: -1.2495e-06
| Forecast Depreciation Allowance for Capex |  | Units |  | 2014-15 | 2015-16: 2015-16; 2016-17: 2016-17; 2017-18: 2017-18; 2018-19: 2018-19
| Customer Metering | System | $m nominal |  | 0 | 2015-16: 0.20094; 2016-17: 0.40176; 2017-18: 0.82298; 2018-19: 1.4997
| Information & Communication Technology | Non-System | $m nominal | bar: 2015-16 to 2018-19
| Furniture, Fittings, Plant and Equipment | Non-System | $m nominal | bar: 2015-16 to 2018-19
| Motor Vehicles | Non-System | $m nominal | bar: 2015-16 to 2018-19
| Buildings | Non-System | $m nominal | bar: 2015-16 to 2018-19
| Land (Non-System) | Non-System | $m nominal | bar: 2015-16 to 2018-19
| Other Non System Assets | Non-System | $m nominal | bar: 2015-16 to 2018-19
| Forecast Depreciation Allowance for Capex |  | Units |  | 2014-15 | 2015-16: 2015-16; 2016-17: 2016-17; 2017-18: 2017-18; 2018-19: 2018-19
| Customer Metering | System | $m 2013-14 |  | 0 | 2015-16: 0.19153; 2016-17: 0.37404; 2017-18: 0.74839; 2018-19: 1.3321
| Depreciation of Capex in 2014-15 | System | $m 2013-14 |  |  | 2015-16: 0.19153; 2016-17: 0.19153; 2017-18: 0.19153; 2018-19: 0.19153
| Depreciation of Capex in 2015-16 | System | $m 2013-14 |  |  | 2016-17: 0.18251; 2017-18: 0.18251; 2018-19: 0.18251
| Depreciation of Capex in 2016-17 | System | $m 2013-14 |  |  | 2017-18: 0.37435; 2018-19: 0.37435
| Depreciation of Capex in 2017-18 | System | $m 2013-14 |  |  | 2018-19: 0.58368
| Depreciation of Capex in 2018-19 | System | $m 2013-14 | bar: 2015-16 to 2018-19
| Information & Communication Technology | Non-System | $m 2013-14 |  | 0 | 2015-16: 0; 2016-17: 0; 2017-18: 0; 2018-19: 0
| Depreciation of Capex in 2014-15 | Non-System | $m 2013-14 |  |  | 2015-16: 0; 2016-17: 0; 2017-18: 0; 2018-19: 0
| Depreciation of Capex in 2015-16 | Non-System | $m 2013-14 |  |  | 2016-17: 0; 2017-18: 0; 2018-19: 0
| Depreciation of Capex in 2016-17 | Non-System | $m 2013-14 |  |  | 2017-18: 0; 2018-19: 0
| Depreciation of Capex in 2017-18 | Non-System | $m 2013-14 |  |  | 2018-19: 0
| Depreciation of Capex in 2018-19 | Non-System | $m 2013-14 | bar: 2015-16 to 2018-19
| Furniture, Fittings, Plant and Equipment | Non-System | $m 2013-14 |  | 0 | 2015-16: 0; 2016-17: 0; 2017-18: 0; 2018-19: 0
| Depreciation of Capex in 2014-15 | Non-System | $m 2013-14 |  |  | 2015-16: 0; 2016-17: 0; 2017-18: 0; 2018-19: 0
| Depreciation of Capex in 2015-16 | Non-System | $m 2013-14 |  |  | 2016-17: 0; 2017-18: 0; 2018-19: 0
| Depreciation of Capex in 2016-17 | Non-System | $m 2013-14 |  |  | 2017-18: 0; 2018-19: 0
| Depreciation of Capex in 2017-18 | Non-System | $m 2013-14 |  |  | 2018-19: 0
| Depreciation of Capex in 2018-19 | Non-System | $m 2013-14 | bar: 2015-16 to 2018-19
| Motor Vehicles | Non-System | $m 2013-14 |  | 0 | 2015-16: 0; 2016-17: 0; 2017-18: 0; 2018-19: 0
| Depreciation of Capex in 2014-15 | Non-System | $m 2013-14 |  |  | 2015-16: 0; 2016-17: 0; 2017-18: 0; 2018-19: 0
| Depreciation of Capex in 2015-16 | Non-System | $m 2013-14 |  |  | 2016-17: 0; 2017-18: 0; 2018-19: 0
| Depreciation of Capex in 2016-17 | Non-System | $m 2013-14 |  |  | 2017-18: 0; 2018-19: 0
| Depreciation of Capex in 2017-18 | Non-System | $m 2013-14 |  |  | 2018-19: 0
| Depreciation of Capex in 2018-19 | Non-System | $m 2013-14 | bar: 2015-16 to 2018-19
| Buildings | Non-System | $m 2013-14 |  | 0 | 2015-16: 0; 2016-17: 0; 2017-18: 0; 2018-19: 0
| Depreciation of Capex in 2014-15 | Non-System | $m 2013-14 |  |  | 2015-16: 0; 2016-17: 0; 2017-18: 0; 2018-19: 0
| Depreciation of Capex in 2015-16 | Non-System | $m 2013-14 |  |  | 2016-17: 0; 2017-18: 0; 2018-19: 0
| Depreciation of Capex in 2016-17 | Non-System | $m 2013-14 |  |  | 2017-18: 0; 2018-19: 0
| Depreciation of Capex in 2017-18 | Non-System | $m 2013-14 |  |  | 2018-19: 0
| Depreciation of Capex in 2018-19 | Non-System | $m 2013-14 | bar: 2015-16 to 2018-19
| Land (Non-System) | Non-System | $m 2013-14 |  | 0 | 2015-16: 0; 2016-17: 0; 2017-18: 0; 2018-19: 0
| Depreciation of Capex in 2014-15 | Non-System | $m 2013-14 |  |  | 2015-16: 0; 2016-17: 0; 2017-18: 0; 2018-19: 0
| Depreciation of Capex in 2015-16 | Non-System | $m 2013-14 |  |  | 2016-17: 0; 2017-18: 0; 2018-19: 0
| Depreciation of Capex in 2016-17 | Non-System | $m 2013-14 |  |  | 2017-18: 0; 2018-19: 0
| Depreciation of Capex in 2017-18 | Non-System | $m 2013-14 |  |  | 2018-19: 0
| Depreciation of Capex in 2018-19 | Non-System | $m 2013-14 | bar: 2015-16 to 2018-19
| Other Non System Assets | Non-System | $m 2013-14 |  | 0 | 2015-16: 0; 2016-17: 0; 2017-18: 0; 2018-19: 0
| Depreciation of Capex in 2014-15 | Non-System | $m 2013-14 |  |  | 2015-16: 0; 2016-17: 0; 2017-18: 0; 2018-19: 0
| Depreciation of Capex in 2015-16 | Non-System | $m 2013-14 |  |  | 2016-17: 0; 2017-18: 0; 2018-19: 0
| Depreciation of Capex in 2016-17 | Non-System | $m 2013-14 |  |  | 2017-18: 0; 2018-19: 0
| Depreciation of Capex in 2017-18 | Non-System | $m 2013-14 |  |  | 2018-19: 0
| Depreciation of Capex in 2018-19 | Non-System | $m 2013-14 | bar: 2015-16 to 2018-19
| Actual Capital Expenditure (Net of disposals and capital contributions) |  | Units |  | 2014-15 | 2015-16: 2015-16; 2016-17: 2016-17; 2017-18: 2017-18; 2018-19: 2018-19
| Customer Metering | System | $m nominal |  | 2.848 | 2015-16: 2.848; 2016-17: 2.848; 2017-18: 2.848; 2018-19: 2.848
| Information & Communication Technology | Non-System | $m nominal | bar: 2015-16 to 2018-19
| Furniture, Fittings, Plant and Equipment | Non-System | $m nominal | bar: 2015-16 to 2018-19
| Motor Vehicles | Non-System | $m nominal | bar: 2015-16 to 2018-19
| Buildings | Non-System | $m nominal | bar: 2015-16 to 2018-19
| Land (Non-System) | Non-System | $m nominal | bar: 2015-16 to 2018-19
| Other Non System Assets | Non-System | $m nominal | bar: 2015-16 to 2018-19
| Capital Expenditure (Net of disposals and capital contributions) |  | Units |  | 2014-15 | 2015-16: 2015-16; 2016-17: 2016-17; 2017-18: 2017-18; 2018-19: 2018-19
| Customer Metering | System | $m 2013-14 |  | 2.7987 | 2015-16: 2.7318; 2016-17: 2.6654; 2017-18: 2.6258; 2018-19: 2.5648
| Information & Communication Technology | Non-System | $m 2013-14 |  | 0 | 2015-16: 0; 2016-17: 0; 2017-18: 0; 2018-19: 0
| Furniture, Fittings, Plant and Equipment | Non-System | $m 2013-14 |  | 0 | 2015-16: 0; 2016-17: 0; 2017-18: 0; 2018-19: 0
| Motor Vehicles | Non-System | $m 2013-14 |  | 0 | 2015-16: 0; 2016-17: 0; 2017-18: 0; 2018-19: 0
| Buildings | Non-System | $m 2013-14 |  | 0 | 2015-16: 0; 2016-17: 0; 2017-18: 0; 2018-19: 0
| Land (Non-System) | Non-System | $m 2013-14 |  | 0 | 2015-16: 0; 2016-17: 0; 2017-18: 0; 2018-19: 0
| Other Non System Assets | Non-System | $m 2013-14 |  | 0 | 2015-16: 0; 2016-17: 0; 2017-18: 0; 2018-19: 0
| Forecast Capital Expenditure (Net of disposals and capital contributions) |  | Units |  |  | 2019-20: 2019-20; 2020-21: 2020-21; 2021-22: 2021-22; 2022-23: 2022-23; 2023-24: 2023-24
| Customer Metering | System | $m 2018-19 |  |  | 2019-20: 2; 2020-21: 2; 2021-22: 2; 2022-23: 2; 2023-24: 2
| Information & Communication Technology | Non-System | $m 2018-19
| Furniture, Fittings, Plant and Equipment | Non-System | $m 2018-19
| Motor Vehicles | Non-System | $m 2018-19
| Buildings | Non-System | $m 2018-19
| Land (Non-System) | Non-System | $m 2018-19
| Other Non System Assets | Non-System | $m 2018-19
| Capital Expenditure (Net of disposals and capital contributions) |  | Units |  |  | 2019-20: 2019-20; 2020-21: 2020-21; 2021-22: 2021-22; 2022-23: 2022-23; 2023-24: 2023-24
| Customer Metering | System | $m 2013-14 |  |  | 2019-20: 1.8011; 2020-21: 1.8011; 2021-22: 1.8011; 2022-23: 1.8011; 2023-24: 1.8011
| Information & Communication Technology | Non-System | $m 2013-14 |  |  | 2019-20: 0; 2020-21: 0; 2021-22: 0; 2022-23: 0; 2023-24: 0
| Furniture, Fittings, Plant and Equipment | Non-System | $m 2013-14 |  |  | 2019-20: 0; 2020-21: 0; 2021-22: 0; 2022-23: 0; 2023-24: 0
| Motor Vehicles | Non-System | $m 2013-14 |  |  | 2019-20: 0; 2020-21: 0; 2021-22: 0; 2022-23: 0; 2023-24: 0
| Buildings | Non-System | $m 2013-14 |  |  | 2019-20: 0; 2020-21: 0; 2021-22: 0; 2022-23: 0; 2023-24: 0
| Land (Non-System) | Non-System | $m 2013-14 |  |  | 2019-20: 0; 2020-21: 0; 2021-22: 0; 2022-23: 0; 2023-24: 0
| Other Non System Assets | Non-System | $m 2013-14 |  |  | 2019-20: 0; 2020-21: 0; 2021-22: 0; 2022-23: 0; 2023-24: 0
| Operating Expenditure |  | Units |  | 2014-15 | 2015-16 | 2016-17 | 2017-18 | 2018-19 | 2019-20 | 2020-21 | 2021-22 | 2022-23 | 2023-24
| Meter Reading Costs |  | $m nominal |  | 5.0912 | 5.35 | 5.502 | 5.6818 | 5.851 | 6.2117 | 6.5724 | 6.9331 | 7.2939 | 7.6546
| Meter Data Services Costs |  | $m nominal |  | 4.1386 | 4.3843 | 4.5321 | 4.7054 | 4.8721 | 5.1725 | 5.4728 | 5.7732 | 6.0736 | 6.3739
| Meter Maintenance Costs |  | $m nominal |  | 4.5187 | 4.841 | 5.0399 | 5.2704 | 5.4973 | 5.8362 | 6.1751 | 6.514 | 6.8529 | 7.1918
| Total Operating Expenditure |  | $m nominal |  | 13.7484 | 14.5753 | 15.074 | 15.6576 | 16.2203 | 17.2203 | 18.2203 | 19.2203 | 20.2203 | 21.2203
| Base Year Tariffs - Capital |  | Units |  | 2015-16: 2015-16
| Residential Anytime |  | $ nominal |  | 2015-16: 1.4507
| Residential TOU - Type 6 Meter |  | $ nominal |  | 2015-16: 1.4507
| Residential TOU - Type 5 Meter |  | $ nominal |  | 2015-16: 1.4507
| Small Business Anytime |  | $ nominal |  | 2015-16: 1.4507
| Small Business TOU - Type 6 Meter |  | $ nominal |  | 2015-16: 1.4507
| Small Business TOU - Type 5 Meter |  | $ nominal |  | 2015-16: 1.4507
| Controlled Load |  | $ nominal |  | 2015-16: 1.4507
| Solar |  | $ nominal |  | 2015-16: 1.4507
| Base Year Tariffs - Non Capital |  | Units |  | 2015-16: 2015-16
| Residential Anytime |  | $ nominal |  | 2015-16: 13.3545
| Residential TOU - Type 6 Meter |  | $ nominal |  | 2015-16: 29.1234
| Residential TOU - Type 5 Meter |  | $ nominal |  | 2015-16: 122.1097
| Small Business Anytime |  | $ nominal |  | 2015-16: 20.2352
| Small Business TOU - Type 6 Meter |  | $ nominal |  | 2015-16: 49.7654
| Small Business TOU - Type 5 Meter |  | $ nominal |  | 2015-16: 142.7516
| Controlled Load |  | $ nominal |  | 2015-16: 3.3997
| Solar |  | $ nominal |  | 2015-16: 3.3997
| Assumed growth rate in customer numbers |  | Units | 2013-14 | 2014-15 | 2015-16 | 2016-17 | 2017-18 | 2018-19 | 2019-20 | 2020-21 | 2021-22 | 2022-23 | 2023-24
| Rate that customers exit to other form of metering |  | % |  |  |  | -7.5% | -7.5% | -7.5% | -7.5% | -7.5% | -7.5% | -7.5% | -7.5%
| Primary Tariff Customer Numbers |  | Units | 2013-14 | 2014-15 | 2015-16 | 2016-17 | 2017-18 | 2018-19 | 2019-20 | 2020-21 | 2021-22 | 2022-23 | 2023-24
| F10 - Domestic | Residential Anytime | Number | 2013-14: 0; 2014-15: 0; 2015-16: 0; 2016-17: 0; 2017-18: 0; 2018-19: 0
| N70 - Domestic | Residential Anytime | Number | 2013-14: 807142; 2014-15: 819140.049; 2015-16: 828673.2601; 2016-17: 837951.0729; 2017-18: 848811.8923; 2018-19: 861017.0809
| F76 - DOMESTIC TOU | Residential TOU - Type 6 Meter | Number | 2013-14: 0; 2014-15: 0; 2015-16: 0; 2016-17: 0; 2017-18: 0; 2018-19: 0
| N76 - Domestic TOU | Residential TOU - Type 6 Meter | Number | 2013-14: 20; 2014-15: 7.1633; 2015-16: 7.2467; 2016-17: 7.3278; 2017-18: 7.4228; 2018-19: 7.5295
| NC1 - Dom/CL1 | Residential Anytime / Controlled Load | Number | 2013-14: 9878; 2014-15: 10169.8179; 2015-16: 10288.175; 2016-17: 10403.3612; 2017-18: 10538.2009; 2018-19: 10689.7312
| NC2 - Dom/CL2 | Residential Anytime / Controlled Load | Number | 2013-14: 3153; 2014-15: 3234.7348; 2015-16: 3272.3809; 2016-17: 3309.0184; 2017-18: 3351.9071; 2018-19: 3400.1047
| NS70 - Domestic IBT Small Gen | Residential Anytime / Solar | Number | 2013-14: 17400; 2014-15: 15034.7117; 2015-16: 15209.6868; 2016-17: 15379.9742; 2017-18: 15579.3165; 2018-19: 15803.3337
| NG70 - Domestic IBT Small Gen | Residential Anytime / Solar | Number | 2013-14: 1; 2014-15: 1.0233; 2015-16: 1.0352; 2016-17: 1.0468; 2017-18: 1.0604; 2018-19: 1.0756
| F80 - General Supply Non TOU | Small Business Anytime | Number | 2013-14: 0; 2014-15: 0; 2015-16: 0; 2016-17: 0; 2017-18: 0; 2018-19: 0
| N90 - General Supply Non TOU | Small Business Anytime | Number | 2013-14: 76907; 2014-15: 77821.3336; 2015-16: 79759.0848; 2016-17: 81394.146; 2017-18: 83217.3749; 2018-19: 85206.2702
| NC3 - GS Non TOU/CL1 | Small Business Anytime / Controlled Load | Number | 2013-14: 44; 2014-15: 46.5538; 2015-16: 47.713; 2016-17: 48.6911; 2017-18: 49.7818; 2018-19: 50.9716
| NC4 - GS Non TOU/CL2 | Small Business Anytime / Controlled Load | Number | 2013-14: 18; 2014-15: 18.2167; 2015-16: 18.6703; 2016-17: 19.053; 2017-18: 19.4798; 2018-19: 19.9454
| NS90 - GS Non-ToU Small Gen | Small Business Anytime / Solar | Number | 2013-14: 520; 2014-15: 460.4777; 2015-16: 471.9436; 2016-17: 481.6184; 2017-18: 492.4067; 2018-19: 504.1752
| F82A - General Supply TOU | Small Business TOU - Type 6 Meter | Number | 2013-14: 0; 2014-15: 0; 2015-16: 0; 2016-17: 0; 2017-18: 0; 2018-19: 0
| N84 - General Supply TOU | Small Business TOU - Type 6 Meter | Number | 2013-14: 1675; 2014-15: 1536.0175; 2015-16: 1574.2643; 2016-17: 1606.5367; 2017-18: 1642.5231; 2018-19: 1681.7794
| NS84 - GS ToU Small Generation | Small Business TOU - Type 6 Meter / Solar | Number | 2013-14: 44; 2014-15: 6.0196; 2015-16: 6.1695; 2016-17: 6.296; 2017-18: 6.437; 2018-19: 6.5908
| N85 - General Supply TOU Type 5 | Small Business TOU - Type 5 Meter | Number | 2013-14: 371; 2014-15: 376.2258; 2015-16: 385.5938; 2016-17: 393.4985; 2017-18: 402.3128; 2018-19: 411.9281
| N75 - Domestic Type 5 | Residential TOU - Type 5 Meter | Number | bar: 2013-14 to 2018-19
| Total |  | Number | 917174 | 927853.3446 | 939716.2239 | 951002.641 | 964121.1162 | 978801.5164 | 0 | 0 | 0 | 0 | 0
| Secondary Tariff Customer Numbers |  | Units | 2013-14 | 2014-15 | 2015-16 | 2016-17 | 2017-18 | 2018-19 | 2019-20 | 2020-21 | 2021-22 | 2022-23 | 2023-24
| F50 - Controlled Load 1 | Controlled Load | Number | 2013-14: 0; 2014-15: 0; 2015-16: 0; 2016-17: 0; 2017-18: 0; 2018-19: 0
| N50A - Controlled Load 1 | Controlled Load | Number | 2013-14: 239037; 2014-15: 232195.3377; 2015-16: 228015.8217; 2016-17: 223455.5052; 2017-18: 218539.4841; 2018-19: 213075.997
| F54 - Controlled Load 2 | Controlled Load | Number | 2013-14: 0; 2014-15: 0; 2015-16: 0; 2016-17: 0; 2017-18: 0; 2018-19: 0
| N54A - Controlled Load 2 | Controlled Load | Number | 2013-14: 103564; 2014-15: 100654.9019; 2015-16: 98843.1137; 2016-17: 96866.2514; 2017-18: 94735.1938; 2018-19: 92366.814
| Total |  | Number | 342601 | 332850.2396 | 326858.9353 | 320321.7566 | 313274.678 | 305442.811 | 0 | 0 | 0 | 0 | 0
| Generation Tariff Customer Numbers |  | Units | 2013-14 | 2014-15 | 2015-16 | 2016-17 | 2017-18 | 2018-19 | 2019-20 | 2020-21 | 2021-22 | 2022-23 | 2023-24
| NFIT - NSW Solar Bonus Scheme | Solar | Number | 2013-14: 35874; 2014-15: 36012; 2015-16: 36012; 2016-17: 0; 2017-18: 0; 2018-19: 0
| NFT2 - NSW Solar Bonus Gross 20ct | Solar | Number | 2013-14: 7225; 2014-15: 7143; 2015-16: 7143; 2016-17: 0; 2017-18: 0; 2018-19: 0
| NFT3 - NSW Solar Bonus Net 60ct | Solar | Number | 2013-14: 18; 2014-15: 17; 2015-16: 17; 2016-17: 0; 2017-18: 0; 2018-19: 0
| NFT4 - NSW Solar Bonus Net 20ct | Solar | Number | 2013-14: 309; 2014-15: 306; 2015-16: 306; 2016-17: 0; 2017-18: 0; 2018-19: 0
| NESG - Non-elligible Solar Gen Gross $0 Credit | Solar | Number | 2013-14: 60; 2014-15: 59; 2015-16: 59; 2016-17: 59; 2017-18: 59; 2018-19: 59
| NESN - Non-elligible Solar Gen Net $0 Credit | Solar | Number | 2013-14: 17978; 2014-15: 19481; 2015-16: 23681; 2016-17: 71359; 2017-18: 75559; 2018-19: 79759
| GENR - Import Export Energy Generators | Solar | Number | 2013-14: 3251; 2014-15: 3262; 2015-16: 3262; 2016-17: 3262; 2017-18: 3262; 2018-19: 3262
| Total |  | Number | 64715 | 66280 | 70480 | 74680 | 78880 | 83080 | 0 | 0 | 0 | 0 | 0

## I_Endeavour
Endeavour RIN |  |  | =Formula applied on data
Source | Tab(s)/Pg Number(s) | Date Accessed | Link
2006-2013 Economic Benchmarking RIN | 3. Operating Expenditure | 2017-08-21 | https://www.aer.gov.au/system/files/Copy%20of%20D14%2068872%28V5%29%20%20Endeavour%20Energy%202006-13%20-%20Economic%20benchmarking%20RIN%20-%20templates%20Consolidated%20-%20Worksheet%203.2%20updated%20on%2023%20September%20-%2030%20April%202014%20-%20PUBLIC.xlsx
| 5 Operational Data | 2017-08-21
| 8 Operating Environment Table | 2017-08-21
| Scope of services |  | Standard control services | [7 empty] | Alternative control services
| Regulatory year | Unit | 2006 | 2007 | 2008 | 2009 | 2010 | 2011 | 2012 | 2013 | 2006 | 2007 | 2008 | 2009 | 2010 | 2011 | 2012 | 2013
Variable_Code | Variable
Table 3.1 Opex categories
Table 3.1.1 Current opex categories and cost allocations
DOPEX0101 | Network Operating costs | $'000 | 16332.6721 | 23764.6999 | 28004.731 | 23421.0013 | 25254.3196 | 59042.9751 | 34595.1759 | 32828.2507 | 0 | 0 | 0 | 0 | 0 | 0 | 0 | 0
DOPEX0102 | Inspection | $'000 | 16330.5476 | 19628.1391 | 23840.8073 | 21810.7393 | 23694.5356 | 22484.9245 | 27018.4633 | 27554.412 | 0 | 0 | 0 | 0 | 0 | 0 | 0 | 0
DOPEX0103 | Pole replacement | $'000 | 0 | 0 | 0 | 0 | 0 | 0 | 0 | 0 | 0 | 0 | 0 | 0 | 0 | 0 | 0 | 0
DOPEX0104 | Maintenance and repair | $'000 | 30583.5232 | 33054.3007 | 43247.8313 | 42683.7718 | 43519.1205 | 47931.2394 | 53179.3839 | 51738.2548 | 0 | 0 | 0 | 0 | 0 | 0 | 0 | 0
DOPEX0105 | Vegetation Management | $'000 | 41767.6787 | 40461.719 | 48187.0683 | 42147.4289 | 40011.7452 | 35379.0415 | 35382.3202 | 41504.468 | 0 | 0 | 0 | 0 | 0 | 0 | 0 | 0
DOPEX0106 | Emergency Response | $'000 | 30499.4341 | 34925.9823 | 41199.0249 | 40604.958 | 38109.0757 | 44650.6295 | 50817.0968 | 41562.3029 | 0 | 0 | 0 | 0 | 0 | 0 | 0 | 0
DOPEX0107 | Other NM operating costs | $'000 | 18393.0518 | 24087.0786 | 40422.0718 | 37911.7104 | 36096.1167 | 5443.8662 | 33507.7949 | 26891.4494 | 0 | 0 | 0 | 0 | 0 | 0 | 0 | 0
DOPEX0108 | Non-network alternatives (demand management) | $'000 | 0 | 0 | 0 | 0 | 0 | 0 | 0 | 0 | 0 | 0 | 0 | 0 | 0 | 0 | 0 | 0
DOPEX0109 | Meter reading | $'000 | 18008.0002 | 18734.607 | 20770.2399 | 19893.7944 | 19227.9593 | 19958.4094 | 18233.8401 | 17816.5708 | 0 | 0 | 0 | 0 | 0 | 0 | 0 | 0
DOPEX0110 | Customer service | $'000 | 713.4673 | 1607.8685 | 1931.6156 | 3517.0048 | 7048.5137 | 10260.7366 | 8662.7561 | 7554.3165 | 0 | 0 | 0 | 0 | 0 | 0 | 0 | 0
DOPEX0111 | Advertising, marketing and promotions | $'000 | 0 | 0 | 0 | 0 | 0 | 238.978 | 0 | 0 | 0 | 0 | 0 | 0 | 0 | 0 | 0 | 0
DOPEX0112 | Other operating expenditures | $'000 | 17174.4189 | 17764.0336 | 23994.2448 | 27337.6111 | 23302.6138 | 29356.5631 | 27363.0269 | 24136.2488 | 9908.0238 | 9832.6096 | 10645 | 9966.6865 | 9622 | 11922.0593 | 12203.1269 | 11791.5543
DOPEX01 | Total opex | $'000 | 189802.794 | 214028.4287 | 271597.6349 | 259328.02 | 256264 | 274747.363 | 288759.858 | 271586.2737 | 9908.0238 | 9832.6096 | 10645 | 9966.6865 | 9622 | 11922.0593 | 12203.1269 | 11791.5543
Table 3.1.2 Historical opex categories and cost allocations
DOPEX0101A | Network Operating costs | $'000 | 0 | 0 | 0 | 0 | 0 | 59042.9751 | 34595.1759 | 32828.2507 | 0 | 0 | 0 | 0 | 0 | 0 | 0 | 0
DOPEX0102A | Inspection | $'000 | 0 | 0 | 0 | 0 | 0 | 22484.9245 | 27018.4633 | 27554.412 | 0 | 0 | 0 | 0 | 0 | 0 | 0 | 0
DOPEX0103A | Pole replacement | $'000 | 0 | 0 | 0 | 0 | 0 | 0 | 0 | 0 | 0 | 0 | 0 | 0 | 0 | 0 | 0 | 0
DOPEX0104A | Maintenance and repair | $'000 | 0 | 0 | 0 | 0 | 0 | 47931.2394 | 53179.3839 | 51738.2548 | 0 | 0 | 0 | 0 | 0 | 0 | 0 | 0
DOPEX0105A | Vegetation Management | $'000 | 0 | 0 | 0 | 0 | 0 | 35379.0415 | 35382.3202 | 41504.468 | 0 | 0 | 0 | 0 | 0 | 0 | 0 | 0
DOPEX0106A | Emergency Response | $'000 | 0 | 0 | 0 | 0 | 0 | 44650.6295 | 50817.0968 | 41562.3029 | 0 | 0 | 0 | 0 | 0 | 0 | 0 | 0
DOPEX0107A | Other network maintenance costs | $'000 | 0 | 0 | 0 | 0 | 0 | 5443.8662 | 33507.7949 | 26891.4494 | 0 | 0 | 0 | 0 | 0 | 0 | 0 | 0
DOPEX0108A | Non-network alternatives (demand management) | $'000 | 0 | 0 | 0 | 0 | 0 | 0 | 0 | 0 | 0 | 0 | 0 | 0 | 0 | 0 | 0 | 0
DOPEX0109A | Meter reading | $'000 | 0 | 0 | 0 | 0 | 0 | 19958.4094 | 18233.8401 | 17816.5708 | 0 | 0 | 0 | 0 | 0 | 0 | 0 | 0
DOPEX0110A | Customer service | $'000 | 0 | 0 | 0 | 0 | 0 | 10260.7366 | 8662.7561 | 7554.3165 | 0 | 0 | 0 | 0 | 0 | 0 | 0 | 0
DOPEX0111A | Advertising, marketing and promotions | $'000 | 0 | 0 | 0 | 0 | 0 | 238.978 | 0 | 0 | 0 | 0 | 0 | 0 | 0 | 0 | 0 | 0
DOPEX0112A | Other operating expenditures | $'000 | 0 | 0 | 0 | 0 | 0 | 29356.5631 | 27363.0269 | 24136.2488 | 0 | 0 | 0 | 0 | 0 | 11922.0593 | 12203.1269 | 11791.5543
DOPEX01A | Total opex | $'000 | 0 | 0 | 0 | 0 | 0 | 274747.3632 | 288759.858 | 271586.2737 | 0 | 0 | 0 | 0 | 0 | 11922.0593 | 12203.1269 | 11791.5543
Table 3.1.2 Historical opex categories and cost allocations
DOPEX0101B | Operating costs | $'000 | 23579.4346 | 36425.4934 | 44520.4762 | 43249.9582 | 63068 | 0 | 0 | 0 | 0 | 0 | 0 | 0 | 0 | 0 | 0 | 0
DOPEX0102B | Inspection | $'000 | 14435.6647 | 17377.9074 | 20651.8301 | 18622.815 | 19874 | 0 | 0 | 0 | 0 | 0 | 0 | 0 | 0 | 0 | 0 | 0
DOPEX0103B | Pole replacement | $'000 | 53.3592 | 0.0017805 | 0 | 0 | 0 | 0 | 0 | 0 | 0 | 0 | 0 | 0 | 0 | 0 | 0 | 0
DOPEX0104B | Maintenance and repair | $'000 | 43889.4648 | 48466.0611 | 63828.1168 | 59374.8389 | 51041 | 0 | 0 | 0 | 0 | 0 | 0 | 0 | 0 | 0 | 0 | 0
DOPEX0105B | Vegetation Management | $'000 | 37848.659 | 36070.325 | 44927.1242 | 39083.5029 | 37075 | 0 | 0 | 0 | 0 | 0 | 0 | 0 | 0 | 0 | 0 | 0
DOPEX0106B | Emergency Response | $'000 | 26870.9318 | 31641.9742 | 37843.4098 | 33358.8418 | 24377 | 0 | 0 | 0 | 0 | 0 | 0 | 0 | 0 | 0 | 0 | 0
DOPEX0107B | Other distribution maintenance costs (specify any component that exceeds 5% of total maintenance costs) | $'000 | 4869.1738 | 6244.5587 | 6306.823 | 7418.6101 | 4861 | 0 | 0 | 0 | 0 | 0 | 0 | 0 | 0 | 0 | 0 | 0
DOPEX0108B | Meter reading costs (exclude meter services Type 1 to 4) | $'000 | 13285.7014 | 3019.6679 | 8629.1635 | 8154.1857 | 7859 | 0 | 0 | 0 | 0 | 0 | 0 | 0 | 0 | 0 | 0 | 0
DOPEX0109B | Customer service | $'000 | 1605.3514 | 2716.9267 | 4616.4513 | 6049.1507 | 15521 | 0 | 0 | 0 | 0 | 0 | 0 | 0 | 0 | 0 | 0 | 0
DOPEX0110B | Advertising, marketing and promotions | $'000 | 219.5481 | 247.8358 | 299.5434 | 389.063 | 369 | 0 | 0 | 0 | 0 | 0 | 0 | 0 | 0 | 0 | 0 | 0
DOPEX0111B | Other expenses (specify any component that exceeds 5% of total operating costs) | $'000 | 23145.5049 | 31817.6767 | 39974.6965 | 43627.0537 | 32219 | 0 | 0 | 0 | 0 | 0 | 0 | 0 | 0 | 0 | 0 | 0
DOPEX0112B | Cost associated with public lighting maintenance | $'000 | 0 | 0 | 0 | 0 | 0 | 0 | 0 | 0 | 9908.0238 | 9832.6096 | 10645 | 9966.6865 | 9622 | 0 | 0 | 0
DOPEX01B | Total opex | $'000 | 189802.7936 | 214028.4287 | 271597.6349 | 259328.0199 | 256264 | 0 | 0 | 0 | 9908.0238 | 9832.6096 | 10645 | 9966.6865 | 9622 | 0 | 0 | 0
Table 3.2 Opex consistency
Table 3.2.1 Opex consistency - current cost allocation approach
DOPEX0201 | Opex for network services | $'000 | 156824.9179 | 176841.3944 | 224408.06 | 214131.3003 | 210431.138 | 229554.2907 | 240838.1272 | 222645.274
DOPEX0202 | Opex for metering | $'000 | 11013.993 | 12419.773 | 15760.4342 | 16509.1129 | 16232.6519 | 13732.5397 | 14973.1956 | 16115.38 | 0 | 0 | 0 | 0 | 0 | 0 | 0 | 0
DOPEX0203 | Opex for connection services | $'000 | 0 | 0 | 0 | 0 | 0 | 0 | 0 | 0 | 0 | 0 | 0 | 0 | 0 | 0 | 0 | 0
DOPEX0204 | Opex for public lighting | $'000 | 0 | 0 | 0 | 0 | 0 | 0 | 0 | 0 | 9908.0238 | 9832.6096 | 10645 | 9966.6865 | 9622 | 11922.0593 | 12203.1269 | 11791.5543
DOPEX0205 | Opex for amounts payable for easement levy or similar direct charges on DNSP | $'000 | 0 | 0 | 0 | 0 | 0 | 0 | 0 | 0 | 0 | 0 | 0 | 0 | 0 | 0 | 0 | 0
DOPEX0206 | Opex for transmission connection point planning | $'000 | 0 | 0 | 0 | 0 | 0 | 0 | 0 | 0 | 0 | 0 | 0 | 0 | 0 | 0 | 0 | 0
Table 3.2.2 Opex consistency - historical cost allocation approaches
DOPEX0201A | Opex for network services | $'000 | 156824.9179 | 176841.3944 | 224408.06 | 214131.3003 | 210431.138 | 229554.2907 | 240838.1272 | 222645.274
DOPEX0202A | Opex for metering | $'000 | 11013.993 | 12419.773 | 15760.4342 | 16509.1129 | 16232.6519 | 13732.5397 | 14973.1956 | 16115.38 | 0 | 0 | 0 | 0 | 0 | 0 | 0 | 0
DOPEX0203A | Opex for connection services | $'000 | 0 | 0 | 0 | 0 | 0 | 0 | 0 | 0 | 0 | 0 | 0 | 0 | 0 | 0 | 0 | 0
DOPEX0204A | Opex for public lighting | $'000 | 0 | 0 | 0 | 0 | 0 | 0 | 0 | 0 | 9908.0238 | 9832.6096 | 10645 | 9966.6865 | 9622 | 11922.0593 | 12203.1269 | 11791.5543
DOPEX0205A | Opex for amounts payable for easement levy or similar direct charges on DNSP | $'000 | 0 | 0 | 0 | 0 | 0 | 0 | 0 | 0 | 0 | 0 | 0 | 0 | 0 | 0 | 0 | 0
DOPEX0206A | Opex for transmission connection point planning | $'000 | 0 | 0 | 0 | 0 | 0 | 0 | 0 | 0 | 0 | 0 | 0 | 0 | 0 | 0 | 0 | 0
Table 5.1 Energy delivery
Table 5.1.4 Energy grouping - customer type or class
DOPED0501 | Residential customers energy deliveries | GWh | 5887.5111 | 5826.3709 | 6328.5481 | 6183.3249 | 5832.6281 | 5856.5665 | 5495.5602 | 5366.5984
DOPED0502 | Non-residential customers not on demand tariffs energy deliveries | GWh | 2346.7476 | 2316.5159 | 2523.8028 | 2466.8082 | 2463.1657 | 2292.0347 | 2233.255 | 2200.4727
DOPED0503 | Non-residential low voltage demand tariff customers energy deliveries | GWh | 3072.8731 | 3199.0246 | 3229.1366 | 3201.3809 | 3367.3232 | 3441.206 | 3438.4838 | 3479.9209
DOPED0504 | Non-residential high voltage demand tariff customers energy deliveries | GWh | 5888.8682 | 6140.648 | 6030.2095 | 5574.448 | 5747.656 | 5911.3791 | 5338.5011 | 4953.8155
DOPED0505 | Other Customer Class Energy Deliveries | GWh | 0 | 0 | 0 | 0 | 0 | 0 | 0 | 0
| Total Energy Delivered |  | 17196 | 17482.5594 | 18111.697 | 17425.962 | 17410.773 | 17501.1863 | 16505.8002 | 16000.8074
5.2 Customer numbers
Table 5.2.1 Distribution customer numbers by customer type or class
DOPCN0101 | Residential customer numbers | number | 752919.5 | 761325.5 | 769576.5 | 777274.5 | 783921 | 791909 | 799804.5 | 813233.5
DOPCN0102 | Non-residential customers not on demand tariff customer numbers | number | 71626.5 | 72884 | 74091.5 | 74959 | 75301 | 75836.5 | 76268.5 | 78077.5
DOPCN0103 | Low voltage demand tariff customer numbers | number | 2977.5 | 3121 | 3313.5 | 3452.5 | 3706.5 | 3973.5 | 4084.5 | 4163
DOPCN0104 | High voltage demand tariff customer numbers | number | 306.5 | 305 | 304 | 308 | 321 | 336.5 | 346 | 345.5
DOPCN0105 | Unmetered Customer Numbers | number | 5540 | 5717 | 5800 | 5879 | 5944.5 | 5990 | 6031 | 6054
DOPCN0106 | Other Customer Numbers | number | 16178.2933 | 16369.8053 | 16569.0368 | 16739.2078 | 16870.2927 | 17042.7698 | 17212.1884 | 17511.3239
DOPCN01 | Total customer numbers | number | 849548.2933 | 859722.3053 | 869654.5368 | 878612.2078 | 886064.2927 | 895088.2698 | 903746.6884 | 919384.8239
Table 8.1 Density factors
DOEF0101 | Customer density | Customer / km | 33.0894 | 33.0777 | 32.9907 | 33.0525 | 33.0983 | 33.0881 | 33.0435 | 33.1546
DOEF0102 | Energy density | MWh/customer | 20.2413 | 20.3351 | 20.8263 | 19.8335 | 19.6496 | 19.5525 | 18.2637 | 17.4038
DOEF0103 | Demand density | kVA / customer | 5.0433 | 4.8261 | 4.4651 | 5.1049 | 4.9221 | 5.2454 | 4.0431 | 4.3596
Source | Tab(s)/Pg Number(s) | Date Accessed | Standard control services 2006: Link
2013-14 Economic Benchmarking RIN | 3.2 Operating Expenditure | 2017-08-21 | Standard control services 2006: https://www.aer.gov.au/system/files/Copy%20of%20D14%20149156%28V2%29%20%20Endeavour%20Energy%20%28D%29%202013-14%20-%20Economic%20Benchmarking%20-%20Consolidated%20-%205%20June%202015%20-%20PUBLIC.xlsm
| 3.4 Operational Data | 2017-08-21
| 3.7 Operating Environment Table | 2017-08-21
| Scope of services |  | Standard control services 2006: Standard Control Services; Standard control services 2007: Alternative Control Services
| Regulatory year | Unit | Standard control services 2006: 2013-14; Standard control services 2007: 2013-14
Variable_Code | Variable
Table 3.1 Opex categories
Table 3.1.1 Current opex categories and cost allocations
DOPEX0101 | Network Operating costs | $'000 | Standard control services 2006: 39298.1534; Standard control services 2007: 0
DOPEX0102 | Inspection | $'000 | Standard control services 2006: 26660.23; Standard control services 2007: 0
DOPEX0103 | Pole replacement | $'000 | Standard control services 2006: 0; Standard control services 2007: 0
DOPEX0104 | Maintenance and repair | $'000 | Standard control services 2006: 51060.6842; Standard control services 2007: 0
DOPEX0105 | Vegetation Management | $'000 | Standard control services 2006: 71140.3441; Standard control services 2007: 0
DOPEX0106 | Emergency Response | $'000 | Standard control services 2006: 40713.8296; Standard control services 2007: 0
DOPEX0107 | Other NM operating costs | $'000 | Standard control services 2006: 25237.8989; Standard control services 2007: 0
DOPEX0108 | Non-network alternatives (demand management) | $'000 | Standard control services 2006: 0; Standard control services 2007: 0
DOPEX0109 | Meter reading | $'000 | Standard control services 2006: 20337.7657; Standard control services 2007: 0
DOPEX0110 | Customer service | $'000 | Standard control services 2006: 8605.9643; Standard control services 2007: 0
DOPEX0111 | Advertising, marketing and promotions | $'000 | Standard control services 2006: 0; Standard control services 2007: 0
DOPEX0112 | Other operating expenditures | $'000 | Standard control services 2006: 24368.2452; Standard control services 2007: 11775.9573
DOPEX01 | Total opex | $'000 | Standard control services 2006: 307423.1154; Standard control services 2007: 11775.9573
Table 3.1.2 Historical opex categories and cost allocations
DOPEX0101A | Network Operating costs | $'000 | Standard control services 2006: 39298.1534; Standard control services 2007: 0
DOPEX0102A | Inspection | $'000 | Standard control services 2006: 26660.23; Standard control services 2007: 0
DOPEX0103A | Pole replacement | $'000 | Standard control services 2006: 0; Standard control services 2007: 0
DOPEX0104A | Maintenance and repair | $'000 | Standard control services 2006: 51060.6842; Standard control services 2007: 0
DOPEX0105A | Vegetation Management | $'000 | Standard control services 2006: 71140.3441; Standard control services 2007: 0
DOPEX0106A | Emergency Response | $'000 | Standard control services 2006: 40713.8296; Standard control services 2007: 0
DOPEX0107A | Other network maintenance costs | $'000 | Standard control services 2006: 25237.8989; Standard control services 2007: 0
DOPEX0108A | Non-network alternatives (demand management) | $'000 | Standard control services 2006: 0; Standard control services 2007: 0
DOPEX0109A | Meter reading | $'000 | Standard control services 2006: 20337.7657; Standard control services 2007: 0
DOPEX0110A | Customer service | $'000 | Standard control services 2006: 8605.9643; Standard control services 2007: 0
DOPEX0111A | Advertising, marketing and promotions | $'000 | Standard control services 2006: 0; Standard control services 2007: 0
DOPEX0112A | Other operating expenditures | $'000 | Standard control services 2006: 24368.2452; Standard control services 2007: 11775.9573
DOPEX01A | Total opex | $'000 | Standard control services 2006: 307423.1154; Standard control services 2007: 11775.9573
Table 3.1.2 Historical opex categories and cost allocations
DOPEX0101B | Operating costs | $'000 | Standard control services 2006: 0; Standard control services 2007: 0
DOPEX0102B | Inspection | $'000 | Standard control services 2006: 0; Standard control services 2007: 0
DOPEX0103B | Pole replacement | $'000 | Standard control services 2006: 0; Standard control services 2007: 0
DOPEX0104B | Maintenance and repair | $'000 | Standard control services 2006: 0; Standard control services 2007: 0
DOPEX0105B | Vegetation Management | $'000 | Standard control services 2006: 0; Standard control services 2007: 0
DOPEX0106B | Emergency Response | $'000 | Standard control services 2006: 0; Standard control services 2007: 0
DOPEX0107B | Other distribution maintenance costs (specify any component that exceeds 5% of total maintenance costs) | $'000 | Standard control services 2006: 0; Standard control services 2007: 0
DOPEX0108B | Meter reading costs (exclude meter services Type 1 to 4) | $'000 | Standard control services 2006: 0; Standard control services 2007: 0
DOPEX0109B | Customer service | $'000 | Standard control services 2006: 0; Standard control services 2007: 0
DOPEX0110B | Advertising, marketing and promotions | $'000 | Standard control services 2006: 0; Standard control services 2007: 0
DOPEX0111B | Other expenses (specify any component that exceeds 5% of total operating costs) | $'000 | Standard control services 2006: 0; Standard control services 2007: 0
DOPEX0112B | Cost associated with public lighting maintenance | $'000 | Standard control services 2006: 0; Standard control services 2007: 0
DOPEX01B | Total opex | $'000 | Standard control services 2006: 0; Standard control services 2007: 0
Table 3.2 Opex consistency
Table 3.2.1 Opex consistency - current cost allocation approach
DOPEX0201 | Opex for network services | $'000 | Standard control services 2006: 258321.993
DOPEX0202 | Opex for metering | $'000 | Standard control services 2006: 18654.8649; Standard control services 2007: 0
DOPEX0203 | Opex for connection services | $'000 | Standard control services 2006: 0; Standard control services 2007: 0
DOPEX0204 | Opex for public lighting | $'000 | Standard control services 2006: 0; Standard control services 2007: 11775.9573
DOPEX0205 | Opex for amounts payable for easement levy or similar direct charges on DNSP | $'000 | Standard control services 2006: 0; Standard control services 2007: 0
DOPEX0206 | Opex for transmission connection point planning | $'000 | Standard control services 2006: 0; Standard control services 2007: 0
Table 3.2.2 Opex consistency - historical cost allocation approaches
DOPEX0201A | Opex for network services | $'000 | Standard control services 2006: 258321.993
DOPEX0202A | Opex for metering | $'000 | Standard control services 2006: 18654.8649; Standard control services 2007: 0
DOPEX0203A | Opex for connection services | $'000 | Standard control services 2006: 0; Standard control services 2007: 0
DOPEX0204A | Opex for public lighting | $'000 | Standard control services 2006: 0; Standard control services 2007: 11775.9573
DOPEX0205A | Opex for amounts payable for easement levy or similar direct charges on DNSP | $'000 | Standard control services 2006: 0; Standard control services 2007: 0
DOPEX0206A | Opex for transmission connection point planning | $'000 | Standard control services 2006: 0; Standard control services 2007: 0
Table 5.1 Energy delivery
Table 5.1.4 Energy grouping - customer type or class
DOPED0501 | Residential customers energy deliveries | GWh | Standard control services 2006: 5146.9657
DOPED0502 | Non-residential customers not on demand tariffs energy deliveries | GWh | Standard control services 2006: 2169.2831
DOPED0503 | Non-residential low voltage demand tariff customers energy deliveries | GWh | Standard control services 2006: 3455.8607
DOPED0504 | Non-residential high voltage demand tariff customers energy deliveries | GWh | Standard control services 2006: 4864.8416
DOPED0505 | Other Customer Class Energy Deliveries | GWh | Standard control services 2006: 0
| Total Energy Delivered |  | Standard control services 2006: 15636.9511
5.2 Customer numbers
Table 5.2.1 Distribution customer numbers by customer type or class
DOPCN0101 | Residential customer numbers | number | Standard control services 2006: 830657.5
DOPCN0102 | Non-residential customers not on demand tariff customer numbers | number | Standard control services 2006: 79876
DOPCN0103 | Low voltage demand tariff customer numbers | number | Standard control services 2006: 4206.5
DOPCN0104 | High voltage demand tariff customer numbers | number | Standard control services 2006: 347
DOPCN0105 | Unmetered Customer Numbers | number | Standard control services 2006: 6065.5
DOPCN0106 | Other Customer Numbers | number | Standard control services 2006: 18876
DOPCN01 | Total customer numbers | number | Standard control services 2006: 940028.5
Table 8.1 Density factors
DOEF0101 | Customer density | Customer / km | Standard control services 2006: 33.4649
DOEF0102 | Energy density | MWh/customer | Standard control services 2006: 16.6346
DOEF0103 | Demand density | kVA / customer | Standard control services 2006: 4.3513
Actual
2013-14
Unit | bar: Standard control services 2006
TABLE 3.5.1 - NETWORK CAPACITIES | bar: Standard control services 2006
Circuit length
Table 3.5.1.1 Overhead network length of circuit at each voltage
DPA0101 | Overhead low voltage distribution | km | Standard control services 2006: 8849.717
DPA0102 | Overhead 2.2 kV | km | Standard control services 2006: 0
DPA0103 | Overhead 6.6kv | km | Standard control services 2006: 0
DPA0104 | Overhead 7.6 kV | km | Standard control services 2006: 0
DPA0105 | Overhead 11 kV | km | Standard control services 2006: 9450.576
DPA0106 | Overhead SWER | km | Standard control services 2006: 484.84
DPA0107 | Overhead 22 kV | km | Standard control services 2006: 1378.515
DPA0108 | Overhead 33 kV | km | Standard control services 2006: 1454.185
DPA0109 | Overhead 44 kV | km | Standard control services 2006: 0
DPA0110 | Overhead 66 kV | km | Standard control services 2006: 540.314
DPA0111 | Overhead 110kV | km | Standard control services 2006: 0
DPA0112 | Overhead 132 kV | km | Standard control services 2006: 1229.172
DPA0113 | Overhead 220kV | km | Standard control services 2006: 0
DPA0114 | Other | km | Standard control services 2006: 0
DPA01 | Total overhead circuit km | km | Standard control services 2006: 23387.319
Table 3.5.1.2 Underground network circuit length at each voltage
DPA0201 | Underground low voltage distribution | km | Standard control services 2006: 7498.387
DPA0202 | Underground 5 kV | km | Standard control services 2006: 0
DPA0203 | Underground 6.6 Kv | km | Standard control services 2006: 0
DPA0204 | Underground 7.6 kV | km | Standard control services 2006: 0
DPA0205 | Underground 11 kV | km | Standard control services 2006: 3915.701
DPA0206 | Underground SWER | km | Standard control services 2006: 0
DPA0207 | Underground 22 kV | km | Standard control services 2006: 352.771
DPA0208 | Underground 33 kV | km | Standard control services 2006: 184.731
DPA0209 | Underground 66 kV | km | Standard control services 2006: 28.364
DPA0210 | Underground 110 kV | km | Standard control services 2006: 0
DPA0211 | Underground 132 kV | km | Standard control services 2006: 124.716
DPA0212 | Other | km | Standard control services 2006: 0
DPA02 | Total underground circuit km | km | Standard control services 2006: 12104.67
Source | Tab(s)/Pg Number(s) | Date Accessed | Standard control services 2006: Link
2014-15 Economic Benchmarking RIN | 3.2 Operating Expenditure | 2017-08-21 | Standard control services 2006: https://www.aer.gov.au/system/files/Copy%20of%20D15%20177183%28V4%29%20%20Endeavour%20Energy%202014-15%20-%20Economic%20Benchmarking%20RIN%20-%20Templates%20-%20CONSOLIDATED%20-%20Att%203%20-%2024%20November%202015%20-%20PUBLIC.xlsm
| 3.4 Operational Data | 2017-08-21
| 3.7 Operating Environment Table | 2017-08-21
|  |  | Standard control services | Alternative control services
Actual ($000's)
|  |  | 2014-15 | 2014-15
TABLE 3.2.1 - OPEX CATEGORIES
Table 3.2.1.1 Current opex categories and cost allocations
DOPEX0101 | Network Operating costs | $'000 | Standard control services 2006: 25352.9256; Standard control services 2007: 0
DOPEX0102 | Inspection | $'000 | Standard control services 2006: 31926.7311; Standard control services 2007: 0
DOPEX0103 | Pole replacement | $'000 | Standard control services 2006: 0; Standard control services 2007: 0
DOPEX0104 | Maintenance and repair | $'000 | Standard control services 2006: 71878.6744; Standard control services 2007: 0
DOPEX0105 | Vegetation Management | $'000 | Standard control services 2006: 64046.7157; Standard control services 2007: 0
DOPEX0106 | Emergency Response | $'000 | Standard control services 2006: 56368.8042; Standard control services 2007: 0
DOPEX0107 | Other NM operating costs | $'000 | Standard control services 2006: 21179.5339; Standard control services 2007: 0
DOPEX0108 | Non-network alternatives (demand management) | $'000 | Standard control services 2006: 0; Standard control services 2007: 0
DOPEX0109 | Meter reading | $'000 | Standard control services 2006: 0; Standard control services 2007: 0
DOPEX0110 | Customer service | $'000 | Standard control services 2006: 2935.7291; Standard control services 2007: 0
DOPEX0111 | Advertising, marketing and promotions | $'000 | Standard control services 2006: 0; Standard control services 2007: 0
DOPEX0112 | Other operating expenditures | $'000 | Standard control services 2006: 16607.2238; Standard control services 2007: 0
DOPEX0113 | Public Lighting | $'000 | Standard control services 2006: 0; Standard control services 2007: 13525.0312
DOPEX0114 | Ancillary Network Services | $'000 | Standard control services 2006: 0; Standard control services 2007: 40828.6326
DOPEX0115 | Metering Services | $'000 | Standard control services 2006: 0; Standard control services 2007: 17383.981
Table 3.2.2.1 Opex consistency - current cost allocation approach
DOPEX0201 | Opex for network services | $'000 | Standard control services 2006: 270954.4352; Standard control services 2007: 0
DOPEX0202 | Opex for metering | $'000 | Standard control services 2006: 0; Standard control services 2007: 18297.5738
DOPEX0203 | Opex for connection services | $'000 | Standard control services 2006: 0; Standard control services 2007: 34541.5943
DOPEX0204 | Opex for public lighting | $'000 | Standard control services 2006: 0; Standard control services 2007: 13154.9436
DOPEX0205 | Opex for amounts payable for easement levy or similar direct charges on DNSP | $'000 | Standard control services 2006: 0; Standard control services 2007: 0
DOPEX0206 | Opex for transmission connection point planning | $'000 | Standard control services 2006: 0; Standard control services 2007: 0
| Total opex | $'000 | Standard control services 2006: 270954.4352; Standard control services 2007: 65994.1116
| Table 3.2.2.2 Opex consistency - historical cost allocation approaches |  | Standard control services 2006: 2014-15; Standard control services 2007: 2014-15
DOPEX0201A | Opex for network services | $'000 | Standard control services 2006: 0; Standard control services 2007: 0
DOPEX0202A | Opex for metering | $'000 | Standard control services 2006: 0; Standard control services 2007: 0
DOPEX0203A | Opex for connection services | $'000 | Standard control services 2006: 0; Standard control services 2007: 0
DOPEX0204A | Opex for public lighting | $'000 | Standard control services 2006: 0; Standard control services 2007: 0
DOPEX0205A | Opex for amounts payable for easement levy or similar direct charges on DNSP | $'000 | Standard control services 2006: 0; Standard control services 2007: 0
DOPEX0206A | Opex for transmission connection point planning | $'000 | Standard control services 2006: 0; Standard control services 2007: 0
| Total opex | $'000 | Standard control services 2006: 0; Standard control services 2007: 0
DOPED0501 | Residential customers energy deliveries | GWh | Standard control services 2006: 5508.5408
DOPED0502 | Non residential customers not on demand tariffs energy deliveries | GWh | Standard control services 2006: 2125.058
DOPED0503 | Non-residential low voltage demand tariff customers energy deliveries | GWh | Standard control services 2006: 3568.3309
DOPED0504 | Non-residential high voltage demand tariff customers energy deliveries | GWh | Standard control services 2006: 4925.571
DOPED0505 | Other Customer Class Energy Deliveries | GWh | Standard control services 2006: 0
| Total Energy Delivered | GWh | Standard control services 2006: 16127.5007
Table 3.4.2.1 Distribution customer numbers by customer type or class
DOPCN0101 | Residential customer numbers | number | Standard control services 2006: 843866.5
DOPCN0102 | Non residential customers not on demand tariff customer numbers | number | Standard control services 2006: 79295.5
DOPCN0103 | Low voltage demand tariff customer numbers | number | Standard control services 2006: 4352.5
DOPCN0104 | High voltage demand tariff customer numbers | number | Standard control services 2006: 351.5
DOPCN0105 | Unmetered Customer Numbers | number | Standard control services 2006: 6078.5
DOPCN0106 | Other Customer Numbers | number | Standard control services 2006: 21888
DOPCN01 | Total customer numbers | number | Standard control services 2006: 955832.5
Table 8.1 Density factors
DOEF0101 | Customer density | Customer / km | Standard control services 2006: 33.8695
DOEF0102 | Energy density | MWh/customer | Standard control services 2006: 16.8727
DOEF0103 | Demand density | kVA / customer | Standard control services 2006: 4.3103
Actual
2014-15
Unit | bar: Standard control services 2006
TABLE 3.5.1 - NETWORK CAPACITIES | bar: Standard control services 2006
Circuit length
Table 3.5.1.1 Overhead network length of circuit at each voltage
DPA0101 | Overhead low voltage distribution | km | Standard control services 2006: 8842.822
DPA0102 | Overhead 2.2 kV | km | Standard control services 2006: 0
DPA0103 | Overhead 6.6kv | km | Standard control services 2006: 0
DPA0104 | Overhead 7.6 kV | km | Standard control services 2006: 0
DPA0105 | Overhead 11 kV | km | Standard control services 2006: 9323.071
DPA0106 | Overhead SWER | km | Standard control services 2006: 482.818
DPA0107 | Overhead 22 kV | km | Standard control services 2006: 1479.626
DPA0108 | Overhead 33 kV | km | Standard control services 2006: 1474.649
DPA0109 | Overhead 44 kV | km | Standard control services 2006: 0
DPA0110 | Overhead 66 kV | km | Standard control services 2006: 535.139
DPA0111 | Overhead 110kV | km | Standard control services 2006: 0
DPA0112 | Overhead 132 kV | km | Standard control services 2006: 1231.2
DPA0113 | Overhead 220kV | km | Standard control services 2006: 0
DPA0114 | Other | km | Standard control services 2006: 0
DPA01 | Total overhead circuit km | km | Standard control services 2006: 23369.325
Table 3.5.1.2 Underground network circuit length at each voltage
DPA0201 | Underground low voltage distribution | km | Standard control services 2006: 7817.5572
DPA0202 | Underground 5 kV | km | Standard control services 2006: 0
DPA0203 | Underground 6.6 Kv | km | Standard control services 2006: 0
DPA0204 | Underground 7.6 kV | km | Standard control services 2006: 0
DPA0205 | Underground 11 kV | km | Standard control services 2006: 4106.8409
DPA0206 | Underground SWER | km | Standard control services 2006: 0
DPA0207 | Underground 22 kV | km | Standard control services 2006: 361.9236
DPA0208 | Underground 33 kV | km | Standard control services 2006: 192.2221
DPA0209 | Underground 66 kV | km | Standard control services 2006: 28.9054
DPA0210 | Underground 110 kV | km | Standard control services 2006: 0
DPA0211 | Underground 132 kV | km | Standard control services 2006: 128.4074
DPA0212 | Other | km | Standard control services 2006: 0
DPA02 | Total underground circuit km | km | Standard control services 2006: 12635.8566
Source | Tab(s)/Pg Number(s) | Date Accessed | Standard control services 2006: Link
2015-16 Economic Benchmarking RIN | 3.2 Operating Expenditure | 2017-08-21 | Standard control services 2006: https://www.aer.gov.au/system/files/Copy%20of%20D16%20146898%20%20Endeavour%20Energy%202015-16%20Economic%20Benchmarking%20RIN%20Response%20-%20Att%203%20-%20End%20Energy%202015-16%20Templates%20-%20Consolidated%20-%2031%20October%202016%20-%20PUBLIC.xlsm
| 3.4 Operational Data | 2017-08-21
| 3.7 Operating Environment Table | 2017-08-21
3.2.1 - OPEX CATEGORIES | bar: Standard control services 2006 to Standard control services 2007
CURRENT OPEX CATEGORIES AND COST ALLOCATIONS | bar: Standard control services 2006 to Standard control services 2007
|  |  | Standard control services | Alternative control services
EXPENDITURE ($000's)
|  |  | 2015-16 | 2015-16
DOPEX0101 | Vegetation management | $'000 | Standard control services 2006: 50355.0482; Standard control services 2007: 0
DOPEX0102 | Maintenance | $'000 | Standard control services 2006: 57454.88; Standard control services 2007: 0
DOPEX0103 | Emergency response | $'000 | Standard control services 2006: 25105.7504; Standard control services 2007: 0
DOPEX0104 | Non-network | $'000 | Standard control services 2006: 60393.8263; Standard control services 2007: 0
DOPEX0105 | network overheads | $'000 | Standard control services 2006: 62808.456; Standard control services 2007: 0
DOPEX0106 | corporate overheads | $'000 | Standard control services 2006: 116096.9392; Standard control services 2007: 0
DOPEX0107 | Balancing Item | $'000 | Standard control services 2006: -60393.8263; Standard control services 2007: 0
DOPEX0108 | Metering | $'000 | Standard control services 2006: 0; Standard control services 2007: 17121.2416
DOPEX0109 | Public Lighting | $'000 | Standard control services 2006: 0; Standard control services 2007: 10448.1593
DOPEX0110 | Ancillary network services | $'000 | Standard control services 2006: 0; Standard control services 2007: 41167.7181
DOPEX0111 |  |  | Standard control services 2006: 0; Standard control services 2007: 0
DOPEX0112 |  |  | Standard control services 2006: 0; Standard control services 2007: 0
CURRENT COST ALLOCATION APPROACH
DOPEX0201 | Opex for network services | $'000 | Standard control services 2006: 311821.0738; Standard control services 2007: 0
DOPEX0202 | Opex for metering | $'000 | Standard control services 2006: 0; Standard control services 2007: 17121.2416
DOPEX0203 | Opex for connection services | $'000 | Standard control services 2006: 0; Standard control services 2007: 41167.7181
DOPEX0204 | Opex for public lighting | $'000 | Standard control services 2006: 0; Standard control services 2007: 10448.1593
DOPEX0205 | Opex for amounts payable for easement levy or similar direct charges on DNSP | $'000 | Standard control services 2006: 0; Standard control services 2007: 0
DOPEX0206 | Opex for transmission connection point planning | $'000 | Standard control services 2006: 0; Standard control services 2007: 0
3.4.1.4 - Energy grouping - customer type or class
DOPED0501 | Residential customers energy deliveries | GWh | Standard control services 2006: 5828.4921
DOPED0502 | Non residential customers not on demand tariffs energy deliveries | GWh | Standard control services 2006: 2132.5596
DOPED0503 | Non-residential low voltage demand tariff customers energy deliveries | GWh | Standard control services 2006: 3745.4667
DOPED0504 | Non-residential high voltage demand tariff customers energy deliveries | GWh | Standard control services 2006: 4938.7785
DOPED0505 | Other Customer Class Energy Deliveries | GWh | Standard control services 2006: 0
| Total energy delivered | GWh | Standard control services 2006: 16645.2969
3.4.2.1 - Distribution customer numbers by customer type or class
DOPCN0101 | Residential customer numbers | number | Standard control services 2006: 859444.5
DOPCN0102 | Non residential customers not on demand tariff customer numbers | number | Standard control services 2006: 78212
DOPCN0103 | Low voltage demand tariff customer numbers | number | Standard control services 2006: 4658.5
DOPCN0104 | High voltage demand tariff customer numbers | number | Standard control services 2006: 348.5
DOPCN0105 | Unmetered Customer Numbers | number | Standard control services 2006: 6091.5
DOPCN0106 | Other Customer Numbers | number | Standard control services 2006: 19599.5
DOPCN01 | Total customer numbers | number | Standard control services 2006: 968354.5
Table 8.1 Density factors
DOEF0101 | Customer density | Customer / km | Standard control services 2006: 34.1609
DOEF0102 | Energy density | MWh/customer | Standard control services 2006: 17.2
DOEF0103 | Demand density | kVA / customer | Standard control services 2006: 4.3734
3.5.1 - NETWORK CAPACITIES
VOLUME in KM's (0's)
2015-16
Circuit length (kilometers)
3.5.1.1 - Overhead network length of circuit at each voltage
DPA0101 | Overhead low voltage distribution | 8814.915
DPA0102 | Overhead 2.2 kV | 0
DPA0103 | Overhead 6.6kv | 0
DPA0104 | Overhead 7.6 kV | 0
DPA0105 | Overhead 11 kV | 9224.341
DPA0106 | Overhead SWER | 481.412
DPA0107 | Overhead 22 kV | 1550.092
DPA0108 | Overhead 33 kV | 1467.396
DPA0109 | Overhead 44 kV | 0
DPA0110 | Overhead 66 kV | 535.71
DPA0111 | Overhead 110kV | 0
DPA0112 | Overhead 132 kV | 1220.893
DPA0113 | Overhead 220kV | 0
DPA0114 | Other | 0
DPA01 | Total overhead circuit km | 23294.759
3.5.1.2 - Underground network circuit length at each voltage
DPA0201 | Underground low voltage distribution | 8174.759
DPA0202 | Underground 5 kV | 0
DPA0203 | Underground 6.6 Kv | 0
DPA0204 | Underground 7.6 kV | 0
DPA0205 | Underground 11 kV | 4267.627
DPA0206 | Underground SWER | 0
DPA0207 | Underground 22 kV | 377.84
DPA0208 | Underground 33 kV | 190.461
DPA0209 | Underground 66 kV | 32.102
DPA0210 | Underground 110 kV | 0
DPA0211 | Underground 132 kV | 130.313
DPA0212 | Other | 0
DPA02 | Total underground circuit km | 13173.102
Source | Tab(s)/Pg Number(s) | Date Accessed | Standard control services 2006: Link
2013-14 Category Anaylsis RIN | 4.2 Metering Descriptor Metric | 2017-08-28 | Standard control services 2006: https://www.aer.gov.au/system/files/Endeavour%20Energy%20%28D%29%202013-14%20-%20Category%20Analysis%20RIN%20-%20Templates%20D14%20149366.XLSM
TABLE 4.2.1 - METERING DESCRIPTOR METRIC
VOLUMES (000s)
ASSET CATEGORY | ASSET SUBCATEGORY | 2013-14
Meter Type 4 | Single phase meter population | 0.065
| Multi phase meter population | 0.741
| Current transformer connected meter population | 0.287
| Direct connect meter population | 0.519
Meter Type 5 | Single phase meter population | 0
| Multi phase meter population | 0
| Current transformer connected meter population | 0
| Direct connect meter population | 0
Meter Type 6 | Single phase meter population | 1455.796
| Multi phase meter population | 155.081
| Current transformer connected meter population | 4.312
| Direct connect meter population | 1606.565
TABLE 4.2.2 - COST METRICS | bar: Standard control services 2006
|  | EXPENDITURE ($000's) | Standard control services 2006: VOLUMES (000s)
SERVICE SUBCATEGORY | METER TYPE | 2013-14 | Standard control services 2006: 2013-14
Meter purchase | Meter Type 4 | 0 | Standard control services 2006: 0.008
| Meter Type 5 | $- | Standard control services 2006: 0
| Meter Type 6 | 1802 | Standard control services 2006: 45.177
Meter testing | Meter Type 4 | 0 | Standard control services 2006: 0.001
| Meter Type 5 | $- | Standard control services 2006: 0
| Meter Type 6 | 975 | Standard control services 2006: 2.018
Meter investigation | Meter Type 4 | 0 | Standard control services 2006: 0.001
| Meter Type 5 | $- | Standard control services 2006: 0
| Meter Type 6 | 242 | Standard control services 2006: 1.355
Scheduled meter reading | Meter Type 4 | $- | Standard control services 2006: 0
| Meter Type 5 | $- | Standard control services 2006: 0
| Meter Type 6 | 8868 | Standard control services 2006: 3604.272
Special meter reading | Meter Type 4 | $- | Standard control services 2006: 0
| Meter Type 5 | $- | Standard control services 2006: 0
| Meter Type 6 | $- | Standard control services 2006: 0
New meter installation | Meter Type 4 | $- | Standard control services 2006: 0
| Meter Type 5 | $- | Standard control services 2006: 0
| Meter Type 6 | 143 | Standard control services 2006: 31.7904
Meter replacement | Meter Type 4 | 0 | Standard control services 2006: 0.002
| Meter Type 5 | $- | Standard control services 2006: 0
| Meter Type 6 | 358 | Standard control services 2006: 4.159
Meter maintenance | Meter Type 4 | 1 | Standard control services 2006: 0.002
| Meter Type 5 | $- | Standard control services 2006: 0
| Meter Type 6 | 2568 | Standard control services 2006: 3.447
Remote meter reading | Meter Type 4 | 1131 | Standard control services 2006: 0.806
Remote meter re-configuration | Meter Type 4 | $- | Standard control services 2006: 0
Other metering | Meter Type 4 | 2
| Meter Type 5 | $-
| Meter Type 6 | 4908
| Meter Type 7 | $-
IT infrastructure capex | Meter Type 4 | $-
IT infrastructure opex | Meter Type 4 | 29
Communications infrastructure capex | Meter Type 4 | $-
Communications infrastructure opex | Meter Type 4 | $-
Source | Tab(s)/Pg Number(s) | Date Accessed | Standard control services 2006: Link
2014-15 Category Analysis RIN | 4.2 Metering Descriptor Metric | 2017-08-28 | Standard control services 2006: https://www.aer.gov.au/system/files/Copy%20of%20D15%20177070%20%20Endeavour%20Energy%202014-15%20-%20Category%20Analysis%20RIN%20-%20Templates%20-%20CONSOLIDATED%20-%20Att%203%20-%2024%20November%202015%20-%20PUBLIC.xlsm
TABLE 4.2.1 - METERING DESCRIPTOR METRIC
VOLUMES (000s)
ASSET CATEGORY | ASSET SUBCATEGORY | 2014-15
Meter Type 4 | Single phase meter population | 0.06
| Multi phase meter population | 0.714
| Current transformer connected meter population | 0.261
| Direct connect meter population | 0.513
Meter Type 5 | Single phase meter population | 0
| Multi phase meter population | 0
| Current transformer connected meter population | 0
| Direct connect meter population | 0
Meter Type 6 | Single phase meter population | 1476.388
| Multi phase meter population | 157.898
| Current transformer connected meter population | 4.249
| Direct connect meter population | 1630.037
ED_MET422_00014
TABLE 4.2.2 - COST METRICS | bar: Standard control services 2006
|  | EXPENDITURE ($0's) | Standard control services 2006: VOLUMES (000s)
SERVICE SUBCATEGORY | METER TYPE | 2014-15 | Standard control services 2006: 2014-15
Meter purchase | Meter Type 4 | 220.2055 | Standard control services 2006: 0.006
| Meter Type 5 | 0 | Standard control services 2006: 0
| Meter Type 6 | 2128726.8345 | Standard control services 2006: 58.002
Meter testing | Meter Type 4 | 10269.8967 | Standard control services 2006: 0.027
| Meter Type 5 | 0 | Standard control services 2006: 0
| Meter Type 6 | 513494.8351 | Standard control services 2006: 1.35
Meter investigation | Meter Type 4 | 20204.7112 | Standard control services 2006: 0.064
| Meter Type 5 | 0 | Standard control services 2006: 0
| Meter Type 6 | 224777.4119 | Standard control services 2006: 0.712
Scheduled meter reading | Meter Type 4 | 0 | Standard control services 2006: 0
| Meter Type 5 | 0 | Standard control services 2006: 0
| Meter Type 6 | 10750280.9889 | Standard control services 2006: 3665.473
Special meter reading | Meter Type 4 | 0 | Standard control services 2006: 0
| Meter Type 5 | 0 | Standard control services 2006: 0
| Meter Type 6 | 0 | Standard control services 2006: 0
New meter installation | Meter Type 4 | 0 | Standard control services 2006: 0
| Meter Type 5 | 0 | Standard control services 2006: 0
| Meter Type 6 | 262426.5761 | Standard control services 2006: 40.71
Meter replacement | Meter Type 4 | 0 | Standard control services 2006: 0
| Meter Type 5 | 0 | Standard control services 2006: 0
| Meter Type 6 | 428364.1818 | Standard control services 2006: 6.324
Meter maintenance | Meter Type 4 | 6986.5748 | Standard control services 2006: 0.01
| Meter Type 5 | 0 | Standard control services 2006: 0
| Meter Type 6 | 2445999.8484 | Standard control services 2006: 3.501
Remote meter reading | Meter Type 4 | 103659.3176 | Standard control services 2006: 0.774
Remote meter re-configuration | Meter Type 4 | 0 | Standard control services 2006: 0
Other metering | Meter Type 4 | 1998.551
| Meter Type 5 | 0
| Meter Type 6 | 4219901.6604
| Meter Type 7 | 0
IT infrastructure capex | Meter Type 4 | 0
IT infrastructure opex | Meter Type 4 | 0
Communications infrastructure capex | Meter Type 4 | 0
Communications infrastructure opex | Meter Type 4 | 0
Source | Tab(s)/Pg Number(s) | Date Accessed | Standard control services 2006: Link
2015-16 Category Analysis RIN | 4.2 Metering Descriptor Metric | 2017-08-28 | Standard control services 2006: https://www.aer.gov.au/system/files/Copy%20of%20D16%20146879%28V2%29%20%20Endeavour%20Energy%202015-16%20Category%20Analysis%20RIN%20Response%20-%20Att%203%20-%20Templates%20-%20Consolidated%20-%2031%20October%202016%20-%20PUBLIC.xlsm
4.2.1 - METERING DESCRIPTOR METRIC | bar: Standard control services 2006
VOLUMES (0's) | bar: Standard control services 2006
ASSET CATEGORY | ASSET SUBCATEGORY | 2015-16 | bar: Standard control services 2006
Meter Type 4 | Single phase meter population | 60
| Multi phase meter population | 708
| Current transformer connected meter population | 247
| Direct connect meter population | 521
Meter Type 5 | Single phase meter population | 0
| Multi phase meter population | 0
| Current transformer connected meter population | 0
| Direct connect meter population | 0
Meter Type 6 | Single phase meter population | 1489610
| Multi phase meter population | 164156
| Current transformer connected meter population | 4316
| Direct connect meter population | 1649450
4.2.2 - COST METRICS | bar: Standard control services 2006
|  | VOLUMES (0's) | Standard control services 2006: EXPENDITURE ($0's)
SERVICE SUBCATEGORY | METER TYPE | 2015-16 | Standard control services 2006: 2015-16
Meter purchase | Meter Type 4 | 2 | Standard control services 2006: 85
| Meter Type 5 | 0 | Standard control services 2006: 0
| Meter Type 6 | 47048 | Standard control services 2006: 1990823
Meter testing | Meter Type 4 | 45 | Standard control services 2006: 16490
| Meter Type 5 | 0 | Standard control services 2006: 0
| Meter Type 6 | 1135 | Standard control services 2006: 415926
Meter investigation | Meter Type 4 | 212 | Standard control services 2006: 40635
| Meter Type 5 | 0 | Standard control services 2006: 0
| Meter Type 6 | 1105 | Standard control services 2006: 211800
Scheduled meter reading | Meter Type 4 | 0 | Standard control services 2006: 0
| Meter Type 5 | 0 | Standard control services 2006: 0
| Meter Type 6 | 3803628 | Standard control services 2006: 9205729
Special meter reading | Meter Type 4 | 0 | Standard control services 2006: 0
| Meter Type 5 | 0 | Standard control services 2006: 0
| Meter Type 6 | 0 | Standard control services 2006: 0
New meter installation | Meter Type 4 | 0 | Standard control services 2006: 0
| Meter Type 5 | 0 | Standard control services 2006: 0
| Meter Type 6 | 30502 | Standard control services 2006: 174219
Meter replacement | Meter Type 4 | 5 | Standard control services 2006: 709
| Meter Type 5 | 0 | Standard control services 2006: 0
| Meter Type 6 | 4959 | Standard control services 2006: 702791
Meter maintenance | Meter Type 4 | 9 | Standard control services 2006: 3971
| Meter Type 5 | 0 | Standard control services 2006: 0
| Meter Type 6 | 4496 | Standard control services 2006: 1983851
Remote meter reading | Meter Type 4 | 768 | Standard control services 2006: 259641
Remote meter re-configuration | Meter Type 4 | 0 | Standard control services 2006: 0
Other metering | Meter Type 4 |  | Standard control services 2006: 2313
| Meter Type 5 |  | Standard control services 2006: 0
| Meter Type 6 |  | Standard control services 2006: 4980883
| Meter Type 7 |  | Standard control services 2006: 0
IT infrastructure capex | Meter Type 4 |  | Standard control services 2006: 0
IT infrastructure opex | Meter Type 4 |  | Standard control services 2006: 0
Communications infrastructure capex | Meter Type 4 |  | Standard control services 2006: 0
Communications infrastructure opex | Meter Type 4 |  | Standard control services 2006: 0
Source | Tab(s)/Pg Number(s) | Date Accessed | Standard control services 2006: Link
2016-7 Economic Benchmarking RIN | 3.4 Operational Data | 2017-11-08 | Standard control services 2006: End Energy 2016-17 Economic Benchmarking RIN templates - consolidated 311017
3.4.2.1 - Distribution customer numbers by customer type or class
Standard Control Services
Volume (0's)
2016-17
Residential customer numbers | 879356.5
Non residential customers not on demand tariff customer numbers | 78304.5
Low voltage demand tariff customer numbers | 4891.5
High voltage demand tariff customer numbers | 342
Unmetered Customer Numbers | 6363
Other Customer Numbers | 14972
Total customer numbers | 984229.5
Source | Tab(s)/Pg Number(s) | Date Accessed | Standard control services 2006: Link
2016-17 Category Analysis RIN | 4.2 Metering | 2017-11-07 | Standard control services 2006: Provided by Endeavour Energy as "Attachment 3 - End Energy 2016-17 Category Analysis RIN templates - public 311017"
4.2.1 - METERING DESCRIPTOR METRIC | bar: Standard control services 2006
VOLUMES (0's) | bar: Standard control services 2006
ASSET CATEGORY | ASSET SUBCATEGORY | 2016-17 | bar: Standard control services 2006
Meter Type 4 | Single phase meter population | 60
| Multi phase meter population | 694
| Current transformer connected meter population | 245
| Direct connect meter population | 509
Meter Type 5 | Single phase meter population | 0
| Multi phase meter population | 0
| Current transformer connected meter population | 0
| Direct connect meter population | 0
Meter Type 6 | Single phase meter population | 1404321
| Multi phase meter population | 164141
| Current transformer connected meter population | 4314
| Direct connect meter population | 1564148
4.2.2 - COST METRICS | bar: Standard control services 2006
|  | VOLUMES (0's) | Standard control services 2006: EXPENDITURE ($0's)
SERVICE SUBCATEGORY | METER TYPE | 2016-17 | Standard control services 2006: 2016-17
Meter purchase | Meter Type 4 | 0 | Standard control services 2006: 0
| Meter Type 5 | 0 | Standard control services 2006: 0
| Meter Type 6 | 39710 | Standard control services 2006: 1929422.09
Meter testing | Meter Type 4 | 9 | Standard control services 2006: 5814
| Meter Type 5 | 0 | Standard control services 2006: 0
| Meter Type 6 | 784 | Standard control services 2006: 506469
Meter investigation | Meter Type 4 | 92 | Standard control services 2006: 19716
| Meter Type 5 | 0 | Standard control services 2006: 0
| Meter Type 6 | 802 | Standard control services 2006: 171868
Scheduled meter reading | Meter Type 4 | 0 | Standard control services 2006: 0
| Meter Type 5 | 0 | Standard control services 2006: 0
| Meter Type 6 | 3816992 | Standard control services 2006: 10584278
Special meter reading | Meter Type 4 | 0 | Standard control services 2006: 0
| Meter Type 5 | 0 | Standard control services 2006: 0
| Meter Type 6 | 0 | Standard control services 2006: 0
New meter installation | Meter Type 4 | 0 | Standard control services 2006: 0
| Meter Type 5 | 0 | Standard control services 2006: 0
| Meter Type 6 | 31849 | Standard control services 2006: 109715.7747
Meter replacement | Meter Type 4 | 2 | Standard control services 2006: 50.9022
| Meter Type 5 | 0 | Standard control services 2006: 0
| Meter Type 6 | 1193 | Standard control services 2006: 30363.1685
Meter maintenance | Meter Type 4 | 4 | Standard control services 2006: 4871
| Meter Type 5 | 0 | Standard control services 2006: 0
| Meter Type 6 | 3299 | Standard control services 2006: 4016963
Remote meter reading | Meter Type 4 | 754 | Standard control services 2006: 363302
Remote meter re-configuration | Meter Type 4 | 0 | Standard control services 2006: 0
Other metering | Meter Type 4 |  | Standard control services 2006: 1829
| Meter Type 5 |  | Standard control services 2006: 0
| Meter Type 6 |  | Standard control services 2006: 3804638
| Meter Type 7 |  | Standard control services 2006: 0
IT infrastructure capex | Meter Type 4 |  | Standard control services 2006: 0
IT infrastructure opex | Meter Type 4 |  | Standard control services 2006: 0
Communications infrastructure capex | Meter Type 4 |  | Standard control services 2006: 0
Communications infrastructure opex | Meter Type 4 |  | Standard control services 2006: 0

## I_END Opex Breakdown
File name | Tab
4.2 Metering Services (Vaibhav Patel) | Summary by Meter Type
Category Analysis RIN
Section 4.2 Metering Services
Split Service Sub-Category Between Meter Types
Historic Period
Service Sub-Category | 2015/16 | 2014/15 | 2013/14 | 2012/13 | 2011/12
Meter Purchases
Meter Purchases Costs | 1990908.08 | 2128947.04 | 1802334.88 | 2421878.78 | 3393821.58
Meter Purchases Total Volume | 47050 | 58008 | 45185 | 59166 | 68226
Average cost Purchases | 42.3147 | 36.7009 | 39.8879 | 40.9336 | 49.7438
Meter Purchases Meter Type 4 costs | 84.6295 | 220.2055 | 319.1032 | 1432.6768 | 2188.7279
Meter Purchases Meter Type 6 costs | 1990823.4505 | 2128726.8345 | 1802015.7768 | 2420446.1032 | 3391632.8521
Meter Testing
Meter Testing Costs | 432416.5717 | 523764.7318 | 975837.2285 | 843192.4036 | 773219.8805
Meter Testing Total Volume | 1180 | 1377 | 2019 | 2364 | 2323
Average cost Meter Testing | 366.4547 | 380.3665 | 483.327 | 356.6804 | 332.854
Meter Testing Meter Type 4 costs | 16490.4625 | 10269.8967 | 483.327 | 356.6804 | 332.854
Meter Testing Meter Type 6 costs | 415926.1092 | 513494.8351 | 975353.9015 | 842835.7233 | 772887.0265
Meter Investigation
Meter Investigation Costs | 252435.4208 | 244982.1231 | 242471.2441 | 437450.4093 | 226669.8236
Meter Investigation Total Volume | 1317 | 776 | 1356 | 2446 | 1258
Average cost Meter Investigation | 191.6746 | 315.6986 | 178.8136 | 178.8432 | 180.1827
Meter Investigation Meter Type 4 costs | 40635.0108 | 20204.7112 | 178.8136 | 178.8432 | 180.1827
Meter Investigation Meter Type 6 costs | 211800.41 | 224777.4119 | 242292.4305 | 437271.5661 | 226489.641
Scheduled Meter Reading
Scheduled Meter Reading Costs | 9205729.1127 | 10750280.9889 | 8867514.703 | 7674286.7654 | 7656329.8629
Scheduled Meter Reading Total Volume | 3803628 | 3665473 | 3604272 | 3567799 | 3545956
Average cost Scheduled Meter Reading | 2.4202 | 2.9328 | 2.4603 | 2.151 | 2.1592
Scheduled Meter Reading Meter Type 4 | 0 | 0 | 0 | 0 | 0
Scheduled Meter Reading Meter Type 6 | 9205729.1127 | 10750280.9889 | 8867514.703 | 7674286.7654 | 7656329.8629
Special Meter Reading
Special Meter Reading Costs
Special Meter Reading Total Volume | 0
Average cost Special Meter Reading | 0
Special Meter Reading Meter Type 4 costs | 0
Special Meter Reading Meter Type 6 costs | 0
Meter Replacements
Meter Replacements Costs | 703499.1908 | 43117.9503 | 358424.5312 | 409292.2606 | 589899.9297
Meter Replacements Total Volume | 4964 | 6324 | 4161 | 11812 | 10599
Average Cost Meter Replacements | 141.7202 | 6.8181 | 86.139 | 34.6505 | 55.6562
Meter Replacements Meter type 4 costs | 708.6011 | 0 | 172.2781 | 207.9033 | 278.2809
Meter Replacements Meter type 6 costs | 702790.5896 | 43117.9503 | 358252.2531 | 409084.3573 | 589621.6488
Meter Maintenance
Meter Maintenance Costs | 1987822.5726 | 2452986.4232 | 2569262.1274 | 2782491.8272 | 1021122.8056
Meter Maintenance Total Volume | 4505 | 3511 | 3449 | 3840 | 4112
Average Cost Meter Maintenance | 441.2481 | 698.6575 | 744.9296 | 724.6072 | 248.3275
Meter Maintenance Meter Type 4 costs | 3971.2327 | 6986.5748 | 1489.8592 | 1449.2145 | 496.6551
Meter Maintenance Meter Type 6 costs | 1983851.34 | 2445999.8484 | 2567772.2683 | 2781042.6127 | 1020626.1505
Remote Meter Reading
Remote Meter Reading Costs | 259641.4373 | 103659.3176 | 1131301.1514 | 381591.3026 | 531514.4819
Remote Meter Re-Configuration
Remote Meter Re-Configuration Costs | 0 | 0 | 0 | 0 | 0
Other Metering
Other Metering Costs | 4983196.083 | 4309375.7368 | 4910824.1776 | 3876969.2044 | 3124855.5061
Other Metering Meter Type 4 costs | 2313.0952 | 2039.9599 | 2455.895 | 2003.6687 | 1614.3274
Other Metering Meter Type 6 costs | 4980882.9879 | 4307335.7769 | 4908368.2825 | 3874965.5356 | 3123241.1787
Other Metering Meter Type 7 costs
IT Infrastructure
IT Infrastructure Capex Costs | 0 | 0 | 0 | 0 | 0
IT Infrastructure Opex Costs | 0 | 0 | 29226.538 | 196549.4347 | 1784663.4096
Communications Infrastructure
Communications Infrastructure Capex | 0 | 0 | 0 | 0 | 0
Communications Infrastructure Opex | 0 | 0 | 0 | 0 | 0
check =0
Methodology for Meter Purchases, Meter Testing, Meter Investigation, Special Meter Reading, New Meter Installations, Meter Replacement, Meter Maintenance
Costs are derived from "AE Cube INPUT F" and "Historic Capex Summary" tabs
Total Volumes are derived from the "Volume Summary" and the "Sch Meter Read Volumes INPUT M" tabs
Average calculated by Costs/Volume
Methodology for Other Metering Costs
Costs are derived from "AE Cube INPUT F" and "Historic Capex Summary" tabs
Costs by meter calculated by metering population ratio ("4.2.1 Meter Population" tab)

## I_Historical PTRM
File name | Tab |  |  |  |  | Average Direct Costs/Total Costs | 0.5221
Metering Cost by RIN & PTRM cat | Summary
Historical Metering cost by RIN & PTRM Categories (Direct Costs and Overheads) (Nominal $)
Category Analysis RIN Categories (Table 4.2.2) | PTRM Categories | 2012-13 | 2013-14 | 2014-15 | 2015-16
Meter purchase | CAPEX | 2421878.78 | 1802334.88 | 2128947.04 | 1990908.08
Meter testing | Maintenance | 843192.4036 | 975837.2285 | 523764.7318 | 432416.5717
Meter investigation | Maintenance | 437450.4093 | 242471.2441 | 244982.1231 | 252435.4208
Scheduled meter reading | Split between Meter reading, Data and overheads (ref Sheet4) | 7674286.7654 | 8867514.703 | 10750280.9889 | 9205729.1127
Special meter reading | Meter Reading | 0 | 0 | 0 | 0
New meter installation | CAPEX | 154302.6766 | 143144.5714 | 262426.5761 | 174219
Meter replacement | CAPEX | 409292.2606 | 358424.5312 | 428364.1818 | 703499.1908
Meter maintenance | Maintenance | 2782491.8272 | 2569262.1274 | 2452986.4232 | 1987822.5726
Remote meter reading | Meter Reading | 381591.3026 | 1131301.1514 | 103659.3176 | 259641.4373
Remote meter re-configuration | Maintenance | 0 | 0 | 0 | 0
Other metering | Overheads | 3876969.2044 | 4910824.1776 | 4221900.2114 | 4983196.083
IT infrastructure capex | CAPEX | 0 | 0 | 0 | 0
IT infrastructure opex | Maintenance | 196549.4347 | 29226.538 | 0 | 0
Communications infrastructure capex | CAPEX | 0 | 0 | 0 | 0
Communications infrastructure opex | Maintenance | 0 | 0 | 0 | 0
PTRM Categories |  | 2012-13 | 2013-14 | 2014-15 | 2015-16
Meter Reading |  | 4070531.3567 | 5078364.6932 | 4872341.9 | 4360009.75
Data |  | 304460.9191 | 351799.6863 | 380029.15 | 573399.45
Maintenance |  | 2313352.4077 | 2072829.0394 | 1559041.06 | 1393014.38
Overheads |  | 9427035.3254 | 11151871.4655 | 11486161.686 | 10794817.6182
CAPEX |  | 3062625.0554 | 2375476.2682 | 2819737.7979 | 2868626.2708
TOTAL |  | 19178005.0644 | 21030341.1525 | 21117311.5939 | 19989867.4689

## I_Scheduled Meter Reading Split
Split between Meter reading and Data | [5 empty] | File name | Tab
63 - Scheduled Meter Reading | Class | 2015-16 | 2014-15 | 2014-15 | 2014-15 | Metering Cost by RIN & PTRM cat | Split
E700 |  | 0 | 0 | 0 | 0
E720 | Data | 481126.9 | 0 | 0 | 0
E730 |  | 0 | 0 | 0 | 0
E740 | Meter reading | 0 | 0 | 0 | 0
E750 |  | 0 | 0 | 0 | 0
E760 |  | 0 | 0 | 0 | 0
S010 |  | 0 | 0 | 0 | 0
S620 | Meter reading | 4224683.04 | 4822179.73 | 4463976.8192 | 3863296.4672
E710 | Data | 0 | 0 | 0 | 0
S610 | Data | 92272.55 | 380029.15 | 351799.6863 | 304460.9191
TOTAL |  | 4798082.49 | 5202208.88 | 4815776.5055 | 4167757.3863
Breakdown of Scheduled Meter Reading | 2015-16 | 2014-15 | 2013-14 | 2012-13 | Average
Data ($) | 573399.45 | 380029.15 | 351799.6863 | 304460.9191 | 402422.3013
Meter Reading ($) | 4224683.04 | 4822179.73 | 4463976.8192 | 3863296.4672 | 4343534.0141
Data (%) | 11.95% | 7.305% | 7.305% | 7.305% | 8.467%
Meter Reading (%) | 88.05% | 92.69% | 92.69% | 92.69% | 91.53%

## I_Inflation
Source | Tab(s)/Pg Number(s) | Date Accessed | Link | Source | Access Date
ABS | Data1 | 24/8/17 | http://www.abs.gov.au/ausstats/meisubs.NSF/log?openagent&640101.xls&6401.0&Time%20Series%20Spreadsheet&401EDAE91BAF3EB6CA2581680012D506&0&Jun%202017&26.07.2017&Latest | https://tradingeconomics.com/australia/inflation-cpi/forecast | 2017-08-09
Index Numbers ; All groups CPI ; Australia ;
Unit | Index Numbers
Series Type | Original
Data Type | INDEX
Frequency | Quarter
Collection Month | 3
Series Start | 1948-09-01
Series End | 2017-06-01
No. Obs | 276
Series ID | A2325846C
1948-09-01 | 3.7
1948-12-01 | 3.8
1949-03-01 | 3.9
1949-06-01 | 4
1949-09-01 | 4.1
1949-12-01 | 4.1
1950-03-01 | 4.2
1950-06-01 | 4.3
1950-09-01 | 4.4
1950-12-01 | 4.6
1951-03-01 | 4.8
1951-06-01 | 5.1
1951-09-01 | 5.3
1951-12-01 | 5.7
1952-03-01 | 5.9
1952-06-01 | 6.1
1952-09-01 | 6.2
1952-12-01 | 6.3
1953-03-01 | 6.3
1953-06-01 | 6.4
1953-09-01 | 6.5
1953-12-01 | 6.4
1954-03-01 | 6.5
1954-06-01 | 6.5
1954-09-01 | 6.5
1954-12-01 | 6.5
1955-03-01 | 6.5
1955-06-01 | 6.6
1955-09-01 | 6.6
1955-12-01 | 6.7
1956-03-01 | 6.7
1956-06-01 | 7
1956-09-01 | 7.1
1956-12-01 | 7.1
1957-03-01 | 7.1
1957-06-01 | 7.2
1957-09-01 | 7.2
1957-12-01 | 7.2
1958-03-01 | 7.2
1958-06-01 | 7.2
1958-09-01 | 7.2
1958-12-01 | 7.3
1959-03-01 | 7.3
1959-06-01 | 7.3
1959-09-01 | 7.4
1959-12-01 | 7.5
1960-03-01 | 7.5
1960-06-01 | 7.6
1960-09-01 | 7.7
1960-12-01 | 7.8
1961-03-01 | 7.8
1961-06-01 | 7.9
1961-09-01 | 7.8
1961-12-01 | 7.8
1962-03-01 | 7.8
1962-06-01 | 7.8
1962-09-01 | 7.8
1962-12-01 | 7.8
1963-03-01 | 7.8
1963-06-01 | 7.8
1963-09-01 | 7.9
1963-12-01 | 7.9
1964-03-01 | 8
1964-06-01 | 8
1964-09-01 | 8.1
1964-12-01 | 8.2
1965-03-01 | 8.2
1965-06-01 | 8.3
1965-09-01 | 8.4
1965-12-01 | 8.5
1966-03-01 | 8.6
1966-06-01 | 8.6
1966-09-01 | 8.6
1966-12-01 | 8.7
1967-03-01 | 8.8
1967-06-01 | 8.9
1967-09-01 | 9
1967-12-01 | 9
1968-03-01 | 9.1
1968-06-01 | 9.1
1968-09-01 | 9.2
1968-12-01 | 9.2
1969-03-01 | 9.4
1969-06-01 | 9.4
1969-09-01 | 9.5
1969-12-01 | 9.5
1970-03-01 | 9.6
1970-06-01 | 9.7
1970-09-01 | 9.8
1970-12-01 | 10
1971-03-01 | 10.1
1971-06-01 | 10.2
1971-09-01 | 10.5
1971-12-01 | 10.7
1972-03-01 | 10.8
1972-06-01 | 10.9
1972-09-01 | 11.1
1972-12-01 | 11.2
1973-03-01 | 11.4
1973-06-01 | 11.8
1973-09-01 | 12.2
1973-12-01 | 12.6
1974-03-01 | 13
1974-06-01 | 13.5
1974-09-01 | 14.2
1974-12-01 | 14.7
1975-03-01 | 15.3
1975-06-01 | 15.8
1975-09-01 | 15.9
1975-12-01 | 16.8
1976-03-01 | 17.3
1976-06-01 | 17.7
1976-09-01 | 18.1
1976-12-01 | 19.2
1977-03-01 | 19.6
1977-06-01 | 20.1
1977-09-01 | 20.5
1977-12-01 | 21
1978-03-01 | 21.3
1978-06-01 | 21.7
1978-09-01 | 22.1
1978-12-01 | 22.6
1979-03-01 | 23
1979-06-01 | 23.6
1979-09-01 | 24.2
1979-12-01 | 24.9
1980-03-01 | 25.4
1980-06-01 | 26.2
1980-09-01 | 26.6
1980-12-01 | 27.2
1981-03-01 | 27.8
1981-06-01 | 28.4
1981-09-01 | 29
1981-12-01 | 30.2
1982-03-01 | 30.8
1982-06-01 | 31.5
1982-09-01 | 32.6
1982-12-01 | 33.6
1983-03-01 | 34.3
1983-06-01 | 35
1983-09-01 | 35.6
1983-12-01 | 36.5
1984-03-01 | 36.3
1984-06-01 | 36.4
1984-09-01 | 36.9
1984-12-01 | 37.4
1985-03-01 | 37.9
1985-06-01 | 38.8
1985-09-01 | 39.7
1985-12-01 | 40.5
1986-03-01 | 41.4
1986-06-01 | 42.1
1986-09-01 | 43.2
1986-12-01 | 44.4
1987-03-01 | 45.3
1987-06-01 | 46
1987-09-01 | 46.8
1987-12-01 | 47.6
1988-03-01 | 48.4
1988-06-01 | 49.3
1988-09-01 | 50.2
1988-12-01 | 51.2
1989-03-01 | 51.7
1989-06-01 | 53
1989-09-01 | 54.2
1989-12-01 | 55.2
1990-03-01 | 56.2
1990-06-01 | 57.1
1990-09-01 | 57.5
1990-12-01 | 59
1991-03-01 | 58.9
1991-06-01 | 59
1991-09-01 | 59.3
1991-12-01 | 59.9
1992-03-01 | 59.9
1992-06-01 | 59.7
1992-09-01 | 59.8
1992-12-01 | 60.1
1993-03-01 | 60.6
1993-06-01 | 60.8
1993-09-01 | 61.1
1993-12-01 | 61.2
1994-03-01 | 61.5
1994-06-01 | 61.9
1994-09-01 | 62.3
1994-12-01 | 62.8
1995-03-01 | 63.8
1995-06-01 | 64.7
1995-09-01 | 65.5
1995-12-01 | 66
1996-03-01 | 66.2
1996-06-01 | 66.7
1996-09-01 | 66.9
1996-12-01 | 67
1997-03-01 | 67.1
1997-06-01 | 66.9
1997-09-01 | 66.6
1997-12-01 | 66.8
1998-03-01 | 67
1998-06-01 | 67.4
1998-09-01 | 67.5
1998-12-01 | 67.8
1999-03-01 | 67.8
1999-06-01 | 68.1
1999-09-01 | 68.7
1999-12-01 | 69.1
2000-03-01 | 69.7
2000-06-01 | 70.2
2000-09-01 | 72.9
2000-12-01 | 73.1
2001-03-01 | 73.9
2001-06-01 | 74.5
2001-09-01 | 74.7
2001-12-01 | 75.4
2002-03-01 | 76.1
2002-06-01 | 76.6
2002-09-01 | 77.1
2002-12-01 | 77.6
2003-03-01 | 78.6
2003-06-01 | 78.6
2003-09-01 | 79.1
2003-12-01 | 79.5
2004-03-01 | 80.2
2004-06-01 | 80.6
2004-09-01 | 80.9
2004-12-01 | 81.5
2005-03-01 | 82.1
2005-06-01 | 82.6
2005-09-01 | 83.4
2005-12-01 | 83.8
2006-03-01 | 84.5
2006-06-01 | 85.9
2006-09-01 | 86.7
2006-12-01 | 86.6
2007-03-01 | 86.6
2007-06-01 | 87.7
2007-09-01 | 88.3
2007-12-01 | 89.1
2008-03-01 | 90.3
2008-06-01 | 91.6
2008-09-01 | 92.7
2008-12-01 | 92.4
2009-03-01 | 92.5
2009-06-01 | 92.9
2009-09-01 | 93.8
2009-12-01 | 94.3
2010-03-01 | 95.2
2010-06-01 | 95.8
2010-09-01 | 96.5
2010-12-01 | 96.9
2011-03-01 | 98.3
2011-06-01 | 99.2
2011-09-01 | 99.8
2011-12-01 | 99.8
2012-03-01 | 99.9
2012-06-01 | 100.4
2012-09-01 | 101.8
2012-12-01 | 102
2013-03-01 | 102.4
2013-06-01 | 102.8
2013-09-01 | 104
2013-12-01 | 104.8
2014-03-01 | 105.4
2014-06-01 | 105.9
2014-09-01 | 106.4
2014-12-01 | 106.6
2015-03-01 | 106.8
2015-06-01 | 107.5
2015-09-01 | 108
2015-12-01 | 108.4
2016-03-01 | 108.2
2016-06-01 | 108.6
2016-09-01 | 109.4
2016-12-01 | 110
2017-03-01 | 110.5
2017-06-01 | 110.7
2017-09-01 | 109.4
2017-12-01 | 110
Note on B10: Refers to series collected at quarterly and lesser frequencies only. Indicates which month in the collection period the data refers to.
Note on C5: Unless otherwise specified, reference period of each index: 2011–12 = 100.0.

## I_Energeia Volumes Model
| Actual |  |  |  |  | Forecast | [6 empty] | Notes | File | Tab
| 2013 | 2014 | 2015 | 2016 | 2017 | 2018 | 2019 | 2020 | 2021 | 2022 | 2023 | 2024 | Required for forecasting formula | FINAL EE Metering Volumes Model 171108v1 | Summary
| FY13 | FY14 | FY15 | FY16 | FY17 | FY18 | FY19 | FY20 | FY21 | FY22 | FY23 | FY24
Meters
Type-5 and 6 meters |  | 1611683 | 1635060 | 1654534 | 1676610 | 1670892.3989 | 1580753.3808 | 1496102.8961 | 1420752.564 | 1373089.137 | 1331279.1309 | 1290739.0217
Type-5 and 6 Customers | 883692 | 910533.5 | 923162 | 937656.5 | 957661 | 949194.0802 | 899393.502 | 852564.4937 | 810896.5367 | 784924.7395 | 762222.5148 | 740176.9022
Res Customers | 806519 | 830657.5 | 843866.5 | 859444.5 | 879356.5 | 871581.8899 | 825853.326 | 782853.3575 | 744592.4397 | 720744.2631 | 699898.3178 | 679655.2956 | fy13 based on average of 2012 and 2013 economic benchmarking rin values
Non-Res Non-Demand Customers | 77173 | 79876 | 79295.5 | 78212 | 78304.5 | 77612.1904 | 73540.176 | 69711.1362 | 66304.097 | 64180.4765 | 62324.1971 | 60521.6065 | fy13 based on average of 2012 and 2013 economic benchmarking rin values
All Small Customers | 883692 | 910533.5 | 923162 | 937656.5 | 957661 | 975059.3 | 992565.4 | 1010071.5 | 1027577.6 | 1045083.7 | 1062589.8 | 1080095.9
Type-5 and 6 Customer Changes | -9356.5621 | 13101.7141 | 3594.5008 | -14148.4213 | -30356.3423 | -8466.9198 | -49800.5783 | -46829.0083 | -41667.9569 | -25971.7972 | -22702.2247 | -22045.6127
Plus | 15242 | 25287 | 29320 | 27191 | 26190 | 20356.5 | 0 | 0 | 0 | 0 | 0 | 0
Small New NMIs | 15242 | 25287 | 29320 | 27191 | 26190 | 20356.5 | 0 | 0 | 0 | 0 | 0 | 0
Less | 24598.5621 | 12185.2859 | 25725.4992 | 41339.4213 | 56546.3423 | 28823.4198 | 49800.5783 | 46829.0083 | 41667.9569 | 25971.7972 | 22702.2247 | 22045.6127
Abolishments | 12463 | 529 | 4204 | 14160 | 5714 | 6447.2997 | 6390.2976 | 6055.0231 | 5739.7543 | 5459.2314 | 5284.3805 | 5131.5414
Solar PV Installations | 8720.5621 | 5140.2859 | 9493.4992 | 5625.4213 | 5175.3423 | 2386.1404 | 9460.1756 | 8963.8365 | 8497.1135 | 8081.8284 | 7822.9796 | 7596.7171 | Declining on pro-rata basis. Used top 2 values because high FiT and falling solar costs should see high solar uptake moving forward.
Gross FiT | FY16: 2088; FY17: 25482; FY18: 664.6376; FY19: 2635.0454; FY20: 2496.7946 | Assume 90% of gross FiT customers move to Net FiT over 5 years, pro-rata
Meter Faults | 3415 | 6516 | 12028 | 8032 | 4260 | 2350.5406 | 14550.7865 | 13787.3624 | 13069.4914 | 12430.7374 | 9594.8646 | 9317.3542
Planned |  | 2799 | 8150 | 3188 | 665 | 250 | 10386.8481 | 9841.89 | 9329.4492 | 8873.4847 | 6151.5454 | 5973.6255 | fy23-24 values estimated based on historical average before deferral, pro-rata; fy19-22 values based on MAMP and pro-rata
Unplanned | 3415 | 3717 | 3878 | 4844 | 3595 | 2100.5406 | 4163.9383 | 3945.4725 | 3740.0423 | 3557.2527 | 3443.3192 | 3343.7288 | Decline based on change in total population
Retail CBAs | FY16: 11434; FY17: 15915; FY18: 16974.8015; FY19: 16764.2732; FY20: 15525.9917; FY21: 14361.5976 | Assume all retailers reach 90% of AGL penetration in 4 years. | Working shown in table at the bottom of tab
Historical and Forecast Churn |  |  | 2.825% | 4.478% | 6.031% | 3.01% | 5.247% | 5.207% | 4.887% | 3.203% | 2.892% | 2.892%
Meters/Customers |  | 1.77 | 1.7712 | 1.7645 | 1.7631 | 1.7603 | 1.7576 | 1.7548 | 1.7521 | 1.7493 | 1.7466 | 1.7438
Total Faults | FY14: 0.7156%; FY15: 1.303%; FY16: 0.8566%
Type-5/6 Market Share |  | 100% | 100% | 100% | 100% | 97.35% | 90.61% | 84.41% | 78.91% | 75.11% | 71.73% | 68.53%
Cumulative Churn | 0 | 0 | 0 | 0 | 0 | 25865.2198 | 93171.898 | 157507.0063 | 216681.0633 | 260158.9605 | 300367.2852 | 339918.9978
Legend: | FY13: Energeia; FY14: Endeavour
FY18 Scaling Factor to reflect Mar 2018 cutoff for new Type-5/6 installs and Dec 2017 cutoff for faulty meter replacements
Now
Plus
Small New NMIs | FY13: 0.75
Less
Abolishments | bar: FY13
Solar PV Installations | FY13: 0.25
Gross FiT | FY13: 0.25
Meter Faults
Planned | FY13: 0.5
Unplanned | FY13: 0.5
Retail CBAs | bar: FY13
Source: https://www.aemo.com.au/-/media/Files/Electricity/NEM/Power-of-Choice/PM/2017/Executive-Forum-7-Meeting-Pack---10-Aug-17.pdf, p16
Retail CBA Working
23474
22.83%
Total Customers (Avg of FY 15 and 16) | FY13: 930409.25
212414.7187
11.05%
Type 5 and 6 Customers Only FY20 | FY13: 852564.4937
Type 5 and 6 Customers Converted to Smart Meters by Retailers by FY20 | FY13: 94217.1006
Type 5 and 6 Customers Only FY17 | FY13: 90975.664
Type 5 and 6 Customers Converted to Smart Meters by Retailers by FY17 | FY13: 957661
Cumulative Retailer CBAs by FY21 | FY13: 105831.34
Note on B6: Roseline Tayeh: including type 5 with comms
Note on F6: Roseline Tayeh: not *1000 because different years have different units in RINs

## I_ApprovedOpex
Type 5 & 6 Metering Services | [7 empty] | File name | Tab
Pricing Calculation (Per Service) | [7 empty] | AER Final Decision Endeavour Energy Distribution Determination – Endeavour Energy 2016 – Meter Pricing Model – April 2015 | Pricing Calc (Per Service)
December 2014
Aim: To calculate Metering Service unit rates on a per service basis.
Calculation Methodology:
The calculation and build up of Metering Service unit rates is based on the concept of recovering an annual amount over the regulatory period for 1) operating expenditure, 2) replacement capital expenditure and 3) the opening RAB. The amount required to be recovered for each of these three components has been calculated separately in separate worksheets. This pricing approach is based on levying the Metering Service change on a per service basis or at the network tariff level. As a result, different rates will be calculated for Residential Anytime, Residential TOU, Business Anytime, Business TOU, Controlled Load and Solar/Generation services. Separate prices will be calculated on the basis of price signal weightings. This pricing option also incorporates the recovery of the opening RAB over 5 years. Refer to the Background & Method worksheet for details in relation to the calculation methodology.
Results
Regulatory Period
|  |  | 2014/15 | 2015/16 | 2016/17 | 2017/18 | 2018/19
1. Customer Numbers by Service Category
1a. Forecast Customer Numbers by Service Category
| Residential Anytime |  | 842577.1684 | 852512.4374 | 862244.5057 | 872663.4254 | 884596.8517
| Residential TOU - Type 6 Meter |  | 13.5816 | 7.205 | 7.2872 | 7.3753 | 7.4761
| Residential TOU - Type 5 Meter |  | 1 | 1 | 1 | 1 | 1
| Small Business Anytime |  | 77917.7909 | 79321.9967 | 81120.4601 | 82861.2759 | 84780.2028
| Small Business TOU - Type 6 Meter |  | 1630.5185 | 1561.2354 | 1596.6332 | 1630.8964 | 1668.6652
| Small Business TOU - Type 5 Meter |  | 373.6129 | 380.9098 | 389.5461 | 397.9056 | 407.1205
| Controlled Load |  | 351006.7814 | 343402.7186 | 337293.8774 | 330667.964 | 323418.8057
| Solar |  | 82231.1162 | 83975.5337 | 88358.8852 | 92754.078 | 97177.198
| Total Services |  | 1355751.5699 | 1361163.0366 | 1371012.1951 | 1380983.9206 | 1392057.32
1b. Weighted Forecast Customer Numbers by Service Category and Cost Recovery Category
Meter Reading Weighted Service Numbers
| Residential Anytime |  | 842577.1684 | 852512.4374 | 862244.5057 | 872663.4254 | 884596.8517
| Residential TOU - Type 6 Meter |  | 13.5816 | 7.205 | 7.2872 | 7.3753 | 7.4761
| Residential TOU - Type 5 Meter |  | 5 | 5 | 5 | 5 | 5
| Small Business Anytime |  | 77917.7909 | 79321.9967 | 81120.4601 | 82861.2759 | 84780.2028
| Small Business TOU - Type 6 Meter |  | 1630.5185 | 1561.2354 | 1596.6332 | 1630.8964 | 1668.6652
| Small Business TOU - Type 5 Meter |  | 1868.0644 | 1904.5489 | 1947.7306 | 1989.5282 | 2035.6023
| Controlled Load |  | 35100.6781 | 34340.2719 | 33729.3877 | 33066.7964 | 32341.8806
| Solar |  | 8223.1116 | 8397.5534 | 8835.8885 | 9275.4078 | 9717.7198
| Total Services |  | 967335.9136 | 978050.2486 | 989486.8932 | 1001499.7053 | 1015153.3985
Meter Data Services Weighted Service Numbers
| Residential Anytime |  | 842577.1684 | 852512.4374 | 862244.5057 | 872663.4254 | 884596.8517
| Residential TOU - Type 6 Meter |  | 40.7449 | 21.6149 | 21.8617 | 22.1258 | 22.4284
| Residential TOU - Type 5 Meter |  | 19 | 19 | 19 | 19 | 19
| Small Business Anytime |  | 77917.7909 | 79321.9967 | 81120.4601 | 82861.2759 | 84780.2028
| Small Business TOU - Type 6 Meter |  | 4891.5556 | 4683.7063 | 4789.8997 | 4892.6892 | 5005.9956
| Small Business TOU - Type 5 Meter |  | 7098.6447 | 7237.2857 | 7401.3763 | 7560.2071 | 7735.2887
| Controlled Load |  | 35100.6781 | 34340.2719 | 33729.3877 | 33066.7964 | 32341.8806
| Solar |  | 8223.1116 | 8397.5534 | 8835.8885 | 9275.4078 | 9717.7198
| Total Services |  | 975868.6943 | 986533.8662 | 998162.3798 | 1010360.9276 | 1024219.3676
Meter Maintenance Weighted Service Numbers
| Residential Anytime |  | 842577.1684 | 852512.4374 | 862244.5057 | 872663.4254 | 884596.8517
| Residential TOU - Type 6 Meter |  | 40.7449 | 21.6149 | 21.8617 | 22.1258 | 22.4284
| Residential TOU - Type 5 Meter |  | 3 | 3 | 3 | 3 | 3
| Small Business Anytime |  | 233753.3727 | 237965.9902 | 243361.3804 | 248583.8277 | 254340.6083
| Small Business TOU - Type 6 Meter |  | 14674.6668 | 14051.1188 | 14369.6991 | 14678.0677 | 15017.9869
| Small Business TOU - Type 5 Meter |  | 3362.5159 | 3428.188 | 3505.9151 | 3581.1507 | 3664.0841
| Controlled Load |  | 245704.747 | 240381.903 | 236105.7142 | 231467.5748 | 226393.164
| Solar |  | 57561.7813 | 58782.8736 | 61851.2197 | 64927.8546 | 68024.0386
| Total Services |  | 1397677.997 | 1407147.1259 | 1421463.2959 | 1435927.0267 | 1452062.162
Opening RAB Weighted Service Numbers
| Residential Anytime |  | 842577.1684 | 852512.4374 | 862244.5057 | 872663.4254 | 884596.8517
| Residential TOU - Type 6 Meter |  | 13.5816 | 7.205 | 7.2872 | 7.3753 | 7.4761
| Residential TOU - Type 5 Meter |  | 1 | 1 | 1 | 1 | 1
| Small Business Anytime |  | 77917.7909 | 79321.9967 | 81120.4601 | 82861.2759 | 84780.2028
| Small Business TOU - Type 6 Meter |  | 1630.5185 | 1561.2354 | 1596.6332 | 1630.8964 | 1668.6652
| Small Business TOU - Type 5 Meter |  | 373.6129 | 380.9098 | 389.5461 | 397.9056 | 407.1205
| Controlled Load |  | 351006.7814 | 343402.7186 | 337293.8774 | 330667.964 | 323418.8057
| Solar |  | 82231.1162 | 83975.5337 | 88358.8852 | 92754.078 | 97177.198
| Total Services |  | 1355751.5699 | 1361163.0366 | 1371012.1951 | 1380983.9206 | 1392057.32
Replacement Capital Expenditure Weighted Service Numbers
| Residential Anytime |  | 842577.1684 | 852512.4374 | 862244.5057 | 872663.4254 | 884596.8517
| Residential TOU - Type 6 Meter |  | 13.5816 | 7.205 | 7.2872 | 7.3753 | 7.4761
| Residential TOU - Type 5 Meter |  | 1 | 1 | 1 | 1 | 1
| Small Business Anytime |  | 77917.7909 | 79321.9967 | 81120.4601 | 82861.2759 | 84780.2028
| Small Business TOU - Type 6 Meter |  | 1630.5185 | 1561.2354 | 1596.6332 | 1630.8964 | 1668.6652
| Small Business TOU - Type 5 Meter |  | 373.6129 | 380.9098 | 389.5461 | 397.9056 | 407.1205
| Controlled Load |  | 351006.7814 | 343402.7186 | 337293.8774 | 330667.964 | 323418.8057
| Solar |  | 82231.1162 | 83975.5337 | 88358.8852 | 92754.078 | 97177.198
| Total Services |  | 1355751.5699 | 1361163.0366 | 1371012.1951 | 1380983.9206 | 1392057.32
2. RAB Depreciation Over 5 Years
| 3a. Annual Recoverable Costs | [7 empty] | Breakdown of total opex by category (as per revised proposal)
[9 empty] | 2014/15 | 2015/16 | 2016/17 | 2017/18 | 2018/19
| Meter Reading Costs |  | 5091155.3648 | 5350024.9018 | 5501956.8078 | 5681831.7648 | 5850982.6195 |  | 37.03% | 36.71% | 36.5% | 36.29% | 36.07%
| Meter Data Services Costs |  | 4138573.3805 | 4384271.5054 | 4532148.1229 | 4705362.4899 | 4872096.0411 |  | 30.1% | 30.08% | 30.07% | 30.05% | 30.04%
| Meter Maintenance Costs |  | 4518714.2154 | 4841046.7796 | 5039872.6427 | 5270385.0907 | 5497250.7537 |  | 32.87% | 33.21% | 33.43% | 33.66% | 33.89%
| Total Operating Expenditure |  | 13748442.9607 | 14575343.1868 | 15073977.5734 | 15657579.3454 | 16220329.4143
| Replacement Capital Expenditure |  | 0 | 327526.8652 | 649262.4298 | 1185649.0624 | 1962157.8896
| Opening RAB |  | 1656012.4725 | 1647128.41 | 1649527.0865 | 1651106.9407 | 1651827.6378
| Total Capital |  | 1656012.4725 | 1974655.2751 | 2298789.5164 | 2836756.0031 | 3613985.5274
| Total Recoverable Costs / Proposed Revenue |  | 15404455.4333 | 16549998.4619 | 17372767.0898 | 18494335.3485 | 19834314.9417
3b. Calculate Unit Rates
|  | 5 Year Average | 2014/15 | 2015/16 | 2016/17 | 2017/18 | 2018/19
Meter Reading Unit Rates
| Residential Anytime | 5.5461 | 5.2631 | 5.4701 | 5.5604 | 5.6733 | 5.7636
| Residential TOU - Type 6 Meter | 5.5461 | 5.2631 | 5.4701 | 5.5604 | 5.6733 | 5.7636
| Residential TOU - Type 5 Meter | 27.7305 | 26.3153 | 27.3505 | 27.8021 | 28.3666 | 28.8182
| Small Business Anytime | 5.5461 | 5.2631 | 5.4701 | 5.5604 | 5.6733 | 5.7636
| Small Business TOU - Type 6 Meter | 5.5461 | 5.2631 | 5.4701 | 5.5604 | 5.6733 | 5.7636
| Small Business TOU - Type 5 Meter | 27.7305 | 26.3153 | 27.3505 | 27.8021 | 28.3666 | 28.8182
| Controlled Load | 0.55461 | 0.52631 | 0.54701 | 0.55604 | 0.56733 | 0.57636
| Solar | 0.55461 | 0.52631 | 0.54701 | 0.55604 | 0.56733 | 0.57636
Meter Data Services Unit Rates
| Residential Anytime | 4.5279 | 4.2409 | 4.4441 | 4.5405 | 4.6571 | 4.7569
| Residential TOU - Type 6 Meter | 13.5837 | 12.7227 | 13.3323 | 13.6215 | 13.9713 | 14.2707
| Residential TOU - Type 5 Meter | 86.0302 | 80.5773 | 84.4382 | 86.2693 | 88.4851 | 90.3809
| Small Business Anytime | 4.5279 | 4.2409 | 4.4441 | 4.5405 | 4.6571 | 4.7569
| Small Business TOU - Type 6 Meter | 13.5837 | 12.7227 | 13.3323 | 13.6215 | 13.9713 | 14.2707
| Small Business TOU - Type 5 Meter | 86.0302 | 80.5773 | 84.4382 | 86.2693 | 88.4851 | 90.3809
| Controlled Load | 0.45279 | 0.42409 | 0.44441 | 0.45405 | 0.46571 | 0.47569
| Solar | 0.45279 | 0.42409 | 0.44441 | 0.45405 | 0.46571 | 0.47569
Meter Maintenance Unit Rates
| Residential Anytime | 3.535 | 3.233 | 3.4403 | 3.5456 | 3.6704 | 3.7858
| Residential TOU - Type 6 Meter | 10.6051 | 9.699 | 10.321 | 10.6367 | 11.0111 | 11.3575
| Residential TOU - Type 5 Meter | 10.6051 | 9.699 | 10.321 | 10.6367 | 11.0111 | 11.3575
| Small Business Anytime | 10.6051 | 9.699 | 10.321 | 10.6367 | 11.0111 | 11.3575
| Small Business TOU - Type 6 Meter | 31.8152 | 29.0971 | 30.9629 | 31.91 | 33.0333 | 34.0724
| Small Business TOU - Type 5 Meter | 31.8152 | 29.0971 | 30.9629 | 31.91 | 33.0333 | 34.0724
| Controlled Load | 2.4745 | 2.2631 | 2.4082 | 2.4819 | 2.5693 | 2.6501
| Solar | 2.4745 | 2.2631 | 2.4082 | 2.4819 | 2.5693 | 2.6501
Replacement Capital Expenditure Unit Rates
| Residential Anytime | 0.59646 | 0 | 0.24062 | 0.47356 | 0.85855 | 1.4095
| Residential TOU - Type 6 Meter | 0.59646 | 0 | 0.24062 | 0.47356 | 0.85855 | 1.4095
| Residential TOU - Type 5 Meter | 0.59646 | 0 | 0.24062 | 0.47356 | 0.85855 | 1.4095
| Small Business Anytime | 0.59646 | 0 | 0.24062 | 0.47356 | 0.85855 | 1.4095
| Small Business TOU - Type 6 Meter | 0.59646 | 0 | 0.24062 | 0.47356 | 0.85855 | 1.4095
| Small Business TOU - Type 5 Meter | 0.59646 | 0 | 0.24062 | 0.47356 | 0.85855 | 1.4095
| Controlled Load | 0.59646 | 0 | 0.24062 | 0.47356 | 0.85855 | 1.4095
| Solar | 0.59646 | 0 | 0.24062 | 0.47356 | 0.85855 | 1.4095
Opening RAB Unit Rates
| Residential Anytime | 1.2034 | 1.2215 | 1.2101 | 1.2031 | 1.1956 | 1.1866
| Residential TOU - Type 6 Meter | 1.2034 | 1.2215 | 1.2101 | 1.2031 | 1.1956 | 1.1866
| Residential TOU - Type 5 Meter | 1.2034 | 1.2215 | 1.2101 | 1.2031 | 1.1956 | 1.1866
| Small Business Anytime | 1.2034 | 1.2215 | 1.2101 | 1.2031 | 1.1956 | 1.1866
| Small Business TOU - Type 6 Meter | 1.2034 | 1.2215 | 1.2101 | 1.2031 | 1.1956 | 1.1866
| Small Business TOU - Type 5 Meter | 1.2034 | 1.2215 | 1.2101 | 1.2031 | 1.1956 | 1.1866
| Controlled Load | 1.2034 | 1.2215 | 1.2101 | 1.2031 | 1.1956 | 1.1866
| Solar | 1.2034 | 1.2215 | 1.2101 | 1.2031 | 1.1956 | 1.1866
Total Annual Fixed Charge
| Residential Anytime | 15.4089 | 13.9585 | 14.8052 | 15.3232 | 16.055 | 16.9025
| Residential TOU - Type 6 Meter | 31.5347 | 28.9063 | 30.5741 | 31.4953 | 32.7099 | 33.9879
| Residential TOU - Type 5 Meter | 126.1656 | 117.8132 | 123.5604 | 126.3848 | 129.917 | 133.1527
| Small Business Anytime | 22.4789 | 20.4245 | 21.6859 | 22.4143 | 23.3957 | 24.4741
| Small Business TOU - Type 6 Meter | 52.7448 | 48.3044 | 51.2161 | 52.7686 | 54.7322 | 56.7029
| Small Business TOU - Type 5 Meter | 147.3757 | 137.2113 | 144.2023 | 147.6581 | 151.9392 | 155.8676
| Controlled Load | 5.2818 | 4.435 | 4.8504 | 5.1687 | 5.6565 | 6.2983
| Solar | 5.2818 | 4.435 | 4.8504 | 5.1687 | 5.6565 | 6.2983
3c. Expected Recovery Check
| Residential Anytime |  | 11761086.3976 | 12621657.8962 | 13212317.451 | 14010577.0727 | 14951899.5474
| Residential TOU - Type 6 Meter |  | 392.5953 | 220.2857 | 229.5128 | 241.2446 | 254.0981
| Residential TOU - Type 5 Meter |  | 117.8132 | 123.5604 | 126.3848 | 129.917 | 133.1527
| Small Business Anytime |  | 1591431.7921 | 1720169.0923 | 1818256.1313 | 1938597.8038 | 2074923.231
| Small Business TOU - Type 6 Meter |  | 78761.242 | 79960.3897 | 84252.0544 | 89262.468 | 94618.0933
| Small Business TOU - Type 5 Meter |  | 51263.9026 | 54928.0781 | 57519.6385 | 60457.4695 | 63456.9026
| Controlled Load |  | 1556708.2819 | 1665627.4368 | 1743366.4921 | 1870409.7439 | 2036981.0563
| Solar |  | 364693.4086 | 407311.7229 | 456699.4248 | 524659.6289 | 612048.8604
| Total |  | 15404455.4333 | 16549998.4619 | 17372767.0898 | 18494335.3485 | 19834314.9417
| Check |  | 0 | 0 | 0 | 0 | 0
Owner: Commercial Manager Networks

## I_RevisedOpex
Type 5 & 6 Metering Services | [7 empty] | File name | Tab
Pricing Calculation (Per Service) | [7 empty] | Endeavour Energy - 8.04 - Revised Metering Model and Price List (Final) - PUBLIC - January 2015 | Pricing Calc (Per Service)
December 2014
Aim: To calculate Metering Service unit rates on a per service basis.
Calculation Methodology:
The calculation and build up of Metering Service unit rates is based on the concept of recovering an annual amount over the regulatory period for 1) operating expenditure, 2) replacement capital expenditure and 3) the opening RAB. The amount required to be recovered for each of these three components has been calculated separately in separate worksheets. This pricing approach is based on levying the Metering Service change on a per service basis or at the network tariff level. As a result, different rates will be calculated for Residential Anytime, Residential TOU, Business Anytime, Business TOU, Controlled Load and Solar/Generation services. Separate prices will be calculated on the basis of price signal weightings. This pricing option also incorporates the recovery of the opening RAB over 5 years. Refer to the Background & Method worksheet for details in relation to the calculation methodology.
Results
Regulatory Period
|  |  | 2014/15 | 2015/16 | 2016/17 | 2017/18 | 2018/19
1. Customer Numbers by Service Category
1a. Forecast Customer Numbers by Service Category
| Residential Anytime |  | 842577.1684 | 852512.4374 | 862244.5057 | 872663.4254 | 884596.8517
| Residential TOU - Type 6 Meter |  | 13.5816 | 7.205 | 7.2872 | 7.3753 | 7.4761
| Residential TOU - Type 5 Meter |  | 1 | 1 | 1 | 1 | 1
| Small Business Anytime |  | 77917.7909 | 79321.9967 | 81120.4601 | 82861.2759 | 84780.2028
| Small Business TOU - Type 6 Meter |  | 1630.5185 | 1561.2354 | 1596.6332 | 1630.8964 | 1668.6652
| Small Business TOU - Type 5 Meter |  | 373.6129 | 380.9098 | 389.5461 | 397.9056 | 407.1205
| Controlled Load |  | 351006.7814 | 343402.7186 | 337293.8774 | 330667.964 | 323418.8057
| Solar |  | 82231.1162 | 83975.5337 | 88358.8852 | 92754.078 | 97177.198
| Total Services |  | 1355751.5699 | 1361163.0366 | 1371012.1951 | 1380983.9206 | 1392057.32
1b. Weighted Forecast Customer Numbers by Service Category and Cost Recovery Category
Meter Reading Weighted Service Numbers
| Residential Anytime |  | 842577.1684 | 852512.4374 | 862244.5057 | 872663.4254 | 884596.8517
| Residential TOU - Type 6 Meter |  | 13.5816 | 7.205 | 7.2872 | 7.3753 | 7.4761
| Residential TOU - Type 5 Meter |  | 5 | 5 | 5 | 5 | 5
| Small Business Anytime |  | 77917.7909 | 79321.9967 | 81120.4601 | 82861.2759 | 84780.2028
| Small Business TOU - Type 6 Meter |  | 1630.5185 | 1561.2354 | 1596.6332 | 1630.8964 | 1668.6652
| Small Business TOU - Type 5 Meter |  | 1868.0644 | 1904.5489 | 1947.7306 | 1989.5282 | 2035.6023
| Controlled Load |  | 35100.6781 | 34340.2719 | 33729.3877 | 33066.7964 | 32341.8806
| Solar |  | 8223.1116 | 8397.5534 | 8835.8885 | 9275.4078 | 9717.7198
| Total Services |  | 967335.9136 | 978050.2486 | 989486.8932 | 1001499.7053 | 1015153.3985
Meter Data Services Weighted Service Numbers
| Residential Anytime |  | 842577.1684 | 852512.4374 | 862244.5057 | 872663.4254 | 884596.8517
| Residential TOU - Type 6 Meter |  | 40.7449 | 21.6149 | 21.8617 | 22.1258 | 22.4284
| Residential TOU - Type 5 Meter |  | 19 | 19 | 19 | 19 | 19
| Small Business Anytime |  | 77917.7909 | 79321.9967 | 81120.4601 | 82861.2759 | 84780.2028
| Small Business TOU - Type 6 Meter |  | 4891.5556 | 4683.7063 | 4789.8997 | 4892.6892 | 5005.9956
| Small Business TOU - Type 5 Meter |  | 7098.6447 | 7237.2857 | 7401.3763 | 7560.2071 | 7735.2887
| Controlled Load |  | 35100.6781 | 34340.2719 | 33729.3877 | 33066.7964 | 32341.8806
| Solar |  | 8223.1116 | 8397.5534 | 8835.8885 | 9275.4078 | 9717.7198
| Total Services |  | 975868.6943 | 986533.8662 | 998162.3798 | 1010360.9276 | 1024219.3676
Meter Maintenance Weighted Service Numbers
| Residential Anytime |  | 842577.1684 | 852512.4374 | 862244.5057 | 872663.4254 | 884596.8517
| Residential TOU - Type 6 Meter |  | 40.7449 | 21.6149 | 21.8617 | 22.1258 | 22.4284
| Residential TOU - Type 5 Meter |  | 3 | 3 | 3 | 3 | 3
| Small Business Anytime |  | 233753.3727 | 237965.9902 | 243361.3804 | 248583.8277 | 254340.6083
| Small Business TOU - Type 6 Meter |  | 14674.6668 | 14051.1188 | 14369.6991 | 14678.0677 | 15017.9869
| Small Business TOU - Type 5 Meter |  | 3362.5159 | 3428.188 | 3505.9151 | 3581.1507 | 3664.0841
| Controlled Load |  | 245704.747 | 240381.903 | 236105.7142 | 231467.5748 | 226393.164
| Solar |  | 57561.7813 | 58782.8736 | 61851.2197 | 64927.8546 | 68024.0386
| Total Services |  | 1397677.997 | 1407147.1259 | 1421463.2959 | 1435927.0267 | 1452062.162
Opening RAB Weighted Service Numbers
| Residential Anytime |  | 842577.1684 | 852512.4374 | 862244.5057 | 872663.4254 | 884596.8517
| Residential TOU - Type 6 Meter |  | 13.5816 | 7.205 | 7.2872 | 7.3753 | 7.4761
| Residential TOU - Type 5 Meter |  | 1 | 1 | 1 | 1 | 1
| Small Business Anytime |  | 77917.7909 | 79321.9967 | 81120.4601 | 82861.2759 | 84780.2028
| Small Business TOU - Type 6 Meter |  | 1630.5185 | 1561.2354 | 1596.6332 | 1630.8964 | 1668.6652
| Small Business TOU - Type 5 Meter |  | 373.6129 | 380.9098 | 389.5461 | 397.9056 | 407.1205
| Controlled Load |  | 351006.7814 | 343402.7186 | 337293.8774 | 330667.964 | 323418.8057
| Solar |  | 82231.1162 | 83975.5337 | 88358.8852 | 92754.078 | 97177.198
| Total Services |  | 1355751.5699 | 1361163.0366 | 1371012.1951 | 1380983.9206 | 1392057.32
Replacement Capital Expenditure Weighted Service Numbers
| Residential Anytime |  | 842577.1684 | 852512.4374 | 862244.5057 | 872663.4254 | 884596.8517
| Residential TOU - Type 6 Meter |  | 13.5816 | 7.205 | 7.2872 | 7.3753 | 7.4761
| Residential TOU - Type 5 Meter |  | 1 | 1 | 1 | 1 | 1
| Small Business Anytime |  | 77917.7909 | 79321.9967 | 81120.4601 | 82861.2759 | 84780.2028
| Small Business TOU - Type 6 Meter |  | 1630.5185 | 1561.2354 | 1596.6332 | 1630.8964 | 1668.6652
| Small Business TOU - Type 5 Meter |  | 373.6129 | 380.9098 | 389.5461 | 397.9056 | 407.1205
| Controlled Load |  | 351006.7814 | 343402.7186 | 337293.8774 | 330667.964 | 323418.8057
| Solar |  | 82231.1162 | 83975.5337 | 88358.8852 | 92754.078 | 97177.198
| Total Services |  | 1355751.5699 | 1361163.0366 | 1371012.1951 | 1380983.9206 | 1392057.32
2. RAB Depreciation Over 5 Years
3a. Annual Recoverable Costs
| Meter Reading Costs |  | 7271749.6608 | 8227788.5633 | 8395939.6063 | 8852153.4298 | 9025360.2288
| Meter Data Services Costs |  | 5911166.9983 | 6742559.0746 | 6916019.7464 | 7330838.4386 | 7515390.9524
| Meter Maintenance Costs |  | 6454126.0694 | 7445032.5108 | 7690803.0742 | 8211129.6829 | 8479715.5533
| Total Operating Expenditure |  | 19637042.7285 | 22415380.1488 | 23002762.4269 | 24394121.5514 | 25020466.7345
| Replacement Capital Expenditure |  | 2815412.7054 | 3504880.0997 | 3255237.5244 | 2699081.9561 | 3755132.4858
| Opening RAB |  | 4921049.7041 | 4805642.7271 | 4798424.4888 | 4897613.0438 | 5108277.9923
| Total Capital |  | 7736462.4095 | 8310522.8268 | 8053662.0131 | 7596694.9999 | 8863410.478
| Total Recoverable Costs / Proposed Revenue |  | 27373505.138 | 30725902.9756 | 31056424.44 | 31990816.5513 | 33883877.2125
3b. Calculate Unit Rates
|  | 5 Year Average | 2014/15 | 2015/16 | 2016/17 | 2017/18 | 2018/19
Meter Reading Unit Rates
| Residential Anytime | 8.4289 | 7.5173 | 8.4124 | 8.4851 | 8.8389 | 8.8906
| Residential TOU - Type 6 Meter | 8.4289 | 7.5173 | 8.4124 | 8.4851 | 8.8389 | 8.8906
| Residential TOU - Type 5 Meter | 42.1444 | 37.5865 | 42.0622 | 42.4257 | 44.1945 | 44.4532
| Small Business Anytime | 8.4289 | 7.5173 | 8.4124 | 8.4851 | 8.8389 | 8.8906
| Small Business TOU - Type 6 Meter | 8.4289 | 7.5173 | 8.4124 | 8.4851 | 8.8389 | 8.8906
| Small Business TOU - Type 5 Meter | 42.1444 | 37.5865 | 42.0622 | 42.4257 | 44.1945 | 44.4532
| Controlled Load | 0.84289 | 0.75173 | 0.84124 | 0.84851 | 0.88389 | 0.88906
| Solar | 0.84289 | 0.75173 | 0.84124 | 0.84851 | 0.88389 | 0.88906
Meter Data Services Unit Rates
| Residential Anytime | 6.8828 | 6.0573 | 6.8346 | 6.9288 | 7.2557 | 7.3377
| Residential TOU - Type 6 Meter | 20.6484 | 18.172 | 20.5038 | 20.7863 | 21.767 | 22.013
| Residential TOU - Type 5 Meter | 130.7733 | 115.0894 | 129.8573 | 131.6463 | 137.8576 | 139.4159
| Small Business Anytime | 6.8828 | 6.0573 | 6.8346 | 6.9288 | 7.2557 | 7.3377
| Small Business TOU - Type 6 Meter | 20.6484 | 18.172 | 20.5038 | 20.7863 | 21.767 | 22.013
| Small Business TOU - Type 5 Meter | 130.7733 | 115.0894 | 129.8573 | 131.6463 | 137.8576 | 139.4159
| Controlled Load | 0.68828 | 0.60573 | 0.68346 | 0.69288 | 0.72557 | 0.73377
| Solar | 0.68828 | 0.60573 | 0.68346 | 0.69288 | 0.72557 | 0.73377
Meter Maintenance Unit Rates
| Residential Anytime | 5.3754 | 4.6177 | 5.2909 | 5.4105 | 5.7183 | 5.8398
| Residential TOU - Type 6 Meter | 16.1263 | 13.8532 | 15.8726 | 16.2314 | 17.155 | 17.5193
| Residential TOU - Type 5 Meter | 16.1263 | 13.8532 | 15.8726 | 16.2314 | 17.155 | 17.5193
| Small Business Anytime | 16.1263 | 13.8532 | 15.8726 | 16.2314 | 17.155 | 17.5193
| Small Business TOU - Type 6 Meter | 48.379 | 41.5597 | 47.6178 | 48.6943 | 51.4651 | 52.558
| Small Business TOU - Type 5 Meter | 48.379 | 41.5597 | 47.6178 | 48.6943 | 51.4651 | 52.558
| Controlled Load | 3.7628 | 3.2324 | 3.7036 | 3.7873 | 4.0028 | 4.0878
| Solar | 3.7628 | 3.2324 | 3.7036 | 3.7873 | 4.0028 | 4.0878
Replacement Capital Expenditure Unit Rates
| Residential Anytime | 2.3356 | 2.0766 | 2.5749 | 2.3743 | 1.9545 | 2.6975
| Residential TOU - Type 6 Meter | 2.3356 | 2.0766 | 2.5749 | 2.3743 | 1.9545 | 2.6975
| Residential TOU - Type 5 Meter | 2.3356 | 2.0766 | 2.5749 | 2.3743 | 1.9545 | 2.6975
| Small Business Anytime | 2.3356 | 2.0766 | 2.5749 | 2.3743 | 1.9545 | 2.6975
| Small Business TOU - Type 6 Meter | 2.3356 | 2.0766 | 2.5749 | 2.3743 | 1.9545 | 2.6975
| Small Business TOU - Type 5 Meter | 2.3356 | 2.0766 | 2.5749 | 2.3743 | 1.9545 | 2.6975
| Controlled Load | 2.3356 | 2.0766 | 2.5749 | 2.3743 | 1.9545 | 2.6975
| Solar | 2.3356 | 2.0766 | 2.5749 | 2.3743 | 1.9545 | 2.6975
Opening RAB Unit Rates
| Residential Anytime | 3.5753 | 3.6298 | 3.5305 | 3.4999 | 3.5465 | 3.6696
| Residential TOU - Type 6 Meter | 3.5753 | 3.6298 | 3.5305 | 3.4999 | 3.5465 | 3.6696
| Residential TOU - Type 5 Meter | 3.5753 | 3.6298 | 3.5305 | 3.4999 | 3.5465 | 3.6696
| Small Business Anytime | 3.5753 | 3.6298 | 3.5305 | 3.4999 | 3.5465 | 3.6696
| Small Business TOU - Type 6 Meter | 3.5753 | 3.6298 | 3.5305 | 3.4999 | 3.5465 | 3.6696
| Small Business TOU - Type 5 Meter | 3.5753 | 3.6298 | 3.5305 | 3.4999 | 3.5465 | 3.6696
| Controlled Load | 3.5753 | 3.6298 | 3.5305 | 3.4999 | 3.5465 | 3.6696
| Solar | 3.5753 | 3.6298 | 3.5305 | 3.4999 | 3.5465 | 3.6696
Total Annual Fixed Charge
| Residential Anytime | 26.598 | 23.8988 | 26.6434 | 26.6986 | 27.3138 | 28.4352
| Residential TOU - Type 6 Meter | 51.1145 | 45.249 | 50.8943 | 51.3771 | 53.2619 | 54.7901
| Residential TOU - Type 5 Meter | 194.9549 | 172.2356 | 193.8976 | 196.1777 | 204.7081 | 207.7555
| Small Business Anytime | 37.3489 | 33.1343 | 37.2251 | 37.5196 | 38.7505 | 40.1148
| Small Business TOU - Type 6 Meter | 83.3671 | 72.9555 | 82.6395 | 83.84 | 87.5719 | 89.8288
| Small Business TOU - Type 5 Meter | 227.2075 | 199.942 | 225.6428 | 228.6406 | 239.0181 | 242.7941
| Controlled Load | 11.2048 | 10.2963 | 11.3338 | 11.203 | 11.1132 | 12.0778
| Solar | 11.2048 | 10.2963 | 11.3338 | 11.203 | 11.1132 | 12.0778
3c. Expected Recovery Check
| Residential Anytime |  | 20136569.6412 | 22713797.0336 | 23020743.0674 | 23835787.0469 | 25153705.0239
| Residential TOU - Type 6 Meter |  | 614.5552 | 366.6918 | 374.3961 | 392.8208 | 409.618
| Residential TOU - Type 5 Meter |  | 172.2356 | 193.8976 | 196.1777 | 204.7081 | 207.7555
| Small Business Anytime |  | 2581750.0348 | 2952769.3776 | 3043606.5282 | 3210918.5658 | 3400938.1443
| Small Business TOU - Type 6 Meter |  | 118955.2169 | 129019.7318 | 133861.721 | 142820.7678 | 149894.1409
| Small Business TOU - Type 5 Meter |  | 74700.925 | 85949.5412 | 89066.0617 | 95106.6668 | 98846.4656
| Controlled Load |  | 3614067.2058 | 3892047.3396 | 3778694.2654 | 3674788.6965 | 3906188.9207
| Solar |  | 846675.3236 | 951759.3625 | 989882.2224 | 1030797.2786 | 1173687.1436
| Total |  | 27373505.138 | 30725902.9756 | 31056424.44 | 31990816.5513 | 33883877.2125
| Check |  | 0 | 0 | 0 | 0 | 0
Owner: Commercial Manager Networks