{"text_format":"1","workbook":"xlsx","n_sheets":8,"sheets":["S1 Input","S1 Output","S2 Input","S2 Output","S3 Input","S3 Output","S4 Input","S4 Output"],"not_rendered":{"charts":0,"images":0,"macros":1,"external_links":1,"defined_names":11,"comments":0,"pivot_tables":0},"unopened":[],"bounds":{"document_bytes":16777216,"sheet_cells":100000,"rows_first":2000,"rows_last":500,"rows_between":2000,"halvings":0,"cell_chars":16384,"cell_head_chars":4096},"cells_cut":0,"cells_raw":0,"read":"whole","date_system":"1900"}

{"sheet":"S1 Input","index":0,"n_rows":88,"n_cols":190,"rows_kept":88,"cut":false,"hidden":false,"merged":[[2,3,3,3],[2,4,3,5],[2,6,3,6]]}
[null,"Scenario",1]
[null,"Unit cost","Historical"]
[null,"Lives","Historical","Unit cost","Replacement \nlife",null,"Method","Quantities ",null,null,null,null,null,null,null,null,null,null,null,null,null,null,null,null,null,null,null,null,null,null,null,null,null,null,null,null,null,null,null,null,null,null,null,null,null,null,null,null,null,null,null,null,null,null,null,null,null,null,null,null,null,null,null,null,null,null,null,null,null,null,null,null,null,null,null,null,null,null,null,null,null,null,null,null,null,null,null,null,null,null,null,null,null,null,null,null,null,null,null,"Replacement Cost (NOT depreciated)"]
[null,null,null,null,null,null,null,"Installation date",null,null,null,null,null,null,null,null,null,null,null,null,null,null,null,null,null,null,null,null,null,null,null,null,null,null,null,null,null,null,null,null,null,null,null,null,null,null,null,null,null,null,null,null,null,null,null,null,null,null,null,null,null,null,null,null,null,null,null,null,null,null,null,null,null,null,null,null,null,null,null,null,null,null,null,null,null,null,null,null,null,null,null,null,null,null,null,null,null,null,null,"Installation date"]
["ID","Asset category","Asset ID","$ ('000)","μ","σ","#",2022,{"$f":"H5-1","v":2021},{"$f":"I5-1","v":2020},2019,2018,2017,2016,2015,2014,2013,2012,2011,2010,2009,2008,2007,2006,2005,2004,2003,2002,2001,2000,1999,1998,1997,1996,1995,1994,1993,1992,1991,1990,1989,1988,1987,1986,1985,1984,1983,1982,1981,1980,1979,1978,1977,1976,1975,1974,1973,1972,1971,1970,1969,1968,1967,1966,1965,1964,1963,1962,1961,1960,1959,1958,1957,{"$f":"BU5-1","v":1956},1955,1954,1953,1952,1951,1950,1949,1948,1947,1946,1945,1944,1943,1942,1941,1940,1939,1938,1937,1936,1935,1934,1933,1932,null,{"$f":"H5","v":2022},{"$f":"I5","v":2021},2020,2019,2018,2017,2016,2015,2014,2013,2012,2011,2010,2009,2008,2007,2006,2005,2004,2003,2002,2001,2000,1999,1998,1997,1996,1995,1994,1993,1992,1991,1990,1989,1988,1987,1986,1985,1984,1983,1982,1981,1980,1979,1978,1977,1976,1975,1974,1973,1972,1971,1970,1969,1968,1967,1966,1965,1964,1963,1962,1961,1960,1959,1958,{"$f":"BU5","v":1957},1956,1955,1954,1953,1952,1951,1950,1949,1948,1947,1946,1945,1944,1943,1942,1941,1940,1939,1938,1937,1936,1935,1934,1933,1932]
[]
[]
[]
[]
[]
[]
[]
[]
[]
[]
[]
[]
[]
[]
[]
[2,"POLES ","staked wooden pole",9.2201467473448844,25.171661766597129,{"$f":"SQRT(E21)","v":5.0171368096352653},2,257,286,273,290,175,342,271,266,161,238,314,389,230,325,162,189,168,276,418,522,406,762,48,11,19,0,0,0,0,0,0,0,0,0,0,0,0,0,0,0,0,0,0,0,0,0,0,0,0,0,0,0,0,0,0,0,0,0,0,0,0,0,0,0,0,0,0,0,0,0,0,0,0,0,0,0,0,0,0,0,0,0,0,0,0,0,0,0,0,0,0,null,{"$f":"$D21*H21","v":2369.5777140676355},{"$f":"$D21*I21","v":2636.961969740637},{"$f":"$D21*J21","v":2517.1000620251534},{"$f":"$D21*K21","v":2673.8425567300164},{"$f":"$D21*L21","v":1613.5256807853548},{"$f":"$D21*M21","v":3153.2901875919506},{"$f":"$D21*N21","v":2498.6597685304637},{"$f":"$D21*O21","v":2452.5590347937391},{"$f":"$D21*P21","v":1484.4436263225264},{"$f":"$D21*Q21","v":2194.3949258680823},{"$f":"$D21*R21","v":2895.1260786662938},{"$f":"$D21*S21","v":3586.6370847171602},{"$f":"$D21*T21","v":2120.6337518893233},{"$f":"$D21*U21","v":2996.5476928870876},{"$f":"$D21*V21","v":1493.6637730698712},{"$f":"$D21*W21","v":1742.6077352481832},{"$f":"$D21*X21","v":1548.9846535539405},{"$f":"$D21*Y21","v":2544.7605022671883},{"$f":"$D21*Z21","v":3854.0213403901616},{"$f":"$D21*AA21","v":4812.91660211403},{"$f":"$D21*AB21","v":3743.3795794220232},{"$f":"$D21*AC21","v":7025.7518214768015},{"$f":"$D21*AD21","v":442.56704387255445},{"$f":"$D21*AE21","v":101.42161422079373},{"$f":"$D21*AF21","v":175.18278819955282},{"$f":"$D21*AG21","v":0},{"$f":"$D21*AH21","v":0},{"$f":"$D21*AI21","v":0},{"$f":"$D21*AJ21","v":0},{"$f":"$D21*AK21","v":0},{"$f":"$D21*AL21","v":0},{"$f":"$D21*AM21","v":0},{"$f":"$D21*AN21","v":0},{"$f":"$D21*AO21","v":0},{"$f":"$D21*AP21","v":0},{"$f":"$D21*AQ21","v":0},{"$f":"$D21*AR21","v":0},{"$f":"$D21*AS21","v":0},{"$f":"$D21*AT21","v":0},{"$f":"$D21*AU21","v":0},{"$f":"$D21*AV21","v":0},{"$f":"$D21*AW21","v":0},{"$f":"$D21*AX21","v":0},{"$f":"$D21*AY21","v":0},{"$f":"$D21*AZ21","v":0},{"$f":"$D21*BA21","v":0},{"$f":"$D21*BB21","v":0},{"$f":"$D21*BC21","v":0},{"$f":"$D21*BD21","v":0},{"$f":"$D21*BE21","v":0},{"$f":"$D21*BF21","v":0},{"$f":"$D21*BG21","v":0},{"$f":"$D21*BH21","v":0},{"$f":"$D21*BI21","v":0},{"$f":"$D21*BJ21","v":0},{"$f":"$D21*BK21","v":0},{"$f":"$D21*BL21","v":0},{"$f":"$D21*BM21","v":0},{"$f":"$D21*BN21","v":0},{"$f":"$D21*BO21","v":0},{"$f":"$D21*BP21","v":0},{"$f":"$D21*BQ21","v":0},{"$f":"$D21*BR21","v":0},{"$f":"$D21*BS21","v":0},{"$f":"$D21*BT21","v":0},{"$f":"$D21*BU21","v":0},{"$f":"$D21*BV21","v":0},{"$f":"$D21*BW21","v":0},{"$f":"$D21*BX21","v":0},{"$f":"$D21*BY21","v":0},{"$f":"$D21*BZ21","v":0},{"$f":"$D21*CA21","v":0},{"$f":"$D21*CB21","v":0},{"$f":"$D21*CC21","v":0},{"$f":"$D21*CD21","v":0},{"$f":"$D21*CE21","v":0},{"$f":"$D21*CF21","v":0},{"$f":"$D21*CG21","v":0},{"$f":"$D21*CH21","v":0},{"$f":"$D21*CI21","v":0},{"$f":"$D21*CJ21","v":0},{"$f":"$D21*CK21","v":0},{"$f":"$D21*CL21","v":0},{"$f":"$D21*CM21","v":0},{"$f":"$D21*CN21","v":0},{"$f":"$D21*CO21","v":0},{"$f":"$D21*CP21","v":0},{"$f":"$D21*CQ21","v":0},{"$f":"$D21*CR21","v":0},{"$f":"$D21*CS21","v":0},{"$f":"$D21*CT21","v":0}]
[2,"POLES ","˂ = 1 kv ; wood",7.4151579380729045,60.977927722941544,{"$f":"SQRT(E22)","v":7.8088365153165773},2,558,7309,1704,1208,2188,1461,1341,1682,1898,1788,1218,1191,1155,1439,1762,1518,1631,1843,1295,1733,1145,1137,1769,1109,915,1715,1386,1395,1784,1415,1028,1723,2101,2239,1832,1745,1673,2087,1089,1277,2736,3289,2243,1872,1851,1888,1847,2177,1957,2801,2470,3054,2369,3361,3341,1902,2173,1627,1572,1255,683,96,156,23,46,31,3,0,3,0,21,35,25,23,1,1,0,0,0,0,0,0,0,0,0,0,0,0,0,0,0,null,{"$f":"$D22*H22","v":4137.6581294446805},54197.389369374861,12635.429126476229,8957.5107891920688,16224.365568503516,10833.545747524513,9943.7267949557645,12472.295651838625,14073.969766462373,13258.302393274353,9031.6623685727973,8831.4531042448289,8564.5074184742043,10670.41227288691,13065.508286884458,11256.209749994669,12094.122596996907,13666.136079868364,9602.6295298044115,12850.468706680344,8490.3558390934759,8431.034575588892,13117.414392450968,8223.4101533228513,6784.8695133367073,12716.995863795031,10277.408902169045,10344.145323611701,13228.641761522062,10492.44848237316,7622.7823603389461,12776.317127299615,15579.246827891173,16602.538623345234,13584.569342549561,12939.450601937218,12405.559230395969,15475.434616758152,8075.1069945613926,9469.1566869190992,20287.872118567466,24388.454458321783,16632.199255097526,13881.175660072477,13725.457343372946,13999.818187081644,13695.796711620655,16142.798831184713,14511.464084808675,20769.857384542207,18315.440107040075,22645.892342874649,17566.509155294712,24922.345829863032,24774.042671101575,14103.630398214664,16113.138199432422,12064.461965244616,11656.628278650605,9306.0232122814959,5064.5528717037942,711.8551620549988,1156.7646383393731,170.54863257567681,341.09726515135361,229.86989608026005,22.245473814218713,0,22.245473814218713,0,155.71831669953099,259.53052783255168,185.37894845182262,170.54863257567681,7.4151579380729045,7.4151579380729045,0,0,0,0,0,0,0,0,0,0,0,0,0,0,0]
[2,"POLES ","> 1 kv & < = 11 kv ; wood",8.4080805062383561,63.54720964180266,7.9716503712721032,2,460,2320,2186,2385,2691,2114,2549,2831,3724,3452,2932,2868,2372,2454,2593,2492,2491,3106,1486,3171,2530,2570,2558,1903,1554,2803,2169,1934,2480,1831,1932,2711,3474,3006,2328,2664,2204,3306,2174,2482,4000,3769,2997,2092,2265,2258,2303,2423,1723,2678,2198,3159,2384,2715,3233,1663,2100,1139,1168,791,436,58,29,14,8,8,1,0,2,1,9,15,11,19,0,0,0,0,0,0,0,0,0,0,0,0,0,0,0,0,0,null,3867.7170328696438,19506.746774472987,18380.063986637047,20053.27200737848,22626.144642287418,17774.682190187887,21432.197210401569,23803.275913160785,31311.69180523164,29024.693907534805,24652.492044290859,24114.374891891606,19943.966960797381,20633.429562308927,21802.152752676058,20952.936621545985,20944.528541039745,26115.498052376333,12494.407632270197,26662.023285281826,21272.443680783043,21608.766901032574,21507.869934957715,16000.577203371591,13066.157106694405,23567.849658986113,18237.126618030994,16261.227699064981,20852.039655471122,15395.19540692243,16244.411538052504,22794.306252412185,29209.67167867205,25274.690001752497,19574.011418522892,22399.126468618982,18531.409435749338,27797.114153624007,18279.167020562185,20868.855816483599,33632.322024953428,31690.055428012365,25199.017277196352,17589.704419050642,19044.302346629876,18985.445783086208,19363.809405866934,20372.779066615538,14487.122712248687,22516.839595706319,18480.960952711906,26561.126319206967,20044.86392687224,22827.938574437136,27183.324276668605,13982.637881874387,17656.969063100547,9576.8036966054879,9820.6380312864003,6650.7916804345396,3665.9231007199232,487.66866936182464,243.83433468091232,117.71312708733699,67.264644049906849,67.264644049906849,8.4080805062383561,0,16.816161012476712,8.4080805062383561,75.672724556145198,126.12120759357535,92.488885568621924,159.75352961852877,0,0,0,0,0,0,0,0,0,0,0,0,0,0,0,0,0]
[2,"POLES ","˃ 11 kv & < = 22 kv ; wood",8.9062242352417069,60.746135137341923,7.7939806990614189,2,12,47,102,81,146,129,73,82,61,56,51,46,29,73,55,53,37,45,14,39,32,61,61,37,36,61,30,46,59,37,21,32,96,109,48,50,62,128,79,61,176,143,51,30,26,37,59,50,35,25,39,49,26,21,39,12,42,15,8,8,6,0,1,0,0,0,0,0,0,0,0,0,0,0,0,0,0,0,0,0,0,0,0,0,0,0,0,0,0,0,0,null,106.87469082290048,418.59253905636024,908.43487199465415,721.40416305457825,1300.3087383452892,1148.9029263461803,650.15436917264458,730.31038728981991,543.27967834974413,498.74855717353557,454.21743599732707,409.68631482111851,258.28050282200951,650.15436917264458,489.84233293829391,472.02988446781046,329.53029670394318,400.78009058587679,124.68713929338389,347.34274517442657,284.99917552773462,543.27967834974413,543.27967834974413,329.53029670394318,320.62407246870146,543.27967834974413,267.18672705725123,409.68631482111851,525.46722987926069,329.53029670394318,187.03070894007584,284.99917552773462,854.99752658320381,970.77844164134603,427.4987632916019,445.31121176208535,552.1859025849858,1139.9967021109385,703.5917145840948,543.27967834974413,1567.4954654025405,1273.590065639564,454.21743599732707,267.18672705725123,231.56183011628437,329.53029670394318,525.46722987926069,445.31121176208535,311.71784823345973,222.65560588104267,347.34274517442657,436.40498752684363,231.56183011628437,187.03070894007584,347.34274517442657,106.87469082290048,374.06141788015168,133.59336352862562,71.249793881933655,71.249793881933655,53.437345411450238,0,8.9062242352417069,0,0,0,0,0,0,0,0,0,0,0,0,0,0,0,0,0,0,0,0,0,0,0,0,0,0,0,0]
[2,"POLES ","> 22 kv & < = 66 kv ; wood",14.464501612763382,62.397349546580038,7.8991992978136736,2,27,248,301,537,378,356,301,430,516,495,444,650,357,396,323,303,368,408,206,309,373,295,250,173,224,238,928,261,422,211,188,364,413,256,224,261,262,343,171,242,485,523,420,411,492,448,419,431,317,627,554,713,520,476,656,223,415,552,330,155,40,3,7,0,1,1,0,0,0,0,1,0,0,0,0,0,0,0,0,0,0,0,0,0,0,0,0,0,0,0,0,null,390.54154354461133,3587.1963999653185,4353.8149854417779,7767.4373660539359,5467.581609624558,5149.3625741437636,4353.8149854417779,6219.7356934882537,7463.6828321859048,7159.9282983178737,6422.2387160669414,9401.9260482961981,5163.8270757565269,5727.9426386542991,4672.0340209225724,4382.7439886673046,5322.9365934969246,5901.5166580074601,2979.6873322292568,4469.5309983438847,5395.2591015607413,4267.0279757651979,3616.1254031908452,2502.3587790080651,3240.0483612589974,3442.5513838376846,13423.057496644418,3775.2349209312424,6104.0196805861469,3052.0098402930735,2719.3263031995157,5265.0785870458712,5973.8391660712768,3702.9124128674257,3240.0483612589974,3775.2349209312424,3789.6994225440062,4961.3240531778401,2473.4297757825384,3500.4093902887385,7015.2832821902402,7564.9343434752482,6075.0906773606202,5944.9101628457502,7116.5347934795836,6480.0967225179947,6060.6261757478569,6234.2001951010179,4585.2470112459923,9069.2425112026394,8013.3338934709136,10313.189649900291,7521.5408386369581,6885.1027676753693,9488.7130579727782,3225.583859646234,6002.7681692968035,7984.4048902453869,4773.2855322119158,2241.997749978324,578.58006451053529,43.393504838290141,101.25151128934367,0,14.464501612763382,14.464501612763382,0,0,0,0,14.464501612763382,0,0,0,0,0,0,0,0,0,0,0,0,0,0,0,0,0,0,0,0]
[2,"POLES ","> 66 kv & < = 132 kv ; wood",14.193255978420531,58.006103517235104,7.6161738108603521,2,0,72,30,82,76,53,74,49,57,39,75,69,45,36,43,48,37,57,26,27,54,48,20,27,32,34,34,26,28,39,282,74,36,30,42,88,20,25,35,25,35,37,27,78,164,72,59,52,16,20,83,141,131,76,83,24,26,44,39,88,20,9,2,4,0,1,0,0,0,0,0,2,0,0,0,0,0,0,0,0,0,0,0,0,0,0,0,0,0,0,0,null,0,1021.9144304462782,425.79767935261594,1163.8469902304835,1078.6874543599604,752.24256685628814,1050.3009424031193,695.46954294260604,809.01559076997023,553.53698315840074,1064.4941983815397,979.33466251101663,638.69651902892394,510.95721522313909,610.31000707208284,681.27628696418549,525.15047120155964,809.01559076997023,369.02465543893379,383.21791141735434,766.43582283470869,681.27628696418549,283.86511956841059,383.21791141735434,454.18419130945699,482.57070326629804,482.57070326629804,369.02465543893379,397.4111673957749,553.53698315840074,4002.4981859145896,1050.3009424031193,510.95721522313909,425.79767935261594,596.11675109366229,1249.0065261010068,283.86511956841059,354.8313994605133,496.76395924471859,354.8313994605133,496.76395924471859,525.15047120155964,383.21791141735434,1107.0739663168015,2327.6939804609669,1021.9144304462782,837.40210272681134,738.04931087786758,227.0920956547285,283.86511956841059,1178.0402462089041,2001.2490929572948,1859.3165331730895,1078.6874543599604,1178.0402462089041,340.63814348209274,369.02465543893379,624.50326305050339,553.53698315840074,1249.0065261010068,283.86511956841059,127.73930380578477,28.386511956841062,56.773023913682124,0,14.193255978420531,0,0,0,0,0,28.386511956841062,0,0,0,0,0,0,0,0,0,0,0,0,0,0,0,0,0,0,0]
[2,"POLES ","˂ = 1 kv ; concrete",9.4148955296393098,46.298929843960977,6.8043316970853924,2,14,15,12,39,92,38,68,75,66,57,70,92,123,119,109,91,64,92,23,13,1,0,3,3,4,54,48,174,120,93,34,69,62,112,92,39,158,133,4,3,10,3,1,0,2,0,0,2,2,0,0,0,2,0,0,1,1,1,0,0,0,0,1,0,0,0,0,0,0,0,0,0,0,0,0,0,0,0,0,0,0,0,0,0,0,0,0,0,0,0,0,null,131.80853741495034,141.22343294458966,112.97874635567172,367.18092565593309,866.17038872681655,357.7660301262938,640.21289601547301,706.11716472294825,621.38310495619442,536.6490451894407,659.04268707475171,866.17038872681655,1158.0321501456351,1120.3725680270779,1026.2236127306849,856.7554931971772,602.55331389691582,866.17038872681655,216.54259718170414,122.39364188531103,9.4148955296393098,0,28.244686588917929,28.244686588917929,37.659582118557239,508.40435860052276,451.91498542268687,1638.1918221572398,1129.7874635567173,875.58528425645579,320.1064480077365,649.62779154511236,583.72352283763723,1054.4682993196027,866.17038872681655,367.18092565593309,1487.5534936830109,1252.1811054420282,37.659582118557239,28.244686588917929,94.148955296393098,28.244686588917929,9.4148955296393098,0,18.82979105927862,0,0,18.82979105927862,18.82979105927862,0,0,0,18.82979105927862,0,0,9.4148955296393098,9.4148955296393098,9.4148955296393098,0,0,0,0,9.4148955296393098,0,0,0,0,0,0,0,0,0,0,0,0,0,0,0,0,0,0,0,0,0,0,0,0,0,0,0,0]
[2,"POLES ","> 1 kv & < = 11 kv ; concrete",11.685070772257893,43.57689848347492,6.6012800640084128,2,6,157,121,281,379,209,273,405,537,525,455,454,703,1005,1551,1012,648,708,153,234,8,2,9,10,8,77,78,166,314,155,175,269,226,302,304,199,294,214,46,7,6,8,3,0,1,0,0,2,0,3,0,2,0,0,0,0,1,2,0,0,0,0,0,0,0,0,0,0,0,0,0,0,0,0,0,0,0,0,0,0,0,0,0,0,0,0,0,0,0,0,0,null,70.110424633547353,1834.5561112444891,1413.893563443205,3283.5048870044679,4428.6418226857413,2442.1797914018998,3190.0243208264046,4732.4536627644466,6274.8830047024885,6134.6621554353933,5316.7072013773413,5305.0221306050835,8214.6047528972995,11743.496126119182,18123.544767771993,11825.291621524988,7571.9258604231145,8273.0301067585879,1787.8158281554577,2734.3065607083468,93.480566178063143,23.370141544515786,105.16563695032103,116.85070772257893,93.480566178063143,899.75044946385776,911.43552023611562,1939.7217481948103,3669.1122224889782,1811.1859696999734,2044.8873851451312,3143.2840377373732,2640.8259945302839,3528.8913732218834,3552.2615147663996,2325.3290836793208,3435.4108070438206,2500.6051452631891,537.51325552386311,81.795495405805255,70.110424633547353,93.480566178063143,35.055212316773677,0,11.685070772257893,0,0,23.370141544515786,0,35.055212316773677,0,23.370141544515786,0,0,0,0,11.685070772257893,23.370141544515786,0,0,0,0,0,0,0,0,0,0,0,0,0,0,0,0,0,0,0,0,0,0,0,0,0,0,0,0,0,0,0,0,0]
[2,"POLES ","˃ 11 kv & < = 22 kv ; concrete",13.55489691181304,48.562882367625861,6.9687073670535096,2,0,22,11,64,19,11,2,8,135,10,34,20,39,49,116,35,23,17,11,12,0,1,3,13,0,24,31,62,68,19,61,97,67,116,92,65,45,51,2,2,4,1,1,0,0,0,0,0,0,0,0,0,0,0,0,0,0,0,0,0,0,0,0,0,0,0,0,0,0,0,0,0,0,0,0,0,0,0,0,0,0,0,0,0,0,0,0,0,0,0,0,null,0,298.20773205988689,149.10386602994345,867.51340235603459,257.54304132444776,149.10386602994345,27.109793823626081,108.43917529450432,1829.9110830947604,135.5489691181304,460.86649500164339,271.0979382362608,528.64097956070862,664.18994867883896,1572.3680417703126,474.42139191345643,311.76262897169994,230.43324750082169,149.10386602994345,162.65876294175649,0,13.55489691181304,40.664690735439123,176.21365985356954,0,325.31752588351299,420.20180426620425,840.4036085324085,921.73299000328677,257.54304132444776,826.84871162059551,1314.8250004458648,908.17809309147367,1572.3680417703126,1247.0505158867998,881.06829926784758,609.97036103158678,691.29974250246505,27.109793823626081,27.109793823626081,54.219587647252162,13.55489691181304,13.55489691181304,0,0,0,0,0,0,0,0,0,0,0,0,0,0,0,0,0,0,0,0,0,0,0,0,0,0,0,0,0,0,0,0,0,0,0,0,0,0,0,0,0,0,0,0,0,0,0,0]
[2,"POLES ","> 22 kv & < = 66 kv ; concrete",24.335704495211871,45.7410634628393,6.7632139891355871,2,1,21,61,38,41,30,36,93,64,717,158,364,165,195,141,180,201,146,29,22,18,18,18,19,1,4,221,48,71,18,12,28,42,122,30,74,83,165,28,37,4,1,2,0,1,1,2,2,2,0,0,5,1,0,0,1,1,2,1,1,0,0,1,0,0,0,0,0,0,0,0,0,0,0,0,0,0,0,0,0,0,0,0,0,0,0,0,0,0,0,0,null,24.335704495211871,511.0497943994493,1484.477974207924,924.75677081805111,997.76388430368672,730.07113485635614,876.08536182762737,2263.2205180547039,1557.4850876935598,17448.700123066912,3845.0413102434759,8858.1964362571216,4015.3912417099586,4745.4623765663146,3431.3343338248737,4380.4268091381364,4891.476603537586,3553.012856300933,705.73543036114427,535.38549889466117,438.04268091381368,438.04268091381368,438.04268091381368,462.37838540902555,24.335704495211871,97.342817980847485,5378.1906934418239,1168.1138157701698,1727.835019160043,438.04268091381368,292.02845394254246,681.3997258659324,1022.0995887988986,2968.9559484158481,730.07113485635614,1800.8421326456785,2019.8634731025854,4015.3912417099586,681.3997258659324,900.42106632283924,97.342817980847485,24.335704495211871,48.671408990423743,0,24.335704495211871,24.335704495211871,48.671408990423743,48.671408990423743,48.671408990423743,0,0,121.67852247605936,24.335704495211871,0,0,24.335704495211871,24.335704495211871,48.671408990423743,24.335704495211871,24.335704495211871,0,0,24.335704495211871,0,0,0,0,0,0,0,0,0,0,0,0,0,0,0,0,0,0,0,0,0,0,0,0,0,0,0,0]
[2,"POLES ","> 66 kv & < = 132 kv ; concrete",29.452958593750001,50.076792535493489,7.0764957807868072,2,0,21,0,21,2,9,33,47,86,35,84,101,57,25,50,321,94,54,19,4,49,8,6,0,1,12,167,0,54,191,26,4,87,76,26,432,2,4,0,2,0,2,0,0,1,0,1,0,0,0,3,0,0,0,0,0,0,2,0,0,0,0,0,0,0,0,0,0,0,0,0,0,0,0,0,0,0,0,0,0,0,0,0,0,0,0,0,0,0,0,0,null,0,618.51213046875,0,618.51213046875,58.905917187500002,265.07662734375003,971.94763359375008,1384.28905390625,2532.9544390625001,1030.8535507812501,2474.048521875,2974.7488179687502,1678.8186398437501,736.32396484374999,1472.6479296875,9454.3997085937499,2768.5781078125001,1590.4597640625,559.60621328125001,117.811834375,1443.1949710937502,235.62366875000001,176.71775156250001,0,29.452958593750001,353.43550312500003,4918.6440851562502,0,1590.4597640625,5625.5150914062506,765.77692343750005,117.811834375,2562.4073976562499,2238.424853125,765.77692343750005,12723.6781125,58.905917187500002,117.811834375,0,58.905917187500002,0,58.905917187500002,0,0,29.452958593750001,0,29.452958593750001,0,0,0,88.358875781250006,0,0,0,0,0,0,58.905917187500002,0,0,0,0,0,0,0,0,0,0,0,0,0,0,0,0,0,0,0,0,0,0,0,0,0,0,0,0,0,0,0,0,0]
[2,"POLES ","˂ = 1 kv ; steel",8.2226059606616744,40.140667671985248,6.3356663163384201,2,1,10,28,39,16,29,12,17,16,54,47,16,20,71,59,27,23,76,17,14,8,2,12,8,4,14,12,10,20,7,9,6,6,4,7,5,5,6,2,3,0,2,4,2,3,0,3,6,2,6,1,3,0,4,3,1,6,4,6,2,1,0,0,0,0,0,0,0,0,0,0,0,0,0,0,0,0,0,0,0,0,0,0,0,0,0,0,0,0,0,0,null,8.2226059606616744,82.226059606616744,230.23296689852688,320.68163246580531,131.56169537058679,238.45557285918855,98.671271527940092,139.78430133124846,131.56169537058679,444.02072187573043,386.4624801510987,131.56169537058679,164.45211921323349,583.80502320697883,485.13375167903877,222.01036093786522,189.11993709521852,624.91805301028728,139.78430133124846,115.11648344926344,65.780847685293395,16.445211921323349,98.671271527940092,65.780847685293395,32.890423842646697,115.11648344926344,98.671271527940092,82.226059606616744,164.45211921323349,57.558241724631721,74.003453645955062,49.335635763970046,49.335635763970046,32.890423842646697,57.558241724631721,41.113029803308372,41.113029803308372,49.335635763970046,16.445211921323349,24.667817881985023,0,16.445211921323349,32.890423842646697,16.445211921323349,24.667817881985023,0,24.667817881985023,49.335635763970046,16.445211921323349,49.335635763970046,8.2226059606616744,24.667817881985023,0,32.890423842646697,24.667817881985023,8.2226059606616744,49.335635763970046,32.890423842646697,49.335635763970046,16.445211921323349,8.2226059606616744,0,0,0,0,0,0,0,0,0,0,0,0,0,0,0,0,0,0,0,0,0,0,0,0,0,0,0,0,0,0]
[2,"POLES ","> 1 kv & < = 11 kv ; steel",10.461670274102598,31.87871070897809,5.6461235116651576,2,4,10,0,5,8,113,23,1,1,7,4,6,14,35,27,27,8,4,1,2,2,3,4,0,0,0,2,3,0,5,0,0,0,0,1,1,0,1,0,0,0,1,0,1,0,0,0,0,1,3,1,5,1,0,0,0,0,0,0,0,0,0,0,0,0,0,0,0,0,0,0,0,0,0,0,0,0,0,0,0,0,0,0,0,0,0,0,0,0,0,0,null,41.846681096410393,104.61670274102599,0,52.308351370512995,83.693362192820786,1182.1687409735937,240.61841630435976,10.461670274102598,10.461670274102598,73.231691918718184,41.846681096410393,62.770021644615589,146.46338383743637,366.15845959359092,282.46509740077016,282.46509740077016,83.693362192820786,41.846681096410393,10.461670274102598,20.923340548205196,20.923340548205196,31.385010822307795,41.846681096410393,0,0,0,20.923340548205196,31.385010822307795,0,52.308351370512995,0,0,0,0,10.461670274102598,10.461670274102598,0,10.461670274102598,0,0,0,10.461670274102598,0,10.461670274102598,0,0,0,0,10.461670274102598,31.385010822307795,10.461670274102598,52.308351370512995,10.461670274102598,0,0,0,0,0,0,0,0,0,0,0,0,0,0,0,0,0,0,0,0,0,0,0,0,0,0,0,0,0,0,0,0,0,0,0,0,0,0]
[2,"POLES ","˃ 11 kv & < = 22 kv ; steel",12.470916110469489,16.127511801280644,4.0159073447081228,2,0,0,0,6,9,88,64,153,0,0,0,0,13,0,0,0,1,0,0,0,0,0,0,0,0,0,0,0,0,0,0,0,0,0,0,0,0,0,0,0,0,0,0,0,0,0,0,0,0,0,0,0,0,0,0,0,0,0,0,0,0,0,0,0,0,0,0,0,0,0,0,0,0,0,0,0,0,0,0,0,0,0,0,0,0,0,0,0,0,0,0,null,0,0,0,74.825496662816931,112.2382449942254,1097.440617721315,798.13863107004727,1908.0501649018317,0,0,0,0,162.12190943610335,0,0,0,12.470916110469489,0,0,0,0,0,0,0,0,0,0,0,0,0,0,0,0,0,0,0,0,0,0,0,0,0,0,0,0,0,0,0,0,0,0,0,0,0,0,0,0,0,0,0,0,0,0,0,0,0,0,0,0,0,0,0,0,0,0,0,0,0,0,0,0,0,0,0,0,0,0,0,0,0,0]
[2,"POLES ","> 22 kv & < = 66 kv ; steel",24.292420149299083,16.943232866776995,4.1162158430744364,2,0,9,10,57,3,17,22,114,11,26,19,89,19,1,35,0,5,6,0,0,0,4,1,1,0,0,0,1,0,0,0,1,0,0,0,0,0,0,0,0,0,0,0,0,0,0,0,1,0,0,0,0,0,0,0,0,0,0,0,0,0,0,0,0,0,0,0,0,0,0,0,0,0,0,0,0,0,0,0,0,0,0,0,0,0,0,0,0,0,0,0,null,0,218.63178134369176,242.92420149299085,1384.6679485100478,72.877260447897243,412.97114253808439,534.43324328457982,2769.3358970200957,267.21662164228991,631.60292388177618,461.55598283668257,2162.0253932876185,461.55598283668257,24.292420149299083,850.23470522546791,0,121.46210074649542,145.75452089579449,0,0,0,97.169680597196333,24.292420149299083,24.292420149299083,0,0,0,24.292420149299083,0,0,0,24.292420149299083,0,0,0,0,0,0,0,0,0,0,0,0,0,0,0,24.292420149299083,0,0,0,0,0,0,0,0,0,0,0,0,0,0,0,0,0,0,0,0,0,0,0,0,0,0,0,0,0,0,0,0,0,0,0,0,0,0,0,0,0,0,0]
[2,"POLES ","> 66 kv & < = 132 kv ; steel",28.37657281394792,21.291574109124458,4.6142793705111158,2,0,2,2,0,0,0,0,1,0,12,0,0,3,6,89,40,0,2,0,0,0,0,0,0,0,2,0,0,0,0,0,0,0,0,0,0,0,0,0,0,0,0,0,0,0,0,0,0,0,0,0,0,0,0,0,0,0,0,0,0,0,0,0,0,0,0,0,0,0,0,0,0,0,0,0,0,0,0,0,0,0,0,0,0,0,0,0,0,0,0,0,null,0,56.75314562789584,56.75314562789584,0,0,0,0,28.37657281394792,0,340.51887376737506,0,0,85.129718441843764,170.25943688368753,2525.514980441365,1135.0629125579169,0,56.75314562789584,0,0,0,0,0,0,0,56.75314562789584,0,0,0,0,0,0,0,0,0,0,0,0,0,0,0,0,0,0,0,0,0,0,0,0,0,0,0,0,0,0,0,0,0,0,0,0,0,0,0,0,0,0,0,0,0,0,0,0,0,0,0,0,0,0,0,0,0,0,0,0,0,0,0,0,0]
[1,"OVERHEAD CONDUCTORS ","˂ = 1 kv",78.472207339272373,67.029042250366388,8.1871266174627095,2,31.528300000000062,54.120600000000017,86.642400000000052,100.08099999999999,147.5308,165.31909999999999,110.6018,154.66659999999999,180.85059999999999,194.3956,221.64440000000002,177.25139999999999,150.88479999999998,161.57640000000001,157.1482,161.81979999999999,174.77969999999999,291.43689999999998,190.53100000000001,167.4905,105.2247,109.7645,156.46039999999999,115.5355,138.64749999999998,147.2286,199.7672,225.64940000000001,330.50710000000004,236.54770000000002,200.24419999999998,376.71049999999997,419.72899999999998,364.27549999999997,240.41809999999998,242.68509999999998,196.3109,407.59640000000002,148.88220000000001,165.98419999999999,509.96799999999996,538.5304000000001,363.41030000000001,260.52080000000001,249.25909999999999,262.99789999999996,235.26459999999997,311.55289999999997,141.45850000000002,376.82309999999995,347.4477,527.25660000000005,344.6798,515.51339999999993,600.46930000000009,125.65089999999998,155.37259999999998,72.691799999999986,18.002200000000013,11.2745,8.5801999999999996,3.6318000000000001,0,0,0,0,0,0,0,0,0,0,0,0,0,0,0,0,0,0,0,0,0,0,0,0,0,0,0,0,0,null,2474.0952946547859,4246.9629445258261,6799.0203771721763,7853.5769827217173,11577.067526528725,12972.954692341902,8679.1673816967341,12137.029503660304,14191.745780631811,15254.651829042257,17392.925312388623,13909.308611976303,11840.263309944643,12679.256761933209,12331.766133393443,12698.356897199586,13715.348857095823,22869.696843114787,14951.388136558904,13143.3492433584,8257.2144756127327,8613.4626024915615,12277.79294918549,9066.3257110465038,10879.975367071766,11553.353225470797,15676.173137985892,17707.20650278241,25935.621678301632,18562.420160027999,15713.604380886723,29561.304462880962,32937.061114305456,28585.502564617109,18866.138991313917,19044.035485352048,15404.949647759166,31984.989211541,11683.114867527018,13025.146557443253,40018.314632394053,42259.669207301296,28517.608410827175,20443.642233793111,19559.911776400426,20638.02573859322,18461.732470790976,24448.243765951589,11100.560741902462,29570.140433427365,27264.987953953307,41374.989236199799,27047.784731258933,40453.474410973249,47120.151410467748,9860.103477166178,12192.430882041828,5704.2860014649186,1412.6723709630501,884.73490164662633,673.30723341242481,284.99536261476942,0,0,0,0,0,0,0,0,0,0,0,0,0,0,0,0,0,0,0,0,0,0,0,0,0,0,0,0,0]
[1,"OVERHEAD CONDUCTORS ","> 1 kv & < = 11 kv",86.304162711251664,57.743788719669851,7.5989333935539829,2,90.65799999999993,137.76600000000022,134.76909999999995,147.52779999999987,161.81089999999972,170.47720000000001,172.42380000000017,226.47550000000001,332.04460000000006,348.28319999999997,237.03500000000003,149.97710000000009,159.37800000000016,178.19020000000015,163.38880000000012,183.06229999999974,217.89389999999963,242.53440000000001,198.27070000000023,168.69680000000005,97.234300000000118,142.82319999999982,128.7902,108.89709999999999,113.1948,141.80780000000007,197.77860000000035,209.63429999999994,229.65059999999974,206.23439999999968,181.68199999999979,251.28170000000023,295.25250000000011,237.87779999999967,174.4700000000002,228.77809999999977,134.82649999999998,265.29159999999996,127.4396999999999,153.01530000000014,388.78509999999994,311.26270000000073,192.24199999999976,124.69950000000007,137.22669999999982,150.50779999999966,138.97440000000014,166.78780000000015,88.348400000000055,211.39739999999983,130.76340000000008,213.64639999999969,136.52120000000016,149.18370000000002,172.04780000000005,49.522999999999946,72.426799999999957,46.85390000000001,28.951199999999996,6.4823000000000004,5.2671000000000001,9.5996999999999986,0,0,0,0,0,0,0,0,0,0,0,0,0,0,0,0,0,0,0,0,0,0,0,0,0,0,0,0,0,null,7824.1627830766474,11889.779280078315,11631.134334848943,12732.263255632983,13964.954242054047,14712.892007358592,14880.89169049233,19545.778402112079,28656.831185792478,30058.289962395404,20457.107208261539,12943.64804136167,13754.984844593881,15378.556014350488,14101.133580396167,15799.038525495942,18805.150599389166,20931.728320675797,17111.586753673786,14559.236076067484,8391.7248483146686,12326.236691741622,11115.130376414643,9398.2730371834423,9769.1824372675892,12238.60344492464,17069.116475203587,18092.312737059339,19819.80274913655,17798.887214257331,15679.912889705607,21686.656723159947,25481.519800903843,20529.844356594553,15057.487268232095,19744.502367170986,11636.088193788572,22895.769412328289,10998.57660467309,13205.857348510999,33553.772530110247,26863.266706743576,16591.284847936422,10762.085938011733,11843.235445128103,12989.449660512493,11994.069230298586,14394.481429451713,7624.834688878751,18244.475606335538,11285.425750276492,18438.573668273129,11782.347858335344,12875.174318666555,14848.441325312888,4274.0410499493119,6250.7343318552785,4043.6866092567152,2498.6090754859888,559.4494739431467,454.57265541643363,828.4940707792025,0,0,0,0,0,0,0,0,0,0,0,0,0,0,0,0,0,0,0,0,0,0,0,0,0,0,0,0,0]
[1,"OVERHEAD CONDUCTORS ","˃ 11 kv & < = 22 kv ; swer",46.45681282553231,52.871367763553017,7.2712700241122263,2,0.95579999999999998,8.4952000000000005,18.117599999999999,10.333699999999999,29.437799999999999,36.086300000000001,32.221599999999988,12.047299999999998,24.960699999999999,0.53979999999999995,2.6016999999999997,1.9256000000000002,0.75169999999999992,1.0162000000000002,3.1975000000000002,2.2725999999999997,6.6721999999999992,2.2290000000000005,2.7507999999999999,0.80869999999999997,16.980700000000002,4.9052999999999987,36.745499999999993,10.0631,4.7318000000000007,0.92459999999999998,5.5383999999999993,6.730900000000001,24.222500000000007,6.8220999999999998,4.6368999999999998,1.2252000000000001,3.1483000000000008,15.8055,6.7728999999999999,7.4218999999999999,20.493499999999997,17.145699999999998,4.5126999999999997,6.3233999999999986,39.318799999999989,13.238499999999998,0,0,0,8.0192000000000014,9.0336999999999996,0.1767,3.1706000000000003,5.5628000000000011,0,0,0,0,0,0,0,0,0,0,0,0,0,0,0,0,0,0,0,0,0,0,0,0,0,0,0,0,0,0,0,0,0,0,0,0,0,0,0,0,0,null,44.403421698643783,394.65991631546211,841.68595204786413,480.07076669520319,1367.5863645954551,1676.4544846660067,1496.9128401391713,559.67916115303535,1159.5945678942644,25.077387563222338,120.8666899281874,89.457238776845031,34.921586200952632,47.209413193305942,148.54565900963956,105.57775282730472,309.96914653451665,103.55223578811155,127.79340072047428,37.569624532007978,788.86920154651659,227.88460395308357,1707.0788156805972,467.4995531446142,219.82434692785381,42.953969138487174,257.2964121529281,312.69616144737546,1125.3001486664568,316.93302277706397,215.41559539071076,56.918887073842193,146.2599838186234,734.27315511395091,314.64734758604777,344.79781910981825,952.06269364004629,796.53457566272925,209.64565923777965,293.76501022097096,1826.6261321245393,615.01851659080944,0,0,0,372.54647341050878,419.67691002201121,8.2089188262715584,147.29597074463277,258.4299583858712,0,0,0,0,0,0,0,0,0,0,0,0,0,0,0,0,0,0,0,0,0,0,0,0,0,0,0,0,0,0,0,0,0,0,0,0,0,0,0,0,0]
["","OVERHEAD CONDUCTORS ","˃ 11 kv & < = 22 kv ; single-phase","","",{"$error":"#VALUE!"},2,0,0,0,0,0,0,0,0,0,0,0,0,0,0,0,0,0,0,0,0,0,0,0,0,0,0,0,0,0,0,0,0,0,0,0,0,0,0,0,0,0,0,0,0,0,0,0,0,0,0,0,0,0,0,0,0,0,0,0,0,0,0,0,0,0,0,0,0,0,0,0,0,0,0,0,0,0,0,0,0,0,0,0,0,0,0,0,0,0,0,0,null,{"$error":"#VALUE!"},{"$error":"#VALUE!"},{"$error":"#VALUE!"},{"$error":"#VALUE!"},{"$error":"#VALUE!"},{"$error":"#VALUE!"},{"$error":"#VALUE!"},{"$error":"#VALUE!"},{"$error":"#VALUE!"},{"$error":"#VALUE!"},{"$error":"#VALUE!"},{"$error":"#VALUE!"},{"$error":"#VALUE!"},{"$error":"#VALUE!"},{"$error":"#VALUE!"},{"$error":"#VALUE!"},{"$error":"#VALUE!"},{"$error":"#VALUE!"},{"$error":"#VALUE!"},{"$error":"#VALUE!"},{"$error":"#VALUE!"},{"$error":"#VALUE!"},{"$error":"#VALUE!"},{"$error":"#VALUE!"},{"$error":"#VALUE!"},{"$error":"#VALUE!"},{"$error":"#VALUE!"},{"$error":"#VALUE!"},{"$error":"#VALUE!"},{"$error":"#VALUE!"},{"$error":"#VALUE!"},{"$error":"#VALUE!"},{"$error":"#VALUE!"},{"$error":"#VALUE!"},{"$error":"#VALUE!"},{"$error":"#VALUE!"},{"$error":"#VALUE!"},{"$error":"#VALUE!"},{"$error":"#VALUE!"},{"$error":"#VALUE!"},{"$error":"#VALUE!"},{"$error":"#VALUE!"},{"$error":"#VALUE!"},{"$error":"#VALUE!"},{"$error":"#VALUE!"},{"$error":"#VALUE!"},{"$error":"#VALUE!"},{"$error":"#VALUE!"},{"$error":"#VALUE!"},{"$error":"#VALUE!"},{"$error":"#VALUE!"},{"$error":"#VALUE!"},{"$error":"#VALUE!"},{"$error":"#VALUE!"},{"$error":"#VALUE!"},{"$error":"#VALUE!"},{"$error":"#VALUE!"},{"$error":"#VALUE!"},{"$error":"#VALUE!"},{"$error":"#VALUE!"},{"$error":"#VALUE!"},{"$error":"#VALUE!"},{"$error":"#VALUE!"},{"$error":"#VALUE!"},{"$error":"#VALUE!"},{"$error":"#VALUE!"},{"$error":"#VALUE!"},{"$error":"#VALUE!"},{"$error":"#VALUE!"},{"$error":"#VALUE!"},{"$error":"#VALUE!"},{"$error":"#VALUE!"},{"$error":"#VALUE!"},{"$error":"#VALUE!"},{"$error":"#VALUE!"},{"$error":"#VALUE!"},{"$error":"#VALUE!"},{"$error":"#VALUE!"},{"$error":"#VALUE!"},{"$error":"#VALUE!"},{"$error":"#VALUE!"},{"$error":"#VALUE!"},{"$error":"#VALUE!"},{"$error":"#VALUE!"},{"$error":"#VALUE!"},{"$error":"#VALUE!"},{"$error":"#VALUE!"},{"$error":"#VALUE!"},{"$error":"#VALUE!"},{"$error":"#VALUE!"},{"$error":"#VALUE!"}]
[1,"OVERHEAD CONDUCTORS ","˃ 11 kv & < = 22 kv ; multiple-phase",83.722251371744562,54.706083487869627,7.3963560952586391,2,1.4896,1.6628000000000001,9.9737000000000009,3.2922000000000007,4.8944999999999999,9.4620999999999977,9.6652000000000022,22.438599999999994,3.2381999999999995,5.011499999999999,3.8617999999999997,1.9400000000000001E-2,6.1541999999999994,13.515599999999999,2.3386,1.0855000000000001,3.2460000000000004,2.3230999999999997,0.99629999999999996,2.9187000000000003,6.3064000000000009,9.5509999999999984,26.311800000000002,19.228599999999993,1.0617000000000001,3.9744000000000006,4.3046999999999995,6.2138999999999998,11.867700000000001,3.7471999999999999,2.7454999999999998,1.0448999999999999,5.7309000000000019,7.0232999999999999,3.5964999999999998,0.36260000000000003,3.6082000000000001,9.7036999999999995,1.8010000000000004,3.8654000000000006,10.911,15.136299999999999,2.3313000000000001,2.0380999999999996,0.84980000000000011,1.1092000000000002,0.4541,0.46729999999999999,1.1499999999999999,0.79580000000000006,1.8413999999999999,2.5185,0,0.60870000000000002,2.2071999999999998,3.3099999999999997E-2,3.1358000000000001,0,0,0,0,0,0,0,0,0,0,0,0,0,0,0,0,0,0,0,0,0,0,0,0,0,0,0,0,0,0,0,0,0,0,null,124.7126656433507,139.21335958093687,835.02061850636881,275.63039596605751,409.77855933900372,792.18831470458406,809.19230395818568,1878.610109630027,271.10939439198319,419.57406274949778,323.31859034740313,1.6242116766118446,515.24347939199038,1131.5564606399507,195.79285705796184,90.880503864028739,271.76242795268291,194.49516216169977,83.412479041669101,244.36013507871087,527.98600605077002,799.63122285153213,2202.8831336430685,1609.8616827267269,88.887914281381214,332.74571585186163,360.39917547994878,520.24169779888348,993.590562604453,313.72402034020121,229.85944114112468,87.481380458335892,479.80385038633108,588.00648805917353,301.10707705847932,30.357688347394582,302.08662739952871,812.41561063599772,150.78377472051199,323.61999045234148,913.49348471710493,1267.2451134381372,195.1816846229481,170.63432052075257,71.147169215708544,92.864721221539085,38.018274347909205,39.123408066016232,96.280589077506235,66.626167641634325,154.16615367593042,210.85449007973867,0,50.961734409980913,184.79175322771459,2.7712065204047449,262.53623585151661,0,0,0,0,0,0,0,0,0,0,0,0,0,0,0,0,0,0,0,0,0,0,0,0,0,0,0,0,0,0,0,0,0,0]
[1,"OVERHEAD CONDUCTORS ","> 22 kv & < = 66 kv",554.65450320182822,62.509188398935216,7.9062752544377819,2,0.90659999999999996,8.3266999999999989,28.445899999999998,16.411999999999995,60.255400000000023,57.019400000000005,18.896399999999996,72.741499999999959,70.077300000000051,50.109800000000007,33.92730000000001,20.973800000000004,11.114000000000004,17.932099999999998,11.083,32.010000000000005,21.345700000000008,11.253899999999998,29.503199999999996,5.3173999999999992,20.228399999999993,33.338999999999999,14.838800000000001,9.8163999999999998,29.397200000000002,9.1189999999999998,37.824800000000018,103.92070000000012,96.584999999999994,25.229699999999998,15.502199999999998,29.962100000000007,32.812700000000007,10.554199999999998,18.998999999999995,9.7161999999999971,8.5849999999999955,28.798200000000001,3.4028,16.111200000000004,35.515199999999993,34.851199999999999,29.955499999999997,48.038000000000011,43.249399999999987,64.793099999999995,40.142399999999981,41.641300000000001,18.450599999999994,58.202499999999979,40.741099999999982,58.157299999999999,29.626600000000018,30.643400000000028,37.743400000000037,11.529899999999998,34.345799999999997,41.859799999999993,43.607200000000006,5.5501999999999994,0,0,0,0,0,0,0,0,0,0,0,0,0,0,0,0,0,0,0,0,0,0,0,0,0,0,0,0,0,0,0,null,502.84977260277742,4618.4416518106627,15777.646532628884,9102.989706548402,33420.928952227456,31626.066979866326,10480.973354303025,40346.400544655764,38868.690017225505,27793.626224542975,18817.929726479393,11633.212619254507,6164.4301485851211,9946.1200168655032,6147.2358589858623,17754.490647490526,11839.488628995268,6242.0263135830537,16364.082738864176,2949.319855325401,11219.773152567859,18491.626482245749,8230.4072421112887,5444.7104652304261,16305.289361524785,5057.8944146974718,20979.69565270852,57640.084230886299,53571.305191748572,13993.766719431163,8598.3650395353798,16618.613690383499,18199.711817210631,5853.9345576927344,10537.880906331531,5389.1340840096018,4761.708909987693,15973.05131410689,1887.3783434951811,8936.1496319852977,19698.665612113567,19330.375021987555,16614.952970662365,26644.493024809432,23988.474470777142,35937.78469140637,22265.162929329057,23096.534564178291,10233.708376775649,32282.278722604395,22597.234580395994,32257.208339059685,16432.527104559293,16996.499803414918,20934.546776147905,6395.1109564667577,19050.052636069351,23217.726573127886,24186.929852022768,3078.4434236707866,0,0,0,0,0,0,0,0,0,0,0,0,0,0,0,0,0,0,0,0,0,0,0,0,0,0,0,0,0,0,0]
[1,"OVERHEAD CONDUCTORS ","> 66 kv & < = 132 kv",708.66930837916482,65.116371258556484,8.0694715600562397,2,1.403,9.9384999999999959,7.6630000000000011,5.8633000000000006,16.221599999999999,25.560000000000009,15.438599999999999,18.733899999999998,15.875300000000001,19.173100000000002,9.4342999999999986,8.2749000000000006,14.125999999999999,6.7787999999999986,41.950900000000004,44.125200000000007,8.4928999999999988,14.576699999999999,45.770899999999969,98.369499999999988,32.303599999999989,22.270300000000002,16.5459,11.719099999999999,1.2030000000000001,11.183899999999998,18.392299999999995,66.395999999999987,18.461900000000004,6.6208999999999998,41.66360000000001,15.97,30.531400000000005,12.055899999999999,13.684899999999999,15.993300000000005,8.6513999999999989,12.634699999999999,2.9767999999999999,9.9614000000000011,19.068899999999989,12.884400000000001,19.1099,13.956300000000002,55.14709999999998,11.492999999999999,15.977500000000001,6.4376999999999995,7.3054999999999994,8.5923999999999996,13.413900000000002,22.971899999999994,28.096499999999999,25.867000000000001,30.37670000000001,3.9323000000000001,4.721000000000001,3.4411999999999994,14.1721,7.7679000000000009,1.03,0.14410000000000001,0,0,0,0,0,0,0,0,0,0,0,0,0,0,0,0,0,0,0,0,0,0,0,0,0,0,0,0,0,null,994.26303965596821,7043.1099213263269,5430.5329101095413,4155.1407558195579,11495.75005280346,18113.58752217146,10940.861984342573,13276.139956244435,11250.337871311756,13587.387516484567,6685.7988560415533,5864.1676599067514,10010.662650164082,4803.9275076406811,29729.315288883507,31270.174966092327,6018.6575691334083,10330.059907450572,32436.432046891892,69711.445530604251,22892.569870157182,15782.278098396517,11725.571509510823,8304.9664918262697,852.52917798013527,7925.6866779817401,13034.058520502109,47052.807399143021,13083.381904365306,4692.0286238476119,29525.714596586178,11317.448854815262,21636.666121847637,8543.6463148883722,9698.0686182380323,11333.960849700501,6130.9816545115054,8953.8241105782326,2109.5667971830976,7059.3384484882135,13513.544174551447,9130.7788368805122,13542.599616195001,9890.4014685321399,39081.057216116627,8144.7363612017398,11322.763874628106,4562.2004065525489,5177.1836323639882,6089.1701653171358,9506.0192356672796,16279.480485155333,19911.127222875202,18331.148999843856,21527.034979841384,2786.70032133939,3345.627804858038,2438.6728239943814,10043.332305280363,5504.8723205585147,729.92938763053974,102.11924733743766,0,0,0,0,0,0,0,0,0,0,0,0,0,0,0,0,0,0,0,0,0,0,0,0,0,0,0,0,0]
["","OVERHEAD CONDUCTORS ","> 132 kv","","",{"$error":"#VALUE!"},2,0,0,0,0,0,0,0,0,0,0,0,0,0,0,0,0,0,0,0,0,0,0,0,0,0,0,0,0,0,0,0,0,0,0,0,0,0,0,0,0,0,0,0,0,0,0,0,0,0,0,0,0,0,0,0,0,0,0,0,0,0,0,0,0,0,0,0,0,0,0,0,0,0,0,0,0,0,0,0,0,0,0,0,0,0,0,0,0,0,0,0,null,{"$error":"#VALUE!"},{"$error":"#VALUE!"},{"$error":"#VALUE!"},{"$error":"#VALUE!"},{"$error":"#VALUE!"},{"$error":"#VALUE!"},{"$error":"#VALUE!"},{"$error":"#VALUE!"},{"$error":"#VALUE!"},{"$error":"#VALUE!"},{"$error":"#VALUE!"},{"$error":"#VALUE!"},{"$error":"#VALUE!"},{"$error":"#VALUE!"},{"$error":"#VALUE!"},{"$error":"#VALUE!"},{"$error":"#VALUE!"},{"$error":"#VALUE!"},{"$error":"#VALUE!"},{"$error":"#VALUE!"},{"$error":"#VALUE!"},{"$error":"#VALUE!"},{"$error":"#VALUE!"},{"$error":"#VALUE!"},{"$error":"#VALUE!"},{"$error":"#VALUE!"},{"$error":"#VALUE!"},{"$error":"#VALUE!"},{"$error":"#VALUE!"},{"$error":"#VALUE!"},{"$error":"#VALUE!"},{"$error":"#VALUE!"},{"$error":"#VALUE!"},{"$error":"#VALUE!"},{"$error":"#VALUE!"},{"$error":"#VALUE!"},{"$error":"#VALUE!"},{"$error":"#VALUE!"},{"$error":"#VALUE!"},{"$error":"#VALUE!"},{"$error":"#VALUE!"},{"$error":"#VALUE!"},{"$error":"#VALUE!"},{"$error":"#VALUE!"},{"$error":"#VALUE!"},{"$error":"#VALUE!"},{"$error":"#VALUE!"},{"$error":"#VALUE!"},{"$error":"#VALUE!"},{"$error":"#VALUE!"},{"$error":"#VALUE!"},{"$error":"#VALUE!"},{"$error":"#VALUE!"},{"$error":"#VALUE!"},{"$error":"#VALUE!"},{"$error":"#VALUE!"},{"$error":"#VALUE!"},{"$error":"#VALUE!"},{"$error":"#VALUE!"},{"$error":"#VALUE!"},{"$error":"#VALUE!"},{"$error":"#VALUE!"},{"$error":"#VALUE!"},{"$error":"#VALUE!"},{"$error":"#VALUE!"},{"$error":"#VALUE!"},{"$error":"#VALUE!"},{"$error":"#VALUE!"},{"$error":"#VALUE!"},{"$error":"#VALUE!"},{"$error":"#VALUE!"},{"$error":"#VALUE!"},{"$error":"#VALUE!"},{"$error":"#VALUE!"},{"$error":"#VALUE!"},{"$error":"#VALUE!"},{"$error":"#VALUE!"},{"$error":"#VALUE!"},{"$error":"#VALUE!"},{"$error":"#VALUE!"},{"$error":"#VALUE!"},{"$error":"#VALUE!"},{"$error":"#VALUE!"},{"$error":"#VALUE!"},{"$error":"#VALUE!"},{"$error":"#VALUE!"},{"$error":"#VALUE!"},{"$error":"#VALUE!"},{"$error":"#VALUE!"},{"$error":"#VALUE!"},{"$error":"#VALUE!"}]
[6,"UNDERGROUND CABLES ","˂ = 1 kv",524.55476817689578,64.544817624863754,8.033978941026902,2,164.81960000000001,393.01230000000004,406.51349999999996,639.2847999999999,471.54349999999999,636.42469999999992,479.66970000000003,446.05340000000001,415.35820000000001,399.1499,325.6456,329.8381,324.07380000000001,261.05430000000001,322.49549999999999,269.63749999999999,535.05529999999999,555.88209999999992,229.65300000000002,242.9111,184.84949999999998,189.57180000000002,211.9563,169.495,162.29589999999999,127.5046,174.35509999999999,180.73100000000002,200.26689999999996,194.95210000000003,167.83670000000001,265.11599999999999,260.43900000000002,257.74029999999999,239.85550000000001,207.22190000000001,276.7287,290.6431,258.96559999999999,458.53829999999999,531.28129999999999,366.20729999999998,257.46719999999999,174.34109999999998,158.51249999999999,122.6729,127.092,123.16600000000001,54.45979999999998,47.842200000000041,25.147999999999993,26.689300000000024,14.613899999999996,16.186999999999991,12.110099999999997,2.1977000000000002,12.712299999999997,5.0860999999999992,6.2648999999999955,0.35640000000000005,3.1370999999999998,0.25079999999999997,0.38359999999999994,0.13589999999999999,0.5151,0,3.7899999999999996E-2,0.31519999999999998,0.20899999999999999,0,0,0,0,0,0,0,0,0,0,0,0,0,0,0,0,0,0,0,0,0,0,null,86456.907069008696,206156.47591716863,213238.59475327851,335339.89006301312,247350.39132782206,333839.61097055039,251613.02828498115,233979.43783151617,217878.12431137273,209375.98326233114,170818.95221582614,173018.14808140777,169994.4570312057,136937.27781808181,169166.55224059208,141439.63630429772,280665.80885331944,291590.60609918594,120465.57617612866,127420.17574809476,96963.686620115084,99440.791601876859,111182.68781013257,88909.410432142948,85133.088200560655,66883.145894487825,91458.799060959471,94803.307807378558,105050.95730300555,102263.05362109902,88039.541260075202,139067.86191998588,136614.51926922257,135198.90331634355,125817.34619845342,108699.23571567588,145159.35907639374,152458.22394271434,135841.64027379072,240528.45165672788,278686.1391582198,192095.78535618691,135055.64740915445,91451.455294204992,83148.487690640191,64348.654621087517,66666.714597138038,64607.312577275552,28567.1477639601,25095.854130072705,13191.503310112572,13999.999574303638,7665.7909266603347,8490.9680324794062,6352.4106980990246,1152.8140140223641,6668.2975794951508,2667.9380064245092,3286.2831671514318,186.95131937824567,1645.5807632477397,131.55833585876545,201.21920907265718,71.286992995240126,270.198161087919,0,19.880625713904347,165.33966292935753,109.63194654897121,0,0,0,0,0,0,0,0,0,0,0,0,0,0,0,0,0,0,0,0,0,0]
["","UNDERGROUND CABLES ","> 1 kv & < = 11 kv","","",{"$error":"#VALUE!"},2,143.35279999999989,243.95840000000064,263.33520000000021,268.63380000000069,247.60470000000018,230.79990000000001,214.6002,213.43049999999994,218.12649999999994,200.72049999999973,183.12179999999992,134.63929999999999,140.84979999999982,114.70999999999995,115.20790000000004,136.59979999999985,166.57220000000007,160.47609999999997,125.74080000000011,89.833699999999979,47.612499999999962,48.543500000000016,70.056199999999933,50.948400000000007,48.377699999999997,36.879899999999971,66.481600000000014,52.53160000000004,58.582599999999999,44.310300000000005,43.10169999999998,75.972700000000103,68.116900000000015,59.543799999999997,60.131699999999988,52.580399999999976,65.97199999999998,66.402200000000036,63.052600000000069,90.800299999999993,107.27300000000002,79.368699999999976,60.613699999999966,38.751499999999993,38.6997,27.354700000000005,38.187100000000008,39.162599999999998,10.989599999999999,13.205400000000001,8.7857000000000003,9.2839000000000045,10.0421,7.4248000000000003,11.290799999999994,1.1162000000000001,2.1223999999999998,1.2132999999999998,1.3548,0.14630000000000001,1.7626999999999999,3.2799999999999996E-2,0.18610000000000002,7.1499999999999994E-2,5.8900000000000001E-2,0,0,0.20169999999999999,3.5499999999999997E-2,1.44E-2,0,0,0,0,0,0,0,0,0,0,0,0,0,0,0,0,0,0,0,0,0,null,{"$error":"#VALUE!"},{"$error":"#VALUE!"},{"$error":"#VALUE!"},{"$error":"#VALUE!"},{"$error":"#VALUE!"},{"$error":"#VALUE!"},{"$error":"#VALUE!"},{"$error":"#VALUE!"},{"$error":"#VALUE!"},{"$error":"#VALUE!"},{"$error":"#VALUE!"},{"$error":"#VALUE!"},{"$error":"#VALUE!"},{"$error":"#VALUE!"},{"$error":"#VALUE!"},{"$error":"#VALUE!"},{"$error":"#VALUE!"},{"$error":"#VALUE!"},{"$error":"#VALUE!"},{"$error":"#VALUE!"},{"$error":"#VALUE!"},{"$error":"#VALUE!"},{"$error":"#VALUE!"},{"$error":"#VALUE!"},{"$error":"#VALUE!"},{"$error":"#VALUE!"},{"$error":"#VALUE!"},{"$error":"#VALUE!"},{"$error":"#VALUE!"},{"$error":"#VALUE!"},{"$error":"#VALUE!"},{"$error":"#VALUE!"},{"$error":"#VALUE!"},{"$error":"#VALUE!"},{"$error":"#VALUE!"},{"$error":"#VALUE!"},{"$error":"#VALUE!"},{"$error":"#VALUE!"},{"$error":"#VALUE!"},{"$error":"#VALUE!"},{"$error":"#VALUE!"},{"$error":"#VALUE!"},{"$error":"#VALUE!"},{"$error":"#VALUE!"},{"$error":"#VALUE!"},{"$error":"#VALUE!"},{"$error":"#VALUE!"},{"$error":"#VALUE!"},{"$error":"#VALUE!"},{"$error":"#VALUE!"},{"$error":"#VALUE!"},{"$error":"#VALUE!"},{"$error":"#VALUE!"},{"$error":"#VALUE!"},{"$error":"#VALUE!"},{"$error":"#VALUE!"},{"$error":"#VALUE!"},{"$error":"#VALUE!"},{"$error":"#VALUE!"},{"$error":"#VALUE!"},{"$error":"#VALUE!"},{"$error":"#VALUE!"},{"$error":"#VALUE!"},{"$error":"#VALUE!"},{"$error":"#VALUE!"},{"$error":"#VALUE!"},{"$error":"#VALUE!"},{"$error":"#VALUE!"},{"$error":"#VALUE!"},{"$error":"#VALUE!"},{"$error":"#VALUE!"},{"$error":"#VALUE!"},{"$error":"#VALUE!"},{"$error":"#VALUE!"},{"$error":"#VALUE!"},{"$error":"#VALUE!"},{"$error":"#VALUE!"},{"$error":"#VALUE!"},{"$error":"#VALUE!"},{"$error":"#VALUE!"},{"$error":"#VALUE!"},{"$error":"#VALUE!"},{"$error":"#VALUE!"},{"$error":"#VALUE!"},{"$error":"#VALUE!"},{"$error":"#VALUE!"},{"$error":"#VALUE!"},{"$error":"#VALUE!"},{"$error":"#VALUE!"},{"$error":"#VALUE!"},{"$error":"#VALUE!"}]
["","UNDERGROUND CABLES ","> 11 kv & < = 22 kv","","",{"$error":"#VALUE!"},2,19.784200000000002,22.428799999999995,13.371999999999998,29.160499999999988,35.049000000000007,22.272500000000012,16.844000000000001,11.844499999999996,15.362099999999991,15.436300000000001,10.678699999999997,13.814699999999997,12.534199999999998,8.1356000000000002,11.504800000000001,17.572900000000001,16.360900000000004,15.891999999999996,18.689700000000009,20.889899999999997,10.282900000000001,18.796900000000004,7.1338000000000008,10.106999999999999,8.1306000000000012,4.1859999999999991,2.6138000000000003,4.4228999999999994,3.1692,0.84480000000000011,4.4499999999999998E-2,0.26100000000000001,2.4E-2,0,0,0.57479999999999998,0.29109999999999997,1.1444000000000001,0,0.2656,0.15440000000000001,0.63779999999999992,4.58E-2,0.18840000000000001,0,0,0,0.1673,0,0,0,0,0,0,0.70199999999999996,0,0,0,0,0,0,0,0,0,0,0,0,0,0,0,0,0,0,0,0,0,0,0,0,0,0,0,0,0,0,0,0,0,0,0,0,null,{"$error":"#VALUE!"},{"$error":"#VALUE!"},{"$error":"#VALUE!"},{"$error":"#VALUE!"},{"$error":"#VALUE!"},{"$error":"#VALUE!"},{"$error":"#VALUE!"},{"$error":"#VALUE!"},{"$error":"#VALUE!"},{"$error":"#VALUE!"},{"$error":"#VALUE!"},{"$error":"#VALUE!"},{"$error":"#VALUE!"},{"$error":"#VALUE!"},{"$error":"#VALUE!"},{"$error":"#VALUE!"},{"$error":"#VALUE!"},{"$error":"#VALUE!"},{"$error":"#VALUE!"},{"$error":"#VALUE!"},{"$error":"#VALUE!"},{"$error":"#VALUE!"},{"$error":"#VALUE!"},{"$error":"#VALUE!"},{"$error":"#VALUE!"},{"$error":"#VALUE!"},{"$error":"#VALUE!"},{"$error":"#VALUE!"},{"$error":"#VALUE!"},{"$error":"#VALUE!"},{"$error":"#VALUE!"},{"$error":"#VALUE!"},{"$error":"#VALUE!"},{"$error":"#VALUE!"},{"$error":"#VALUE!"},{"$error":"#VALUE!"},{"$error":"#VALUE!"},{"$error":"#VALUE!"},{"$error":"#VALUE!"},{"$error":"#VALUE!"},{"$error":"#VALUE!"},{"$error":"#VALUE!"},{"$error":"#VALUE!"},{"$error":"#VALUE!"},{"$error":"#VALUE!"},{"$error":"#VALUE!"},{"$error":"#VALUE!"},{"$error":"#VALUE!"},{"$error":"#VALUE!"},{"$error":"#VALUE!"},{"$error":"#VALUE!"},{"$error":"#VALUE!"},{"$error":"#VALUE!"},{"$error":"#VALUE!"},{"$error":"#VALUE!"},{"$error":"#VALUE!"},{"$error":"#VALUE!"},{"$error":"#VALUE!"},{"$error":"#VALUE!"},{"$error":"#VALUE!"},{"$error":"#VALUE!"},{"$error":"#VALUE!"},{"$error":"#VALUE!"},{"$error":"#VALUE!"},{"$error":"#VALUE!"},{"$error":"#VALUE!"},{"$error":"#VALUE!"},{"$error":"#VALUE!"},{"$error":"#VALUE!"},{"$error":"#VALUE!"},{"$error":"#VALUE!"},{"$error":"#VALUE!"},{"$error":"#VALUE!"},{"$error":"#VALUE!"},{"$error":"#VALUE!"},{"$error":"#VALUE!"},{"$error":"#VALUE!"},{"$error":"#VALUE!"},{"$error":"#VALUE!"},{"$error":"#VALUE!"},{"$error":"#VALUE!"},{"$error":"#VALUE!"},{"$error":"#VALUE!"},{"$error":"#VALUE!"},{"$error":"#VALUE!"},{"$error":"#VALUE!"},{"$error":"#VALUE!"},{"$error":"#VALUE!"},{"$error":"#VALUE!"},{"$error":"#VALUE!"},{"$error":"#VALUE!"}]
["","UNDERGROUND CABLES ","> 22 kv & < = 33 kv","","",{"$error":"#VALUE!"},2,1.4746000000000001,2.1132999999999997,6.6239999999999997,14.412999999999998,4.7765999999999993,6.1935000000000002,10.753300000000001,5.2068999999999992,21.227900000000002,13.309299999999999,10.516400000000003,7.4770999999999992,10.341899999999997,2.0777999999999999,19.733699999999999,9.7386999999999979,1.7875000000000001,2.9747999999999997,5.6854000000000005,0.73009999999999997,0,3.1879999999999997,0,2.18E-2,0,0,0,0,0,0,0,0.38719999999999999,0,0,0,0,0,0,3.4352,0,5.9220999999999995,0,0,0.83769999999999989,1.9609000000000001,0,10.239499999999998,0.91180000000000005,4.415,0,2.1094999999999997,1.7869000000000002,4.8304,2.2509999999999999,1.3868,1.2309000000000001,0.57940000000000003,0.20500000000000002,1.1554,0.33040000000000003,0,0,0,1.8895,0,0,0,0,0,0,0,0,0,0,0,0,0,0,0,0,0,0,0,0,0,0,0,0,0,0,0,null,{"$error":"#VALUE!"},{"$error":"#VALUE!"},{"$error":"#VALUE!"},{"$error":"#VALUE!"},{"$error":"#VALUE!"},{"$error":"#VALUE!"},{"$error":"#VALUE!"},{"$error":"#VALUE!"},{"$error":"#VALUE!"},{"$error":"#VALUE!"},{"$error":"#VALUE!"},{"$error":"#VALUE!"},{"$error":"#VALUE!"},{"$error":"#VALUE!"},{"$error":"#VALUE!"},{"$error":"#VALUE!"},{"$error":"#VALUE!"},{"$error":"#VALUE!"},{"$error":"#VALUE!"},{"$error":"#VALUE!"},{"$error":"#VALUE!"},{"$error":"#VALUE!"},{"$error":"#VALUE!"},{"$error":"#VALUE!"},{"$error":"#VALUE!"},{"$error":"#VALUE!"},{"$error":"#VALUE!"},{"$error":"#VALUE!"},{"$error":"#VALUE!"},{"$error":"#VALUE!"},{"$error":"#VALUE!"},{"$error":"#VALUE!"},{"$error":"#VALUE!"},{"$error":"#VALUE!"},{"$error":"#VALUE!"},{"$error":"#VALUE!"},{"$error":"#VALUE!"},{"$error":"#VALUE!"},{"$error":"#VALUE!"},{"$error":"#VALUE!"},{"$error":"#VALUE!"},{"$error":"#VALUE!"},{"$error":"#VALUE!"},{"$error":"#VALUE!"},{"$error":"#VALUE!"},{"$error":"#VALUE!"},{"$error":"#VALUE!"},{"$error":"#VALUE!"},{"$error":"#VALUE!"},{"$error":"#VALUE!"},{"$error":"#VALUE!"},{"$error":"#VALUE!"},{"$error":"#VALUE!"},{"$error":"#VALUE!"},{"$error":"#VALUE!"},{"$error":"#VALUE!"},{"$error":"#VALUE!"},{"$error":"#VALUE!"},{"$error":"#VALUE!"},{"$error":"#VALUE!"},{"$error":"#VALUE!"},{"$error":"#VALUE!"},{"$error":"#VALUE!"},{"$error":"#VALUE!"},{"$error":"#VALUE!"},{"$error":"#VALUE!"},{"$error":"#VALUE!"},{"$error":"#VALUE!"},{"$error":"#VALUE!"},{"$error":"#VALUE!"},{"$error":"#VALUE!"},{"$error":"#VALUE!"},{"$error":"#VALUE!"},{"$error":"#VALUE!"},{"$error":"#VALUE!"},{"$error":"#VALUE!"},{"$error":"#VALUE!"},{"$error":"#VALUE!"},{"$error":"#VALUE!"},{"$error":"#VALUE!"},{"$error":"#VALUE!"},{"$error":"#VALUE!"},{"$error":"#VALUE!"},{"$error":"#VALUE!"},{"$error":"#VALUE!"},{"$error":"#VALUE!"},{"$error":"#VALUE!"},{"$error":"#VALUE!"},{"$error":"#VALUE!"},{"$error":"#VALUE!"},{"$error":"#VALUE!"}]
["","UNDERGROUND CABLES ","> 33 kv & < = 66 kv","","",{"$error":"#VALUE!"},2,0,1.1999999999999999E-3,1.6302000000000001,5.46,6.2700000000000006E-2,2.2719,1.415,0.36580000000000001,0.83770000000000011,14.084999999999999,0.84789999999999999,0.56540000000000001,3.5999999999999999E-3,8.1500000000000003E-2,0,0,0.47089999999999999,0,0,0,0,2.6065999999999998,0,0,0,0,1.1637,0,0,0,0,0,0.2419,0,0.51880000000000004,0,9.7100000000000006E-2,2.1412999999999998,0.67520000000000002,0.38219999999999998,0.2397,0,0,0,0,0,0,0,0,0,0,0,0,0,0,0,0,0,3.5518999999999994,0,0,0,0,0,0,0,0.1633,0,0,0,0,0,0,0,0,0,0,0,0,0,0,0,0,0,0,0,0,0,0,0,0,null,{"$error":"#VALUE!"},{"$error":"#VALUE!"},{"$error":"#VALUE!"},{"$error":"#VALUE!"},{"$error":"#VALUE!"},{"$error":"#VALUE!"},{"$error":"#VALUE!"},{"$error":"#VALUE!"},{"$error":"#VALUE!"},{"$error":"#VALUE!"},{"$error":"#VALUE!"},{"$error":"#VALUE!"},{"$error":"#VALUE!"},{"$error":"#VALUE!"},{"$error":"#VALUE!"},{"$error":"#VALUE!"},{"$error":"#VALUE!"},{"$error":"#VALUE!"},{"$error":"#VALUE!"},{"$error":"#VALUE!"},{"$error":"#VALUE!"},{"$error":"#VALUE!"},{"$error":"#VALUE!"},{"$error":"#VALUE!"},{"$error":"#VALUE!"},{"$error":"#VALUE!"},{"$error":"#VALUE!"},{"$error":"#VALUE!"},{"$error":"#VALUE!"},{"$error":"#VALUE!"},{"$error":"#VALUE!"},{"$error":"#VALUE!"},{"$error":"#VALUE!"},{"$error":"#VALUE!"},{"$error":"#VALUE!"},{"$error":"#VALUE!"},{"$error":"#VALUE!"},{"$error":"#VALUE!"},{"$error":"#VALUE!"},{"$error":"#VALUE!"},{"$error":"#VALUE!"},{"$error":"#VALUE!"},{"$error":"#VALUE!"},{"$error":"#VALUE!"},{"$error":"#VALUE!"},{"$error":"#VALUE!"},{"$error":"#VALUE!"},{"$error":"#VALUE!"},{"$error":"#VALUE!"},{"$error":"#VALUE!"},{"$error":"#VALUE!"},{"$error":"#VALUE!"},{"$error":"#VALUE!"},{"$error":"#VALUE!"},{"$error":"#VALUE!"},{"$error":"#VALUE!"},{"$error":"#VALUE!"},{"$error":"#VALUE!"},{"$error":"#VALUE!"},{"$error":"#VALUE!"},{"$error":"#VALUE!"},{"$error":"#VALUE!"},{"$error":"#VALUE!"},{"$error":"#VALUE!"},{"$error":"#VALUE!"},{"$error":"#VALUE!"},{"$error":"#VALUE!"},{"$error":"#VALUE!"},{"$error":"#VALUE!"},{"$error":"#VALUE!"},{"$error":"#VALUE!"},{"$error":"#VALUE!"},{"$error":"#VALUE!"},{"$error":"#VALUE!"},{"$error":"#VALUE!"},{"$error":"#VALUE!"},{"$error":"#VALUE!"},{"$error":"#VALUE!"},{"$error":"#VALUE!"},{"$error":"#VALUE!"},{"$error":"#VALUE!"},{"$error":"#VALUE!"},{"$error":"#VALUE!"},{"$error":"#VALUE!"},{"$error":"#VALUE!"},{"$error":"#VALUE!"},{"$error":"#VALUE!"},{"$error":"#VALUE!"},{"$error":"#VALUE!"},{"$error":"#VALUE!"},{"$error":"#VALUE!"}]
["","UNDERGROUND CABLES ","> 66 kv & < = 132 kv","","",{"$error":"#VALUE!"},2,7.2423999999999991,4.7373000000000003,4.7344999999999997,8.607800000000001,4.3591999999999995,16.452400000000001,3.8381999999999996,2.3106,14.079199999999998,13.407400000000001,30.284099999999999,5.2142999999999997,8.2306000000000008,3.4317000000000002,1.44,8.0972000000000008,3.1800000000000002E-2,0.56800000000000006,0,0,0,0,1.5022,0,0,0,0,0,0,0,0,0.2334,0,0,0,0,0,0,0,0,0,5.0215999999999994,0,0,0,0,1.4842,0,0,0,0,0,2.1696,0,0,0,0,0,0.51449999999999996,0,0,0,0,22.121100000000002,0,0,0,0,0,0,0,0,0,0,0,0,0,0,0,0,0,0,0,0,0,0,0,0,0,0,0,null,{"$error":"#VALUE!"},{"$error":"#VALUE!"},{"$error":"#VALUE!"},{"$error":"#VALUE!"},{"$error":"#VALUE!"},{"$error":"#VALUE!"},{"$error":"#VALUE!"},{"$error":"#VALUE!"},{"$error":"#VALUE!"},{"$error":"#VALUE!"},{"$error":"#VALUE!"},{"$error":"#VALUE!"},{"$error":"#VALUE!"},{"$error":"#VALUE!"},{"$error":"#VALUE!"},{"$error":"#VALUE!"},{"$error":"#VALUE!"},{"$error":"#VALUE!"},{"$error":"#VALUE!"},{"$error":"#VALUE!"},{"$error":"#VALUE!"},{"$error":"#VALUE!"},{"$error":"#VALUE!"},{"$error":"#VALUE!"},{"$error":"#VALUE!"},{"$error":"#VALUE!"},{"$error":"#VALUE!"},{"$error":"#VALUE!"},{"$error":"#VALUE!"},{"$error":"#VALUE!"},{"$error":"#VALUE!"},{"$error":"#VALUE!"},{"$error":"#VALUE!"},{"$error":"#VALUE!"},{"$error":"#VALUE!"},{"$error":"#VALUE!"},{"$error":"#VALUE!"},{"$error":"#VALUE!"},{"$error":"#VALUE!"},{"$error":"#VALUE!"},{"$error":"#VALUE!"},{"$error":"#VALUE!"},{"$error":"#VALUE!"},{"$error":"#VALUE!"},{"$error":"#VALUE!"},{"$error":"#VALUE!"},{"$error":"#VALUE!"},{"$error":"#VALUE!"},{"$error":"#VALUE!"},{"$error":"#VALUE!"},{"$error":"#VALUE!"},{"$error":"#VALUE!"},{"$error":"#VALUE!"},{"$error":"#VALUE!"},{"$error":"#VALUE!"},{"$error":"#VALUE!"},{"$error":"#VALUE!"},{"$error":"#VALUE!"},{"$error":"#VALUE!"},{"$error":"#VALUE!"},{"$error":"#VALUE!"},{"$error":"#VALUE!"},{"$error":"#VALUE!"},{"$error":"#VALUE!"},{"$error":"#VALUE!"},{"$error":"#VALUE!"},{"$error":"#VALUE!"},{"$error":"#VALUE!"},{"$error":"#VALUE!"},{"$error":"#VALUE!"},{"$error":"#VALUE!"},{"$error":"#VALUE!"},{"$error":"#VALUE!"},{"$error":"#VALUE!"},{"$error":"#VALUE!"},{"$error":"#VALUE!"},{"$error":"#VALUE!"},{"$error":"#VALUE!"},{"$error":"#VALUE!"},{"$error":"#VALUE!"},{"$error":"#VALUE!"},{"$error":"#VALUE!"},{"$error":"#VALUE!"},{"$error":"#VALUE!"},{"$error":"#VALUE!"},{"$error":"#VALUE!"},{"$error":"#VALUE!"},{"$error":"#VALUE!"},{"$error":"#VALUE!"},{"$error":"#VALUE!"},{"$error":"#VALUE!"}]
[3,"SERVICE LINES ","˂ = 11 kv ; residential ; simple type",0.67858399789018331,55.336611065846455,7.438858182936845,2,4913,4118,39171,25632,12711,9405,8853,6771,6867,5481,11018,11223,11998,7625,11566,7281,7654,7353,5772,5173,3898,4036,5006,3196,3655,3652,4913,5599,7771,6133,4887,8195,9184,7570,5917,5493,5261,7577,3771,4617,9960,10547,7624,6074,6008,5790,5260,6758,3850,7592,7517,10175,6807,9816,10449,3343,4223,1906,632,896,620,308,0,0,0,0,0,0,0,0,0,0,1,0,0,0,0,0,0,0,0,0,0,0,0,0,0,0,0,0,0,null,3333.8831816344705,2794.4089033117748,26580.81378135637,17393.46503392118,8625.48119718212,6382.0825001571739,6007.5041333217932,4594.6922497144315,4659.8363135118889,3719.3188924360948,7476.6384887540398,7615.7482083215273,8141.6508066864189,5174.2029839126481,7848.5025195978606,4940.7700886384246,5193.881919851463,4989.6281364865181,3916.7868358221381,3510.3150210859185,2645.1204237759343,2738.7650154847797,3396.9914934382577,2168.7544572570259,2480.2245122886202,2478.1887602949496,3333.8831816344705,3799.3918041871361,5273.2762476046146,4161.7556590604945,3316.2399976893257,5560.9958627100523,6232.1154366234432,5136.8808640286879,4015.1815155162149,3727.4619004107767,3570.0304129002543,5141.6309520139193,2558.9402560438812,3133.0223182589762,6758.696618986226,7157.0254257477636,5173.5243999147579,4121.7192031849736,4076.9326593242213,3929.0013477841612,3569.3518289023641,4585.8706577418588,2612.5483918772056,5151.8097119822714,5100.9159121405082,6904.5921785326154,4619.1212736384778,6660.9805232900389,7090.5241939545258,2268.5063049468827,2865.660223090244,1293.3810999786895,428.86508666659586,608.01126210960422,420.72207869191368,209.00387135017647,0,0,0,0,0,0,0,0,0,0,0.67858399789018331,0,0,0,0,0,0,0,0,0,0,0,0,0,0,0,0,0,0]
["","SERVICE LINES ","˂ = 11 kv ; residential ; complex type","","",{"$error":"#VALUE!"},2,8539,15755,15224,26079,16564,20054,15039,12546,12892,10822,11995,11717,10624,7956,9251,6436,7681,7089,6427,7356,6537,7055,7169,6720,6191,4813,6929,6924,7293,6743,4662,7474,5921,5484,4750,3713,5201,5075,4802,8025,9579,7613,5047,3332,3115,2660,3108,3222,1162,1498,591,556,337,427,279,59,235,77,164,3,23,11,7,0,162,0,0,5,2,0,0,0,1,0,0,0,0,0,0,0,0,0,0,0,0,0,0,0,0,0,0,null,{"$error":"#VALUE!"},{"$error":"#VALUE!"},{"$error":"#VALUE!"},{"$error":"#VALUE!"},{"$error":"#VALUE!"},{"$error":"#VALUE!"},{"$error":"#VALUE!"},{"$error":"#VALUE!"},{"$error":"#VALUE!"},{"$error":"#VALUE!"},{"$error":"#VALUE!"},{"$error":"#VALUE!"},{"$error":"#VALUE!"},{"$error":"#VALUE!"},{"$error":"#VALUE!"},{"$error":"#VALUE!"},{"$error":"#VALUE!"},{"$error":"#VALUE!"},{"$error":"#VALUE!"},{"$error":"#VALUE!"},{"$error":"#VALUE!"},{"$error":"#VALUE!"},{"$error":"#VALUE!"},{"$error":"#VALUE!"},{"$error":"#VALUE!"},{"$error":"#VALUE!"},{"$error":"#VALUE!"},{"$error":"#VALUE!"},{"$error":"#VALUE!"},{"$error":"#VALUE!"},{"$error":"#VALUE!"},{"$error":"#VALUE!"},{"$error":"#VALUE!"},{"$error":"#VALUE!"},{"$error":"#VALUE!"},{"$error":"#VALUE!"},{"$error":"#VALUE!"},{"$error":"#VALUE!"},{"$error":"#VALUE!"},{"$error":"#VALUE!"},{"$error":"#VALUE!"},{"$error":"#VALUE!"},{"$error":"#VALUE!"},{"$error":"#VALUE!"},{"$error":"#VALUE!"},{"$error":"#VALUE!"},{"$error":"#VALUE!"},{"$error":"#VALUE!"},{"$error":"#VALUE!"},{"$error":"#VALUE!"},{"$error":"#VALUE!"},{"$error":"#VALUE!"},{"$error":"#VALUE!"},{"$error":"#VALUE!"},{"$error":"#VALUE!"},{"$error":"#VALUE!"},{"$error":"#VALUE!"},{"$error":"#VALUE!"},{"$error":"#VALUE!"},{"$error":"#VALUE!"},{"$error":"#VALUE!"},{"$error":"#VALUE!"},{"$error":"#VALUE!"},{"$error":"#VALUE!"},{"$error":"#VALUE!"},{"$error":"#VALUE!"},{"$error":"#VALUE!"},{"$error":"#VALUE!"},{"$error":"#VALUE!"},{"$error":"#VALUE!"},{"$error":"#VALUE!"},{"$error":"#VALUE!"},{"$error":"#VALUE!"},{"$error":"#VALUE!"},{"$error":"#VALUE!"},{"$error":"#VALUE!"},{"$error":"#VALUE!"},{"$error":"#VALUE!"},{"$error":"#VALUE!"},{"$error":"#VALUE!"},{"$error":"#VALUE!"},{"$error":"#VALUE!"},{"$error":"#VALUE!"},{"$error":"#VALUE!"},{"$error":"#VALUE!"},{"$error":"#VALUE!"},{"$error":"#VALUE!"},{"$error":"#VALUE!"},{"$error":"#VALUE!"},{"$error":"#VALUE!"},{"$error":"#VALUE!"}]
[5,"TRANSFORMERS ","pole mounted ; < = 22 kv ; < = 60 kva ; single phase",11.708194953112688,63.854297601687179,7.9908884112898972,2,4,47,79,72,54,42,53,75,80,59,72,90,96,85,103,91,86,73,80,67,190,40,124,50,115,35,99,92,88,110,100,102,148,178,170,113,94,104,106,65,73,49,70,31,21,16,28,25,14,13,17,9,5,13,13,7,6,11,10,5,10,1,1,4,3,7,1,3,2,1,1,0,0,0,0,1,1,1,0,0,0,0,0,0,0,0,0,0,0,0,0,null,46.832779812450752,550.28516279629639,924.94740129590241,842.9900366241136,632.2425274680852,491.74418803073291,620.53433251497245,878.11462148345163,936.65559624901505,690.78350223364862,842.9900366241136,1053.737545780142,1123.9867154988181,995.19657101457847,1205.9440801706069,1065.4457407332545,1006.9047659676912,854.69823157722624,936.65559624901505,784.44906185855007,2224.5570410914106,468.32779812450752,1451.8161741859733,585.40974765563442,1346.4424196079592,409.7868233589441,1159.1113003581561,1077.1539356863673,1030.3211558739165,1287.9014448423957,1170.8194953112688,1194.2358852174941,1732.8128530606778,2084.0587016540585,1990.3931420291569,1323.0260297017337,1100.5703255925928,1217.6522751237196,1241.0686650299449,761.03267195232468,854.69823157722624,573.70155270252167,819.57364671788821,362.95404354649332,245.87209401536646,187.33111924980301,327.82945868715524,292.70487382781721,163.91472934357762,152.20653439046495,199.0393142029157,105.3737545780142,58.54097476556344,152.20653439046495,152.20653439046495,81.95736467178881,70.249169718676129,128.79014448423956,117.08194953112688,58.54097476556344,117.08194953112688,11.708194953112688,11.708194953112688,46.832779812450752,35.124584859338064,81.95736467178881,11.708194953112688,35.124584859338064,23.416389906225376,11.708194953112688,11.708194953112688,0,0,0,0,11.708194953112688,11.708194953112688,11.708194953112688,0,0,0,0,0,0,0,0,0,0,0,0,0]
[5,"TRANSFORMERS ","pole mounted ; < = 22 kv ; > 60 kva and < = 600 kva ; single phase",14.137420125,65.585892628856712,8.098511753949408,2,0,1,0,0,0,2,3,1,1,0,4,0,2,1,3,4,3,1,4,3,5,4,3,2,19,6,4,4,4,1,3,1,2,0,1,1,1,2,4,1,1,1,0,1,0,0,0,1,0,0,0,0,1,0,0,0,0,0,0,0,0,1,0,0,0,0,0,0,0,0,0,0,0,0,0,0,0,0,0,0,0,0,0,0,0,0,0,0,0,0,0,null,0,14.137420125,0,0,0,28.27484025,42.412260375000002,14.137420125,14.137420125,0,56.549680500000001,0,28.27484025,14.137420125,42.412260375000002,56.549680500000001,42.412260375000002,14.137420125,56.549680500000001,42.412260375000002,70.687100624999999,56.549680500000001,42.412260375000002,28.27484025,268.61098237499999,84.824520750000005,56.549680500000001,56.549680500000001,56.549680500000001,14.137420125,42.412260375000002,14.137420125,28.27484025,0,14.137420125,14.137420125,14.137420125,28.27484025,56.549680500000001,14.137420125,14.137420125,14.137420125,0,14.137420125,0,0,0,14.137420125,0,0,0,0,14.137420125,0,0,0,0,0,0,0,0,14.137420125,0,0,0,0,0,0,0,0,0,0,0,0,0,0,0,0,0,0,0,0,0,0,0,0,0,0,0,0,0]
["","TRANSFORMERS ","pole mounted ; < = 22 kv ; > 600 kva ; single phase",41.017283661304823,66.766933264315099,8.1711035524165947,2,0,0,0,0,0,0,0,0,0,0,0,0,0,0,0,0,0,0,0,0,0,0,0,0,0,0,0,0,0,0,0,0,0,0,0,0,0,0,0,0,0,0,0,0,0,0,0,0,0,0,0,0,0,0,0,0,0,0,0,0,0,0,0,0,0,0,0,0,0,0,0,0,0,0,0,0,0,0,0,0,0,0,0,0,0,0,0,0,0,0,0,null,0,0,0,0,0,0,0,0,0,0,0,0,0,0,0,0,0,0,0,0,0,0,0,0,0,0,0,0,0,0,0,0,0,0,0,0,0,0,0,0,0,0,0,0,0,0,0,0,0,0,0,0,0,0,0,0,0,0,0,0,0,0,0,0,0,0,0,0,0,0,0,0,0,0,0,0,0,0,0,0,0,0,0,0,0,0,0,0,0,0,0]
[5,"TRANSFORMERS ","pole mounted ; < = 22 kv ; < = 60 kva ; multiple phase",17.275660090221763,72.316851098402424,8.5039315083320393,2,0,22,30,49,26,17,32,45,26,34,48,27,31,47,44,45,34,29,41,23,37,15,45,27,59,29,58,40,50,67,77,76,63,76,82,71,72,63,60,47,81,39,53,24,20,20,20,14,10,11,12,10,20,15,22,16,15,17,13,8,8,2,6,3,2,6,5,2,5,10,1,0,0,0,0,0,1,0,0,0,0,0,0,0,0,0,0,0,0,0,0,null,0,380.06452198487875,518.26980270665285,846.50734442086639,449.16716234576586,293.68622153376998,552.82112288709641,777.40470405997928,449.16716234576586,587.37244306753996,829.23168433064461,466.44282243598758,535.54546279687463,811.95602424042283,760.1290439697575,777.40470405997928,587.37244306753996,500.99414261643113,708.30206369909229,397.34018207510053,639.19942333820518,259.13490135332643,777.40470405997928,466.44282243598758,1019.263945323084,500.99414261643113,1001.9882852328623,691.02640360887051,863.78300451108817,1157.469226044858,1330.2258269470758,1312.9501668568539,1088.3665856839712,1312.9501668568539,1416.6041273981846,1226.5718664057451,1243.847526495967,1088.3665856839712,1036.5396054133057,811.95602424042283,1399.3284673079627,673.75074351864873,915.60998478175338,414.61584216532231,345.51320180443525,345.51320180443525,345.51320180443525,241.85924126310468,172.75660090221763,190.03226099243938,207.30792108266115,172.75660090221763,345.51320180443525,259.13490135332643,380.06452198487875,276.4105614435482,259.13490135332643,293.68622153376998,224.58358117288293,138.2052807217741,138.2052807217741,34.551320180443525,103.65396054133058,51.826980270665288,34.551320180443525,103.65396054133058,86.378300451108814,34.551320180443525,86.378300451108814,172.75660090221763,17.275660090221763,0,0,0,0,0,17.275660090221763,0,0,0,0,0,0,0,0,0,0,0,0,0,0]
[5,"TRANSFORMERS ","pole mounted ; < = 22 kv ; > 60 kva and < = 600 kva ; multiple phase",41.017283661304823,66.766933264315099,8.1711035524165947,2,3,182,202,246,268,246,260,257,236,286,213,308,409,439,444,424,371,392,461,203,604,446,358,82,216,130,315,239,229,283,264,228,232,312,317,304,277,231,310,283,392,201,203,128,107,96,128,66,54,52,86,68,96,115,94,75,74,49,42,24,14,15,13,9,4,3,0,2,2,1,3,0,0,0,0,0,0,0,0,0,0,0,0,0,0,0,0,0,0,0,0,null,123.05185098391448,7465.1456263574782,8285.4912995835748,10090.251780680986,10992.632021229692,10090.251780680986,10664.493751939253,10541.44190095534,9680.0789440679382,11730.94312713318,8736.6814198579268,12633.323367681885,16776.069017473674,18006.587527312819,18211.673945619343,17391.328272393246,15217.41223834409,16078.77519523149,18908.967767861523,8326.5085832448785,24774.439331428111,18293.70851294195,14684.187550747127,3363.4172602269955,8859.7332708418417,5332.2468759696267,12920.444353311019,9803.1307950518531,9392.9579584388048,11607.891276149265,10828.562886584474,9351.9406747774992,9516.0098094227196,12797.392502327104,13002.478920633628,12469.254233036667,11361.787574181437,9474.9925257614141,12715.357935004495,11607.891276149265,16078.77519523149,8244.4740159222692,8326.5085832448785,5250.2123086470174,4388.8493517596162,3937.6592314852633,5250.2123086470174,2707.1407216461184,2214.9333177104604,2132.8987503878507,3527.486394872215,2789.1752889687282,3937.6592314852633,4716.9876210500543,3855.6246641626535,3076.2962745978616,3035.278990936557,2009.8468994039363,1722.7259137748026,984.41480787131582,574.24197125826754,615.2592549195723,533.22468759696267,369.1555529517434,164.06913464521929,123.05185098391448,0,82.034567322609647,82.034567322609647,41.017283661304823,123.05185098391448,0,0,0,0,0,0,0,0,0,0,0,0,0,0,0,0,0,0,0,0]
["","TRANSFORMERS ","pole mounted ; < = 22 kv ; > 600 kva ; multiple phase",41.017283661304823,66.766933264315099,8.1711035524165947,2,0,0,0,0,0,0,0,0,0,0,0,0,0,0,0,0,0,0,0,0,0,0,0,0,0,0,0,0,0,0,0,0,0,0,0,0,0,0,0,0,0,0,0,0,0,0,0,0,0,0,0,0,0,0,0,0,0,0,0,0,0,0,0,0,0,0,0,0,0,0,0,0,0,0,0,0,0,0,0,0,0,0,0,0,0,0,0,0,0,0,0,null,0,0,0,0,0,0,0,0,0,0,0,0,0,0,0,0,0,0,0,0,0,0,0,0,0,0,0,0,0,0,0,0,0,0,0,0,0,0,0,0,0,0,0,0,0,0,0,0,0,0,0,0,0,0,0,0,0,0,0,0,0,0,0,0,0,0,0,0,0,0,0,0,0,0,0,0,0,0,0,0,0,0,0,0,0,0,0,0,0,0,0]
["","TRANSFORMERS ","kiosk mounted ; < = 22 kv ; < = 60 kva ; single phase",40.820048269021285,55.862515156845589,7.4741230359718855,2,0,0,0,0,0,0,0,0,0,0,0,0,0,0,0,0,0,0,0,0,0,0,0,0,0,0,0,0,0,0,0,0,0,0,0,0,0,0,0,0,0,0,0,0,0,0,0,0,0,0,0,0,0,0,0,0,0,0,0,0,0,0,0,0,0,0,0,0,0,0,0,0,0,0,0,0,0,0,0,0,0,0,0,0,0,0,0,0,0,0,0,null,0,0,0,0,0,0,0,0,0,0,0,0,0,0,0,0,0,0,0,0,0,0,0,0,0,0,0,0,0,0,0,0,0,0,0,0,0,0,0,0,0,0,0,0,0,0,0,0,0,0,0,0,0,0,0,0,0,0,0,0,0,0,0,0,0,0,0,0,0,0,0,0,0,0,0,0,0,0,0,0,0,0,0,0,0,0,0,0,0,0,0]
[5,"TRANSFORMERS ","kiosk mounted ; < = 22 kv ; < = 60 kva ; multiple phase",17.67177515625,17.823154668857477,4.2217478215612871,2,0,0,0,0,0,0,1,0,0,0,0,0,0,0,0,0,0,0,0,0,0,0,0,0,0,0,0,0,0,0,0,0,0,0,0,0,0,0,0,0,0,0,0,0,0,0,0,0,0,0,0,0,0,0,0,0,0,0,0,0,0,0,0,0,0,0,0,0,0,0,0,0,0,0,0,0,0,0,0,0,0,0,0,0,0,0,0,0,0,0,0,null,0,0,0,0,0,0,17.67177515625,0,0,0,0,0,0,0,0,0,0,0,0,0,0,0,0,0,0,0,0,0,0,0,0,0,0,0,0,0,0,0,0,0,0,0,0,0,0,0,0,0,0,0,0,0,0,0,0,0,0,0,0,0,0,0,0,0,0,0,0,0,0,0,0,0,0,0,0,0,0,0,0,0,0,0,0,0,0,0,0,0,0,0,0]
[5,"TRANSFORMERS ","kiosk mounted ; < = 22 kv ; > 60 kva and < = 600 kva ; multiple phase",40.820048269021285,55.862515156845589,7.4741230359718855,2,10,151,282,442,376,320,267,213,331,327,340,376,370,300,334,403,366,367,503,145,467,125,328,65,192,117,142,122,105,89,93,123,126,151,134,129,155,120,107,182,220,117,75,52,45,22,40,31,13,15,7,2,4,8,2,2,0,0,2,2,1,0,1,0,0,0,0,0,0,0,0,0,0,0,0,0,0,0,0,0,0,0,0,0,0,0,0,0,0,0,0,null,408.20048269021288,6163.8272886222139,11511.253611864002,18042.46133490741,15348.338149152003,13062.415446086812,10898.952887828684,8694.6702813015345,13511.435977046045,13348.15578396996,13878.816411467236,15348.338149152003,15103.417859537876,12246.014480706386,13633.896121853109,16450.479452415577,14940.137666461791,14980.957714730812,20532.484279317705,5918.9069990080861,19062.96254163294,5102.5060336276611,13388.975832238981,2653.3031374863835,7837.4492676520867,4775.9456474754907,5796.4468542010227,4980.0458888205967,4286.1050682472351,3632.9842959428943,3796.2644890189795,5020.8659370896185,5143.3260818966819,6163.8272886222139,5469.8864680488523,5265.7862267037453,6327.1074816982991,4898.4057922825541,4367.7451647852777,7429.2487849618738,8980.4106191846822,4775.9456474754907,3061.5036201765965,2122.6425099891067,1836.9021721059578,898.04106191846824,1632.8019307608515,1265.4214963396598,530.66062749727666,612.30072403531926,285.74033788314898,81.64009653804257,163.28019307608514,326.56038615217028,81.64009653804257,81.64009653804257,0,0,81.64009653804257,81.64009653804257,40.820048269021285,0,40.820048269021285,0,0,0,0,0,0,0,0,0,0,0,0,0,0,0,0,0,0,0,0,0,0,0,0,0,0,0,0]
[5,"TRANSFORMERS ","kiosk mounted ; < = 22 kv ; > 600 kva ; multiple phase",59.08071281559328,46.026639257716042,6.7842935710150432,2,1,130,179,184,156,104,100,92,116,89,110,93,95,142,161,138,169,99,125,116,104,73,116,106,77,56,60,70,57,42,30,33,35,28,44,28,12,26,14,13,8,6,5,4,6,0,7,4,2,3,5,1,1,0,0,0,1,0,0,1,0,0,0,0,0,0,0,0,0,0,0,0,0,0,0,0,0,0,0,0,0,0,0,0,0,0,0,0,0,0,0,null,59.08071281559328,7680.4926660271267,10575.447593991197,10870.851158069163,9216.5911992325509,6144.3941328217015,5908.0712815593279,5435.4255790345815,6853.3626866088207,5258.1834405878017,6498.8784097152611,5494.5062918501753,5612.6677174813613,8389.4612198142459,9511.9947633105185,8153.1383685518731,9984.640465835264,5848.9905687437349,7385.0891019491601,6853.3626866088207,6144.3941328217015,4312.8920355383098,6853.3626866088207,6262.5555584528875,4549.2148868006825,3308.5199176732235,3544.8427689355967,4135.64989709153,3367.6006304888169,2481.389938254918,1772.4213844677984,1949.6635229145782,2067.824948545765,1654.2599588366118,2599.5513638861044,1654.2599588366118,708.96855378711939,1536.0985332054254,827.12997941830588,768.04926660271269,472.64570252474624,354.4842768935597,295.40356407796639,236.32285126237312,354.4842768935597,0,413.56498970915294,236.32285126237312,118.16142563118656,177.24213844677985,295.40356407796639,59.08071281559328,59.08071281559328,0,0,0,59.08071281559328,0,0,59.08071281559328,0,0,0,0,0,0,0,0,0,0,0,0,0,0,0,0,0,0,0,0,0,0,0,0,0,0,0,0,0,0,0]
["","TRANSFORMERS ","ground outdoor / indoor chamber mounted ; ˂ 22 kv ; < = 60 kva ; single phase",17.67177515625,17.823154668857477,4.2217478215612871,2,0,0,0,0,0,0,0,0,0,0,0,0,0,0,0,0,0,0,0,0,0,0,0,0,0,0,0,0,0,0,0,0,0,0,0,0,0,0,0,0,0,0,0,0,0,0,0,0,0,0,0,0,0,0,0,0,0,0,0,0,0,0,0,0,0,0,0,0,0,0,0,0,0,0,0,0,0,0,0,0,0,0,0,0,0,0,0,0,0,0,0,null,0,0,0,0,0,0,0,0,0,0,0,0,0,0,0,0,0,0,0,0,0,0,0,0,0,0,0,0,0,0,0,0,0,0,0,0,0,0,0,0,0,0,0,0,0,0,0,0,0,0,0,0,0,0,0,0,0,0,0,0,0,0,0,0,0,0,0,0,0,0,0,0,0,0,0,0,0,0,0,0,0,0,0,0,0,0,0,0,0,0,0]
["","TRANSFORMERS ","ground outdoor / indoor chamber mounted ; ˂ 22 kv ; < = 60 kva ; multiple phase",17.67177515625,17.823154668857477,4.2217478215612871,2,0,0,0,0,0,0,0,0,0,0,0,0,0,0,0,0,0,0,0,0,0,0,0,0,0,0,0,0,0,0,0,0,0,0,0,0,0,0,0,0,0,0,0,0,0,0,0,0,0,0,0,0,0,0,0,0,0,0,0,1,0,0,0,0,0,0,0,0,0,0,0,0,0,0,0,0,0,0,0,0,0,0,0,0,0,0,0,0,0,0,0,null,0,0,0,0,0,0,0,0,0,0,0,0,0,0,0,0,0,0,0,0,0,0,0,0,0,0,0,0,0,0,0,0,0,0,0,0,0,0,0,0,0,0,0,0,0,0,0,0,0,0,0,0,0,0,0,0,0,0,0,17.67177515625,0,0,0,0,0,0,0,0,0,0,0,0,0,0,0,0,0,0,0,0,0,0,0,0,0,0,0,0,0,0,0]
["","TRANSFORMERS ","ground outdoor / indoor chamber mounted ; ˂ 22 kv ; > 60 kva and < = 600 kva ; multiple phase",40.820048269021285,55.862515156845589,7.4741230359718855,2,2,1,1,1,0,1,1,0,1,0,0,1,1,0,0,0,0,0,0,0,0,0,0,0,0,0,0,2,2,2,1,4,1,2,2,0,0,0,2,4,1,3,2,1,2,4,1,0,0,1,2,0,1,0,1,1,0,1,2,1,0,0,1,1,0,0,0,0,1,1,0,0,0,0,0,0,0,0,0,0,0,0,0,0,0,0,0,0,0,0,0,null,81.64009653804257,40.820048269021285,40.820048269021285,40.820048269021285,0,40.820048269021285,40.820048269021285,0,40.820048269021285,0,0,40.820048269021285,40.820048269021285,0,0,0,0,0,0,0,0,0,0,0,0,0,0,81.64009653804257,81.64009653804257,81.64009653804257,40.820048269021285,163.28019307608514,40.820048269021285,81.64009653804257,81.64009653804257,0,0,0,81.64009653804257,163.28019307608514,40.820048269021285,122.46014480706386,81.64009653804257,40.820048269021285,81.64009653804257,163.28019307608514,40.820048269021285,0,0,40.820048269021285,81.64009653804257,0,40.820048269021285,0,40.820048269021285,40.820048269021285,0,40.820048269021285,81.64009653804257,40.820048269021285,0,0,40.820048269021285,40.820048269021285,0,0,0,0,40.820048269021285,40.820048269021285,0,0,0,0,0,0,0,0,0,0,0,0,0,0,0,0,0,0,0,0,0]
["","TRANSFORMERS ","ground outdoor / indoor chamber mounted ; ˂ 22 kv ; > 600 kva ; multiple phase",59.08071281559328,46.026639257716042,{"$f":"SQRT(E66)","v":6.7842935710150432},2,0,0,0,0,0,0,0,0,1,0,1,0,0,1,0,0,0,0,3,0,0,0,0,0,0,1,1,0,1,0,1,2,0,4,8,5,3,1,3,5,3,1,3,2,2,0,0,0,3,1,0,0,0,0,0,0,0,0,3,0,0,0,0,0,0,0,0,0,0,1,0,0,0,0,0,0,0,0,0,0,0,0,0,0,0,0,0,0,0,0,0,null,{"$f":"$D66*H66","v":0},{"$f":"$D66*I66","v":0},{"$f":"$D66*J66","v":0},{"$f":"$D66*K66","v":0},{"$f":"$D66*L66","v":0},{"$f":"$D66*M66","v":0},{"$f":"$D66*N66","v":0},{"$f":"$D66*O66","v":0},{"$f":"$D66*P66","v":59.08071281559328},{"$f":"$D66*Q66","v":0},{"$f":"$D66*R66","v":59.08071281559328},{"$f":"$D66*S66","v":0},{"$f":"$D66*T66","v":0},{"$f":"$D66*U66","v":59.08071281559328},{"$f":"$D66*V66","v":0},{"$f":"$D66*W66","v":0},{"$f":"$D66*X66","v":0},{"$f":"$D66*Y66","v":0},{"$f":"$D66*Z66","v":177.24213844677985},{"$f":"$D66*AA66","v":0},{"$f":"$D66*AB66","v":0},{"$f":"$D66*AC66","v":0},{"$f":"$D66*AD66","v":0},{"$f":"$D66*AE66","v":0},{"$f":"$D66*AF66","v":0},{"$f":"$D66*AG66","v":59.08071281559328},{"$f":"$D66*AH66","v":59.08071281559328},{"$f":"$D66*AI66","v":0},{"$f":"$D66*AJ66","v":59.08071281559328},{"$f":"$D66*AK66","v":0},{"$f":"$D66*AL66","v":59.08071281559328},{"$f":"$D66*AM66","v":118.16142563118656},{"$f":"$D66*AN66","v":0},{"$f":"$D66*AO66","v":236.32285126237312},{"$f":"$D66*AP66","v":472.64570252474624},{"$f":"$D66*AQ66","v":295.40356407796639},{"$f":"$D66*AR66","v":177.24213844677985},{"$f":"$D66*AS66","v":59.08071281559328},{"$f":"$D66*AT66","v":177.24213844677985},{"$f":"$D66*AU66","v":295.40356407796639},{"$f":"$D66*AV66","v":177.24213844677985},{"$f":"$D66*AW66","v":59.08071281559328},{"$f":"$D66*AX66","v":177.24213844677985},{"$f":"$D66*AY66","v":118.16142563118656},{"$f":"$D66*AZ66","v":118.16142563118656},{"$f":"$D66*BA66","v":0},{"$f":"$D66*BB66","v":0},{"$f":"$D66*BC66","v":0},{"$f":"$D66*BD66","v":177.24213844677985},{"$f":"$D66*BE66","v":59.08071281559328},{"$f":"$D66*BF66","v":0},{"$f":"$D66*BG66","v":0},{"$f":"$D66*BH66","v":0},{"$f":"$D66*BI66","v":0},{"$f":"$D66*BJ66","v":0},{"$f":"$D66*BK66","v":0},{"$f":"$D66*BL66","v":0},{"$f":"$D66*BM66","v":0},{"$f":"$D66*BN66","v":177.24213844677985},{"$f":"$D66*BO66","v":0},{"$f":"$D66*BP66","v":0},{"$f":"$D66*BQ66","v":0},{"$f":"$D66*BR66","v":0},{"$f":"$D66*BS66","v":0},{"$f":"$D66*BT66","v":0},{"$f":"$D66*BU66","v":0},{"$f":"$D66*BV66","v":0},{"$f":"$D66*BW66","v":0},{"$f":"$D66*BX66","v":0},{"$f":"$D66*BY66","v":59.08071281559328},{"$f":"$D66*BZ66","v":0},{"$f":"$D66*CA66","v":0},{"$f":"$D66*CB66","v":0},{"$f":"$D66*CC66","v":0},{"$f":"$D66*CD66","v":0},{"$f":"$D66*CE66","v":0},{"$f":"$D66*CF66","v":0},{"$f":"$D66*CG66","v":0},{"$f":"$D66*CH66","v":0},{"$f":"$D66*CI66","v":0},{"$f":"$D66*CJ66","v":0},{"$f":"$D66*CK66","v":0},{"$f":"$D66*CL66","v":0},{"$f":"$D66*CM66","v":0},{"$f":"$D66*CN66","v":0},{"$f":"$D66*CO66","v":0},{"$f":"$D66*CP66","v":0},{"$f":"$D66*CQ66","v":0},{"$f":"$D66*CR66","v":0},{"$f":"$D66*CS66","v":0},{"$f":"$D66*CT66","v":0}]
["","TRANSFORMERS ","ground outdoor / indoor chamber mounted ; > = 22 kv & < = 33 kv ; < = 15 mva","","",{"$error":"#VALUE!"},2,0,0,0,0,4,0,0,0,3,2,2,1,3,2,2,2,0,3,2,0,4,0,1,0,0,0,0,0,0,0,2,3,1,1,0,0,0,0,1,0,3,3,1,0,0,0,0,0,1,0,0,4,1,1,2,0,1,3,1,8,3,0,0,0,1,1,0,0,0,0,0,0,0,0,0,0,0,0,0,0,0,0,0,0,0,0,0,0,0,0,0,null,{"$error":"#VALUE!"},{"$error":"#VALUE!"},{"$error":"#VALUE!"},{"$error":"#VALUE!"},{"$error":"#VALUE!"},{"$error":"#VALUE!"},{"$error":"#VALUE!"},{"$error":"#VALUE!"},{"$error":"#VALUE!"},{"$error":"#VALUE!"},{"$error":"#VALUE!"},{"$error":"#VALUE!"},{"$error":"#VALUE!"},{"$error":"#VALUE!"},{"$error":"#VALUE!"},{"$error":"#VALUE!"},{"$error":"#VALUE!"},{"$error":"#VALUE!"},{"$error":"#VALUE!"},{"$error":"#VALUE!"},{"$error":"#VALUE!"},{"$error":"#VALUE!"},{"$error":"#VALUE!"},{"$error":"#VALUE!"},{"$error":"#VALUE!"},{"$error":"#VALUE!"},{"$error":"#VALUE!"},{"$error":"#VALUE!"},{"$error":"#VALUE!"},{"$error":"#VALUE!"},{"$error":"#VALUE!"},{"$error":"#VALUE!"},{"$error":"#VALUE!"},{"$error":"#VALUE!"},{"$error":"#VALUE!"},{"$error":"#VALUE!"},{"$error":"#VALUE!"},{"$error":"#VALUE!"},{"$error":"#VALUE!"},{"$error":"#VALUE!"},{"$error":"#VALUE!"},{"$error":"#VALUE!"},{"$error":"#VALUE!"},{"$error":"#VALUE!"},{"$error":"#VALUE!"},{"$error":"#VALUE!"},{"$error":"#VALUE!"},{"$error":"#VALUE!"},{"$error":"#VALUE!"},{"$error":"#VALUE!"},{"$error":"#VALUE!"},{"$error":"#VALUE!"},{"$error":"#VALUE!"},{"$error":"#VALUE!"},{"$error":"#VALUE!"},{"$error":"#VALUE!"},{"$error":"#VALUE!"},{"$error":"#VALUE!"},{"$error":"#VALUE!"},{"$error":"#VALUE!"},{"$error":"#VALUE!"},{"$error":"#VALUE!"},{"$error":"#VALUE!"},{"$error":"#VALUE!"},{"$error":"#VALUE!"},{"$error":"#VALUE!"},{"$error":"#VALUE!"},{"$error":"#VALUE!"},{"$error":"#VALUE!"},{"$error":"#VALUE!"},{"$error":"#VALUE!"},{"$error":"#VALUE!"},{"$error":"#VALUE!"},{"$error":"#VALUE!"},{"$error":"#VALUE!"},{"$error":"#VALUE!"},{"$error":"#VALUE!"},{"$error":"#VALUE!"},{"$error":"#VALUE!"},{"$error":"#VALUE!"},{"$error":"#VALUE!"},{"$error":"#VALUE!"},{"$error":"#VALUE!"},{"$error":"#VALUE!"},{"$error":"#VALUE!"},{"$error":"#VALUE!"},{"$error":"#VALUE!"},{"$error":"#VALUE!"},{"$error":"#VALUE!"},{"$error":"#VALUE!"},{"$error":"#VALUE!"}]
["","TRANSFORMERS ","ground outdoor / indoor chamber mounted ; > = 22 kv & < = 33 kv ; > 15 mva and < = 40 mva","","",{"$f":"SQRT(E68)","v":{"$error":"#VALUE!"}},2,0,2,0,0,1,0,0,4,7,8,5,8,2,18,5,1,5,8,11,5,4,6,1,0,0,0,0,0,2,2,0,0,1,0,2,2,0,0,4,1,6,4,2,3,6,3,0,2,4,5,2,7,7,5,1,5,0,1,1,0,0,0,0,0,0,0,0,0,0,0,0,0,0,0,0,0,0,0,0,0,0,0,0,0,0,0,0,0,0,0,0,null,{"$f":"$D68*H68","v":{"$error":"#VALUE!"}},{"$f":"$D68*I68","v":{"$error":"#VALUE!"}},{"$f":"$D68*J68","v":{"$error":"#VALUE!"}},{"$f":"$D68*K68","v":{"$error":"#VALUE!"}},{"$f":"$D68*L68","v":{"$error":"#VALUE!"}},{"$f":"$D68*M68","v":{"$error":"#VALUE!"}},{"$f":"$D68*N68","v":{"$error":"#VALUE!"}},{"$f":"$D68*O68","v":{"$error":"#VALUE!"}},{"$f":"$D68*P68","v":{"$error":"#VALUE!"}},{"$f":"$D68*Q68","v":{"$error":"#VALUE!"}},{"$f":"$D68*R68","v":{"$error":"#VALUE!"}},{"$f":"$D68*S68","v":{"$error":"#VALUE!"}},{"$f":"$D68*T68","v":{"$error":"#VALUE!"}},{"$f":"$D68*U68","v":{"$error":"#VALUE!"}},{"$f":"$D68*V68","v":{"$error":"#VALUE!"}},{"$f":"$D68*W68","v":{"$error":"#VALUE!"}},{"$f":"$D68*X68","v":{"$error":"#VALUE!"}},{"$f":"$D68*Y68","v":{"$error":"#VALUE!"}},{"$f":"$D68*Z68","v":{"$error":"#VALUE!"}},{"$f":"$D68*AA68","v":{"$error":"#VALUE!"}},{"$f":"$D68*AB68","v":{"$error":"#VALUE!"}},{"$f":"$D68*AC68","v":{"$error":"#VALUE!"}},{"$f":"$D68*AD68","v":{"$error":"#VALUE!"}},{"$f":"$D68*AE68","v":{"$error":"#VALUE!"}},{"$f":"$D68*AF68","v":{"$error":"#VALUE!"}},{"$f":"$D68*AG68","v":{"$error":"#VALUE!"}},{"$f":"$D68*AH68","v":{"$error":"#VALUE!"}},{"$f":"$D68*AI68","v":{"$error":"#VALUE!"}},{"$f":"$D68*AJ68","v":{"$error":"#VALUE!"}},{"$f":"$D68*AK68","v":{"$error":"#VALUE!"}},{"$f":"$D68*AL68","v":{"$error":"#VALUE!"}},{"$f":"$D68*AM68","v":{"$error":"#VALUE!"}},{"$f":"$D68*AN68","v":{"$error":"#VALUE!"}},{"$f":"$D68*AO68","v":{"$error":"#VALUE!"}},{"$f":"$D68*AP68","v":{"$error":"#VALUE!"}},{"$f":"$D68*AQ68","v":{"$error":"#VALUE!"}},{"$f":"$D68*AR68","v":{"$error":"#VALUE!"}},{"$f":"$D68*AS68","v":{"$error":"#VALUE!"}},{"$f":"$D68*AT68","v":{"$error":"#VALUE!"}},{"$f":"$D68*AU68","v":{"$error":"#VALUE!"}},{"$f":"$D68*AV68","v":{"$error":"#VALUE!"}},{"$f":"$D68*AW68","v":{"$error":"#VALUE!"}},{"$f":"$D68*AX68","v":{"$error":"#VALUE!"}},{"$f":"$D68*AY68","v":{"$error":"#VALUE!"}},{"$f":"$D68*AZ68","v":{"$error":"#VALUE!"}},{"$f":"$D68*BA68","v":{"$error":"#VALUE!"}},{"$f":"$D68*BB68","v":{"$error":"#VALUE!"}},{"$f":"$D68*BC68","v":{"$error":"#VALUE!"}},{"$f":"$D68*BD68","v":{"$error":"#VALUE!"}},{"$f":"$D68*BE68","v":{"$error":"#VALUE!"}},{"$f":"$D68*BF68","v":{"$error":"#VALUE!"}},{"$f":"$D68*BG68","v":{"$error":"#VALUE!"}},{"$f":"$D68*BH68","v":{"$error":"#VALUE!"}},{"$f":"$D68*BI68","v":{"$error":"#VALUE!"}},{"$f":"$D68*BJ68","v":{"$error":"#VALUE!"}},{"$f":"$D68*BK68","v":{"$error":"#VALUE!"}},{"$f":"$D68*BL68","v":{"$error":"#VALUE!"}},{"$f":"$D68*BM68","v":{"$error":"#VALUE!"}},{"$f":"$D68*BN68","v":{"$error":"#VALUE!"}},{"$f":"$D68*BO68","v":{"$error":"#VALUE!"}},{"$f":"$D68*BP68","v":{"$error":"#VALUE!"}},{"$f":"$D68*BQ68","v":{"$error":"#VALUE!"}},{"$f":"$D68*BR68","v":{"$error":"#VALUE!"}},{"$f":"$D68*BS68","v":{"$error":"#VALUE!"}},{"$f":"$D68*BT68","v":{"$error":"#VALUE!"}},{"$f":"$D68*BU68","v":{"$error":"#VALUE!"}},{"$f":"$D68*BV68","v":{"$error":"#VALUE!"}},{"$f":"$D68*BW68","v":{"$error":"#VALUE!"}},{"$f":"$D68*BX68","v":{"$error":"#VALUE!"}},{"$f":"$D68*BY68","v":{"$error":"#VALUE!"}},{"$f":"$D68*BZ68","v":{"$error":"#VALUE!"}},{"$f":"$D68*CA68","v":{"$error":"#VALUE!"}},{"$f":"$D68*CB68","v":{"$error":"#VALUE!"}},{"$f":"$D68*CC68","v":{"$error":"#VALUE!"}},{"$f":"$D68*CD68","v":{"$error":"#VALUE!"}},{"$f":"$D68*CE68","v":{"$error":"#VALUE!"}},{"$f":"$D68*CF68","v":{"$error":"#VALUE!"}},{"$f":"$D68*CG68","v":{"$error":"#VALUE!"}},{"$f":"$D68*CH68","v":{"$error":"#VALUE!"}},{"$f":"$D68*CI68","v":{"$error":"#VALUE!"}},{"$f":"$D68*CJ68","v":{"$error":"#VALUE!"}},{"$f":"$D68*CK68","v":{"$error":"#VALUE!"}},{"$f":"$D68*CL68","v":{"$error":"#VALUE!"}},{"$f":"$D68*CM68","v":{"$error":"#VALUE!"}},{"$f":"$D68*CN68","v":{"$error":"#VALUE!"}},{"$f":"$D68*CO68","v":{"$error":"#VALUE!"}},{"$f":"$D68*CP68","v":{"$error":"#VALUE!"}},{"$f":"$D68*CQ68","v":{"$error":"#VALUE!"}},{"$f":"$D68*CR68","v":{"$error":"#VALUE!"}},{"$f":"$D68*CS68","v":{"$error":"#VALUE!"}},{"$f":"$D68*CT68","v":{"$error":"#VALUE!"}}]
["","TRANSFORMERS ","ground outdoor / indoor chamber mounted ; > 33 kv & < = 66 kv ; < = 15 mva","","",{"$error":"#VALUE!"},2,0,0,0,0,0,0,0,0,0,0,0,0,0,0,0,0,0,0,0,0,0,0,0,0,0,0,0,0,0,0,0,0,0,0,0,0,0,0,0,3,0,0,0,0,0,0,0,0,0,0,0,2,0,0,0,1,0,2,0,0,0,0,0,0,0,0,0,0,0,4,1,1,0,0,0,0,0,0,0,0,0,0,0,0,0,0,0,0,0,0,0,null,{"$error":"#VALUE!"},{"$error":"#VALUE!"},{"$error":"#VALUE!"},{"$error":"#VALUE!"},{"$error":"#VALUE!"},{"$error":"#VALUE!"},{"$error":"#VALUE!"},{"$error":"#VALUE!"},{"$error":"#VALUE!"},{"$error":"#VALUE!"},{"$error":"#VALUE!"},{"$error":"#VALUE!"},{"$error":"#VALUE!"},{"$error":"#VALUE!"},{"$error":"#VALUE!"},{"$error":"#VALUE!"},{"$error":"#VALUE!"},{"$error":"#VALUE!"},{"$error":"#VALUE!"},{"$error":"#VALUE!"},{"$error":"#VALUE!"},{"$error":"#VALUE!"},{"$error":"#VALUE!"},{"$error":"#VALUE!"},{"$error":"#VALUE!"},{"$error":"#VALUE!"},{"$error":"#VALUE!"},{"$error":"#VALUE!"},{"$error":"#VALUE!"},{"$error":"#VALUE!"},{"$error":"#VALUE!"},{"$error":"#VALUE!"},{"$error":"#VALUE!"},{"$error":"#VALUE!"},{"$error":"#VALUE!"},{"$error":"#VALUE!"},{"$error":"#VALUE!"},{"$error":"#VALUE!"},{"$error":"#VALUE!"},{"$error":"#VALUE!"},{"$error":"#VALUE!"},{"$error":"#VALUE!"},{"$error":"#VALUE!"},{"$error":"#VALUE!"},{"$error":"#VALUE!"},{"$error":"#VALUE!"},{"$error":"#VALUE!"},{"$error":"#VALUE!"},{"$error":"#VALUE!"},{"$error":"#VALUE!"},{"$error":"#VALUE!"},{"$error":"#VALUE!"},{"$error":"#VALUE!"},{"$error":"#VALUE!"},{"$error":"#VALUE!"},{"$error":"#VALUE!"},{"$error":"#VALUE!"},{"$error":"#VALUE!"},{"$error":"#VALUE!"},{"$error":"#VALUE!"},{"$error":"#VALUE!"},{"$error":"#VALUE!"},{"$error":"#VALUE!"},{"$error":"#VALUE!"},{"$error":"#VALUE!"},{"$error":"#VALUE!"},{"$error":"#VALUE!"},{"$error":"#VALUE!"},{"$error":"#VALUE!"},{"$error":"#VALUE!"},{"$error":"#VALUE!"},{"$error":"#VALUE!"},{"$error":"#VALUE!"},{"$error":"#VALUE!"},{"$error":"#VALUE!"},{"$error":"#VALUE!"},{"$error":"#VALUE!"},{"$error":"#VALUE!"},{"$error":"#VALUE!"},{"$error":"#VALUE!"},{"$error":"#VALUE!"},{"$error":"#VALUE!"},{"$error":"#VALUE!"},{"$error":"#VALUE!"},{"$error":"#VALUE!"},{"$error":"#VALUE!"},{"$error":"#VALUE!"},{"$error":"#VALUE!"},{"$error":"#VALUE!"},{"$error":"#VALUE!"},{"$error":"#VALUE!"}]
["","TRANSFORMERS ","ground outdoor / indoor chamber mounted ; > 33 kv & < = 66 kv ; > 15 mva and < = 40 mva","","",{"$f":"SQRT(E70)","v":{"$error":"#VALUE!"}},2,0,0,0,0,0,0,0,0,1,0,1,0,4,0,0,2,4,2,4,1,0,0,0,0,0,0,0,2,2,0,0,0,0,1,3,0,5,0,2,3,2,0,0,2,0,0,5,0,0,0,0,0,0,0,0,4,0,0,0,0,0,1,0,0,0,0,0,0,0,0,0,0,0,0,0,0,0,0,0,0,0,0,0,0,0,0,0,0,0,0,0,null,{"$f":"$D70*H70","v":{"$error":"#VALUE!"}},{"$f":"$D70*I70","v":{"$error":"#VALUE!"}},{"$f":"$D70*J70","v":{"$error":"#VALUE!"}},{"$f":"$D70*K70","v":{"$error":"#VALUE!"}},{"$f":"$D70*L70","v":{"$error":"#VALUE!"}},{"$f":"$D70*M70","v":{"$error":"#VALUE!"}},{"$f":"$D70*N70","v":{"$error":"#VALUE!"}},{"$f":"$D70*O70","v":{"$error":"#VALUE!"}},{"$f":"$D70*P70","v":{"$error":"#VALUE!"}},{"$f":"$D70*Q70","v":{"$error":"#VALUE!"}},{"$f":"$D70*R70","v":{"$error":"#VALUE!"}},{"$f":"$D70*S70","v":{"$error":"#VALUE!"}},{"$f":"$D70*T70","v":{"$error":"#VALUE!"}},{"$f":"$D70*U70","v":{"$error":"#VALUE!"}},{"$f":"$D70*V70","v":{"$error":"#VALUE!"}},{"$f":"$D70*W70","v":{"$error":"#VALUE!"}},{"$f":"$D70*X70","v":{"$error":"#VALUE!"}},{"$f":"$D70*Y70","v":{"$error":"#VALUE!"}},{"$f":"$D70*Z70","v":{"$error":"#VALUE!"}},{"$f":"$D70*AA70","v":{"$error":"#VALUE!"}},{"$f":"$D70*AB70","v":{"$error":"#VALUE!"}},{"$f":"$D70*AC70","v":{"$error":"#VALUE!"}},{"$f":"$D70*AD70","v":{"$error":"#VALUE!"}},{"$f":"$D70*AE70","v":{"$error":"#VALUE!"}},{"$f":"$D70*AF70","v":{"$error":"#VALUE!"}},{"$f":"$D70*AG70","v":{"$error":"#VALUE!"}},{"$f":"$D70*AH70","v":{"$error":"#VALUE!"}},{"$f":"$D70*AI70","v":{"$error":"#VALUE!"}},{"$f":"$D70*AJ70","v":{"$error":"#VALUE!"}},{"$f":"$D70*AK70","v":{"$error":"#VALUE!"}},{"$f":"$D70*AL70","v":{"$error":"#VALUE!"}},{"$f":"$D70*AM70","v":{"$error":"#VALUE!"}},{"$f":"$D70*AN70","v":{"$error":"#VALUE!"}},{"$f":"$D70*AO70","v":{"$error":"#VALUE!"}},{"$f":"$D70*AP70","v":{"$error":"#VALUE!"}},{"$f":"$D70*AQ70","v":{"$error":"#VALUE!"}},{"$f":"$D70*AR70","v":{"$error":"#VALUE!"}},{"$f":"$D70*AS70","v":{"$error":"#VALUE!"}},{"$f":"$D70*AT70","v":{"$error":"#VALUE!"}},{"$f":"$D70*AU70","v":{"$error":"#VALUE!"}},{"$f":"$D70*AV70","v":{"$error":"#VALUE!"}},{"$f":"$D70*AW70","v":{"$error":"#VALUE!"}},{"$f":"$D70*AX70","v":{"$error":"#VALUE!"}},{"$f":"$D70*AY70","v":{"$error":"#VALUE!"}},{"$f":"$D70*AZ70","v":{"$error":"#VALUE!"}},{"$f":"$D70*BA70","v":{"$error":"#VALUE!"}},{"$f":"$D70*BB70","v":{"$error":"#VALUE!"}},{"$f":"$D70*BC70","v":{"$error":"#VALUE!"}},{"$f":"$D70*BD70","v":{"$error":"#VALUE!"}},{"$f":"$D70*BE70","v":{"$error":"#VALUE!"}},{"$f":"$D70*BF70","v":{"$error":"#VALUE!"}},{"$f":"$D70*BG70","v":{"$error":"#VALUE!"}},{"$f":"$D70*BH70","v":{"$error":"#VALUE!"}},{"$f":"$D70*BI70","v":{"$error":"#VALUE!"}},{"$f":"$D70*BJ70","v":{"$error":"#VALUE!"}},{"$f":"$D70*BK70","v":{"$error":"#VALUE!"}},{"$f":"$D70*BL70","v":{"$error":"#VALUE!"}},{"$f":"$D70*BM70","v":{"$error":"#VALUE!"}},{"$f":"$D70*BN70","v":{"$error":"#VALUE!"}},{"$f":"$D70*BO70","v":{"$error":"#VALUE!"}},{"$f":"$D70*BP70","v":{"$error":"#VALUE!"}},{"$f":"$D70*BQ70","v":{"$error":"#VALUE!"}},{"$f":"$D70*BR70","v":{"$error":"#VALUE!"}},{"$f":"$D70*BS70","v":{"$error":"#VALUE!"}},{"$f":"$D70*BT70","v":{"$error":"#VALUE!"}},{"$f":"$D70*BU70","v":{"$error":"#VALUE!"}},{"$f":"$D70*BV70","v":{"$error":"#VALUE!"}},{"$f":"$D70*BW70","v":{"$error":"#VALUE!"}},{"$f":"$D70*BX70","v":{"$error":"#VALUE!"}},{"$f":"$D70*BY70","v":{"$error":"#VALUE!"}},{"$f":"$D70*BZ70","v":{"$error":"#VALUE!"}},{"$f":"$D70*CA70","v":{"$error":"#VALUE!"}},{"$f":"$D70*CB70","v":{"$error":"#VALUE!"}},{"$f":"$D70*CC70","v":{"$error":"#VALUE!"}},{"$f":"$D70*CD70","v":{"$error":"#VALUE!"}},{"$f":"$D70*CE70","v":{"$error":"#VALUE!"}},{"$f":"$D70*CF70","v":{"$error":"#VALUE!"}},{"$f":"$D70*CG70","v":{"$error":"#VALUE!"}},{"$f":"$D70*CH70","v":{"$error":"#VALUE!"}},{"$f":"$D70*CI70","v":{"$error":"#VALUE!"}},{"$f":"$D70*CJ70","v":{"$error":"#VALUE!"}},{"$f":"$D70*CK70","v":{"$error":"#VALUE!"}},{"$f":"$D70*CL70","v":{"$error":"#VALUE!"}},{"$f":"$D70*CM70","v":{"$error":"#VALUE!"}},{"$f":"$D70*CN70","v":{"$error":"#VALUE!"}},{"$f":"$D70*CO70","v":{"$error":"#VALUE!"}},{"$f":"$D70*CP70","v":{"$error":"#VALUE!"}},{"$f":"$D70*CQ70","v":{"$error":"#VALUE!"}},{"$f":"$D70*CR70","v":{"$error":"#VALUE!"}},{"$f":"$D70*CS70","v":{"$error":"#VALUE!"}},{"$f":"$D70*CT70","v":{"$error":"#VALUE!"}}]
["","TRANSFORMERS ","ground outdoor / indoor chamber mounted ; > 66 kv & < = 132 kv ; < = 100 mva","","",{"$error":"#VALUE!"},2,0,0,0,1,2,0,0,2,1,4,4,4,0,10,9,0,7,10,1,8,1,3,2,0,0,2,2,1,0,2,2,1,0,0,6,0,3,2,0,0,0,3,0,0,0,0,0,0,0,0,0,2,0,0,0,1,0,0,0,2,1,0,0,0,0,0,0,0,0,0,0,0,0,0,0,0,0,0,0,0,0,0,0,0,0,0,0,0,0,0,0,null,{"$error":"#VALUE!"},{"$error":"#VALUE!"},{"$error":"#VALUE!"},{"$error":"#VALUE!"},{"$error":"#VALUE!"},{"$error":"#VALUE!"},{"$error":"#VALUE!"},{"$error":"#VALUE!"},{"$error":"#VALUE!"},{"$error":"#VALUE!"},{"$error":"#VALUE!"},{"$error":"#VALUE!"},{"$error":"#VALUE!"},{"$error":"#VALUE!"},{"$error":"#VALUE!"},{"$error":"#VALUE!"},{"$error":"#VALUE!"},{"$error":"#VALUE!"},{"$error":"#VALUE!"},{"$error":"#VALUE!"},{"$error":"#VALUE!"},{"$error":"#VALUE!"},{"$error":"#VALUE!"},{"$error":"#VALUE!"},{"$error":"#VALUE!"},{"$error":"#VALUE!"},{"$error":"#VALUE!"},{"$error":"#VALUE!"},{"$error":"#VALUE!"},{"$error":"#VALUE!"},{"$error":"#VALUE!"},{"$error":"#VALUE!"},{"$error":"#VALUE!"},{"$error":"#VALUE!"},{"$error":"#VALUE!"},{"$error":"#VALUE!"},{"$error":"#VALUE!"},{"$error":"#VALUE!"},{"$error":"#VALUE!"},{"$error":"#VALUE!"},{"$error":"#VALUE!"},{"$error":"#VALUE!"},{"$error":"#VALUE!"},{"$error":"#VALUE!"},{"$error":"#VALUE!"},{"$error":"#VALUE!"},{"$error":"#VALUE!"},{"$error":"#VALUE!"},{"$error":"#VALUE!"},{"$error":"#VALUE!"},{"$error":"#VALUE!"},{"$error":"#VALUE!"},{"$error":"#VALUE!"},{"$error":"#VALUE!"},{"$error":"#VALUE!"},{"$error":"#VALUE!"},{"$error":"#VALUE!"},{"$error":"#VALUE!"},{"$error":"#VALUE!"},{"$error":"#VALUE!"},{"$error":"#VALUE!"},{"$error":"#VALUE!"},{"$error":"#VALUE!"},{"$error":"#VALUE!"},{"$error":"#VALUE!"},{"$error":"#VALUE!"},{"$error":"#VALUE!"},{"$error":"#VALUE!"},{"$error":"#VALUE!"},{"$error":"#VALUE!"},{"$error":"#VALUE!"},{"$error":"#VALUE!"},{"$error":"#VALUE!"},{"$error":"#VALUE!"},{"$error":"#VALUE!"},{"$error":"#VALUE!"},{"$error":"#VALUE!"},{"$error":"#VALUE!"},{"$error":"#VALUE!"},{"$error":"#VALUE!"},{"$error":"#VALUE!"},{"$error":"#VALUE!"},{"$error":"#VALUE!"},{"$error":"#VALUE!"},{"$error":"#VALUE!"},{"$error":"#VALUE!"},{"$error":"#VALUE!"},{"$error":"#VALUE!"},{"$error":"#VALUE!"},{"$error":"#VALUE!"},{"$error":"#VALUE!"}]
["","TRANSFORMERS ","ground outdoor / indoor chamber mounted ; > 66 kv & < = 132 kv ; > 100 mva","","",{"$error":"#VALUE!"},2,0,0,1,0,0,0,0,0,1,1,0,3,0,0,3,0,10,1,1,0,0,0,0,0,0,0,0,0,0,0,0,0,0,0,0,0,0,0,0,1,0,0,0,0,1,0,2,0,1,2,0,0,0,4,1,0,2,0,0,1,0,0,0,0,0,0,0,0,0,0,0,0,0,0,0,0,0,0,0,0,0,0,0,0,0,0,0,0,0,0,0,null,{"$error":"#VALUE!"},{"$error":"#VALUE!"},{"$error":"#VALUE!"},{"$error":"#VALUE!"},{"$error":"#VALUE!"},{"$error":"#VALUE!"},{"$error":"#VALUE!"},{"$error":"#VALUE!"},{"$error":"#VALUE!"},{"$error":"#VALUE!"},{"$error":"#VALUE!"},{"$error":"#VALUE!"},{"$error":"#VALUE!"},{"$error":"#VALUE!"},{"$error":"#VALUE!"},{"$error":"#VALUE!"},{"$error":"#VALUE!"},{"$error":"#VALUE!"},{"$error":"#VALUE!"},{"$error":"#VALUE!"},{"$error":"#VALUE!"},{"$error":"#VALUE!"},{"$error":"#VALUE!"},{"$error":"#VALUE!"},{"$error":"#VALUE!"},{"$error":"#VALUE!"},{"$error":"#VALUE!"},{"$error":"#VALUE!"},{"$error":"#VALUE!"},{"$error":"#VALUE!"},{"$error":"#VALUE!"},{"$error":"#VALUE!"},{"$error":"#VALUE!"},{"$error":"#VALUE!"},{"$error":"#VALUE!"},{"$error":"#VALUE!"},{"$error":"#VALUE!"},{"$error":"#VALUE!"},{"$error":"#VALUE!"},{"$error":"#VALUE!"},{"$error":"#VALUE!"},{"$error":"#VALUE!"},{"$error":"#VALUE!"},{"$error":"#VALUE!"},{"$error":"#VALUE!"},{"$error":"#VALUE!"},{"$error":"#VALUE!"},{"$error":"#VALUE!"},{"$error":"#VALUE!"},{"$error":"#VALUE!"},{"$error":"#VALUE!"},{"$error":"#VALUE!"},{"$error":"#VALUE!"},{"$error":"#VALUE!"},{"$error":"#VALUE!"},{"$error":"#VALUE!"},{"$error":"#VALUE!"},{"$error":"#VALUE!"},{"$error":"#VALUE!"},{"$error":"#VALUE!"},{"$error":"#VALUE!"},{"$error":"#VALUE!"},{"$error":"#VALUE!"},{"$error":"#VALUE!"},{"$error":"#VALUE!"},{"$error":"#VALUE!"},{"$error":"#VALUE!"},{"$error":"#VALUE!"},{"$error":"#VALUE!"},{"$error":"#VALUE!"},{"$error":"#VALUE!"},{"$error":"#VALUE!"},{"$error":"#VALUE!"},{"$error":"#VALUE!"},{"$error":"#VALUE!"},{"$error":"#VALUE!"},{"$error":"#VALUE!"},{"$error":"#VALUE!"},{"$error":"#VALUE!"},{"$error":"#VALUE!"},{"$error":"#VALUE!"},{"$error":"#VALUE!"},{"$error":"#VALUE!"},{"$error":"#VALUE!"},{"$error":"#VALUE!"},{"$error":"#VALUE!"},{"$error":"#VALUE!"},{"$error":"#VALUE!"},{"$error":"#VALUE!"},{"$error":"#VALUE!"},{"$error":"#VALUE!"}]
[4,"SWITCHGEAR ","˂ = 11 kv ; fuse",3.4802774146680724,68.901590935450585,8.3006982197554073,2,13,102,203,247,642,867,894,725,924,932,1009,878,934,922,789,864,774,1098,1302,946,1026,768,725,488,517,451,582,662,645,770,689,895,877,1048,883,793,959,1376,1805,1238,1088,1871,1432,1029,945,789,838,486,255,292,336,286,418,368,381,279,256,272,231,124,116,108,208,50,31,62,10,28,43,56,21,5,0,0,2,0,0,0,0,0,0,0,0,0,0,0,0,0,0,0,0,null,45.243606390684938,354.9882962961434,706.49631517761873,859.62852142301392,2234.3381002169026,3017.4005185172186,3111.3680087132566,2523.2011256343526,3215.776331153299,3243.6185504706436,3511.5999114000851,3055.6835700785678,3250.5791052999798,3208.8157763239628,2745.9388801731093,3006.9596862732146,2693.7347189530878,3821.3446013055436,4531.3211938978302,3292.3424342759963,3570.7646274494423,2672.8530544650794,2523.2011256343526,1698.3753783580194,1799.3034233833935,1569.6051140153006,2025.5214553368182,2303.9436485102638,2244.7789324609066,2679.8136092944155,2397.9111387063017,3114.8482861279249,3052.2032926638994,3647.3307305721401,3073.0849571519079,2759.8599898317816,3337.5860406666816,4788.8617225832677,6281.9007334758708,4308.583439359074,3786.5418271588628,6511.5990428439636,4983.7572578046793,3581.2054596934463,3288.8621568613285,2745.9388801731093,2916.4724734918445,1691.4148235286832,887.47074074035845,1016.2410050830771,1169.3732113284723,995.35934059506872,1454.7559593312542,1280.7420885978506,1325.9856949885357,970.99739869239215,890.95101815502653,946.6354567897157,803.94408278832475,431.554399418841,403.71218010149641,375.86996078415183,723.89770225095901,174.01387073340362,107.88859985471025,215.7771997094205,34.802774146680726,97.447767610706023,149.65192883072712,194.89553522141205,73.085825708029518,17.401387073340363,0,0,6.9605548293361448,0,0,0,0,0,0,0,0,0,0,0,0,0,0,0,0]
[4,"SWITCHGEAR ","˂ = 11 kv ; switch",17.801243998241823,41.812667304606606,6.4662715149154231,2,150,829,992,1005,1182,1001,823,973,1268,1386,1168,1023,1007,1135,1291,1291,1046,1035,1078,804,736,664,592,529,264,237,262,309,310,310,292,451,616,586,598,563,495,640,755,534,554,437,473,333,302,146,242,147,84,72,105,51,89,41,22,25,55,48,13,4,12,7,29,0,0,0,0,0,1,0,0,0,0,0,0,0,0,0,0,0,0,0,0,0,0,0,0,0,0,0,0,null,2670.1865997362734,14757.231274542472,17658.834046255888,17890.250218233032,21041.070405921833,17819.045242240063,14650.42381055302,17320.610410289293,22571.977389770633,24672.524181563167,20791.852989946448,18210.672610201385,17925.852706229514,20204.411938004469,22981.406001730193,22981.406001730193,18620.101222160945,18424.287538180288,19189.741030104684,14312.200174586425,13101.715582705981,11820.026014832571,10538.33644695916,9416.8580750699239,4699.5284155358413,4218.8948275833118,4663.9259275393579,5500.5843954567235,5518.3856394549648,5518.3856394549648,5197.9632474866121,8028.3610432070618,10965.566302916963,10431.528982969709,10645.143910948611,10022.100371010147,8811.6157791297028,11392.796158874768,13439.939218672576,9505.8642950611338,9861.88917502597,7779.1436272316769,8419.9884111683823,5927.8142514145275,5375.9756874690302,2598.981623743306,4307.9010475745208,2616.7828677415478,1495.304495852313,1281.6895678734113,1869.1306198153914,907.86344391033299,1584.3107158435223,729.85100392791469,391.62736796132009,445.03109995604558,979.06841990330031,854.4597119156075,231.4161719771437,71.204975992967292,213.61492797890187,124.60870798769275,516.23607594901284,0,0,0,0,0,17.801243998241823,0,0,0,0,0,0,0,0,0,0,0,0,0,0,0,0,0,0,0,0,0,0]
[4,"SWITCHGEAR ","˂ = 11 kv ; circuit breaker",328.71527667608859,53.375252965895498,7.3058369107101955,2,6,67,67,130,87,57,64,62,179,300,266,168,117,84,139,147,129,150,77,69,66,59,13,0,42,5,7,4,21,13,7,27,26,39,40,14,36,8,181,179,33,77,11,3,0,0,13,5,0,0,0,0,0,0,2,4,37,0,10,0,0,0,0,1,0,0,0,0,0,0,0,0,0,0,0,0,0,0,0,0,0,0,0,0,0,0,0,0,0,0,0,null,1972.2916600565316,22023.923537297935,22023.923537297935,42732.985967891516,28598.229070819707,18736.770770537049,21037.77770726967,20380.347153917493,58840.034525019859,98614.583002826577,87438.263595839569,55224.166481582884,38459.687371102365,27612.083240791442,45691.423457976314,48321.14567138502,42404.270691215432,49307.291501413289,25311.076304058821,22681.354090650111,21695.208260621846,19394.201323889229,4273.2985967891518,0,13806.041620395721,1643.5763833804431,2301.00693673262,1314.8611067043544,6903.0208101978606,4273.2985967891518,2301.00693673262,8875.3124702543919,8546.5971935783036,12819.895790367455,13148.611067043545,4602.0138734652401,11833.74996033919,2629.7222134087087,59497.465078372035,58840.034525019859,10847.604130310923,25311.076304058821,3615.8680434369744,986.14583002826578,0,0,4273.2985967891518,1643.5763833804431,0,0,0,0,0,0,657.43055335217718,1314.8611067043544,12162.465237015278,0,3287.1527667608862,0,0,0,0,328.71527667608859,0,0,0,0,0,0,0,0,0,0,0,0,0,0,0,0,0,0,0,0,0,0,0,0,0,0,0]
[4,"SWITCHGEAR ","> 11 kv & < = 22 kv ; switch",5.3380391629967709,41.138027099406912,6.4138932871857879,2,0,1,4,32,39,75,130,126,55,35,25,35,20,21,36,26,54,35,68,42,53,40,24,17,17,8,5,6,4,2,1,3,2,10,2,2,7,3,4,0,0,4,0,0,0,0,0,0,0,1,0,0,0,0,0,0,0,0,0,0,0,0,0,0,0,0,0,0,0,0,0,0,0,0,0,0,0,0,0,0,0,0,0,0,0,0,0,0,0,0,0,null,0,5.3380391629967709,21.352156651987084,170.81725321589667,208.18352735687407,400.3529372247578,693.94509118958024,672.59293453759312,293.59215396482239,186.83137070488698,133.45097907491927,186.83137070488698,106.76078325993542,112.09882242293219,192.16940986788376,138.78901823791605,288.25411480182561,186.83137070488698,362.9866630837804,224.19764484586437,282.91607563882889,213.52156651987085,128.1129399119225,90.7466657709451,90.7466657709451,42.704313303974168,26.690195814983856,32.028234977980624,21.352156651987084,10.676078325993542,5.3380391629967709,16.014117488990312,10.676078325993542,53.380391629967711,10.676078325993542,10.676078325993542,37.366274140977396,16.014117488990312,21.352156651987084,0,0,21.352156651987084,0,0,0,0,0,0,0,5.3380391629967709,0,0,0,0,0,0,0,0,0,0,0,0,0,0,0,0,0,0,0,0,0,0,0,0,0,0,0,0,0,0,0,0,0,0,0,0,0,0,0,0,0]
["","SWITCHGEAR ","> 11 kv & < = 22 kv ; circuit breaker",328.71527667608859,53.375252965895498,7.3058369107101955,2,0,0,0,0,0,1,0,0,0,1,0,3,30,1,0,0,0,7,0,0,0,2,16,0,0,0,0,0,0,0,0,0,0,0,0,0,0,0,0,0,0,0,0,0,0,0,0,0,0,0,0,0,0,0,0,0,0,0,0,0,0,0,0,0,0,0,0,0,0,0,0,0,0,0,0,0,0,0,0,0,0,0,0,0,0,0,0,0,0,0,0,null,0,0,0,0,0,328.71527667608859,0,0,0,328.71527667608859,0,986.14583002826578,9861.4583002826585,328.71527667608859,0,0,0,2301.00693673262,0,0,0,657.43055335217718,5259.4444268174175,0,0,0,0,0,0,0,0,0,0,0,0,0,0,0,0,0,0,0,0,0,0,0,0,0,0,0,0,0,0,0,0,0,0,0,0,0,0,0,0,0,0,0,0,0,0,0,0,0,0,0,0,0,0,0,0,0,0,0,0,0,0,0,0,0,0,0,0]
[4,"SWITCHGEAR ","> 22 kv & < = 33 kv ; switch",25.617056691442183,24.737862327751749,4.9737171539756613,2,0,3,2,13,2,7,9,0,7,4,5,3,0,4,1,7,5,7,6,4,0,1,9,1,2,0,0,0,0,1,0,0,0,0,0,0,1,0,0,0,0,0,0,0,0,0,0,0,0,0,0,0,0,0,0,0,0,0,0,0,0,0,0,0,0,0,0,0,0,0,0,0,0,0,0,0,0,0,0,0,0,0,0,0,0,0,0,0,0,0,0,null,0,76.851170074326546,51.234113382884367,333.02173698874839,51.234113382884367,179.31939684009529,230.55351022297964,0,179.31939684009529,102.46822676576873,128.08528345721092,76.851170074326546,0,102.46822676576873,25.617056691442183,179.31939684009529,128.08528345721092,179.31939684009529,153.70234014865309,102.46822676576873,0,25.617056691442183,230.55351022297964,25.617056691442183,51.234113382884367,0,0,0,0,25.617056691442183,0,0,0,0,0,0,25.617056691442183,0,0,0,0,0,0,0,0,0,0,0,0,0,0,0,0,0,0,0,0,0,0,0,0,0,0,0,0,0,0,0,0,0,0,0,0,0,0,0,0,0,0,0,0,0,0,0,0,0,0,0,0,0,0]
[4,"SWITCHGEAR ","> 22 kv & < = 33 kv ; circuit breaker",318.0919528125001,69.145790311784751,8.3153947778674198,2,0,3,6,14,22,1,5,30,119,65,89,65,62,55,19,31,24,17,24,22,4,11,4,5,0,7,10,4,13,0,0,5,6,0,1,1,0,6,12,2,6,26,0,0,1,0,16,2,2,1,26,5,32,18,1,26,21,17,6,0,0,1,2,0,0,0,0,0,0,0,0,0,0,0,0,0,0,0,0,0,0,0,0,0,0,0,0,0,0,0,0,null,0,954.27585843750035,1908.5517168750007,4453.2873393750015,6998.0229618750018,318.0919528125001,1590.4597640625004,9542.7585843750021,37852.942384687514,20675.976932812508,28310.183800312509,20675.976932812508,19721.701074375007,17495.057404687504,6043.7471034375021,9860.8505371875035,7634.2068675000028,5407.563197812502,7634.2068675000028,6998.0229618750018,1272.3678112500004,3499.0114809375009,1272.3678112500004,1590.4597640625004,0,2226.6436696875007,3180.9195281250009,1272.3678112500004,4135.195386562501,0,0,1590.4597640625004,1908.5517168750007,0,318.0919528125001,318.0919528125001,0,1908.5517168750007,3817.1034337500014,636.18390562500019,1908.5517168750007,8270.3907731250019,0,0,318.0919528125001,0,5089.4712450000015,636.18390562500019,636.18390562500019,318.0919528125001,8270.3907731250019,1590.4597640625004,10178.942490000003,5725.6551506250016,318.0919528125001,8270.3907731250019,6679.9310090625022,5407.563197812502,1908.5517168750007,0,0,318.0919528125001,636.18390562500019,0,0,0,0,0,0,0,0,0,0,0,0,0,0,0,0,0,0,0,0,0,0,0,0,0,0,0,0]
[4,"SWITCHGEAR ","> 33 kv & < = 66 kv ; switch",23.518034199185319,17.919538676983191,4.2331476086929909,2,0,0,0,0,0,0,0,0,4,1,0,0,1,0,0,1,1,0,0,0,0,0,2,0,0,0,0,0,0,0,0,0,0,0,0,0,0,0,0,0,0,0,0,0,0,0,0,0,0,0,0,0,0,0,0,0,0,0,0,0,0,0,0,0,0,0,0,0,0,0,0,0,0,0,0,0,0,0,0,0,0,0,0,0,0,0,0,0,0,0,0,null,0,0,0,0,0,0,0,0,94.072136796741276,23.518034199185319,0,0,23.518034199185319,0,0,23.518034199185319,23.518034199185319,0,0,0,0,0,47.036068398370638,0,0,0,0,0,0,0,0,0,0,0,0,0,0,0,0,0,0,0,0,0,0,0,0,0,0,0,0,0,0,0,0,0,0,0,0,0,0,0,0,0,0,0,0,0,0,0,0,0,0,0,0,0,0,0,0,0,0,0,0,0,0,0,0,0,0,0,0]
[4,"SWITCHGEAR ","> 33 kv & < = 66 kv ; circuit breaker",181.6384361182013,47.687563213653142,6.905618235440846,2,0,0,1,0,0,0,1,0,13,5,20,26,3,25,9,12,10,5,0,7,0,5,1,0,0,0,3,2,0,0,0,0,9,3,5,0,5,0,3,1,1,7,2,0,0,0,0,0,0,0,0,0,0,0,0,0,0,2,0,0,0,0,0,0,0,0,0,0,0,0,0,0,0,0,0,0,0,0,0,0,0,0,0,0,0,0,0,0,0,0,0,null,0,0,181.6384361182013,0,0,0,181.6384361182013,0,2361.2996695366169,908.19218059100649,3632.768722364026,4722.5993390732338,544.91530835460389,4540.960902955032,1634.7459250638117,2179.6612334184156,1816.384361182013,908.19218059100649,0,1271.4690528274091,0,908.19218059100649,181.6384361182013,0,0,0,544.91530835460389,363.2768722364026,0,0,0,0,1634.7459250638117,544.91530835460389,908.19218059100649,0,908.19218059100649,0,544.91530835460389,181.6384361182013,181.6384361182013,1271.4690528274091,363.2768722364026,0,0,0,0,0,0,0,0,0,0,0,0,0,0,363.2768722364026,0,0,0,0,0,0,0,0,0,0,0,0,0,0,0,0,0,0,0,0,0,0,0,0,0,0,0,0,0,0,0,0,0]
["","SWITCHGEAR ","> 66 kv & < = 132 kv ; switch",23.518034199185319,17.919538676983191,4.2331476086929909,2,0,0,0,0,0,0,0,0,0,0,0,0,0,0,0,0,0,0,0,0,0,0,0,0,0,0,0,0,0,0,0,0,0,0,0,0,0,0,0,0,0,0,0,0,0,0,0,0,0,0,0,0,0,0,0,0,0,0,0,0,0,0,0,0,0,0,0,0,0,0,0,0,0,0,0,0,0,0,0,0,0,0,0,0,0,0,0,0,0,0,0,null,0,0,0,0,0,0,0,0,0,0,0,0,0,0,0,0,0,0,0,0,0,0,0,0,0,0,0,0,0,0,0,0,0,0,0,0,0,0,0,0,0,0,0,0,0,0,0,0,0,0,0,0,0,0,0,0,0,0,0,0,0,0,0,0,0,0,0,0,0,0,0,0,0,0,0,0,0,0,0,0,0,0,0,0,0,0,0,0,0,0,0]
[4,"SWITCHGEAR ","> 66 kv & < = 132 kv ; circuit breaker",195.30723443425453,45.084832270307011,6.7145239794275078,2,0,0,2,15,1,10,7,1,47,46,39,18,32,23,14,34,10,21,11,7,1,4,13,10,6,0,4,1,3,0,0,0,12,4,0,0,6,0,0,0,4,0,0,0,0,4,0,0,0,0,0,0,0,0,0,0,0,0,0,0,0,0,0,0,0,0,0,0,0,0,0,0,0,0,0,0,0,0,0,0,0,0,0,0,0,0,0,0,0,0,0,null,0,0,390.61446886850905,2929.6085165138179,195.30723443425453,1953.0723443425452,1367.1506410397817,195.30723443425453,9179.4400184099632,8984.1327839757087,7616.9821429359263,3515.5302198165814,6249.8315018961448,4492.0663919878543,2734.3012820795634,6640.4459707646538,1953.0723443425452,4101.4519231193453,2148.3795787767999,1367.1506410397817,195.30723443425453,781.2289377370181,2538.9940476453089,1953.0723443425452,1171.8434066055272,0,781.2289377370181,195.30723443425453,585.9217033027636,0,0,0,2343.6868132110544,781.2289377370181,0,0,1171.8434066055272,0,0,0,781.2289377370181,0,0,0,0,781.2289377370181,0,0,0,0,0,0,0,0,0,0,0,0,0,0,0,0,0,0,0,0,0,0,0,0,0,0,0,0,0,0,0,0,0,0,0,0,0,0,0,0,0,0,0,0,0]
[0,0,0,0,0,{"$f":"SQRT(E84)","v":0},2,0,0,0,0,0,0,0,0,0,0,0,0,0,0,0,0,0,0,0,0,0,0,0,0,0,0,0,0,0,0,0,0,0,0,0,0,0,0,0,0,0,0,0,0,0,0,0,0,0,0,0,0,0,0,0,0,0,0,0,0,0,0,0,0,0,0,0,0,0,0,0,0,0,0,0,0,0,0,0,0,0,0,0,0,0,0,0,0,0,0,0,null,{"$f":"$D84*H84","v":0},{"$f":"$D84*I84","v":0},{"$f":"$D84*J84","v":0},{"$f":"$D84*K84","v":0},{"$f":"$D84*L84","v":0},{"$f":"$D84*M84","v":0},{"$f":"$D84*N84","v":0},{"$f":"$D84*O84","v":0},{"$f":"$D84*P84","v":0},{"$f":"$D84*Q84","v":0},{"$f":"$D84*R84","v":0},{"$f":"$D84*S84","v":0},{"$f":"$D84*T84","v":0},{"$f":"$D84*U84","v":0},{"$f":"$D84*V84","v":0},{"$f":"$D84*W84","v":0},{"$f":"$D84*X84","v":0},{"$f":"$D84*Y84","v":0},{"$f":"$D84*Z84","v":0},{"$f":"$D84*AA84","v":0},{"$f":"$D84*AB84","v":0},{"$f":"$D84*AC84","v":0},{"$f":"$D84*AD84","v":0},{"$f":"$D84*AE84","v":0},{"$f":"$D84*AF84","v":0},{"$f":"$D84*AG84","v":0},{"$f":"$D84*AH84","v":0},{"$f":"$D84*AI84","v":0},{"$f":"$D84*AJ84","v":0},{"$f":"$D84*AK84","v":0},{"$f":"$D84*AL84","v":0},{"$f":"$D84*AM84","v":0},{"$f":"$D84*AN84","v":0},{"$f":"$D84*AO84","v":0},{"$f":"$D84*AP84","v":0},{"$f":"$D84*AQ84","v":0},{"$f":"$D84*AR84","v":0},{"$f":"$D84*AS84","v":0},{"$f":"$D84*AT84","v":0},{"$f":"$D84*AU84","v":0},{"$f":"$D84*AV84","v":0},{"$f":"$D84*AW84","v":0},{"$f":"$D84*AX84","v":0},{"$f":"$D84*AY84","v":0},{"$f":"$D84*AZ84","v":0},{"$f":"$D84*BA84","v":0},{"$f":"$D84*BB84","v":0},{"$f":"$D84*BC84","v":0},{"$f":"$D84*BD84","v":0},{"$f":"$D84*BE84","v":0},{"$f":"$D84*BF84","v":0},{"$f":"$D84*BG84","v":0},{"$f":"$D84*BH84","v":0},{"$f":"$D84*BI84","v":0},{"$f":"$D84*BJ84","v":0},{"$f":"$D84*BK84","v":0},{"$f":"$D84*BL84","v":0},{"$f":"$D84*BM84","v":0},{"$f":"$D84*BN84","v":0},{"$f":"$D84*BO84","v":0},{"$f":"$D84*BP84","v":0},{"$f":"$D84*BQ84","v":0},{"$f":"$D84*BR84","v":0},{"$f":"$D84*BS84","v":0},{"$f":"$D84*BT84","v":0},{"$f":"$D84*BU84","v":0},{"$f":"$D84*BV84","v":0},{"$f":"$D84*BW84","v":0},{"$f":"$D84*BX84","v":0},{"$f":"$D84*BY84","v":0},{"$f":"$D84*BZ84","v":0},{"$f":"$D84*CA84","v":0},{"$f":"$D84*CB84","v":0},{"$f":"$D84*CC84","v":0},{"$f":"$D84*CD84","v":0},{"$f":"$D84*CE84","v":0},{"$f":"$D84*CF84","v":0},{"$f":"$D84*CG84","v":0},{"$f":"$D84*CH84","v":0},{"$f":"$D84*CI84","v":0},{"$f":"$D84*CJ84","v":0},{"$f":"$D84*CK84","v":0},{"$f":"$D84*CL84","v":0},{"$f":"$D84*CM84","v":0},{"$f":"$D84*CN84","v":0},{"$f":"$D84*CO84","v":0},{"$f":"$D84*CP84","v":0},{"$f":"$D84*CQ84","v":0},{"$f":"$D84*CR84","v":0},{"$f":"$D84*CS84","v":0},{"$f":"$D84*CT84","v":0}]
[0,0,0,0,0,0,2,0,0,0,0,0,0,0,0,0,0,0,0,0,0,0,0,0,0,0,0,0,0,0,0,0,0,0,0,0,0,0,0,0,0,0,0,0,0,0,0,0,0,0,0,0,0,0,0,0,0,0,0,0,0,0,0,0,0,0,0,0,0,0,0,0,0,0,0,0,0,0,0,0,0,0,0,0,0,0,0,0,0,0,0,0,0,0,0,0,0,0,null,0,0,0,0,0,0,0,0,0,0,0,0,0,0,0,0,0,0,0,0,0,0,0,0,0,0,0,0,0,0,0,0,0,0,0,0,0,0,0,0,0,0,0,0,0,0,0,0,0,0,0,0,0,0,0,0,0,0,0,0,0,0,0,0,0,0,0,0,0,0,0,0,0,0,0,0,0,0,0,0,0,0,0,0,0,0,0,0,0,0,0]
[0,0,0,0,0,0,2,0,0,0,0,0,0,0,0,0,0,0,0,0,0,0,0,0,0,0,0,0,0,0,0,0,0,0,0,0,0,0,0,0,0,0,0,0,0,0,0,0,0,0,0,0,0,0,0,0,0,0,0,0,0,0,0,0,0,0,0,0,0,0,0,0,0,0,0,0,0,0,0,0,0,0,0,0,0,0,0,0,0,0,0,0,0,0,0,0,0,0,null,0,0,0,0,0,0,0,0,0,0,0,0,0,0,0,0,0,0,0,0,0,0,0,0,0,0,0,0,0,0,0,0,0,0,0,0,0,0,0,0,0,0,0,0,0,0,0,0,0,0,0,0,0,0,0,0,0,0,0,0,0,0,0,0,0,0,0,0,0,0,0,0,0,0,0,0,0,0,0,0,0,0,0,0,0,0,0,0,0,0,0]
[0,0,0,0,0,0,2,0,0,0,0,0,0,0,0,0,0,0,0,0,0,0,0,0,0,0,0,0,0,0,0,0,0,0,0,0,0,0,0,0,0,0,0,0,0,0,0,0,0,0,0,0,0,0,0,0,0,0,0,0,0,0,0,0,0,0,0,0,0,0,0,0,0,0,0,0,0,0,0,0,0,0,0,0,0,0,0,0,0,0,0,0,0,0,0,0,0,0,null,0,0,0,0,0,0,0,0,0,0,0,0,0,0,0,0,0,0,0,0,0,0,0,0,0,0,0,0,0,0,0,0,0,0,0,0,0,0,0,0,0,0,0,0,0,0,0,0,0,0,0,0,0,0,0,0,0,0,0,0,0,0,0,0,0,0,0,0,0,0,0,0,0,0,0,0,0,0,0,0,0,0,0,0,0,0,0,0,0,0,0]
[0,0,0,0,0,{"$f":"SQRT(E88)","v":0},2,0,0,0,0,0,0,0,0,0,0,0,0,0,0,0,0,0,0,0,0,0,0,0,0,0,0,0,0,0,0,0,0,0,0,0,0,0,0,0,0,0,0,0,0,0,0,0,0,0,0,0,0,0,0,0,0,0,0,0,0,0,0,0,0,0,0,0,0,0,0,0,0,0,0,0,0,0,0,0,0,0,0,0,0,0,0,0,0,0,0,0,null,{"$f":"$D88*H88","v":0},{"$f":"$D88*I88","v":0},{"$f":"$D88*J88","v":0},{"$f":"$D88*K88","v":0},{"$f":"$D88*L88","v":0},{"$f":"$D88*M88","v":0},{"$f":"$D88*N88","v":0},{"$f":"$D88*O88","v":0},{"$f":"$D88*P88","v":0},{"$f":"$D88*Q88","v":0},{"$f":"$D88*R88","v":0},{"$f":"$D88*S88","v":0},{"$f":"$D88*T88","v":0},{"$f":"$D88*U88","v":0},{"$f":"$D88*V88","v":0},{"$f":"$D88*W88","v":0},{"$f":"$D88*X88","v":0},{"$f":"$D88*Y88","v":0},{"$f":"$D88*Z88","v":0},{"$f":"$D88*AA88","v":0},{"$f":"$D88*AB88","v":0},{"$f":"$D88*AC88","v":0},{"$f":"$D88*AD88","v":0},{"$f":"$D88*AE88","v":0},{"$f":"$D88*AF88","v":0},{"$f":"$D88*AG88","v":0},{"$f":"$D88*AH88","v":0},{"$f":"$D88*AI88","v":0},{"$f":"$D88*AJ88","v":0},{"$f":"$D88*AK88","v":0},{"$f":"$D88*AL88","v":0},{"$f":"$D88*AM88","v":0},{"$f":"$D88*AN88","v":0},{"$f":"$D88*AO88","v":0},{"$f":"$D88*AP88","v":0},{"$f":"$D88*AQ88","v":0},{"$f":"$D88*AR88","v":0},{"$f":"$D88*AS88","v":0},{"$f":"$D88*AT88","v":0},{"$f":"$D88*AU88","v":0},{"$f":"$D88*AV88","v":0},{"$f":"$D88*AW88","v":0},{"$f":"$D88*AX88","v":0},{"$f":"$D88*AY88","v":0},{"$f":"$D88*AZ88","v":0},{"$f":"$D88*BA88","v":0},{"$f":"$D88*BB88","v":0},{"$f":"$D88*BC88","v":0},{"$f":"$D88*BD88","v":0},{"$f":"$D88*BE88","v":0},{"$f":"$D88*BF88","v":0},{"$f":"$D88*BG88","v":0},{"$f":"$D88*BH88","v":0},{"$f":"$D88*BI88","v":0},{"$f":"$D88*BJ88","v":0},{"$f":"$D88*BK88","v":0},{"$f":"$D88*BL88","v":0},{"$f":"$D88*BM88","v":0},{"$f":"$D88*BN88","v":0},{"$f":"$D88*BO88","v":0},{"$f":"$D88*BP88","v":0},{"$f":"$D88*BQ88","v":0},{"$f":"$D88*BR88","v":0},{"$f":"$D88*BS88","v":0},{"$f":"$D88*BT88","v":0},{"$f":"$D88*BU88","v":0},{"$f":"$D88*BV88","v":0},{"$f":"$D88*BW88","v":0},{"$f":"$D88*BX88","v":0},{"$f":"$D88*BY88","v":0},{"$f":"$D88*BZ88","v":0},{"$f":"$D88*CA88","v":0},{"$f":"$D88*CB88","v":0},{"$f":"$D88*CC88","v":0},{"$f":"$D88*CD88","v":0},{"$f":"$D88*CE88","v":0},{"$f":"$D88*CF88","v":0},{"$f":"$D88*CG88","v":0},{"$f":"$D88*CH88","v":0},{"$f":"$D88*CI88","v":0},{"$f":"$D88*CJ88","v":0},{"$f":"$D88*CK88","v":0},{"$f":"$D88*CL88","v":0},{"$f":"$D88*CM88","v":0},{"$f":"$D88*CN88","v":0},{"$f":"$D88*CO88","v":0},{"$f":"$D88*CP88","v":0},{"$f":"$D88*CQ88","v":0},{"$f":"$D88*CR88","v":0},{"$f":"$D88*CS88","v":0},{"$f":"$D88*CT88","v":0}]

{"sheet":"S1 Output","index":1,"n_rows":88,"n_cols":43,"rows_kept":88,"cut":false,"hidden":false,"merged":[]}
[null,{"$f":"'S1 Input'!B1","v":"Scenario"},{"$f":"'S1 Input'!C1","v":1},"Replacement expenditure forecast ($,000)",null,null,null,null,null,null,null,null,null,null,null,null,null,null,null,null,null,null,null,"Replacement quantity forecast (#)"]
[null,{"$f":"'S1 Input'!B2","v":"Unit cost"},{"$f":"'S1 Input'!C2","v":"Historical"},1,2,3,4,5,6,7,8,9,10,11,12,13,14,15,16,17,18,19,20,1,2,3,4,5,6,7,8,9,10,11,12,13,14,15,16,17,18,19,20]
[null,{"$f":"'S1 Input'!B3","v":"Lives"},{"$f":"'S1 Input'!C3","v":"Historical"}]
[]
["ID","Asset category",null,2023,{"$f":"D5+1","v":2024},{"$f":"E5+1","v":2025},2026,2027,2028,2029,2030,2031,2032,2033,2034,2035,2036,2037,2038,2039,2040,2041,2042,{"$f":"D5","v":2023},{"$f":"E5","v":2024},2025,2026,2027,2028,2029,2030,2031,2032,2033,2034,2035,2036,2037,2038,2039,2040,2041,2042]
[1,"OVERHEAD CONDUCTORS",null,{"$f":"IFERROR(IF($A6=\"\",\"\",SUMIFS(D$21:D$175,$A$21:$A$175,$A6)),\"\")","v":24357.941606734654},{"$f":"IFERROR(IF($A6=\"\",\"\",SUMIFS(E$21:E$175,$A$21:$A$175,$A6)),\"\")","v":27629.70610711132},31045.508258248297,34565.120345311661,38143.868109811374,41733.956846537199,45285.954111297928,48750.372908742705,52079.298548054925,55228.001691863326,58156.47839726066,60830.855009150575,63224.592544050363,65319.423550110296,67105.956702100855,68583.89284997237,69761.812422089759,{"$f":"IFERROR(IF($A6=\"\",\"\",SUMIFS(U$21:U$175,$A$21:$A$175,$A6)),\"\")","v":70656.518282378194},71291.949124627048,71697.713528613313,{"$f":"IFERROR(IF($A6=\"\",\"\",SUMIFS(X$21:X$175,$A$21:$A$175,$A6)),\"\")","v":169.8246799703781},{"$f":"IFERROR(IF($A6=\"\",\"\",SUMIFS(Y$21:Y$175,$A$21:$A$175,$A6)),\"\")","v":192.63795896794585},216.6721133056069,241.71805266946936,267.53417316835959,293.85073137464235,320.37532365969378,346.79950371380153,372.80652526829499,398.08010150036586,422.31393407484933,445.22160345326506,466.54625878487877,486.06943584548594,503.61829738614244,519.07065308881704,532.35728017178076,{"$f":"IFERROR(IF($A6=\"\",\"\",SUMIFS(AO$21:AO$175,$A$21:$A$175,$A6)),\"\")","v":543.46131494422571},552.4147867489279,559.29267312685067]
[2,"POLES",null,{"$f":"IFERROR(IF($A7=\"\",\"\",SUMIFS(D$21:D$175,$A$21:$A$175,$A7)),\"\")","v":26264.973211166362},29303.954724639487,32436.06180102663,35564.362634260455,38604.931187347996,41482.530276968377,44133.031913725739,46507.153498760897,48572.995115959813,50317.136912052963,51743.996368193424,52873.512086968069,53737.518623692267,54375.42069391354,54829.868502331177,55143.033485312284,55353.829112518724,55496.125457674607,55597.783330803955,55680.24378783875,2938.4732888011818,3269.7358206821054,3606.8516699402771,3940.873714514431,4263.6774580950487,4568.0190613689456,4847.8358241974711,5098.5440726793568,5317.2189004103648,5502.6421830601548,5655.2097135446493,5776.7100232507546,5870.0064473341781,5938.6692788521086,5986.6099593750287,6017.76101621007,6035.8269951902475,6044.1108585415086,6045.4052491532429,6041.9325510647204]
[3,"SERVICE LINES",null,4705.8022596002293,4937.4342885031292,5128.6148305704546,5277.5776203785736,5384.4287490482739,5451.0124571072065,5480.6517711678252,5477.7963817671352,5447.6179883323548,5395.59558204525,5327.1299781978505,5247.2193797628324,5160.2174687051947,5069.6843121627926,4978.3299120473739,4888.0417452417696,4799.9817609863876,4714.7350473165625,4632.4913172385441,4553.2408323228601,6934.7380342466895,7276.0841750679847,7557.8187026456071,7777.3387477266378,7934.8006522247042,8032.9221939438594,8076.6003740258711,8072.3925096943103,8027.9199115655456,7951.2567328745508,7850.3619224159056,7732.6011165562459,7604.3901488232323,7470.9753367677122,7336.3502934430053,7203.2965122068963,7073.5263075908533,6947.9018986232531,6826.7028571873725,6709.9148321792891]
[4,"SWITCHGEAR",null,21749.253185720776,21628.196238307213,21668.384916166426,21843.885800416647,22134.307269782697,22522.840745539273,22994.579659457428,23535.316714777597,24130.925979542983,24767.338035330169,25431.027458877954,26109.865164735904,26794.151361852881,27477.638911427035,28158.376676470827,28839.239949026858,29528.061906413583,30237.32929241344,30983.451837833971,31785.654522443761,979.03549083938196,956.05288590747682,938.72022429584513,925.34643990006964,914.88644192710728,906.88163682097854,901.38187311683271,898.8538648336048,900.07996226032526,906.05037289058657,917.85173431148985,936.55535512255312,963.10931877941698,998.23963265823579,1042.3662514164998,1095.5397325984684,1157.4033180510721,1227.1834445394345,1303.7093360152521,1385.4597904128489]
[5,"TRANSFORMERS",null,2307.2726896148451,2639.0738639536926,3014.0053087885744,3434.1120489982336,3900.748700158726,4414.5100094851996,4975.2082614056962,5581.9024692465327,6232.9782007629474,6926.270282330468,7659.2145471399017,8429.0104156294219,9232.774419870635,10067.666265917989,10930.973371351045,11820.146048213819,12732.782346437854,13666.567896781584,14619.181192881268,15588.178348479538,59.542992980139232,67.827902041913191,77.164865447125095,87.607916355883049,99.19673535719528,111.95501993115437,125.88980227272211,140.99186558343709,157.23728151772266,174.5899283838545,193.004678534269,212.43080610013794,232.81510546957682,254.10425089902475,276.24606085222371,299.18951965433592,322.88360367366096,347.27511884073954,372.30586349369838,397.90948944203598]
[6,"UNDERGROUND CABLES",null,4276.8107780214932,5383.8387154884822,6734.8834363407632,8369.3338371455065,10328.322567026098,12653.291954883396,15384.127016820836,18556.877094618165,22201.133029673852,26337.177740954179,30973.079848646466,36101.946347225225,41699.584228737782,47722.835382145233,54108.838175049437,60775.429266090774,67622.830083027497,74536.667631194243,81392.266471411625,88060.028859390877,8.1532206691889666,10.263635071319928,12.839237854510468,15.955119169411713,19.689693419282911,24.121965374293048,29.327970976774804,35.376433921500876,42.323765556139136,50.208632803948667,59.046417510023289,68.823978995936898,79.495196228347723,90.977793506686126,103.15193275833934,115.86097954521968,128.91471812953387,142.09511027847185,155.16447739917157,167.87575712150303]
[null,null,null,"","","","","","","","","","","","","","","","","","","","","","","","","","","","","","","","","","","","","","","",""]
[null,null,null,"","","","","","","","","","","","","","","","","","","","","","","","","","","","","","","","","","","","","","","",""]
[null,null,null,"","","","","","","","","","","","","","","","","","","","","","","","","","","","","","","","","","","","","","","",""]
[null,null,null,"","","","","","","","","","","","","","","","","","","","","","","","","","","","","","","","","","","","","","","",""]
[null,null,null,"","","","","","","","","","","","","","","","","","","","","","","","","","","","","","","","","","","","","","","",""]
[null,null,null,"","","","","","","","","","","","","","","","","","","","","","","","","","","","","","","","","","","","","","","",""]
[null,null,"Total",{"$f":"IFERROR(SUM(D$6:D$17),\"\")","v":83662.053730858344},{"$f":"IFERROR(SUM(E$6:E$17),\"\")","v":91522.203938003324},100027.45855114114,109054.39228651107,118496.60658317516,128258.14229052066,138253.55273387546,148409.41906791306,158664.94886232688,168971.52024457636,179290.92659831626,189592.40840347201,199848.83864690911,210032.66911567689,220112.34333935071,230049.78334385788,239799.2976314738,249307.94360775861,258517.12327479641,267365.05987908912]
[]
["ID","Asset category","Asset class"]
[2,"POLES ","staked wooden pole",{"$f":"IFERROR(repcalc('S1 Input'!$CV21:$GH21,'S1 Input'!$G21,'S1 Input'!$E21,'S1 Input'!$F21,20,TRUE,TRUE),\"\")","v":1551.6011876663426},1835.6998650681669,2106.2940677288661,2347.5537220432484,2546.4541352339343,2694.6853706545198,2789.6997120893434,2834.6716875684815,2837.4274301146093,2808.6583600978547,2759.8858156620317,2701.6475244471349,2642.2479594705401,2587.2117870671377,2539.3791196571606,2499.4452241328481,2466.7024906433981,2439.7772041926232,2417.231182247891,2397.9775226038319,{"$f":"IFERROR(IF(OR(D21=\"\",'S1 Input'!$D21=\"\"),\"\",D21/'S1 Input'!$D21),\"\")","v":168.2837844325152},{"$f":"IFERROR(IF(OR(E21=\"\",'S1 Input'!$D21=\"\"),\"\",E21/'S1 Input'!$D21),\"\")","v":199.09659958468572},{"$f":"IFERROR(IF(OR(F21=\"\",'S1 Input'!$D21=\"\"),\"\",F21/'S1 Input'!$D21),\"\")","v":228.44474447604787},{"$f":"IFERROR(IF(OR(G21=\"\",'S1 Input'!$D21=\"\"),\"\",G21/'S1 Input'!$D21),\"\")","v":254.61131871022235},{"$f":"IFERROR(IF(OR(H21=\"\",'S1 Input'!$D21=\"\"),\"\",H21/'S1 Input'!$D21),\"\")","v":276.18368828752472},{"$f":"IFERROR(IF(OR(I21=\"\",'S1 Input'!$D21=\"\"),\"\",I21/'S1 Input'!$D21),\"\")","v":292.26057290579519},{"$f":"IFERROR(IF(OR(J21=\"\",'S1 Input'!$D21=\"\"),\"\",J21/'S1 Input'!$D21),\"\")","v":302.56565199384602},{"$f":"IFERROR(IF(OR(K21=\"\",'S1 Input'!$D21=\"\"),\"\",K21/'S1 Input'!$D21),\"\")","v":307.44322896864725},{"$f":"IFERROR(IF(OR(L21=\"\",'S1 Input'!$D21=\"\"),\"\",L21/'S1 Input'!$D21),\"\")","v":307.74211168945874},{"$f":"IFERROR(IF(OR(M21=\"\",'S1 Input'!$D21=\"\"),\"\",M21/'S1 Input'!$D21),\"\")","v":304.6218717621453},{"$f":"IFERROR(IF(OR(N21=\"\",'S1 Input'!$D21=\"\"),\"\",N21/'S1 Input'!$D21),\"\")","v":299.33209213365211},{"$f":"IFERROR(IF(OR(O21=\"\",'S1 Input'!$D21=\"\"),\"\",O21/'S1 Input'!$D21),\"\")","v":293.01567518164779},{"$f":"IFERROR(IF(OR(P21=\"\",'S1 Input'!$D21=\"\"),\"\",P21/'S1 Input'!$D21),\"\")","v":286.57330863323028},{"$f":"IFERROR(IF(OR(Q21=\"\",'S1 Input'!$D21=\"\"),\"\",Q21/'S1 Input'!$D21),\"\")","v":280.60418754312934},{"$f":"IFERROR(IF(OR(R21=\"\",'S1 Input'!$D21=\"\"),\"\",R21/'S1 Input'!$D21),\"\")","v":275.41634523207807},{"$f":"IFERROR(IF(OR(S21=\"\",'S1 Input'!$D21=\"\"),\"\",S21/'S1 Input'!$D21),\"\")","v":271.08518905652022},{"$f":"IFERROR(IF(OR(T21=\"\",'S1 Input'!$D21=\"\"),\"\",T21/'S1 Input'!$D21),\"\")","v":267.5339729656398},{"$f":"IFERROR(IF(OR(U21=\"\",'S1 Input'!$D21=\"\"),\"\",U21/'S1 Input'!$D21),\"\")","v":264.61370638110537},{"$f":"IFERROR(IF(OR(V21=\"\",'S1 Input'!$D21=\"\"),\"\",V21/'S1 Input'!$D21),\"\")","v":262.16840669525988},{"$f":"IFERROR(IF(OR(W21=\"\",'S1 Input'!$D21=\"\"),\"\",W21/'S1 Input'!$D21),\"\")","v":260.08019051262659}]
[2,"POLES ","˂ = 1 kv ; wood",{"$f":"IFERROR(repcalc('S1 Input'!$CV22:$GH22,'S1 Input'!$G22,'S1 Input'!$E22,'S1 Input'!$F22,20,TRUE,TRUE),\"\")","v":10840.432970615384},11828.396892363169,12781.59448283518,13679.966785645453,14505.153100708847,15241.438578649206,15876.51992738895,16402.029185693373,16813.779418723854,17111.723514545636,17299.644666169123,17384.621336792596,17376.327786855494,17286.241759758926,17126.832977703281,16910.800152366501,16650.411741141066,16356.988862753578,16040.550131828179,15709.620104894688,{"$f":"IFERROR(IF(OR(D22=\"\",'S1 Input'!$D22=\"\"),\"\",D22/'S1 Input'!$D22),\"\")","v":1461.9288032902857},{"$f":"IFERROR(IF(OR(E22=\"\",'S1 Input'!$D22=\"\"),\"\",E22/'S1 Input'!$D22),\"\")","v":1595.1645253070906},{"$f":"IFERROR(IF(OR(F22=\"\",'S1 Input'!$D22=\"\"),\"\",F22/'S1 Input'!$D22),\"\")","v":1723.7116983319356},{"$f":"IFERROR(IF(OR(G22=\"\",'S1 Input'!$D22=\"\"),\"\",G22/'S1 Input'!$D22),\"\")","v":1844.8651936873896},{"$f":"IFERROR(IF(OR(H22=\"\",'S1 Input'!$D22=\"\"),\"\",H22/'S1 Input'!$D22),\"\")","v":1956.1489076628532},{"$f":"IFERROR(IF(OR(I22=\"\",'S1 Input'!$D22=\"\"),\"\",I22/'S1 Input'!$D22),\"\")","v":2055.4435530486139},{"$f":"IFERROR(IF(OR(J22=\"\",'S1 Input'!$D22=\"\"),\"\",J22/'S1 Input'!$D22),\"\")","v":2141.089921479816},{"$f":"IFERROR(IF(OR(K22=\"\",'S1 Input'!$D22=\"\"),\"\",K22/'S1 Input'!$D22),\"\")","v":2211.9595189574652},{"$f":"IFERROR(IF(OR(L22=\"\",'S1 Input'!$D22=\"\"),\"\",L22/'S1 Input'!$D22),\"\")","v":2267.4877000790516},{"$f":"IFERROR(IF(OR(M22=\"\",'S1 Input'!$D22=\"\"),\"\",M22/'S1 Input'!$D22),\"\")","v":2307.6681113811492},{"$f":"IFERROR(IF(OR(N22=\"\",'S1 Input'!$D22=\"\"),\"\",N22/'S1 Input'!$D22),\"\")","v":2333.0109500897638},{"$f":"IFERROR(IF(OR(O22=\"\",'S1 Input'!$D22=\"\"),\"\",O22/'S1 Input'!$D22),\"\")","v":2344.4708099245981},{"$f":"IFERROR(IF(OR(P22=\"\",'S1 Input'!$D22=\"\"),\"\",P22/'S1 Input'!$D22),\"\")","v":2343.3523509509168},{"$f":"IFERROR(IF(OR(Q22=\"\",'S1 Input'!$D22=\"\"),\"\",Q22/'S1 Input'!$D22),\"\")","v":2331.2034489519419},{"$f":"IFERROR(IF(OR(R22=\"\",'S1 Input'!$D22=\"\"),\"\",R22/'S1 Input'!$D22),\"\")","v":2309.7057568748569},{"$f":"IFERROR(IF(OR(S22=\"\",'S1 Input'!$D22=\"\"),\"\",S22/'S1 Input'!$D22),\"\")","v":2280.5718089345755},{"$f":"IFERROR(IF(OR(T22=\"\",'S1 Input'!$D22=\"\"),\"\",T22/'S1 Input'!$D22),\"\")","v":2245.4561157288413},{"$f":"IFERROR(IF(OR(U22=\"\",'S1 Input'!$D22=\"\"),\"\",U22/'S1 Input'!$D22),\"\")","v":2205.8854308104637},{"$f":"IFERROR(IF(OR(V22=\"\",'S1 Input'!$D22=\"\"),\"\",V22/'S1 Input'!$D22),\"\")","v":2163.2108534692779},{"$f":"IFERROR(IF(OR(W22=\"\",'S1 Input'!$D22=\"\"),\"\",W22/'S1 Input'!$D22),\"\")","v":2118.5819959726168}]
[2,"POLES ","> 1 kv & < = 11 kv ; wood",{"$f":"IFERROR(repcalc('S1 Input'!$CV23:$GH23,'S1 Input'!$G23,'S1 Input'!$E23,'S1 Input'!$F23,20,TRUE,TRUE),\"\")","v":7019.2497941152296},7999.4004986550917,9025.9244812825091,10084.789987804492,11160.547990069203,12237.053300255171,13298.240400174305,14328.889408375742,15315.31723641618,16245.936088809431,17111.635369964439,17905.962128931977,18625.096988943937,19267.644247767068,19834.273679264104,20327.265135139438,20750.01375132503,21106.552836142688,21401.143857715735,21637.9698027591,{"$f":"IFERROR(IF(OR(D23=\"\",'S1 Input'!$D23=\"\"),\"\",D23/'S1 Input'!$D23),\"\")","v":834.82190601140337},{"$f":"IFERROR(IF(OR(E23=\"\",'S1 Input'!$D23=\"\"),\"\",E23/'S1 Input'!$D23),\"\")","v":951.39437505622777},{"$f":"IFERROR(IF(OR(F23=\"\",'S1 Input'!$D23=\"\"),\"\",F23/'S1 Input'!$D23),\"\")","v":1073.4821668971585},{"$f":"IFERROR(IF(OR(G23=\"\",'S1 Input'!$D23=\"\"),\"\",G23/'S1 Input'!$D23),\"\")","v":1199.4164399736783},{"$f":"IFERROR(IF(OR(H23=\"\",'S1 Input'!$D23=\"\"),\"\",H23/'S1 Input'!$D23),\"\")","v":1327.35979178466},{"$f":"IFERROR(IF(OR(I23=\"\",'S1 Input'!$D23=\"\"),\"\",I23/'S1 Input'!$D23),\"\")","v":1455.3920233251713},{"$f":"IFERROR(IF(OR(J23=\"\",'S1 Input'!$D23=\"\"),\"\",J23/'S1 Input'!$D23),\"\")","v":1581.6024109554739},{"$f":"IFERROR(IF(OR(K23=\"\",'S1 Input'!$D23=\"\"),\"\",K23/'S1 Input'!$D23),\"\")","v":1704.1808053270252},{"$f":"IFERROR(IF(OR(L23=\"\",'S1 Input'!$D23=\"\"),\"\",L23/'S1 Input'!$D23),\"\")","v":1821.4998328159459},{"$f":"IFERROR(IF(OR(M23=\"\",'S1 Input'!$D23=\"\"),\"\",M23/'S1 Input'!$D23),\"\")","v":1932.181319714505},{"$f":"IFERROR(IF(OR(N23=\"\",'S1 Input'!$D23=\"\"),\"\",N23/'S1 Input'!$D23),\"\")","v":2035.1417136489713},{"$f":"IFERROR(IF(OR(O23=\"\",'S1 Input'!$D23=\"\"),\"\",O23/'S1 Input'!$D23),\"\")","v":2129.6135444524693},{"$f":"IFERROR(IF(OR(P23=\"\",'S1 Input'!$D23=\"\"),\"\",P23/'S1 Input'!$D23),\"\")","v":2215.1425613878328},{"$f":"IFERROR(IF(OR(Q23=\"\",'S1 Input'!$D23=\"\"),\"\",Q23/'S1 Input'!$D23),\"\")","v":2291.5627691090117},{"$f":"IFERROR(IF(OR(R23=\"\",'S1 Input'!$D23=\"\"),\"\",R23/'S1 Input'!$D23),\"\")","v":2358.953825971113},{"$f":"IFERROR(IF(OR(S23=\"\",'S1 Input'!$D23=\"\"),\"\",S23/'S1 Input'!$D23),\"\")","v":2417.586882054432},{"$f":"IFERROR(IF(OR(T23=\"\",'S1 Input'!$D23=\"\"),\"\",T23/'S1 Input'!$D23),\"\")","v":2467.8657317719076},{"$f":"IFERROR(IF(OR(U23=\"\",'S1 Input'!$D23=\"\"),\"\",U23/'S1 Input'!$D23),\"\")","v":2510.2700694269911},{"$f":"IFERROR(IF(OR(V23=\"\",'S1 Input'!$D23=\"\"),\"\",V23/'S1 Input'!$D23),\"\")","v":2545.3067251005987},{"$f":"IFERROR(IF(OR(W23=\"\",'S1 Input'!$D23=\"\"),\"\",W23/'S1 Input'!$D23),\"\")","v":2573.4731948278632}]
[2,"POLES ","˃ 11 kv & < = 22 kv ; wood",{"$f":"IFERROR(repcalc('S1 Input'!$CV24:$GH24,'S1 Input'!$G24,'S1 Input'!$E24,'S1 Input'!$F24,20,TRUE,TRUE),\"\")","v":154.66505805083125},174.64636860164495,195.6166800620351,217.46316794780068,240.07757116709143,263.35814436808386,287.2083399011525,311.53202259380362,336.22553957464135,361.16750880573608,386.20767373646288,411.15651660916939,435.77746074859698,459.78337897882386,482.83875234005825,504.56822150660628,524.57151197263727,542.443892354779,557.80055802852144,570.3027326847722,{"$f":"IFERROR(IF(OR(D24=\"\",'S1 Input'!$D24=\"\"),\"\",D24/'S1 Input'!$D24),\"\")","v":17.36595149253322},{"$f":"IFERROR(IF(OR(E24=\"\",'S1 Input'!$D24=\"\"),\"\",E24/'S1 Input'!$D24),\"\")","v":19.609473553402534},{"$f":"IFERROR(IF(OR(F24=\"\",'S1 Input'!$D24=\"\"),\"\",F24/'S1 Input'!$D24),\"\")","v":21.964041651678247},{"$f":"IFERROR(IF(OR(G24=\"\",'S1 Input'!$D24=\"\"),\"\",G24/'S1 Input'!$D24),\"\")","v":24.416987738451986},{"$f":"IFERROR(IF(OR(H24=\"\",'S1 Input'!$D24=\"\"),\"\",H24/'S1 Input'!$D24),\"\")","v":26.956156147193159},{"$f":"IFERROR(IF(OR(I24=\"\",'S1 Input'!$D24=\"\"),\"\",I24/'S1 Input'!$D24),\"\")","v":29.570122805350245},{"$f":"IFERROR(IF(OR(J24=\"\",'S1 Input'!$D24=\"\"),\"\",J24/'S1 Input'!$D24),\"\")","v":32.248047243710332},{"$f":"IFERROR(IF(OR(K24=\"\",'S1 Input'!$D24=\"\"),\"\",K24/'S1 Input'!$D24),\"\")","v":34.979135306416289},{"$f":"IFERROR(IF(OR(L24=\"\",'S1 Input'!$D24=\"\"),\"\",L24/'S1 Input'!$D24),\"\")","v":37.751748742660808},{"$f":"IFERROR(IF(OR(M24=\"\",'S1 Input'!$D24=\"\"),\"\",M24/'S1 Input'!$D24),\"\")","v":40.552258652617937},{"$f":"IFERROR(IF(OR(N24=\"\",'S1 Input'!$D24=\"\"),\"\",N24/'S1 Input'!$D24),\"\")","v":43.36379407653456},{"$f":"IFERROR(IF(OR(O24=\"\",'S1 Input'!$D24=\"\"),\"\",O24/'S1 Input'!$D24),\"\")","v":46.165075766028139},{"$f":"IFERROR(IF(OR(P24=\"\",'S1 Input'!$D24=\"\"),\"\",P24/'S1 Input'!$D24),\"\")","v":48.929540649137984},{"$f":"IFERROR(IF(OR(Q24=\"\",'S1 Input'!$D24=\"\"),\"\",Q24/'S1 Input'!$D24),\"\")","v":51.624949791795331},{"$f":"IFERROR(IF(OR(R24=\"\",'S1 Input'!$D24=\"\"),\"\",R24/'S1 Input'!$D24),\"\")","v":54.213630780760873},{"$f":"IFERROR(IF(OR(S24=\"\",'S1 Input'!$D24=\"\"),\"\",S24/'S1 Input'!$D24),\"\")","v":56.653437885612895},{"$f":"IFERROR(IF(OR(T24=\"\",'S1 Input'!$D24=\"\"),\"\",T24/'S1 Input'!$D24),\"\")","v":58.89942787392674},{"$f":"IFERROR(IF(OR(U24=\"\",'S1 Input'!$D24=\"\"),\"\",U24/'S1 Input'!$D24),\"\")","v":60.906157090492073},{"$f":"IFERROR(IF(OR(V24=\"\",'S1 Input'!$D24=\"\"),\"\",V24/'S1 Input'!$D24),\"\")","v":62.63041927703982},{"$f":"IFERROR(IF(OR(W24=\"\",'S1 Input'!$D24=\"\"),\"\",W24/'S1 Input'!$D24),\"\")","v":64.034176281807333}]
[2,"POLES ","> 22 kv & < = 66 kv ; wood",{"$f":"IFERROR(repcalc('S1 Input'!$CV25:$GH25,'S1 Input'!$G25,'S1 Input'!$E25,'S1 Input'!$F25,20,TRUE,TRUE),\"\")","v":3125.0762337118103},3508.5857101581632,3894.8150003532305,4276.1320308886998,4644.7430652471294,4993.0543297283648,5314.0284521073618,5601.5098259054903,5850.4960816578287,6057.3381583601013,6219.8583097281607,6337.382856670004,6410.6936769683161,6441.9084799437678,6434.3042505737294,6392.100572374371,6320.2198850456316,6224.0404225200427,6109.1551314726494,5981.1468957821608,{"$f":"IFERROR(IF(OR(D25=\"\",'S1 Input'!$D25=\"\"),\"\",D25/'S1 Input'!$D25),\"\")","v":216.05142834332179},{"$f":"IFERROR(IF(OR(E25=\"\",'S1 Input'!$D25=\"\"),\"\",E25/'S1 Input'!$D25),\"\")","v":242.56526799804911},{"$f":"IFERROR(IF(OR(F25=\"\",'S1 Input'!$D25=\"\"),\"\",F25/'S1 Input'!$D25),\"\")","v":269.26714135221022},{"$f":"IFERROR(IF(OR(G25=\"\",'S1 Input'!$D25=\"\"),\"\",G25/'S1 Input'!$D25),\"\")","v":295.62940676196331},{"$f":"IFERROR(IF(OR(H25=\"\",'S1 Input'!$D25=\"\"),\"\",H25/'S1 Input'!$D25),\"\")","v":321.11324604151162},{"$f":"IFERROR(IF(OR(I25=\"\",'S1 Input'!$D25=\"\"),\"\",I25/'S1 Input'!$D25),\"\")","v":345.19366538854865},{"$f":"IFERROR(IF(OR(J25=\"\",'S1 Input'!$D25=\"\"),\"\",J25/'S1 Input'!$D25),\"\")","v":367.38413768907861},{"$f":"IFERROR(IF(OR(K25=\"\",'S1 Input'!$D25=\"\"),\"\",K25/'S1 Input'!$D25),\"\")","v":387.25909650165579},{"$f":"IFERROR(IF(OR(L25=\"\",'S1 Input'!$D25=\"\"),\"\",L25/'S1 Input'!$D25),\"\")","v":404.47270416115748},{"$f":"IFERROR(IF(OR(M25=\"\",'S1 Input'!$D25=\"\"),\"\",M25/'S1 Input'!$D25),\"\")","v":418.77268367236002},{"$f":"IFERROR(IF(OR(N25=\"\",'S1 Input'!$D25=\"\"),\"\",N25/'S1 Input'!$D25),\"\")","v":430.00847704561062},{"$f":"IFERROR(IF(OR(O25=\"\",'S1 Input'!$D25=\"\"),\"\",O25/'S1 Input'!$D25),\"\")","v":438.13350963146485},{"$f":"IFERROR(IF(OR(P25=\"\",'S1 Input'!$D25=\"\"),\"\",P25/'S1 Input'!$D25),\"\")","v":443.20183637102036},{"$f":"IFERROR(IF(OR(Q25=\"\",'S1 Input'!$D25=\"\"),\"\",Q25/'S1 Input'!$D25),\"\")","v":445.35986461223592},{"$f":"IFERROR(IF(OR(R25=\"\",'S1 Input'!$D25=\"\"),\"\",R25/'S1 Input'!$D25),\"\")","v":444.83414795959106},{"$f":"IFERROR(IF(OR(S25=\"\",'S1 Input'!$D25=\"\"),\"\",S25/'S1 Input'!$D25),\"\")","v":441.9164063512581},{"$f":"IFERROR(IF(OR(T25=\"\",'S1 Input'!$D25=\"\"),\"\",T25/'S1 Input'!$D25),\"\")","v":436.94695152639832},{"$f":"IFERROR(IF(OR(U25=\"\",'S1 Input'!$D25=\"\"),\"\",U25/'S1 Input'!$D25),\"\")","v":430.29760645385738},{"$f":"IFERROR(IF(OR(V25=\"\",'S1 Input'!$D25=\"\"),\"\",V25/'S1 Input'!$D25),\"\")","v":422.35503821866706},{"$f":"IFERROR(IF(OR(W25=\"\",'S1 Input'!$D25=\"\"),\"\",W25/'S1 Input'!$D25),\"\")","v":413.50521821674351}]
[2,"POLES ","> 66 kv & < = 132 kv ; wood",{"$f":"IFERROR(repcalc('S1 Input'!$CV26:$GH26,'S1 Input'!$G26,'S1 Input'!$E26,'S1 Input'!$F26,20,TRUE,TRUE),\"\")","v":931.18991008730222},975.68249400598154,1012.9843424884979,1042.4894015189195,1063.8768418083259,1077.1200327519271,1082.4795471612806,1080.4815621221157,1071.8837716451314,1057.6313617557305,1038.805755766748,1016.5688008072937,992.10494377755617,966.56383763054077,941.00579467266732,916.35257400413343,893.34610320417016,872.51778352512497,854.1708785700115,838.37801354517399,{"$f":"IFERROR(IF(OR(D26=\"\",'S1 Input'!$D26=\"\"),\"\",D26/'S1 Input'!$D26),\"\")","v":65.607913469825817},{"$f":"IFERROR(IF(OR(E26=\"\",'S1 Input'!$D26=\"\"),\"\",E26/'S1 Input'!$D26),\"\")","v":68.742682826929368},{"$f":"IFERROR(IF(OR(F26=\"\",'S1 Input'!$D26=\"\"),\"\",F26/'S1 Input'!$D26),\"\")","v":71.370821750036939},{"$f":"IFERROR(IF(OR(G26=\"\",'S1 Input'!$D26=\"\"),\"\",G26/'S1 Input'!$D26),\"\")","v":73.449630099247386},{"$f":"IFERROR(IF(OR(H26=\"\",'S1 Input'!$D26=\"\"),\"\",H26/'S1 Input'!$D26),\"\")","v":74.956503527157366},{"$f":"IFERROR(IF(OR(I26=\"\",'S1 Input'!$D26=\"\"),\"\",I26/'S1 Input'!$D26),\"\")","v":75.889565747956894},{"$f":"IFERROR(IF(OR(J26=\"\",'S1 Input'!$D26=\"\"),\"\",J26/'S1 Input'!$D26),\"\")","v":76.267175678863666},{"$f":"IFERROR(IF(OR(K26=\"\",'S1 Input'!$D26=\"\"),\"\",K26/'S1 Input'!$D26),\"\")","v":76.126405651027724},{"$f":"IFERROR(IF(OR(L26=\"\",'S1 Input'!$D26=\"\"),\"\",L26/'S1 Input'!$D26),\"\")","v":75.520639751359852},{"$f":"IFERROR(IF(OR(M26=\"\",'S1 Input'!$D26=\"\"),\"\",M26/'S1 Input'!$D26),\"\")","v":74.516472003587936},{"$f":"IFERROR(IF(OR(N26=\"\",'S1 Input'!$D26=\"\"),\"\",N26/'S1 Input'!$D26),\"\")","v":73.190095165348339},{"$f":"IFERROR(IF(OR(O26=\"\",'S1 Input'!$D26=\"\"),\"\",O26/'S1 Input'!$D26),\"\")","v":71.623368334432058},{"$f":"IFERROR(IF(OR(P26=\"\",'S1 Input'!$D26=\"\"),\"\",P26/'S1 Input'!$D26),\"\")","v":69.899742898032386},{"$f":"IFERROR(IF(OR(Q26=\"\",'S1 Input'!$D26=\"\"),\"\",Q26/'S1 Input'!$D26),\"\")","v":68.100218801105768},{"$f":"IFERROR(IF(OR(R26=\"\",'S1 Input'!$D26=\"\"),\"\",R26/'S1 Input'!$D26),\"\")","v":66.299501404284925},{"$f":"IFERROR(IF(OR(S26=\"\",'S1 Input'!$D26=\"\"),\"\",S26/'S1 Input'!$D26),\"\")","v":64.56253416392677},{"$f":"IFERROR(IF(OR(T26=\"\",'S1 Input'!$D26=\"\"),\"\",T26/'S1 Input'!$D26),\"\")","v":62.941590327294612},{"$f":"IFERROR(IF(OR(U26=\"\",'S1 Input'!$D26=\"\"),\"\",U26/'S1 Input'!$D26),\"\")","v":61.474110299405829},{"$f":"IFERROR(IF(OR(V26=\"\",'S1 Input'!$D26=\"\"),\"\",V26/'S1 Input'!$D26),\"\")","v":60.181460819750974},{"$f":"IFERROR(IF(OR(W26=\"\",'S1 Input'!$D26=\"\"),\"\",W26/'S1 Input'!$D26),\"\")","v":59.068758769647111}]
[2,"POLES ","˂ = 1 kv ; concrete",{"$f":"IFERROR(repcalc('S1 Input'!$CV27:$GH27,'S1 Input'!$G27,'S1 Input'!$E27,'S1 Input'!$F27,20,TRUE,TRUE),\"\")","v":160.3092983960276},189.50852895423537,223.05290112904078,260.41949741199329,300.83170029463622,343.27791608906716,386.55162622010926,429.31136592256104,470.15689356352374,507.71592766616942,540.73464489223693,568.16473658055725,589.24013387761829,603.53733783066673,611.01440810118959,612.0249083138915,607.30442924250576,597.92878247064016,585.24470794622982,570.77606680588258,{"$f":"IFERROR(IF(OR(D27=\"\",'S1 Input'!$D27=\"\"),\"\",D27/'S1 Input'!$D27),\"\")","v":17.027198856466669},{"$f":"IFERROR(IF(OR(E27=\"\",'S1 Input'!$D27=\"\"),\"\",E27/'S1 Input'!$D27),\"\")","v":20.12858542695859},{"$f":"IFERROR(IF(OR(F27=\"\",'S1 Input'!$D27=\"\"),\"\",F27/'S1 Input'!$D27),\"\")","v":23.691489770315705},{"$f":"IFERROR(IF(OR(G27=\"\",'S1 Input'!$D27=\"\"),\"\",G27/'S1 Input'!$D27),\"\")","v":27.660370377149594},{"$f":"IFERROR(IF(OR(H27=\"\",'S1 Input'!$D27=\"\"),\"\",H27/'S1 Input'!$D27),\"\")","v":31.952739076878665},{"$f":"IFERROR(IF(OR(I27=\"\",'S1 Input'!$D27=\"\"),\"\",I27/'S1 Input'!$D27),\"\")","v":36.461149782106858},{"$f":"IFERROR(IF(OR(J27=\"\",'S1 Input'!$D27=\"\"),\"\",J27/'S1 Input'!$D27),\"\")","v":41.057452523312094},{"$f":"IFERROR(IF(OR(K27=\"\",'S1 Input'!$D27=\"\"),\"\",K27/'S1 Input'!$D27),\"\")","v":45.599164066243041},{"$f":"IFERROR(IF(OR(L27=\"\",'S1 Input'!$D27=\"\"),\"\",L27/'S1 Input'!$D27),\"\")","v":49.937558211178128},{"$f":"IFERROR(IF(OR(M27=\"\",'S1 Input'!$D27=\"\"),\"\",M27/'S1 Input'!$D27),\"\")","v":53.926878537081372},{"$f":"IFERROR(IF(OR(N27=\"\",'S1 Input'!$D27=\"\"),\"\",N27/'S1 Input'!$D27),\"\")","v":57.433950614739622},{"$f":"IFERROR(IF(OR(O27=\"\",'S1 Input'!$D27=\"\"),\"\",O27/'S1 Input'!$D27),\"\")","v":60.347428688072121},{"$f":"IFERROR(IF(OR(P27=\"\",'S1 Input'!$D27=\"\"),\"\",P27/'S1 Input'!$D27),\"\")","v":62.58594500837679},{"$f":"IFERROR(IF(OR(Q27=\"\",'S1 Input'!$D27=\"\"),\"\",Q27/'S1 Input'!$D27),\"\")","v":64.104517775120613},{"$f":"IFERROR(IF(OR(R27=\"\",'S1 Input'!$D27=\"\"),\"\",R27/'S1 Input'!$D27),\"\")","v":64.898692309185705},{"$f":"IFERROR(IF(OR(S27=\"\",'S1 Input'!$D27=\"\"),\"\",S27/'S1 Input'!$D27),\"\")","v":65.006022253476729},{"$f":"IFERROR(IF(OR(T27=\"\",'S1 Input'!$D27=\"\"),\"\",T27/'S1 Input'!$D27),\"\")","v":64.504638137580258},{"$f":"IFERROR(IF(OR(U27=\"\",'S1 Input'!$D27=\"\"),\"\",U27/'S1 Input'!$D27),\"\")","v":63.508806931344374},{"$f":"IFERROR(IF(OR(V27=\"\",'S1 Input'!$D27=\"\"),\"\",V27/'S1 Input'!$D27),\"\")","v":62.161572170801442},{"$f":"IFERROR(IF(OR(W27=\"\",'S1 Input'!$D27=\"\"),\"\",W27/'S1 Input'!$D27),\"\")","v":60.624790260179267}]
[2,"POLES ","> 1 kv & < = 11 kv ; concrete",{"$f":"IFERROR(repcalc('S1 Input'!$CV28:$GH28,'S1 Input'!$G28,'S1 Input'!$E28,'S1 Input'!$F28,20,TRUE,TRUE),\"\")","v":779.62337107727853},918.10690088831495,1065.8092881679465,1218.5004954231172,1371.3011685710717,1519.0575975714119,1656.8076553811304,1780.3005622876919,1886.5218191104784,1974.1675997869122,2044.0112296269199,2099.1084444014973,2144.7978249186658,2188.4677601493454,2239.080959214054,2306.4711051666322,2400.452427442232,2529.8096812467834,2701.2601987372468,2918.4973833475633,{"$f":"IFERROR(IF(OR(D28=\"\",'S1 Input'!$D28=\"\"),\"\",D28/'S1 Input'!$D28),\"\")","v":66.719610541702593},{"$f":"IFERROR(IF(OR(E28=\"\",'S1 Input'!$D28=\"\"),\"\",E28/'S1 Input'!$D28),\"\")","v":78.570931985113702},{"$f":"IFERROR(IF(OR(F28=\"\",'S1 Input'!$D28=\"\"),\"\",F28/'S1 Input'!$D28),\"\")","v":91.211196657733325},{"$f":"IFERROR(IF(OR(G28=\"\",'S1 Input'!$D28=\"\"),\"\",G28/'S1 Input'!$D28),\"\")","v":104.2784009760574},{"$f":"IFERROR(IF(OR(H28=\"\",'S1 Input'!$D28=\"\"),\"\",H28/'S1 Input'!$D28),\"\")","v":117.35497330720032},{"$f":"IFERROR(IF(OR(I28=\"\",'S1 Input'!$D28=\"\"),\"\",I28/'S1 Input'!$D28),\"\")","v":129.99986283162974},{"$f":"IFERROR(IF(OR(J28=\"\",'S1 Input'!$D28=\"\"),\"\",J28/'S1 Input'!$D28),\"\")","v":141.78841426571756},{"$f":"IFERROR(IF(OR(K28=\"\",'S1 Input'!$D28=\"\"),\"\",K28/'S1 Input'!$D28),\"\")","v":152.35684892165068},{"$f":"IFERROR(IF(OR(L28=\"\",'S1 Input'!$D28=\"\"),\"\",L28/'S1 Input'!$D28),\"\")","v":161.44718811539965},{"$f":"IFERROR(IF(OR(M28=\"\",'S1 Input'!$D28=\"\"),\"\",M28/'S1 Input'!$D28),\"\")","v":168.94785134497272},{"$f":"IFERROR(IF(OR(N28=\"\",'S1 Input'!$D28=\"\"),\"\",N28/'S1 Input'!$D28),\"\")","v":174.92501923734244},{"$f":"IFERROR(IF(OR(O28=\"\",'S1 Input'!$D28=\"\"),\"\",O28/'S1 Input'!$D28),\"\")","v":179.64019947445206},{"$f":"IFERROR(IF(OR(P28=\"\",'S1 Input'!$D28=\"\"),\"\",P28/'S1 Input'!$D28),\"\")","v":183.55026398391502},{"$f":"IFERROR(IF(OR(Q28=\"\",'S1 Input'!$D28=\"\"),\"\",Q28/'S1 Input'!$D28),\"\")","v":187.28750580998582},{"$f":"IFERROR(IF(OR(R28=\"\",'S1 Input'!$D28=\"\"),\"\",R28/'S1 Input'!$D28),\"\")","v":191.61894718943145},{"$f":"IFERROR(IF(OR(S28=\"\",'S1 Input'!$D28=\"\"),\"\",S28/'S1 Input'!$D28),\"\")","v":197.38614768534734},{"$f":"IFERROR(IF(OR(T28=\"\",'S1 Input'!$D28=\"\"),\"\",T28/'S1 Input'!$D28),\"\")","v":205.42900203405404},{"$f":"IFERROR(IF(OR(U28=\"\",'S1 Input'!$D28=\"\"),\"\",U28/'S1 Input'!$D28),\"\")","v":216.4993033035735},{"$f":"IFERROR(IF(OR(V28=\"\",'S1 Input'!$D28=\"\"),\"\",V28/'S1 Input'!$D28),\"\")","v":231.17191597593427},{"$f":"IFERROR(IF(OR(W28=\"\",'S1 Input'!$D28=\"\"),\"\",W28/'S1 Input'!$D28),\"\")","v":249.76291887564028}]
[2,"POLES ","˃ 11 kv & < = 22 kv ; concrete",{"$f":"IFERROR(repcalc('S1 Input'!$CV29:$GH29,'S1 Input'!$G29,'S1 Input'!$E29,'S1 Input'!$F29,20,TRUE,TRUE),\"\")","v":72.12127374293479},93.39545368550209,118.85402943494154,148.64581241179553,182.71380713381512,220.75183482231017,262.17516299524954,306.11144119866327,351.41687180928454,396.72020888737421,440.49409573446542,481.14980443011399,517.14811854603147,547.11642052984905,569.96045752485657,584.95906052978103,591.83136889000764,590.76872622182509,582.4270272578018,567.87943380680304,{"$f":"IFERROR(IF(OR(D29=\"\",'S1 Input'!$D29=\"\"),\"\",D29/'S1 Input'!$D29),\"\")","v":5.3206803572280492},{"$f":"IFERROR(IF(OR(E29=\"\",'S1 Input'!$D29=\"\"),\"\",E29/'S1 Input'!$D29),\"\")","v":6.8901633330835823},{"$f":"IFERROR(IF(OR(F29=\"\",'S1 Input'!$D29=\"\"),\"\",F29/'S1 Input'!$D29),\"\")","v":8.7683462447700879},{"$f":"IFERROR(IF(OR(G29=\"\",'S1 Input'!$D29=\"\"),\"\",G29/'S1 Input'!$D29),\"\")","v":10.966207517391835},{"$f":"IFERROR(IF(OR(H29=\"\",'S1 Input'!$D29=\"\"),\"\",H29/'S1 Input'!$D29),\"\")","v":13.479542361888473},{"$f":"IFERROR(IF(OR(I29=\"\",'S1 Input'!$D29=\"\"),\"\",I29/'S1 Input'!$D29),\"\")","v":16.285762721657129},{"$f":"IFERROR(IF(OR(J29=\"\",'S1 Input'!$D29=\"\"),\"\",J29/'S1 Input'!$D29),\"\")","v":19.341730497910678},{"$f":"IFERROR(IF(OR(K29=\"\",'S1 Input'!$D29=\"\"),\"\",K29/'S1 Input'!$D29),\"\")","v":22.583088841633927},{"$f":"IFERROR(IF(OR(L29=\"\",'S1 Input'!$D29=\"\"),\"\",L29/'S1 Input'!$D29),\"\")","v":25.925455139612762},{"$f":"IFERROR(IF(OR(M29=\"\",'S1 Input'!$D29=\"\"),\"\",M29/'S1 Input'!$D29),\"\")","v":29.26766698916272},{"$f":"IFERROR(IF(OR(N29=\"\",'S1 Input'!$D29=\"\"),\"\",N29/'S1 Input'!$D29),\"\")","v":32.497045060562321},{"$f":"IFERROR(IF(OR(O29=\"\",'S1 Input'!$D29=\"\"),\"\",O29/'S1 Input'!$D29),\"\")","v":35.496382418872827},{"$f":"IFERROR(IF(OR(P29=\"\",'S1 Input'!$D29=\"\"),\"\",P29/'S1 Input'!$D29),\"\")","v":38.152124793759135},{"$f":"IFERROR(IF(OR(Q29=\"\",'S1 Input'!$D29=\"\"),\"\",Q29/'S1 Input'!$D29),\"\")","v":40.363008593081901},{"$f":"IFERROR(IF(OR(R29=\"\",'S1 Input'!$D29=\"\"),\"\",R29/'S1 Input'!$D29),\"\")","v":42.048306323018821},{"$f":"IFERROR(IF(OR(S29=\"\",'S1 Input'!$D29=\"\"),\"\",S29/'S1 Input'!$D29),\"\")","v":43.154814406592166},{"$f":"IFERROR(IF(OR(T29=\"\",'S1 Input'!$D29=\"\"),\"\",T29/'S1 Input'!$D29),\"\")","v":43.661812608418209},{"$f":"IFERROR(IF(OR(U29=\"\",'S1 Input'!$D29=\"\"),\"\",U29/'S1 Input'!$D29),\"\")","v":43.583417127058517},{"$f":"IFERROR(IF(OR(V29=\"\",'S1 Input'!$D29=\"\"),\"\",V29/'S1 Input'!$D29),\"\")","v":42.968015990606233},{"$f":"IFERROR(IF(OR(W29=\"\",'S1 Input'!$D29=\"\"),\"\",W29/'S1 Input'!$D29),\"\")","v":41.89478072030915}]
[2,"POLES ","> 22 kv & < = 66 kv ; concrete",{"$f":"IFERROR(repcalc('S1 Input'!$CV30:$GH30,'S1 Input'!$G30,'S1 Input'!$E30,'S1 Input'!$F30,20,TRUE,TRUE),\"\")","v":510.6210252907581},574.53103884712709,646.95751250970761,725.72749739056167,808.24937115558839,891.68551107154235,973.15980081006751,1049.9822967221862,1119.8703035937569,1181.1452501077715,1232.8880523327223,1275.0412584910282,1308.4527537530637,1334.8615721063468,1356.8301204407123,1377.6282831876913,1401.0737679772838,1431.3308295696186,1472.6678160161659,1529.1744385817215,{"$f":"IFERROR(IF(OR(D30=\"\",'S1 Input'!$D30=\"\"),\"\",D30/'S1 Input'!$D30),\"\")","v":20.982381068574547},{"$f":"IFERROR(IF(OR(E30=\"\",'S1 Input'!$D30=\"\"),\"\",E30/'S1 Input'!$D30),\"\")","v":23.608564073424212},{"$f":"IFERROR(IF(OR(F30=\"\",'S1 Input'!$D30=\"\"),\"\",F30/'S1 Input'!$D30),\"\")","v":26.584704487885222},{"$f":"IFERROR(IF(OR(G30=\"\",'S1 Input'!$D30=\"\"),\"\",G30/'S1 Input'!$D30),\"\")","v":29.821511743510484},{"$f":"IFERROR(IF(OR(H30=\"\",'S1 Input'!$D30=\"\"),\"\",H30/'S1 Input'!$D30),\"\")","v":33.212491190243291},{"$f":"IFERROR(IF(OR(I30=\"\",'S1 Input'!$D30=\"\"),\"\",I30/'S1 Input'!$D30),\"\")","v":36.641039557617262},{"$f":"IFERROR(IF(OR(J30=\"\",'S1 Input'!$D30=\"\"),\"\",J30/'S1 Input'!$D30),\"\")","v":39.988971800735825},{"$f":"IFERROR(IF(OR(K30=\"\",'S1 Input'!$D30=\"\"),\"\",K30/'S1 Input'!$D30),\"\")","v":43.145753061259171},{"$f":"IFERROR(IF(OR(L30=\"\",'S1 Input'!$D30=\"\"),\"\",L30/'S1 Input'!$D30),\"\")","v":46.017583087191703},{"$f":"IFERROR(IF(OR(M30=\"\",'S1 Input'!$D30=\"\"),\"\",M30/'S1 Input'!$D30),\"\")","v":48.535486216976608},{"$f":"IFERROR(IF(OR(N30=\"\",'S1 Input'!$D30=\"\"),\"\",N30/'S1 Input'!$D30),\"\")","v":50.66169555828133},{"$f":"IFERROR(IF(OR(O30=\"\",'S1 Input'!$D30=\"\"),\"\",O30/'S1 Input'!$D30),\"\")","v":52.393850309198847},{"$f":"IFERROR(IF(OR(P30=\"\",'S1 Input'!$D30=\"\"),\"\",P30/'S1 Input'!$D30),\"\")","v":53.766791670670806},{"$f":"IFERROR(IF(OR(Q30=\"\",'S1 Input'!$D30=\"\"),\"\",Q30/'S1 Input'!$D30),\"\")","v":54.851979829430668},{"$f":"IFERROR(IF(OR(R30=\"\",'S1 Input'!$D30=\"\"),\"\",R30/'S1 Input'!$D30),\"\")","v":55.754708917823727},{"$f":"IFERROR(IF(OR(S30=\"\",'S1 Input'!$D30=\"\"),\"\",S30/'S1 Input'!$D30),\"\")","v":56.609344654836029},{"$f":"IFERROR(IF(OR(T30=\"\",'S1 Input'!$D30=\"\"),\"\",T30/'S1 Input'!$D30),\"\")","v":57.572763847989258},{"$f":"IFERROR(IF(OR(U30=\"\",'S1 Input'!$D30=\"\"),\"\",U30/'S1 Input'!$D30),\"\")","v":58.816083580043369},{"$f":"IFERROR(IF(OR(V30=\"\",'S1 Input'!$D30=\"\"),\"\",V30/'S1 Input'!$D30),\"\")","v":60.514698323441515},{"$f":"IFERROR(IF(OR(W30=\"\",'S1 Input'!$D30=\"\"),\"\",W30/'S1 Input'!$D30),\"\")","v":62.836662028115583}]
[2,"POLES ","> 66 kv & < = 132 kv ; concrete",{"$f":"IFERROR(repcalc('S1 Input'!$CV31:$GH31,'S1 Input'!$G31,'S1 Input'!$E31,'S1 Input'!$F31,20,TRUE,TRUE),\"\")","v":164.97387161343764},208.71507241422617,262.91413784102423,328.56102153256433,406.241216578636,495.99744748753926,597.21271266802478,708.53283082845405,827.8451492662582,952.32576856026253,1078.5607831108907,1202.7384006993989,1320.8995700735206,1429.226305395978,1524.3405875614903,1603.5835694798004,1665.2453381008377,1708.7196358528822,1734.5651373533969,1744.4641575057055,{"$f":"IFERROR(IF(OR(D31=\"\",'S1 Input'!$D31=\"\"),\"\",D31/'S1 Input'!$D31),\"\")","v":5.6012665446942753},{"$f":"IFERROR(IF(OR(E31=\"\",'S1 Input'!$D31=\"\"),\"\",E31/'S1 Input'!$D31),\"\")","v":7.0863873233609915},{"$f":"IFERROR(IF(OR(F31=\"\",'S1 Input'!$D31=\"\"),\"\",F31/'S1 Input'!$D31),\"\")","v":8.9265781909195141},{"$f":"IFERROR(IF(OR(G31=\"\",'S1 Input'!$D31=\"\"),\"\",G31/'S1 Input'!$D31),\"\")","v":11.155450495295433},{"$f":"IFERROR(IF(OR(H31=\"\",'S1 Input'!$D31=\"\"),\"\",H31/'S1 Input'!$D31),\"\")","v":13.79288315927764},{"$f":"IFERROR(IF(OR(I31=\"\",'S1 Input'!$D31=\"\"),\"\",I31/'S1 Input'!$D31),\"\")","v":16.84032678444709},{"$f":"IFERROR(IF(OR(J31=\"\",'S1 Input'!$D31=\"\"),\"\",J31/'S1 Input'!$D31),\"\")","v":20.276832657305775},{"$f":"IFERROR(IF(OR(K31=\"\",'S1 Input'!$D31=\"\"),\"\",K31/'S1 Input'!$D31),\"\")","v":24.05642301004038},{"$f":"IFERROR(IF(OR(L31=\"\",'S1 Input'!$D31=\"\"),\"\",L31/'S1 Input'!$D31),\"\")","v":28.10736811485992},{"$f":"IFERROR(IF(OR(M31=\"\",'S1 Input'!$D31=\"\"),\"\",M31/'S1 Input'!$D31),\"\")","v":32.333789677833884},{"$f":"IFERROR(IF(OR(N31=\"\",'S1 Input'!$D31=\"\"),\"\",N31/'S1 Input'!$D31),\"\")","v":36.61977725184336},{"$f":"IFERROR(IF(OR(O31=\"\",'S1 Input'!$D31=\"\"),\"\",O31/'S1 Input'!$D31),\"\")","v":40.835911165631536},{"$f":"IFERROR(IF(OR(P31=\"\",'S1 Input'!$D31=\"\"),\"\",P31/'S1 Input'!$D31),\"\")","v":44.847771943488866},{"$f":"IFERROR(IF(OR(Q31=\"\",'S1 Input'!$D31=\"\"),\"\",Q31/'S1 Input'!$D31),\"\")","v":48.525729625656815},{"$f":"IFERROR(IF(OR(R31=\"\",'S1 Input'!$D31=\"\"),\"\",R31/'S1 Input'!$D31),\"\")","v":51.755092199292996},{"$f":"IFERROR(IF(OR(S31=\"\",'S1 Input'!$D31=\"\"),\"\",S31/'S1 Input'!$D31),\"\")","v":54.445585300896909},{"$f":"IFERROR(IF(OR(T31=\"\",'S1 Input'!$D31=\"\"),\"\",T31/'S1 Input'!$D31),\"\")","v":56.539153199169853},{"$f":"IFERROR(IF(OR(U31=\"\",'S1 Input'!$D31=\"\"),\"\",U31/'S1 Input'!$D31),\"\")","v":58.015211966361754},{"$f":"IFERROR(IF(OR(V31=\"\",'S1 Input'!$D31=\"\"),\"\",V31/'S1 Input'!$D31),\"\")","v":58.89272997251544},{"$f":"IFERROR(IF(OR(W31=\"\",'S1 Input'!$D31=\"\"),\"\",W31/'S1 Input'!$D31),\"\")","v":59.22882592432957}]
[2,"POLES ","˂ = 1 kv ; steel",{"$f":"IFERROR(repcalc('S1 Input'!$CV32:$GH32,'S1 Input'!$G32,'S1 Input'!$E32,'S1 Input'!$F32,20,TRUE,TRUE),\"\")","v":174.45450812110883},138.1496136823059,113.13219977001134,96.505977679617956,86.031964656246501,80.029038651684999,77.271246997596947,76.89401940808753,78.314558743739113,81.166818159687082,85.248577237340243,90.476913473094513,96.848449885340926,104.40175332337708,113.18078049899748,123.1999487717011,134.4128902713116,146.68791598770247,159.79344202683851,173.3960199214396,{"$f":"IFERROR(IF(OR(D32=\"\",'S1 Input'!$D32=\"\"),\"\",D32/'S1 Input'!$D32),\"\")","v":21.216449986260859},{"$f":"IFERROR(IF(OR(E32=\"\",'S1 Input'!$D32=\"\"),\"\",E32/'S1 Input'!$D32),\"\")","v":16.801195915654578},{"$f":"IFERROR(IF(OR(F32=\"\",'S1 Input'!$D32=\"\"),\"\",F32/'S1 Input'!$D32),\"\")","v":13.75867946381655},{"$f":"IFERROR(IF(OR(G32=\"\",'S1 Input'!$D32=\"\"),\"\",G32/'S1 Input'!$D32),\"\")","v":11.736665740924318},{"$f":"IFERROR(IF(OR(H32=\"\",'S1 Input'!$D32=\"\"),\"\",H32/'S1 Input'!$D32),\"\")","v":10.462858741843869},{"$f":"IFERROR(IF(OR(I32=\"\",'S1 Input'!$D32=\"\"),\"\",I32/'S1 Input'!$D32),\"\")","v":9.732807218849759},{"$f":"IFERROR(IF(OR(J32=\"\",'S1 Input'!$D32=\"\"),\"\",J32/'S1 Input'!$D32),\"\")","v":9.3974157788024311},{"$f":"IFERROR(IF(OR(K32=\"\",'S1 Input'!$D32=\"\"),\"\",K32/'S1 Input'!$D32),\"\")","v":9.3515388887612296},{"$f":"IFERROR(IF(OR(L32=\"\",'S1 Input'!$D32=\"\"),\"\",L32/'S1 Input'!$D32),\"\")","v":9.5242991234663439},{"$f":"IFERROR(IF(OR(M32=\"\",'S1 Input'!$D32=\"\"),\"\",M32/'S1 Input'!$D32),\"\")","v":9.8711793497101468},{"$f":"IFERROR(IF(OR(N32=\"\",'S1 Input'!$D32=\"\"),\"\",N32/'S1 Input'!$D32),\"\")","v":10.367586340046419},{"$f":"IFERROR(IF(OR(O32=\"\",'S1 Input'!$D32=\"\"),\"\",O32/'S1 Input'!$D32),\"\")","v":11.003435395779785},{"$f":"IFERROR(IF(OR(P32=\"\",'S1 Input'!$D32=\"\"),\"\",P32/'S1 Input'!$D32),\"\")","v":11.778315822098268},{"$f":"IFERROR(IF(OR(Q32=\"\",'S1 Input'!$D32=\"\"),\"\",Q32/'S1 Input'!$D32),\"\")","v":12.696917962851749},{"$f":"IFERROR(IF(OR(R32=\"\",'S1 Input'!$D32=\"\"),\"\",R32/'S1 Input'!$D32),\"\")","v":13.764587655114852},{"$f":"IFERROR(IF(OR(S32=\"\",'S1 Input'!$D32=\"\"),\"\",S32/'S1 Input'!$D32),\"\")","v":14.983078279697496},{"$f":"IFERROR(IF(OR(T32=\"\",'S1 Input'!$D32=\"\"),\"\",T32/'S1 Input'!$D32),\"\")","v":16.346750764218228},{"$f":"IFERROR(IF(OR(U32=\"\",'S1 Input'!$D32=\"\"),\"\",U32/'S1 Input'!$D32),\"\")","v":17.839589625172611},{"$f":"IFERROR(IF(OR(V32=\"\",'S1 Input'!$D32=\"\"),\"\",V32/'S1 Input'!$D32),\"\")","v":19.433430568279341},{"$f":"IFERROR(IF(OR(W32=\"\",'S1 Input'!$D32=\"\"),\"\",W32/'S1 Input'!$D32),\"\")","v":21.087720942848925}]
[2,"POLES ","> 1 kv & < = 11 kv ; steel",{"$f":"IFERROR(repcalc('S1 Input'!$CV33:$GH33,'S1 Input'!$G33,'S1 Input'!$E33,'S1 Input'!$F33,20,TRUE,TRUE),\"\")","v":80.62764646617552},54.074369093892486,39.623594623797885,32.553499796338841,30.043822582346632,30.501126106775761,33.082579676566304,37.373019692452338,43.172148277591639,50.357985199250734,58.803390615173655,68.331288473483795,78.699713505410472,89.609927381368834,100.73048697548592,111.72873366261015,122.30028118950942,132.18797420295667,141.18500211729142,149.12193902203794,{"$f":"IFERROR(IF(OR(D33=\"\",'S1 Input'!$D33=\"\"),\"\",D33/'S1 Input'!$D33),\"\")","v":7.7069573360351162},{"$f":"IFERROR(IF(OR(E33=\"\",'S1 Input'!$D33=\"\"),\"\",E33/'S1 Input'!$D33),\"\")","v":5.1688083907357694},{"$f":"IFERROR(IF(OR(F33=\"\",'S1 Input'!$D33=\"\"),\"\",F33/'S1 Input'!$D33),\"\")","v":3.7875017645972213},{"$f":"IFERROR(IF(OR(G33=\"\",'S1 Input'!$D33=\"\"),\"\",G33/'S1 Input'!$D33),\"\")","v":3.1116923916942394},{"$f":"IFERROR(IF(OR(H33=\"\",'S1 Input'!$D33=\"\"),\"\",H33/'S1 Input'!$D33),\"\")","v":2.8717997982328676},{"$f":"IFERROR(IF(OR(I33=\"\",'S1 Input'!$D33=\"\"),\"\",I33/'S1 Input'!$D33),\"\")","v":2.9155120843638085},{"$f":"IFERROR(IF(OR(J33=\"\",'S1 Input'!$D33=\"\"),\"\",J33/'S1 Input'!$D33),\"\")","v":3.162265566566437},{"$f":"IFERROR(IF(OR(K33=\"\",'S1 Input'!$D33=\"\"),\"\",K33/'S1 Input'!$D33),\"\")","v":3.5723759890394935},{"$f":"IFERROR(IF(OR(L33=\"\",'S1 Input'!$D33=\"\"),\"\",L33/'S1 Input'!$D33),\"\")","v":4.1266974724353895},{"$f":"IFERROR(IF(OR(M33=\"\",'S1 Input'!$D33=\"\"),\"\",M33/'S1 Input'!$D33),\"\")","v":4.8135702884757992},{"$f":"IFERROR(IF(OR(N33=\"\",'S1 Input'!$D33=\"\"),\"\",N33/'S1 Input'!$D33),\"\")","v":5.6208415171274178},{"$f":"IFERROR(IF(OR(O33=\"\",'S1 Input'!$D33=\"\"),\"\",O33/'S1 Input'!$D33),\"\")","v":6.5315849843437404},{"$f":"IFERROR(IF(OR(P33=\"\",'S1 Input'!$D33=\"\"),\"\",P33/'S1 Input'!$D33),\"\")","v":7.52267194849642},{"$f":"IFERROR(IF(OR(Q33=\"\",'S1 Input'!$D33=\"\"),\"\",Q33/'S1 Input'!$D33),\"\")","v":8.5655468996374555},{"$f":"IFERROR(IF(OR(R33=\"\",'S1 Input'!$D33=\"\"),\"\",R33/'S1 Input'!$D33),\"\")","v":9.6285281734447103},{"$f":"IFERROR(IF(OR(S33=\"\",'S1 Input'!$D33=\"\"),\"\",S33/'S1 Input'!$D33),\"\")","v":10.679817919628922},{"$f":"IFERROR(IF(OR(T33=\"\",'S1 Input'!$D33=\"\"),\"\",T33/'S1 Input'!$D33),\"\")","v":11.690320759989765},{"$f":"IFERROR(IF(OR(U33=\"\",'S1 Input'!$D33=\"\"),\"\",U33/'S1 Input'!$D33),\"\")","v":12.635455977826231},{"$f":"IFERROR(IF(OR(V33=\"\",'S1 Input'!$D33=\"\"),\"\",V33/'S1 Input'!$D33),\"\")","v":13.495455163291529},{"$f":"IFERROR(IF(OR(W33=\"\",'S1 Input'!$D33=\"\"),\"\",W33/'S1 Input'!$D33),\"\")","v":14.254123396641805}]
[2,"POLES ","˃ 11 kv & < = 22 kv ; steel",{"$f":"IFERROR(repcalc('S1 Input'!$CV34:$GH34,'S1 Input'!$G34,'S1 Input'!$E34,'S1 Input'!$F34,20,TRUE,TRUE),\"\")","v":53.240298831565532},78.983172508846906,113.37795510316373,156.62261384031365,207.24070149611646,261.67512501407248,314.41371350755867,358.81001038915173,388.50379924476238,399.05715706960473,389.25452450887809,361.58014346566114,321.67659261190306,276.97205668258226,234.95705859528522,201.66364547392436,180.74450855520573,173.2716555572278,178.11792059560474,192.65040832933119,{"$f":"IFERROR(IF(OR(D34=\"\",'S1 Input'!$D34=\"\"),\"\",D34/'S1 Input'!$D34),\"\")","v":4.2691570017754863},{"$f":"IFERROR(IF(OR(E34=\"\",'S1 Input'!$D34=\"\"),\"\",E34/'S1 Input'!$D34),\"\")","v":6.3333897693802585},{"$f":"IFERROR(IF(OR(F34=\"\",'S1 Input'!$D34=\"\"),\"\",F34/'S1 Input'!$D34),\"\")","v":9.0913894455581765},{"$f":"IFERROR(IF(OR(G34=\"\",'S1 Input'!$D34=\"\"),\"\",G34/'S1 Input'!$D34),\"\")","v":12.559030343314316},{"$f":"IFERROR(IF(OR(H34=\"\",'S1 Input'!$D34=\"\"),\"\",H34/'S1 Input'!$D34),\"\")","v":16.617921222494257},{"$f":"IFERROR(IF(OR(I34=\"\",'S1 Input'!$D34=\"\"),\"\",I34/'S1 Input'!$D34),\"\")","v":20.982830988205667},{"$f":"IFERROR(IF(OR(J34=\"\",'S1 Input'!$D34=\"\"),\"\",J34/'S1 Input'!$D34),\"\")","v":25.211757558340437},{"$f":"IFERROR(IF(OR(K34=\"\",'S1 Input'!$D34=\"\"),\"\",K34/'S1 Input'!$D34),\"\")","v":28.77174436992053},{"$f":"IFERROR(IF(OR(L34=\"\",'S1 Input'!$D34=\"\"),\"\",L34/'S1 Input'!$D34),\"\")","v":31.152787477947079},{"$f":"IFERROR(IF(OR(M34=\"\",'S1 Input'!$D34=\"\"),\"\",M34/'S1 Input'!$D34),\"\")","v":31.999025054349559},{"$f":"IFERROR(IF(OR(N34=\"\",'S1 Input'!$D34=\"\"),\"\",N34/'S1 Input'!$D34),\"\")","v":31.212985562631932},{"$f":"IFERROR(IF(OR(O34=\"\",'S1 Input'!$D34=\"\"),\"\",O34/'S1 Input'!$D34),\"\")","v":28.993871842511243},{"$f":"IFERROR(IF(OR(P34=\"\",'S1 Input'!$D34=\"\"),\"\",P34/'S1 Input'!$D34),\"\")","v":25.794142929231285},{"$f":"IFERROR(IF(OR(Q34=\"\",'S1 Input'!$D34=\"\"),\"\",Q34/'S1 Input'!$D34),\"\")","v":22.209439485368744},{"$f":"IFERROR(IF(OR(R34=\"\",'S1 Input'!$D34=\"\"),\"\",R34/'S1 Input'!$D34),\"\")","v":18.840400858605395},{"$f":"IFERROR(IF(OR(S34=\"\",'S1 Input'!$D34=\"\"),\"\",S34/'S1 Input'!$D34),\"\")","v":16.170716223856662},{"$f":"IFERROR(IF(OR(T34=\"\",'S1 Input'!$D34=\"\"),\"\",T34/'S1 Input'!$D34),\"\")","v":14.493282366278486},{"$f":"IFERROR(IF(OR(U34=\"\",'S1 Input'!$D34=\"\"),\"\",U34/'S1 Input'!$D34),\"\")","v":13.894059908859791},{"$f":"IFERROR(IF(OR(V34=\"\",'S1 Input'!$D34=\"\"),\"\",V34/'S1 Input'!$D34),\"\")","v":14.282665284394989},{"$f":"IFERROR(IF(OR(W34=\"\",'S1 Input'!$D34=\"\"),\"\",W34/'S1 Input'!$D34),\"\")","v":15.447975643713839}]
[2,"POLES ","> 22 kv & < = 66 kv ; steel",{"$f":"IFERROR(repcalc('S1 Input'!$CV35:$GH35,'S1 Input'!$G35,'S1 Input'!$E35,'S1 Input'!$F35,20,TRUE,TRUE),\"\")","v":468.67944779502233},504.25787243565509,567.37620593249358,636.71288531077005,702.37257681355197,757.57058594484795,797.11145040062479,817.75657380992766,818.41012696702023,800.21183217701684,766.393117057469,721.88181948794238,672.6759479161359,625.05158059906933,584.71560060728223,556.04285733107656,541.5343027026563,541.59348160292404,554.65204429170899,577.59899175757334,{"$f":"IFERROR(IF(OR(D35=\"\",'S1 Input'!$D35=\"\"),\"\",D35/'S1 Input'!$D35),\"\")","v":19.293238175305696},{"$f":"IFERROR(IF(OR(E35=\"\",'S1 Input'!$D35=\"\"),\"\",E35/'S1 Input'!$D35),\"\")","v":20.757827723072893},{"$f":"IFERROR(IF(OR(F35=\"\",'S1 Input'!$D35=\"\"),\"\",F35/'S1 Input'!$D35),\"\")","v":23.356100480950403},{"$f":"IFERROR(IF(OR(G35=\"\",'S1 Input'!$D35=\"\"),\"\",G35/'S1 Input'!$D35),\"\")","v":26.210352093269773},{"$f":"IFERROR(IF(OR(H35=\"\",'S1 Input'!$D35=\"\"),\"\",H35/'S1 Input'!$D35),\"\")","v":28.913240117568844},{"$f":"IFERROR(IF(OR(I35=\"\",'S1 Input'!$D35=\"\"),\"\",I35/'S1 Input'!$D35),\"\")","v":31.185471899830713},{"$f":"IFERROR(IF(OR(J35=\"\",'S1 Input'!$D35=\"\"),\"\",J35/'S1 Input'!$D35),\"\")","v":32.813175694379062},{"$f":"IFERROR(IF(OR(K35=\"\",'S1 Input'!$D35=\"\"),\"\",K35/'S1 Input'!$D35),\"\")","v":33.663034345037154},{"$f":"IFERROR(IF(OR(L35=\"\",'S1 Input'!$D35=\"\"),\"\",L35/'S1 Input'!$D35),\"\")","v":33.689937928668421},{"$f":"IFERROR(IF(OR(M35=\"\",'S1 Input'!$D35=\"\"),\"\",M35/'S1 Input'!$D35),\"\")","v":32.940803232406864},{"$f":"IFERROR(IF(OR(N35=\"\",'S1 Input'!$D35=\"\"),\"\",N35/'S1 Input'!$D35),\"\")","v":31.548652309950352},{"$f":"IFERROR(IF(OR(O35=\"\",'S1 Input'!$D35=\"\"),\"\",O35/'S1 Input'!$D35),\"\")","v":29.71634011972953},{"$f":"IFERROR(IF(OR(P35=\"\",'S1 Input'!$D35=\"\"),\"\",P35/'S1 Input'!$D35),\"\")","v":27.690775302828147},{"$f":"IFERROR(IF(OR(Q35=\"\",'S1 Input'!$D35=\"\"),\"\",Q35/'S1 Input'!$D35),\"\")","v":25.73031327292864},{"$f":"IFERROR(IF(OR(R35=\"\",'S1 Input'!$D35=\"\"),\"\",R35/'S1 Input'!$D35),\"\")","v":24.069878464709216},{"$f":"IFERROR(IF(OR(S35=\"\",'S1 Input'!$D35=\"\"),\"\",S35/'S1 Input'!$D35),\"\")","v":22.889562007971456},{"$f":"IFERROR(IF(OR(T35=\"\",'S1 Input'!$D35=\"\"),\"\",T35/'S1 Input'!$D35),\"\")","v":22.292315848912295},{"$f":"IFERROR(IF(OR(U35=\"\",'S1 Input'!$D35=\"\"),\"\",U35/'S1 Input'!$D35),\"\")","v":22.294751954491897},{"$f":"IFERROR(IF(OR(V35=\"\",'S1 Input'!$D35=\"\"),\"\",V35/'S1 Input'!$D35),\"\")","v":22.832309044667685},{"$f":"IFERROR(IF(OR(W35=\"\",'S1 Input'!$D35=\"\"),\"\",W35/'S1 Input'!$D35),\"\")","v":23.776922521827821}]
[2,"POLES ","> 66 kv & < = 132 kv ; steel",{"$f":"IFERROR(repcalc('S1 Input'!$CV36:$GH36,'S1 Input'!$G36,'S1 Input'!$E36,'S1 Input'!$F36,20,TRUE,TRUE),\"\")","v":178.10731558515522},221.82087327717159,267.73492176418648,311.71823761476747,349.05215383145423,375.27433780185333,387.06958624640782,382.96768624271976,363.6539672511542,331.81337206442169,291.57036205035104,247.70011320712584,204.8307018401407,166.82248876867226,136.42346860081076,115.19949387127558,103.66431481524299,101.50577347321727,107.81829459866971,121.28987649096531,{"$f":"IFERROR(IF(OR(D36=\"\",'S1 Input'!$D36=\"\"),\"\",D36/'S1 Input'!$D36),\"\")","v":6.2765618932533753},{"$f":"IFERROR(IF(OR(E36=\"\",'S1 Input'!$D36=\"\"),\"\",E36/'S1 Input'!$D36),\"\")","v":7.8170424149367363},{"$f":"IFERROR(IF(OR(F36=\"\",'S1 Input'!$D36=\"\"),\"\",F36/'S1 Input'!$D36),\"\")","v":9.4350689746644427},{"$f":"IFERROR(IF(OR(G36=\"\",'S1 Input'!$D36=\"\"),\"\",G36/'S1 Input'!$D36),\"\")","v":10.985055864869938},{"$f":"IFERROR(IF(OR(H36=\"\",'S1 Input'!$D36=\"\"),\"\",H36/'S1 Input'!$D36),\"\")","v":12.30071566852093},{"$f":"IFERROR(IF(OR(I36=\"\",'S1 Input'!$D36=\"\"),\"\",I36/'S1 Input'!$D36),\"\")","v":13.224794278800115},{"$f":"IFERROR(IF(OR(J36=\"\",'S1 Input'!$D36=\"\"),\"\",J36/'S1 Input'!$D36),\"\")","v":13.640462813611929},{"$f":"IFERROR(IF(OR(K36=\"\",'S1 Input'!$D36=\"\"),\"\",K36/'S1 Input'!$D36),\"\")","v":13.495910473532586},{"$f":"IFERROR(IF(OR(L36=\"\",'S1 Input'!$D36=\"\"),\"\",L36/'S1 Input'!$D36),\"\")","v":12.815288499970213},{"$f":"IFERROR(IF(OR(M36=\"\",'S1 Input'!$D36=\"\"),\"\",M36/'S1 Input'!$D36),\"\")","v":11.693215182818895},{"$f":"IFERROR(IF(OR(N36=\"\",'S1 Input'!$D36=\"\"),\"\",N36/'S1 Input'!$D36),\"\")","v":10.275037932242318},{"$f":"IFERROR(IF(OR(O36=\"\",'S1 Input'!$D36=\"\"),\"\",O36/'S1 Input'!$D36),\"\")","v":8.7290355615239754},{"$f":"IFERROR(IF(OR(P36=\"\",'S1 Input'!$D36=\"\"),\"\",P36/'S1 Input'!$D36),\"\")","v":7.2183030411431641},{"$f":"IFERROR(IF(OR(Q36=\"\",'S1 Input'!$D36=\"\"),\"\",Q36/'S1 Input'!$D36),\"\")","v":5.8788807888271162},{"$f":"IFERROR(IF(OR(R36=\"\",'S1 Input'!$D36=\"\"),\"\",R36/'S1 Input'!$D36),\"\")","v":4.8076090617170868},{"$f":"IFERROR(IF(OR(S36=\"\",'S1 Input'!$D36=\"\"),\"\",S36/'S1 Input'!$D36),\"\")","v":4.0596690314431356},{"$f":"IFERROR(IF(OR(T36=\"\",'S1 Input'!$D36=\"\"),\"\",T36/'S1 Input'!$D36),\"\")","v":3.6531654296282365},{"$f":"IFERROR(IF(OR(U36=\"\",'S1 Input'!$D36=\"\"),\"\",U36/'S1 Input'!$D36),\"\")","v":3.5770977044600749},{"$f":"IFERROR(IF(OR(V36=\"\",'S1 Input'!$D36=\"\"),\"\",V36/'S1 Input'!$D36),\"\")","v":3.7995530787168859},{"$f":"IFERROR(IF(OR(W36=\"\",'S1 Input'!$D36=\"\"),\"\",W36/'S1 Input'!$D36),\"\")","v":4.2742961698090536}]
[1,"OVERHEAD CONDUCTORS ","˂ = 1 kv",{"$f":"IFERROR(repcalc('S1 Input'!$CV37:$GH37,'S1 Input'!$G37,'S1 Input'!$E37,'S1 Input'!$F37,20,TRUE,TRUE),\"\")","v":3635.1778617536388},4408.6962864052384,5281.7187364234733,6251.6381160087521,7312.2040723603568,8453.4034519723318,9661.5770362568619,10919.788067965876,12208.434671135885,13506.073403504824,14790.397963262705,16039.298652462914,17231.917276545882,18349.610516868757,19376.74298377,20301.248288548701,21114.920425416629,21813.425429933508,22396.051110606459,22865.237164310678,{"$f":"IFERROR(IF(OR(D37=\"\",'S1 Input'!$D37=\"\"),\"\",D37/'S1 Input'!$D37),\"\")","v":46.324399236497193},{"$f":"IFERROR(IF(OR(E37=\"\",'S1 Input'!$D37=\"\"),\"\",E37/'S1 Input'!$D37),\"\")","v":56.181627048470354},{"$f":"IFERROR(IF(OR(F37=\"\",'S1 Input'!$D37=\"\"),\"\",F37/'S1 Input'!$D37),\"\")","v":67.306870999411444},{"$f":"IFERROR(IF(OR(G37=\"\",'S1 Input'!$D37=\"\"),\"\",G37/'S1 Input'!$D37),\"\")","v":79.666907915307789},{"$f":"IFERROR(IF(OR(H37=\"\",'S1 Input'!$D37=\"\"),\"\",H37/'S1 Input'!$D37),\"\")","v":93.182087267486295},{"$f":"IFERROR(IF(OR(I37=\"\",'S1 Input'!$D37=\"\"),\"\",I37/'S1 Input'!$D37),\"\")","v":107.72480778352877},{"$f":"IFERROR(IF(OR(J37=\"\",'S1 Input'!$D37=\"\"),\"\",J37/'S1 Input'!$D37),\"\")","v":123.12100505195816},{"$f":"IFERROR(IF(OR(K37=\"\",'S1 Input'!$D37=\"\"),\"\",K37/'S1 Input'!$D37),\"\")","v":139.15484778903289},{"$f":"IFERROR(IF(OR(L37=\"\",'S1 Input'!$D37=\"\"),\"\",L37/'S1 Input'!$D37),\"\")","v":155.57654212978949},{"$f":"IFERROR(IF(OR(M37=\"\",'S1 Input'!$D37=\"\"),\"\",M37/'S1 Input'!$D37),\"\")","v":172.11282645729204},{"$f":"IFERROR(IF(OR(N37=\"\",'S1 Input'!$D37=\"\"),\"\",N37/'S1 Input'!$D37),\"\")","v":188.47944342022694},{"$f":"IFERROR(IF(OR(O37=\"\",'S1 Input'!$D37=\"\"),\"\",O37/'S1 Input'!$D37),\"\")","v":204.394641062121},{"$f":"IFERROR(IF(OR(P37=\"\",'S1 Input'!$D37=\"\"),\"\",P37/'S1 Input'!$D37),\"\")","v":219.59261579127212},{"$f":"IFERROR(IF(OR(Q37=\"\",'S1 Input'!$D37=\"\"),\"\",Q37/'S1 Input'!$D37),\"\")","v":233.83578898876559},{"$f":"IFERROR(IF(OR(R37=\"\",'S1 Input'!$D37=\"\"),\"\",R37/'S1 Input'!$D37),\"\")","v":246.9249131733379},{"$f":"IFERROR(IF(OR(S37=\"\",'S1 Input'!$D37=\"\"),\"\",S37/'S1 Input'!$D37),\"\")","v":258.70622194653998},{"$f":"IFERROR(IF(OR(T37=\"\",'S1 Input'!$D37=\"\"),\"\",T37/'S1 Input'!$D37),\"\")","v":269.07514317937898},{"$f":"IFERROR(IF(OR(U37=\"\",'S1 Input'!$D37=\"\"),\"\",U37/'S1 Input'!$D37),\"\")","v":277.97644758001746},{"$f":"IFERROR(IF(OR(V37=\"\",'S1 Input'!$D37=\"\"),\"\",V37/'S1 Input'!$D37),\"\")","v":285.40105943213456},{"$f":"IFERROR(IF(OR(W37=\"\",'S1 Input'!$D37=\"\"),\"\",W37/'S1 Input'!$D37),\"\")","v":291.38006868410713}]
[1,"OVERHEAD CONDUCTORS ","> 1 kv & < = 11 kv",{"$f":"IFERROR(repcalc('S1 Input'!$CV38:$GH38,'S1 Input'!$G38,'S1 Input'!$E38,'S1 Input'!$F38,20,TRUE,TRUE),\"\")","v":8525.5044391295742},9352.6556115396561,10164.122664868906,10949.064832027305,11698.345118394229,12404.883499840391,13063.817288656379,13672.460896330234,14230.08071416633,14737.521682084856,15196.737368055416,15610.283082112546,15980.831073373562,16310.758957877295,16601.849098167739,16855.120292267467,17070.796543147393,17248.403163197487,17386.969502928372,17485.310691394348,{"$f":"IFERROR(IF(OR(D38=\"\",'S1 Input'!$D38=\"\"),\"\",D38/'S1 Input'!$D38),\"\")","v":98.784394301505515},{"$f":"IFERROR(IF(OR(E38=\"\",'S1 Input'!$D38=\"\"),\"\",E38/'S1 Input'!$D38),\"\")","v":108.36853423664962},{"$f":"IFERROR(IF(OR(F38=\"\",'S1 Input'!$D38=\"\"),\"\",F38/'S1 Input'!$D38),\"\")","v":117.77094343496582},{"$f":"IFERROR(IF(OR(G38=\"\",'S1 Input'!$D38=\"\"),\"\",G38/'S1 Input'!$D38),\"\")","v":126.86601072371971},{"$f":"IFERROR(IF(OR(H38=\"\",'S1 Input'!$D38=\"\"),\"\",H38/'S1 Input'!$D38),\"\")","v":135.54786641675037},{"$f":"IFERROR(IF(OR(I38=\"\",'S1 Input'!$D38=\"\"),\"\",I38/'S1 Input'!$D38),\"\")","v":143.73447479403146},{"$f":"IFERROR(IF(OR(J38=\"\",'S1 Input'!$D38=\"\"),\"\",J38/'S1 Input'!$D38),\"\")","v":151.36949224991693},{"$f":"IFERROR(IF(OR(K38=\"\",'S1 Input'!$D38=\"\"),\"\",K38/'S1 Input'!$D38),\"\")","v":158.42180106739772},{"$f":"IFERROR(IF(OR(L38=\"\",'S1 Input'!$D38=\"\"),\"\",L38/'S1 Input'!$D38),\"\")","v":164.8829009763526},{"$f":"IFERROR(IF(OR(M38=\"\",'S1 Input'!$D38=\"\"),\"\",M38/'S1 Input'!$D38),\"\")","v":170.76258223363186},{"$f":"IFERROR(IF(OR(N38=\"\",'S1 Input'!$D38=\"\"),\"\",N38/'S1 Input'!$D38),\"\")","v":176.08348068793887},{"$f":"IFERROR(IF(OR(O38=\"\",'S1 Input'!$D38=\"\"),\"\",O38/'S1 Input'!$D38),\"\")","v":180.87520452912523},{"$f":"IFERROR(IF(OR(P38=\"\",'S1 Input'!$D38=\"\"),\"\",P38/'S1 Input'!$D38),\"\")","v":185.16871691161319},{"$f":"IFERROR(IF(OR(Q38=\"\",'S1 Input'!$D38=\"\"),\"\",Q38/'S1 Input'!$D38),\"\")","v":188.991567097966},{"$f":"IFERROR(IF(OR(R38=\"\",'S1 Input'!$D38=\"\"),\"\",R38/'S1 Input'!$D38),\"\")","v":192.36440719218425},{"$f":"IFERROR(IF(OR(S38=\"\",'S1 Input'!$D38=\"\"),\"\",S38/'S1 Input'!$D38),\"\")","v":195.2990419321921},{"$f":"IFERROR(IF(OR(T38=\"\",'S1 Input'!$D38=\"\"),\"\",T38/'S1 Input'!$D38),\"\")","v":197.79806682397529},{"$f":"IFERROR(IF(OR(U38=\"\",'S1 Input'!$D38=\"\"),\"\",U38/'S1 Input'!$D38),\"\")","v":199.85598169703087},{"$f":"IFERROR(IF(OR(V38=\"\",'S1 Input'!$D38=\"\"),\"\",V38/'S1 Input'!$D38),\"\")","v":201.46153970695548},{"$f":"IFERROR(IF(OR(W38=\"\",'S1 Input'!$D38=\"\"),\"\",W38/'S1 Input'!$D38),\"\")","v":202.60101184105167}]
[1,"OVERHEAD CONDUCTORS ","˃ 11 kv & < = 22 kv ; swer",{"$f":"IFERROR(repcalc('S1 Input'!$CV39:$GH39,'S1 Input'!$G39,'S1 Input'!$E39,'S1 Input'!$F39,20,TRUE,TRUE),\"\")","v":125.13197087988371},146.72444335535627,170.06888491740992,194.90483641336039,220.88903603886652,247.60086564227831,274.55384672896201,301.21351734955522,327.02136868066407,351.42371400348833,373.90350826646983,394.0123786214192,411.39962533011783,425.83485001987287,437.22125365579581,445.59752975062582,451.12757786609734,454.07881217638248,454.79141335048575,453.642220485282,{"$f":"IFERROR(IF(OR(D39=\"\",'S1 Input'!$D39=\"\"),\"\",D39/'S1 Input'!$D39),\"\")","v":2.6935117428269235},{"$f":"IFERROR(IF(OR(E39=\"\",'S1 Input'!$D39=\"\"),\"\",E39/'S1 Input'!$D39),\"\")","v":3.1582976625274997},{"$f":"IFERROR(IF(OR(F39=\"\",'S1 Input'!$D39=\"\"),\"\",F39/'S1 Input'!$D39),\"\")","v":3.6607953618363882},{"$f":"IFERROR(IF(OR(G39=\"\",'S1 Input'!$D39=\"\"),\"\",G39/'S1 Input'!$D39),\"\")","v":4.1953983615992305},{"$f":"IFERROR(IF(OR(H39=\"\",'S1 Input'!$D39=\"\"),\"\",H39/'S1 Input'!$D39),\"\")","v":4.7547178250994353},{"$f":"IFERROR(IF(OR(I39=\"\",'S1 Input'!$D39=\"\"),\"\",I39/'S1 Input'!$D39),\"\")","v":5.3296997917644227},{"$f":"IFERROR(IF(OR(J39=\"\",'S1 Input'!$D39=\"\"),\"\",J39/'S1 Input'!$D39),\"\")","v":5.9098726328911937},{"$f":"IFERROR(IF(OR(K39=\"\",'S1 Input'!$D39=\"\"),\"\",K39/'S1 Input'!$D39),\"\")","v":6.4837318582477224},{"$f":"IFERROR(IF(OR(L39=\"\",'S1 Input'!$D39=\"\"),\"\",L39/'S1 Input'!$D39),\"\")","v":7.0392553597851553},{"$f":"IFERROR(IF(OR(M39=\"\",'S1 Input'!$D39=\"\"),\"\",M39/'S1 Input'!$D39),\"\")","v":7.5645248270313656},{"$f":"IFERROR(IF(OR(N39=\"\",'S1 Input'!$D39=\"\"),\"\",N39/'S1 Input'!$D39),\"\")","v":8.0484106748919135},{"$f":"IFERROR(IF(OR(O39=\"\",'S1 Input'!$D39=\"\"),\"\",O39/'S1 Input'!$D39),\"\")","v":8.4812615127328108},{"$f":"IFERROR(IF(OR(P39=\"\",'S1 Input'!$D39=\"\"),\"\",P39/'S1 Input'!$D39),\"\")","v":8.8555283995723393},{"$f":"IFERROR(IF(OR(Q39=\"\",'S1 Input'!$D39=\"\"),\"\",Q39/'S1 Input'!$D39),\"\")","v":9.1662519256128849},{"$f":"IFERROR(IF(OR(R39=\"\",'S1 Input'!$D39=\"\"),\"\",R39/'S1 Input'!$D39),\"\")","v":9.4113484559901259},{"$f":"IFERROR(IF(OR(S39=\"\",'S1 Input'!$D39=\"\"),\"\",S39/'S1 Input'!$D39),\"\")","v":9.5916508828115052},{"$f":"IFERROR(IF(OR(T39=\"\",'S1 Input'!$D39=\"\"),\"\",T39/'S1 Input'!$D39),\"\")","v":9.7106872044859927},{"$f":"IFERROR(IF(OR(U39=\"\",'S1 Input'!$D39=\"\"),\"\",U39/'S1 Input'!$D39),\"\")","v":9.7742136095660914},{"$f":"IFERROR(IF(OR(V39=\"\",'S1 Input'!$D39=\"\"),\"\",V39/'S1 Input'!$D39),\"\")","v":9.789552612195898},{"$f":"IFERROR(IF(OR(W39=\"\",'S1 Input'!$D39=\"\"),\"\",W39/'S1 Input'!$D39),\"\")","v":9.7648158126758897}]
["","OVERHEAD CONDUCTORS ","˃ 11 kv & < = 22 kv ; single-phase",{"$f":"IFERROR(repcalc('S1 Input'!$CV40:$GH40,'S1 Input'!$G40,'S1 Input'!$E40,'S1 Input'!$F40,20,TRUE,TRUE),\"\")","v":""},"","","","","","","","","","","","","","","","","","","",{"$f":"IFERROR(IF(OR(D40=\"\",'S1 Input'!$D40=\"\"),\"\",D40/'S1 Input'!$D40),\"\")","v":""},{"$f":"IFERROR(IF(OR(E40=\"\",'S1 Input'!$D40=\"\"),\"\",E40/'S1 Input'!$D40),\"\")","v":""},{"$f":"IFERROR(IF(OR(F40=\"\",'S1 Input'!$D40=\"\"),\"\",F40/'S1 Input'!$D40),\"\")","v":""},{"$f":"IFERROR(IF(OR(G40=\"\",'S1 Input'!$D40=\"\"),\"\",G40/'S1 Input'!$D40),\"\")","v":""},{"$f":"IFERROR(IF(OR(H40=\"\",'S1 Input'!$D40=\"\"),\"\",H40/'S1 Input'!$D40),\"\")","v":""},{"$f":"IFERROR(IF(OR(I40=\"\",'S1 Input'!$D40=\"\"),\"\",I40/'S1 Input'!$D40),\"\")","v":""},{"$f":"IFERROR(IF(OR(J40=\"\",'S1 Input'!$D40=\"\"),\"\",J40/'S1 Input'!$D40),\"\")","v":""},{"$f":"IFERROR(IF(OR(K40=\"\",'S1 Input'!$D40=\"\"),\"\",K40/'S1 Input'!$D40),\"\")","v":""},{"$f":"IFERROR(IF(OR(L40=\"\",'S1 Input'!$D40=\"\"),\"\",L40/'S1 Input'!$D40),\"\")","v":""},{"$f":"IFERROR(IF(OR(M40=\"\",'S1 Input'!$D40=\"\"),\"\",M40/'S1 Input'!$D40),\"\")","v":""},{"$f":"IFERROR(IF(OR(N40=\"\",'S1 Input'!$D40=\"\"),\"\",N40/'S1 Input'!$D40),\"\")","v":""},{"$f":"IFERROR(IF(OR(O40=\"\",'S1 Input'!$D40=\"\"),\"\",O40/'S1 Input'!$D40),\"\")","v":""},{"$f":"IFERROR(IF(OR(P40=\"\",'S1 Input'!$D40=\"\"),\"\",P40/'S1 Input'!$D40),\"\")","v":""},{"$f":"IFERROR(IF(OR(Q40=\"\",'S1 Input'!$D40=\"\"),\"\",Q40/'S1 Input'!$D40),\"\")","v":""},{"$f":"IFERROR(IF(OR(R40=\"\",'S1 Input'!$D40=\"\"),\"\",R40/'S1 Input'!$D40),\"\")","v":""},{"$f":"IFERROR(IF(OR(S40=\"\",'S1 Input'!$D40=\"\"),\"\",S40/'S1 Input'!$D40),\"\")","v":""},{"$f":"IFERROR(IF(OR(T40=\"\",'S1 Input'!$D40=\"\"),\"\",T40/'S1 Input'!$D40),\"\")","v":""},{"$f":"IFERROR(IF(OR(U40=\"\",'S1 Input'!$D40=\"\"),\"\",U40/'S1 Input'!$D40),\"\")","v":""},{"$f":"IFERROR(IF(OR(V40=\"\",'S1 Input'!$D40=\"\"),\"\",V40/'S1 Input'!$D40),\"\")","v":""},{"$f":"IFERROR(IF(OR(W40=\"\",'S1 Input'!$D40=\"\"),\"\",W40/'S1 Input'!$D40),\"\")","v":""}]
[1,"OVERHEAD CONDUCTORS ","˃ 11 kv & < = 22 kv ; multiple-phase",{"$f":"IFERROR(repcalc('S1 Input'!$CV41:$GH41,'S1 Input'!$G41,'S1 Input'!$E41,'S1 Input'!$F41,20,TRUE,TRUE),\"\")","v":142.15963741709146},154.88991493327404,168.20994707002001,182.1973180936196,196.90708163696425,212.35482197911395,228.50358271270065,245.25721619198464,262.46192048227454,279.916564900499,297.39102755553603,314.65039760340778,331.48176575797584,347.71964715473302,363.26599401244152,378.10131149235883,392.2845335618494,405.94089321356381,419.23880535156644,432.35850476403721,{"$f":"IFERROR(IF(OR(D41=\"\",'S1 Input'!$D41=\"\"),\"\",D41/'S1 Input'!$D41),\"\")","v":1.6979910966067133},{"$f":"IFERROR(IF(OR(E41=\"\",'S1 Input'!$D41=\"\"),\"\",E41/'S1 Input'!$D41),\"\")","v":1.850044789712235},{"$f":"IFERROR(IF(OR(F41=\"\",'S1 Input'!$D41=\"\"),\"\",F41/'S1 Input'!$D41),\"\")","v":2.0091426629598401},{"$f":"IFERROR(IF(OR(G41=\"\",'S1 Input'!$D41=\"\"),\"\",G41/'S1 Input'!$D41),\"\")","v":2.1762114026846322},{"$f":"IFERROR(IF(OR(H41=\"\",'S1 Input'!$D41=\"\"),\"\",H41/'S1 Input'!$D41),\"\")","v":2.3519085835694389},{"$f":"IFERROR(IF(OR(I41=\"\",'S1 Input'!$D41=\"\"),\"\",I41/'S1 Input'!$D41),\"\")","v":2.5364203482323173},{"$f":"IFERROR(IF(OR(J41=\"\",'S1 Input'!$D41=\"\"),\"\",J41/'S1 Input'!$D41),\"\")","v":2.7293052798842719},{"$f":"IFERROR(IF(OR(K41=\"\",'S1 Input'!$D41=\"\"),\"\",K41/'S1 Input'!$D41),\"\")","v":2.9294149664345568},{"$f":"IFERROR(IF(OR(L41=\"\",'S1 Input'!$D41=\"\"),\"\",L41/'S1 Input'!$D41),\"\")","v":3.1349123582079503},{"$f":"IFERROR(IF(OR(M41=\"\",'S1 Input'!$D41=\"\"),\"\",M41/'S1 Input'!$D41),\"\")","v":3.3433950988442733},{"$f":"IFERROR(IF(OR(N41=\"\",'S1 Input'!$D41=\"\"),\"\",N41/'S1 Input'!$D41),\"\")","v":3.5521145535737775},{"$f":"IFERROR(IF(OR(O41=\"\",'S1 Input'!$D41=\"\"),\"\",O41/'S1 Input'!$D41),\"\")","v":3.7582648871480204},{"$f":"IFERROR(IF(OR(P41=\"\",'S1 Input'!$D41=\"\"),\"\",P41/'S1 Input'!$D41),\"\")","v":3.9593030565569296},{"$f":"IFERROR(IF(OR(Q41=\"\",'S1 Input'!$D41=\"\"),\"\",Q41/'S1 Input'!$D41),\"\")","v":4.15325246822119},{"$f":"IFERROR(IF(OR(R41=\"\",'S1 Input'!$D41=\"\"),\"\",R41/'S1 Input'!$D41),\"\")","v":4.3389420143453075},{"$f":"IFERROR(IF(OR(S41=\"\",'S1 Input'!$D41=\"\"),\"\",S41/'S1 Input'!$D41),\"\")","v":4.5161388435854262},{"$f":"IFERROR(IF(OR(T41=\"\",'S1 Input'!$D41=\"\"),\"\",T41/'S1 Input'!$D41),\"\")","v":4.6855468783325334},{"$f":"IFERROR(IF(OR(U41=\"\",'S1 Input'!$D41=\"\"),\"\",U41/'S1 Input'!$D41),\"\")","v":4.8486619335055874},{"$f":"IFERROR(IF(OR(V41=\"\",'S1 Input'!$D41=\"\"),\"\",V41/'S1 Input'!$D41),\"\")","v":5.0074955998263491},{"$f":"IFERROR(IF(OR(W41=\"\",'S1 Input'!$D41=\"\"),\"\",W41/'S1 Input'!$D41),\"\")","v":5.1642006477378839}]
[1,"OVERHEAD CONDUCTORS ","> 22 kv & < = 66 kv",{"$f":"IFERROR(repcalc('S1 Input'!$CV42:$GH42,'S1 Input'!$G42,'S1 Input'!$E42,'S1 Input'!$F42,20,TRUE,TRUE),\"\")","v":8907.1081113180662},10043.905703290098,11201.542479577623,12359.485739841077,13496.214658963298,14590.068309048438,15620.110337862538,16566.963945594318,17413.577746073119,18145.892013132936,18753.383767545703,19229.476482211452,19571.804832960326,19782.326730361259,19867.274582081151,19836.936856588502,19705.261456797762,19489.276025167081,19208.32841612535,18883.163578260981,{"$f":"IFERROR(IF(OR(D42=\"\",'S1 Input'!$D42=\"\"),\"\",D42/'S1 Input'!$D42),\"\")","v":16.05884034096977},{"$f":"IFERROR(IF(OR(E42=\"\",'S1 Input'!$D42=\"\"),\"\",E42/'S1 Input'!$D42),\"\")","v":18.108400175803336},{"$f":"IFERROR(IF(OR(F42=\"\",'S1 Input'!$D42=\"\"),\"\",F42/'S1 Input'!$D42),\"\")","v":20.195531479353363},{"$f":"IFERROR(IF(OR(G42=\"\",'S1 Input'!$D42=\"\"),\"\",G42/'S1 Input'!$D42),\"\")","v":22.283215350265884},{"$f":"IFERROR(IF(OR(H42=\"\",'S1 Input'!$D42=\"\"),\"\",H42/'S1 Input'!$D42),\"\")","v":24.332651373159919},{"$f":"IFERROR(IF(OR(I42=\"\",'S1 Input'!$D42=\"\"),\"\",I42/'S1 Input'!$D42),\"\")","v":26.30478653797099},{"$f":"IFERROR(IF(OR(J42=\"\",'S1 Input'!$D42=\"\"),\"\",J42/'S1 Input'!$D42),\"\")","v":28.161874189595604},{"$f":"IFERROR(IF(OR(K42=\"\",'S1 Input'!$D42=\"\"),\"\",K42/'S1 Input'!$D42),\"\")","v":29.86897942765988},{"$f":"IFERROR(IF(OR(L42=\"\",'S1 Input'!$D42=\"\"),\"\",L42/'S1 Input'!$D42),\"\")","v":31.395359896206681},{"$f":"IFERROR(IF(OR(M42=\"\",'S1 Input'!$D42=\"\"),\"\",M42/'S1 Input'!$D42),\"\")","v":32.715666975356712},{"$f":"IFERROR(IF(OR(N42=\"\",'S1 Input'!$D42=\"\"),\"\",N42/'S1 Input'!$D42),\"\")","v":33.810928531705628},{"$f":"IFERROR(IF(OR(O42=\"\",'S1 Input'!$D42=\"\"),\"\",O42/'S1 Input'!$D42),\"\")","v":34.669287585706684},{"$f":"IFERROR(IF(OR(P42=\"\",'S1 Input'!$D42=\"\"),\"\",P42/'S1 Input'!$D42),\"\")","v":35.286479637286057},{"$f":"IFERROR(IF(OR(Q42=\"\",'S1 Input'!$D42=\"\"),\"\",Q42/'S1 Input'!$D42),\"\")","v":35.666034650696503},{"$f":"IFERROR(IF(OR(R42=\"\",'S1 Input'!$D42=\"\"),\"\",R42/'S1 Input'!$D42),\"\")","v":35.819189184247598},{"$f":"IFERROR(IF(OR(S42=\"\",'S1 Input'!$D42=\"\"),\"\",S42/'S1 Input'!$D42),\"\")","v":35.764492566231304},{"$f":"IFERROR(IF(OR(T42=\"\",'S1 Input'!$D42=\"\"),\"\",T42/'S1 Input'!$D42),\"\")","v":35.527091807685899},{"$f":"IFERROR(IF(OR(U42=\"\",'S1 Input'!$D42=\"\"),\"\",U42/'S1 Input'!$D42),\"\")","v":35.137686456455768},{"$f":"IFERROR(IF(OR(V42=\"\",'S1 Input'!$D42=\"\"),\"\",V42/'S1 Input'!$D42),\"\")","v":34.631159226585787},{"$f":"IFERROR(IF(OR(W42=\"\",'S1 Input'!$D42=\"\"),\"\",W42/'S1 Input'!$D42),\"\")","v":34.04491168692406}]
[1,"OVERHEAD CONDUCTORS ","> 66 kv & < = 132 kv",{"$f":"IFERROR(repcalc('S1 Input'!$CV43:$GH43,'S1 Input'!$G43,'S1 Input'!$E43,'S1 Input'!$F43,20,TRUE,TRUE),\"\")","v":3022.8595862364009},3522.8341475876955,4059.8455453908632,4627.8295029275459,5219.3081424176598,5825.6458980546449,6437.3920190804838,7044.6892653107352,7637.7221275166539,8207.1743142367213,8744.6647625748283,9243.1340161388362,9697.1579700824987,10103.172847828373,10459.602790413726,10766.888571324724,11027.421885300024,11245.393958690163,11426.569876264815,11578.001369397998,{"$f":"IFERROR(IF(OR(D43=\"\",'S1 Input'!$D43=\"\"),\"\",D43/'S1 Input'!$D43),\"\")","v":4.2655432519719856},{"$f":"IFERROR(IF(OR(E43=\"\",'S1 Input'!$D43=\"\"),\"\",E43/'S1 Input'!$D43),\"\")","v":4.9710550547828243},{"$f":"IFERROR(IF(OR(F43=\"\",'S1 Input'!$D43=\"\"),\"\",F43/'S1 Input'!$D43),\"\")","v":5.7288293670800439},{"$f":"IFERROR(IF(OR(G43=\"\",'S1 Input'!$D43=\"\"),\"\",G43/'S1 Input'!$D43),\"\")","v":6.5303089158920971},{"$f":"IFERROR(IF(OR(H43=\"\",'S1 Input'!$D43=\"\"),\"\",H43/'S1 Input'!$D43),\"\")","v":7.3649417022941437},{"$f":"IFERROR(IF(OR(I43=\"\",'S1 Input'!$D43=\"\"),\"\",I43/'S1 Input'!$D43),\"\")","v":8.2205421191144694},{"$f":"IFERROR(IF(OR(J43=\"\",'S1 Input'!$D43=\"\"),\"\",J43/'S1 Input'!$D43),\"\")","v":9.0837742554475582},{"$f":"IFERROR(IF(OR(K43=\"\",'S1 Input'!$D43=\"\"),\"\",K43/'S1 Input'!$D43),\"\")","v":9.9407286050287933},{"$f":"IFERROR(IF(OR(L43=\"\",'S1 Input'!$D43=\"\"),\"\",L43/'S1 Input'!$D43),\"\")","v":10.777554547953111},{"$f":"IFERROR(IF(OR(M43=\"\",'S1 Input'!$D43=\"\"),\"\",M43/'S1 Input'!$D43),\"\")","v":11.581105908209549},{"$f":"IFERROR(IF(OR(N43=\"\",'S1 Input'!$D43=\"\"),\"\",N43/'S1 Input'!$D43),\"\")","v":12.339556206512196},{"$f":"IFERROR(IF(OR(O43=\"\",'S1 Input'!$D43=\"\"),\"\",O43/'S1 Input'!$D43),\"\")","v":13.042943876431305},{"$f":"IFERROR(IF(OR(P43=\"\",'S1 Input'!$D43=\"\"),\"\",P43/'S1 Input'!$D43),\"\")","v":13.683614988578217},{"$f":"IFERROR(IF(OR(Q43=\"\",'S1 Input'!$D43=\"\"),\"\",Q43/'S1 Input'!$D43),\"\")","v":14.256540714223783},{"$f":"IFERROR(IF(OR(R43=\"\",'S1 Input'!$D43=\"\"),\"\",R43/'S1 Input'!$D43),\"\")","v":14.759497366037255},{"$f":"IFERROR(IF(OR(S43=\"\",'S1 Input'!$D43=\"\"),\"\",S43/'S1 Input'!$D43),\"\")","v":15.193106917456671},{"$f":"IFERROR(IF(OR(T43=\"\",'S1 Input'!$D43=\"\"),\"\",T43/'S1 Input'!$D43),\"\")","v":15.560744277921991},{"$f":"IFERROR(IF(OR(U43=\"\",'S1 Input'!$D43=\"\"),\"\",U43/'S1 Input'!$D43),\"\")","v":15.868323667649866},{"$f":"IFERROR(IF(OR(V43=\"\",'S1 Input'!$D43=\"\"),\"\",V43/'S1 Input'!$D43),\"\")","v":16.123980171229835},{"$f":"IFERROR(IF(OR(W43=\"\",'S1 Input'!$D43=\"\"),\"\",W43/'S1 Input'!$D43),\"\")","v":16.337664454354119}]
["","OVERHEAD CONDUCTORS ","> 132 kv",{"$f":"IFERROR(repcalc('S1 Input'!$CV44:$GH44,'S1 Input'!$G44,'S1 Input'!$E44,'S1 Input'!$F44,20,TRUE,TRUE),\"\")","v":""},"","","","","","","","","","","","","","","","","","","",{"$f":"IFERROR(IF(OR(D44=\"\",'S1 Input'!$D44=\"\"),\"\",D44/'S1 Input'!$D44),\"\")","v":""},{"$f":"IFERROR(IF(OR(E44=\"\",'S1 Input'!$D44=\"\"),\"\",E44/'S1 Input'!$D44),\"\")","v":""},{"$f":"IFERROR(IF(OR(F44=\"\",'S1 Input'!$D44=\"\"),\"\",F44/'S1 Input'!$D44),\"\")","v":""},{"$f":"IFERROR(IF(OR(G44=\"\",'S1 Input'!$D44=\"\"),\"\",G44/'S1 Input'!$D44),\"\")","v":""},{"$f":"IFERROR(IF(OR(H44=\"\",'S1 Input'!$D44=\"\"),\"\",H44/'S1 Input'!$D44),\"\")","v":""},{"$f":"IFERROR(IF(OR(I44=\"\",'S1 Input'!$D44=\"\"),\"\",I44/'S1 Input'!$D44),\"\")","v":""},{"$f":"IFERROR(IF(OR(J44=\"\",'S1 Input'!$D44=\"\"),\"\",J44/'S1 Input'!$D44),\"\")","v":""},{"$f":"IFERROR(IF(OR(K44=\"\",'S1 Input'!$D44=\"\"),\"\",K44/'S1 Input'!$D44),\"\")","v":""},{"$f":"IFERROR(IF(OR(L44=\"\",'S1 Input'!$D44=\"\"),\"\",L44/'S1 Input'!$D44),\"\")","v":""},{"$f":"IFERROR(IF(OR(M44=\"\",'S1 Input'!$D44=\"\"),\"\",M44/'S1 Input'!$D44),\"\")","v":""},{"$f":"IFERROR(IF(OR(N44=\"\",'S1 Input'!$D44=\"\"),\"\",N44/'S1 Input'!$D44),\"\")","v":""},{"$f":"IFERROR(IF(OR(O44=\"\",'S1 Input'!$D44=\"\"),\"\",O44/'S1 Input'!$D44),\"\")","v":""},{"$f":"IFERROR(IF(OR(P44=\"\",'S1 Input'!$D44=\"\"),\"\",P44/'S1 Input'!$D44),\"\")","v":""},{"$f":"IFERROR(IF(OR(Q44=\"\",'S1 Input'!$D44=\"\"),\"\",Q44/'S1 Input'!$D44),\"\")","v":""},{"$f":"IFERROR(IF(OR(R44=\"\",'S1 Input'!$D44=\"\"),\"\",R44/'S1 Input'!$D44),\"\")","v":""},{"$f":"IFERROR(IF(OR(S44=\"\",'S1 Input'!$D44=\"\"),\"\",S44/'S1 Input'!$D44),\"\")","v":""},{"$f":"IFERROR(IF(OR(T44=\"\",'S1 Input'!$D44=\"\"),\"\",T44/'S1 Input'!$D44),\"\")","v":""},{"$f":"IFERROR(IF(OR(U44=\"\",'S1 Input'!$D44=\"\"),\"\",U44/'S1 Input'!$D44),\"\")","v":""},{"$f":"IFERROR(IF(OR(V44=\"\",'S1 Input'!$D44=\"\"),\"\",V44/'S1 Input'!$D44),\"\")","v":""},{"$f":"IFERROR(IF(OR(W44=\"\",'S1 Input'!$D44=\"\"),\"\",W44/'S1 Input'!$D44),\"\")","v":""}]
[6,"UNDERGROUND CABLES ","˂ = 1 kv",{"$f":"IFERROR(repcalc('S1 Input'!$CV45:$GH45,'S1 Input'!$G45,'S1 Input'!$E45,'S1 Input'!$F45,20,TRUE,TRUE),\"\")","v":4276.8107780214932},5383.8387154884822,6734.8834363407632,8369.3338371455065,10328.322567026098,12653.291954883396,15384.127016820836,18556.877094618165,22201.133029673852,26337.177740954179,30973.079848646466,36101.946347225225,41699.584228737782,47722.835382145233,54108.838175049437,60775.429266090774,67622.830083027497,74536.667631194243,81392.266471411625,88060.028859390877,{"$f":"IFERROR(IF(OR(D45=\"\",'S1 Input'!$D45=\"\"),\"\",D45/'S1 Input'!$D45),\"\")","v":8.1532206691889666},{"$f":"IFERROR(IF(OR(E45=\"\",'S1 Input'!$D45=\"\"),\"\",E45/'S1 Input'!$D45),\"\")","v":10.263635071319928},{"$f":"IFERROR(IF(OR(F45=\"\",'S1 Input'!$D45=\"\"),\"\",F45/'S1 Input'!$D45),\"\")","v":12.839237854510468},{"$f":"IFERROR(IF(OR(G45=\"\",'S1 Input'!$D45=\"\"),\"\",G45/'S1 Input'!$D45),\"\")","v":15.955119169411713},{"$f":"IFERROR(IF(OR(H45=\"\",'S1 Input'!$D45=\"\"),\"\",H45/'S1 Input'!$D45),\"\")","v":19.689693419282911},{"$f":"IFERROR(IF(OR(I45=\"\",'S1 Input'!$D45=\"\"),\"\",I45/'S1 Input'!$D45),\"\")","v":24.121965374293048},{"$f":"IFERROR(IF(OR(J45=\"\",'S1 Input'!$D45=\"\"),\"\",J45/'S1 Input'!$D45),\"\")","v":29.327970976774804},{"$f":"IFERROR(IF(OR(K45=\"\",'S1 Input'!$D45=\"\"),\"\",K45/'S1 Input'!$D45),\"\")","v":35.376433921500876},{"$f":"IFERROR(IF(OR(L45=\"\",'S1 Input'!$D45=\"\"),\"\",L45/'S1 Input'!$D45),\"\")","v":42.323765556139136},{"$f":"IFERROR(IF(OR(M45=\"\",'S1 Input'!$D45=\"\"),\"\",M45/'S1 Input'!$D45),\"\")","v":50.208632803948667},{"$f":"IFERROR(IF(OR(N45=\"\",'S1 Input'!$D45=\"\"),\"\",N45/'S1 Input'!$D45),\"\")","v":59.046417510023289},{"$f":"IFERROR(IF(OR(O45=\"\",'S1 Input'!$D45=\"\"),\"\",O45/'S1 Input'!$D45),\"\")","v":68.823978995936898},{"$f":"IFERROR(IF(OR(P45=\"\",'S1 Input'!$D45=\"\"),\"\",P45/'S1 Input'!$D45),\"\")","v":79.495196228347723},{"$f":"IFERROR(IF(OR(Q45=\"\",'S1 Input'!$D45=\"\"),\"\",Q45/'S1 Input'!$D45),\"\")","v":90.977793506686126},{"$f":"IFERROR(IF(OR(R45=\"\",'S1 Input'!$D45=\"\"),\"\",R45/'S1 Input'!$D45),\"\")","v":103.15193275833934},{"$f":"IFERROR(IF(OR(S45=\"\",'S1 Input'!$D45=\"\"),\"\",S45/'S1 Input'!$D45),\"\")","v":115.86097954521968},{"$f":"IFERROR(IF(OR(T45=\"\",'S1 Input'!$D45=\"\"),\"\",T45/'S1 Input'!$D45),\"\")","v":128.91471812953387},{"$f":"IFERROR(IF(OR(U45=\"\",'S1 Input'!$D45=\"\"),\"\",U45/'S1 Input'!$D45),\"\")","v":142.09511027847185},{"$f":"IFERROR(IF(OR(V45=\"\",'S1 Input'!$D45=\"\"),\"\",V45/'S1 Input'!$D45),\"\")","v":155.16447739917157},{"$f":"IFERROR(IF(OR(W45=\"\",'S1 Input'!$D45=\"\"),\"\",W45/'S1 Input'!$D45),\"\")","v":167.87575712150303}]
["","UNDERGROUND CABLES ","> 1 kv & < = 11 kv",{"$f":"IFERROR(repcalc('S1 Input'!$CV46:$GH46,'S1 Input'!$G46,'S1 Input'!$E46,'S1 Input'!$F46,20,TRUE,TRUE),\"\")","v":""},"","","","","","","","","","","","","","","","","","","",{"$f":"IFERROR(IF(OR(D46=\"\",'S1 Input'!$D46=\"\"),\"\",D46/'S1 Input'!$D46),\"\")","v":""},{"$f":"IFERROR(IF(OR(E46=\"\",'S1 Input'!$D46=\"\"),\"\",E46/'S1 Input'!$D46),\"\")","v":""},{"$f":"IFERROR(IF(OR(F46=\"\",'S1 Input'!$D46=\"\"),\"\",F46/'S1 Input'!$D46),\"\")","v":""},{"$f":"IFERROR(IF(OR(G46=\"\",'S1 Input'!$D46=\"\"),\"\",G46/'S1 Input'!$D46),\"\")","v":""},{"$f":"IFERROR(IF(OR(H46=\"\",'S1 Input'!$D46=\"\"),\"\",H46/'S1 Input'!$D46),\"\")","v":""},{"$f":"IFERROR(IF(OR(I46=\"\",'S1 Input'!$D46=\"\"),\"\",I46/'S1 Input'!$D46),\"\")","v":""},{"$f":"IFERROR(IF(OR(J46=\"\",'S1 Input'!$D46=\"\"),\"\",J46/'S1 Input'!$D46),\"\")","v":""},{"$f":"IFERROR(IF(OR(K46=\"\",'S1 Input'!$D46=\"\"),\"\",K46/'S1 Input'!$D46),\"\")","v":""},{"$f":"IFERROR(IF(OR(L46=\"\",'S1 Input'!$D46=\"\"),\"\",L46/'S1 Input'!$D46),\"\")","v":""},{"$f":"IFERROR(IF(OR(M46=\"\",'S1 Input'!$D46=\"\"),\"\",M46/'S1 Input'!$D46),\"\")","v":""},{"$f":"IFERROR(IF(OR(N46=\"\",'S1 Input'!$D46=\"\"),\"\",N46/'S1 Input'!$D46),\"\")","v":""},{"$f":"IFERROR(IF(OR(O46=\"\",'S1 Input'!$D46=\"\"),\"\",O46/'S1 Input'!$D46),\"\")","v":""},{"$f":"IFERROR(IF(OR(P46=\"\",'S1 Input'!$D46=\"\"),\"\",P46/'S1 Input'!$D46),\"\")","v":""},{"$f":"IFERROR(IF(OR(Q46=\"\",'S1 Input'!$D46=\"\"),\"\",Q46/'S1 Input'!$D46),\"\")","v":""},{"$f":"IFERROR(IF(OR(R46=\"\",'S1 Input'!$D46=\"\"),\"\",R46/'S1 Input'!$D46),\"\")","v":""},{"$f":"IFERROR(IF(OR(S46=\"\",'S1 Input'!$D46=\"\"),\"\",S46/'S1 Input'!$D46),\"\")","v":""},{"$f":"IFERROR(IF(OR(T46=\"\",'S1 Input'!$D46=\"\"),\"\",T46/'S1 Input'!$D46),\"\")","v":""},{"$f":"IFERROR(IF(OR(U46=\"\",'S1 Input'!$D46=\"\"),\"\",U46/'S1 Input'!$D46),\"\")","v":""},{"$f":"IFERROR(IF(OR(V46=\"\",'S1 Input'!$D46=\"\"),\"\",V46/'S1 Input'!$D46),\"\")","v":""},{"$f":"IFERROR(IF(OR(W46=\"\",'S1 Input'!$D46=\"\"),\"\",W46/'S1 Input'!$D46),\"\")","v":""}]
["","UNDERGROUND CABLES ","> 11 kv & < = 22 kv",{"$f":"IFERROR(repcalc('S1 Input'!$CV47:$GH47,'S1 Input'!$G47,'S1 Input'!$E47,'S1 Input'!$F47,20,TRUE,TRUE),\"\")","v":""},"","","","","","","","","","","","","","","","","","","",{"$f":"IFERROR(IF(OR(D47=\"\",'S1 Input'!$D47=\"\"),\"\",D47/'S1 Input'!$D47),\"\")","v":""},{"$f":"IFERROR(IF(OR(E47=\"\",'S1 Input'!$D47=\"\"),\"\",E47/'S1 Input'!$D47),\"\")","v":""},{"$f":"IFERROR(IF(OR(F47=\"\",'S1 Input'!$D47=\"\"),\"\",F47/'S1 Input'!$D47),\"\")","v":""},{"$f":"IFERROR(IF(OR(G47=\"\",'S1 Input'!$D47=\"\"),\"\",G47/'S1 Input'!$D47),\"\")","v":""},{"$f":"IFERROR(IF(OR(H47=\"\",'S1 Input'!$D47=\"\"),\"\",H47/'S1 Input'!$D47),\"\")","v":""},{"$f":"IFERROR(IF(OR(I47=\"\",'S1 Input'!$D47=\"\"),\"\",I47/'S1 Input'!$D47),\"\")","v":""},{"$f":"IFERROR(IF(OR(J47=\"\",'S1 Input'!$D47=\"\"),\"\",J47/'S1 Input'!$D47),\"\")","v":""},{"$f":"IFERROR(IF(OR(K47=\"\",'S1 Input'!$D47=\"\"),\"\",K47/'S1 Input'!$D47),\"\")","v":""},{"$f":"IFERROR(IF(OR(L47=\"\",'S1 Input'!$D47=\"\"),\"\",L47/'S1 Input'!$D47),\"\")","v":""},{"$f":"IFERROR(IF(OR(M47=\"\",'S1 Input'!$D47=\"\"),\"\",M47/'S1 Input'!$D47),\"\")","v":""},{"$f":"IFERROR(IF(OR(N47=\"\",'S1 Input'!$D47=\"\"),\"\",N47/'S1 Input'!$D47),\"\")","v":""},{"$f":"IFERROR(IF(OR(O47=\"\",'S1 Input'!$D47=\"\"),\"\",O47/'S1 Input'!$D47),\"\")","v":""},{"$f":"IFERROR(IF(OR(P47=\"\",'S1 Input'!$D47=\"\"),\"\",P47/'S1 Input'!$D47),\"\")","v":""},{"$f":"IFERROR(IF(OR(Q47=\"\",'S1 Input'!$D47=\"\"),\"\",Q47/'S1 Input'!$D47),\"\")","v":""},{"$f":"IFERROR(IF(OR(R47=\"\",'S1 Input'!$D47=\"\"),\"\",R47/'S1 Input'!$D47),\"\")","v":""},{"$f":"IFERROR(IF(OR(S47=\"\",'S1 Input'!$D47=\"\"),\"\",S47/'S1 Input'!$D47),\"\")","v":""},{"$f":"IFERROR(IF(OR(T47=\"\",'S1 Input'!$D47=\"\"),\"\",T47/'S1 Input'!$D47),\"\")","v":""},{"$f":"IFERROR(IF(OR(U47=\"\",'S1 Input'!$D47=\"\"),\"\",U47/'S1 Input'!$D47),\"\")","v":""},{"$f":"IFERROR(IF(OR(V47=\"\",'S1 Input'!$D47=\"\"),\"\",V47/'S1 Input'!$D47),\"\")","v":""},{"$f":"IFERROR(IF(OR(W47=\"\",'S1 Input'!$D47=\"\"),\"\",W47/'S1 Input'!$D47),\"\")","v":""}]
["","UNDERGROUND CABLES ","> 22 kv & < = 33 kv",{"$f":"IFERROR(repcalc('S1 Input'!$CV48:$GH48,'S1 Input'!$G48,'S1 Input'!$E48,'S1 Input'!$F48,20,TRUE,TRUE),\"\")","v":""},"","","","","","","","","","","","","","","","","","","",{"$f":"IFERROR(IF(OR(D48=\"\",'S1 Input'!$D48=\"\"),\"\",D48/'S1 Input'!$D48),\"\")","v":""},{"$f":"IFERROR(IF(OR(E48=\"\",'S1 Input'!$D48=\"\"),\"\",E48/'S1 Input'!$D48),\"\")","v":""},{"$f":"IFERROR(IF(OR(F48=\"\",'S1 Input'!$D48=\"\"),\"\",F48/'S1 Input'!$D48),\"\")","v":""},{"$f":"IFERROR(IF(OR(G48=\"\",'S1 Input'!$D48=\"\"),\"\",G48/'S1 Input'!$D48),\"\")","v":""},{"$f":"IFERROR(IF(OR(H48=\"\",'S1 Input'!$D48=\"\"),\"\",H48/'S1 Input'!$D48),\"\")","v":""},{"$f":"IFERROR(IF(OR(I48=\"\",'S1 Input'!$D48=\"\"),\"\",I48/'S1 Input'!$D48),\"\")","v":""},{"$f":"IFERROR(IF(OR(J48=\"\",'S1 Input'!$D48=\"\"),\"\",J48/'S1 Input'!$D48),\"\")","v":""},{"$f":"IFERROR(IF(OR(K48=\"\",'S1 Input'!$D48=\"\"),\"\",K48/'S1 Input'!$D48),\"\")","v":""},{"$f":"IFERROR(IF(OR(L48=\"\",'S1 Input'!$D48=\"\"),\"\",L48/'S1 Input'!$D48),\"\")","v":""},{"$f":"IFERROR(IF(OR(M48=\"\",'S1 Input'!$D48=\"\"),\"\",M48/'S1 Input'!$D48),\"\")","v":""},{"$f":"IFERROR(IF(OR(N48=\"\",'S1 Input'!$D48=\"\"),\"\",N48/'S1 Input'!$D48),\"\")","v":""},{"$f":"IFERROR(IF(OR(O48=\"\",'S1 Input'!$D48=\"\"),\"\",O48/'S1 Input'!$D48),\"\")","v":""},{"$f":"IFERROR(IF(OR(P48=\"\",'S1 Input'!$D48=\"\"),\"\",P48/'S1 Input'!$D48),\"\")","v":""},{"$f":"IFERROR(IF(OR(Q48=\"\",'S1 Input'!$D48=\"\"),\"\",Q48/'S1 Input'!$D48),\"\")","v":""},{"$f":"IFERROR(IF(OR(R48=\"\",'S1 Input'!$D48=\"\"),\"\",R48/'S1 Input'!$D48),\"\")","v":""},{"$f":"IFERROR(IF(OR(S48=\"\",'S1 Input'!$D48=\"\"),\"\",S48/'S1 Input'!$D48),\"\")","v":""},{"$f":"IFERROR(IF(OR(T48=\"\",'S1 Input'!$D48=\"\"),\"\",T48/'S1 Input'!$D48),\"\")","v":""},{"$f":"IFERROR(IF(OR(U48=\"\",'S1 Input'!$D48=\"\"),\"\",U48/'S1 Input'!$D48),\"\")","v":""},{"$f":"IFERROR(IF(OR(V48=\"\",'S1 Input'!$D48=\"\"),\"\",V48/'S1 Input'!$D48),\"\")","v":""},{"$f":"IFERROR(IF(OR(W48=\"\",'S1 Input'!$D48=\"\"),\"\",W48/'S1 Input'!$D48),\"\")","v":""}]
["","UNDERGROUND CABLES ","> 33 kv & < = 66 kv",{"$f":"IFERROR(repcalc('S1 Input'!$CV49:$GH49,'S1 Input'!$G49,'S1 Input'!$E49,'S1 Input'!$F49,20,TRUE,TRUE),\"\")","v":""},"","","","","","","","","","","","","","","","","","","",{"$f":"IFERROR(IF(OR(D49=\"\",'S1 Input'!$D49=\"\"),\"\",D49/'S1 Input'!$D49),\"\")","v":""},{"$f":"IFERROR(IF(OR(E49=\"\",'S1 Input'!$D49=\"\"),\"\",E49/'S1 Input'!$D49),\"\")","v":""},{"$f":"IFERROR(IF(OR(F49=\"\",'S1 Input'!$D49=\"\"),\"\",F49/'S1 Input'!$D49),\"\")","v":""},{"$f":"IFERROR(IF(OR(G49=\"\",'S1 Input'!$D49=\"\"),\"\",G49/'S1 Input'!$D49),\"\")","v":""},{"$f":"IFERROR(IF(OR(H49=\"\",'S1 Input'!$D49=\"\"),\"\",H49/'S1 Input'!$D49),\"\")","v":""},{"$f":"IFERROR(IF(OR(I49=\"\",'S1 Input'!$D49=\"\"),\"\",I49/'S1 Input'!$D49),\"\")","v":""},{"$f":"IFERROR(IF(OR(J49=\"\",'S1 Input'!$D49=\"\"),\"\",J49/'S1 Input'!$D49),\"\")","v":""},{"$f":"IFERROR(IF(OR(K49=\"\",'S1 Input'!$D49=\"\"),\"\",K49/'S1 Input'!$D49),\"\")","v":""},{"$f":"IFERROR(IF(OR(L49=\"\",'S1 Input'!$D49=\"\"),\"\",L49/'S1 Input'!$D49),\"\")","v":""},{"$f":"IFERROR(IF(OR(M49=\"\",'S1 Input'!$D49=\"\"),\"\",M49/'S1 Input'!$D49),\"\")","v":""},{"$f":"IFERROR(IF(OR(N49=\"\",'S1 Input'!$D49=\"\"),\"\",N49/'S1 Input'!$D49),\"\")","v":""},{"$f":"IFERROR(IF(OR(O49=\"\",'S1 Input'!$D49=\"\"),\"\",O49/'S1 Input'!$D49),\"\")","v":""},{"$f":"IFERROR(IF(OR(P49=\"\",'S1 Input'!$D49=\"\"),\"\",P49/'S1 Input'!$D49),\"\")","v":""},{"$f":"IFERROR(IF(OR(Q49=\"\",'S1 Input'!$D49=\"\"),\"\",Q49/'S1 Input'!$D49),\"\")","v":""},{"$f":"IFERROR(IF(OR(R49=\"\",'S1 Input'!$D49=\"\"),\"\",R49/'S1 Input'!$D49),\"\")","v":""},{"$f":"IFERROR(IF(OR(S49=\"\",'S1 Input'!$D49=\"\"),\"\",S49/'S1 Input'!$D49),\"\")","v":""},{"$f":"IFERROR(IF(OR(T49=\"\",'S1 Input'!$D49=\"\"),\"\",T49/'S1 Input'!$D49),\"\")","v":""},{"$f":"IFERROR(IF(OR(U49=\"\",'S1 Input'!$D49=\"\"),\"\",U49/'S1 Input'!$D49),\"\")","v":""},{"$f":"IFERROR(IF(OR(V49=\"\",'S1 Input'!$D49=\"\"),\"\",V49/'S1 Input'!$D49),\"\")","v":""},{"$f":"IFERROR(IF(OR(W49=\"\",'S1 Input'!$D49=\"\"),\"\",W49/'S1 Input'!$D49),\"\")","v":""}]
["","UNDERGROUND CABLES ","> 66 kv & < = 132 kv",{"$f":"IFERROR(repcalc('S1 Input'!$CV50:$GH50,'S1 Input'!$G50,'S1 Input'!$E50,'S1 Input'!$F50,20,TRUE,TRUE),\"\")","v":""},"","","","","","","","","","","","","","","","","","","",{"$f":"IFERROR(IF(OR(D50=\"\",'S1 Input'!$D50=\"\"),\"\",D50/'S1 Input'!$D50),\"\")","v":""},{"$f":"IFERROR(IF(OR(E50=\"\",'S1 Input'!$D50=\"\"),\"\",E50/'S1 Input'!$D50),\"\")","v":""},{"$f":"IFERROR(IF(OR(F50=\"\",'S1 Input'!$D50=\"\"),\"\",F50/'S1 Input'!$D50),\"\")","v":""},{"$f":"IFERROR(IF(OR(G50=\"\",'S1 Input'!$D50=\"\"),\"\",G50/'S1 Input'!$D50),\"\")","v":""},{"$f":"IFERROR(IF(OR(H50=\"\",'S1 Input'!$D50=\"\"),\"\",H50/'S1 Input'!$D50),\"\")","v":""},{"$f":"IFERROR(IF(OR(I50=\"\",'S1 Input'!$D50=\"\"),\"\",I50/'S1 Input'!$D50),\"\")","v":""},{"$f":"IFERROR(IF(OR(J50=\"\",'S1 Input'!$D50=\"\"),\"\",J50/'S1 Input'!$D50),\"\")","v":""},{"$f":"IFERROR(IF(OR(K50=\"\",'S1 Input'!$D50=\"\"),\"\",K50/'S1 Input'!$D50),\"\")","v":""},{"$f":"IFERROR(IF(OR(L50=\"\",'S1 Input'!$D50=\"\"),\"\",L50/'S1 Input'!$D50),\"\")","v":""},{"$f":"IFERROR(IF(OR(M50=\"\",'S1 Input'!$D50=\"\"),\"\",M50/'S1 Input'!$D50),\"\")","v":""},{"$f":"IFERROR(IF(OR(N50=\"\",'S1 Input'!$D50=\"\"),\"\",N50/'S1 Input'!$D50),\"\")","v":""},{"$f":"IFERROR(IF(OR(O50=\"\",'S1 Input'!$D50=\"\"),\"\",O50/'S1 Input'!$D50),\"\")","v":""},{"$f":"IFERROR(IF(OR(P50=\"\",'S1 Input'!$D50=\"\"),\"\",P50/'S1 Input'!$D50),\"\")","v":""},{"$f":"IFERROR(IF(OR(Q50=\"\",'S1 Input'!$D50=\"\"),\"\",Q50/'S1 Input'!$D50),\"\")","v":""},{"$f":"IFERROR(IF(OR(R50=\"\",'S1 Input'!$D50=\"\"),\"\",R50/'S1 Input'!$D50),\"\")","v":""},{"$f":"IFERROR(IF(OR(S50=\"\",'S1 Input'!$D50=\"\"),\"\",S50/'S1 Input'!$D50),\"\")","v":""},{"$f":"IFERROR(IF(OR(T50=\"\",'S1 Input'!$D50=\"\"),\"\",T50/'S1 Input'!$D50),\"\")","v":""},{"$f":"IFERROR(IF(OR(U50=\"\",'S1 Input'!$D50=\"\"),\"\",U50/'S1 Input'!$D50),\"\")","v":""},{"$f":"IFERROR(IF(OR(V50=\"\",'S1 Input'!$D50=\"\"),\"\",V50/'S1 Input'!$D50),\"\")","v":""},{"$f":"IFERROR(IF(OR(W50=\"\",'S1 Input'!$D50=\"\"),\"\",W50/'S1 Input'!$D50),\"\")","v":""}]
[3,"SERVICE LINES ","˂ = 11 kv ; residential ; simple type",{"$f":"IFERROR(repcalc('S1 Input'!$CV51:$GH51,'S1 Input'!$G51,'S1 Input'!$E51,'S1 Input'!$F51,20,TRUE,TRUE),\"\")","v":4705.8022596002293},4937.4342885031292,5128.6148305704546,5277.5776203785736,5384.4287490482739,5451.0124571072065,5480.6517711678252,5477.7963817671352,5447.6179883323548,5395.59558204525,5327.1299781978505,5247.2193797628324,5160.2174687051947,5069.6843121627926,4978.3299120473739,4888.0417452417696,4799.9817609863876,4714.7350473165625,4632.4913172385441,4553.2408323228601,{"$f":"IFERROR(IF(OR(D51=\"\",'S1 Input'!$D51=\"\"),\"\",D51/'S1 Input'!$D51),\"\")","v":6934.7380342466895},{"$f":"IFERROR(IF(OR(E51=\"\",'S1 Input'!$D51=\"\"),\"\",E51/'S1 Input'!$D51),\"\")","v":7276.0841750679847},{"$f":"IFERROR(IF(OR(F51=\"\",'S1 Input'!$D51=\"\"),\"\",F51/'S1 Input'!$D51),\"\")","v":7557.8187026456071},{"$f":"IFERROR(IF(OR(G51=\"\",'S1 Input'!$D51=\"\"),\"\",G51/'S1 Input'!$D51),\"\")","v":7777.3387477266378},{"$f":"IFERROR(IF(OR(H51=\"\",'S1 Input'!$D51=\"\"),\"\",H51/'S1 Input'!$D51),\"\")","v":7934.8006522247042},{"$f":"IFERROR(IF(OR(I51=\"\",'S1 Input'!$D51=\"\"),\"\",I51/'S1 Input'!$D51),\"\")","v":8032.9221939438594},{"$f":"IFERROR(IF(OR(J51=\"\",'S1 Input'!$D51=\"\"),\"\",J51/'S1 Input'!$D51),\"\")","v":8076.6003740258711},{"$f":"IFERROR(IF(OR(K51=\"\",'S1 Input'!$D51=\"\"),\"\",K51/'S1 Input'!$D51),\"\")","v":8072.3925096943103},{"$f":"IFERROR(IF(OR(L51=\"\",'S1 Input'!$D51=\"\"),\"\",L51/'S1 Input'!$D51),\"\")","v":8027.9199115655456},{"$f":"IFERROR(IF(OR(M51=\"\",'S1 Input'!$D51=\"\"),\"\",M51/'S1 Input'!$D51),\"\")","v":7951.2567328745508},{"$f":"IFERROR(IF(OR(N51=\"\",'S1 Input'!$D51=\"\"),\"\",N51/'S1 Input'!$D51),\"\")","v":7850.3619224159056},{"$f":"IFERROR(IF(OR(O51=\"\",'S1 Input'!$D51=\"\"),\"\",O51/'S1 Input'!$D51),\"\")","v":7732.6011165562459},{"$f":"IFERROR(IF(OR(P51=\"\",'S1 Input'!$D51=\"\"),\"\",P51/'S1 Input'!$D51),\"\")","v":7604.3901488232323},{"$f":"IFERROR(IF(OR(Q51=\"\",'S1 Input'!$D51=\"\"),\"\",Q51/'S1 Input'!$D51),\"\")","v":7470.9753367677122},{"$f":"IFERROR(IF(OR(R51=\"\",'S1 Input'!$D51=\"\"),\"\",R51/'S1 Input'!$D51),\"\")","v":7336.3502934430053},{"$f":"IFERROR(IF(OR(S51=\"\",'S1 Input'!$D51=\"\"),\"\",S51/'S1 Input'!$D51),\"\")","v":7203.2965122068963},{"$f":"IFERROR(IF(OR(T51=\"\",'S1 Input'!$D51=\"\"),\"\",T51/'S1 Input'!$D51),\"\")","v":7073.5263075908533},{"$f":"IFERROR(IF(OR(U51=\"\",'S1 Input'!$D51=\"\"),\"\",U51/'S1 Input'!$D51),\"\")","v":6947.9018986232531},{"$f":"IFERROR(IF(OR(V51=\"\",'S1 Input'!$D51=\"\"),\"\",V51/'S1 Input'!$D51),\"\")","v":6826.7028571873725},{"$f":"IFERROR(IF(OR(W51=\"\",'S1 Input'!$D51=\"\"),\"\",W51/'S1 Input'!$D51),\"\")","v":6709.9148321792891}]
["","SERVICE LINES ","˂ = 11 kv ; residential ; complex type",{"$f":"IFERROR(repcalc('S1 Input'!$CV52:$GH52,'S1 Input'!$G52,'S1 Input'!$E52,'S1 Input'!$F52,20,TRUE,TRUE),\"\")","v":""},"","","","","","","","","","","","","","","","","","","",{"$f":"IFERROR(IF(OR(D52=\"\",'S1 Input'!$D52=\"\"),\"\",D52/'S1 Input'!$D52),\"\")","v":""},{"$f":"IFERROR(IF(OR(E52=\"\",'S1 Input'!$D52=\"\"),\"\",E52/'S1 Input'!$D52),\"\")","v":""},{"$f":"IFERROR(IF(OR(F52=\"\",'S1 Input'!$D52=\"\"),\"\",F52/'S1 Input'!$D52),\"\")","v":""},{"$f":"IFERROR(IF(OR(G52=\"\",'S1 Input'!$D52=\"\"),\"\",G52/'S1 Input'!$D52),\"\")","v":""},{"$f":"IFERROR(IF(OR(H52=\"\",'S1 Input'!$D52=\"\"),\"\",H52/'S1 Input'!$D52),\"\")","v":""},{"$f":"IFERROR(IF(OR(I52=\"\",'S1 Input'!$D52=\"\"),\"\",I52/'S1 Input'!$D52),\"\")","v":""},{"$f":"IFERROR(IF(OR(J52=\"\",'S1 Input'!$D52=\"\"),\"\",J52/'S1 Input'!$D52),\"\")","v":""},{"$f":"IFERROR(IF(OR(K52=\"\",'S1 Input'!$D52=\"\"),\"\",K52/'S1 Input'!$D52),\"\")","v":""},{"$f":"IFERROR(IF(OR(L52=\"\",'S1 Input'!$D52=\"\"),\"\",L52/'S1 Input'!$D52),\"\")","v":""},{"$f":"IFERROR(IF(OR(M52=\"\",'S1 Input'!$D52=\"\"),\"\",M52/'S1 Input'!$D52),\"\")","v":""},{"$f":"IFERROR(IF(OR(N52=\"\",'S1 Input'!$D52=\"\"),\"\",N52/'S1 Input'!$D52),\"\")","v":""},{"$f":"IFERROR(IF(OR(O52=\"\",'S1 Input'!$D52=\"\"),\"\",O52/'S1 Input'!$D52),\"\")","v":""},{"$f":"IFERROR(IF(OR(P52=\"\",'S1 Input'!$D52=\"\"),\"\",P52/'S1 Input'!$D52),\"\")","v":""},{"$f":"IFERROR(IF(OR(Q52=\"\",'S1 Input'!$D52=\"\"),\"\",Q52/'S1 Input'!$D52),\"\")","v":""},{"$f":"IFERROR(IF(OR(R52=\"\",'S1 Input'!$D52=\"\"),\"\",R52/'S1 Input'!$D52),\"\")","v":""},{"$f":"IFERROR(IF(OR(S52=\"\",'S1 Input'!$D52=\"\"),\"\",S52/'S1 Input'!$D52),\"\")","v":""},{"$f":"IFERROR(IF(OR(T52=\"\",'S1 Input'!$D52=\"\"),\"\",T52/'S1 Input'!$D52),\"\")","v":""},{"$f":"IFERROR(IF(OR(U52=\"\",'S1 Input'!$D52=\"\"),\"\",U52/'S1 Input'!$D52),\"\")","v":""},{"$f":"IFERROR(IF(OR(V52=\"\",'S1 Input'!$D52=\"\"),\"\",V52/'S1 Input'!$D52),\"\")","v":""},{"$f":"IFERROR(IF(OR(W52=\"\",'S1 Input'!$D52=\"\"),\"\",W52/'S1 Input'!$D52),\"\")","v":""}]
[5,"TRANSFORMERS ","pole mounted ; < = 22 kv ; < = 60 kva ; single phase",{"$f":"IFERROR(repcalc('S1 Input'!$CV53:$GH53,'S1 Input'!$G53,'S1 Input'!$E53,'S1 Input'!$F53,20,TRUE,TRUE),\"\")","v":100.37052436337115},106.61479255038121,113.75501787827687,121.97149044936674,131.47330107455363,142.49902732800325,155.31525309236815,170.21244632428321,187.4978176647617,207.48492935506937,230.48002343291978,256.76528949951205,286.5795878068347,320.09746695882319,357.40764203636797,398.49239494219154,443.20958455992303,491.27906800017786,542.27529691535892,595.62763520395845,{"$f":"IFERROR(IF(OR(D53=\"\",'S1 Input'!$D53=\"\"),\"\",D53/'S1 Input'!$D53),\"\")","v":8.5726727958767963},{"$f":"IFERROR(IF(OR(E53=\"\",'S1 Input'!$D53=\"\"),\"\",E53/'S1 Input'!$D53),\"\")","v":9.1059973785316135},{"$f":"IFERROR(IF(OR(F53=\"\",'S1 Input'!$D53=\"\"),\"\",F53/'S1 Input'!$D53),\"\")","v":9.7158458954456055},{"$f":"IFERROR(IF(OR(G53=\"\",'S1 Input'!$D53=\"\"),\"\",G53/'S1 Input'!$D53),\"\")","v":10.417616971516173},{"$f":"IFERROR(IF(OR(H53=\"\",'S1 Input'!$D53=\"\"),\"\",H53/'S1 Input'!$D53),\"\")","v":11.229169107711238},{"$f":"IFERROR(IF(OR(I53=\"\",'S1 Input'!$D53=\"\"),\"\",I53/'S1 Input'!$D53),\"\")","v":12.17087927717834},{"$f":"IFERROR(IF(OR(J53=\"\",'S1 Input'!$D53=\"\"),\"\",J53/'S1 Input'!$D53),\"\")","v":13.265516479214137},{"$f":"IFERROR(IF(OR(K53=\"\",'S1 Input'!$D53=\"\"),\"\",K53/'S1 Input'!$D53),\"\")","v":14.537889658134818},{"$f":"IFERROR(IF(OR(L53=\"\",'S1 Input'!$D53=\"\"),\"\",L53/'S1 Input'!$D53),\"\")","v":16.014237755318071},{"$f":"IFERROR(IF(OR(M53=\"\",'S1 Input'!$D53=\"\"),\"\",M53/'S1 Input'!$D53),\"\")","v":17.721342203984086},{"$f":"IFERROR(IF(OR(N53=\"\",'S1 Input'!$D53=\"\"),\"\",N53/'S1 Input'!$D53),\"\")","v":19.685359216848827},{"$f":"IFERROR(IF(OR(O53=\"\",'S1 Input'!$D53=\"\"),\"\",O53/'S1 Input'!$D53),\"\")","v":21.93039068172072},{"$f":"IFERROR(IF(OR(P53=\"\",'S1 Input'!$D53=\"\"),\"\",P53/'S1 Input'!$D53),\"\")","v":24.476837715334245},{"$f":"IFERROR(IF(OR(Q53=\"\",'S1 Input'!$D53=\"\"),\"\",Q53/'S1 Input'!$D53),\"\")","v":27.339608559705741},{"$f":"IFERROR(IF(OR(R53=\"\",'S1 Input'!$D53=\"\"),\"\",R53/'S1 Input'!$D53),\"\")","v":30.526280393148834},{"$f":"IFERROR(IF(OR(S53=\"\",'S1 Input'!$D53=\"\"),\"\",S53/'S1 Input'!$D53),\"\")","v":34.035339908330627},{"$f":"IFERROR(IF(OR(T53=\"\",'S1 Input'!$D53=\"\"),\"\",T53/'S1 Input'!$D53),\"\")","v":37.854646795242623},{"$f":"IFERROR(IF(OR(U53=\"\",'S1 Input'!$D53=\"\"),\"\",U53/'S1 Input'!$D53),\"\")","v":41.960273976268958},{"$f":"IFERROR(IF(OR(V53=\"\",'S1 Input'!$D53=\"\"),\"\",V53/'S1 Input'!$D53),\"\")","v":46.315875255492912},{"$f":"IFERROR(IF(OR(W53=\"\",'S1 Input'!$D53=\"\"),\"\",W53/'S1 Input'!$D53),\"\")","v":50.872712453904569}]
[5,"TRANSFORMERS ","pole mounted ; < = 22 kv ; > 60 kva and < = 600 kva ; single phase",{"$f":"IFERROR(repcalc('S1 Input'!$CV54:$GH54,'S1 Input'!$G54,'S1 Input'!$E54,'S1 Input'!$F54,20,TRUE,TRUE),\"\")","v":1.2604596634115253},1.3965234210923803,1.5385907353850643,1.6880763450042275,1.8472821183924357,2.0194794096044193,2.2089423021987673,2.4209267783245951,2.6615951570028393,2.9378897506196697,3.2573642921878592,3.6279859695040027,4.0579244894934412,4.5553470140509296,5.1282384793323113,5.7842650969746989,6.5306941612273626,7.3743753178919507,8.3217773207926573,9.3790608057294058,{"$f":"IFERROR(IF(OR(D54=\"\",'S1 Input'!$D54=\"\"),\"\",D54/'S1 Input'!$D54),\"\")","v":8.9157685933275985E-2},{"$f":"IFERROR(IF(OR(E54=\"\",'S1 Input'!$D54=\"\"),\"\",E54/'S1 Input'!$D54),\"\")","v":9.8782055618678893E-2},{"$f":"IFERROR(IF(OR(F54=\"\",'S1 Input'!$D54=\"\"),\"\",F54/'S1 Input'!$D54),\"\")","v":0.10883108245925911},{"$f":"IFERROR(IF(OR(G54=\"\",'S1 Input'!$D54=\"\"),\"\",G54/'S1 Input'!$D54),\"\")","v":0.11940483695600915},{"$f":"IFERROR(IF(OR(H54=\"\",'S1 Input'!$D54=\"\"),\"\",H54/'S1 Input'!$D54),\"\")","v":0.13066614007783373},{"$f":"IFERROR(IF(OR(I54=\"\",'S1 Input'!$D54=\"\"),\"\",I54/'S1 Input'!$D54),\"\")","v":0.14284638864436514},{"$f":"IFERROR(IF(OR(J54=\"\",'S1 Input'!$D54=\"\"),\"\",J54/'S1 Input'!$D54),\"\")","v":0.15624790680815728},{"$f":"IFERROR(IF(OR(K54=\"\",'S1 Input'!$D54=\"\"),\"\",K54/'S1 Input'!$D54),\"\")","v":0.17124247259537356},{"$f":"IFERROR(IF(OR(L54=\"\",'S1 Input'!$D54=\"\"),\"\",L54/'S1 Input'!$D54),\"\")","v":0.18826597310326726},{"$f":"IFERROR(IF(OR(M54=\"\",'S1 Input'!$D54=\"\"),\"\",M54/'S1 Input'!$D54),\"\")","v":0.20780946768529804},{"$f":"IFERROR(IF(OR(N54=\"\",'S1 Input'!$D54=\"\"),\"\",N54/'S1 Input'!$D54),\"\")","v":0.23040726408262266},{"$f":"IFERROR(IF(OR(O54=\"\",'S1 Input'!$D54=\"\"),\"\",O54/'S1 Input'!$D54),\"\")","v":0.25662291545601235},{"$f":"IFERROR(IF(OR(P54=\"\",'S1 Input'!$D54=\"\"),\"\",P54/'S1 Input'!$D54),\"\")","v":0.28703430000765018},{"$f":"IFERROR(IF(OR(Q54=\"\",'S1 Input'!$D54=\"\"),\"\",Q54/'S1 Input'!$D54),\"\")","v":0.32221911591885505},{"$f":"IFERROR(IF(OR(R54=\"\",'S1 Input'!$D54=\"\"),\"\",R54/'S1 Input'!$D54),\"\")","v":0.36274217176751766},{"$f":"IFERROR(IF(OR(S54=\"\",'S1 Input'!$D54=\"\"),\"\",S54/'S1 Input'!$D54),\"\")","v":0.40914573138744426},{"$f":"IFERROR(IF(OR(T54=\"\",'S1 Input'!$D54=\"\"),\"\",T54/'S1 Input'!$D54),\"\")","v":0.46194384148482415},{"$f":"IFERROR(IF(OR(U54=\"\",'S1 Input'!$D54=\"\"),\"\",U54/'S1 Input'!$D54),\"\")","v":0.52162100671051181},{"$f":"IFERROR(IF(OR(V54=\"\",'S1 Input'!$D54=\"\"),\"\",V54/'S1 Input'!$D54),\"\")","v":0.58863478960187277},{"$f":"IFERROR(IF(OR(W54=\"\",'S1 Input'!$D54=\"\"),\"\",W54/'S1 Input'!$D54),\"\")","v":0.66342095819476155}]
["","TRANSFORMERS ","pole mounted ; < = 22 kv ; > 600 kva ; single phase",{"$f":"IFERROR(repcalc('S1 Input'!$CV55:$GH55,'S1 Input'!$G55,'S1 Input'!$E55,'S1 Input'!$F55,20,TRUE,TRUE),\"\")","v":""},"","","","","","","","","","","","","","","","","","","",{"$f":"IFERROR(IF(OR(D55=\"\",'S1 Input'!$D55=\"\"),\"\",D55/'S1 Input'!$D55),\"\")","v":""},{"$f":"IFERROR(IF(OR(E55=\"\",'S1 Input'!$D55=\"\"),\"\",E55/'S1 Input'!$D55),\"\")","v":""},{"$f":"IFERROR(IF(OR(F55=\"\",'S1 Input'!$D55=\"\"),\"\",F55/'S1 Input'!$D55),\"\")","v":""},{"$f":"IFERROR(IF(OR(G55=\"\",'S1 Input'!$D55=\"\"),\"\",G55/'S1 Input'!$D55),\"\")","v":""},{"$f":"IFERROR(IF(OR(H55=\"\",'S1 Input'!$D55=\"\"),\"\",H55/'S1 Input'!$D55),\"\")","v":""},{"$f":"IFERROR(IF(OR(I55=\"\",'S1 Input'!$D55=\"\"),\"\",I55/'S1 Input'!$D55),\"\")","v":""},{"$f":"IFERROR(IF(OR(J55=\"\",'S1 Input'!$D55=\"\"),\"\",J55/'S1 Input'!$D55),\"\")","v":""},{"$f":"IFERROR(IF(OR(K55=\"\",'S1 Input'!$D55=\"\"),\"\",K55/'S1 Input'!$D55),\"\")","v":""},{"$f":"IFERROR(IF(OR(L55=\"\",'S1 Input'!$D55=\"\"),\"\",L55/'S1 Input'!$D55),\"\")","v":""},{"$f":"IFERROR(IF(OR(M55=\"\",'S1 Input'!$D55=\"\"),\"\",M55/'S1 Input'!$D55),\"\")","v":""},{"$f":"IFERROR(IF(OR(N55=\"\",'S1 Input'!$D55=\"\"),\"\",N55/'S1 Input'!$D55),\"\")","v":""},{"$f":"IFERROR(IF(OR(O55=\"\",'S1 Input'!$D55=\"\"),\"\",O55/'S1 Input'!$D55),\"\")","v":""},{"$f":"IFERROR(IF(OR(P55=\"\",'S1 Input'!$D55=\"\"),\"\",P55/'S1 Input'!$D55),\"\")","v":""},{"$f":"IFERROR(IF(OR(Q55=\"\",'S1 Input'!$D55=\"\"),\"\",Q55/'S1 Input'!$D55),\"\")","v":""},{"$f":"IFERROR(IF(OR(R55=\"\",'S1 Input'!$D55=\"\"),\"\",R55/'S1 Input'!$D55),\"\")","v":""},{"$f":"IFERROR(IF(OR(S55=\"\",'S1 Input'!$D55=\"\"),\"\",S55/'S1 Input'!$D55),\"\")","v":""},{"$f":"IFERROR(IF(OR(T55=\"\",'S1 Input'!$D55=\"\"),\"\",T55/'S1 Input'!$D55),\"\")","v":""},{"$f":"IFERROR(IF(OR(U55=\"\",'S1 Input'!$D55=\"\"),\"\",U55/'S1 Input'!$D55),\"\")","v":""},{"$f":"IFERROR(IF(OR(V55=\"\",'S1 Input'!$D55=\"\"),\"\",V55/'S1 Input'!$D55),\"\")","v":""},{"$f":"IFERROR(IF(OR(W55=\"\",'S1 Input'!$D55=\"\"),\"\",W55/'S1 Input'!$D55),\"\")","v":""}]
[5,"TRANSFORMERS ","pole mounted ; < = 22 kv ; < = 60 kva ; multiple phase",{"$f":"IFERROR(repcalc('S1 Input'!$CV56:$GH56,'S1 Input'!$G56,'S1 Input'!$E56,'S1 Input'!$F56,20,TRUE,TRUE),\"\")","v":63.554713070952161},71.192978330510854,79.336317139418881,87.986914093181483,97.149581998974043,106.83324514321028,117.05270547179035,127.83074770022563,139.20059236043113,151.20862767490374,163.91724738400524,177.40750421092736,191.78117511391375,207.16174592299643,223.69378086806225,241.54016513807116,260.87680745776368,281.88456659874277,304.73841142901006,329.59411809292573,{"$f":"IFERROR(IF(OR(D56=\"\",'S1 Input'!$D56=\"\"),\"\",D56/'S1 Input'!$D56),\"\")","v":3.6788587376134423},{"$f":"IFERROR(IF(OR(E56=\"\",'S1 Input'!$D56=\"\"),\"\",E56/'S1 Input'!$D56),\"\")","v":4.1209990216702028},{"$f":"IFERROR(IF(OR(F56=\"\",'S1 Input'!$D56=\"\"),\"\",F56/'S1 Input'!$D56),\"\")","v":4.5923754418115816},{"$f":"IFERROR(IF(OR(G56=\"\",'S1 Input'!$D56=\"\"),\"\",G56/'S1 Input'!$D56),\"\")","v":5.0931144531480541},{"$f":"IFERROR(IF(OR(H56=\"\",'S1 Input'!$D56=\"\"),\"\",H56/'S1 Input'!$D56),\"\")","v":5.6234946445815934},{"$f":"IFERROR(IF(OR(I56=\"\",'S1 Input'!$D56=\"\"),\"\",I56/'S1 Input'!$D56),\"\")","v":6.1840325976128234},{"$f":"IFERROR(IF(OR(J56=\"\",'S1 Input'!$D56=\"\"),\"\",J56/'S1 Input'!$D56),\"\")","v":6.775585121522715},{"$f":"IFERROR(IF(OR(K56=\"\",'S1 Input'!$D56=\"\"),\"\",K56/'S1 Input'!$D56),\"\")","v":7.3994711074790951},{"$f":"IFERROR(IF(OR(L56=\"\",'S1 Input'!$D56=\"\"),\"\",L56/'S1 Input'!$D56),\"\")","v":8.0576135229252621},{"$f":"IFERROR(IF(OR(M56=\"\",'S1 Input'!$D56=\"\"),\"\",M56/'S1 Input'!$D56),\"\")","v":8.7526975458662619},{"$f":"IFERROR(IF(OR(N56=\"\",'S1 Input'!$D56=\"\"),\"\",N56/'S1 Input'!$D56),\"\")","v":9.4883348322409073},{"$f":"IFERROR(IF(OR(O56=\"\",'S1 Input'!$D56=\"\"),\"\",O56/'S1 Input'!$D56),\"\")","v":10.269217111497939},{"$f":"IFERROR(IF(OR(P56=\"\",'S1 Input'!$D56=\"\"),\"\",P56/'S1 Input'!$D56),\"\")","v":11.101235733531494},{"$f":"IFERROR(IF(OR(Q56=\"\",'S1 Input'!$D56=\"\"),\"\",Q56/'S1 Input'!$D56),\"\")","v":11.991538664288292},{"$f":"IFERROR(IF(OR(R56=\"\",'S1 Input'!$D56=\"\"),\"\",R56/'S1 Input'!$D56),\"\")","v":12.948493990957584},{"$f":"IFERROR(IF(OR(S56=\"\",'S1 Input'!$D56=\"\"),\"\",S56/'S1 Input'!$D56),\"\")","v":13.981530307764384},{"$f":"IFERROR(IF(OR(T56=\"\",'S1 Input'!$D56=\"\"),\"\",T56/'S1 Input'!$D56),\"\")","v":15.100830075107995},{"$f":"IFERROR(IF(OR(U56=\"\",'S1 Input'!$D56=\"\"),\"\",U56/'S1 Input'!$D56),\"\")","v":16.316862286396393},{"$f":"IFERROR(IF(OR(V56=\"\",'S1 Input'!$D56=\"\"),\"\",V56/'S1 Input'!$D56),\"\")","v":17.639754998507744},{"$f":"IFERROR(IF(OR(W56=\"\",'S1 Input'!$D56=\"\"),\"\",W56/'S1 Input'!$D56),\"\")","v":19.078525299272361}]
[5,"TRANSFORMERS ","pole mounted ; < = 22 kv ; > 60 kva and < = 600 kva ; multiple phase",{"$f":"IFERROR(repcalc('S1 Input'!$CV57:$GH57,'S1 Input'!$G57,'S1 Input'!$E57,'S1 Input'!$F57,20,TRUE,TRUE),\"\")","v":838.50584288473397},971.10332441754053,1116.5638375794738,1274.8604173476795,1445.8788004051696,1629.4717261317126,1825.5218296149951,2034.0058135476918,2255.0509239784383,2488.9740281838212,2736.2940860983663,2997.7106687506362,3274.0443746290225,3566.1392889044641,3874.7325841725374,4200.3013815226641,4542.9013992710534,4902.015044112075,5276.427885619195,5664.1515412968438,{"$f":"IFERROR(IF(OR(D57=\"\",'S1 Input'!$D57=\"\"),\"\",D57/'S1 Input'!$D57),\"\")","v":20.442744327210765},{"$f":"IFERROR(IF(OR(E57=\"\",'S1 Input'!$D57=\"\"),\"\",E57/'S1 Input'!$D57),\"\")","v":23.675466479845589},{"$f":"IFERROR(IF(OR(F57=\"\",'S1 Input'!$D57=\"\"),\"\",F57/'S1 Input'!$D57),\"\")","v":27.221788912190345},{"$f":"IFERROR(IF(OR(G57=\"\",'S1 Input'!$D57=\"\"),\"\",G57/'S1 Input'!$D57),\"\")","v":31.081054217892209},{"$f":"IFERROR(IF(OR(H57=\"\",'S1 Input'!$D57=\"\"),\"\",H57/'S1 Input'!$D57),\"\")","v":35.25047666111525},{"$f":"IFERROR(IF(OR(I57=\"\",'S1 Input'!$D57=\"\"),\"\",I57/'S1 Input'!$D57),\"\")","v":39.726466032877141},{"$f":"IFERROR(IF(OR(J57=\"\",'S1 Input'!$D57=\"\"),\"\",J57/'S1 Input'!$D57),\"\")","v":44.506160980551932},{"$f":"IFERROR(IF(OR(K57=\"\",'S1 Input'!$D57=\"\"),\"\",K57/'S1 Input'!$D57),\"\")","v":49.588993516568401},{"$f":"IFERROR(IF(OR(L57=\"\",'S1 Input'!$D57=\"\"),\"\",L57/'S1 Input'!$D57),\"\")","v":54.978065895324619},{"$f":"IFERROR(IF(OR(M57=\"\",'S1 Input'!$D57=\"\"),\"\",M57/'S1 Input'!$D57),\"\")","v":60.681103330396482},{"$f":"IFERROR(IF(OR(N57=\"\",'S1 Input'!$D57=\"\"),\"\",N57/'S1 Input'!$D57),\"\")","v":66.71075804758253},{"$f":"IFERROR(IF(OR(O57=\"\",'S1 Input'!$D57=\"\"),\"\",O57/'S1 Input'!$D57),\"\")","v":73.084085565096501},{"$f":"IFERROR(IF(OR(P57=\"\",'S1 Input'!$D57=\"\"),\"\",P57/'S1 Input'!$D57),\"\")","v":79.821092046563621},{"$f":"IFERROR(IF(OR(Q57=\"\",'S1 Input'!$D57=\"\"),\"\",Q57/'S1 Input'!$D57),\"\")","v":86.942356260141963},{"$f":"IFERROR(IF(OR(R57=\"\",'S1 Input'!$D57=\"\"),\"\",R57/'S1 Input'!$D57),\"\")","v":94.465850448987922},{"$f":"IFERROR(IF(OR(S57=\"\",'S1 Input'!$D57=\"\"),\"\",S57/'S1 Input'!$D57),\"\")","v":102.40320680925963},{"$f":"IFERROR(IF(OR(T57=\"\",'S1 Input'!$D57=\"\"),\"\",T57/'S1 Input'!$D57),\"\")","v":110.75578375163755},{"$f":"IFERROR(IF(OR(U57=\"\",'S1 Input'!$D57=\"\"),\"\",U57/'S1 Input'!$D57),\"\")","v":119.51096236868977},{"$f":"IFERROR(IF(OR(V57=\"\",'S1 Input'!$D57=\"\"),\"\",V57/'S1 Input'!$D57),\"\")","v":128.63913488734772},{"$f":"IFERROR(IF(OR(W57=\"\",'S1 Input'!$D57=\"\"),\"\",W57/'S1 Input'!$D57),\"\")","v":138.09182460905697}]
["","TRANSFORMERS ","pole mounted ; < = 22 kv ; > 600 kva ; multiple phase",{"$f":"IFERROR(repcalc('S1 Input'!$CV58:$GH58,'S1 Input'!$G58,'S1 Input'!$E58,'S1 Input'!$F58,20,TRUE,TRUE),\"\")","v":""},"","","","","","","","","","","","","","","","","","","",{"$f":"IFERROR(IF(OR(D58=\"\",'S1 Input'!$D58=\"\"),\"\",D58/'S1 Input'!$D58),\"\")","v":""},{"$f":"IFERROR(IF(OR(E58=\"\",'S1 Input'!$D58=\"\"),\"\",E58/'S1 Input'!$D58),\"\")","v":""},{"$f":"IFERROR(IF(OR(F58=\"\",'S1 Input'!$D58=\"\"),\"\",F58/'S1 Input'!$D58),\"\")","v":""},{"$f":"IFERROR(IF(OR(G58=\"\",'S1 Input'!$D58=\"\"),\"\",G58/'S1 Input'!$D58),\"\")","v":""},{"$f":"IFERROR(IF(OR(H58=\"\",'S1 Input'!$D58=\"\"),\"\",H58/'S1 Input'!$D58),\"\")","v":""},{"$f":"IFERROR(IF(OR(I58=\"\",'S1 Input'!$D58=\"\"),\"\",I58/'S1 Input'!$D58),\"\")","v":""},{"$f":"IFERROR(IF(OR(J58=\"\",'S1 Input'!$D58=\"\"),\"\",J58/'S1 Input'!$D58),\"\")","v":""},{"$f":"IFERROR(IF(OR(K58=\"\",'S1 Input'!$D58=\"\"),\"\",K58/'S1 Input'!$D58),\"\")","v":""},{"$f":"IFERROR(IF(OR(L58=\"\",'S1 Input'!$D58=\"\"),\"\",L58/'S1 Input'!$D58),\"\")","v":""},{"$f":"IFERROR(IF(OR(M58=\"\",'S1 Input'!$D58=\"\"),\"\",M58/'S1 Input'!$D58),\"\")","v":""},{"$f":"IFERROR(IF(OR(N58=\"\",'S1 Input'!$D58=\"\"),\"\",N58/'S1 Input'!$D58),\"\")","v":""},{"$f":"IFERROR(IF(OR(O58=\"\",'S1 Input'!$D58=\"\"),\"\",O58/'S1 Input'!$D58),\"\")","v":""},{"$f":"IFERROR(IF(OR(P58=\"\",'S1 Input'!$D58=\"\"),\"\",P58/'S1 Input'!$D58),\"\")","v":""},{"$f":"IFERROR(IF(OR(Q58=\"\",'S1 Input'!$D58=\"\"),\"\",Q58/'S1 Input'!$D58),\"\")","v":""},{"$f":"IFERROR(IF(OR(R58=\"\",'S1 Input'!$D58=\"\"),\"\",R58/'S1 Input'!$D58),\"\")","v":""},{"$f":"IFERROR(IF(OR(S58=\"\",'S1 Input'!$D58=\"\"),\"\",S58/'S1 Input'!$D58),\"\")","v":""},{"$f":"IFERROR(IF(OR(T58=\"\",'S1 Input'!$D58=\"\"),\"\",T58/'S1 Input'!$D58),\"\")","v":""},{"$f":"IFERROR(IF(OR(U58=\"\",'S1 Input'!$D58=\"\"),\"\",U58/'S1 Input'!$D58),\"\")","v":""},{"$f":"IFERROR(IF(OR(V58=\"\",'S1 Input'!$D58=\"\"),\"\",V58/'S1 Input'!$D58),\"\")","v":""},{"$f":"IFERROR(IF(OR(W58=\"\",'S1 Input'!$D58=\"\"),\"\",W58/'S1 Input'!$D58),\"\")","v":""}]
["","TRANSFORMERS ","kiosk mounted ; < = 22 kv ; < = 60 kva ; single phase",{"$f":"IFERROR(repcalc('S1 Input'!$CV59:$GH59,'S1 Input'!$G59,'S1 Input'!$E59,'S1 Input'!$F59,20,TRUE,TRUE),\"\")","v":""},"","","","","","","","","","","","","","","","","","","",{"$f":"IFERROR(IF(OR(D59=\"\",'S1 Input'!$D59=\"\"),\"\",D59/'S1 Input'!$D59),\"\")","v":""},{"$f":"IFERROR(IF(OR(E59=\"\",'S1 Input'!$D59=\"\"),\"\",E59/'S1 Input'!$D59),\"\")","v":""},{"$f":"IFERROR(IF(OR(F59=\"\",'S1 Input'!$D59=\"\"),\"\",F59/'S1 Input'!$D59),\"\")","v":""},{"$f":"IFERROR(IF(OR(G59=\"\",'S1 Input'!$D59=\"\"),\"\",G59/'S1 Input'!$D59),\"\")","v":""},{"$f":"IFERROR(IF(OR(H59=\"\",'S1 Input'!$D59=\"\"),\"\",H59/'S1 Input'!$D59),\"\")","v":""},{"$f":"IFERROR(IF(OR(I59=\"\",'S1 Input'!$D59=\"\"),\"\",I59/'S1 Input'!$D59),\"\")","v":""},{"$f":"IFERROR(IF(OR(J59=\"\",'S1 Input'!$D59=\"\"),\"\",J59/'S1 Input'!$D59),\"\")","v":""},{"$f":"IFERROR(IF(OR(K59=\"\",'S1 Input'!$D59=\"\"),\"\",K59/'S1 Input'!$D59),\"\")","v":""},{"$f":"IFERROR(IF(OR(L59=\"\",'S1 Input'!$D59=\"\"),\"\",L59/'S1 Input'!$D59),\"\")","v":""},{"$f":"IFERROR(IF(OR(M59=\"\",'S1 Input'!$D59=\"\"),\"\",M59/'S1 Input'!$D59),\"\")","v":""},{"$f":"IFERROR(IF(OR(N59=\"\",'S1 Input'!$D59=\"\"),\"\",N59/'S1 Input'!$D59),\"\")","v":""},{"$f":"IFERROR(IF(OR(O59=\"\",'S1 Input'!$D59=\"\"),\"\",O59/'S1 Input'!$D59),\"\")","v":""},{"$f":"IFERROR(IF(OR(P59=\"\",'S1 Input'!$D59=\"\"),\"\",P59/'S1 Input'!$D59),\"\")","v":""},{"$f":"IFERROR(IF(OR(Q59=\"\",'S1 Input'!$D59=\"\"),\"\",Q59/'S1 Input'!$D59),\"\")","v":""},{"$f":"IFERROR(IF(OR(R59=\"\",'S1 Input'!$D59=\"\"),\"\",R59/'S1 Input'!$D59),\"\")","v":""},{"$f":"IFERROR(IF(OR(S59=\"\",'S1 Input'!$D59=\"\"),\"\",S59/'S1 Input'!$D59),\"\")","v":""},{"$f":"IFERROR(IF(OR(T59=\"\",'S1 Input'!$D59=\"\"),\"\",T59/'S1 Input'!$D59),\"\")","v":""},{"$f":"IFERROR(IF(OR(U59=\"\",'S1 Input'!$D59=\"\"),\"\",U59/'S1 Input'!$D59),\"\")","v":""},{"$f":"IFERROR(IF(OR(V59=\"\",'S1 Input'!$D59=\"\"),\"\",V59/'S1 Input'!$D59),\"\")","v":""},{"$f":"IFERROR(IF(OR(W59=\"\",'S1 Input'!$D59=\"\"),\"\",W59/'S1 Input'!$D59),\"\")","v":""}]
[5,"TRANSFORMERS ","kiosk mounted ; < = 22 kv ; < = 60 kva ; multiple phase",{"$f":"IFERROR(repcalc('S1 Input'!$CV60:$GH60,'S1 Input'!$G60,'S1 Input'!$E60,'S1 Input'!$F60,20,TRUE,TRUE),\"\")","v":6.3494999765493262E-2},0.11301174698835049,0.19022051414184618,0.30279180065269012,0.4558155285210454,0.64893471087595522,0.87376439217830626,1.1127412940352732,1.3404312545776886,1.5276494740051438,1.6476831040746285,1.6828904193956151,1.6295153034906655,1.4990102184666636,1.3153755193864738,1.1094595623197905,0.91216238609137079,0.74862919254415827,0.63484434973358794,0.57696227470979555,{"$f":"IFERROR(IF(OR(D60=\"\",'S1 Input'!$D60=\"\"),\"\",D60/'S1 Input'!$D60),\"\")","v":3.5930176342831581E-3},{"$f":"IFERROR(IF(OR(E60=\"\",'S1 Input'!$D60=\"\"),\"\",E60/'S1 Input'!$D60),\"\")","v":6.3950421499325994E-3},{"$f":"IFERROR(IF(OR(F60=\"\",'S1 Input'!$D60=\"\"),\"\",F60/'S1 Input'!$D60),\"\")","v":1.0764086372758689E-2},{"$f":"IFERROR(IF(OR(G60=\"\",'S1 Input'!$D60=\"\"),\"\",G60/'S1 Input'!$D60),\"\")","v":1.7134204004717733E-2},{"$f":"IFERROR(IF(OR(H60=\"\",'S1 Input'!$D60=\"\"),\"\",H60/'S1 Input'!$D60),\"\")","v":2.5793420552877311E-2},{"$f":"IFERROR(IF(OR(I60=\"\",'S1 Input'!$D60=\"\"),\"\",I60/'S1 Input'!$D60),\"\")","v":3.6721535054527084E-2},{"$f":"IFERROR(IF(OR(J60=\"\",'S1 Input'!$D60=\"\"),\"\",J60/'S1 Input'!$D60),\"\")","v":4.9444064586193021E-2},{"$f":"IFERROR(IF(OR(K60=\"\",'S1 Input'!$D60=\"\"),\"\",K60/'S1 Input'!$D60),\"\")","v":6.2967148698795466E-2},{"$f":"IFERROR(IF(OR(L60=\"\",'S1 Input'!$D60=\"\"),\"\",L60/'S1 Input'!$D60),\"\")","v":7.5851534026767906E-2},{"$f":"IFERROR(IF(OR(M60=\"\",'S1 Input'!$D60=\"\"),\"\",M60/'S1 Input'!$D60),\"\")","v":8.6445728315237086E-2},{"$f":"IFERROR(IF(OR(N60=\"\",'S1 Input'!$D60=\"\"),\"\",N60/'S1 Input'!$D60),\"\")","v":9.3238120647539488E-2},{"$f":"IFERROR(IF(OR(O60=\"\",'S1 Input'!$D60=\"\"),\"\",O60/'S1 Input'!$D60),\"\")","v":9.5230411462111947E-2},{"$f":"IFERROR(IF(OR(P60=\"\",'S1 Input'!$D60=\"\"),\"\",P60/'S1 Input'!$D60),\"\")","v":9.2210051852903568E-2},{"$f":"IFERROR(IF(OR(Q60=\"\",'S1 Input'!$D60=\"\"),\"\",Q60/'S1 Input'!$D60),\"\")","v":8.4825106997612892E-2},{"$f":"IFERROR(IF(OR(R60=\"\",'S1 Input'!$D60=\"\"),\"\",R60/'S1 Input'!$D60),\"\")","v":7.4433694847077278E-2},{"$f":"IFERROR(IF(OR(S60=\"\",'S1 Input'!$D60=\"\"),\"\",S60/'S1 Input'!$D60),\"\")","v":6.2781443998137704E-2},{"$f":"IFERROR(IF(OR(T60=\"\",'S1 Input'!$D60=\"\"),\"\",T60/'S1 Input'!$D60),\"\")","v":5.1616907640926218E-2},{"$f":"IFERROR(IF(OR(U60=\"\",'S1 Input'!$D60=\"\"),\"\",U60/'S1 Input'!$D60),\"\")","v":4.2362987641306062E-2},{"$f":"IFERROR(IF(OR(V60=\"\",'S1 Input'!$D60=\"\"),\"\",V60/'S1 Input'!$D60),\"\")","v":3.5924198000508271E-2},{"$f":"IFERROR(IF(OR(W60=\"\",'S1 Input'!$D60=\"\"),\"\",W60/'S1 Input'!$D60),\"\")","v":3.2648801244267785E-2}]
[5,"TRANSFORMERS ","kiosk mounted ; < = 22 kv ; > 60 kva and < = 600 kva ; multiple phase",{"$f":"IFERROR(repcalc('S1 Input'!$CV61:$GH61,'S1 Input'!$G61,'S1 Input'!$E61,'S1 Input'!$F61,20,TRUE,TRUE),\"\")","v":619.75345386849062},742.66942420689463,884.42950943845574,1045.9322062753884,1227.5422635125892,1428.9773508436674,1649.2236771438977,1886.4946115932933,2138.2447042742142,2401.2480218463188,2671.7445178538492,2945.651628315803,3218.8310567977765,3487.3936090335883,3748.018850979679,3998.2621368337755,4236.8198434409087,4463.7248300617748,4680.4482552301324,4889.8906235800305,{"$f":"IFERROR(IF(OR(D61=\"\",'S1 Input'!$D61=\"\"),\"\",D61/'S1 Input'!$D61),\"\")","v":15.182575233229876},{"$f":"IFERROR(IF(OR(E61=\"\",'S1 Input'!$D61=\"\"),\"\",E61/'S1 Input'!$D61),\"\")","v":18.193741940538406},{"$f":"IFERROR(IF(OR(F61=\"\",'S1 Input'!$D61=\"\"),\"\",F61/'S1 Input'!$D61),\"\")","v":21.666547369314543},{"$f":"IFERROR(IF(OR(G61=\"\",'S1 Input'!$D61=\"\"),\"\",G61/'S1 Input'!$D61),\"\")","v":25.623002681972721},{"$f":"IFERROR(IF(OR(H61=\"\",'S1 Input'!$D61=\"\"),\"\",H61/'S1 Input'!$D61),\"\")","v":30.072043409223074},{"$f":"IFERROR(IF(OR(I61=\"\",'S1 Input'!$D61=\"\"),\"\",I61/'S1 Input'!$D61),\"\")","v":35.006753089219927},{"$f":"IFERROR(IF(OR(J61=\"\",'S1 Input'!$D61=\"\"),\"\",J61/'S1 Input'!$D61),\"\")","v":40.402296103983517},{"$f":"IFERROR(IF(OR(K61=\"\",'S1 Input'!$D61=\"\"),\"\",K61/'S1 Input'!$D61),\"\")","v":46.214903989346126},{"$f":"IFERROR(IF(OR(L61=\"\",'S1 Input'!$D61=\"\"),\"\",L61/'S1 Input'!$D61),\"\")","v":52.382218908274737},{"$f":"IFERROR(IF(OR(M61=\"\",'S1 Input'!$D61=\"\"),\"\",M61/'S1 Input'!$D61),\"\")","v":58.825212699923441},{"$f":"IFERROR(IF(OR(N61=\"\",'S1 Input'!$D61=\"\"),\"\",N61/'S1 Input'!$D61),\"\")","v":65.451772625204384},{"$f":"IFERROR(IF(OR(O61=\"\",'S1 Input'!$D61=\"\"),\"\",O61/'S1 Input'!$D61),\"\")","v":72.161884986091152},{"$f":"IFERROR(IF(OR(P61=\"\",'S1 Input'!$D61=\"\"),\"\",P61/'S1 Input'!$D61),\"\")","v":78.85417076394242},{"$f":"IFERROR(IF(OR(Q61=\"\",'S1 Input'!$D61=\"\"),\"\",Q61/'S1 Input'!$D61),\"\")","v":85.433353386801457},{"$f":"IFERROR(IF(OR(R61=\"\",'S1 Input'!$D61=\"\"),\"\",R61/'S1 Input'!$D61),\"\")","v":91.818089637686327},{"$f":"IFERROR(IF(OR(S61=\"\",'S1 Input'!$D61=\"\"),\"\",S61/'S1 Input'!$D61),\"\")","v":97.948491155217326},{"$f":"IFERROR(IF(OR(T61=\"\",'S1 Input'!$D61=\"\"),\"\",T61/'S1 Input'!$D61),\"\")","v":103.79262208409172},{"$f":"IFERROR(IF(OR(U61=\"\",'S1 Input'!$D61=\"\"),\"\",U61/'S1 Input'!$D61),\"\")","v":109.35128740279656},{"$f":"IFERROR(IF(OR(V61=\"\",'S1 Input'!$D61=\"\"),\"\",V61/'S1 Input'!$D61),\"\")","v":114.66052720917942},{"$f":"IFERROR(IF(OR(W61=\"\",'S1 Input'!$D61=\"\"),\"\",W61/'S1 Input'!$D61),\"\")","v":119.79139738771485}]
[5,"TRANSFORMERS ","kiosk mounted ; < = 22 kv ; > 600 kva ; multiple phase",{"$f":"IFERROR(repcalc('S1 Input'!$CV62:$GH62,'S1 Input'!$G62,'S1 Input'!$E62,'S1 Input'!$F62,20,TRUE,TRUE),\"\")","v":683.76420076412046},745.98380928028462,818.19181550342239,901.37015268696086,996.40165552052622,1104.0602459181255,1225.0120893882677,1359.8251820086789,1508.9821360735225,1672.8891360457299,1851.8736249744986,2046.1644484636436,2255.850785730102,2480.8197978655994,2720.6768992956809,2974.6562451178211,3241.5318551608875,3519.5413834983769,3806.3347220170444,4098.9584072253392,{"$f":"IFERROR(IF(OR(D62=\"\",'S1 Input'!$D62=\"\"),\"\",D62/'S1 Input'!$D62),\"\")","v":11.573391182640798},{"$f":"IFERROR(IF(OR(E62=\"\",'S1 Input'!$D62=\"\"),\"\",E62/'S1 Input'!$D62),\"\")","v":12.626520123558763},{"$f":"IFERROR(IF(OR(F62=\"\",'S1 Input'!$D62=\"\"),\"\",F62/'S1 Input'!$D62),\"\")","v":13.848712659531007},{"$f":"IFERROR(IF(OR(G62=\"\",'S1 Input'!$D62=\"\"),\"\",G62/'S1 Input'!$D62),\"\")","v":15.256588990393166},{"$f":"IFERROR(IF(OR(H62=\"\",'S1 Input'!$D62=\"\"),\"\",H62/'S1 Input'!$D62),\"\")","v":16.865091973933396},{"$f":"IFERROR(IF(OR(I62=\"\",'S1 Input'!$D62=\"\"),\"\",I62/'S1 Input'!$D62),\"\")","v":18.687321010567238},{"$f":"IFERROR(IF(OR(J62=\"\",'S1 Input'!$D62=\"\"),\"\",J62/'S1 Input'!$D62),\"\")","v":20.734551616055452},{"$f":"IFERROR(IF(OR(K62=\"\",'S1 Input'!$D62=\"\"),\"\",K62/'S1 Input'!$D62),\"\")","v":23.016397690614486},{"$f":"IFERROR(IF(OR(L62=\"\",'S1 Input'!$D62=\"\"),\"\",L62/'S1 Input'!$D62),\"\")","v":25.541027928749941},{"$f":"IFERROR(IF(OR(M62=\"\",'S1 Input'!$D62=\"\"),\"\",M62/'S1 Input'!$D62),\"\")","v":28.3153174076837},{"$f":"IFERROR(IF(OR(N62=\"\",'S1 Input'!$D62=\"\"),\"\",N62/'S1 Input'!$D62),\"\")","v":31.344808427662205},{"$f":"IFERROR(IF(OR(O62=\"\",'S1 Input'!$D62=\"\"),\"\",O62/'S1 Input'!$D62),\"\")","v":34.633374428813518},{"$f":"IFERROR(IF(OR(P62=\"\",'S1 Input'!$D62=\"\"),\"\",P62/'S1 Input'!$D62),\"\")","v":38.182524858344486},{"$f":"IFERROR(IF(OR(Q62=\"\",'S1 Input'!$D62=\"\"),\"\",Q62/'S1 Input'!$D62),\"\")","v":41.990349805170801},{"$f":"IFERROR(IF(OR(R62=\"\",'S1 Input'!$D62=\"\"),\"\",R62/'S1 Input'!$D62),\"\")","v":46.050170514828444},{"$f":"IFERROR(IF(OR(S62=\"\",'S1 Input'!$D62=\"\"),\"\",S62/'S1 Input'!$D62),\"\")","v":50.349024298378382},{"$f":"IFERROR(IF(OR(T62=\"\",'S1 Input'!$D62=\"\"),\"\",T62/'S1 Input'!$D62),\"\")","v":54.86616021845532},{"$f":"IFERROR(IF(OR(U62=\"\",'S1 Input'!$D62=\"\"),\"\",U62/'S1 Input'!$D62),\"\")","v":59.571748812236031},{"$f":"IFERROR(IF(OR(V62=\"\",'S1 Input'!$D62=\"\"),\"\",V62/'S1 Input'!$D62),\"\")","v":64.426012155568159},{"$f":"IFERROR(IF(OR(W62=\"\",'S1 Input'!$D62=\"\"),\"\",W62/'S1 Input'!$D62),\"\")","v":69.378959932648172}]
["","TRANSFORMERS ","ground outdoor / indoor chamber mounted ; ˂ 22 kv ; < = 60 kva ; single phase",{"$f":"IFERROR(repcalc('S1 Input'!$CV63:$GH63,'S1 Input'!$G63,'S1 Input'!$E63,'S1 Input'!$F63,20,TRUE,TRUE),\"\")","v":""},"","","","","","","","","","","","","","","","","","","",{"$f":"IFERROR(IF(OR(D63=\"\",'S1 Input'!$D63=\"\"),\"\",D63/'S1 Input'!$D63),\"\")","v":""},{"$f":"IFERROR(IF(OR(E63=\"\",'S1 Input'!$D63=\"\"),\"\",E63/'S1 Input'!$D63),\"\")","v":""},{"$f":"IFERROR(IF(OR(F63=\"\",'S1 Input'!$D63=\"\"),\"\",F63/'S1 Input'!$D63),\"\")","v":""},{"$f":"IFERROR(IF(OR(G63=\"\",'S1 Input'!$D63=\"\"),\"\",G63/'S1 Input'!$D63),\"\")","v":""},{"$f":"IFERROR(IF(OR(H63=\"\",'S1 Input'!$D63=\"\"),\"\",H63/'S1 Input'!$D63),\"\")","v":""},{"$f":"IFERROR(IF(OR(I63=\"\",'S1 Input'!$D63=\"\"),\"\",I63/'S1 Input'!$D63),\"\")","v":""},{"$f":"IFERROR(IF(OR(J63=\"\",'S1 Input'!$D63=\"\"),\"\",J63/'S1 Input'!$D63),\"\")","v":""},{"$f":"IFERROR(IF(OR(K63=\"\",'S1 Input'!$D63=\"\"),\"\",K63/'S1 Input'!$D63),\"\")","v":""},{"$f":"IFERROR(IF(OR(L63=\"\",'S1 Input'!$D63=\"\"),\"\",L63/'S1 Input'!$D63),\"\")","v":""},{"$f":"IFERROR(IF(OR(M63=\"\",'S1 Input'!$D63=\"\"),\"\",M63/'S1 Input'!$D63),\"\")","v":""},{"$f":"IFERROR(IF(OR(N63=\"\",'S1 Input'!$D63=\"\"),\"\",N63/'S1 Input'!$D63),\"\")","v":""},{"$f":"IFERROR(IF(OR(O63=\"\",'S1 Input'!$D63=\"\"),\"\",O63/'S1 Input'!$D63),\"\")","v":""},{"$f":"IFERROR(IF(OR(P63=\"\",'S1 Input'!$D63=\"\"),\"\",P63/'S1 Input'!$D63),\"\")","v":""},{"$f":"IFERROR(IF(OR(Q63=\"\",'S1 Input'!$D63=\"\"),\"\",Q63/'S1 Input'!$D63),\"\")","v":""},{"$f":"IFERROR(IF(OR(R63=\"\",'S1 Input'!$D63=\"\"),\"\",R63/'S1 Input'!$D63),\"\")","v":""},{"$f":"IFERROR(IF(OR(S63=\"\",'S1 Input'!$D63=\"\"),\"\",S63/'S1 Input'!$D63),\"\")","v":""},{"$f":"IFERROR(IF(OR(T63=\"\",'S1 Input'!$D63=\"\"),\"\",T63/'S1 Input'!$D63),\"\")","v":""},{"$f":"IFERROR(IF(OR(U63=\"\",'S1 Input'!$D63=\"\"),\"\",U63/'S1 Input'!$D63),\"\")","v":""},{"$f":"IFERROR(IF(OR(V63=\"\",'S1 Input'!$D63=\"\"),\"\",V63/'S1 Input'!$D63),\"\")","v":""},{"$f":"IFERROR(IF(OR(W63=\"\",'S1 Input'!$D63=\"\"),\"\",W63/'S1 Input'!$D63),\"\")","v":""}]
["","TRANSFORMERS ","ground outdoor / indoor chamber mounted ; ˂ 22 kv ; < = 60 kva ; multiple phase",{"$f":"IFERROR(repcalc('S1 Input'!$CV64:$GH64,'S1 Input'!$G64,'S1 Input'!$E64,'S1 Input'!$F64,20,TRUE,TRUE),\"\")","v":17.67177515625},6.1592680334834546E-4,1.53266958134813E-3,3.6067096778817803E-3,8.02634848120274E-3,1.689157305384726E-2,3.3617755382011068E-2,6.3272568418997047E-2,0.112619211638529,0.18956701162438214,0.3017662793408929,0.45430031411612226,0.64683029438684314,0.87102345342899168,1.1094050205553345,1.3366566222867395,1.5237147847238606,1.6439626207202764,1.6797974207338822,1.6274238276077504,{"$f":"IFERROR(IF(OR(D64=\"\",'S1 Input'!$D64=\"\"),\"\",D64/'S1 Input'!$D64),\"\")","v":1},{"$f":"IFERROR(IF(OR(E64=\"\",'S1 Input'!$D64=\"\"),\"\",E64/'S1 Input'!$D64),\"\")","v":3.4853703032233849E-5},{"$f":"IFERROR(IF(OR(F64=\"\",'S1 Input'!$D64=\"\"),\"\",F64/'S1 Input'!$D64),\"\")","v":8.6729803191620434E-5},{"$f":"IFERROR(IF(OR(G64=\"\",'S1 Input'!$D64=\"\"),\"\",G64/'S1 Input'!$D64),\"\")","v":2.0409436211088226E-4},{"$f":"IFERROR(IF(OR(H64=\"\",'S1 Input'!$D64=\"\"),\"\",H64/'S1 Input'!$D64),\"\")","v":4.5419027857900572E-4},{"$f":"IFERROR(IF(OR(I64=\"\",'S1 Input'!$D64=\"\"),\"\",I64/'S1 Input'!$D64),\"\")","v":9.5585038313896809E-4},{"$f":"IFERROR(IF(OR(J64=\"\",'S1 Input'!$D64=\"\"),\"\",J64/'S1 Input'!$D64),\"\")","v":1.9023417333442834E-3},{"$f":"IFERROR(IF(OR(K64=\"\",'S1 Input'!$D64=\"\"),\"\",K64/'S1 Input'!$D64),\"\")","v":3.580430820308358E-3},{"$f":"IFERROR(IF(OR(L64=\"\",'S1 Input'!$D64=\"\"),\"\",L64/'S1 Input'!$D64),\"\")","v":6.3728295908461021E-3},{"$f":"IFERROR(IF(OR(M64=\"\",'S1 Input'!$D64=\"\"),\"\",M64/'S1 Input'!$D64),\"\")","v":1.0727106357356393E-2},{"$f":"IFERROR(IF(OR(N64=\"\",'S1 Input'!$D64=\"\"),\"\",N64/'S1 Input'!$D64),\"\")","v":1.7076172408982175E-2},{"$f":"IFERROR(IF(OR(O64=\"\",'S1 Input'!$D64=\"\"),\"\",O64/'S1 Input'!$D64),\"\")","v":2.570767849292431E-2},{"$f":"IFERROR(IF(OR(P64=\"\",'S1 Input'!$D64=\"\"),\"\",P64/'S1 Input'!$D64),\"\")","v":3.6602451574202936E-2},{"$f":"IFERROR(IF(OR(Q64=\"\",'S1 Input'!$D64=\"\"),\"\",Q64/'S1 Input'!$D64),\"\")","v":4.9288961959259407E-2},{"$f":"IFERROR(IF(OR(R64=\"\",'S1 Input'!$D64=\"\"),\"\",R64/'S1 Input'!$D64),\"\")","v":6.2778357620907693E-2},{"$f":"IFERROR(IF(OR(S64=\"\",'S1 Input'!$D64=\"\"),\"\",S64/'S1 Input'!$D64),\"\")","v":7.5637937358771931E-2},{"$f":"IFERROR(IF(OR(T64=\"\",'S1 Input'!$D64=\"\"),\"\",T64/'S1 Input'!$D64),\"\")","v":8.6223074436580657E-2},{"$f":"IFERROR(IF(OR(U64=\"\",'S1 Input'!$D64=\"\"),\"\",U64/'S1 Input'!$D64),\"\")","v":9.3027588127662098E-2},{"$f":"IFERROR(IF(OR(V64=\"\",'S1 Input'!$D64=\"\"),\"\",V64/'S1 Input'!$D64),\"\")","v":9.505538667629472E-2},{"$f":"IFERROR(IF(OR(W64=\"\",'S1 Input'!$D64=\"\"),\"\",W64/'S1 Input'!$D64),\"\")","v":9.2091700647978045E-2}]
["","TRANSFORMERS ","ground outdoor / indoor chamber mounted ; ˂ 22 kv ; > 60 kva and < = 600 kva ; multiple phase",{"$f":"IFERROR(repcalc('S1 Input'!$CV65:$GH65,'S1 Input'!$G65,'S1 Input'!$E65,'S1 Input'!$F65,20,TRUE,TRUE),\"\")","v":87.354701443184837},82.488269563799875,78.320812799437974,74.861462799799611,72.088250159670068,69.953239888081953,68.387879509349048,67.308441263105735,66.621452886982354,66.228976506592048,66.033539339490559,65.942474312090496,65.871419818586986,65.746771076933925,65.506971511334115,65.102667318915479,64.495896636584717,63.658615958792787,62.570951827061194,61.219584841535898,{"$f":"IFERROR(IF(OR(D65=\"\",'S1 Input'!$D65=\"\"),\"\",D65/'S1 Input'!$D65),\"\")","v":2.1399950550641345},{"$f":"IFERROR(IF(OR(E65=\"\",'S1 Input'!$D65=\"\"),\"\",E65/'S1 Input'!$D65),\"\")","v":2.0207783445077645},{"$f":"IFERROR(IF(OR(F65=\"\",'S1 Input'!$D65=\"\"),\"\",F65/'S1 Input'!$D65),\"\")","v":1.9186849629199574},{"$f":"IFERROR(IF(OR(G65=\"\",'S1 Input'!$D65=\"\"),\"\",G65/'S1 Input'!$D65),\"\")","v":1.8339386153203712},{"$f":"IFERROR(IF(OR(H65=\"\",'S1 Input'!$D65=\"\"),\"\",H65/'S1 Input'!$D65),\"\")","v":1.7660011003558393},{"$f":"IFERROR(IF(OR(I65=\"\",'S1 Input'!$D65=\"\"),\"\",I65/'S1 Input'!$D65),\"\")","v":1.7136981178233961},{"$f":"IFERROR(IF(OR(J65=\"\",'S1 Input'!$D65=\"\"),\"\",J65/'S1 Input'!$D65),\"\")","v":1.6753502851991786},{"$f":"IFERROR(IF(OR(K65=\"\",'S1 Input'!$D65=\"\"),\"\",K65/'S1 Input'!$D65),\"\")","v":1.6489064593827718},{"$f":"IFERROR(IF(OR(L65=\"\",'S1 Input'!$D65=\"\"),\"\",L65/'S1 Input'!$D65),\"\")","v":1.6320767787416359},{"$f":"IFERROR(IF(OR(M65=\"\",'S1 Input'!$D65=\"\"),\"\",M65/'S1 Input'!$D65),\"\")","v":1.6224619841239589},{"$f":"IFERROR(IF(OR(N65=\"\",'S1 Input'!$D65=\"\"),\"\",N65/'S1 Input'!$D65),\"\")","v":1.6176742100916139},{"$f":"IFERROR(IF(OR(O65=\"\",'S1 Input'!$D65=\"\"),\"\",O65/'S1 Input'!$D65),\"\")","v":1.6154433203386203},{"$f":"IFERROR(IF(OR(P65=\"\",'S1 Input'!$D65=\"\"),\"\",P65/'S1 Input'!$D65),\"\")","v":1.613702643967166},{"$f":"IFERROR(IF(OR(Q65=\"\",'S1 Input'!$D65=\"\"),\"\",Q65/'S1 Input'!$D65),\"\")","v":1.6106490282332606},{"$f":"IFERROR(IF(OR(R65=\"\",'S1 Input'!$D65=\"\"),\"\",R65/'S1 Input'!$D65),\"\")","v":1.6047744745330927},{"$f":"IFERROR(IF(OR(S65=\"\",'S1 Input'!$D65=\"\"),\"\",S65/'S1 Input'!$D65),\"\")","v":1.594869924941331},{"$f":"IFERROR(IF(OR(T65=\"\",'S1 Input'!$D65=\"\"),\"\",T65/'S1 Input'!$D65),\"\")","v":1.5800053986102525},{"$f":"IFERROR(IF(OR(U65=\"\",'S1 Input'!$D65=\"\"),\"\",U65/'S1 Input'!$D65),\"\")","v":1.5594938922966415},{"$f":"IFERROR(IF(OR(V65=\"\",'S1 Input'!$D65=\"\"),\"\",V65/'S1 Input'!$D65),\"\")","v":1.5328485506605065},{"$f":"IFERROR(IF(OR(W65=\"\",'S1 Input'!$D65=\"\"),\"\",W65/'S1 Input'!$D65),\"\")","v":1.4997430781578964}]
["","TRANSFORMERS ","ground outdoor / indoor chamber mounted ; ˂ 22 kv ; > 600 kva ; multiple phase",{"$f":"IFERROR(repcalc('S1 Input'!$CV66:$GH66,'S1 Input'!$G66,'S1 Input'!$E66,'S1 Input'!$F66,20,TRUE,TRUE),\"\")","v":207.62027848829712},193.04452644470865,184.30894667207926,179.34167904388744,176.57099046097946,174.80683828067509,173.15694617180526,170.96937951188443,167.7936636360165,163.3534576354443,157.52516623943029,150.31835622161825,141.85529945874811,132.34831637033668,122.07478056072253,111.35060357743502,100.50368459910703,89.849139471781697,79.668109771493505,70.191634500123101,{"$f":"IFERROR(IF(OR(D66=\"\",'S1 Input'!$D66=\"\"),\"\",D66/'S1 Input'!$D66),\"\")","v":3.5141803237265532},{"$f":"IFERROR(IF(OR(E66=\"\",'S1 Input'!$D66=\"\"),\"\",E66/'S1 Input'!$D66),\"\")","v":3.2674711804383993},{"$f":"IFERROR(IF(OR(F66=\"\",'S1 Input'!$D66=\"\"),\"\",F66/'S1 Input'!$D66),\"\")","v":3.1196127786636025},{"$f":"IFERROR(IF(OR(G66=\"\",'S1 Input'!$D66=\"\"),\"\",G66/'S1 Input'!$D66),\"\")","v":3.0355368189896561},{"$f":"IFERROR(IF(OR(H66=\"\",'S1 Input'!$D66=\"\"),\"\",H66/'S1 Input'!$D66),\"\")","v":2.9886401508408471},{"$f":"IFERROR(IF(OR(I66=\"\",'S1 Input'!$D66=\"\"),\"\",I66/'S1 Input'!$D66),\"\")","v":2.9587801153702058},{"$f":"IFERROR(IF(OR(J66=\"\",'S1 Input'!$D66=\"\"),\"\",J66/'S1 Input'!$D66),\"\")","v":2.9308540455880152},{"$f":"IFERROR(IF(OR(K66=\"\",'S1 Input'!$D66=\"\"),\"\",K66/'S1 Input'!$D66),\"\")","v":2.8938272976753958},{"$f":"IFERROR(IF(OR(L66=\"\",'S1 Input'!$D66=\"\"),\"\",L66/'S1 Input'!$D66),\"\")","v":2.8400751385607932},{"$f":"IFERROR(IF(OR(M66=\"\",'S1 Input'!$D66=\"\"),\"\",M66/'S1 Input'!$D66),\"\")","v":2.7649202227013436},{"$f":"IFERROR(IF(OR(N66=\"\",'S1 Input'!$D66=\"\"),\"\",N66/'S1 Input'!$D66),\"\")","v":2.6662705768481247},{"$f":"IFERROR(IF(OR(O66=\"\",'S1 Input'!$D66=\"\"),\"\",O66/'S1 Input'!$D66),\"\")","v":2.5442881281883323},{"$f":"IFERROR(IF(OR(P66=\"\",'S1 Input'!$D66=\"\"),\"\",P66/'S1 Input'!$D66),\"\")","v":2.4010424502073371},{"$f":"IFERROR(IF(OR(Q66=\"\",'S1 Input'!$D66=\"\"),\"\",Q66/'S1 Input'!$D66),\"\")","v":2.240127277804369},{"$f":"IFERROR(IF(OR(R66=\"\",'S1 Input'!$D66=\"\"),\"\",R66/'S1 Input'!$D66),\"\")","v":2.0662374359251654},{"$f":"IFERROR(IF(OR(S66=\"\",'S1 Input'!$D66=\"\"),\"\",S66/'S1 Input'!$D66),\"\")","v":1.8847200426472521},{"$f":"IFERROR(IF(OR(T66=\"\",'S1 Input'!$D66=\"\"),\"\",T66/'S1 Input'!$D66),\"\")","v":1.7011251186627678},{"$f":"IFERROR(IF(OR(U66=\"\",'S1 Input'!$D66=\"\"),\"\",U66/'S1 Input'!$D66),\"\")","v":1.5207863140078373},{"$f":"IFERROR(IF(OR(V66=\"\",'S1 Input'!$D66=\"\"),\"\",V66/'S1 Input'!$D66),\"\")","v":1.3484622303078673},{"$f":"IFERROR(IF(OR(W66=\"\",'S1 Input'!$D66=\"\"),\"\",W66/'S1 Input'!$D66),\"\")","v":1.188063433141201}]
["","TRANSFORMERS ","ground outdoor / indoor chamber mounted ; > = 22 kv & < = 33 kv ; < = 15 mva",{"$f":"IFERROR(repcalc('S1 Input'!$CV67:$GH67,'S1 Input'!$G67,'S1 Input'!$E67,'S1 Input'!$F67,20,TRUE,TRUE),\"\")","v":""},"","","","","","","","","","","","","","","","","","","",{"$f":"IFERROR(IF(OR(D67=\"\",'S1 Input'!$D67=\"\"),\"\",D67/'S1 Input'!$D67),\"\")","v":""},{"$f":"IFERROR(IF(OR(E67=\"\",'S1 Input'!$D67=\"\"),\"\",E67/'S1 Input'!$D67),\"\")","v":""},{"$f":"IFERROR(IF(OR(F67=\"\",'S1 Input'!$D67=\"\"),\"\",F67/'S1 Input'!$D67),\"\")","v":""},{"$f":"IFERROR(IF(OR(G67=\"\",'S1 Input'!$D67=\"\"),\"\",G67/'S1 Input'!$D67),\"\")","v":""},{"$f":"IFERROR(IF(OR(H67=\"\",'S1 Input'!$D67=\"\"),\"\",H67/'S1 Input'!$D67),\"\")","v":""},{"$f":"IFERROR(IF(OR(I67=\"\",'S1 Input'!$D67=\"\"),\"\",I67/'S1 Input'!$D67),\"\")","v":""},{"$f":"IFERROR(IF(OR(J67=\"\",'S1 Input'!$D67=\"\"),\"\",J67/'S1 Input'!$D67),\"\")","v":""},{"$f":"IFERROR(IF(OR(K67=\"\",'S1 Input'!$D67=\"\"),\"\",K67/'S1 Input'!$D67),\"\")","v":""},{"$f":"IFERROR(IF(OR(L67=\"\",'S1 Input'!$D67=\"\"),\"\",L67/'S1 Input'!$D67),\"\")","v":""},{"$f":"IFERROR(IF(OR(M67=\"\",'S1 Input'!$D67=\"\"),\"\",M67/'S1 Input'!$D67),\"\")","v":""},{"$f":"IFERROR(IF(OR(N67=\"\",'S1 Input'!$D67=\"\"),\"\",N67/'S1 Input'!$D67),\"\")","v":""},{"$f":"IFERROR(IF(OR(O67=\"\",'S1 Input'!$D67=\"\"),\"\",O67/'S1 Input'!$D67),\"\")","v":""},{"$f":"IFERROR(IF(OR(P67=\"\",'S1 Input'!$D67=\"\"),\"\",P67/'S1 Input'!$D67),\"\")","v":""},{"$f":"IFERROR(IF(OR(Q67=\"\",'S1 Input'!$D67=\"\"),\"\",Q67/'S1 Input'!$D67),\"\")","v":""},{"$f":"IFERROR(IF(OR(R67=\"\",'S1 Input'!$D67=\"\"),\"\",R67/'S1 Input'!$D67),\"\")","v":""},{"$f":"IFERROR(IF(OR(S67=\"\",'S1 Input'!$D67=\"\"),\"\",S67/'S1 Input'!$D67),\"\")","v":""},{"$f":"IFERROR(IF(OR(T67=\"\",'S1 Input'!$D67=\"\"),\"\",T67/'S1 Input'!$D67),\"\")","v":""},{"$f":"IFERROR(IF(OR(U67=\"\",'S1 Input'!$D67=\"\"),\"\",U67/'S1 Input'!$D67),\"\")","v":""},{"$f":"IFERROR(IF(OR(V67=\"\",'S1 Input'!$D67=\"\"),\"\",V67/'S1 Input'!$D67),\"\")","v":""},{"$f":"IFERROR(IF(OR(W67=\"\",'S1 Input'!$D67=\"\"),\"\",W67/'S1 Input'!$D67),\"\")","v":""}]
["","TRANSFORMERS ","ground outdoor / indoor chamber mounted ; > = 22 kv & < = 33 kv ; > 15 mva and < = 40 mva",{"$f":"IFERROR(repcalc('S1 Input'!$CV68:$GH68,'S1 Input'!$G68,'S1 Input'!$E68,'S1 Input'!$F68,20,TRUE,TRUE),\"\")","v":""},"","","","","","","","","","","","","","","","","","","",{"$f":"IFERROR(IF(OR(D68=\"\",'S1 Input'!$D68=\"\"),\"\",D68/'S1 Input'!$D68),\"\")","v":""},{"$f":"IFERROR(IF(OR(E68=\"\",'S1 Input'!$D68=\"\"),\"\",E68/'S1 Input'!$D68),\"\")","v":""},{"$f":"IFERROR(IF(OR(F68=\"\",'S1 Input'!$D68=\"\"),\"\",F68/'S1 Input'!$D68),\"\")","v":""},{"$f":"IFERROR(IF(OR(G68=\"\",'S1 Input'!$D68=\"\"),\"\",G68/'S1 Input'!$D68),\"\")","v":""},{"$f":"IFERROR(IF(OR(H68=\"\",'S1 Input'!$D68=\"\"),\"\",H68/'S1 Input'!$D68),\"\")","v":""},{"$f":"IFERROR(IF(OR(I68=\"\",'S1 Input'!$D68=\"\"),\"\",I68/'S1 Input'!$D68),\"\")","v":""},{"$f":"IFERROR(IF(OR(J68=\"\",'S1 Input'!$D68=\"\"),\"\",J68/'S1 Input'!$D68),\"\")","v":""},{"$f":"IFERROR(IF(OR(K68=\"\",'S1 Input'!$D68=\"\"),\"\",K68/'S1 Input'!$D68),\"\")","v":""},{"$f":"IFERROR(IF(OR(L68=\"\",'S1 Input'!$D68=\"\"),\"\",L68/'S1 Input'!$D68),\"\")","v":""},{"$f":"IFERROR(IF(OR(M68=\"\",'S1 Input'!$D68=\"\"),\"\",M68/'S1 Input'!$D68),\"\")","v":""},{"$f":"IFERROR(IF(OR(N68=\"\",'S1 Input'!$D68=\"\"),\"\",N68/'S1 Input'!$D68),\"\")","v":""},{"$f":"IFERROR(IF(OR(O68=\"\",'S1 Input'!$D68=\"\"),\"\",O68/'S1 Input'!$D68),\"\")","v":""},{"$f":"IFERROR(IF(OR(P68=\"\",'S1 Input'!$D68=\"\"),\"\",P68/'S1 Input'!$D68),\"\")","v":""},{"$f":"IFERROR(IF(OR(Q68=\"\",'S1 Input'!$D68=\"\"),\"\",Q68/'S1 Input'!$D68),\"\")","v":""},{"$f":"IFERROR(IF(OR(R68=\"\",'S1 Input'!$D68=\"\"),\"\",R68/'S1 Input'!$D68),\"\")","v":""},{"$f":"IFERROR(IF(OR(S68=\"\",'S1 Input'!$D68=\"\"),\"\",S68/'S1 Input'!$D68),\"\")","v":""},{"$f":"IFERROR(IF(OR(T68=\"\",'S1 Input'!$D68=\"\"),\"\",T68/'S1 Input'!$D68),\"\")","v":""},{"$f":"IFERROR(IF(OR(U68=\"\",'S1 Input'!$D68=\"\"),\"\",U68/'S1 Input'!$D68),\"\")","v":""},{"$f":"IFERROR(IF(OR(V68=\"\",'S1 Input'!$D68=\"\"),\"\",V68/'S1 Input'!$D68),\"\")","v":""},{"$f":"IFERROR(IF(OR(W68=\"\",'S1 Input'!$D68=\"\"),\"\",W68/'S1 Input'!$D68),\"\")","v":""}]
["","TRANSFORMERS ","ground outdoor / indoor chamber mounted ; > 33 kv & < = 66 kv ; < = 15 mva",{"$f":"IFERROR(repcalc('S1 Input'!$CV69:$GH69,'S1 Input'!$G69,'S1 Input'!$E69,'S1 Input'!$F69,20,TRUE,TRUE),\"\")","v":""},"","","","","","","","","","","","","","","","","","","",{"$f":"IFERROR(IF(OR(D69=\"\",'S1 Input'!$D69=\"\"),\"\",D69/'S1 Input'!$D69),\"\")","v":""},{"$f":"IFERROR(IF(OR(E69=\"\",'S1 Input'!$D69=\"\"),\"\",E69/'S1 Input'!$D69),\"\")","v":""},{"$f":"IFERROR(IF(OR(F69=\"\",'S1 Input'!$D69=\"\"),\"\",F69/'S1 Input'!$D69),\"\")","v":""},{"$f":"IFERROR(IF(OR(G69=\"\",'S1 Input'!$D69=\"\"),\"\",G69/'S1 Input'!$D69),\"\")","v":""},{"$f":"IFERROR(IF(OR(H69=\"\",'S1 Input'!$D69=\"\"),\"\",H69/'S1 Input'!$D69),\"\")","v":""},{"$f":"IFERROR(IF(OR(I69=\"\",'S1 Input'!$D69=\"\"),\"\",I69/'S1 Input'!$D69),\"\")","v":""},{"$f":"IFERROR(IF(OR(J69=\"\",'S1 Input'!$D69=\"\"),\"\",J69/'S1 Input'!$D69),\"\")","v":""},{"$f":"IFERROR(IF(OR(K69=\"\",'S1 Input'!$D69=\"\"),\"\",K69/'S1 Input'!$D69),\"\")","v":""},{"$f":"IFERROR(IF(OR(L69=\"\",'S1 Input'!$D69=\"\"),\"\",L69/'S1 Input'!$D69),\"\")","v":""},{"$f":"IFERROR(IF(OR(M69=\"\",'S1 Input'!$D69=\"\"),\"\",M69/'S1 Input'!$D69),\"\")","v":""},{"$f":"IFERROR(IF(OR(N69=\"\",'S1 Input'!$D69=\"\"),\"\",N69/'S1 Input'!$D69),\"\")","v":""},{"$f":"IFERROR(IF(OR(O69=\"\",'S1 Input'!$D69=\"\"),\"\",O69/'S1 Input'!$D69),\"\")","v":""},{"$f":"IFERROR(IF(OR(P69=\"\",'S1 Input'!$D69=\"\"),\"\",P69/'S1 Input'!$D69),\"\")","v":""},{"$f":"IFERROR(IF(OR(Q69=\"\",'S1 Input'!$D69=\"\"),\"\",Q69/'S1 Input'!$D69),\"\")","v":""},{"$f":"IFERROR(IF(OR(R69=\"\",'S1 Input'!$D69=\"\"),\"\",R69/'S1 Input'!$D69),\"\")","v":""},{"$f":"IFERROR(IF(OR(S69=\"\",'S1 Input'!$D69=\"\"),\"\",S69/'S1 Input'!$D69),\"\")","v":""},{"$f":"IFERROR(IF(OR(T69=\"\",'S1 Input'!$D69=\"\"),\"\",T69/'S1 Input'!$D69),\"\")","v":""},{"$f":"IFERROR(IF(OR(U69=\"\",'S1 Input'!$D69=\"\"),\"\",U69/'S1 Input'!$D69),\"\")","v":""},{"$f":"IFERROR(IF(OR(V69=\"\",'S1 Input'!$D69=\"\"),\"\",V69/'S1 Input'!$D69),\"\")","v":""},{"$f":"IFERROR(IF(OR(W69=\"\",'S1 Input'!$D69=\"\"),\"\",W69/'S1 Input'!$D69),\"\")","v":""}]
["","TRANSFORMERS ","ground outdoor / indoor chamber mounted ; > 33 kv & < = 66 kv ; > 15 mva and < = 40 mva",{"$f":"IFERROR(repcalc('S1 Input'!$CV70:$GH70,'S1 Input'!$G70,'S1 Input'!$E70,'S1 Input'!$F70,20,TRUE,TRUE),\"\")","v":""},"","","","","","","","","","","","","","","","","","","",{"$f":"IFERROR(IF(OR(D70=\"\",'S1 Input'!$D70=\"\"),\"\",D70/'S1 Input'!$D70),\"\")","v":""},{"$f":"IFERROR(IF(OR(E70=\"\",'S1 Input'!$D70=\"\"),\"\",E70/'S1 Input'!$D70),\"\")","v":""},{"$f":"IFERROR(IF(OR(F70=\"\",'S1 Input'!$D70=\"\"),\"\",F70/'S1 Input'!$D70),\"\")","v":""},{"$f":"IFERROR(IF(OR(G70=\"\",'S1 Input'!$D70=\"\"),\"\",G70/'S1 Input'!$D70),\"\")","v":""},{"$f":"IFERROR(IF(OR(H70=\"\",'S1 Input'!$D70=\"\"),\"\",H70/'S1 Input'!$D70),\"\")","v":""},{"$f":"IFERROR(IF(OR(I70=\"\",'S1 Input'!$D70=\"\"),\"\",I70/'S1 Input'!$D70),\"\")","v":""},{"$f":"IFERROR(IF(OR(J70=\"\",'S1 Input'!$D70=\"\"),\"\",J70/'S1 Input'!$D70),\"\")","v":""},{"$f":"IFERROR(IF(OR(K70=\"\",'S1 Input'!$D70=\"\"),\"\",K70/'S1 Input'!$D70),\"\")","v":""},{"$f":"IFERROR(IF(OR(L70=\"\",'S1 Input'!$D70=\"\"),\"\",L70/'S1 Input'!$D70),\"\")","v":""},{"$f":"IFERROR(IF(OR(M70=\"\",'S1 Input'!$D70=\"\"),\"\",M70/'S1 Input'!$D70),\"\")","v":""},{"$f":"IFERROR(IF(OR(N70=\"\",'S1 Input'!$D70=\"\"),\"\",N70/'S1 Input'!$D70),\"\")","v":""},{"$f":"IFERROR(IF(OR(O70=\"\",'S1 Input'!$D70=\"\"),\"\",O70/'S1 Input'!$D70),\"\")","v":""},{"$f":"IFERROR(IF(OR(P70=\"\",'S1 Input'!$D70=\"\"),\"\",P70/'S1 Input'!$D70),\"\")","v":""},{"$f":"IFERROR(IF(OR(Q70=\"\",'S1 Input'!$D70=\"\"),\"\",Q70/'S1 Input'!$D70),\"\")","v":""},{"$f":"IFERROR(IF(OR(R70=\"\",'S1 Input'!$D70=\"\"),\"\",R70/'S1 Input'!$D70),\"\")","v":""},{"$f":"IFERROR(IF(OR(S70=\"\",'S1 Input'!$D70=\"\"),\"\",S70/'S1 Input'!$D70),\"\")","v":""},{"$f":"IFERROR(IF(OR(T70=\"\",'S1 Input'!$D70=\"\"),\"\",T70/'S1 Input'!$D70),\"\")","v":""},{"$f":"IFERROR(IF(OR(U70=\"\",'S1 Input'!$D70=\"\"),\"\",U70/'S1 Input'!$D70),\"\")","v":""},{"$f":"IFERROR(IF(OR(V70=\"\",'S1 Input'!$D70=\"\"),\"\",V70/'S1 Input'!$D70),\"\")","v":""},{"$f":"IFERROR(IF(OR(W70=\"\",'S1 Input'!$D70=\"\"),\"\",W70/'S1 Input'!$D70),\"\")","v":""}]
["","TRANSFORMERS ","ground outdoor / indoor chamber mounted ; > 66 kv & < = 132 kv ; < = 100 mva",{"$f":"IFERROR(repcalc('S1 Input'!$CV71:$GH71,'S1 Input'!$G71,'S1 Input'!$E71,'S1 Input'!$F71,20,TRUE,TRUE),\"\")","v":""},"","","","","","","","","","","","","","","","","","","",{"$f":"IFERROR(IF(OR(D71=\"\",'S1 Input'!$D71=\"\"),\"\",D71/'S1 Input'!$D71),\"\")","v":""},{"$f":"IFERROR(IF(OR(E71=\"\",'S1 Input'!$D71=\"\"),\"\",E71/'S1 Input'!$D71),\"\")","v":""},{"$f":"IFERROR(IF(OR(F71=\"\",'S1 Input'!$D71=\"\"),\"\",F71/'S1 Input'!$D71),\"\")","v":""},{"$f":"IFERROR(IF(OR(G71=\"\",'S1 Input'!$D71=\"\"),\"\",G71/'S1 Input'!$D71),\"\")","v":""},{"$f":"IFERROR(IF(OR(H71=\"\",'S1 Input'!$D71=\"\"),\"\",H71/'S1 Input'!$D71),\"\")","v":""},{"$f":"IFERROR(IF(OR(I71=\"\",'S1 Input'!$D71=\"\"),\"\",I71/'S1 Input'!$D71),\"\")","v":""},{"$f":"IFERROR(IF(OR(J71=\"\",'S1 Input'!$D71=\"\"),\"\",J71/'S1 Input'!$D71),\"\")","v":""},{"$f":"IFERROR(IF(OR(K71=\"\",'S1 Input'!$D71=\"\"),\"\",K71/'S1 Input'!$D71),\"\")","v":""},{"$f":"IFERROR(IF(OR(L71=\"\",'S1 Input'!$D71=\"\"),\"\",L71/'S1 Input'!$D71),\"\")","v":""},{"$f":"IFERROR(IF(OR(M71=\"\",'S1 Input'!$D71=\"\"),\"\",M71/'S1 Input'!$D71),\"\")","v":""},{"$f":"IFERROR(IF(OR(N71=\"\",'S1 Input'!$D71=\"\"),\"\",N71/'S1 Input'!$D71),\"\")","v":""},{"$f":"IFERROR(IF(OR(O71=\"\",'S1 Input'!$D71=\"\"),\"\",O71/'S1 Input'!$D71),\"\")","v":""},{"$f":"IFERROR(IF(OR(P71=\"\",'S1 Input'!$D71=\"\"),\"\",P71/'S1 Input'!$D71),\"\")","v":""},{"$f":"IFERROR(IF(OR(Q71=\"\",'S1 Input'!$D71=\"\"),\"\",Q71/'S1 Input'!$D71),\"\")","v":""},{"$f":"IFERROR(IF(OR(R71=\"\",'S1 Input'!$D71=\"\"),\"\",R71/'S1 Input'!$D71),\"\")","v":""},{"$f":"IFERROR(IF(OR(S71=\"\",'S1 Input'!$D71=\"\"),\"\",S71/'S1 Input'!$D71),\"\")","v":""},{"$f":"IFERROR(IF(OR(T71=\"\",'S1 Input'!$D71=\"\"),\"\",T71/'S1 Input'!$D71),\"\")","v":""},{"$f":"IFERROR(IF(OR(U71=\"\",'S1 Input'!$D71=\"\"),\"\",U71/'S1 Input'!$D71),\"\")","v":""},{"$f":"IFERROR(IF(OR(V71=\"\",'S1 Input'!$D71=\"\"),\"\",V71/'S1 Input'!$D71),\"\")","v":""},{"$f":"IFERROR(IF(OR(W71=\"\",'S1 Input'!$D71=\"\"),\"\",W71/'S1 Input'!$D71),\"\")","v":""}]
["","TRANSFORMERS ","ground outdoor / indoor chamber mounted ; > 66 kv & < = 132 kv ; > 100 mva",{"$f":"IFERROR(repcalc('S1 Input'!$CV72:$GH72,'S1 Input'!$G72,'S1 Input'!$E72,'S1 Input'!$F72,20,TRUE,TRUE),\"\")","v":""},"","","","","","","","","","","","","","","","","","","",{"$f":"IFERROR(IF(OR(D72=\"\",'S1 Input'!$D72=\"\"),\"\",D72/'S1 Input'!$D72),\"\")","v":""},{"$f":"IFERROR(IF(OR(E72=\"\",'S1 Input'!$D72=\"\"),\"\",E72/'S1 Input'!$D72),\"\")","v":""},{"$f":"IFERROR(IF(OR(F72=\"\",'S1 Input'!$D72=\"\"),\"\",F72/'S1 Input'!$D72),\"\")","v":""},{"$f":"IFERROR(IF(OR(G72=\"\",'S1 Input'!$D72=\"\"),\"\",G72/'S1 Input'!$D72),\"\")","v":""},{"$f":"IFERROR(IF(OR(H72=\"\",'S1 Input'!$D72=\"\"),\"\",H72/'S1 Input'!$D72),\"\")","v":""},{"$f":"IFERROR(IF(OR(I72=\"\",'S1 Input'!$D72=\"\"),\"\",I72/'S1 Input'!$D72),\"\")","v":""},{"$f":"IFERROR(IF(OR(J72=\"\",'S1 Input'!$D72=\"\"),\"\",J72/'S1 Input'!$D72),\"\")","v":""},{"$f":"IFERROR(IF(OR(K72=\"\",'S1 Input'!$D72=\"\"),\"\",K72/'S1 Input'!$D72),\"\")","v":""},{"$f":"IFERROR(IF(OR(L72=\"\",'S1 Input'!$D72=\"\"),\"\",L72/'S1 Input'!$D72),\"\")","v":""},{"$f":"IFERROR(IF(OR(M72=\"\",'S1 Input'!$D72=\"\"),\"\",M72/'S1 Input'!$D72),\"\")","v":""},{"$f":"IFERROR(IF(OR(N72=\"\",'S1 Input'!$D72=\"\"),\"\",N72/'S1 Input'!$D72),\"\")","v":""},{"$f":"IFERROR(IF(OR(O72=\"\",'S1 Input'!$D72=\"\"),\"\",O72/'S1 Input'!$D72),\"\")","v":""},{"$f":"IFERROR(IF(OR(P72=\"\",'S1 Input'!$D72=\"\"),\"\",P72/'S1 Input'!$D72),\"\")","v":""},{"$f":"IFERROR(IF(OR(Q72=\"\",'S1 Input'!$D72=\"\"),\"\",Q72/'S1 Input'!$D72),\"\")","v":""},{"$f":"IFERROR(IF(OR(R72=\"\",'S1 Input'!$D72=\"\"),\"\",R72/'S1 Input'!$D72),\"\")","v":""},{"$f":"IFERROR(IF(OR(S72=\"\",'S1 Input'!$D72=\"\"),\"\",S72/'S1 Input'!$D72),\"\")","v":""},{"$f":"IFERROR(IF(OR(T72=\"\",'S1 Input'!$D72=\"\"),\"\",T72/'S1 Input'!$D72),\"\")","v":""},{"$f":"IFERROR(IF(OR(U72=\"\",'S1 Input'!$D72=\"\"),\"\",U72/'S1 Input'!$D72),\"\")","v":""},{"$f":"IFERROR(IF(OR(V72=\"\",'S1 Input'!$D72=\"\"),\"\",V72/'S1 Input'!$D72),\"\")","v":""},{"$f":"IFERROR(IF(OR(W72=\"\",'S1 Input'!$D72=\"\"),\"\",W72/'S1 Input'!$D72),\"\")","v":""}]
[4,"SWITCHGEAR ","˂ = 11 kv ; fuse",{"$f":"IFERROR(repcalc('S1 Input'!$CV73:$GH73,'S1 Input'!$G73,'S1 Input'!$E73,'S1 Input'!$F73,20,TRUE,TRUE),\"\")","v":317.23822797801768},360.76717788544772,408.47554733226997,460.63463408187664,517.54496657261529,579.53943489135315,646.98344470776192,720.27055275582734,799.81199149730878,886.01865551214678,979.27455204556895,1079.9014321448681,1188.1152945637118,1303.9766215710174,1427.3374459318768,1557.7895053289396,1694.6186375960151,1836.7710346592689,1982.8368643752924,2131.0560057214207,{"$f":"IFERROR(IF(OR(D73=\"\",'S1 Input'!$D73=\"\"),\"\",D73/'S1 Input'!$D73),\"\")","v":91.153143896224122},{"$f":"IFERROR(IF(OR(E73=\"\",'S1 Input'!$D73=\"\"),\"\",E73/'S1 Input'!$D73),\"\")","v":103.66046579072936},{"$f":"IFERROR(IF(OR(F73=\"\",'S1 Input'!$D73=\"\"),\"\",F73/'S1 Input'!$D73),\"\")","v":117.36867458056584},{"$f":"IFERROR(IF(OR(G73=\"\",'S1 Input'!$D73=\"\"),\"\",G73/'S1 Input'!$D73),\"\")","v":132.35572317898377},{"$f":"IFERROR(IF(OR(H73=\"\",'S1 Input'!$D73=\"\"),\"\",H73/'S1 Input'!$D73),\"\")","v":148.70796344893546},{"$f":"IFERROR(IF(OR(I73=\"\",'S1 Input'!$D73=\"\"),\"\",I73/'S1 Input'!$D73),\"\")","v":166.52104583640673},{"$f":"IFERROR(IF(OR(J73=\"\",'S1 Input'!$D73=\"\"),\"\",J73/'S1 Input'!$D73),\"\")","v":185.89996360088071},{"$f":"IFERROR(IF(OR(K73=\"\",'S1 Input'!$D73=\"\"),\"\",K73/'S1 Input'!$D73),\"\")","v":206.95779874332874},{"$f":"IFERROR(IF(OR(L73=\"\",'S1 Input'!$D73=\"\"),\"\",L73/'S1 Input'!$D73),\"\")","v":229.81271209197268},{"$f":"IFERROR(IF(OR(M73=\"\",'S1 Input'!$D73=\"\"),\"\",M73/'S1 Input'!$D73),\"\")","v":254.58276739029719},{"$f":"IFERROR(IF(OR(N73=\"\",'S1 Input'!$D73=\"\"),\"\",N73/'S1 Input'!$D73),\"\")","v":281.3783027520426},{"$f":"IFERROR(IF(OR(O73=\"\",'S1 Input'!$D73=\"\"),\"\",O73/'S1 Input'!$D73),\"\")","v":310.29176800489694},{"$f":"IFERROR(IF(OR(P73=\"\",'S1 Input'!$D73=\"\"),\"\",P73/'S1 Input'!$D73),\"\")","v":341.38522680871603},{"$f":"IFERROR(IF(OR(Q73=\"\",'S1 Input'!$D73=\"\"),\"\",Q73/'S1 Input'!$D73),\"\")","v":374.67605774046683},{"$f":"IFERROR(IF(OR(R73=\"\",'S1 Input'!$D73=\"\"),\"\",R73/'S1 Input'!$D73),\"\")","v":410.12174486900994},{"$f":"IFERROR(IF(OR(S73=\"\",'S1 Input'!$D73=\"\"),\"\",S73/'S1 Input'!$D73),\"\")","v":447.60498078786401},{"$f":"IFERROR(IF(OR(T73=\"\",'S1 Input'!$D73=\"\"),\"\",T73/'S1 Input'!$D73),\"\")","v":486.92056284186685},{"$f":"IFERROR(IF(OR(U73=\"\",'S1 Input'!$D73=\"\"),\"\",U73/'S1 Input'!$D73),\"\")","v":527.76569675680548},{"$f":"IFERROR(IF(OR(V73=\"\",'S1 Input'!$D73=\"\"),\"\",V73/'S1 Input'!$D73),\"\")","v":569.7352906461922},{"$f":"IFERROR(IF(OR(W73=\"\",'S1 Input'!$D73=\"\"),\"\",W73/'S1 Input'!$D73),\"\")","v":612.32360292309272}]
[4,"SWITCHGEAR ","˂ = 11 kv ; switch",{"$f":"IFERROR(repcalc('S1 Input'!$CV74:$GH74,'S1 Input'!$G74,'S1 Input'!$E74,'S1 Input'!$F74,20,TRUE,TRUE),\"\")","v":15331.888239576065},14665.927416592125,14072.786368310048,13521.004765242313,12990.713712245046,12472.557181066792,11966.285251222442,11479.115291751446,11023.938480793662,10617.438317427275,10278.18468118943,10024.769887869114,9874.0593322787699,9839.6351862019146,9930.5134731007001,10150.20936631802,10496.210648772709,10959.89461597944,11526.891046329019,12177.856846859526,{"$f":"IFERROR(IF(OR(D74=\"\",'S1 Input'!$D74=\"\"),\"\",D74/'S1 Input'!$D74),\"\")","v":861.28184306053845},{"$f":"IFERROR(IF(OR(E74=\"\",'S1 Input'!$D74=\"\"),\"\",E74/'S1 Input'!$D74),\"\")","v":823.87092823628711},{"$f":"IFERROR(IF(OR(F74=\"\",'S1 Input'!$D74=\"\"),\"\",F74/'S1 Input'!$D74),\"\")","v":790.5507261009385},{"$f":"IFERROR(IF(OR(G74=\"\",'S1 Input'!$D74=\"\"),\"\",G74/'S1 Input'!$D74),\"\")","v":759.55392592662304},{"$f":"IFERROR(IF(OR(H74=\"\",'S1 Input'!$D74=\"\"),\"\",H74/'S1 Input'!$D74),\"\")","v":729.76437565420156},{"$f":"IFERROR(IF(OR(I74=\"\",'S1 Input'!$D74=\"\"),\"\",I74/'S1 Input'!$D74),\"\")","v":700.65649245067755},{"$f":"IFERROR(IF(OR(J74=\"\",'S1 Input'!$D74=\"\"),\"\",J74/'S1 Input'!$D74),\"\")","v":672.21623682054565},{"$f":"IFERROR(IF(OR(K74=\"\",'S1 Input'!$D74=\"\"),\"\",K74/'S1 Input'!$D74),\"\")","v":644.84905059922812},{"$f":"IFERROR(IF(OR(L74=\"\",'S1 Input'!$D74=\"\"),\"\",L74/'S1 Input'!$D74),\"\")","v":619.27910666706578},{"$f":"IFERROR(IF(OR(M74=\"\",'S1 Input'!$D74=\"\"),\"\",M74/'S1 Input'!$D74),\"\")","v":596.44361475388621},{"$f":"IFERROR(IF(OR(N74=\"\",'S1 Input'!$D74=\"\"),\"\",N74/'S1 Input'!$D74),\"\")","v":577.38575361388098},{"$f":"IFERROR(IF(OR(O74=\"\",'S1 Input'!$D74=\"\"),\"\",O74/'S1 Input'!$D74),\"\")","v":563.14996237674347},{"$f":"IFERROR(IF(OR(P74=\"\",'S1 Input'!$D74=\"\"),\"\",P74/'S1 Input'!$D74),\"\")","v":554.68366891965536},{"$f":"IFERROR(IF(OR(Q74=\"\",'S1 Input'!$D74=\"\"),\"\",Q74/'S1 Input'!$D74),\"\")","v":552.7498632777432},{"$f":"IFERROR(IF(OR(R74=\"\",'S1 Input'!$D74=\"\"),\"\",R74/'S1 Input'!$D74),\"\")","v":557.85502822620197},{"$f":"IFERROR(IF(OR(S74=\"\",'S1 Input'!$D74=\"\"),\"\",S74/'S1 Input'!$D74),\"\")","v":570.19663161296637},{"$f":"IFERROR(IF(OR(T74=\"\",'S1 Input'!$D74=\"\"),\"\",T74/'S1 Input'!$D74),\"\")","v":589.63354750990379},{"$f":"IFERROR(IF(OR(U74=\"\",'S1 Input'!$D74=\"\"),\"\",U74/'S1 Input'!$D74),\"\")","v":615.68138816938392},{"$f":"IFERROR(IF(OR(V74=\"\",'S1 Input'!$D74=\"\"),\"\",V74/'S1 Input'!$D74),\"\")","v":647.53289418804081},{"$f":"IFERROR(IF(OR(W74=\"\",'S1 Input'!$D74=\"\"),\"\",W74/'S1 Input'!$D74),\"\")","v":684.10145089086461}]
[4,"SWITCHGEAR ","˂ = 11 kv ; circuit breaker",{"$f":"IFERROR(repcalc('S1 Input'!$CV75:$GH75,'S1 Input'!$G75,'S1 Input'!$E75,'S1 Input'!$F75,20,TRUE,TRUE),\"\")","v":4858.4781155925848},5198.6132900451639,5603.0935994840002,6079.5290433636947,6630.1939464586894,7250.9861326779082,7930.9567914095978,8652.5237207412993,9392.4096973804008,10123.266185983797,10815.860630683421,11441.634160061985,11975.385828826338,12397.817105347674,12697.679817811582,12873.311063702207,12933.403852712838,12896.942960445969,12792.320077398796,12655.719380850094,{"$f":"IFERROR(IF(OR(D75=\"\",'S1 Input'!$D75=\"\"),\"\",D75/'S1 Input'!$D75),\"\")","v":14.780201774376494},{"$f":"IFERROR(IF(OR(E75=\"\",'S1 Input'!$D75=\"\"),\"\",E75/'S1 Input'!$D75),\"\")","v":15.814942775439683},{"$f":"IFERROR(IF(OR(F75=\"\",'S1 Input'!$D75=\"\"),\"\",F75/'S1 Input'!$D75),\"\")","v":17.045431098126937},{"$f":"IFERROR(IF(OR(G75=\"\",'S1 Input'!$D75=\"\"),\"\",G75/'S1 Input'!$D75),\"\")","v":18.494817474985737},{"$f":"IFERROR(IF(OR(H75=\"\",'S1 Input'!$D75=\"\"),\"\",H75/'S1 Input'!$D75),\"\")","v":20.170020734971772},{"$f":"IFERROR(IF(OR(I75=\"\",'S1 Input'!$D75=\"\"),\"\",I75/'S1 Input'!$D75),\"\")","v":22.05856145780206},{"$f":"IFERROR(IF(OR(J75=\"\",'S1 Input'!$D75=\"\"),\"\",J75/'S1 Input'!$D75),\"\")","v":24.127131758542063},{"$f":"IFERROR(IF(OR(K75=\"\",'S1 Input'!$D75=\"\"),\"\",K75/'S1 Input'!$D75),\"\")","v":26.322244004702508},{"$f":"IFERROR(IF(OR(L75=\"\",'S1 Input'!$D75=\"\"),\"\",L75/'S1 Input'!$D75),\"\")","v":28.573085474927741},{"$f":"IFERROR(IF(OR(M75=\"\",'S1 Input'!$D75=\"\"),\"\",M75/'S1 Input'!$D75),\"\")","v":30.796457920509489},{"$f":"IFERROR(IF(OR(N75=\"\",'S1 Input'!$D75=\"\"),\"\",N75/'S1 Input'!$D75),\"\")","v":32.903431626456523},{"$f":"IFERROR(IF(OR(O75=\"\",'S1 Input'!$D75=\"\"),\"\",O75/'S1 Input'!$D75),\"\")","v":34.807126324513391},{"$f":"IFERROR(IF(OR(P75=\"\",'S1 Input'!$D75=\"\"),\"\",P75/'S1 Input'!$D75),\"\")","v":36.430877049339919},{"$f":"IFERROR(IF(OR(Q75=\"\",'S1 Input'!$D75=\"\"),\"\",Q75/'S1 Input'!$D75),\"\")","v":37.715974842155902},{"$f":"IFERROR(IF(OR(R75=\"\",'S1 Input'!$D75=\"\"),\"\",R75/'S1 Input'!$D75),\"\")","v":38.628201117417788},{"$f":"IFERROR(IF(OR(S75=\"\",'S1 Input'!$D75=\"\"),\"\",S75/'S1 Input'!$D75),\"\")","v":39.162497082200979},{"$f":"IFERROR(IF(OR(T75=\"\",'S1 Input'!$D75=\"\"),\"\",T75/'S1 Input'!$D75),\"\")","v":39.345308144766364},{"$f":"IFERROR(IF(OR(U75=\"\",'S1 Input'!$D75=\"\"),\"\",U75/'S1 Input'!$D75),\"\")","v":39.234388772124014},{"$f":"IFERROR(IF(OR(V75=\"\",'S1 Input'!$D75=\"\"),\"\",V75/'S1 Input'!$D75),\"\")","v":38.916110643692924},{"$f":"IFERROR(IF(OR(W75=\"\",'S1 Input'!$D75=\"\"),\"\",W75/'S1 Input'!$D75),\"\")","v":38.50055132460686}]
[4,"SWITCHGEAR ","> 11 kv & < = 22 kv ; switch",{"$f":"IFERROR(repcalc('S1 Input'!$CV76:$GH76,'S1 Input'!$G76,'S1 Input'!$E76,'S1 Input'!$F76,20,TRUE,TRUE),\"\")","v":15.55473157519571},17.149705016593828,18.923915367528171,20.931229416818091,23.246956863386689,25.968635534370645,29.213659276621549,33.113228045767407,37.802570146742852,43.407971088283333,50.03177151455516,57.737071370808827,66.534284845458416,76.371815943996324,87.13287552756843,98.639794521391295,110.66613648278719,122.95559741090771,135.24531109592641,147.29002713720806,{"$f":"IFERROR(IF(OR(D76=\"\",'S1 Input'!$D76=\"\"),\"\",D76/'S1 Input'!$D76),\"\")","v":2.9139410746592005},{"$f":"IFERROR(IF(OR(E76=\"\",'S1 Input'!$D76=\"\"),\"\",E76/'S1 Input'!$D76),\"\")","v":3.2127349562130219},{"$f":"IFERROR(IF(OR(F76=\"\",'S1 Input'!$D76=\"\"),\"\",F76/'S1 Input'!$D76),\"\")","v":3.5451061316126236},{"$f":"IFERROR(IF(OR(G76=\"\",'S1 Input'!$D76=\"\"),\"\",G76/'S1 Input'!$D76),\"\")","v":3.9211457199327318},{"$f":"IFERROR(IF(OR(H76=\"\",'S1 Input'!$D76=\"\"),\"\",H76/'S1 Input'!$D76),\"\")","v":4.3549618415193239},{"$f":"IFERROR(IF(OR(I76=\"\",'S1 Input'!$D76=\"\"),\"\",I76/'S1 Input'!$D76),\"\")","v":4.8648267165937904},{"$f":"IFERROR(IF(OR(J76=\"\",'S1 Input'!$D76=\"\"),\"\",J76/'S1 Input'!$D76),\"\")","v":5.4727322870034962},{"$f":"IFERROR(IF(OR(K76=\"\",'S1 Input'!$D76=\"\"),\"\",K76/'S1 Input'!$D76),\"\")","v":6.2032568579316427},{"$f":"IFERROR(IF(OR(L76=\"\",'S1 Input'!$D76=\"\"),\"\",L76/'S1 Input'!$D76),\"\")","v":7.0817333841965517},{"$f":"IFERROR(IF(OR(M76=\"\",'S1 Input'!$D76=\"\"),\"\",M76/'S1 Input'!$D76),\"\")","v":8.131819524515091},{"$f":"IFERROR(IF(OR(N76=\"\",'S1 Input'!$D76=\"\"),\"\",N76/'S1 Input'!$D76),\"\")","v":9.3726872334273708},{"$f":"IFERROR(IF(OR(O76=\"\",'S1 Input'!$D76=\"\"),\"\",O76/'S1 Input'!$D76),\"\")","v":10.816157320658412},{"$f":"IFERROR(IF(OR(P76=\"\",'S1 Input'!$D76=\"\"),\"\",P76/'S1 Input'!$D76),\"\")","v":12.464180725138426},{"$f":"IFERROR(IF(OR(Q76=\"\",'S1 Input'!$D76=\"\"),\"\",Q76/'S1 Input'!$D76),\"\")","v":14.307091726378651},{"$f":"IFERROR(IF(OR(R76=\"\",'S1 Input'!$D76=\"\"),\"\",R76/'S1 Input'!$D76),\"\")","v":16.323011665326955},{"$f":"IFERROR(IF(OR(S76=\"\",'S1 Input'!$D76=\"\"),\"\",S76/'S1 Input'!$D76),\"\")","v":18.478656958000848},{"$f":"IFERROR(IF(OR(T76=\"\",'S1 Input'!$D76=\"\"),\"\",T76/'S1 Input'!$D76),\"\")","v":20.73160819986553},{"$f":"IFERROR(IF(OR(U76=\"\",'S1 Input'!$D76=\"\"),\"\",U76/'S1 Input'!$D76),\"\")","v":23.033850756141799},{"$f":"IFERROR(IF(OR(V76=\"\",'S1 Input'!$D76=\"\"),\"\",V76/'S1 Input'!$D76),\"\")","v":25.336140662557408},{"$f":"IFERROR(IF(OR(W76=\"\",'S1 Input'!$D76=\"\"),\"\",W76/'S1 Input'!$D76),\"\")","v":27.592534007285092}]
["","SWITCHGEAR ","> 11 kv & < = 22 kv ; circuit breaker",{"$f":"IFERROR(repcalc('S1 Input'!$CV77:$GH77,'S1 Input'!$G77,'S1 Input'!$E77,'S1 Input'!$F77,20,TRUE,TRUE),\"\")","v":5.6069163366908648E-2},9.8394430416607268E-2,0.16951991092078567,0.28674144958211439,0.47620933460702403,0.77653988676527086,1.2434030199260129,1.9551035371764001,3.0190396148414793,4.5787328782017704,6.8208879545206882,9.9816770144688167,14.35119468062272,20.274844095763051,28.150358337387445,38.419292893944963,51.552186659555517,68.027187444825813,88.30272995606839,112.78574014080488,{"$f":"IFERROR(IF(OR(D77=\"\",'S1 Input'!$D77=\"\"),\"\",D77/'S1 Input'!$D77),\"\")","v":1.7057060424410518E-4},{"$f":"IFERROR(IF(OR(E77=\"\",'S1 Input'!$D77=\"\"),\"\",E77/'S1 Input'!$D77),\"\")","v":2.9933026359941204E-4},{"$f":"IFERROR(IF(OR(F77=\"\",'S1 Input'!$D77=\"\"),\"\",F77/'S1 Input'!$D77),\"\")","v":5.157043890230517E-4},{"$f":"IFERROR(IF(OR(G77=\"\",'S1 Input'!$D77=\"\"),\"\",G77/'S1 Input'!$D77),\"\")","v":8.7230947244555776E-4},{"$f":"IFERROR(IF(OR(H77=\"\",'S1 Input'!$D77=\"\"),\"\",H77/'S1 Input'!$D77),\"\")","v":1.4486985193458896E-3},{"$f":"IFERROR(IF(OR(I77=\"\",'S1 Input'!$D77=\"\"),\"\",I77/'S1 Input'!$D77),\"\")","v":2.3623480314559956E-3},{"$f":"IFERROR(IF(OR(J77=\"\",'S1 Input'!$D77=\"\"),\"\",J77/'S1 Input'!$D77),\"\")","v":3.7826140375923105E-3},{"$f":"IFERROR(IF(OR(K77=\"\",'S1 Input'!$D77=\"\"),\"\",K77/'S1 Input'!$D77),\"\")","v":5.9477112136255587E-3},{"$f":"IFERROR(IF(OR(L77=\"\",'S1 Input'!$D77=\"\"),\"\",L77/'S1 Input'!$D77),\"\")","v":9.1843605364784996E-3},{"$f":"IFERROR(IF(OR(M77=\"\",'S1 Input'!$D77=\"\"),\"\",M77/'S1 Input'!$D77),\"\")","v":1.3929175803756725E-2},{"$f":"IFERROR(IF(OR(N77=\"\",'S1 Input'!$D77=\"\"),\"\",N77/'S1 Input'!$D77),\"\")","v":2.0750139827671883E-2},{"$f":"IFERROR(IF(OR(O77=\"\",'S1 Input'!$D77=\"\"),\"\",O77/'S1 Input'!$D77),\"\")","v":3.0365722930195974E-2},{"$f":"IFERROR(IF(OR(P77=\"\",'S1 Input'!$D77=\"\"),\"\",P77/'S1 Input'!$D77),\"\")","v":4.3658435426973431E-2},{"$f":"IFERROR(IF(OR(Q77=\"\",'S1 Input'!$D77=\"\"),\"\",Q77/'S1 Input'!$D77),\"\")","v":6.1679044250023088E-2},{"$f":"IFERROR(IF(OR(R77=\"\",'S1 Input'!$D77=\"\"),\"\",R77/'S1 Input'!$D77),\"\")","v":8.5637511654581278E-2},{"$f":"IFERROR(IF(OR(S77=\"\",'S1 Input'!$D77=\"\"),\"\",S77/'S1 Input'!$D77),\"\")","v":0.11687711408619075},{"$f":"IFERROR(IF(OR(T77=\"\",'S1 Input'!$D77=\"\"),\"\",T77/'S1 Input'!$D77),\"\")","v":0.15682929975400661},{"$f":"IFERROR(IF(OR(U77=\"\",'S1 Input'!$D77=\"\"),\"\",U77/'S1 Input'!$D77),\"\")","v":0.20694866430518483},{"$f":"IFERROR(IF(OR(V77=\"\",'S1 Input'!$D77=\"\"),\"\",V77/'S1 Input'!$D77),\"\")","v":0.26862983323735407},{"$f":"IFERROR(IF(OR(W77=\"\",'S1 Input'!$D77=\"\"),\"\",W77/'S1 Input'!$D77),\"\")","v":0.34311073486232391}]
[4,"SWITCHGEAR ","> 22 kv & < = 33 kv ; switch",{"$f":"IFERROR(repcalc('S1 Input'!$CV78:$GH78,'S1 Input'!$G78,'S1 Input'!$E78,'S1 Input'!$F78,20,TRUE,TRUE),\"\")","v":85.050235202947363},88.532526394222728,93.010752580446436,97.678766206662644,101.9212217400907,105.33850707375358,107.74754511258568,109.16292228725555,109.76070407415875,109.82694090612308,109.69466676934108,109.67638883495512,110.00209754608406,110.77400841680749,111.9474984368412,113.3430047196552,114.68707492146014,115.67405298766947,116.03490584869465,115.59784863830329,{"$f":"IFERROR(IF(OR(D78=\"\",'S1 Input'!$D78=\"\"),\"\",D78/'S1 Input'!$D78),\"\")","v":3.3200627311474018},{"$f":"IFERROR(IF(OR(E78=\"\",'S1 Input'!$D78=\"\"),\"\",E78/'S1 Input'!$D78),\"\")","v":3.4559991594896431},{"$f":"IFERROR(IF(OR(F78=\"\",'S1 Input'!$D78=\"\"),\"\",F78/'S1 Input'!$D78),\"\")","v":3.6308133951828383},{"$f":"IFERROR(IF(OR(G78=\"\",'S1 Input'!$D78=\"\"),\"\",G78/'S1 Input'!$D78),\"\")","v":3.8130362665471207},{"$f":"IFERROR(IF(OR(H78=\"\",'S1 Input'!$D78=\"\"),\"\",H78/'S1 Input'!$D78),\"\")","v":3.9786468433018394},{"$f":"IFERROR(IF(OR(I78=\"\",'S1 Input'!$D78=\"\"),\"\",I78/'S1 Input'!$D78),\"\")","v":4.11204567107601},{"$f":"IFERROR(IF(OR(J78=\"\",'S1 Input'!$D78=\"\"),\"\",J78/'S1 Input'!$D78),\"\")","v":4.2060860625171115},{"$f":"IFERROR(IF(OR(K78=\"\",'S1 Input'!$D78=\"\"),\"\",K78/'S1 Input'!$D78),\"\")","v":4.2613374206929597},{"$f":"IFERROR(IF(OR(L78=\"\",'S1 Input'!$D78=\"\"),\"\",L78/'S1 Input'!$D78),\"\")","v":4.2846727239677849},{"$f":"IFERROR(IF(OR(M78=\"\",'S1 Input'!$D78=\"\"),\"\",M78/'S1 Input'!$D78),\"\")","v":4.2872583774549184},{"$f":"IFERROR(IF(OR(N78=\"\",'S1 Input'!$D78=\"\"),\"\",N78/'S1 Input'!$D78),\"\")","v":4.282094859320293},{"$f":"IFERROR(IF(OR(O78=\"\",'S1 Input'!$D78=\"\"),\"\",O78/'S1 Input'!$D78),\"\")","v":4.2813813529012643},{"$f":"IFERROR(IF(OR(P78=\"\",'S1 Input'!$D78=\"\"),\"\",P78/'S1 Input'!$D78),\"\")","v":4.2940958780339562},{"$f":"IFERROR(IF(OR(Q78=\"\",'S1 Input'!$D78=\"\"),\"\",Q78/'S1 Input'!$D78),\"\")","v":4.3242285697018987},{"$f":"IFERROR(IF(OR(R78=\"\",'S1 Input'!$D78=\"\"),\"\",R78/'S1 Input'!$D78),\"\")","v":4.3700375021709332},{"$f":"IFERROR(IF(OR(S78=\"\",'S1 Input'!$D78=\"\"),\"\",S78/'S1 Input'!$D78),\"\")","v":4.4245131704580007},{"$f":"IFERROR(IF(OR(T78=\"\",'S1 Input'!$D78=\"\"),\"\",T78/'S1 Input'!$D78),\"\")","v":4.4769809546376695},{"$f":"IFERROR(IF(OR(U78=\"\",'S1 Input'!$D78=\"\"),\"\",U78/'S1 Input'!$D78),\"\")","v":4.5155091149215583},{"$f":"IFERROR(IF(OR(V78=\"\",'S1 Input'!$D78=\"\"),\"\",V78/'S1 Input'!$D78),\"\")","v":4.5295955443412863},{"$f":"IFERROR(IF(OR(W78=\"\",'S1 Input'!$D78=\"\"),\"\",W78/'S1 Input'!$D78),\"\")","v":4.5125343645322351}]
[4,"SWITCHGEAR ","> 22 kv & < = 33 kv ; circuit breaker",{"$f":"IFERROR(repcalc('S1 Input'!$CV79:$GH79,'S1 Input'!$G79,'S1 Input'!$E79,'S1 Input'!$F79,20,TRUE,TRUE),\"\")","v":637.60200234844046},764.78476358774446,906.08753430274442,1060.4021194955051,1225.9533950308248,1400.2958249266524,1580.3546802698754,1762.5146361708958,1942.7542291678494,2116.8201079467558,2280.4306273674829,2429.4946808575523,2560.3292597535728,2669.8584677765284,2755.7778090773536,2816.6704755397573,2852.0668013031718,2862.4435285079912,2849.1653830554942,2814.3769764793269,{"$f":"IFERROR(IF(OR(D79=\"\",'S1 Input'!$D79=\"\"),\"\",D79/'S1 Input'!$D79),\"\")","v":2.0044581345453785},{"$f":"IFERROR(IF(OR(E79=\"\",'S1 Input'!$D79=\"\"),\"\",E79/'S1 Input'!$D79),\"\")","v":2.4042883097974763},{"$f":"IFERROR(IF(OR(F79=\"\",'S1 Input'!$D79=\"\"),\"\",F79/'S1 Input'!$D79),\"\")","v":2.8485081948515667},{"$f":"IFERROR(IF(OR(G79=\"\",'S1 Input'!$D79=\"\"),\"\",G79/'S1 Input'!$D79),\"\")","v":3.333633907175769},{"$f":"IFERROR(IF(OR(H79=\"\",'S1 Input'!$D79=\"\"),\"\",H79/'S1 Input'!$D79),\"\")","v":3.854084909068622},{"$f":"IFERROR(IF(OR(I79=\"\",'S1 Input'!$D79=\"\"),\"\",I79/'S1 Input'!$D79),\"\")","v":4.402173058908093},{"$f":"IFERROR(IF(OR(J79=\"\",'S1 Input'!$D79=\"\"),\"\",J79/'S1 Input'!$D79),\"\")","v":4.9682321929137849},{"$f":"IFERROR(IF(OR(K79=\"\",'S1 Input'!$D79=\"\"),\"\",K79/'S1 Input'!$D79),\"\")","v":5.5408966513837381},{"$f":"IFERROR(IF(OR(L79=\"\",'S1 Input'!$D79=\"\"),\"\",L79/'S1 Input'!$D79),\"\")","v":6.1075239784925008},{"$f":"IFERROR(IF(OR(M79=\"\",'S1 Input'!$D79=\"\"),\"\",M79/'S1 Input'!$D79),\"\")","v":6.6547427221289039},{"$f":"IFERROR(IF(OR(N79=\"\",'S1 Input'!$D79=\"\"),\"\",N79/'S1 Input'!$D79),\"\")","v":7.1690924816060564},{"$f":"IFERROR(IF(OR(O79=\"\",'S1 Input'!$D79=\"\"),\"\",O79/'S1 Input'!$D79),\"\")","v":7.6377118609147043},{"$f":"IFERROR(IF(OR(P79=\"\",'S1 Input'!$D79=\"\"),\"\",P79/'S1 Input'!$D79),\"\")","v":8.0490224198245084},{"$f":"IFERROR(IF(OR(Q79=\"\",'S1 Input'!$D79=\"\"),\"\",Q79/'S1 Input'!$D79),\"\")","v":8.3933543246542968},{"$f":"IFERROR(IF(OR(R79=\"\",'S1 Input'!$D79=\"\"),\"\",R79/'S1 Input'!$D79),\"\")","v":8.663462828001034},{"$f":"IFERROR(IF(OR(S79=\"\",'S1 Input'!$D79=\"\"),\"\",S79/'S1 Input'!$D79),\"\")","v":8.8548938463716773},{"$f":"IFERROR(IF(OR(T79=\"\",'S1 Input'!$D79=\"\"),\"\",T79/'S1 Input'!$D79),\"\")","v":8.9661708700450156},{"$f":"IFERROR(IF(OR(U79=\"\",'S1 Input'!$D79=\"\"),\"\",U79/'S1 Input'!$D79),\"\")","v":8.9987926547618891},{"$f":"IFERROR(IF(OR(V79=\"\",'S1 Input'!$D79=\"\"),\"\",V79/'S1 Input'!$D79),\"\")","v":8.9570495508100461},{"$f":"IFERROR(IF(OR(W79=\"\",'S1 Input'!$D79=\"\"),\"\",W79/'S1 Input'!$D79),\"\")","v":8.8476836700684061}]
[4,"SWITCHGEAR ","> 33 kv & < = 66 kv ; switch",{"$f":"IFERROR(repcalc('S1 Input'!$CV80:$GH80,'S1 Input'!$G80,'S1 Input'!$E80,'S1 Input'!$F80,20,TRUE,TRUE),\"\")","v":24.310591853570084},21.63613816628682,19.517610310291911,18.029336110082522,17.107716562064141,16.592480778252476,16.274968110968544,15.946524816820771,15.44263661112111,14.677503566706797,13.662063583538437,12.499479226827889,11.357204005049311,10.422162857989404,9.8516601487895041,9.7342315495369256,10.070983874876452,10.780769736660961,11.724932539535486,12.742170533070302,{"$f":"IFERROR(IF(OR(D80=\"\",'S1 Input'!$D80=\"\"),\"\",D80/'S1 Input'!$D80),\"\")","v":1.0336999958275517},{"$f":"IFERROR(IF(OR(E80=\"\",'S1 Input'!$D80=\"\"),\"\",E80/'S1 Input'!$D80),\"\")","v":0.91998072555895472},{"$f":"IFERROR(IF(OR(F80=\"\",'S1 Input'!$D80=\"\"),\"\",F80/'S1 Input'!$D80),\"\")","v":0.82989973332754208},{"$f":"IFERROR(IF(OR(G80=\"\",'S1 Input'!$D80=\"\"),\"\",G80/'S1 Input'!$D80),\"\")","v":0.76661747990429707},{"$f":"IFERROR(IF(OR(H80=\"\",'S1 Input'!$D80=\"\"),\"\",H80/'S1 Input'!$D80),\"\")","v":0.72742969999834273},{"$f":"IFERROR(IF(OR(I80=\"\",'S1 Input'!$D80=\"\"),\"\",I80/'S1 Input'!$D80),\"\")","v":0.70552158559354639},{"$f":"IFERROR(IF(OR(J80=\"\",'S1 Input'!$D80=\"\"),\"\",J80/'S1 Input'!$D80),\"\")","v":0.69202076896088194},{"$f":"IFERROR(IF(OR(K80=\"\",'S1 Input'!$D80=\"\"),\"\",K80/'S1 Input'!$D80),\"\")","v":0.67805517594549503},{"$f":"IFERROR(IF(OR(L80=\"\",'S1 Input'!$D80=\"\"),\"\",L80/'S1 Input'!$D80),\"\")","v":0.656629566924265},{"$f":"IFERROR(IF(OR(M80=\"\",'S1 Input'!$D80=\"\"),\"\",M80/'S1 Input'!$D80),\"\")","v":0.6240956808888064},{"$f":"IFERROR(IF(OR(N80=\"\",'S1 Input'!$D80=\"\"),\"\",N80/'S1 Input'!$D80),\"\")","v":0.58091860347799396},{"$f":"IFERROR(IF(OR(O80=\"\",'S1 Input'!$D80=\"\"),\"\",O80/'S1 Input'!$D80),\"\")","v":0.53148486480476664},{"$f":"IFERROR(IF(OR(P80=\"\",'S1 Input'!$D80=\"\"),\"\",P80/'S1 Input'!$D80),\"\")","v":0.48291468193556469},{"$f":"IFERROR(IF(OR(Q80=\"\",'S1 Input'!$D80=\"\"),\"\",Q80/'S1 Input'!$D80),\"\")","v":0.44315620811327994},{"$f":"IFERROR(IF(OR(R80=\"\",'S1 Input'!$D80=\"\"),\"\",R80/'S1 Input'!$D80),\"\")","v":0.41889811305448194},{"$f":"IFERROR(IF(OR(S80=\"\",'S1 Input'!$D80=\"\"),\"\",S80/'S1 Input'!$D80),\"\")","v":0.41390498317559749},{"$f":"IFERROR(IF(OR(T80=\"\",'S1 Input'!$D80=\"\"),\"\",T80/'S1 Input'!$D80),\"\")","v":0.42822388085588031},{"$f":"IFERROR(IF(OR(U80=\"\",'S1 Input'!$D80=\"\"),\"\",U80/'S1 Input'!$D80),\"\")","v":0.45840437365442788},{"$f":"IFERROR(IF(OR(V80=\"\",'S1 Input'!$D80=\"\"),\"\",V80/'S1 Input'!$D80),\"\")","v":0.49855070539618679},{"$f":"IFERROR(IF(OR(W80=\"\",'S1 Input'!$D80=\"\"),\"\",W80/'S1 Input'!$D80),\"\")","v":0.54180423521587107}]
[4,"SWITCHGEAR ","> 33 kv & < = 66 kv ; circuit breaker",{"$f":"IFERROR(repcalc('S1 Input'!$CV81:$GH81,'S1 Input'!$G81,'S1 Input'!$E81,'S1 Input'!$F81,20,TRUE,TRUE),\"\")","v":246.35856572402071},255.00630932322474,267.22473256755381,282.36996174034283,299.58201926698342,317.87079182151956,336.20795920895836,353.61766741894195,369.26019387720601,382.50441577986106,392.98624116302722,400.65111756318555,405.7792623070053,408.99245548448744,411.24127612465514,413.77174420986745,418.07063266904993,425.78935623017287,438.64738475367744,458.31756506778822,{"$f":"IFERROR(IF(OR(D81=\"\",'S1 Input'!$D81=\"\"),\"\",D81/'S1 Input'!$D81),\"\")","v":1.3563129643095075},{"$f":"IFERROR(IF(OR(E81=\"\",'S1 Input'!$D81=\"\"),\"\",E81/'S1 Input'!$D81),\"\")","v":1.4039226210760769},{"$f":"IFERROR(IF(OR(F81=\"\",'S1 Input'!$D81=\"\"),\"\",F81/'S1 Input'!$D81),\"\")","v":1.471190449986352},{"$f":"IFERROR(IF(OR(G81=\"\",'S1 Input'!$D81=\"\"),\"\",G81/'S1 Input'!$D81),\"\")","v":1.554571641194876},{"$f":"IFERROR(IF(OR(H81=\"\",'S1 Input'!$D81=\"\"),\"\",H81/'S1 Input'!$D81),\"\")","v":1.6493316374516145},{"$f":"IFERROR(IF(OR(I81=\"\",'S1 Input'!$D81=\"\"),\"\",I81/'S1 Input'!$D81),\"\")","v":1.7500194265858191},{"$f":"IFERROR(IF(OR(J81=\"\",'S1 Input'!$D81=\"\"),\"\",J81/'S1 Input'!$D81),\"\")","v":1.850973650698968},{"$f":"IFERROR(IF(OR(K81=\"\",'S1 Input'!$D81=\"\"),\"\",K81/'S1 Input'!$D81),\"\")","v":1.94682180146511},{"$f":"IFERROR(IF(OR(L81=\"\",'S1 Input'!$D81=\"\"),\"\",L81/'S1 Input'!$D81),\"\")","v":2.0329408343777513},{"$f":"IFERROR(IF(OR(M81=\"\",'S1 Input'!$D81=\"\"),\"\",M81/'S1 Input'!$D81),\"\")","v":2.105856139010942},{"$f":"IFERROR(IF(OR(N81=\"\",'S1 Input'!$D81=\"\"),\"\",N81/'S1 Input'!$D81),\"\")","v":2.1635632279243544},{"$f":"IFERROR(IF(OR(O81=\"\",'S1 Input'!$D81=\"\"),\"\",O81/'S1 Input'!$D81),\"\")","v":2.2057617656565909},{"$f":"IFERROR(IF(OR(P81=\"\",'S1 Input'!$D81=\"\"),\"\",P81/'S1 Input'!$D81),\"\")","v":2.233994472639834},{"$f":"IFERROR(IF(OR(Q81=\"\",'S1 Input'!$D81=\"\"),\"\",Q81/'S1 Input'!$D81),\"\")","v":2.2516845235241698},{"$f":"IFERROR(IF(OR(R81=\"\",'S1 Input'!$D81=\"\"),\"\",R81/'S1 Input'!$D81),\"\")","v":2.2640652766743692},{"$f":"IFERROR(IF(OR(S81=\"\",'S1 Input'!$D81=\"\"),\"\",S81/'S1 Input'!$D81),\"\")","v":2.2779966236915037},{"$f":"IFERROR(IF(OR(T81=\"\",'S1 Input'!$D81=\"\"),\"\",T81/'S1 Input'!$D81),\"\")","v":2.3016639077259522},{"$f":"IFERROR(IF(OR(U81=\"\",'S1 Input'!$D81=\"\"),\"\",U81/'S1 Input'!$D81),\"\")","v":2.3441588979167949},{"$f":"IFERROR(IF(OR(V81=\"\",'S1 Input'!$D81=\"\"),\"\",V81/'S1 Input'!$D81),\"\")","v":2.4149480370345593},{"$f":"IFERROR(IF(OR(W81=\"\",'S1 Input'!$D81=\"\"),\"\",W81/'S1 Input'!$D81),\"\")","v":2.5232410874179618}]
["","SWITCHGEAR ","> 66 kv & < = 132 kv ; switch",{"$f":"IFERROR(repcalc('S1 Input'!$CV82:$GH82,'S1 Input'!$G82,'S1 Input'!$E82,'S1 Input'!$F82,20,TRUE,TRUE),\"\")","v":""},"","","","","","","","","","","","","","","","","","","",{"$f":"IFERROR(IF(OR(D82=\"\",'S1 Input'!$D82=\"\"),\"\",D82/'S1 Input'!$D82),\"\")","v":""},{"$f":"IFERROR(IF(OR(E82=\"\",'S1 Input'!$D82=\"\"),\"\",E82/'S1 Input'!$D82),\"\")","v":""},{"$f":"IFERROR(IF(OR(F82=\"\",'S1 Input'!$D82=\"\"),\"\",F82/'S1 Input'!$D82),\"\")","v":""},{"$f":"IFERROR(IF(OR(G82=\"\",'S1 Input'!$D82=\"\"),\"\",G82/'S1 Input'!$D82),\"\")","v":""},{"$f":"IFERROR(IF(OR(H82=\"\",'S1 Input'!$D82=\"\"),\"\",H82/'S1 Input'!$D82),\"\")","v":""},{"$f":"IFERROR(IF(OR(I82=\"\",'S1 Input'!$D82=\"\"),\"\",I82/'S1 Input'!$D82),\"\")","v":""},{"$f":"IFERROR(IF(OR(J82=\"\",'S1 Input'!$D82=\"\"),\"\",J82/'S1 Input'!$D82),\"\")","v":""},{"$f":"IFERROR(IF(OR(K82=\"\",'S1 Input'!$D82=\"\"),\"\",K82/'S1 Input'!$D82),\"\")","v":""},{"$f":"IFERROR(IF(OR(L82=\"\",'S1 Input'!$D82=\"\"),\"\",L82/'S1 Input'!$D82),\"\")","v":""},{"$f":"IFERROR(IF(OR(M82=\"\",'S1 Input'!$D82=\"\"),\"\",M82/'S1 Input'!$D82),\"\")","v":""},{"$f":"IFERROR(IF(OR(N82=\"\",'S1 Input'!$D82=\"\"),\"\",N82/'S1 Input'!$D82),\"\")","v":""},{"$f":"IFERROR(IF(OR(O82=\"\",'S1 Input'!$D82=\"\"),\"\",O82/'S1 Input'!$D82),\"\")","v":""},{"$f":"IFERROR(IF(OR(P82=\"\",'S1 Input'!$D82=\"\"),\"\",P82/'S1 Input'!$D82),\"\")","v":""},{"$f":"IFERROR(IF(OR(Q82=\"\",'S1 Input'!$D82=\"\"),\"\",Q82/'S1 Input'!$D82),\"\")","v":""},{"$f":"IFERROR(IF(OR(R82=\"\",'S1 Input'!$D82=\"\"),\"\",R82/'S1 Input'!$D82),\"\")","v":""},{"$f":"IFERROR(IF(OR(S82=\"\",'S1 Input'!$D82=\"\"),\"\",S82/'S1 Input'!$D82),\"\")","v":""},{"$f":"IFERROR(IF(OR(T82=\"\",'S1 Input'!$D82=\"\"),\"\",T82/'S1 Input'!$D82),\"\")","v":""},{"$f":"IFERROR(IF(OR(U82=\"\",'S1 Input'!$D82=\"\"),\"\",U82/'S1 Input'!$D82),\"\")","v":""},{"$f":"IFERROR(IF(OR(V82=\"\",'S1 Input'!$D82=\"\"),\"\",V82/'S1 Input'!$D82),\"\")","v":""},{"$f":"IFERROR(IF(OR(W82=\"\",'S1 Input'!$D82=\"\"),\"\",W82/'S1 Input'!$D82),\"\")","v":""}]
[4,"SWITCHGEAR ","> 66 kv & < = 132 kv ; circuit breaker",{"$f":"IFERROR(repcalc('S1 Input'!$CV83:$GH83,'S1 Input'!$G83,'S1 Input'!$E83,'S1 Input'!$F83,20,TRUE,TRUE),\"\")","v":232.77247586992956},255.77891129641068,279.26485591154523,303.30594475934731,328.0433350430028,353.69175676867718,380.55536013861564,409.05217078934993,439.74547599453189,473.37793711922586,510.90222456158801,553.50094680660777,602.58879772689113,659.79108782662081,726.89482031145963,805.77076313747909,898.26713808067404,1006.0773764553611,1130.5859324375413,1272.6977011570243,{"$f":"IFERROR(IF(OR(D83=\"\",'S1 Input'!$D83=\"\"),\"\",D83/'S1 Input'!$D83),\"\")","v":1.1918272077539802},{"$f":"IFERROR(IF(OR(E83=\"\",'S1 Input'!$D83=\"\"),\"\",E83/'S1 Input'!$D83),\"\")","v":1.3096233328853597},{"$f":"IFERROR(IF(OR(F83=\"\",'S1 Input'!$D83=\"\"),\"\",F83/'S1 Input'!$D83),\"\")","v":1.4298746112528311},{"$f":"IFERROR(IF(OR(G83=\"\",'S1 Input'!$D83=\"\"),\"\",G83/'S1 Input'!$D83),\"\")","v":1.5529683047222091},{"$f":"IFERROR(IF(OR(H83=\"\",'S1 Input'!$D83=\"\"),\"\",H83/'S1 Input'!$D83),\"\")","v":1.6796271576587742},{"$f":"IFERROR(IF(OR(I83=\"\",'S1 Input'!$D83=\"\"),\"\",I83/'S1 Input'!$D83),\"\")","v":1.8109506173348586},{"$f":"IFERROR(IF(OR(J83=\"\",'S1 Input'!$D83=\"\"),\"\",J83/'S1 Input'!$D83),\"\")","v":1.948495974770051},{"$f":"IFERROR(IF(OR(K83=\"\",'S1 Input'!$D83=\"\"),\"\",K83/'S1 Input'!$D83),\"\")","v":2.0944035789265527},{"$f":"IFERROR(IF(OR(L83=\"\",'S1 Input'!$D83=\"\"),\"\",L83/'S1 Input'!$D83),\"\")","v":2.2515575384001538},{"$f":"IFERROR(IF(OR(M83=\"\",'S1 Input'!$D83=\"\"),\"\",M83/'S1 Input'!$D83),\"\")","v":2.4237603818950042},{"$f":"IFERROR(IF(OR(N83=\"\",'S1 Input'!$D83=\"\"),\"\",N83/'S1 Input'!$D83),\"\")","v":2.6158899133537776},{"$f":"IFERROR(IF(OR(O83=\"\",'S1 Input'!$D83=\"\"),\"\",O83/'S1 Input'!$D83),\"\")","v":2.8340012514637829},{"$f":"IFERROR(IF(OR(P83=\"\",'S1 Input'!$D83=\"\"),\"\",P83/'S1 Input'!$D83),\"\")","v":3.0853378241333815},{"$f":"IFERROR(IF(OR(Q83=\"\",'S1 Input'!$D83=\"\"),\"\",Q83/'S1 Input'!$D83),\"\")","v":3.3782214454975734},{"$f":"IFERROR(IF(OR(R83=\"\",'S1 Input'!$D83=\"\"),\"\",R83/'S1 Input'!$D83),\"\")","v":3.7218018186425716},{"$f":"IFERROR(IF(OR(S83=\"\",'S1 Input'!$D83=\"\"),\"\",S83/'S1 Input'!$D83),\"\")","v":4.1256575337393473},{"$f":"IFERROR(IF(OR(T83=\"\",'S1 Input'!$D83=\"\"),\"\",T83/'S1 Input'!$D83),\"\")","v":4.5992517414046636},{"$f":"IFERROR(IF(OR(U83=\"\",'S1 Input'!$D83=\"\"),\"\",U83/'S1 Input'!$D83),\"\")","v":5.1512550437246238},{"$f":"IFERROR(IF(OR(V83=\"\",'S1 Input'!$D83=\"\"),\"\",V83/'S1 Input'!$D83),\"\")","v":5.7887560371867623},{"$f":"IFERROR(IF(OR(W83=\"\",'S1 Input'!$D83=\"\"),\"\",W83/'S1 Input'!$D83),\"\")","v":6.516387909765049}]
[0,0,0,{"$f":"IFERROR(repcalc('S1 Input'!$CV84:$GH84,'S1 Input'!$G84,'S1 Input'!$E84,'S1 Input'!$F84,20,TRUE,TRUE),\"\")","v":""},"","","","","","","","","","","","","","","","","","","",{"$f":"IFERROR(IF(OR(D84=\"\",'S1 Input'!$D84=\"\"),\"\",D84/'S1 Input'!$D84),\"\")","v":""},{"$f":"IFERROR(IF(OR(E84=\"\",'S1 Input'!$D84=\"\"),\"\",E84/'S1 Input'!$D84),\"\")","v":""},{"$f":"IFERROR(IF(OR(F84=\"\",'S1 Input'!$D84=\"\"),\"\",F84/'S1 Input'!$D84),\"\")","v":""},{"$f":"IFERROR(IF(OR(G84=\"\",'S1 Input'!$D84=\"\"),\"\",G84/'S1 Input'!$D84),\"\")","v":""},{"$f":"IFERROR(IF(OR(H84=\"\",'S1 Input'!$D84=\"\"),\"\",H84/'S1 Input'!$D84),\"\")","v":""},{"$f":"IFERROR(IF(OR(I84=\"\",'S1 Input'!$D84=\"\"),\"\",I84/'S1 Input'!$D84),\"\")","v":""},{"$f":"IFERROR(IF(OR(J84=\"\",'S1 Input'!$D84=\"\"),\"\",J84/'S1 Input'!$D84),\"\")","v":""},{"$f":"IFERROR(IF(OR(K84=\"\",'S1 Input'!$D84=\"\"),\"\",K84/'S1 Input'!$D84),\"\")","v":""},{"$f":"IFERROR(IF(OR(L84=\"\",'S1 Input'!$D84=\"\"),\"\",L84/'S1 Input'!$D84),\"\")","v":""},{"$f":"IFERROR(IF(OR(M84=\"\",'S1 Input'!$D84=\"\"),\"\",M84/'S1 Input'!$D84),\"\")","v":""},{"$f":"IFERROR(IF(OR(N84=\"\",'S1 Input'!$D84=\"\"),\"\",N84/'S1 Input'!$D84),\"\")","v":""},{"$f":"IFERROR(IF(OR(O84=\"\",'S1 Input'!$D84=\"\"),\"\",O84/'S1 Input'!$D84),\"\")","v":""},{"$f":"IFERROR(IF(OR(P84=\"\",'S1 Input'!$D84=\"\"),\"\",P84/'S1 Input'!$D84),\"\")","v":""},{"$f":"IFERROR(IF(OR(Q84=\"\",'S1 Input'!$D84=\"\"),\"\",Q84/'S1 Input'!$D84),\"\")","v":""},{"$f":"IFERROR(IF(OR(R84=\"\",'S1 Input'!$D84=\"\"),\"\",R84/'S1 Input'!$D84),\"\")","v":""},{"$f":"IFERROR(IF(OR(S84=\"\",'S1 Input'!$D84=\"\"),\"\",S84/'S1 Input'!$D84),\"\")","v":""},{"$f":"IFERROR(IF(OR(T84=\"\",'S1 Input'!$D84=\"\"),\"\",T84/'S1 Input'!$D84),\"\")","v":""},{"$f":"IFERROR(IF(OR(U84=\"\",'S1 Input'!$D84=\"\"),\"\",U84/'S1 Input'!$D84),\"\")","v":""},{"$f":"IFERROR(IF(OR(V84=\"\",'S1 Input'!$D84=\"\"),\"\",V84/'S1 Input'!$D84),\"\")","v":""},{"$f":"IFERROR(IF(OR(W84=\"\",'S1 Input'!$D84=\"\"),\"\",W84/'S1 Input'!$D84),\"\")","v":""}]
[0,0,0,{"$f":"IFERROR(repcalc('S1 Input'!$CV85:$GH85,'S1 Input'!$G85,'S1 Input'!$E85,'S1 Input'!$F85,20,TRUE,TRUE),\"\")","v":""},"","","","","","","","","","","","","","","","","","","",{"$f":"IFERROR(IF(OR(D85=\"\",'S1 Input'!$D85=\"\"),\"\",D85/'S1 Input'!$D85),\"\")","v":""},{"$f":"IFERROR(IF(OR(E85=\"\",'S1 Input'!$D85=\"\"),\"\",E85/'S1 Input'!$D85),\"\")","v":""},{"$f":"IFERROR(IF(OR(F85=\"\",'S1 Input'!$D85=\"\"),\"\",F85/'S1 Input'!$D85),\"\")","v":""},{"$f":"IFERROR(IF(OR(G85=\"\",'S1 Input'!$D85=\"\"),\"\",G85/'S1 Input'!$D85),\"\")","v":""},{"$f":"IFERROR(IF(OR(H85=\"\",'S1 Input'!$D85=\"\"),\"\",H85/'S1 Input'!$D85),\"\")","v":""},{"$f":"IFERROR(IF(OR(I85=\"\",'S1 Input'!$D85=\"\"),\"\",I85/'S1 Input'!$D85),\"\")","v":""},{"$f":"IFERROR(IF(OR(J85=\"\",'S1 Input'!$D85=\"\"),\"\",J85/'S1 Input'!$D85),\"\")","v":""},{"$f":"IFERROR(IF(OR(K85=\"\",'S1 Input'!$D85=\"\"),\"\",K85/'S1 Input'!$D85),\"\")","v":""},{"$f":"IFERROR(IF(OR(L85=\"\",'S1 Input'!$D85=\"\"),\"\",L85/'S1 Input'!$D85),\"\")","v":""},{"$f":"IFERROR(IF(OR(M85=\"\",'S1 Input'!$D85=\"\"),\"\",M85/'S1 Input'!$D85),\"\")","v":""},{"$f":"IFERROR(IF(OR(N85=\"\",'S1 Input'!$D85=\"\"),\"\",N85/'S1 Input'!$D85),\"\")","v":""},{"$f":"IFERROR(IF(OR(O85=\"\",'S1 Input'!$D85=\"\"),\"\",O85/'S1 Input'!$D85),\"\")","v":""},{"$f":"IFERROR(IF(OR(P85=\"\",'S1 Input'!$D85=\"\"),\"\",P85/'S1 Input'!$D85),\"\")","v":""},{"$f":"IFERROR(IF(OR(Q85=\"\",'S1 Input'!$D85=\"\"),\"\",Q85/'S1 Input'!$D85),\"\")","v":""},{"$f":"IFERROR(IF(OR(R85=\"\",'S1 Input'!$D85=\"\"),\"\",R85/'S1 Input'!$D85),\"\")","v":""},{"$f":"IFERROR(IF(OR(S85=\"\",'S1 Input'!$D85=\"\"),\"\",S85/'S1 Input'!$D85),\"\")","v":""},{"$f":"IFERROR(IF(OR(T85=\"\",'S1 Input'!$D85=\"\"),\"\",T85/'S1 Input'!$D85),\"\")","v":""},{"$f":"IFERROR(IF(OR(U85=\"\",'S1 Input'!$D85=\"\"),\"\",U85/'S1 Input'!$D85),\"\")","v":""},{"$f":"IFERROR(IF(OR(V85=\"\",'S1 Input'!$D85=\"\"),\"\",V85/'S1 Input'!$D85),\"\")","v":""},{"$f":"IFERROR(IF(OR(W85=\"\",'S1 Input'!$D85=\"\"),\"\",W85/'S1 Input'!$D85),\"\")","v":""}]
[0,0,0,{"$f":"IFERROR(repcalc('S1 Input'!$CV86:$GH86,'S1 Input'!$G86,'S1 Input'!$E86,'S1 Input'!$F86,20,TRUE,TRUE),\"\")","v":""},"","","","","","","","","","","","","","","","","","","",{"$f":"IFERROR(IF(OR(D86=\"\",'S1 Input'!$D86=\"\"),\"\",D86/'S1 Input'!$D86),\"\")","v":""},{"$f":"IFERROR(IF(OR(E86=\"\",'S1 Input'!$D86=\"\"),\"\",E86/'S1 Input'!$D86),\"\")","v":""},{"$f":"IFERROR(IF(OR(F86=\"\",'S1 Input'!$D86=\"\"),\"\",F86/'S1 Input'!$D86),\"\")","v":""},{"$f":"IFERROR(IF(OR(G86=\"\",'S1 Input'!$D86=\"\"),\"\",G86/'S1 Input'!$D86),\"\")","v":""},{"$f":"IFERROR(IF(OR(H86=\"\",'S1 Input'!$D86=\"\"),\"\",H86/'S1 Input'!$D86),\"\")","v":""},{"$f":"IFERROR(IF(OR(I86=\"\",'S1 Input'!$D86=\"\"),\"\",I86/'S1 Input'!$D86),\"\")","v":""},{"$f":"IFERROR(IF(OR(J86=\"\",'S1 Input'!$D86=\"\"),\"\",J86/'S1 Input'!$D86),\"\")","v":""},{"$f":"IFERROR(IF(OR(K86=\"\",'S1 Input'!$D86=\"\"),\"\",K86/'S1 Input'!$D86),\"\")","v":""},{"$f":"IFERROR(IF(OR(L86=\"\",'S1 Input'!$D86=\"\"),\"\",L86/'S1 Input'!$D86),\"\")","v":""},{"$f":"IFERROR(IF(OR(M86=\"\",'S1 Input'!$D86=\"\"),\"\",M86/'S1 Input'!$D86),\"\")","v":""},{"$f":"IFERROR(IF(OR(N86=\"\",'S1 Input'!$D86=\"\"),\"\",N86/'S1 Input'!$D86),\"\")","v":""},{"$f":"IFERROR(IF(OR(O86=\"\",'S1 Input'!$D86=\"\"),\"\",O86/'S1 Input'!$D86),\"\")","v":""},{"$f":"IFERROR(IF(OR(P86=\"\",'S1 Input'!$D86=\"\"),\"\",P86/'S1 Input'!$D86),\"\")","v":""},{"$f":"IFERROR(IF(OR(Q86=\"\",'S1 Input'!$D86=\"\"),\"\",Q86/'S1 Input'!$D86),\"\")","v":""},{"$f":"IFERROR(IF(OR(R86=\"\",'S1 Input'!$D86=\"\"),\"\",R86/'S1 Input'!$D86),\"\")","v":""},{"$f":"IFERROR(IF(OR(S86=\"\",'S1 Input'!$D86=\"\"),\"\",S86/'S1 Input'!$D86),\"\")","v":""},{"$f":"IFERROR(IF(OR(T86=\"\",'S1 Input'!$D86=\"\"),\"\",T86/'S1 Input'!$D86),\"\")","v":""},{"$f":"IFERROR(IF(OR(U86=\"\",'S1 Input'!$D86=\"\"),\"\",U86/'S1 Input'!$D86),\"\")","v":""},{"$f":"IFERROR(IF(OR(V86=\"\",'S1 Input'!$D86=\"\"),\"\",V86/'S1 Input'!$D86),\"\")","v":""},{"$f":"IFERROR(IF(OR(W86=\"\",'S1 Input'!$D86=\"\"),\"\",W86/'S1 Input'!$D86),\"\")","v":""}]
[0,0,0,{"$f":"IFERROR(repcalc('S1 Input'!$CV87:$GH87,'S1 Input'!$G87,'S1 Input'!$E87,'S1 Input'!$F87,20,TRUE,TRUE),\"\")","v":""},"","","","","","","","","","","","","","","","","","","",{"$f":"IFERROR(IF(OR(D87=\"\",'S1 Input'!$D87=\"\"),\"\",D87/'S1 Input'!$D87),\"\")","v":""},{"$f":"IFERROR(IF(OR(E87=\"\",'S1 Input'!$D87=\"\"),\"\",E87/'S1 Input'!$D87),\"\")","v":""},{"$f":"IFERROR(IF(OR(F87=\"\",'S1 Input'!$D87=\"\"),\"\",F87/'S1 Input'!$D87),\"\")","v":""},{"$f":"IFERROR(IF(OR(G87=\"\",'S1 Input'!$D87=\"\"),\"\",G87/'S1 Input'!$D87),\"\")","v":""},{"$f":"IFERROR(IF(OR(H87=\"\",'S1 Input'!$D87=\"\"),\"\",H87/'S1 Input'!$D87),\"\")","v":""},{"$f":"IFERROR(IF(OR(I87=\"\",'S1 Input'!$D87=\"\"),\"\",I87/'S1 Input'!$D87),\"\")","v":""},{"$f":"IFERROR(IF(OR(J87=\"\",'S1 Input'!$D87=\"\"),\"\",J87/'S1 Input'!$D87),\"\")","v":""},{"$f":"IFERROR(IF(OR(K87=\"\",'S1 Input'!$D87=\"\"),\"\",K87/'S1 Input'!$D87),\"\")","v":""},{"$f":"IFERROR(IF(OR(L87=\"\",'S1 Input'!$D87=\"\"),\"\",L87/'S1 Input'!$D87),\"\")","v":""},{"$f":"IFERROR(IF(OR(M87=\"\",'S1 Input'!$D87=\"\"),\"\",M87/'S1 Input'!$D87),\"\")","v":""},{"$f":"IFERROR(IF(OR(N87=\"\",'S1 Input'!$D87=\"\"),\"\",N87/'S1 Input'!$D87),\"\")","v":""},{"$f":"IFERROR(IF(OR(O87=\"\",'S1 Input'!$D87=\"\"),\"\",O87/'S1 Input'!$D87),\"\")","v":""},{"$f":"IFERROR(IF(OR(P87=\"\",'S1 Input'!$D87=\"\"),\"\",P87/'S1 Input'!$D87),\"\")","v":""},{"$f":"IFERROR(IF(OR(Q87=\"\",'S1 Input'!$D87=\"\"),\"\",Q87/'S1 Input'!$D87),\"\")","v":""},{"$f":"IFERROR(IF(OR(R87=\"\",'S1 Input'!$D87=\"\"),\"\",R87/'S1 Input'!$D87),\"\")","v":""},{"$f":"IFERROR(IF(OR(S87=\"\",'S1 Input'!$D87=\"\"),\"\",S87/'S1 Input'!$D87),\"\")","v":""},{"$f":"IFERROR(IF(OR(T87=\"\",'S1 Input'!$D87=\"\"),\"\",T87/'S1 Input'!$D87),\"\")","v":""},{"$f":"IFERROR(IF(OR(U87=\"\",'S1 Input'!$D87=\"\"),\"\",U87/'S1 Input'!$D87),\"\")","v":""},{"$f":"IFERROR(IF(OR(V87=\"\",'S1 Input'!$D87=\"\"),\"\",V87/'S1 Input'!$D87),\"\")","v":""},{"$f":"IFERROR(IF(OR(W87=\"\",'S1 Input'!$D87=\"\"),\"\",W87/'S1 Input'!$D87),\"\")","v":""}]
[0,0,0,{"$f":"IFERROR(repcalc('S1 Input'!$CV88:$GH88,'S1 Input'!$G88,'S1 Input'!$E88,'S1 Input'!$F88,20,TRUE,TRUE),\"\")","v":""},"","","","","","","","","","","","","","","","","","","",{"$f":"IFERROR(IF(OR(D88=\"\",'S1 Input'!$D88=\"\"),\"\",D88/'S1 Input'!$D88),\"\")","v":""},{"$f":"IFERROR(IF(OR(E88=\"\",'S1 Input'!$D88=\"\"),\"\",E88/'S1 Input'!$D88),\"\")","v":""},{"$f":"IFERROR(IF(OR(F88=\"\",'S1 Input'!$D88=\"\"),\"\",F88/'S1 Input'!$D88),\"\")","v":""},{"$f":"IFERROR(IF(OR(G88=\"\",'S1 Input'!$D88=\"\"),\"\",G88/'S1 Input'!$D88),\"\")","v":""},{"$f":"IFERROR(IF(OR(H88=\"\",'S1 Input'!$D88=\"\"),\"\",H88/'S1 Input'!$D88),\"\")","v":""},{"$f":"IFERROR(IF(OR(I88=\"\",'S1 Input'!$D88=\"\"),\"\",I88/'S1 Input'!$D88),\"\")","v":""},{"$f":"IFERROR(IF(OR(J88=\"\",'S1 Input'!$D88=\"\"),\"\",J88/'S1 Input'!$D88),\"\")","v":""},{"$f":"IFERROR(IF(OR(K88=\"\",'S1 Input'!$D88=\"\"),\"\",K88/'S1 Input'!$D88),\"\")","v":""},{"$f":"IFERROR(IF(OR(L88=\"\",'S1 Input'!$D88=\"\"),\"\",L88/'S1 Input'!$D88),\"\")","v":""},{"$f":"IFERROR(IF(OR(M88=\"\",'S1 Input'!$D88=\"\"),\"\",M88/'S1 Input'!$D88),\"\")","v":""},{"$f":"IFERROR(IF(OR(N88=\"\",'S1 Input'!$D88=\"\"),\"\",N88/'S1 Input'!$D88),\"\")","v":""},{"$f":"IFERROR(IF(OR(O88=\"\",'S1 Input'!$D88=\"\"),\"\",O88/'S1 Input'!$D88),\"\")","v":""},{"$f":"IFERROR(IF(OR(P88=\"\",'S1 Input'!$D88=\"\"),\"\",P88/'S1 Input'!$D88),\"\")","v":""},{"$f":"IFERROR(IF(OR(Q88=\"\",'S1 Input'!$D88=\"\"),\"\",Q88/'S1 Input'!$D88),\"\")","v":""},{"$f":"IFERROR(IF(OR(R88=\"\",'S1 Input'!$D88=\"\"),\"\",R88/'S1 Input'!$D88),\"\")","v":""},{"$f":"IFERROR(IF(OR(S88=\"\",'S1 Input'!$D88=\"\"),\"\",S88/'S1 Input'!$D88),\"\")","v":""},{"$f":"IFERROR(IF(OR(T88=\"\",'S1 Input'!$D88=\"\"),\"\",T88/'S1 Input'!$D88),\"\")","v":""},{"$f":"IFERROR(IF(OR(U88=\"\",'S1 Input'!$D88=\"\"),\"\",U88/'S1 Input'!$D88),\"\")","v":""},{"$f":"IFERROR(IF(OR(V88=\"\",'S1 Input'!$D88=\"\"),\"\",V88/'S1 Input'!$D88),\"\")","v":""},{"$f":"IFERROR(IF(OR(W88=\"\",'S1 Input'!$D88=\"\"),\"\",W88/'S1 Input'!$D88),\"\")","v":""}]

{"sheet":"S2 Input","index":2,"n_rows":88,"n_cols":190,"rows_kept":88,"cut":false,"hidden":false,"merged":[[2,3,3,3],[2,4,3,5],[2,6,3,6]]}
[null,"Scenario",2]
[null,"Unit cost","Comparative"]
[null,"Lives","Historical","Unit cost","Replacement \nlife",null,"Method","Quantities ",null,null,null,null,null,null,null,null,null,null,null,null,null,null,null,null,null,null,null,null,null,null,null,null,null,null,null,null,null,null,null,null,null,null,null,null,null,null,null,null,null,null,null,null,null,null,null,null,null,null,null,null,null,null,null,null,null,null,null,null,null,null,null,null,null,null,null,null,null,null,null,null,null,null,null,null,null,null,null,null,null,null,null,null,null,null,null,null,null,null,null,"Replacement Cost (NOT depreciated)"]
[null,null,null,null,null,null,null,"Installation date",null,null,null,null,null,null,null,null,null,null,null,null,null,null,null,null,null,null,null,null,null,null,null,null,null,null,null,null,null,null,null,null,null,null,null,null,null,null,null,null,null,null,null,null,null,null,null,null,null,null,null,null,null,null,null,null,null,null,null,null,null,null,null,null,null,null,null,null,null,null,null,null,null,null,null,null,null,null,null,null,null,null,null,null,null,null,null,null,null,null,null,"Installation date"]
["ID","Asset category","Asset ID","$ ('000)","μ","σ","#",2022,{"$f":"H5-1","v":2021},{"$f":"I5-1","v":2020},2019,2018,2017,2016,2015,2014,2013,2012,2011,2010,2009,2008,2007,2006,2005,2004,2003,2002,2001,2000,1999,1998,1997,1996,1995,1994,1993,1992,1991,1990,1989,1988,1987,1986,1985,1984,1983,1982,1981,1980,1979,1978,1977,1976,1975,1974,1973,1972,1971,1970,1969,1968,1967,1966,1965,1964,1963,1962,1961,1960,1959,1958,1957,{"$f":"BU5-1","v":1956},1955,1954,1953,1952,1951,1950,1949,1948,1947,1946,1945,1944,1943,1942,1941,1940,1939,1938,1937,1936,1935,1934,1933,1932,null,{"$f":"H5","v":2022},{"$f":"I5","v":2021},2020,2019,2018,2017,2016,2015,2014,2013,2012,2011,2010,2009,2008,2007,2006,2005,2004,2003,2002,2001,2000,1999,1998,1997,1996,1995,1994,1993,1992,1991,1990,1989,1988,1987,1986,1985,1984,1983,1982,1981,1980,1979,1978,1977,1976,1975,1974,1973,1972,1971,1970,1969,1968,1967,1966,1965,1964,1963,1962,1961,1960,1959,1958,{"$f":"BU5","v":1957},1956,1955,1954,1953,1952,1951,1950,1949,1948,1947,1946,1945,1944,1943,1942,1941,1940,1939,1938,1937,1936,1935,1934,1933,1932]
[]
[]
[]
[]
[]
[]
[]
[]
[]
[]
[]
[]
[]
[]
[]
[2,"POLES ","staked wooden pole",9.2201467473448844,25.171661766597129,{"$f":"SQRT(E21)","v":5.0171368096352653},2,257,286,273,290,175,342,271,266,161,238,314,389,230,325,162,189,168,276,418,522,406,762,48,11,19,0,0,0,0,0,0,0,0,0,0,0,0,0,0,0,0,0,0,0,0,0,0,0,0,0,0,0,0,0,0,0,0,0,0,0,0,0,0,0,0,0,0,0,0,0,0,0,0,0,0,0,0,0,0,0,0,0,0,0,0,0,0,0,0,0,0,null,{"$f":"$D21*H21","v":2369.5777140676355},{"$f":"$D21*I21","v":2636.961969740637},2517.1000620251534,2673.8425567300164,1613.5256807853548,3153.2901875919506,2498.6597685304637,2452.5590347937391,1484.4436263225264,2194.3949258680823,2895.1260786662938,3586.6370847171602,2120.6337518893233,2996.5476928870876,1493.6637730698712,1742.6077352481832,1548.9846535539405,{"$f":"$D21*Y21","v":2544.7605022671883},3854.0213403901616,4812.91660211403,3743.3795794220232,7025.7518214768015,442.56704387255445,101.42161422079373,175.18278819955282,0,0,0,0,0,0,0,0,{"$f":"$D21*AO21","v":0},0,0,0,0,0,0,0,0,0,0,0,0,0,0,0,{"$f":"$D21*BE21","v":0},0,0,0,0,0,0,0,0,0,0,0,0,0,0,0,{"$f":"$D21*BU21","v":0},0,0,0,0,0,0,0,0,0,0,0,0,0,0,0,{"$f":"$D21*CK21","v":0},0,0,0,0,0,0,0,0,0]
[2,"POLES ","˂ = 1 kv ; wood",4.9582563785636502,60.977927722941544,{"$f":"SQRT(E22)","v":7.8088365153165773},2,558,7309,1704,1208,2188,1461,1341,1682,1898,1788,1218,1191,1155,1439,1762,1518,1631,1843,1295,1733,1145,1137,1769,1109,915,1715,1386,1395,1784,1415,1028,1723,2101,2239,1832,1745,1673,2087,1089,1277,2736,3289,2243,1872,1851,1888,1847,2177,1957,2801,2470,3054,2369,3361,3341,1902,2173,1627,1572,1255,683,96,156,23,46,31,3,0,3,0,21,35,25,23,1,1,0,0,0,0,0,0,0,0,0,0,0,0,0,0,0,null,{"$f":"$D22*H22","v":2766.7070592385166},36239.895870921719,8448.8688690724593,5989.5737053048897,10848.664956297267,7244.012569081493,6649.0218036538545,8339.7872287440605,9410.7706065138082,8865.3624048718066,6039.1562690905257,5905.283346869307,5726.7861172410157,7134.9309287530923,8736.4477390291522,7526.6331826596206,8086.9161534373134,9138.0665056928065,6420.9420102399272,8592.6583040508067,5677.2035534553797,5637.5375024268706,8771.1555336790971,5498.7063238270885,4536.8045863857396,8503.4096892366597,6872.1433406892193,6916.7676480962919,8845.5293793575511,7015.9327756675648,5097.0875571634324,8543.0757402651689,10417.296651362229,11101.536031604013,9083.5256855286079,8652.1573805935695,8295.162921336987,10347.881062062337,5399.5411962558155,6331.6933954257811,13565.789451750146,16307.705229095845,11121.369057118267,9281.8559406711538,9177.7325567213156,9361.1880427281721,9157.899531207062,10794.124136133067,9703.3077328490635,13888.076116356784,12246.893255052217,15142.514980133388,11746.109360817287,16664.69968835243,16565.534560781154,9430.6036320280618,10774.291110618811,8067.0831279230588,7794.379027102058,6222.6117550973813,3386.4891065589732,475.99261234211042,773.48799505592945,114.03989670696396,228.07979341392792,153.70594773547316,14.874769135690951,0,14.874769135690951,0,104.12338394983665,173.53897324972775,123.95640946409125,114.03989670696396,4.9582563785636502,4.9582563785636502,0,0,0,0,0,0,0,0,0,0,0,0,0,0,0]
[2,"POLES ","> 1 kv & < = 11 kv ; wood",6.9179699434527748,63.54720964180266,7.9716503712721032,2,460,2320,2186,2385,2691,2114,2549,2831,3724,3452,2932,2868,2372,2454,2593,2492,2491,3106,1486,3171,2530,2570,2558,1903,1554,2803,2169,1934,2480,1831,1932,2711,3474,3006,2328,2664,2204,3306,2174,2482,4000,3769,2997,2092,2265,2258,2303,2423,1723,2678,2198,3159,2384,2715,3233,1663,2100,1139,1168,791,436,58,29,14,8,8,1,0,2,1,9,15,11,19,0,0,0,0,0,0,0,0,0,0,0,0,0,0,0,0,0,null,3182.2661739882765,16049.690268810438,15122.682296387766,16499.358315134868,18616.257117831417,14624.588460459167,17633.905385861122,19584.772909914805,25762.520069418133,23880.832244798978,20283.487874203536,19840.73779782256,16409.42470586998,16976.698241233109,17938.296063373044,17239.581099084317,17232.663129140863,21487.214644364318,10280.103335970824,21936.882690688748,17502.46395693552,17779.182754673631,17696.167115352197,13164.896802390631,10750.525292125612,19391.069751498129,15005.076807349069,13379.353870637666,17156.565459762882,12666.80296646203,13365.517930750761,18754.616516700473,24033.02758355494,20795.417650019041,16105.034028358059,18429.471929358191,15247.205755369916,22870.808633054872,15039.666657066333,17170.401399649789,27671.879773811099,26073.828716873508,20733.155920527966,14472.393121703204,15669.201921920536,15620.776132316365,15932.08477977174,16762.241172986072,11919.66221256913,18526.323508566529,15205.697935709199,21853.867051367317,16492.440345191415,18782.288396474283,22365.796827182821,11504.584015961964,14527.736881250827,7879.5677655927102,8080.1888939528408,5472.1142252711452,3016.2348953454098,401.24225672026091,200.62112836013046,96.851579208338848,55.343759547622199,55.343759547622199,6.9179699434527748,0,13.83593988690555,6.9179699434527748,62.261729491074973,103.76954915179162,76.097669377980523,131.44142892560274,0,0,0,0,0,0,0,0,0,0,0,0,0,0,0,0,0]
[2,"POLES ","˃ 11 kv & < = 22 kv ; wood",7.9424695586613847,60.746135137341923,7.7939806990614189,2,12,47,102,81,146,129,73,82,61,56,51,46,29,73,55,53,37,45,14,39,32,61,61,37,36,61,30,46,59,37,21,32,96,109,48,50,62,128,79,61,176,143,51,30,26,37,59,50,35,25,39,49,26,21,39,12,42,15,8,8,6,0,1,0,0,0,0,0,0,0,0,0,0,0,0,0,0,0,0,0,0,0,0,0,0,0,0,0,0,0,0,null,95.309634703936609,373.29606925708509,810.13189498346128,643.34003425157221,1159.6005555645622,1024.5785730673185,579.80027778228111,651.28250381023349,484.49064307834448,444.77829528503753,405.06594749173064,365.35359969842369,230.33161720118017,579.80027778228111,436.83582572637619,420.95088660905338,293.87137367047126,357.41113013976229,111.19457382125938,309.756312787794,254.15902587716431,484.49064307834448,484.49064307834448,293.87137367047126,285.92890411180986,484.49064307834448,238.27408675984154,365.35359969842369,468.60570396102167,293.87137367047126,166.79186073188907,254.15902587716431,762.47707763149288,865.72918189409097,381.23853881574644,397.12347793306924,492.43311263700588,1016.6361035086572,627.4550951342494,484.49064307834448,1397.8746423244038,1135.7731468885779,405.06594749173064,238.27408675984154,206.50420852519599,293.87137367047126,468.60570396102167,397.12347793306924,277.98643455314846,198.56173896653462,309.756312787794,389.18100837440784,206.50420852519599,166.79186073188907,309.756312787794,95.309634703936609,333.58372146377815,119.13704337992077,63.539756469291078,63.539756469291078,47.654817351968305,0,7.9424695586613847,0,0,0,0,0,0,0,0,0,0,0,0,0,0,0,0,0,0,0,0,0,0,0,0,0,0,0,0]
[2,"POLES ","> 22 kv & < = 66 kv ; wood",9.3414669144808684,62.397349546580038,7.8991992978136736,2,27,248,301,537,378,356,301,430,516,495,444,650,357,396,323,303,368,408,206,309,373,295,250,173,224,238,928,261,422,211,188,364,413,256,224,261,262,343,171,242,485,523,420,411,492,448,419,431,317,627,554,713,520,476,656,223,415,552,330,155,40,3,7,0,1,1,0,0,0,0,1,0,0,0,0,0,0,0,0,0,0,0,0,0,0,0,0,0,0,0,0,null,252.21960669098345,2316.6837947912554,2811.7815412587415,5016.3677330762266,3531.0744936737683,3325.5622215551894,2811.7815412587415,4016.8307732267735,4820.1969278721281,4624.0261226680295,4147.6113100295051,6071.9534944125644,3334.9036884696702,3699.2208981344238,3017.2938133773205,2830.4644750877032,3437.6598245289597,3811.3185011081941,1924.3421843830588,2886.5132765745884,3484.367159101364,2755.7327397718564,2335.3667286202171,1616.0737762051901,2092.4885888437148,2223.2691256464468,8668.8812966382466,2438.1228646795066,3942.0990379109267,1971.0495189554633,1756.1957799224033,3400.2939568710362,3858.0258356805984,2391.4155301071023,2092.4885888437148,2438.1228646795066,2447.4643315939875,3204.1231516669377,1597.3908423762284,2260.6349933043703,4530.6114535232209,4885.5871962734946,3923.4161040819649,3839.3429018516367,4596.0017219245874,4184.9771776874295,3914.0746371674841,4026.1722401412544,2961.2450118904353,5857.0997553795041,5175.1726706224008,6660.4659100248591,4857.5627955300515,4446.5382512928936,6128.0022958994496,2083.1471219292334,3876.7087695095602,5156.4897367934391,3082.6840817786865,1447.9273717445346,373.65867657923474,28.024400743442605,65.390268401366086,0,9.3414669144808684,9.3414669144808684,0,0,0,0,9.3414669144808684,0,0,0,0,0,0,0,0,0,0,0,0,0,0,0,0,0,0,0,0]
[2,"POLES ","> 66 kv & < = 132 kv ; wood",14.193255978420531,58.006103517235104,7.6161738108603521,2,0,72,30,82,76,53,74,49,57,39,75,69,45,36,43,48,37,57,26,27,54,48,20,27,32,34,34,26,28,39,282,74,36,30,42,88,20,25,35,25,35,37,27,78,164,72,59,52,16,20,83,141,131,76,83,24,26,44,39,88,20,9,2,4,0,1,0,0,0,0,0,2,0,0,0,0,0,0,0,0,0,0,0,0,0,0,0,0,0,0,0,null,0,1021.9144304462782,425.79767935261594,1163.8469902304835,1078.6874543599604,752.24256685628814,1050.3009424031193,695.46954294260604,809.01559076997023,553.53698315840074,1064.4941983815397,979.33466251101663,638.69651902892394,510.95721522313909,610.31000707208284,681.27628696418549,525.15047120155964,809.01559076997023,369.02465543893379,383.21791141735434,766.43582283470869,681.27628696418549,283.86511956841059,383.21791141735434,454.18419130945699,482.57070326629804,482.57070326629804,369.02465543893379,397.4111673957749,553.53698315840074,4002.4981859145896,1050.3009424031193,510.95721522313909,425.79767935261594,596.11675109366229,1249.0065261010068,283.86511956841059,354.8313994605133,496.76395924471859,354.8313994605133,496.76395924471859,525.15047120155964,383.21791141735434,1107.0739663168015,2327.6939804609669,1021.9144304462782,837.40210272681134,738.04931087786758,227.0920956547285,283.86511956841059,1178.0402462089041,2001.2490929572948,1859.3165331730895,1078.6874543599604,1178.0402462089041,340.63814348209274,369.02465543893379,624.50326305050339,553.53698315840074,1249.0065261010068,283.86511956841059,127.73930380578477,28.386511956841062,56.773023913682124,0,14.193255978420531,0,0,0,0,0,28.386511956841062,0,0,0,0,0,0,0,0,0,0,0,0,0,0,0,0,0,0,0]
[2,"POLES ","˂ = 1 kv ; concrete",9.4148955296393098,46.298929843960977,6.8043316970853924,2,14,15,12,39,92,38,68,75,66,57,70,92,123,119,109,91,64,92,23,13,1,0,3,3,4,54,48,174,120,93,34,69,62,112,92,39,158,133,4,3,10,3,1,0,2,0,0,2,2,0,0,0,2,0,0,1,1,1,0,0,0,0,1,0,0,0,0,0,0,0,0,0,0,0,0,0,0,0,0,0,0,0,0,0,0,0,0,0,0,0,0,null,131.80853741495034,141.22343294458966,112.97874635567172,367.18092565593309,866.17038872681655,357.7660301262938,640.21289601547301,706.11716472294825,621.38310495619442,536.6490451894407,659.04268707475171,866.17038872681655,1158.0321501456351,1120.3725680270779,1026.2236127306849,856.7554931971772,602.55331389691582,866.17038872681655,216.54259718170414,122.39364188531103,9.4148955296393098,0,28.244686588917929,28.244686588917929,37.659582118557239,508.40435860052276,451.91498542268687,1638.1918221572398,1129.7874635567173,875.58528425645579,320.1064480077365,649.62779154511236,583.72352283763723,1054.4682993196027,866.17038872681655,367.18092565593309,1487.5534936830109,1252.1811054420282,37.659582118557239,28.244686588917929,94.148955296393098,28.244686588917929,9.4148955296393098,0,18.82979105927862,0,0,18.82979105927862,18.82979105927862,0,0,0,18.82979105927862,0,0,9.4148955296393098,9.4148955296393098,9.4148955296393098,0,0,0,0,9.4148955296393098,0,0,0,0,0,0,0,0,0,0,0,0,0,0,0,0,0,0,0,0,0,0,0,0,0,0,0,0]
[2,"POLES ","> 1 kv & < = 11 kv ; concrete",11.685070772257893,43.57689848347492,6.6012800640084128,2,6,157,121,281,379,209,273,405,537,525,455,454,703,1005,1551,1012,648,708,153,234,8,2,9,10,8,77,78,166,314,155,175,269,226,302,304,199,294,214,46,7,6,8,3,0,1,0,0,2,0,3,0,2,0,0,0,0,1,2,0,0,0,0,0,0,0,0,0,0,0,0,0,0,0,0,0,0,0,0,0,0,0,0,0,0,0,0,0,0,0,0,0,null,70.110424633547353,1834.5561112444891,1413.893563443205,3283.5048870044679,4428.6418226857413,2442.1797914018998,3190.0243208264046,4732.4536627644466,6274.8830047024885,6134.6621554353933,5316.7072013773413,5305.0221306050835,8214.6047528972995,11743.496126119182,18123.544767771993,11825.291621524988,7571.9258604231145,8273.0301067585879,1787.8158281554577,2734.3065607083468,93.480566178063143,23.370141544515786,105.16563695032103,116.85070772257893,93.480566178063143,899.75044946385776,911.43552023611562,1939.7217481948103,3669.1122224889782,1811.1859696999734,2044.8873851451312,3143.2840377373732,2640.8259945302839,3528.8913732218834,3552.2615147663996,2325.3290836793208,3435.4108070438206,2500.6051452631891,537.51325552386311,81.795495405805255,70.110424633547353,93.480566178063143,35.055212316773677,0,11.685070772257893,0,0,23.370141544515786,0,35.055212316773677,0,23.370141544515786,0,0,0,0,11.685070772257893,23.370141544515786,0,0,0,0,0,0,0,0,0,0,0,0,0,0,0,0,0,0,0,0,0,0,0,0,0,0,0,0,0,0,0,0,0]
[2,"POLES ","˃ 11 kv & < = 22 kv ; concrete",13.55489691181304,48.562882367625861,6.9687073670535096,2,0,22,11,64,19,11,2,8,135,10,34,20,39,49,116,35,23,17,11,12,0,1,3,13,0,24,31,62,68,19,61,97,67,116,92,65,45,51,2,2,4,1,1,0,0,0,0,0,0,0,0,0,0,0,0,0,0,0,0,0,0,0,0,0,0,0,0,0,0,0,0,0,0,0,0,0,0,0,0,0,0,0,0,0,0,0,0,0,0,0,0,null,0,298.20773205988689,149.10386602994345,867.51340235603459,257.54304132444776,149.10386602994345,27.109793823626081,108.43917529450432,1829.9110830947604,135.5489691181304,460.86649500164339,271.0979382362608,528.64097956070862,664.18994867883896,1572.3680417703126,474.42139191345643,311.76262897169994,230.43324750082169,149.10386602994345,162.65876294175649,0,13.55489691181304,40.664690735439123,176.21365985356954,0,325.31752588351299,420.20180426620425,840.4036085324085,921.73299000328677,257.54304132444776,826.84871162059551,1314.8250004458648,908.17809309147367,1572.3680417703126,1247.0505158867998,881.06829926784758,609.97036103158678,691.29974250246505,27.109793823626081,27.109793823626081,54.219587647252162,13.55489691181304,13.55489691181304,0,0,0,0,0,0,0,0,0,0,0,0,0,0,0,0,0,0,0,0,0,0,0,0,0,0,0,0,0,0,0,0,0,0,0,0,0,0,0,0,0,0,0,0,0,0,0,0]
[2,"POLES ","> 22 kv & < = 66 kv ; concrete",22.286741085127677,45.7410634628393,6.7632139891355871,2,1,21,61,38,41,30,36,93,64,717,158,364,165,195,141,180,201,146,29,22,18,18,18,19,1,4,221,48,71,18,12,28,42,122,30,74,83,165,28,37,4,1,2,0,1,1,2,2,2,0,0,5,1,0,0,1,1,2,1,1,0,0,1,0,0,0,0,0,0,0,0,0,0,0,0,0,0,0,0,0,0,0,0,0,0,0,0,0,0,0,0,null,22.286741085127677,468.02156278768121,1359.4912061927882,846.89616123485166,913.75638449023472,668.60223255383028,802.3226790645964,2072.666920916874,1426.3514294481713,15979.593358036544,3521.3050914501728,8112.3737549864745,3677.3122790460666,4345.9145115998972,3142.4304930030025,4011.6133953229819,4479.6349581106633,3253.864198428641,646.31549146870259,490.30830387280889,401.1613395322982,401.1613395322982,401.1613395322982,423.44808061742583,22.286741085127677,89.146964340510706,4925.3697798132162,1069.7635720861285,1582.3586170440651,401.1613395322982,267.44089302153213,624.0287503835749,936.04312557536241,2718.9824123855765,668.60223255383028,1649.2188402994482,1849.7995100655971,3677.3122790460666,624.0287503835749,824.60942014972409,89.146964340510706,22.286741085127677,44.573482170255353,0,22.286741085127677,22.286741085127677,44.573482170255353,44.573482170255353,44.573482170255353,0,0,111.43370542563838,22.286741085127677,0,0,22.286741085127677,22.286741085127677,44.573482170255353,22.286741085127677,22.286741085127677,0,0,22.286741085127677,0,0,0,0,0,0,0,0,0,0,0,0,0,0,0,0,0,0,0,0,0,0,0,0,0,0,0,0]
[2,"POLES ","> 66 kv & < = 132 kv ; concrete",25.625180334314628,50.076792535493489,7.0764957807868072,2,0,21,0,21,2,9,33,47,86,35,84,101,57,25,50,321,94,54,19,4,49,8,6,0,1,12,167,0,54,191,26,4,87,76,26,432,2,4,0,2,0,2,0,0,1,0,1,0,0,0,3,0,0,0,0,0,0,2,0,0,0,0,0,0,0,0,0,0,0,0,0,0,0,0,0,0,0,0,0,0,0,0,0,0,0,0,0,0,0,0,0,null,0,538.12878702060721,0,538.12878702060721,51.250360668629256,230.62662300883164,845.63095103238277,1204.3834757127875,2203.765508751058,896.88131170101201,2152.5151480824288,2588.1432137657775,1460.6352790559338,640.62950835786569,1281.2590167157314,8225.6828873149952,2408.7669514255749,1383.7597380529899,486.87842635197791,102.50072133725851,1255.6338363814168,205.00144267451702,153.75108200588778,0,25.625180334314628,307.50216401177556,4279.4051158305429,0,1383.7597380529899,4894.4094438540942,666.25468869218037,102.50072133725851,2229.3906890853727,1947.5137054079116,666.25468869218037,11070.077904423919,51.250360668629256,102.50072133725851,0,51.250360668629256,0,51.250360668629256,0,0,25.625180334314628,0,25.625180334314628,0,0,0,76.875541002943891,0,0,0,0,0,0,51.250360668629256,0,0,0,0,0,0,0,0,0,0,0,0,0,0,0,0,0,0,0,0,0,0,0,0,0,0,0,0,0,0,0,0,0]
[2,"POLES ","˂ = 1 kv ; steel",8.2226059606616744,40.140667671985248,6.3356663163384201,2,1,10,28,39,16,29,12,17,16,54,47,16,20,71,59,27,23,76,17,14,8,2,12,8,4,14,12,10,20,7,9,6,6,4,7,5,5,6,2,3,0,2,4,2,3,0,3,6,2,6,1,3,0,4,3,1,6,4,6,2,1,0,0,0,0,0,0,0,0,0,0,0,0,0,0,0,0,0,0,0,0,0,0,0,0,0,0,0,0,0,0,null,8.2226059606616744,82.226059606616744,230.23296689852688,320.68163246580531,131.56169537058679,238.45557285918855,98.671271527940092,139.78430133124846,131.56169537058679,444.02072187573043,386.4624801510987,131.56169537058679,164.45211921323349,583.80502320697883,485.13375167903877,222.01036093786522,189.11993709521852,624.91805301028728,139.78430133124846,115.11648344926344,65.780847685293395,16.445211921323349,98.671271527940092,65.780847685293395,32.890423842646697,115.11648344926344,98.671271527940092,82.226059606616744,164.45211921323349,57.558241724631721,74.003453645955062,49.335635763970046,49.335635763970046,32.890423842646697,57.558241724631721,41.113029803308372,41.113029803308372,49.335635763970046,16.445211921323349,24.667817881985023,0,16.445211921323349,32.890423842646697,16.445211921323349,24.667817881985023,0,24.667817881985023,49.335635763970046,16.445211921323349,49.335635763970046,8.2226059606616744,24.667817881985023,0,32.890423842646697,24.667817881985023,8.2226059606616744,49.335635763970046,32.890423842646697,49.335635763970046,16.445211921323349,8.2226059606616744,0,0,0,0,0,0,0,0,0,0,0,0,0,0,0,0,0,0,0,0,0,0,0,0,0,0,0,0,0,0]
[2,"POLES ","> 1 kv & < = 11 kv ; steel",9.1971131993514224,31.87871070897809,5.6461235116651576,2,4,10,0,5,8,113,23,1,1,7,4,6,14,35,27,27,8,4,1,2,2,3,4,0,0,0,2,3,0,5,0,0,0,0,1,1,0,1,0,0,0,1,0,1,0,0,0,0,1,3,1,5,1,0,0,0,0,0,0,0,0,0,0,0,0,0,0,0,0,0,0,0,0,0,0,0,0,0,0,0,0,0,0,0,0,0,0,0,0,0,0,null,36.788452797405689,91.97113199351422,0,45.98556599675711,73.576905594811379,1039.2737915267107,211.53360358508272,9.1971131993514224,9.1971131993514224,64.379792395459958,36.788452797405689,55.182679196108538,128.75958479091992,321.89896197729979,248.3220563824884,248.3220563824884,73.576905594811379,36.788452797405689,9.1971131993514224,18.394226398702845,18.394226398702845,27.591339598054269,36.788452797405689,0,0,0,18.394226398702845,27.591339598054269,0,45.98556599675711,0,0,0,0,9.1971131993514224,9.1971131993514224,0,9.1971131993514224,0,0,0,9.1971131993514224,0,9.1971131993514224,0,0,0,0,9.1971131993514224,27.591339598054269,9.1971131993514224,45.98556599675711,9.1971131993514224,0,0,0,0,0,0,0,0,0,0,0,0,0,0,0,0,0,0,0,0,0,0,0,0,0,0,0,0,0,0,0,0,0,0,0,0,0,0]
[2,"POLES ","˃ 11 kv & < = 22 kv ; steel",11.464939601895232,16.127511801280644,4.0159073447081228,2,0,0,0,6,9,88,64,153,0,0,0,0,13,0,0,0,1,0,0,0,0,0,0,0,0,0,0,0,0,0,0,0,0,0,0,0,0,0,0,0,0,0,0,0,0,0,0,0,0,0,0,0,0,0,0,0,0,0,0,0,0,0,0,0,0,0,0,0,0,0,0,0,0,0,0,0,0,0,0,0,0,0,0,0,0,0,0,0,0,0,0,null,0,0,0,68.78963761137139,103.18445641705708,1008.9146849667804,733.75613452129483,1754.1357590899704,0,0,0,0,149.044214824638,0,0,0,11.464939601895232,0,0,0,0,0,0,0,0,0,0,0,0,0,0,0,0,0,0,0,0,0,0,0,0,0,0,0,0,0,0,0,0,0,0,0,0,0,0,0,0,0,0,0,0,0,0,0,0,0,0,0,0,0,0,0,0,0,0,0,0,0,0,0,0,0,0,0,0,0,0,0,0,0,0]
[2,"POLES ","> 22 kv & < = 66 kv ; steel",23.394405152419221,16.943232866776995,4.1162158430744364,2,0,9,10,57,3,17,22,114,11,26,19,89,19,1,35,0,5,6,0,0,0,4,1,1,0,0,0,1,0,0,0,1,0,0,0,0,0,0,0,0,0,0,0,0,0,0,0,1,0,0,0,0,0,0,0,0,0,0,0,0,0,0,0,0,0,0,0,0,0,0,0,0,0,0,0,0,0,0,0,0,0,0,0,0,0,0,0,0,0,0,0,null,0,210.54964637177298,233.94405152419222,1333.4810936878955,70.18321545725766,397.70488759112675,514.67691335322286,2666.962187375791,257.33845667661143,608.2545339628997,444.49369789596523,2082.1020585653105,444.49369789596523,23.394405152419221,818.80418033467276,0,116.97202576209611,140.36643091451532,0,0,0,93.577620609676885,23.394405152419221,23.394405152419221,0,0,0,23.394405152419221,0,0,0,23.394405152419221,0,0,0,0,0,0,0,0,0,0,0,0,0,0,0,23.394405152419221,0,0,0,0,0,0,0,0,0,0,0,0,0,0,0,0,0,0,0,0,0,0,0,0,0,0,0,0,0,0,0,0,0,0,0,0,0,0,0,0,0,0,0]
[2,"POLES ","> 66 kv & < = 132 kv ; steel",22.260762573285568,21.291574109124458,4.6142793705111158,2,0,2,2,0,0,0,0,1,0,12,0,0,3,6,89,40,0,2,0,0,0,0,0,0,0,2,0,0,0,0,0,0,0,0,0,0,0,0,0,0,0,0,0,0,0,0,0,0,0,0,0,0,0,0,0,0,0,0,0,0,0,0,0,0,0,0,0,0,0,0,0,0,0,0,0,0,0,0,0,0,0,0,0,0,0,0,0,0,0,0,0,null,0,44.521525146571136,44.521525146571136,0,0,0,0,22.260762573285568,0,267.12915087942679,0,0,66.782287719856697,133.56457543971339,1981.2078690224155,890.43050293142278,{"$f":"$D36*X36","v":0},44.521525146571136,0,0,0,0,0,0,0,44.521525146571136,0,0,0,0,0,0,{"$f":"$D36*AN36","v":0},0,0,0,0,0,0,0,0,0,0,0,0,0,0,0,{"$f":"$D36*BD36","v":0},0,0,0,0,0,0,0,0,0,0,0,0,0,0,0,{"$f":"$D36*BT36","v":0},0,0,0,0,0,0,0,0,0,0,0,0,0,0,0,{"$f":"$D36*CJ36","v":0},0,0,0,0,0,0,0,0,0,0]
[1,"OVERHEAD CONDUCTORS ","˂ = 1 kv",78.472207339272373,67.029042250366388,8.1871266174627095,2,31.528300000000062,54.120600000000017,86.642400000000052,100.08099999999999,147.5308,165.31909999999999,110.6018,154.66659999999999,180.85059999999999,194.3956,221.64440000000002,177.25139999999999,150.88479999999998,161.57640000000001,157.1482,161.81979999999999,174.77969999999999,291.43689999999998,190.53100000000001,167.4905,105.2247,109.7645,156.46039999999999,115.5355,138.64749999999998,147.2286,199.7672,225.64940000000001,330.50710000000004,236.54770000000002,200.24419999999998,376.71049999999997,419.72899999999998,364.27549999999997,240.41809999999998,242.68509999999998,196.3109,407.59640000000002,148.88220000000001,165.98419999999999,509.96799999999996,538.5304000000001,363.41030000000001,260.52080000000001,249.25909999999999,262.99789999999996,235.26459999999997,311.55289999999997,141.45850000000002,376.82309999999995,347.4477,527.25660000000005,344.6798,515.51339999999993,600.46930000000009,125.65089999999998,155.37259999999998,72.691799999999986,18.002200000000013,11.2745,8.5801999999999996,3.6318000000000001,0,0,0,0,0,0,0,0,0,0,0,0,0,0,0,0,0,0,0,0,0,0,0,0,0,0,0,0,0,null,2474.0952946547859,4246.9629445258261,6799.0203771721763,7853.5769827217173,11577.067526528725,12972.954692341902,8679.1673816967341,12137.029503660304,14191.745780631811,15254.651829042257,17392.925312388623,13909.308611976303,11840.263309944643,12679.256761933209,12331.766133393443,12698.356897199586,13715.348857095823,22869.696843114787,14951.388136558904,13143.3492433584,8257.2144756127327,8613.4626024915615,12277.79294918549,9066.3257110465038,10879.975367071766,11553.353225470797,15676.173137985892,17707.20650278241,25935.621678301632,18562.420160027999,15713.604380886723,29561.304462880962,32937.061114305456,28585.502564617109,18866.138991313917,19044.035485352048,15404.949647759166,31984.989211541,11683.114867527018,13025.146557443253,40018.314632394053,42259.669207301296,28517.608410827175,20443.642233793111,19559.911776400426,20638.02573859322,18461.732470790976,24448.243765951589,11100.560741902462,29570.140433427365,27264.987953953307,41374.989236199799,27047.784731258933,40453.474410973249,47120.151410467748,9860.103477166178,12192.430882041828,5704.2860014649186,1412.6723709630501,884.73490164662633,673.30723341242481,284.99536261476942,0,0,0,0,0,0,0,0,0,0,0,0,0,0,0,0,0,0,0,0,0,0,0,0,0,0,0,0,0]
[1,"OVERHEAD CONDUCTORS ","> 1 kv & < = 11 kv",66.562398290404559,57.743788719669851,7.5989333935539829,2,90.65799999999993,137.76600000000022,134.76909999999995,147.52779999999987,161.81089999999972,170.47720000000001,172.42380000000017,226.47550000000001,332.04460000000006,348.28319999999997,237.03500000000003,149.97710000000009,159.37800000000016,178.19020000000015,163.38880000000012,183.06229999999974,217.89389999999963,242.53440000000001,198.27070000000023,168.69680000000005,97.234300000000118,142.82319999999982,128.7902,108.89709999999999,113.1948,141.80780000000007,197.77860000000035,209.63429999999994,229.65059999999974,206.23439999999968,181.68199999999979,251.28170000000023,295.25250000000011,237.87779999999967,174.4700000000002,228.77809999999977,134.82649999999998,265.29159999999996,127.4396999999999,153.01530000000014,388.78509999999994,311.26270000000073,192.24199999999976,124.69950000000007,137.22669999999982,150.50779999999966,138.97440000000014,166.78780000000015,88.348400000000055,211.39739999999983,130.76340000000008,213.64639999999969,136.52120000000016,149.18370000000002,172.04780000000005,49.522999999999946,72.426799999999957,46.85390000000001,28.951199999999996,6.4823000000000004,5.2671000000000001,9.5996999999999986,0,0,0,0,0,0,0,0,0,0,0,0,0,0,0,0,0,0,0,0,0,0,0,0,0,0,0,0,0,null,6034.4139042114921,9170.0353628758894,8970.5545114393572,9819.8041825071377,10770.521573528804,11347.371285832956,11476.941650345068,15074.752434018519,22101.684915378071,23182.565076256626,15777.618078766047,9982.8354646398402,10608.581914728109,11860.767063846855,10875.550381791259,12185.065724557509,14503.540556849557,16143.671331924295,13197.373302717331,11228.863591916723,6472.1482040886922,9506.6547235100952,8572.5845883008606,7248.4521428700136,7534.5173620026862,9439.0672642860372,13164.617946518631,13953.761771930152,15286.094704830364,13727.456273982589,12093.189646197266,16725.912598489966,19652.714501237679,15833.716868045176,11613.141629726897,15228.019012321987,8974.3751931012284,17658.445142298686,8482.6920694096625,10185.065343125751,25878.468675574761,20718.391810346755,12796.088572143937,8300.2977856143079,9134.1382614778468,10018.160129412528,9250.4693649700093,11101.795973580347,5880.6813891199818,14071.117936355959,8703.9255126074931,14220.816770111067,9087.1784894839893,9930.024857836228,11451.914188587869,3296.3696505357016,4820.9015084994699,3118.7079532587868,1927.0613053851603,431.47743443788949,350.59080803538984,638.97905486839659,0,0,0,0,0,0,0,0,0,0,0,0,0,0,0,0,0,0,0,0,0,0,0,0,0,0,0,0,0]
[1,"OVERHEAD CONDUCTORS ","˃ 11 kv & < = 22 kv ; swer",37.804329777634287,52.871367763553017,7.2712700241122263,2,0.95579999999999998,8.4952000000000005,18.117599999999999,10.333699999999999,29.437799999999999,36.086300000000001,32.221599999999988,12.047299999999998,24.960699999999999,0.53979999999999995,2.6016999999999997,1.9256000000000002,0.75169999999999992,1.0162000000000002,3.1975000000000002,2.2725999999999997,6.6721999999999992,2.2290000000000005,2.7507999999999999,0.80869999999999997,16.980700000000002,4.9052999999999987,36.745499999999993,10.0631,4.7318000000000007,0.92459999999999998,5.5383999999999993,6.730900000000001,24.222500000000007,6.8220999999999998,4.6368999999999998,1.2252000000000001,3.1483000000000008,15.8055,6.7728999999999999,7.4218999999999999,20.493499999999997,17.145699999999998,4.5126999999999997,6.3233999999999986,39.318799999999989,13.238499999999998,0,0,0,8.0192000000000014,9.0336999999999996,0.1767,3.1706000000000003,5.5628000000000011,0,0,0,0,0,0,0,0,0,0,0,0,0,0,0,0,0,0,0,0,0,0,0,0,0,0,0,0,0,0,0,0,0,0,0,0,0,0,0,0,0,null,36.133378401462849,321.15534232695882,684.92372517926697,390.65860262313936,1112.8762991280425,1364.2183856546442,1218.1159923630205,455.44010213009346,943.62253428059614,20.406777213966986,98.355524782471107,72.796017419812586,28.417514693847689,38.416759920031971,120.87934446398565,85.914119852651666,252.23804914233145,84.265851074346841,103.99215035231639,30.572361491172845,641.94398265507459,185.44157885822941,1389.1389998440604,380.42875098531158,178.88252764180996,34.953883312400663,209.37550004044971,254.45716330027867,915.71537803874674,257.90491817599889,175.29489674591241,46.31786484355753,119.01937143892606,597.51633430039874,256.04494515093927,280.57995517662391,774.74303229794816,648.1816970683841,170.59959898753024,239.05189891589259,1486.4208816608466,500.47261976121143,0,0,0,303.16048135280494,341.51297391221482,6.6800250717079788,119.86240799296728,210.29792568702405,0,0,0,0,0,0,0,0,0,0,0,0,0,0,0,0,0,0,0,0,0,0,0,0,0,0,0,0,0,0,0,0,0,0,0,0,0,0,0,0,0]
["","OVERHEAD CONDUCTORS ","˃ 11 kv & < = 22 kv ; single-phase",0,"",{"$error":"#VALUE!"},2,0,0,0,0,0,0,0,0,0,0,0,0,0,0,0,0,0,0,0,0,0,0,0,0,0,0,0,0,0,0,0,0,0,0,0,0,0,0,0,0,0,0,0,0,0,0,0,0,0,0,0,0,0,0,0,0,0,0,0,0,0,0,0,0,0,0,0,0,0,0,0,0,0,0,0,0,0,0,0,0,0,0,0,0,0,0,0,0,0,0,0,null,0,0,0,0,0,0,0,0,0,0,0,0,0,0,0,0,0,0,0,0,0,0,0,0,0,0,0,0,0,0,0,0,0,0,0,0,0,0,0,0,0,0,0,0,0,0,0,0,0,0,0,0,0,0,0,0,0,0,0,0,0,0,0,0,0,0,0,0,0,0,0,0,0,0,0,0,0,0,0,0,0,0,0,0,0,0,0,0,0,0,0]
[1,"OVERHEAD CONDUCTORS ","˃ 11 kv & < = 22 kv ; multiple-phase",83.722251371744562,54.706083487869627,7.3963560952586391,2,1.4896,1.6628000000000001,9.9737000000000009,3.2922000000000007,4.8944999999999999,9.4620999999999977,9.6652000000000022,22.438599999999994,3.2381999999999995,5.011499999999999,3.8617999999999997,1.9400000000000001E-2,6.1541999999999994,13.515599999999999,2.3386,1.0855000000000001,3.2460000000000004,2.3230999999999997,0.99629999999999996,2.9187000000000003,6.3064000000000009,9.5509999999999984,26.311800000000002,19.228599999999993,1.0617000000000001,3.9744000000000006,4.3046999999999995,6.2138999999999998,11.867700000000001,3.7471999999999999,2.7454999999999998,1.0448999999999999,5.7309000000000019,7.0232999999999999,3.5964999999999998,0.36260000000000003,3.6082000000000001,9.7036999999999995,1.8010000000000004,3.8654000000000006,10.911,15.136299999999999,2.3313000000000001,2.0380999999999996,0.84980000000000011,1.1092000000000002,0.4541,0.46729999999999999,1.1499999999999999,0.79580000000000006,1.8413999999999999,2.5185,0,0.60870000000000002,2.2071999999999998,3.3099999999999997E-2,3.1358000000000001,0,0,0,0,0,0,0,0,0,0,0,0,0,0,0,0,0,0,0,0,0,0,0,0,0,0,0,0,0,0,0,0,0,0,null,124.7126656433507,139.21335958093687,835.02061850636881,275.63039596605751,409.77855933900372,792.18831470458406,809.19230395818568,1878.610109630027,271.10939439198319,419.57406274949778,323.31859034740313,1.6242116766118446,515.24347939199038,1131.5564606399507,195.79285705796184,90.880503864028739,271.76242795268291,194.49516216169977,83.412479041669101,244.36013507871087,527.98600605077002,799.63122285153213,2202.8831336430685,1609.8616827267269,88.887914281381214,332.74571585186163,360.39917547994878,520.24169779888348,993.590562604453,313.72402034020121,229.85944114112468,87.481380458335892,479.80385038633108,588.00648805917353,301.10707705847932,30.357688347394582,302.08662739952871,812.41561063599772,150.78377472051199,323.61999045234148,913.49348471710493,1267.2451134381372,195.1816846229481,170.63432052075257,71.147169215708544,92.864721221539085,38.018274347909205,39.123408066016232,96.280589077506235,66.626167641634325,154.16615367593042,210.85449007973867,0,50.961734409980913,184.79175322771459,2.7712065204047449,262.53623585151661,0,0,0,0,0,0,0,0,0,0,0,0,0,0,0,0,0,0,0,0,0,0,0,0,0,0,0,0,0,0,0,0,0,0]
[1,"OVERHEAD CONDUCTORS ","> 22 kv & < = 66 kv",128.5964054996883,62.509188398935216,7.9062752544377819,2,0.90659999999999996,8.3266999999999989,28.445899999999998,16.411999999999995,60.255400000000023,57.019400000000005,18.896399999999996,72.741499999999959,70.077300000000051,50.109800000000007,33.92730000000001,20.973800000000004,11.114000000000004,17.932099999999998,11.083,32.010000000000005,21.345700000000008,11.253899999999998,29.503199999999996,5.3173999999999992,20.228399999999993,33.338999999999999,14.838800000000001,9.8163999999999998,29.397200000000002,9.1189999999999998,37.824800000000018,103.92070000000012,96.584999999999994,25.229699999999998,15.502199999999998,29.962100000000007,32.812700000000007,10.554199999999998,18.998999999999995,9.7161999999999971,8.5849999999999955,28.798200000000001,3.4028,16.111200000000004,35.515199999999993,34.851199999999999,29.955499999999997,48.038000000000011,43.249399999999987,64.793099999999995,40.142399999999981,41.641300000000001,18.450599999999994,58.202499999999979,40.741099999999982,58.157299999999999,29.626600000000018,30.643400000000028,37.743400000000037,11.529899999999998,34.345799999999997,41.859799999999993,43.607200000000006,5.5501999999999994,0,0,0,0,0,0,0,0,0,0,0,0,0,0,0,0,0,0,0,0,0,0,0,0,0,0,0,0,0,0,0,null,116.58550122601741,1070.7836896742544,3658.0404912035833,2110.5242070608838,7748.6278519459211,7332.4898837489282,2430.0091168843096,9354.2954306555712,9011.6888871233132,6443.9401603082815,4362.9288283095766,2697.1552896693629,1429.2204507235363,2306.0036030609604,1425.2339621530455,4116.3709400450234,2744.9802928746976,1447.211087852942,3794.0054707384033,683.79852660404254,2601.2995290098938,4287.275562954108,1908.2163419287749,1262.3537549471403,3780.3742517554369,1172.6706217516576,4864.1333187446126,13363.828477011473,12420.483825187393,3244.4487318354854,1993.5271973372678,3853.0183612222118,4219.5952747396232,1357.2321829248101,2443.2031080885777,1249.4683951160712,1104.0001412148235,3703.3450048611239,437.58784863433937,2071.8424082865786,4567.1270606025291,4481.7390473507367,3852.1696249459123,6177.514127394028,5561.7173800182172,8332.1597611818543,5162.1683481306854,5354.9215003341706,2372.6808393125484,7484.632291095606,5239.1590161033491,7478.819733567022,3809.8742671770678,3940.6310922891521,4853.66557133694,1482.7036957708558,4416.746424011194,5383.0198149358512,5607.7291739060083,713.73576980436997,0,0,0,0,0,0,0,0,0,0,0,0,0,0,0,0,0,0,0,0,0,0,0,0,0,0,0,0,0,0,0]
[1,"OVERHEAD CONDUCTORS ","> 66 kv & < = 132 kv",378.4323949117113,65.116371258556484,8.0694715600562397,2,1.403,9.9384999999999959,7.6630000000000011,5.8633000000000006,16.221599999999999,25.560000000000009,15.438599999999999,18.733899999999998,15.875300000000001,19.173100000000002,9.4342999999999986,8.2749000000000006,14.125999999999999,6.7787999999999986,41.950900000000004,44.125200000000007,8.4928999999999988,14.576699999999999,45.770899999999969,98.369499999999988,32.303599999999989,22.270300000000002,16.5459,11.719099999999999,1.2030000000000001,11.183899999999998,18.392299999999995,66.395999999999987,18.461900000000004,6.6208999999999998,41.66360000000001,15.97,30.531400000000005,12.055899999999999,13.684899999999999,15.993300000000005,8.6513999999999989,12.634699999999999,2.9767999999999999,9.9614000000000011,19.068899999999989,12.884400000000001,19.1099,13.956300000000002,55.14709999999998,11.492999999999999,15.977500000000001,6.4376999999999995,7.3054999999999994,8.5923999999999996,13.413900000000002,22.971899999999994,28.096499999999999,25.867000000000001,30.37670000000001,3.9323000000000001,4.721000000000001,3.4411999999999994,14.1721,7.7679000000000009,1.03,0.14410000000000001,0,0,0,0,0,0,0,0,0,0,0,0,0,0,0,0,0,0,0,0,0,0,0,0,0,0,0,0,0,null,530.94065006113101,3761.050356830041,2899.9274422084441,2218.8626610858373,6138.7789372998159,9672.732013943345,5842.4663720839453,7089.5146430365076,6007.7277989418908,7255.7221508817329,3570.2447433155576,3131.49022465492,5345.7360105228336,2565.317518627508,15875.579555701712,16698.405111958247,3213.9884867456726,5516.2954909095415,17321.191304264434,37226.205471267582,12224.728712269953,8427.8029644022845,6261.5045629696842,4434.887079209836,455.25417107878872,4232.3500614530867,6960.2421369346657,25126.39729255798,6986.5810316205243,2505.5630434709492,15766.855928643579,6043.5653467400298,11554.070822007425,4562.3431098161,5178.8094811272776,6052.3828215414742,3273.9700213391789,4781.379779990998,1126.5175531731823,3769.7164586735212,7216.2894953319274,4875.8743490004535,7231.8052235233117,5281.5160331063171,20869.449125435625,4349.3235147202977,6046.4035897018675,2436.2342287231236,2764.6378610275065,3251.6425100393881,5076.2543021062047,8693.3111326723392,10632.625783636897,9788.9107591812372,11495.527330514584,1488.1097065113224,1786.5793363781895,1302.2615573701808,5363.181743928264,2939.6250004346825,389.78536675906264,54.532108106777599,0,0,0,0,0,0,0,0,0,0,0,0,0,0,0,0,0,0,0,0,0,0,0,0,0,0,0,0,0]
["","OVERHEAD CONDUCTORS ","> 132 kv",0,"",{"$error":"#VALUE!"},2,0,0,0,0,0,0,0,0,0,0,0,0,0,0,0,0,0,0,0,0,0,0,0,0,0,0,0,0,0,0,0,0,0,0,0,0,0,0,0,0,0,0,0,0,0,0,0,0,0,0,0,0,0,0,0,0,0,0,0,0,0,0,0,0,0,0,0,0,0,0,0,0,0,0,0,0,0,0,0,0,0,0,0,0,0,0,0,0,0,0,0,null,0,0,0,0,0,0,0,0,0,0,0,0,0,0,0,0,0,0,0,0,0,0,0,0,0,0,0,0,0,0,0,0,0,0,0,0,0,0,0,0,0,0,0,0,0,0,0,0,0,0,0,0,0,0,0,0,0,0,0,0,0,0,0,0,0,0,0,0,0,0,0,0,0,0,0,0,0,0,0,0,0,0,0,0,0,0,0,0,0,0,0]
[6,"UNDERGROUND CABLES ","˂ = 1 kv",365.00294403629192,64.544817624863754,8.033978941026902,2,164.81960000000001,393.01230000000004,406.51349999999996,639.2847999999999,471.54349999999999,636.42469999999992,479.66970000000003,446.05340000000001,415.35820000000001,399.1499,325.6456,329.8381,324.07380000000001,261.05430000000001,322.49549999999999,269.63749999999999,535.05529999999999,555.88209999999992,229.65300000000002,242.9111,184.84949999999998,189.57180000000002,211.9563,169.495,162.29589999999999,127.5046,174.35509999999999,180.73100000000002,200.26689999999996,194.95210000000003,167.83670000000001,265.11599999999999,260.43900000000002,257.74029999999999,239.85550000000001,207.22190000000001,276.7287,290.6431,258.96559999999999,458.53829999999999,531.28129999999999,366.20729999999998,257.46719999999999,174.34109999999998,158.51249999999999,122.6729,127.092,123.16600000000001,54.45979999999998,47.842200000000041,25.147999999999993,26.689300000000024,14.613899999999996,16.186999999999991,12.110099999999997,2.1977000000000002,12.712299999999997,5.0860999999999992,6.2648999999999955,0.35640000000000005,3.1370999999999998,0.25079999999999997,0.38359999999999994,0.13589999999999999,0.5151,0,3.7899999999999996E-2,0.31519999999999998,0.20899999999999999,0,0,0,0,0,0,0,0,0,0,0,0,0,0,0,0,0,0,0,0,0,0,null,60159.639234884024,143450.64654247439,148378.62429049713,233340.83407765205,172114.76574117722,232296.88915741385,175080.85266500496,162810.80419739775,151606.96582961496,145690.88861179151,118861.60271246471,120391.87755533686,118287.89108502846,95285.588053333369,117711.80693845598,98418.481322585663,195296.75972222138,202898.60303707639,83824.021106766551,88663.266639094116,67470.611703636532,69194.265106259132,77364.673507039508,61866.173999431303,59238.481305019624,46539.554378169785,63640.124807742082,65967.34707862309,73098.008093021665,71158.090446057598,61260.889617335917,96768.120511125569,95061.001741867833,94075.968296797088,87547.963643296825,75636.603568794089,101006.79019933582,106085.5871638344,94523.20640412475,167367.82945339644,193919.23861142842,133666.74262758155,93976.285992780773,63635.014766525564,57857.529166552718,44775.969653469634,46388.95416346041,44955.952605173938,19877.987331627643,17462.5438491731,9179.0940366246668,9741.6730742678155,5334.1165238519652,5908.3026551154535,4420.2221525738978,802.16697010855887,4640.0269254725526,1856.441473662984,2286.7069440929636,130.08704925453446,1145.0507357362512,91.542738364301997,140.01512933232155,49.603900094532072,188.01301647309398,0,13.833611578975463,115.04892796023921,76.285615303585004,0,0,0,0,0,0,0,0,0,0,0,0,0,0,0,0,0,0,0,0,0,0]
["","UNDERGROUND CABLES ","> 1 kv & < = 11 kv",0,"",{"$error":"#VALUE!"},2,143.35279999999989,243.95840000000064,263.33520000000021,268.63380000000069,247.60470000000018,230.79990000000001,214.6002,213.43049999999994,218.12649999999994,200.72049999999973,183.12179999999992,134.63929999999999,140.84979999999982,114.70999999999995,115.20790000000004,136.59979999999985,166.57220000000007,160.47609999999997,125.74080000000011,89.833699999999979,47.612499999999962,48.543500000000016,70.056199999999933,50.948400000000007,48.377699999999997,36.879899999999971,66.481600000000014,52.53160000000004,58.582599999999999,44.310300000000005,43.10169999999998,75.972700000000103,68.116900000000015,59.543799999999997,60.131699999999988,52.580399999999976,65.97199999999998,66.402200000000036,63.052600000000069,90.800299999999993,107.27300000000002,79.368699999999976,60.613699999999966,38.751499999999993,38.6997,27.354700000000005,38.187100000000008,39.162599999999998,10.989599999999999,13.205400000000001,8.7857000000000003,9.2839000000000045,10.0421,7.4248000000000003,11.290799999999994,1.1162000000000001,2.1223999999999998,1.2132999999999998,1.3548,0.14630000000000001,1.7626999999999999,3.2799999999999996E-2,0.18610000000000002,7.1499999999999994E-2,5.8900000000000001E-2,0,0,0.20169999999999999,3.5499999999999997E-2,1.44E-2,0,0,0,0,0,0,0,0,0,0,0,0,0,0,0,0,0,0,0,0,0,null,0,0,0,0,0,0,0,0,0,0,0,0,0,0,0,0,0,0,0,0,0,0,0,0,0,0,0,0,0,0,0,0,0,0,0,0,0,0,0,0,0,0,0,0,0,0,0,0,0,0,0,0,0,0,0,0,0,0,0,0,0,0,0,0,0,0,0,0,0,0,0,0,0,0,0,0,0,0,0,0,0,0,0,0,0,0,{"$f":"$D46*CP46","v":0},0,0,0,0]
["","UNDERGROUND CABLES ","> 11 kv & < = 22 kv",0,"",{"$error":"#VALUE!"},2,19.784200000000002,22.428799999999995,13.371999999999998,29.160499999999988,35.049000000000007,22.272500000000012,16.844000000000001,11.844499999999996,15.362099999999991,15.436300000000001,10.678699999999997,13.814699999999997,12.534199999999998,8.1356000000000002,11.504800000000001,17.572900000000001,16.360900000000004,15.891999999999996,18.689700000000009,20.889899999999997,10.282900000000001,18.796900000000004,7.1338000000000008,10.106999999999999,8.1306000000000012,4.1859999999999991,2.6138000000000003,4.4228999999999994,3.1692,0.84480000000000011,4.4499999999999998E-2,0.26100000000000001,2.4E-2,0,0,0.57479999999999998,0.29109999999999997,1.1444000000000001,0,0.2656,0.15440000000000001,0.63779999999999992,4.58E-2,0.18840000000000001,0,0,0,0.1673,0,0,0,0,0,0,0.70199999999999996,0,0,0,0,0,0,0,0,0,0,0,0,0,0,0,0,0,0,0,0,0,0,0,0,0,0,0,0,0,0,0,0,0,0,0,0,null,0,0,0,0,0,0,0,0,0,0,0,0,0,0,0,0,0,0,0,0,0,0,0,0,0,0,0,0,0,0,0,0,0,0,0,0,0,0,0,0,0,0,0,0,0,0,0,0,0,0,0,0,0,0,0,0,0,0,0,0,0,0,0,0,0,0,0,0,0,0,0,0,0,0,0,0,0,0,0,0,0,0,0,0,0,0,0,0,0,0,0]
["","UNDERGROUND CABLES ","> 22 kv & < = 33 kv",0,"",{"$error":"#VALUE!"},2,1.4746000000000001,2.1132999999999997,6.6239999999999997,14.412999999999998,4.7765999999999993,6.1935000000000002,10.753300000000001,5.2068999999999992,21.227900000000002,13.309299999999999,10.516400000000003,7.4770999999999992,10.341899999999997,2.0777999999999999,19.733699999999999,9.7386999999999979,1.7875000000000001,2.9747999999999997,5.6854000000000005,0.73009999999999997,0,3.1879999999999997,0,2.18E-2,0,0,0,0,0,0,0,0.38719999999999999,0,0,0,0,0,0,3.4352,0,5.9220999999999995,0,0,0.83769999999999989,1.9609000000000001,0,10.239499999999998,0.91180000000000005,4.415,0,2.1094999999999997,1.7869000000000002,4.8304,2.2509999999999999,1.3868,1.2309000000000001,0.57940000000000003,0.20500000000000002,1.1554,0.33040000000000003,0,0,0,1.8895,0,0,0,0,0,0,0,0,0,0,0,0,0,0,0,0,0,0,0,0,0,0,0,0,0,0,0,null,0,0,0,0,0,0,0,0,0,0,0,0,0,0,0,0,0,0,0,0,0,0,0,0,0,0,0,0,0,0,0,0,0,0,0,0,0,0,0,0,0,0,0,0,0,0,0,0,0,0,0,0,0,0,0,0,0,0,0,0,0,0,0,0,0,0,0,0,0,0,0,0,0,0,0,0,0,0,0,0,0,0,0,0,0,0,0,0,0,0,0]
["","UNDERGROUND CABLES ","> 33 kv & < = 66 kv",0,"",{"$error":"#VALUE!"},2,0,1.1999999999999999E-3,1.6302000000000001,5.46,6.2700000000000006E-2,2.2719,1.415,0.36580000000000001,0.83770000000000011,14.084999999999999,0.84789999999999999,0.56540000000000001,3.5999999999999999E-3,8.1500000000000003E-2,0,0,0.47089999999999999,0,0,0,0,2.6065999999999998,0,0,0,0,1.1637,0,0,0,0,0,0.2419,0,0.51880000000000004,0,9.7100000000000006E-2,2.1412999999999998,0.67520000000000002,0.38219999999999998,0.2397,0,0,0,0,0,0,0,0,0,0,0,0,0,0,0,0,0,3.5518999999999994,0,0,0,0,0,0,0,0.1633,0,0,0,0,0,0,0,0,0,0,0,0,0,0,0,0,0,0,0,0,0,0,0,0,null,0,0,0,0,0,0,0,0,0,0,0,0,0,0,0,0,0,0,0,0,0,0,0,0,0,0,0,0,0,0,0,0,0,0,0,0,0,0,0,0,0,0,0,0,0,0,0,0,0,0,0,0,0,0,0,0,0,0,0,0,0,0,0,0,0,0,0,0,0,0,0,0,0,0,0,0,0,0,0,0,0,0,0,0,0,0,0,0,0,0,0]
["","UNDERGROUND CABLES ","> 66 kv & < = 132 kv",0,"",{"$error":"#VALUE!"},2,7.2423999999999991,4.7373000000000003,4.7344999999999997,8.607800000000001,4.3591999999999995,16.452400000000001,3.8381999999999996,2.3106,14.079199999999998,13.407400000000001,30.284099999999999,5.2142999999999997,8.2306000000000008,3.4317000000000002,1.44,8.0972000000000008,3.1800000000000002E-2,0.56800000000000006,0,0,0,0,1.5022,0,0,0,0,0,0,0,0,0.2334,0,0,0,0,0,0,0,0,0,5.0215999999999994,0,0,0,0,1.4842,0,0,0,0,0,2.1696,0,0,0,0,0,0.51449999999999996,0,0,0,0,22.121100000000002,0,0,0,0,0,0,0,0,0,0,0,0,0,0,0,0,0,0,0,0,0,0,0,0,0,0,0,null,0,0,0,0,0,0,0,0,0,0,0,0,0,0,0,0,0,0,0,0,0,0,0,0,0,0,0,0,0,0,0,0,0,0,0,0,0,0,0,0,0,0,0,0,0,0,0,0,0,0,0,0,0,0,0,0,0,0,0,0,0,0,0,0,0,0,0,0,0,0,0,0,0,0,0,0,0,0,0,0,0,0,0,0,0,0,0,0,0,0,0]
[3,"SERVICE LINES ","˂ = 11 kv ; residential ; simple type",0.67858399789018331,55.336611065846455,7.438858182936845,2,4913,4118,39171,25632,12711,9405,8853,6771,6867,5481,11018,11223,11998,7625,11566,7281,7654,7353,5772,5173,3898,4036,5006,3196,3655,3652,4913,5599,7771,6133,4887,8195,9184,7570,5917,5493,5261,7577,3771,4617,9960,10547,7624,6074,6008,5790,5260,6758,3850,7592,7517,10175,6807,9816,10449,3343,4223,1906,632,896,620,308,0,0,0,0,0,0,0,0,0,0,1,0,0,0,0,0,0,0,0,0,0,0,0,0,0,0,0,0,0,null,3333.8831816344705,2794.4089033117748,26580.81378135637,17393.46503392118,8625.48119718212,6382.0825001571739,6007.5041333217932,4594.6922497144315,4659.8363135118889,3719.3188924360948,7476.6384887540398,7615.7482083215273,8141.6508066864189,5174.2029839126481,7848.5025195978606,4940.7700886384246,5193.881919851463,4989.6281364865181,3916.7868358221381,3510.3150210859185,2645.1204237759343,2738.7650154847797,3396.9914934382577,2168.7544572570259,2480.2245122886202,2478.1887602949496,3333.8831816344705,3799.3918041871361,5273.2762476046146,4161.7556590604945,3316.2399976893257,5560.9958627100523,6232.1154366234432,5136.8808640286879,4015.1815155162149,3727.4619004107767,3570.0304129002543,5141.6309520139193,2558.9402560438812,3133.0223182589762,6758.696618986226,7157.0254257477636,5173.5243999147579,4121.7192031849736,4076.9326593242213,3929.0013477841612,3569.3518289023641,4585.8706577418588,2612.5483918772056,5151.8097119822714,5100.9159121405082,6904.5921785326154,4619.1212736384778,6660.9805232900389,7090.5241939545258,2268.5063049468827,2865.660223090244,1293.3810999786895,428.86508666659586,608.01126210960422,420.72207869191368,209.00387135017647,0,0,0,0,0,0,0,0,0,0,0.67858399789018331,0,0,0,0,0,0,0,0,0,0,0,0,0,0,0,0,0,0]
["","SERVICE LINES ","˂ = 11 kv ; residential ; complex type",0,"",{"$error":"#VALUE!"},2,8539,15755,15224,26079,16564,20054,15039,12546,12892,10822,11995,11717,10624,7956,9251,6436,7681,7089,6427,7356,6537,7055,7169,6720,6191,4813,6929,6924,7293,6743,4662,7474,5921,5484,4750,3713,5201,5075,4802,8025,9579,7613,5047,3332,3115,2660,3108,3222,1162,1498,591,556,337,427,279,59,235,77,164,3,23,11,7,0,162,0,0,5,2,0,0,0,1,0,0,0,0,0,0,0,0,0,0,0,0,0,0,0,0,0,0,null,{"$f":"$D52*H52","v":0},0,0,0,0,0,0,0,0,0,0,0,0,0,0,0,0,0,0,0,0,0,0,0,0,0,0,0,0,0,{"$f":"$D52*AL52","v":0},0,0,0,0,0,0,0,0,0,0,0,0,0,0,0,{"$f":"$D52*BB52","v":0},0,0,0,0,0,0,0,0,0,0,0,0,0,0,0,{"$f":"$D52*BR52","v":0},0,0,0,0,0,0,0,0,0,0,0,0,0,0,0,{"$f":"$D52*CH52","v":0},0,0,0,0,0,0,0,0,0,0,0,0]
[5,"TRANSFORMERS ","pole mounted ; < = 22 kv ; < = 60 kva ; single phase",9.7220765157688174,63.854297601687179,7.9908884112898972,2,4,47,79,72,54,42,53,75,80,59,72,90,96,85,103,91,86,73,80,67,190,40,124,50,115,35,99,92,88,110,100,102,148,178,170,113,94,104,106,65,73,49,70,31,21,16,28,25,14,13,17,9,5,13,13,7,6,11,10,5,10,1,1,4,3,7,1,3,2,1,1,0,0,0,0,1,1,1,0,0,0,0,0,0,0,0,0,0,0,0,0,null,38.888306063075269,456.93759624113443,768.04404474573653,699.98950913535487,524.99213185151609,408.32721366229032,515.27005533574732,729.15573868266131,777.76612126150542,573.6025144303602,699.98950913535487,874.98688641919352,933.31934551380641,826.37650384034953,1001.3738811241882,884.70896293496241,{"$f":"$D53*X53","v":836.0985803561183},709.71158565112364,777.76612126150542,651.37912655651076,1847.1945379960753,388.88306063075271,1205.5374879553333,486.10382578844087,1118.0387993134141,340.2726780519086,962.48557506111297,894.43103945073119,855.54273338765597,1069.42841673457,972.20765157688174,991.65180460841941,1438.8673243337851,1730.5296198068495,1652.7530076806991,1098.5946462818763,913.87519248226886,1011.095957639957,1030.5401106714946,631.93497352497309,709.71158565112364,476.38174927267204,680.5453561038172,301.38437198883332,204.16360683114516,155.55322425230108,272.21814244152688,243.05191289422044,136.10907122076344,126.38699470499462,165.27530076806988,87.498688641919358,48.610382578844089,126.38699470499462,126.38699470499462,68.05453561038172,58.332459094612901,106.942841673457,97.220765157688177,48.610382578844089,97.220765157688177,9.7220765157688174,9.7220765157688174,38.888306063075269,29.16622954730645,68.05453561038172,9.7220765157688174,29.16622954730645,19.444153031537635,9.7220765157688174,9.7220765157688174,0,0,0,0,9.7220765157688174,9.7220765157688174,9.7220765157688174,0,0,0,0,0,0,0,0,0,0,0,0,0]
[5,"TRANSFORMERS ","pole mounted ; < = 22 kv ; > 60 kva and < = 600 kva ; single phase",14.137420125,65.585892628856712,8.098511753949408,2,0,1,0,0,0,2,3,1,1,0,4,0,2,1,3,4,3,1,4,3,5,4,3,2,19,6,4,4,4,1,3,1,2,0,1,1,1,2,4,1,1,1,0,1,0,0,0,1,0,0,0,0,1,0,0,0,0,0,0,0,0,1,0,0,0,0,0,0,0,0,0,0,0,0,0,0,0,0,0,0,0,0,0,0,0,0,0,0,0,0,0,null,0,14.137420125,0,0,0,28.27484025,42.412260375000002,14.137420125,14.137420125,0,56.549680500000001,0,28.27484025,14.137420125,42.412260375000002,56.549680500000001,42.412260375000002,14.137420125,56.549680500000001,42.412260375000002,70.687100624999999,56.549680500000001,42.412260375000002,28.27484025,268.61098237499999,84.824520750000005,56.549680500000001,56.549680500000001,56.549680500000001,14.137420125,42.412260375000002,14.137420125,28.27484025,0,14.137420125,14.137420125,14.137420125,28.27484025,56.549680500000001,14.137420125,14.137420125,14.137420125,0,14.137420125,0,0,0,14.137420125,0,0,0,0,14.137420125,0,0,0,0,0,0,0,0,14.137420125,0,0,0,0,0,0,0,0,0,0,0,0,0,0,0,0,0,0,0,0,0,0,0,0,0,0,0,0,0]
["","TRANSFORMERS ","pole mounted ; < = 22 kv ; > 600 kva ; single phase",41.017283661304823,66.766933264315099,8.1711035524165947,2,0,0,0,0,0,0,0,0,0,0,0,0,0,0,0,0,0,0,0,0,0,0,0,0,0,0,0,0,0,0,0,0,0,0,0,0,0,0,0,0,0,0,0,0,0,0,0,0,0,0,0,0,0,0,0,0,0,0,0,0,0,0,0,0,0,0,0,0,0,0,0,0,0,0,0,0,0,0,0,0,0,0,0,0,0,0,0,0,0,0,0,null,0,0,0,0,0,0,0,0,0,0,0,0,0,0,0,0,0,0,0,0,0,0,0,0,0,0,0,0,0,0,0,0,0,0,0,0,0,0,0,0,0,0,0,0,0,0,0,0,0,0,0,0,0,0,0,0,0,0,0,0,0,0,0,0,0,0,0,0,0,0,0,0,0,0,0,0,0,0,0,0,0,0,0,0,0,0,0,0,0,0,0]
[5,"TRANSFORMERS ","pole mounted ; < = 22 kv ; < = 60 kva ; multiple phase",14.979788056355609,72.316851098402424,8.5039315083320393,2,0,22,30,49,26,17,32,45,26,34,48,27,31,47,44,45,34,29,41,23,37,15,45,27,59,29,58,40,50,67,77,76,63,76,82,71,72,63,60,47,81,39,53,24,20,20,20,14,10,11,12,10,20,15,22,16,15,17,13,8,8,2,6,3,2,6,5,2,5,10,1,0,0,0,0,0,1,0,0,0,0,0,0,0,0,0,0,0,0,0,0,null,0,329.55533723982342,449.39364169066829,734.00961476142481,389.47448946524582,254.65639695804535,479.35321780337949,674.09046253600241,389.47448946524582,509.3127939160907,719.02982670506924,404.45427752160145,464.37342974702386,704.05003864871367,659.11067447964683,674.09046253600241,509.3127939160907,434.41385363431266,614.17131031058,344.53512529617899,554.25215808515759,224.69682084533414,674.09046253600241,404.45427752160145,883.80749532498089,434.41385363431266,868.82770726862532,599.19152225422431,748.9894028177805,1003.6457997758258,1153.4436803393819,1138.4638922830263,943.72664755040341,1138.4638922830263,1228.34262062116,1063.5649520012482,1078.5447400576038,943.72664755040341,898.78728338133658,704.05003864871367,1213.3628325648044,584.21173419786874,793.92876698684734,359.51491335253462,299.59576112711216,299.59576112711216,299.59576112711216,209.71703278897854,149.79788056355608,164.77766861991171,179.75745667626731,149.79788056355608,299.59576112711216,224.69682084533414,329.55533723982342,239.67660890168975,224.69682084533414,254.65639695804535,194.73724473262291,119.83830445084487,119.83830445084487,29.959576112711218,89.878728338133655,44.939364169066828,29.959576112711218,89.878728338133655,74.898940281778039,29.959576112711218,74.898940281778039,149.79788056355608,14.979788056355609,0,0,0,0,0,14.979788056355609,0,0,0,0,0,0,0,0,0,0,0,0,0,0]
[5,"TRANSFORMERS ","pole mounted ; < = 22 kv ; > 60 kva and < = 600 kva ; multiple phase",23.50001771072057,66.766933264315099,8.1711035524165947,2,3,182,202,246,268,246,260,257,236,286,213,308,409,439,444,424,371,392,461,203,604,446,358,82,216,130,315,239,229,283,264,228,232,312,317,304,277,231,310,283,392,201,203,128,107,96,128,66,54,52,86,68,96,115,94,75,74,49,42,24,14,15,13,9,4,3,0,2,2,1,3,0,0,0,0,0,0,0,0,0,0,0,0,0,0,0,0,0,0,0,0,null,70.50005313216171,4277.0032233511438,4747.0035775655551,5781.0043568372603,6298.0047464731124,5781.0043568372603,6110.0046047873484,6039.5045516551863,5546.0041797300546,6721.005065266083,5005.5037723834812,7238.005454901936,9611.5072436847131,10316.50777500633,10434.007863559933,9964.0075093455216,8718.5065706773312,9212.0069426024638,10833.508164642182,4770.5035952762755,14194.010697275224,10481.007898981374,8413.0063404379634,1927.0014522790868,5076.0038255156433,3055.0023023936742,7402.5055788769796,5616.5042328622167,5381.504055755011,6650.5050121339209,6204.0046756302308,5358.0040380442897,5452.0041088871722,7332.0055257448175,7449.5056142984204,7144.0053840590535,6509.5049058695977,5428.5040911764518,7285.0054903233768,6650.5050121339209,9212.0069426024638,4723.5035598548347,4770.5035952762755,3008.002266972233,2514.5018950471008,2256.0017002291747,3008.002266972233,1551.0011689075577,1269.0009563789108,1222.0009209574696,2021.0015231219691,1598.0012043289987,2256.0017002291747,2702.5020367328657,2209.0016648077335,1762.5013283040428,1739.0013105933222,1151.500867825308,987.00074385026392,564.00042505729368,329.00024795008801,352.50026566080857,305.5002302393674,211.50015939648512,94.00007084288228,70.50005313216171,0,47.00003542144114,47.00003542144114,23.50001771072057,70.50005313216171,0,0,0,0,0,0,0,0,0,0,0,0,0,0,0,0,0,0,0,0]
["","TRANSFORMERS ","pole mounted ; < = 22 kv ; > 600 kva ; multiple phase",41.017283661304823,66.766933264315099,8.1711035524165947,2,0,0,0,0,0,0,0,0,0,0,0,0,0,0,0,0,0,0,0,0,0,0,0,0,0,0,0,0,0,0,0,0,0,0,0,0,0,0,0,0,0,0,0,0,0,0,0,0,0,0,0,0,0,0,0,0,0,0,0,0,0,0,0,0,0,0,0,0,0,0,0,0,0,0,0,0,0,0,0,0,0,0,0,0,0,0,0,0,0,0,0,null,0,0,0,0,0,0,0,0,0,0,0,0,0,0,0,0,0,0,0,0,0,0,0,0,0,0,0,0,0,0,0,0,0,0,0,0,0,0,0,0,0,0,0,0,0,0,0,0,0,0,0,0,0,0,0,0,0,0,0,0,0,0,0,0,0,0,0,0,0,0,0,0,0,0,0,0,0,0,0,0,0,0,0,0,0,0,0,0,0,0,0]
["","TRANSFORMERS ","kiosk mounted ; < = 22 kv ; < = 60 kva ; single phase",13.284289559886242,55.862515156845589,7.4741230359718855,2,0,0,0,0,0,0,0,0,0,0,0,0,0,0,0,0,0,0,0,0,0,0,0,0,0,0,0,0,0,0,0,0,0,0,0,0,0,0,0,0,0,0,0,0,0,0,0,0,0,0,0,0,0,0,0,0,0,0,0,0,0,0,0,0,0,0,0,0,0,0,0,0,0,0,0,0,0,0,0,0,0,0,0,0,0,0,0,0,0,0,0,null,0,0,0,0,0,0,0,0,0,0,0,0,0,0,0,0,0,0,0,0,0,0,0,0,0,0,0,0,0,0,0,0,0,0,0,0,0,0,0,0,0,0,0,0,0,0,0,0,0,0,0,0,0,0,0,0,0,0,0,0,0,0,0,0,0,0,0,0,0,0,0,0,0,0,0,0,0,0,0,0,0,0,0,0,0,0,0,0,0,0,0]
[5,"TRANSFORMERS ","kiosk mounted ; < = 22 kv ; < = 60 kva ; multiple phase",17.67177515625,17.823154668857477,4.2217478215612871,2,0,0,0,0,0,0,1,0,0,0,0,0,0,0,0,0,0,0,0,0,0,0,0,0,0,0,0,0,0,0,0,0,0,0,0,0,0,0,0,0,0,0,0,0,0,0,0,0,0,0,0,0,0,0,0,0,0,0,0,0,0,0,0,0,0,0,0,0,0,0,0,0,0,0,0,0,0,0,0,0,0,0,0,0,0,0,0,0,0,0,0,null,0,0,0,0,0,0,17.67177515625,0,0,0,0,0,0,0,0,0,0,0,0,0,0,0,0,0,0,0,0,0,0,0,0,0,0,0,0,0,0,0,0,0,0,0,0,0,0,0,0,0,0,0,0,0,0,0,0,0,0,0,0,0,0,0,0,0,0,0,0,0,0,0,0,0,0,0,0,0,0,0,0,0,0,0,0,0,0,0,0,0,0,0,0]
[5,"TRANSFORMERS ","kiosk mounted ; < = 22 kv ; > 60 kva and < = 600 kva ; multiple phase",40.820048269021285,55.862515156845589,7.4741230359718855,2,10,151,282,442,376,320,267,213,331,327,340,376,370,300,334,403,366,367,503,145,467,125,328,65,192,117,142,122,105,89,93,123,126,151,134,129,155,120,107,182,220,117,75,52,45,22,40,31,13,15,7,2,4,8,2,2,0,0,2,2,1,0,1,0,0,0,0,0,0,0,0,0,0,0,0,0,0,0,0,0,0,0,0,0,0,0,0,0,0,0,0,null,408.20048269021288,6163.8272886222139,11511.253611864002,18042.46133490741,15348.338149152003,13062.415446086812,10898.952887828684,8694.6702813015345,13511.435977046045,13348.15578396996,13878.816411467236,15348.338149152003,15103.417859537876,12246.014480706386,13633.896121853109,16450.479452415577,14940.137666461791,14980.957714730812,20532.484279317705,5918.9069990080861,19062.96254163294,5102.5060336276611,13388.975832238981,2653.3031374863835,7837.4492676520867,4775.9456474754907,5796.4468542010227,4980.0458888205967,4286.1050682472351,3632.9842959428943,3796.2644890189795,5020.8659370896185,5143.3260818966819,6163.8272886222139,5469.8864680488523,5265.7862267037453,6327.1074816982991,4898.4057922825541,4367.7451647852777,7429.2487849618738,8980.4106191846822,4775.9456474754907,3061.5036201765965,2122.6425099891067,1836.9021721059578,898.04106191846824,1632.8019307608515,1265.4214963396598,530.66062749727666,612.30072403531926,285.74033788314898,81.64009653804257,163.28019307608514,326.56038615217028,81.64009653804257,81.64009653804257,0,0,81.64009653804257,81.64009653804257,40.820048269021285,0,40.820048269021285,0,0,0,0,0,0,0,0,0,0,0,0,0,0,0,0,0,0,0,0,0,0,0,0,0,0,0,0]
[5,"TRANSFORMERS ","kiosk mounted ; < = 22 kv ; > 600 kva ; multiple phase",59.08071281559328,46.026639257716042,6.7842935710150432,2,1,130,179,184,156,104,100,92,116,89,110,93,95,142,161,138,169,99,125,116,104,73,116,106,77,56,60,70,57,42,30,33,35,28,44,28,12,26,14,13,8,6,5,4,6,0,7,4,2,3,5,1,1,0,0,0,1,0,0,1,0,0,0,0,0,0,0,0,0,0,0,0,0,0,0,0,0,0,0,0,0,0,0,0,0,0,0,0,0,0,0,null,59.08071281559328,7680.4926660271267,10575.447593991197,10870.851158069163,9216.5911992325509,6144.3941328217015,5908.0712815593279,5435.4255790345815,6853.3626866088207,5258.1834405878017,6498.8784097152611,5494.5062918501753,5612.6677174813613,8389.4612198142459,9511.9947633105185,8153.1383685518731,9984.640465835264,5848.9905687437349,7385.0891019491601,6853.3626866088207,6144.3941328217015,4312.8920355383098,6853.3626866088207,6262.5555584528875,4549.2148868006825,3308.5199176732235,3544.8427689355967,4135.64989709153,3367.6006304888169,2481.389938254918,1772.4213844677984,1949.6635229145782,2067.824948545765,1654.2599588366118,2599.5513638861044,1654.2599588366118,708.96855378711939,1536.0985332054254,827.12997941830588,768.04926660271269,472.64570252474624,354.4842768935597,295.40356407796639,236.32285126237312,354.4842768935597,0,413.56498970915294,236.32285126237312,118.16142563118656,177.24213844677985,295.40356407796639,59.08071281559328,59.08071281559328,0,0,0,59.08071281559328,0,0,59.08071281559328,0,0,0,0,0,0,0,0,0,0,0,0,0,0,0,0,0,0,0,0,0,0,0,0,0,0,0,0,0,0,0]
["","TRANSFORMERS ","ground outdoor / indoor chamber mounted ; ˂ 22 kv ; < = 60 kva ; single phase",13.284289559886242,17.823154668857477,4.2217478215612871,2,0,0,0,0,0,0,0,0,0,0,0,0,0,0,0,0,0,0,0,0,0,0,0,0,0,0,0,0,0,0,0,0,0,0,0,0,0,0,0,0,0,0,0,0,0,0,0,0,0,0,0,0,0,0,0,0,0,0,0,0,0,0,0,0,0,0,0,0,0,0,0,0,0,0,0,0,0,0,0,0,0,0,0,0,0,0,0,0,0,0,0,null,0,0,0,0,0,0,0,0,0,0,0,0,0,0,0,0,0,0,0,0,0,0,0,0,0,0,0,0,0,0,0,0,0,0,0,0,0,0,0,0,0,0,0,0,0,0,0,0,0,0,0,0,0,0,0,0,0,0,0,0,0,0,0,0,0,0,0,0,0,0,0,0,0,0,0,0,0,0,0,0,0,0,0,0,0,0,0,0,0,0,0]
["","TRANSFORMERS ","ground outdoor / indoor chamber mounted ; ˂ 22 kv ; < = 60 kva ; multiple phase",13.284289559886242,17.823154668857477,4.2217478215612871,2,0,0,0,0,0,0,0,0,0,0,0,0,0,0,0,0,0,0,0,0,0,0,0,0,0,0,0,0,0,0,0,0,0,0,0,0,0,0,0,0,0,0,0,0,0,0,0,0,0,0,0,0,0,0,0,0,0,0,0,1,0,0,0,0,0,0,0,0,0,0,0,0,0,0,0,0,0,0,0,0,0,0,0,0,0,0,0,0,0,0,0,null,0,0,0,0,0,0,0,0,0,0,0,0,0,0,0,0,0,0,0,0,0,0,0,0,0,0,0,0,0,0,0,0,0,0,0,0,0,0,0,0,0,0,0,0,0,0,0,0,0,0,0,0,0,0,0,0,0,0,0,13.284289559886242,0,0,0,0,0,0,0,0,0,0,0,0,0,0,0,0,0,0,0,0,0,0,0,0,0,0,0,0,0,0,0]
["","TRANSFORMERS ","ground outdoor / indoor chamber mounted ; ˂ 22 kv ; > 60 kva and < = 600 kva ; multiple phase",40.820048269021285,55.862515156845589,7.4741230359718855,2,2,1,1,1,0,1,1,0,1,0,0,1,1,0,0,0,0,0,0,0,0,0,0,0,0,0,0,2,2,2,1,4,1,2,2,0,0,0,2,4,1,3,2,1,2,4,1,0,0,1,2,0,1,0,1,1,0,1,2,1,0,0,1,1,0,0,0,0,1,1,0,0,0,0,0,0,0,0,0,0,0,0,0,0,0,0,0,0,0,0,0,null,81.64009653804257,40.820048269021285,40.820048269021285,40.820048269021285,0,40.820048269021285,40.820048269021285,0,40.820048269021285,0,0,40.820048269021285,40.820048269021285,0,0,0,0,0,0,0,0,0,0,0,0,0,0,81.64009653804257,81.64009653804257,81.64009653804257,40.820048269021285,163.28019307608514,40.820048269021285,81.64009653804257,81.64009653804257,0,0,0,81.64009653804257,163.28019307608514,40.820048269021285,122.46014480706386,81.64009653804257,40.820048269021285,81.64009653804257,163.28019307608514,40.820048269021285,0,0,40.820048269021285,81.64009653804257,0,40.820048269021285,0,40.820048269021285,40.820048269021285,0,40.820048269021285,81.64009653804257,40.820048269021285,0,0,40.820048269021285,40.820048269021285,0,0,0,0,40.820048269021285,40.820048269021285,0,0,0,0,0,0,0,0,0,0,0,0,0,0,0,0,0,0,0,0,0]
["","TRANSFORMERS ","ground outdoor / indoor chamber mounted ; ˂ 22 kv ; > 600 kva ; multiple phase",59.08071281559328,46.026639257716042,{"$f":"SQRT(E66)","v":6.7842935710150432},2,0,0,0,0,0,0,0,0,1,0,1,0,0,1,0,0,0,0,3,0,0,0,0,0,0,1,1,0,1,0,1,2,0,4,8,5,3,1,3,5,3,1,3,2,2,0,0,0,3,1,0,0,0,0,0,0,0,0,3,0,0,0,0,0,0,0,0,0,0,1,0,0,0,0,0,0,0,0,0,0,0,0,0,0,0,0,0,0,0,0,0,null,{"$f":"$D66*H66","v":0},0,0,0,0,0,0,0,59.08071281559328,0,59.08071281559328,0,0,59.08071281559328,0,0,{"$f":"$D66*X66","v":0},0,177.24213844677985,0,0,0,0,0,0,59.08071281559328,59.08071281559328,0,59.08071281559328,0,59.08071281559328,118.16142563118656,{"$f":"$D66*AN66","v":0},236.32285126237312,472.64570252474624,295.40356407796639,177.24213844677985,59.08071281559328,177.24213844677985,295.40356407796639,177.24213844677985,59.08071281559328,177.24213844677985,118.16142563118656,118.16142563118656,0,0,0,{"$f":"$D66*BD66","v":177.24213844677985},59.08071281559328,0,0,0,0,0,0,0,0,177.24213844677985,0,0,0,0,0,{"$f":"$D66*BT66","v":0},0,0,0,0,59.08071281559328,0,0,0,0,0,0,0,0,{"$f":"$D66*CH66","v":0},{"$f":"$D66*CI66","v":0},{"$f":"$D66*CJ66","v":0},{"$f":"$D66*CK66","v":0},{"$f":"$D66*CL66","v":0},{"$f":"$D66*CM66","v":0},{"$f":"$D66*CN66","v":0},{"$f":"$D66*CO66","v":0},{"$f":"$D66*CP66","v":0},{"$f":"$D66*CQ66","v":0},{"$f":"$D66*CR66","v":0},{"$f":"$D66*CS66","v":0},{"$f":"$D66*CT66","v":0}]
["","TRANSFORMERS ","ground outdoor / indoor chamber mounted ; > = 22 kv & < = 33 kv ; < = 15 mva",0,"",{"$error":"#VALUE!"},2,0,0,0,0,4,0,0,0,3,2,2,1,3,2,2,2,0,3,2,0,4,0,1,0,0,0,0,0,0,0,2,3,1,1,0,0,0,0,1,0,3,3,1,0,0,0,0,0,1,0,0,4,1,1,2,0,1,3,1,8,3,0,0,0,1,1,0,0,0,0,0,0,0,0,0,0,0,0,0,0,0,0,0,0,0,0,0,0,0,0,0,null,0,0,0,0,0,0,0,0,0,0,0,0,0,0,0,0,0,0,0,0,0,0,0,0,0,0,0,0,0,0,0,0,0,0,0,0,0,0,0,0,0,0,0,0,0,0,0,0,0,0,0,0,0,0,0,0,0,0,0,0,0,0,0,0,0,0,0,0,0,0,0,0,0,0,0,0,0,0,0,0,0,0,0,0,0,0,0,0,0,0,0]
["","TRANSFORMERS ","ground outdoor / indoor chamber mounted ; > = 22 kv & < = 33 kv ; > 15 mva and < = 40 mva",0,"",{"$f":"SQRT(E68)","v":{"$error":"#VALUE!"}},2,0,2,0,0,1,0,0,4,7,8,5,8,2,18,5,1,5,8,11,5,4,6,1,0,0,0,0,0,2,2,0,0,1,0,2,2,0,0,4,1,6,4,2,3,6,3,0,2,4,5,2,7,7,5,1,5,0,1,1,0,0,0,0,0,0,0,0,0,0,0,0,0,0,0,0,0,0,0,0,0,0,0,0,0,0,0,0,0,0,0,0,null,{"$f":"$D68*H68","v":0},{"$f":"$D68*I68","v":0},{"$f":"$D68*J68","v":0},{"$f":"$D68*K68","v":0},{"$f":"$D68*L68","v":0},{"$f":"$D68*M68","v":0},{"$f":"$D68*N68","v":0},{"$f":"$D68*O68","v":0},{"$f":"$D68*P68","v":0},{"$f":"$D68*Q68","v":0},{"$f":"$D68*R68","v":0},{"$f":"$D68*S68","v":0},{"$f":"$D68*T68","v":0},{"$f":"$D68*U68","v":0},{"$f":"$D68*V68","v":0},{"$f":"$D68*W68","v":0},{"$f":"$D68*X68","v":0},{"$f":"$D68*Y68","v":0},{"$f":"$D68*Z68","v":0},{"$f":"$D68*AA68","v":0},{"$f":"$D68*AB68","v":0},{"$f":"$D68*AC68","v":0},{"$f":"$D68*AD68","v":0},{"$f":"$D68*AE68","v":0},{"$f":"$D68*AF68","v":0},{"$f":"$D68*AG68","v":0},{"$f":"$D68*AH68","v":0},{"$f":"$D68*AI68","v":0},{"$f":"$D68*AJ68","v":0},{"$f":"$D68*AK68","v":0},{"$f":"$D68*AL68","v":0},{"$f":"$D68*AM68","v":0},{"$f":"$D68*AN68","v":0},{"$f":"$D68*AO68","v":0},{"$f":"$D68*AP68","v":0},{"$f":"$D68*AQ68","v":0},{"$f":"$D68*AR68","v":0},{"$f":"$D68*AS68","v":0},{"$f":"$D68*AT68","v":0},{"$f":"$D68*AU68","v":0},{"$f":"$D68*AV68","v":0},{"$f":"$D68*AW68","v":0},{"$f":"$D68*AX68","v":0},{"$f":"$D68*AY68","v":0},{"$f":"$D68*AZ68","v":0},{"$f":"$D68*BA68","v":0},{"$f":"$D68*BB68","v":0},{"$f":"$D68*BC68","v":0},{"$f":"$D68*BD68","v":0},{"$f":"$D68*BE68","v":0},{"$f":"$D68*BF68","v":0},{"$f":"$D68*BG68","v":0},{"$f":"$D68*BH68","v":0},{"$f":"$D68*BI68","v":0},{"$f":"$D68*BJ68","v":0},{"$f":"$D68*BK68","v":0},{"$f":"$D68*BL68","v":0},{"$f":"$D68*BM68","v":0},{"$f":"$D68*BN68","v":0},{"$f":"$D68*BO68","v":0},{"$f":"$D68*BP68","v":0},{"$f":"$D68*BQ68","v":0},{"$f":"$D68*BR68","v":0},{"$f":"$D68*BS68","v":0},{"$f":"$D68*BT68","v":0},{"$f":"$D68*BU68","v":0},{"$f":"$D68*BV68","v":0},{"$f":"$D68*BW68","v":0},{"$f":"$D68*BX68","v":0},{"$f":"$D68*BY68","v":0},{"$f":"$D68*BZ68","v":0},{"$f":"$D68*CA68","v":0},{"$f":"$D68*CB68","v":0},{"$f":"$D68*CC68","v":0},{"$f":"$D68*CD68","v":0},{"$f":"$D68*CE68","v":0},{"$f":"$D68*CF68","v":0},{"$f":"$D68*CG68","v":0},{"$f":"$D68*CH68","v":0},{"$f":"$D68*CI68","v":0},{"$f":"$D68*CJ68","v":0},{"$f":"$D68*CK68","v":0},{"$f":"$D68*CL68","v":0},{"$f":"$D68*CM68","v":0},{"$f":"$D68*CN68","v":0},{"$f":"$D68*CO68","v":0},{"$f":"$D68*CP68","v":0},{"$f":"$D68*CQ68","v":0},{"$f":"$D68*CR68","v":0},{"$f":"$D68*CS68","v":0},{"$f":"$D68*CT68","v":0}]
["","TRANSFORMERS ","ground outdoor / indoor chamber mounted ; > 33 kv & < = 66 kv ; < = 15 mva",0,"",{"$error":"#VALUE!"},2,0,0,0,0,0,0,0,0,0,0,0,0,0,0,0,0,0,0,0,0,0,0,0,0,0,0,0,0,0,0,0,0,0,0,0,0,0,0,0,3,0,0,0,0,0,0,0,0,0,0,0,2,0,0,0,1,0,2,0,0,0,0,0,0,0,0,0,0,0,4,1,1,0,0,0,0,0,0,0,0,0,0,0,0,0,0,0,0,0,0,0,null,0,0,0,0,0,0,0,0,0,0,0,0,0,0,0,0,0,0,0,0,0,0,0,0,0,0,0,0,0,0,0,0,0,0,0,0,0,0,0,0,0,0,0,0,0,0,0,0,0,0,0,0,0,0,0,0,0,0,0,0,0,0,0,0,0,0,0,0,0,0,0,0,0,0,0,0,0,0,0,0,0,0,0,0,0,0,0,0,0,0,0]
["","TRANSFORMERS ","ground outdoor / indoor chamber mounted ; > 33 kv & < = 66 kv ; > 15 mva and < = 40 mva",0,"",{"$f":"SQRT(E70)","v":{"$error":"#VALUE!"}},2,0,0,0,0,0,0,0,0,1,0,1,0,4,0,0,2,4,2,4,1,0,0,0,0,0,0,0,2,2,0,0,0,0,1,3,0,5,0,2,3,2,0,0,2,0,0,5,0,0,0,0,0,0,0,0,4,0,0,0,0,0,1,0,0,0,0,0,0,0,0,0,0,0,0,0,0,0,0,0,0,0,0,0,0,0,0,0,0,0,0,0,null,{"$f":"$D70*H70","v":0},{"$f":"$D70*I70","v":0},{"$f":"$D70*J70","v":0},{"$f":"$D70*K70","v":0},{"$f":"$D70*L70","v":0},{"$f":"$D70*M70","v":0},{"$f":"$D70*N70","v":0},{"$f":"$D70*O70","v":0},{"$f":"$D70*P70","v":0},{"$f":"$D70*Q70","v":0},{"$f":"$D70*R70","v":0},{"$f":"$D70*S70","v":0},{"$f":"$D70*T70","v":0},{"$f":"$D70*U70","v":0},{"$f":"$D70*V70","v":0},{"$f":"$D70*W70","v":0},{"$f":"$D70*X70","v":0},{"$f":"$D70*Y70","v":0},{"$f":"$D70*Z70","v":0},{"$f":"$D70*AA70","v":0},{"$f":"$D70*AB70","v":0},{"$f":"$D70*AC70","v":0},{"$f":"$D70*AD70","v":0},{"$f":"$D70*AE70","v":0},{"$f":"$D70*AF70","v":0},{"$f":"$D70*AG70","v":0},{"$f":"$D70*AH70","v":0},{"$f":"$D70*AI70","v":0},{"$f":"$D70*AJ70","v":0},{"$f":"$D70*AK70","v":0},{"$f":"$D70*AL70","v":0},{"$f":"$D70*AM70","v":0},{"$f":"$D70*AN70","v":0},{"$f":"$D70*AO70","v":0},{"$f":"$D70*AP70","v":0},{"$f":"$D70*AQ70","v":0},{"$f":"$D70*AR70","v":0},{"$f":"$D70*AS70","v":0},{"$f":"$D70*AT70","v":0},{"$f":"$D70*AU70","v":0},{"$f":"$D70*AV70","v":0},{"$f":"$D70*AW70","v":0},{"$f":"$D70*AX70","v":0},{"$f":"$D70*AY70","v":0},{"$f":"$D70*AZ70","v":0},{"$f":"$D70*BA70","v":0},{"$f":"$D70*BB70","v":0},{"$f":"$D70*BC70","v":0},{"$f":"$D70*BD70","v":0},{"$f":"$D70*BE70","v":0},{"$f":"$D70*BF70","v":0},{"$f":"$D70*BG70","v":0},{"$f":"$D70*BH70","v":0},{"$f":"$D70*BI70","v":0},{"$f":"$D70*BJ70","v":0},{"$f":"$D70*BK70","v":0},{"$f":"$D70*BL70","v":0},{"$f":"$D70*BM70","v":0},{"$f":"$D70*BN70","v":0},{"$f":"$D70*BO70","v":0},{"$f":"$D70*BP70","v":0},{"$f":"$D70*BQ70","v":0},{"$f":"$D70*BR70","v":0},{"$f":"$D70*BS70","v":0},{"$f":"$D70*BT70","v":0},{"$f":"$D70*BU70","v":0},{"$f":"$D70*BV70","v":0},{"$f":"$D70*BW70","v":0},{"$f":"$D70*BX70","v":0},{"$f":"$D70*BY70","v":0},{"$f":"$D70*BZ70","v":0},{"$f":"$D70*CA70","v":0},{"$f":"$D70*CB70","v":0},{"$f":"$D70*CC70","v":0},{"$f":"$D70*CD70","v":0},{"$f":"$D70*CE70","v":0},{"$f":"$D70*CF70","v":0},{"$f":"$D70*CG70","v":0},{"$f":"$D70*CH70","v":0},{"$f":"$D70*CI70","v":0},{"$f":"$D70*CJ70","v":0},{"$f":"$D70*CK70","v":0},{"$f":"$D70*CL70","v":0},{"$f":"$D70*CM70","v":0},{"$f":"$D70*CN70","v":0},{"$f":"$D70*CO70","v":0},{"$f":"$D70*CP70","v":0},{"$f":"$D70*CQ70","v":0},{"$f":"$D70*CR70","v":0},{"$f":"$D70*CS70","v":0},{"$f":"$D70*CT70","v":0}]
["","TRANSFORMERS ","ground outdoor / indoor chamber mounted ; > 66 kv & < = 132 kv ; < = 100 mva",0,"",{"$error":"#VALUE!"},2,0,0,0,1,2,0,0,2,1,4,4,4,0,10,9,0,7,10,1,8,1,3,2,0,0,2,2,1,0,2,2,1,0,0,6,0,3,2,0,0,0,3,0,0,0,0,0,0,0,0,0,2,0,0,0,1,0,0,0,2,1,0,0,0,0,0,0,0,0,0,0,0,0,0,0,0,0,0,0,0,0,0,0,0,0,0,0,0,0,0,0,null,0,0,0,0,0,0,0,0,0,0,0,0,0,0,0,0,0,0,0,0,0,0,0,0,0,0,0,0,0,0,0,0,0,0,0,0,0,0,0,0,0,0,0,0,0,0,0,0,0,0,0,0,0,0,0,0,0,0,0,0,0,0,0,0,0,0,0,0,0,0,0,0,0,0,0,0,0,0,0,0,0,0,0,0,0,0,0,0,0,0,0]
["","TRANSFORMERS ","ground outdoor / indoor chamber mounted ; > 66 kv & < = 132 kv ; > 100 mva",0,"",{"$error":"#VALUE!"},2,0,0,1,0,0,0,0,0,1,1,0,3,0,0,3,0,10,1,1,0,0,0,0,0,0,0,0,0,0,0,0,0,0,0,0,0,0,0,0,1,0,0,0,0,1,0,2,0,1,2,0,0,0,4,1,0,2,0,0,1,0,0,0,0,0,0,0,0,0,0,0,0,0,0,0,0,0,0,0,0,0,0,0,0,0,0,0,0,0,0,0,null,0,0,0,0,0,0,0,0,0,0,0,0,0,0,0,0,0,0,0,0,0,0,0,0,0,0,0,0,0,0,0,0,0,0,0,0,0,0,0,0,0,0,0,0,0,0,0,0,0,0,0,0,0,0,0,0,0,0,0,0,0,0,0,0,0,0,0,0,0,0,0,0,0,0,0,0,0,0,0,0,0,0,0,0,0,0,0,0,0,0,0]
[4,"SWITCHGEAR ","˂ = 11 kv ; fuse",2.6700943476543033,68.901590935450585,8.3006982197554073,2,13,102,203,247,642,867,894,725,924,932,1009,878,934,922,789,864,774,1098,1302,946,1026,768,725,488,517,451,582,662,645,770,689,895,877,1048,883,793,959,1376,1805,1238,1088,1871,1432,1029,945,789,838,486,255,292,336,286,418,368,381,279,256,272,231,124,116,108,208,50,31,62,10,28,43,56,21,5,0,0,2,0,0,0,0,0,0,0,0,0,0,0,0,0,0,0,0,null,34.711226519505942,272.34962346073894,542.02915257382358,659.51330387061296,1714.2005711940628,2314.9717994162811,2387.0643468029471,1935.81840204937,2467.1671772325763,2488.5279320138106,2694.1251967831922,2344.3428372404783,2493.8681207091195,2461.8269885372679,2106.7044402992451,2306.9615163733179,2066.6530250844307,2931.7635937244249,3476.4628406459028,2525.9092528809711,2739.5168006933154,2050.6324589985052,1935.81840204937,1303.0060416553001,1380.4387777372749,1204.2125507920907,1553.9949103348044,1767.6024581471488,1722.2108542370256,2055.9726476938135,1839.695005533815,2389.7344411506015,2341.6727428928239,2798.2588763417098,2357.6933089787499,2117.3848176898623,2560.6204794004771,3674.0498223723212,4819.5202975160173,3305.5768023960277,2905.0626502478822,4995.7465244612013,3823.5751058409624,2747.5270837362782,2523.2391585333166,2106.7044402992451,2237.5390633343063,1297.6658529599913,680.87405865184735,779.66754951505652,897.1517008118459,763.64698342913073,1116.0994373194987,982.59471993678358,1017.3059464562896,744.95632299555064,683.54415299950165,726.26566256197054,616.79179430814406,331.09169910913363,309.73094432789918,288.37018954666473,555.37962431209507,133.50471738271517,82.772924777283407,165.54584955456681,26.700943476543031,74.762641734320496,114.81405694913504,149.52528346864099,56.071981300740369,13.350471738271516,0,0,5.3401886953086066,0,0,0,0,0,0,0,0,0,0,0,0,0,0,0,0]
[4,"SWITCHGEAR ","˂ = 11 kv ; switch",15.273761679029205,41.812667304606606,6.4662715149154231,2,150,829,992,1005,1182,1001,823,973,1268,1386,1168,1023,1007,1135,1291,1291,1046,1035,1078,804,736,664,592,529,264,237,262,309,310,310,292,451,616,586,598,563,495,640,755,534,554,437,473,333,302,146,242,147,84,72,105,51,89,41,22,25,55,48,13,4,12,7,29,0,0,0,0,0,1,0,0,0,0,0,0,0,0,0,0,0,0,0,0,0,0,0,0,0,0,0,0,null,2291.0642518543809,12661.948431915211,15151.571585596972,15350.130487424351,18053.58630461252,15289.035440708234,12570.305861841036,14861.370113695417,19367.129809009031,21169.433687134479,17839.753641106112,15625.058197646877,15380.678010782409,17335.719505698147,19718.426327626705,19718.426327626705,15976.354716264548,15808.343337795228,16465.115089993484,12280.104389939481,11241.488595765495,10141.777754875391,9042.0669139852889,8079.8199282064497,4032.2730832637099,3619.8815179299218,4001.7255599056516,4719.5923588200239,4734.8661204990531,4734.8661204990531,4459.938410276528,6888.466517242171,9408.6371942819897,8950.4243439111142,9133.7094840594636,8599.1278252934426,7560.512031119456,9775.2074745786904,11531.69006766705,8156.1887366015953,8461.6639701821787,6674.6338537357624,7224.4892741808135,5086.1626391167256,4612.6760270668201,2229.969205138264,3696.2503263250674,2245.2429668172931,1282.9959810384532,1099.7108408901026,1603.7449762980666,778.96184563048939,1359.3647894335993,626.22422884019738,336.02275693864249,381.84404197573014,840.05689234660622,733.1405605934018,198.55890182737966,61.095046716116819,183.28514014835045,106.91633175320443,442.93908869184696,0,0,0,0,0,15.273761679029205,0,0,0,0,0,0,0,0,0,0,0,0,0,0,0,0,0,0,0,0,0,0]
[4,"SWITCHGEAR ","˂ = 11 kv ; circuit breaker",118.38925016503569,53.375252965895498,7.3058369107101955,2,6,67,67,130,87,57,64,62,179,300,266,168,117,84,139,147,129,150,77,69,66,59,13,0,42,5,7,4,21,13,7,27,26,39,40,14,36,8,181,179,33,77,11,3,0,0,13,5,0,0,0,0,0,0,2,4,37,0,10,0,0,0,0,1,0,0,0,0,0,0,0,0,0,0,0,0,0,0,0,0,0,0,0,0,0,0,0,0,0,0,0,null,710.33550099021409,7932.0797610573909,7932.0797610573909,15390.602521454639,10299.864764358104,6748.1872594070346,7576.9120105622842,7340.1335102322128,21191.675779541387,35516.77504951071,31491.540543899493,19889.394027725997,13851.542269309175,9944.6970138629986,16456.105772939962,17403.219774260248,15272.213271289604,17758.387524755355,9115.9722627077481,8168.8582613874623,7813.6905108923556,6984.9657597371061,1539.0602521454639,0,4972.3485069314993,591.94625082517848,828.72475115524981,473.55700066014276,2486.1742534657496,1539.0602521454639,828.72475115524981,3196.5097544559635,3078.1205042909278,4617.1807564363917,4735.5700066014278,1657.4495023104996,4262.013005941285,947.11400132028552,21428.454279871461,21191.675779541387,3906.8452554461778,9115.9722627077481,1302.2817518153927,355.16775049510704,0,0,1539.0602521454639,591.94625082517848,0,0,0,0,0,0,236.77850033007138,473.55700066014276,4380.4022561063202,0,1183.892501650357,0,0,0,0,118.38925016503569,0,0,0,0,0,0,0,0,0,0,0,0,0,0,0,0,0,0,0,0,0,0,0,0,0,0,0]
[4,"SWITCHGEAR ","> 11 kv & < = 22 kv ; switch",5.3380391629967709,41.138027099406912,6.4138932871857879,2,0,1,4,32,39,75,130,126,55,35,25,35,20,21,36,26,54,35,68,42,53,40,24,17,17,8,5,6,4,2,1,3,2,10,2,2,7,3,4,0,0,4,0,0,0,0,0,0,0,1,0,0,0,0,0,0,0,0,0,0,0,0,0,0,0,0,0,0,0,0,0,0,0,0,0,0,0,0,0,0,0,0,0,0,0,0,0,0,0,0,0,null,0,5.3380391629967709,21.352156651987084,170.81725321589667,208.18352735687407,400.3529372247578,693.94509118958024,672.59293453759312,293.59215396482239,186.83137070488698,133.45097907491927,186.83137070488698,106.76078325993542,112.09882242293219,192.16940986788376,138.78901823791605,288.25411480182561,186.83137070488698,362.9866630837804,224.19764484586437,282.91607563882889,213.52156651987085,128.1129399119225,90.7466657709451,90.7466657709451,42.704313303974168,26.690195814983856,32.028234977980624,21.352156651987084,10.676078325993542,5.3380391629967709,16.014117488990312,10.676078325993542,53.380391629967711,10.676078325993542,10.676078325993542,37.366274140977396,16.014117488990312,21.352156651987084,0,0,21.352156651987084,0,0,0,0,0,0,0,5.3380391629967709,0,0,0,0,0,0,0,0,0,0,0,0,0,0,0,0,0,0,0,0,0,0,0,0,0,0,0,0,0,0,0,0,0,0,0,0,0,0,0,0,0]
["","SWITCHGEAR ","> 11 kv & < = 22 kv ; circuit breaker",89.262776745942304,53.375252965895498,7.3058369107101955,2,0,0,0,0,0,1,0,0,0,1,0,3,30,1,0,0,0,7,0,0,0,2,16,0,0,0,0,0,0,0,0,0,0,0,0,0,0,0,0,0,0,0,0,0,0,0,0,0,0,0,0,0,0,0,0,0,0,0,0,0,0,0,0,0,0,0,0,0,0,0,0,0,0,0,0,0,0,0,0,0,0,0,0,0,0,0,0,0,0,0,0,null,0,0,0,0,0,89.262776745942304,0,0,0,89.262776745942304,0,267.78833023782693,2677.883302378269,89.262776745942304,0,0,0,624.83943722159609,0,0,0,178.52555349188461,1428.2044279350769,0,0,0,0,0,0,0,0,0,0,0,0,0,0,0,0,0,0,0,0,0,0,0,0,0,0,0,0,0,0,0,0,0,0,0,0,0,0,0,0,0,0,0,0,0,0,0,0,0,0,0,0,0,0,0,0,0,0,0,0,0,0,0,0,0,0,0,0]
[4,"SWITCHGEAR ","> 22 kv & < = 33 kv ; switch",25.617056691442183,24.737862327751749,4.9737171539756613,2,0,3,2,13,2,7,9,0,7,4,5,3,0,4,1,7,5,7,6,4,0,1,9,1,2,0,0,0,0,1,0,0,0,0,0,0,1,0,0,0,0,0,0,0,0,0,0,0,0,0,0,0,0,0,0,0,0,0,0,0,0,0,0,0,0,0,0,0,0,0,0,0,0,0,0,0,0,0,0,0,0,0,0,0,0,0,0,0,0,0,0,null,0,76.851170074326546,51.234113382884367,333.02173698874839,51.234113382884367,179.31939684009529,230.55351022297964,0,179.31939684009529,102.46822676576873,128.08528345721092,76.851170074326546,0,102.46822676576873,25.617056691442183,179.31939684009529,128.08528345721092,179.31939684009529,153.70234014865309,102.46822676576873,0,25.617056691442183,230.55351022297964,25.617056691442183,51.234113382884367,0,0,0,0,25.617056691442183,0,0,0,0,0,0,25.617056691442183,0,0,0,0,0,0,0,0,0,0,0,0,0,0,0,0,0,0,0,0,0,0,0,0,0,0,0,0,0,0,0,0,0,0,0,0,0,0,0,0,0,0,0,0,0,0,0,0,0,0,0,0,0,0]
[4,"SWITCHGEAR ","> 22 kv & < = 33 kv ; circuit breaker",299.57108047281804,69.145790311784751,8.3153947778674198,2,0,3,6,14,22,1,5,30,119,65,89,65,62,55,19,31,24,17,24,22,4,11,4,5,0,7,10,4,13,0,0,5,6,0,1,1,0,6,12,2,6,26,0,0,1,0,16,2,2,1,26,5,32,18,1,26,21,17,6,0,0,1,2,0,0,0,0,0,0,0,0,0,0,0,0,0,0,0,0,0,0,0,0,0,0,0,0,0,0,0,0,null,0,898.71324141845412,1797.4264828369082,4193.995126619453,6590.5637704019973,299.57108047281804,1497.8554023640902,8987.1324141845416,35648.958576265344,19472.120230733173,26661.826162080804,19472.120230733173,18573.406989314717,16476.409426004993,5691.850528983543,9286.7034946573585,7189.7059313476329,5092.7083680379064,7189.7059313476329,6590.5637704019973,1198.2843218912722,3295.2818852009987,1198.2843218912722,1497.8554023640902,0,2096.9975633097265,2995.7108047281804,1198.2843218912722,3894.4240461466343,0,0,1497.8554023640902,1797.4264828369082,0,299.57108047281804,299.57108047281804,0,1797.4264828369082,3594.8529656738165,599.14216094563608,1797.4264828369082,7788.8480922932686,0,0,299.57108047281804,0,4793.1372875650886,599.14216094563608,599.14216094563608,299.57108047281804,7788.8480922932686,1497.8554023640902,9586.2745751301773,5392.2794485107243,299.57108047281804,7788.8480922932686,6290.9926899291786,5092.7083680379064,1797.4264828369082,0,0,299.57108047281804,599.14216094563608,0,0,0,0,0,0,0,0,0,0,0,0,0,0,0,0,0,0,0,0,0,0,0,0,0,0,0,0]
[4,"SWITCHGEAR ","> 33 kv & < = 66 kv ; switch",23.518034199185319,17.919538676983191,4.2331476086929909,2,0,0,0,0,0,0,0,0,4,1,0,0,1,0,0,1,1,0,0,0,0,0,2,0,0,0,0,0,0,0,0,0,0,0,0,0,0,0,0,0,0,0,0,0,0,0,0,0,0,0,0,0,0,0,0,0,0,0,0,0,0,0,0,0,0,0,0,0,0,0,0,0,0,0,0,0,0,0,0,0,0,0,0,0,0,0,0,0,0,0,0,null,0,0,0,0,0,0,0,0,94.072136796741276,23.518034199185319,0,0,23.518034199185319,0,0,23.518034199185319,23.518034199185319,0,0,0,0,0,47.036068398370638,0,0,0,0,0,0,0,0,0,0,0,0,0,0,0,0,0,0,0,0,0,0,0,0,0,0,0,0,0,0,0,0,0,0,0,0,0,0,0,0,0,0,0,0,0,0,0,0,0,0,0,0,0,0,0,0,0,0,0,0,0,0,0,0,0,0,0,0]
[4,"SWITCHGEAR ","> 33 kv & < = 66 kv ; circuit breaker",178.5802149123472,47.687563213653142,6.905618235440846,2,0,0,1,0,0,0,1,0,13,5,20,26,3,25,9,12,10,5,0,7,0,5,1,0,0,0,3,2,0,0,0,0,9,3,5,0,5,0,3,1,1,7,2,0,0,0,0,0,0,0,0,0,0,0,0,0,0,2,0,0,0,0,0,0,0,0,0,0,0,0,0,0,0,0,0,0,0,0,0,0,0,0,0,0,0,0,0,0,0,0,0,null,0,0,178.5802149123472,0,0,0,178.5802149123472,0,2321.5427938605135,892.90107456173598,3571.6042982469439,4643.085587721027,535.74064473704163,4464.5053728086805,1607.2219342111248,2142.9625789481665,1785.802149123472,892.90107456173598,0,1250.0615043864304,0,892.90107456173598,178.5802149123472,0,0,0,535.74064473704163,357.1604298246944,0,0,0,0,1607.2219342111248,535.74064473704163,892.90107456173598,0,892.90107456173598,0,535.74064473704163,178.5802149123472,178.5802149123472,1250.0615043864304,357.1604298246944,0,0,0,0,0,0,0,0,0,0,0,0,0,0,357.1604298246944,0,0,0,0,0,0,0,0,0,0,0,0,0,0,0,0,0,0,0,0,0,0,0,0,0,0,0,0,0,0,0,0,0]
["","SWITCHGEAR ","> 66 kv & < = 132 kv ; switch",23.518034199185319,17.919538676983191,4.2331476086929909,2,0,0,0,0,0,0,0,0,0,0,0,0,0,0,0,0,0,0,0,0,0,0,0,0,0,0,0,0,0,0,0,0,0,0,0,0,0,0,0,0,0,0,0,0,0,0,0,0,0,0,0,0,0,0,0,0,0,0,0,0,0,0,0,0,0,0,0,0,0,0,0,0,0,0,0,0,0,0,0,0,0,0,0,0,0,0,0,0,0,0,0,null,0,0,0,0,0,0,0,0,0,0,0,0,0,0,0,0,0,0,0,0,0,0,0,0,0,0,0,0,0,0,0,0,0,0,0,0,0,0,0,0,0,0,0,0,0,0,0,0,0,0,0,0,0,0,0,0,0,0,0,0,0,0,0,0,0,0,0,0,0,0,0,0,0,0,0,0,0,0,0,0,0,0,0,0,0,0,0,0,0,0,0]
[4,"SWITCHGEAR ","> 66 kv & < = 132 kv ; circuit breaker",195.30723443425453,45.084832270307011,6.7145239794275078,2,0,0,2,15,1,10,7,1,47,46,39,18,32,23,14,34,10,21,11,7,1,4,13,10,6,0,4,1,3,0,0,0,12,4,0,0,6,0,0,0,4,0,0,0,0,4,0,0,0,0,0,0,0,0,0,0,0,0,0,0,0,0,0,0,0,0,0,0,0,0,0,0,0,0,0,0,0,0,0,0,0,0,0,0,0,0,0,0,0,0,0,null,0,0,390.61446886850905,2929.6085165138179,195.30723443425453,1953.0723443425452,1367.1506410397817,195.30723443425453,9179.4400184099632,8984.1327839757087,7616.9821429359263,3515.5302198165814,6249.8315018961448,4492.0663919878543,2734.3012820795634,6640.4459707646538,1953.0723443425452,4101.4519231193453,2148.3795787767999,1367.1506410397817,195.30723443425453,781.2289377370181,2538.9940476453089,1953.0723443425452,1171.8434066055272,0,781.2289377370181,195.30723443425453,585.9217033027636,0,0,0,2343.6868132110544,781.2289377370181,0,0,1171.8434066055272,0,0,0,781.2289377370181,0,0,0,0,781.2289377370181,0,0,0,0,0,0,0,0,0,0,0,0,0,0,0,0,0,0,0,0,0,0,0,0,0,0,0,0,0,0,0,0,0,0,0,0,0,0,0,0,0,0,0,0,0]
[0,0,0,0,0,0,2,0,0,0,0,0,0,0,0,0,0,0,0,0,0,0,0,0,0,0,0,0,0,0,0,0,0,0,0,0,0,0,0,0,0,0,0,0,0,0,0,0,0,0,0,0,0,0,0,0,0,0,0,0,0,0,0,0,0,0,0,0,0,0,0,0,0,0,0,0,0,0,0,0,0,0,0,0,0,0,0,0,0,0,0,0,0,0,0,0,0,0,null,0,0,0,0,0,0,0,0,0,0,0,0,0,0,0,0,0,0,0,0,0,0,0,0,0,0,0,0,0,0,0,0,0,0,0,0,0,0,0,0,0,0,0,0,0,0,0,0,0,0,0,0,0,0,0,0,0,0,0,0,0,0,0,0,0,0,0,0,0,0,0,0,0,0,0,0,0,0,0,0,0,0,0,0,0,0,0,0,0,0,0]
[0,0,0,0,0,0,2,0,0,0,0,0,0,0,0,0,0,0,0,0,0,0,0,0,0,0,0,0,0,0,0,0,0,0,0,0,0,0,0,0,0,0,0,0,0,0,0,0,0,0,0,0,0,0,0,0,0,0,0,0,0,0,0,0,0,0,0,0,0,0,0,0,0,0,0,0,0,0,0,0,0,0,0,0,0,0,0,0,0,0,0,0,0,0,0,0,0,0,null,0,0,0,0,0,0,0,0,0,0,0,0,0,0,0,0,0,0,0,0,0,0,0,0,0,0,0,0,0,0,0,0,0,0,0,0,0,0,0,0,0,0,0,0,0,0,0,0,0,0,0,0,0,0,0,0,0,0,0,0,0,0,0,0,0,0,0,0,0,0,0,0,0,0,0,0,0,0,0,0,0,0,0,0,0,0,0,0,0,0,0]
[0,0,0,0,0,0,2,0,0,0,0,0,0,0,0,0,0,0,0,0,0,0,0,0,0,0,0,0,0,0,0,0,0,0,0,0,0,0,0,0,0,0,0,0,0,0,0,0,0,0,0,0,0,0,0,0,0,0,0,0,0,0,0,0,0,0,0,0,0,0,0,0,0,0,0,0,0,0,0,0,0,0,0,0,0,0,0,0,0,0,0,0,0,0,0,0,0,0,null,0,0,0,0,0,0,0,0,0,0,0,0,0,0,0,0,0,0,0,0,0,0,0,0,0,0,0,0,0,0,0,0,0,0,0,0,0,0,0,0,0,0,0,0,0,0,0,0,0,0,0,0,0,0,0,0,0,0,0,0,0,0,0,0,0,0,0,0,0,0,0,0,0,0,0,0,0,0,0,0,0,0,0,0,0,0,0,0,0,0,0]
[0,0,0,0,0,0,2,0,0,0,0,0,0,0,0,0,0,0,0,0,0,0,0,0,0,0,0,0,0,0,0,0,0,0,0,0,0,0,0,0,0,0,0,0,0,0,0,0,0,0,0,0,0,0,0,0,0,0,0,0,0,0,0,0,0,0,0,0,0,0,0,0,0,0,0,0,0,0,0,0,0,0,0,0,0,0,0,0,0,0,0,0,0,0,0,0,0,0,null,0,0,0,0,0,0,0,0,0,0,0,0,0,0,0,0,0,0,0,0,0,0,0,0,0,0,0,0,0,0,0,0,0,0,0,0,0,0,0,0,0,0,0,0,0,0,0,0,0,0,0,0,0,0,0,0,0,0,0,0,0,0,0,0,0,0,0,0,0,0,0,0,0,0,0,0,0,0,0,0,0,0,0,0,0,0,0,0,0,0,0]
[0,0,0,0,0,0,2,0,0,0,0,0,0,0,0,0,0,0,0,0,0,0,0,0,0,0,0,0,0,0,0,0,0,0,0,0,0,0,0,0,0,0,0,0,0,0,0,0,0,0,0,0,0,0,0,0,0,0,0,0,0,0,0,0,0,0,0,0,0,0,0,0,0,0,0,0,0,0,0,0,0,0,0,0,0,0,0,0,0,0,0,0,0,0,0,0,0,0,null,0,0,0,0,0,0,0,0,0,0,0,0,0,0,0,0,0,0,0,0,0,0,0,0,0,0,0,0,0,0,0,0,0,0,0,0,0,0,0,0,0,0,0,0,0,0,0,0,0,0,0,0,0,0,0,0,0,0,0,0,0,0,0,0,0,0,0,0,0,0,0,0,0,0,0,0,0,0,0,0,0,0,0,0,0,0,0,0,0,0,0]

{"sheet":"S2 Output","index":3,"n_rows":88,"n_cols":43,"rows_kept":88,"cut":false,"hidden":false,"merged":[]}
[null,{"$f":"'S2 Input'!B1","v":"Scenario"},{"$f":"'S2 Input'!C1","v":2},"Replacement expenditure forecast ($,000)",null,null,null,null,null,null,null,null,null,null,null,null,null,null,null,null,null,null,null,"Replacement quantity forecast (#)"]
[null,{"$f":"'S2 Input'!B2","v":"Unit cost"},{"$f":"'S2 Input'!C2","v":"Comparative"},1,2,3,4,5,6,7,8,9,10,11,12,13,14,15,16,17,18,19,20,1,2,3,4,5,6,7,8,9,10,11,12,13,14,15,16,17,18,19,20]
[null,{"$f":"'S2 Input'!B3","v":"Lives"},{"$f":"'S2 Input'!C3","v":"Historical"}]
[]
["ID","Asset category",null,2023,{"$f":"D5+1","v":2024},{"$f":"E5+1","v":2025},2026,2027,2028,2029,2030,2031,2032,2033,2034,2035,2036,2037,2038,2039,2040,2041,2042,{"$f":"D5","v":2023},{"$f":"E5","v":2024},2025,2026,2027,2028,2029,2030,2031,2032,2033,2034,2035,2036,2037,2038,2039,2040,2041,2042]
[1,"OVERHEAD CONDUCTORS",null,{"$f":"IFERROR(IF($A6=\"\",\"\",SUMIFS(D$21:D$175,$A$21:$A$175,$A6)),\"\")","v":14133.818996515016},{"$f":"IFERROR(IF($A6=\"\",\"\",SUMIFS(E$21:E$175,$A$21:$A$175,$A6)),\"\")","v":16106.136507293515},18192.486415380976,20373.767432193796,22627.475176152995,24928.175799626279,27248.126064325283,29558.030565557776,31827.918459588513,34028.111592436137,36130.244219231317,38108.283114563841,39939.487879540844,41605.246837493687,43091.725899818775,44390.27717341228,45497.570713462381,{"$f":"IFERROR(IF($A6=\"\",\"\",SUMIFS(U$21:U$175,$A$21:$A$175,$A6)),\"\")","v":46415.43527685594},47150.419663991248,47713.111985695956,{"$f":"IFERROR(IF($A6=\"\",\"\",SUMIFS(X$21:X$175,$A$21:$A$175,$A6)),\"\")","v":169.82467997037807},{"$f":"IFERROR(IF($A6=\"\",\"\",SUMIFS(Y$21:Y$175,$A$21:$A$175,$A6)),\"\")","v":192.63795896794591},216.6721133056069,241.71805266946927,267.53417316835959,293.85073137464235,320.37532365969383,346.79950371380158,372.80652526829488,398.08010150036586,422.31393407484933,445.221603453265,466.54625878487883,486.06943584548583,503.61829738614239,519.07065308881704,532.35728017178076,{"$f":"IFERROR(IF($A6=\"\",\"\",SUMIFS(AO$21:AO$175,$A$21:$A$175,$A6)),\"\")","v":543.46131494422559},552.41478674892801,559.2926731268509]
[2,"POLES",null,{"$f":"IFERROR(IF($A7=\"\",\"\",SUMIFS(D$21:D$175,$A$21:$A$175,$A7)),\"\")","v":20171.420658125011},22550.686614215538,25019.57936426637,27495.303075820924,29907.510179316498,32193.657703165321,34300.819730166935,36188.799562549379,37832.18931057195,39221.204183716938,40361.036456514412,41269.792025327391,41975.323621390817,42511.484034320783,42914.404661965287,43219.316163832154,43458.204984611897,43658.339398772965,43841.503284814717,44023.698865637161,2938.4732888011818,3269.7358206821064,3606.8516699402771,3940.873714514431,4263.6774580950487,4568.0190613689456,4847.8358241974693,5098.5440726793568,5317.2189004103648,5502.6421830601548,5655.2097135446511,5776.7100232507564,5870.0064473341781,5938.6692788521077,5986.6099593750287,6017.7610162100691,6035.8269951902475,6044.1108585415059,6045.4052491532457,6041.9325510647186]
[3,"SERVICE LINES",null,4705.8022596002293,4937.4342885031292,5128.6148305704546,5277.5776203785736,5384.4287490482739,5451.0124571072065,5480.6517711678252,5477.7963817671352,5447.6179883323548,5395.59558204525,5327.1299781978505,5247.2193797628324,5160.2174687051947,5069.6843121627926,4978.3299120473739,4888.0417452417696,4799.9817609863876,4714.7350473165625,4632.4913172385441,4553.2408323228601,6934.7380342466895,7276.0841750679847,7557.8187026456071,7777.3387477266378,7934.8006522247042,8032.9221939438594,8076.6003740258711,8072.3925096943103,8027.9199115655456,7951.2567328745508,7850.3619224159056,7732.6011165562459,7604.3901488232323,7470.9753367677122,7336.3502934430053,7203.2965122068963,7073.5263075908533,6947.9018986232531,6826.7028571873725,6709.9148321792891]
[4,"SWITCHGEAR",null,16348.594493311011,16086.775983531696,15932.837945258232,15860.456813864503,15850.654687800581,15890.65770365895,15972.711568586265,16092.969395090349,16250.521231073388,16446.590257992957,16683.884704781078,16966.073087638866,17297.345087746209,17682.027689599687,18124.23930904438,18627.576692363586,19194.836117899471,19827.771099231621,20526.885275982335,21291.254558402576,979.03549083938196,956.05288590747671,938.72022429584513,925.34643990006975,914.88644192710683,906.88163682097866,901.38187311683271,898.85386483360469,900.07996226032549,906.05037289058635,917.85173431148985,936.55535512255335,963.10931877941698,998.23963265823579,1042.3662514164998,1095.5397325984677,1157.4033180510717,1227.183444539434,1303.7093360152519,1385.4597904128482]
[5,"TRANSFORMERS",null,1923.6991680858589,2196.7975454327457,2507.3136657498658,2857.2731960603105,3248.0434417131391,3680.2403834819725,4153.6792398160133,4667.3766721238517,5219.6073766129693,5808.0114991147721,6429.7429991796998,7081.6438903832641,7760.4262066886431,8462.8431500460774,9185.8330522411215,9926.6238198058873,10682.790441498246,11452.263083374928,12233.287821434533,13024.346046356848,59.542992980139239,67.827902041913191,77.164865447125109,87.607916355883049,99.19673535719528,111.95501993115437,125.88980227272214,140.99186558343709,157.23728151772264,174.58992838385447,193.00467853426903,212.43080610013794,232.81510546957685,254.10425089902469,276.24606085222376,299.18951965433587,322.88360367366096,347.27511884073954,372.30586349369815,397.90948944203592]
[6,"UNDERGROUND CABLES",null,2975.9495476315178,3746.2570175459123,4686.3596160785228,5823.6654692851516,7186.7960652102674,8804.5883775584534,10704.795749133735,12912.502530853164,15448.299030692588,18326.298789478409,21552.11622595456,25120.954953808876,29015.980660089637,33207.162471866272,37650.759139827489,42289.598632933819,47054.251646888566,51865.133584803778,56635.491060550325,61275.145581670091,8.153220669188963,10.263635071319932,12.839237854510461,15.955119169411713,19.689693419282914,24.121965374293037,29.327970976774825,35.376433921500876,42.323765556139122,50.208632803948674,59.046417510023296,68.823978995936869,79.495196228347695,90.977793506686112,103.15193275833936,115.86097954521978,128.91471812953378,142.09511027847182,155.16447739917163,167.875757121503]
[null,null,null,"","","","","","","","","","","","","","","","","","","","","","","","","","","","","","","","","","","","","","","",""]
[null,null,null,"","","","","","","","","","","","","","","","","","","","","","","","","","","","","","","","","","","","","","","",""]
[null,null,null,"","","","","","","","","","","","","","","","","","","","","","","","","","","","","","","","","","","","","","","",""]
[null,null,null,"","","","","","","","","","","","","","","","","","","","","","","","","","","","","","","","","","","","","","","",""]
[null,null,null,"","","","","","","","","","","","","","","","","","","","","","","","","","","","","","","","","","","","","","","",""]
[null,null,null,"","","","","","","","","","","","","","","","","","","","","","","","","","","","","","","","","","","","","","","",""]
[null,null,"Total",{"$f":"IFERROR(SUM(D$6:D$17),\"\")","v":60259.285123268644},{"$f":"IFERROR(SUM(E$6:E$17),\"\")","v":65624.087956522533},71467.191837304417,77688.043607603264,84204.908299241739,90948.332424598178,97860.784123196063,104897.47510794166,112026.15339687177,119225.81190478447,126484.15458385891,133793.96645148506,141148.78092416131,148538.44849548928,155945.29197494441,163341.43422758952,170687.63566534696,177933.67749035577,185020.07842401171,191880.79787008549]
[]
["ID","Asset category","Asset class"]
[2,"POLES ","staked wooden pole",{"$f":"IFERROR(repcalc('S2 Input'!$CV21:$GH21,'S2 Input'!$G21,'S2 Input'!$E21,'S2 Input'!$F21,20,TRUE,TRUE),\"\")","v":1551.6011876663426},1835.6998650681669,2106.2940677288661,2347.5537220432484,2546.4541352339343,2694.6853706545198,2789.6997120893434,2834.6716875684815,2837.4274301146093,2808.6583600978547,2759.8858156620317,2701.6475244471349,2642.2479594705401,2587.2117870671377,2539.3791196571606,2499.4452241328481,2466.7024906433981,2439.7772041926232,2417.231182247891,2397.9775226038319,{"$f":"IFERROR(IF(OR(D21=\"\",'S2 Input'!$D21=\"\"),\"\",D21/'S2 Input'!$D21),\"\")","v":168.2837844325152},{"$f":"IFERROR(IF(OR(E21=\"\",'S2 Input'!$D21=\"\"),\"\",E21/'S2 Input'!$D21),\"\")","v":199.09659958468572},{"$f":"IFERROR(IF(OR(F21=\"\",'S2 Input'!$D21=\"\"),\"\",F21/'S2 Input'!$D21),\"\")","v":228.44474447604787},{"$f":"IFERROR(IF(OR(G21=\"\",'S2 Input'!$D21=\"\"),\"\",G21/'S2 Input'!$D21),\"\")","v":254.61131871022235},{"$f":"IFERROR(IF(OR(H21=\"\",'S2 Input'!$D21=\"\"),\"\",H21/'S2 Input'!$D21),\"\")","v":276.18368828752472},{"$f":"IFERROR(IF(OR(I21=\"\",'S2 Input'!$D21=\"\"),\"\",I21/'S2 Input'!$D21),\"\")","v":292.26057290579519},{"$f":"IFERROR(IF(OR(J21=\"\",'S2 Input'!$D21=\"\"),\"\",J21/'S2 Input'!$D21),\"\")","v":302.56565199384602},{"$f":"IFERROR(IF(OR(K21=\"\",'S2 Input'!$D21=\"\"),\"\",K21/'S2 Input'!$D21),\"\")","v":307.44322896864725},{"$f":"IFERROR(IF(OR(L21=\"\",'S2 Input'!$D21=\"\"),\"\",L21/'S2 Input'!$D21),\"\")","v":307.74211168945874},{"$f":"IFERROR(IF(OR(M21=\"\",'S2 Input'!$D21=\"\"),\"\",M21/'S2 Input'!$D21),\"\")","v":304.6218717621453},{"$f":"IFERROR(IF(OR(N21=\"\",'S2 Input'!$D21=\"\"),\"\",N21/'S2 Input'!$D21),\"\")","v":299.33209213365211},{"$f":"IFERROR(IF(OR(O21=\"\",'S2 Input'!$D21=\"\"),\"\",O21/'S2 Input'!$D21),\"\")","v":293.01567518164779},{"$f":"IFERROR(IF(OR(P21=\"\",'S2 Input'!$D21=\"\"),\"\",P21/'S2 Input'!$D21),\"\")","v":286.57330863323028},{"$f":"IFERROR(IF(OR(Q21=\"\",'S2 Input'!$D21=\"\"),\"\",Q21/'S2 Input'!$D21),\"\")","v":280.60418754312934},{"$f":"IFERROR(IF(OR(R21=\"\",'S2 Input'!$D21=\"\"),\"\",R21/'S2 Input'!$D21),\"\")","v":275.41634523207807},{"$f":"IFERROR(IF(OR(S21=\"\",'S2 Input'!$D21=\"\"),\"\",S21/'S2 Input'!$D21),\"\")","v":271.08518905652022},{"$f":"IFERROR(IF(OR(T21=\"\",'S2 Input'!$D21=\"\"),\"\",T21/'S2 Input'!$D21),\"\")","v":267.5339729656398},{"$f":"IFERROR(IF(OR(U21=\"\",'S2 Input'!$D21=\"\"),\"\",U21/'S2 Input'!$D21),\"\")","v":264.61370638110537},{"$f":"IFERROR(IF(OR(V21=\"\",'S2 Input'!$D21=\"\"),\"\",V21/'S2 Input'!$D21),\"\")","v":262.16840669525988},{"$f":"IFERROR(IF(OR(W21=\"\",'S2 Input'!$D21=\"\"),\"\",W21/'S2 Input'!$D21),\"\")","v":260.08019051262659}]
[2,"POLES ","˂ = 1 kv ; wood",{"$f":"IFERROR(repcalc('S2 Input'!$CV22:$GH22,'S2 Input'!$G22,'S2 Input'!$E22,'S2 Input'!$F22,20,TRUE,TRUE),\"\")","v":7248.6178139199837},7909.2346824623437,8546.6045230591008,9147.3146141905654,9699.0877988396587,10191.416107680825,10616.072760255636,10967.462393995434,11242.785352231584,11442.010132863512,11567.666424541414,11624.487347664928,11618.94174132451,11558.704370495545,11452.113301629943,11307.659718422299,11133.547108597284,10937.345507696606,10725.754012392164,10504.472695041333,{"$f":"IFERROR(IF(OR(D22=\"\",'S2 Input'!$D22=\"\"),\"\",D22/'S2 Input'!$D22),\"\")","v":1461.9288032902859},{"$f":"IFERROR(IF(OR(E22=\"\",'S2 Input'!$D22=\"\"),\"\",E22/'S2 Input'!$D22),\"\")","v":1595.1645253070915},{"$f":"IFERROR(IF(OR(F22=\"\",'S2 Input'!$D22=\"\"),\"\",F22/'S2 Input'!$D22),\"\")","v":1723.7116983319354},{"$f":"IFERROR(IF(OR(G22=\"\",'S2 Input'!$D22=\"\"),\"\",G22/'S2 Input'!$D22),\"\")","v":1844.86519368739},{"$f":"IFERROR(IF(OR(H22=\"\",'S2 Input'!$D22=\"\"),\"\",H22/'S2 Input'!$D22),\"\")","v":1956.1489076628532},{"$f":"IFERROR(IF(OR(I22=\"\",'S2 Input'!$D22=\"\"),\"\",I22/'S2 Input'!$D22),\"\")","v":2055.4435530486144},{"$f":"IFERROR(IF(OR(J22=\"\",'S2 Input'!$D22=\"\"),\"\",J22/'S2 Input'!$D22),\"\")","v":2141.0899214798146},{"$f":"IFERROR(IF(OR(K22=\"\",'S2 Input'!$D22=\"\"),\"\",K22/'S2 Input'!$D22),\"\")","v":2211.9595189574652},{"$f":"IFERROR(IF(OR(L22=\"\",'S2 Input'!$D22=\"\"),\"\",L22/'S2 Input'!$D22),\"\")","v":2267.4877000790525},{"$f":"IFERROR(IF(OR(M22=\"\",'S2 Input'!$D22=\"\"),\"\",M22/'S2 Input'!$D22),\"\")","v":2307.6681113811487},{"$f":"IFERROR(IF(OR(N22=\"\",'S2 Input'!$D22=\"\"),\"\",N22/'S2 Input'!$D22),\"\")","v":2333.0109500897638},{"$f":"IFERROR(IF(OR(O22=\"\",'S2 Input'!$D22=\"\"),\"\",O22/'S2 Input'!$D22),\"\")","v":2344.4708099245986},{"$f":"IFERROR(IF(OR(P22=\"\",'S2 Input'!$D22=\"\"),\"\",P22/'S2 Input'!$D22),\"\")","v":2343.3523509509173},{"$f":"IFERROR(IF(OR(Q22=\"\",'S2 Input'!$D22=\"\"),\"\",Q22/'S2 Input'!$D22),\"\")","v":2331.2034489519415},{"$f":"IFERROR(IF(OR(R22=\"\",'S2 Input'!$D22=\"\"),\"\",R22/'S2 Input'!$D22),\"\")","v":2309.7057568748569},{"$f":"IFERROR(IF(OR(S22=\"\",'S2 Input'!$D22=\"\"),\"\",S22/'S2 Input'!$D22),\"\")","v":2280.5718089345751},{"$f":"IFERROR(IF(OR(T22=\"\",'S2 Input'!$D22=\"\"),\"\",T22/'S2 Input'!$D22),\"\")","v":2245.4561157288413},{"$f":"IFERROR(IF(OR(U22=\"\",'S2 Input'!$D22=\"\"),\"\",U22/'S2 Input'!$D22),\"\")","v":2205.8854308104633},{"$f":"IFERROR(IF(OR(V22=\"\",'S2 Input'!$D22=\"\"),\"\",V22/'S2 Input'!$D22),\"\")","v":2163.2108534692779},{"$f":"IFERROR(IF(OR(W22=\"\",'S2 Input'!$D22=\"\"),\"\",W22/'S2 Input'!$D22),\"\")","v":2118.5819959726159}]
[2,"POLES ","> 1 kv & < = 11 kv ; wood",{"$f":"IFERROR(repcalc('S2 Input'!$CV23:$GH23,'S2 Input'!$G23,'S2 Input'!$E23,'S2 Input'!$F23,20,TRUE,TRUE),\"\")","v":5775.2728539228456},6581.7176910090184,7426.3173654270986,8297.5268814210358,9182.6351437140111,10068.358273304453,10941.477941482408,11789.471589461504,12601.081095424965,13366.772295085857,14079.049205690562,14732.602491692114,15324.289660144015,15852.962360231548,16319.171666061085,16724.793385738263,17072.620956875144,17365.972890245022,17608.355421114164,17803.210212100541,{"$f":"IFERROR(IF(OR(D23=\"\",'S2 Input'!$D23=\"\"),\"\",D23/'S2 Input'!$D23),\"\")","v":834.82190601140337},{"$f":"IFERROR(IF(OR(E23=\"\",'S2 Input'!$D23=\"\"),\"\",E23/'S2 Input'!$D23),\"\")","v":951.39437505622755},{"$f":"IFERROR(IF(OR(F23=\"\",'S2 Input'!$D23=\"\"),\"\",F23/'S2 Input'!$D23),\"\")","v":1073.4821668971585},{"$f":"IFERROR(IF(OR(G23=\"\",'S2 Input'!$D23=\"\"),\"\",G23/'S2 Input'!$D23),\"\")","v":1199.4164399736783},{"$f":"IFERROR(IF(OR(H23=\"\",'S2 Input'!$D23=\"\"),\"\",H23/'S2 Input'!$D23),\"\")","v":1327.35979178466},{"$f":"IFERROR(IF(OR(I23=\"\",'S2 Input'!$D23=\"\"),\"\",I23/'S2 Input'!$D23),\"\")","v":1455.3920233251711},{"$f":"IFERROR(IF(OR(J23=\"\",'S2 Input'!$D23=\"\"),\"\",J23/'S2 Input'!$D23),\"\")","v":1581.6024109554733},{"$f":"IFERROR(IF(OR(K23=\"\",'S2 Input'!$D23=\"\"),\"\",K23/'S2 Input'!$D23),\"\")","v":1704.1808053270252},{"$f":"IFERROR(IF(OR(L23=\"\",'S2 Input'!$D23=\"\"),\"\",L23/'S2 Input'!$D23),\"\")","v":1821.4998328159454},{"$f":"IFERROR(IF(OR(M23=\"\",'S2 Input'!$D23=\"\"),\"\",M23/'S2 Input'!$D23),\"\")","v":1932.1813197145043},{"$f":"IFERROR(IF(OR(N23=\"\",'S2 Input'!$D23=\"\"),\"\",N23/'S2 Input'!$D23),\"\")","v":2035.141713648972},{"$f":"IFERROR(IF(OR(O23=\"\",'S2 Input'!$D23=\"\"),\"\",O23/'S2 Input'!$D23),\"\")","v":2129.6135444524693},{"$f":"IFERROR(IF(OR(P23=\"\",'S2 Input'!$D23=\"\"),\"\",P23/'S2 Input'!$D23),\"\")","v":2215.1425613878318},{"$f":"IFERROR(IF(OR(Q23=\"\",'S2 Input'!$D23=\"\"),\"\",Q23/'S2 Input'!$D23),\"\")","v":2291.5627691090108},{"$f":"IFERROR(IF(OR(R23=\"\",'S2 Input'!$D23=\"\"),\"\",R23/'S2 Input'!$D23),\"\")","v":2358.9538259711126},{"$f":"IFERROR(IF(OR(S23=\"\",'S2 Input'!$D23=\"\"),\"\",S23/'S2 Input'!$D23),\"\")","v":2417.586882054431},{"$f":"IFERROR(IF(OR(T23=\"\",'S2 Input'!$D23=\"\"),\"\",T23/'S2 Input'!$D23),\"\")","v":2467.8657317719076},{"$f":"IFERROR(IF(OR(U23=\"\",'S2 Input'!$D23=\"\"),\"\",U23/'S2 Input'!$D23),\"\")","v":2510.2700694269893},{"$f":"IFERROR(IF(OR(V23=\"\",'S2 Input'!$D23=\"\"),\"\",V23/'S2 Input'!$D23),\"\")","v":2545.3067251005996},{"$f":"IFERROR(IF(OR(W23=\"\",'S2 Input'!$D23=\"\"),\"\",W23/'S2 Input'!$D23),\"\")","v":2573.4731948278627}]
[2,"POLES ","˃ 11 kv & < = 22 kv ; wood",{"$f":"IFERROR(repcalc('S2 Input'!$CV24:$GH24,'S2 Input'!$G24,'S2 Input'!$E24,'S2 Input'!$F24,20,TRUE,TRUE),\"\")","v":137.92854108663533},155.74764675927514,174.44873220362521,193.93118182686317,214.09844961760462,234.85980022737309,256.1291335594434,277.82071735950899,299.84211517481651,322.08507988338067,344.41561440093665,366.6647089449749,388.62138712506328,410.02959218875696,430.59011214070108,449.96820579999411,467.80691291123503,483.74529862628174,497.44019855408794,508.58949583221153,{"$f":"IFERROR(IF(OR(D24=\"\",'S2 Input'!$D24=\"\"),\"\",D24/'S2 Input'!$D24),\"\")","v":17.36595149253322},{"$f":"IFERROR(IF(OR(E24=\"\",'S2 Input'!$D24=\"\"),\"\",E24/'S2 Input'!$D24),\"\")","v":19.609473553402538},{"$f":"IFERROR(IF(OR(F24=\"\",'S2 Input'!$D24=\"\"),\"\",F24/'S2 Input'!$D24),\"\")","v":21.964041651678247},{"$f":"IFERROR(IF(OR(G24=\"\",'S2 Input'!$D24=\"\"),\"\",G24/'S2 Input'!$D24),\"\")","v":24.416987738451983},{"$f":"IFERROR(IF(OR(H24=\"\",'S2 Input'!$D24=\"\"),\"\",H24/'S2 Input'!$D24),\"\")","v":26.956156147193159},{"$f":"IFERROR(IF(OR(I24=\"\",'S2 Input'!$D24=\"\"),\"\",I24/'S2 Input'!$D24),\"\")","v":29.570122805350241},{"$f":"IFERROR(IF(OR(J24=\"\",'S2 Input'!$D24=\"\"),\"\",J24/'S2 Input'!$D24),\"\")","v":32.248047243710324},{"$f":"IFERROR(IF(OR(K24=\"\",'S2 Input'!$D24=\"\"),\"\",K24/'S2 Input'!$D24),\"\")","v":34.979135306416282},{"$f":"IFERROR(IF(OR(L24=\"\",'S2 Input'!$D24=\"\"),\"\",L24/'S2 Input'!$D24),\"\")","v":37.751748742660787},{"$f":"IFERROR(IF(OR(M24=\"\",'S2 Input'!$D24=\"\"),\"\",M24/'S2 Input'!$D24),\"\")","v":40.55225865261793},{"$f":"IFERROR(IF(OR(N24=\"\",'S2 Input'!$D24=\"\"),\"\",N24/'S2 Input'!$D24),\"\")","v":43.363794076534568},{"$f":"IFERROR(IF(OR(O24=\"\",'S2 Input'!$D24=\"\"),\"\",O24/'S2 Input'!$D24),\"\")","v":46.165075766028139},{"$f":"IFERROR(IF(OR(P24=\"\",'S2 Input'!$D24=\"\"),\"\",P24/'S2 Input'!$D24),\"\")","v":48.929540649137991},{"$f":"IFERROR(IF(OR(Q24=\"\",'S2 Input'!$D24=\"\"),\"\",Q24/'S2 Input'!$D24),\"\")","v":51.624949791795352},{"$f":"IFERROR(IF(OR(R24=\"\",'S2 Input'!$D24=\"\"),\"\",R24/'S2 Input'!$D24),\"\")","v":54.213630780760873},{"$f":"IFERROR(IF(OR(S24=\"\",'S2 Input'!$D24=\"\"),\"\",S24/'S2 Input'!$D24),\"\")","v":56.653437885612909},{"$f":"IFERROR(IF(OR(T24=\"\",'S2 Input'!$D24=\"\"),\"\",T24/'S2 Input'!$D24),\"\")","v":58.899427873926747},{"$f":"IFERROR(IF(OR(U24=\"\",'S2 Input'!$D24=\"\"),\"\",U24/'S2 Input'!$D24),\"\")","v":60.906157090492094},{"$f":"IFERROR(IF(OR(V24=\"\",'S2 Input'!$D24=\"\"),\"\",V24/'S2 Input'!$D24),\"\")","v":62.63041927703982},{"$f":"IFERROR(IF(OR(W24=\"\",'S2 Input'!$D24=\"\"),\"\",W24/'S2 Input'!$D24),\"\")","v":64.034176281807319}]
[2,"POLES ","> 22 kv & < = 66 kv ; wood",{"$f":"IFERROR(repcalc('S2 Input'!$CV25:$GH25,'S2 Input'!$G25,'S2 Input'!$E25,'S2 Input'!$F25,20,TRUE,TRUE),\"\")","v":2018.2372696954744},2265.915425605961,2515.3500920985143,2761.612322214487,2999.6687636983343,3224.6152043155062,3431.9067671276107,3617.5680373019723,3778.3683837320614,3911.9511692137139,4016.9099612678779,4092.8096843477138,4140.1552908970498,4160.3144403128817,4155.4034755958064,4128.1474888965586,4081.7254910671277,4019.6108540690166,3945.4156156839831,3862.7453149369021,{"$f":"IFERROR(IF(OR(D25=\"\",'S2 Input'!$D25=\"\"),\"\",D25/'S2 Input'!$D25),\"\")","v":216.05142834332176},{"$f":"IFERROR(IF(OR(E25=\"\",'S2 Input'!$D25=\"\"),\"\",E25/'S2 Input'!$D25),\"\")","v":242.56526799804914},{"$f":"IFERROR(IF(OR(F25=\"\",'S2 Input'!$D25=\"\"),\"\",F25/'S2 Input'!$D25),\"\")","v":269.26714135221016},{"$f":"IFERROR(IF(OR(G25=\"\",'S2 Input'!$D25=\"\"),\"\",G25/'S2 Input'!$D25),\"\")","v":295.62940676196331},{"$f":"IFERROR(IF(OR(H25=\"\",'S2 Input'!$D25=\"\"),\"\",H25/'S2 Input'!$D25),\"\")","v":321.1132460415115},{"$f":"IFERROR(IF(OR(I25=\"\",'S2 Input'!$D25=\"\"),\"\",I25/'S2 Input'!$D25),\"\")","v":345.1936653885486},{"$f":"IFERROR(IF(OR(J25=\"\",'S2 Input'!$D25=\"\"),\"\",J25/'S2 Input'!$D25),\"\")","v":367.3841376890785},{"$f":"IFERROR(IF(OR(K25=\"\",'S2 Input'!$D25=\"\"),\"\",K25/'S2 Input'!$D25),\"\")","v":387.2590965016559},{"$f":"IFERROR(IF(OR(L25=\"\",'S2 Input'!$D25=\"\"),\"\",L25/'S2 Input'!$D25),\"\")","v":404.47270416115754},{"$f":"IFERROR(IF(OR(M25=\"\",'S2 Input'!$D25=\"\"),\"\",M25/'S2 Input'!$D25),\"\")","v":418.77268367236002},{"$f":"IFERROR(IF(OR(N25=\"\",'S2 Input'!$D25=\"\"),\"\",N25/'S2 Input'!$D25),\"\")","v":430.00847704561068},{"$f":"IFERROR(IF(OR(O25=\"\",'S2 Input'!$D25=\"\"),\"\",O25/'S2 Input'!$D25),\"\")","v":438.13350963146485},{"$f":"IFERROR(IF(OR(P25=\"\",'S2 Input'!$D25=\"\"),\"\",P25/'S2 Input'!$D25),\"\")","v":443.20183637102031},{"$f":"IFERROR(IF(OR(Q25=\"\",'S2 Input'!$D25=\"\"),\"\",Q25/'S2 Input'!$D25),\"\")","v":445.35986461223604},{"$f":"IFERROR(IF(OR(R25=\"\",'S2 Input'!$D25=\"\"),\"\",R25/'S2 Input'!$D25),\"\")","v":444.83414795959095},{"$f":"IFERROR(IF(OR(S25=\"\",'S2 Input'!$D25=\"\"),\"\",S25/'S2 Input'!$D25),\"\")","v":441.91640635125788},{"$f":"IFERROR(IF(OR(T25=\"\",'S2 Input'!$D25=\"\"),\"\",T25/'S2 Input'!$D25),\"\")","v":436.94695152639855},{"$f":"IFERROR(IF(OR(U25=\"\",'S2 Input'!$D25=\"\"),\"\",U25/'S2 Input'!$D25),\"\")","v":430.29760645385721},{"$f":"IFERROR(IF(OR(V25=\"\",'S2 Input'!$D25=\"\"),\"\",V25/'S2 Input'!$D25),\"\")","v":422.35503821866729},{"$f":"IFERROR(IF(OR(W25=\"\",'S2 Input'!$D25=\"\"),\"\",W25/'S2 Input'!$D25),\"\")","v":413.50521821674363}]
[2,"POLES ","> 66 kv & < = 132 kv ; wood",{"$f":"IFERROR(repcalc('S2 Input'!$CV26:$GH26,'S2 Input'!$G26,'S2 Input'!$E26,'S2 Input'!$F26,20,TRUE,TRUE),\"\")","v":931.18991008730222},975.68249400598154,1012.9843424884979,1042.4894015189195,1063.8768418083259,1077.1200327519271,1082.4795471612806,1080.4815621221157,1071.8837716451314,1057.6313617557305,1038.805755766748,1016.5688008072937,992.10494377755617,966.56383763054077,941.00579467266732,916.35257400413343,893.34610320417016,872.51778352512497,854.1708785700115,838.37801354517399,{"$f":"IFERROR(IF(OR(D26=\"\",'S2 Input'!$D26=\"\"),\"\",D26/'S2 Input'!$D26),\"\")","v":65.607913469825817},{"$f":"IFERROR(IF(OR(E26=\"\",'S2 Input'!$D26=\"\"),\"\",E26/'S2 Input'!$D26),\"\")","v":68.742682826929368},{"$f":"IFERROR(IF(OR(F26=\"\",'S2 Input'!$D26=\"\"),\"\",F26/'S2 Input'!$D26),\"\")","v":71.370821750036939},{"$f":"IFERROR(IF(OR(G26=\"\",'S2 Input'!$D26=\"\"),\"\",G26/'S2 Input'!$D26),\"\")","v":73.449630099247386},{"$f":"IFERROR(IF(OR(H26=\"\",'S2 Input'!$D26=\"\"),\"\",H26/'S2 Input'!$D26),\"\")","v":74.956503527157366},{"$f":"IFERROR(IF(OR(I26=\"\",'S2 Input'!$D26=\"\"),\"\",I26/'S2 Input'!$D26),\"\")","v":75.889565747956894},{"$f":"IFERROR(IF(OR(J26=\"\",'S2 Input'!$D26=\"\"),\"\",J26/'S2 Input'!$D26),\"\")","v":76.267175678863666},{"$f":"IFERROR(IF(OR(K26=\"\",'S2 Input'!$D26=\"\"),\"\",K26/'S2 Input'!$D26),\"\")","v":76.126405651027724},{"$f":"IFERROR(IF(OR(L26=\"\",'S2 Input'!$D26=\"\"),\"\",L26/'S2 Input'!$D26),\"\")","v":75.520639751359852},{"$f":"IFERROR(IF(OR(M26=\"\",'S2 Input'!$D26=\"\"),\"\",M26/'S2 Input'!$D26),\"\")","v":74.516472003587936},{"$f":"IFERROR(IF(OR(N26=\"\",'S2 Input'!$D26=\"\"),\"\",N26/'S2 Input'!$D26),\"\")","v":73.190095165348339},{"$f":"IFERROR(IF(OR(O26=\"\",'S2 Input'!$D26=\"\"),\"\",O26/'S2 Input'!$D26),\"\")","v":71.623368334432058},{"$f":"IFERROR(IF(OR(P26=\"\",'S2 Input'!$D26=\"\"),\"\",P26/'S2 Input'!$D26),\"\")","v":69.899742898032386},{"$f":"IFERROR(IF(OR(Q26=\"\",'S2 Input'!$D26=\"\"),\"\",Q26/'S2 Input'!$D26),\"\")","v":68.100218801105768},{"$f":"IFERROR(IF(OR(R26=\"\",'S2 Input'!$D26=\"\"),\"\",R26/'S2 Input'!$D26),\"\")","v":66.299501404284925},{"$f":"IFERROR(IF(OR(S26=\"\",'S2 Input'!$D26=\"\"),\"\",S26/'S2 Input'!$D26),\"\")","v":64.56253416392677},{"$f":"IFERROR(IF(OR(T26=\"\",'S2 Input'!$D26=\"\"),\"\",T26/'S2 Input'!$D26),\"\")","v":62.941590327294612},{"$f":"IFERROR(IF(OR(U26=\"\",'S2 Input'!$D26=\"\"),\"\",U26/'S2 Input'!$D26),\"\")","v":61.474110299405829},{"$f":"IFERROR(IF(OR(V26=\"\",'S2 Input'!$D26=\"\"),\"\",V26/'S2 Input'!$D26),\"\")","v":60.181460819750974},{"$f":"IFERROR(IF(OR(W26=\"\",'S2 Input'!$D26=\"\"),\"\",W26/'S2 Input'!$D26),\"\")","v":59.068758769647111}]
[2,"POLES ","˂ = 1 kv ; concrete",{"$f":"IFERROR(repcalc('S2 Input'!$CV27:$GH27,'S2 Input'!$G27,'S2 Input'!$E27,'S2 Input'!$F27,20,TRUE,TRUE),\"\")","v":160.3092983960276},189.50852895423537,223.05290112904078,260.41949741199329,300.83170029463622,343.27791608906716,386.55162622010926,429.31136592256104,470.15689356352374,507.71592766616942,540.73464489223693,568.16473658055725,589.24013387761829,603.53733783066673,611.01440810118959,612.0249083138915,607.30442924250576,597.92878247064016,585.24470794622982,570.77606680588258,{"$f":"IFERROR(IF(OR(D27=\"\",'S2 Input'!$D27=\"\"),\"\",D27/'S2 Input'!$D27),\"\")","v":17.027198856466669},{"$f":"IFERROR(IF(OR(E27=\"\",'S2 Input'!$D27=\"\"),\"\",E27/'S2 Input'!$D27),\"\")","v":20.12858542695859},{"$f":"IFERROR(IF(OR(F27=\"\",'S2 Input'!$D27=\"\"),\"\",F27/'S2 Input'!$D27),\"\")","v":23.691489770315705},{"$f":"IFERROR(IF(OR(G27=\"\",'S2 Input'!$D27=\"\"),\"\",G27/'S2 Input'!$D27),\"\")","v":27.660370377149594},{"$f":"IFERROR(IF(OR(H27=\"\",'S2 Input'!$D27=\"\"),\"\",H27/'S2 Input'!$D27),\"\")","v":31.952739076878665},{"$f":"IFERROR(IF(OR(I27=\"\",'S2 Input'!$D27=\"\"),\"\",I27/'S2 Input'!$D27),\"\")","v":36.461149782106858},{"$f":"IFERROR(IF(OR(J27=\"\",'S2 Input'!$D27=\"\"),\"\",J27/'S2 Input'!$D27),\"\")","v":41.057452523312094},{"$f":"IFERROR(IF(OR(K27=\"\",'S2 Input'!$D27=\"\"),\"\",K27/'S2 Input'!$D27),\"\")","v":45.599164066243041},{"$f":"IFERROR(IF(OR(L27=\"\",'S2 Input'!$D27=\"\"),\"\",L27/'S2 Input'!$D27),\"\")","v":49.937558211178128},{"$f":"IFERROR(IF(OR(M27=\"\",'S2 Input'!$D27=\"\"),\"\",M27/'S2 Input'!$D27),\"\")","v":53.926878537081372},{"$f":"IFERROR(IF(OR(N27=\"\",'S2 Input'!$D27=\"\"),\"\",N27/'S2 Input'!$D27),\"\")","v":57.433950614739622},{"$f":"IFERROR(IF(OR(O27=\"\",'S2 Input'!$D27=\"\"),\"\",O27/'S2 Input'!$D27),\"\")","v":60.347428688072121},{"$f":"IFERROR(IF(OR(P27=\"\",'S2 Input'!$D27=\"\"),\"\",P27/'S2 Input'!$D27),\"\")","v":62.58594500837679},{"$f":"IFERROR(IF(OR(Q27=\"\",'S2 Input'!$D27=\"\"),\"\",Q27/'S2 Input'!$D27),\"\")","v":64.104517775120613},{"$f":"IFERROR(IF(OR(R27=\"\",'S2 Input'!$D27=\"\"),\"\",R27/'S2 Input'!$D27),\"\")","v":64.898692309185705},{"$f":"IFERROR(IF(OR(S27=\"\",'S2 Input'!$D27=\"\"),\"\",S27/'S2 Input'!$D27),\"\")","v":65.006022253476729},{"$f":"IFERROR(IF(OR(T27=\"\",'S2 Input'!$D27=\"\"),\"\",T27/'S2 Input'!$D27),\"\")","v":64.504638137580258},{"$f":"IFERROR(IF(OR(U27=\"\",'S2 Input'!$D27=\"\"),\"\",U27/'S2 Input'!$D27),\"\")","v":63.508806931344374},{"$f":"IFERROR(IF(OR(V27=\"\",'S2 Input'!$D27=\"\"),\"\",V27/'S2 Input'!$D27),\"\")","v":62.161572170801442},{"$f":"IFERROR(IF(OR(W27=\"\",'S2 Input'!$D27=\"\"),\"\",W27/'S2 Input'!$D27),\"\")","v":60.624790260179267}]
[2,"POLES ","> 1 kv & < = 11 kv ; concrete",{"$f":"IFERROR(repcalc('S2 Input'!$CV28:$GH28,'S2 Input'!$G28,'S2 Input'!$E28,'S2 Input'!$F28,20,TRUE,TRUE),\"\")","v":779.62337107727853},918.10690088831495,1065.8092881679465,1218.5004954231172,1371.3011685710717,1519.0575975714119,1656.8076553811304,1780.3005622876919,1886.5218191104784,1974.1675997869122,2044.0112296269199,2099.1084444014973,2144.7978249186658,2188.4677601493454,2239.080959214054,2306.4711051666322,2400.452427442232,2529.8096812467834,2701.2601987372468,2918.4973833475633,{"$f":"IFERROR(IF(OR(D28=\"\",'S2 Input'!$D28=\"\"),\"\",D28/'S2 Input'!$D28),\"\")","v":66.719610541702593},{"$f":"IFERROR(IF(OR(E28=\"\",'S2 Input'!$D28=\"\"),\"\",E28/'S2 Input'!$D28),\"\")","v":78.570931985113702},{"$f":"IFERROR(IF(OR(F28=\"\",'S2 Input'!$D28=\"\"),\"\",F28/'S2 Input'!$D28),\"\")","v":91.211196657733325},{"$f":"IFERROR(IF(OR(G28=\"\",'S2 Input'!$D28=\"\"),\"\",G28/'S2 Input'!$D28),\"\")","v":104.2784009760574},{"$f":"IFERROR(IF(OR(H28=\"\",'S2 Input'!$D28=\"\"),\"\",H28/'S2 Input'!$D28),\"\")","v":117.35497330720032},{"$f":"IFERROR(IF(OR(I28=\"\",'S2 Input'!$D28=\"\"),\"\",I28/'S2 Input'!$D28),\"\")","v":129.99986283162974},{"$f":"IFERROR(IF(OR(J28=\"\",'S2 Input'!$D28=\"\"),\"\",J28/'S2 Input'!$D28),\"\")","v":141.78841426571756},{"$f":"IFERROR(IF(OR(K28=\"\",'S2 Input'!$D28=\"\"),\"\",K28/'S2 Input'!$D28),\"\")","v":152.35684892165068},{"$f":"IFERROR(IF(OR(L28=\"\",'S2 Input'!$D28=\"\"),\"\",L28/'S2 Input'!$D28),\"\")","v":161.44718811539965},{"$f":"IFERROR(IF(OR(M28=\"\",'S2 Input'!$D28=\"\"),\"\",M28/'S2 Input'!$D28),\"\")","v":168.94785134497272},{"$f":"IFERROR(IF(OR(N28=\"\",'S2 Input'!$D28=\"\"),\"\",N28/'S2 Input'!$D28),\"\")","v":174.92501923734244},{"$f":"IFERROR(IF(OR(O28=\"\",'S2 Input'!$D28=\"\"),\"\",O28/'S2 Input'!$D28),\"\")","v":179.64019947445206},{"$f":"IFERROR(IF(OR(P28=\"\",'S2 Input'!$D28=\"\"),\"\",P28/'S2 Input'!$D28),\"\")","v":183.55026398391502},{"$f":"IFERROR(IF(OR(Q28=\"\",'S2 Input'!$D28=\"\"),\"\",Q28/'S2 Input'!$D28),\"\")","v":187.28750580998582},{"$f":"IFERROR(IF(OR(R28=\"\",'S2 Input'!$D28=\"\"),\"\",R28/'S2 Input'!$D28),\"\")","v":191.61894718943145},{"$f":"IFERROR(IF(OR(S28=\"\",'S2 Input'!$D28=\"\"),\"\",S28/'S2 Input'!$D28),\"\")","v":197.38614768534734},{"$f":"IFERROR(IF(OR(T28=\"\",'S2 Input'!$D28=\"\"),\"\",T28/'S2 Input'!$D28),\"\")","v":205.42900203405404},{"$f":"IFERROR(IF(OR(U28=\"\",'S2 Input'!$D28=\"\"),\"\",U28/'S2 Input'!$D28),\"\")","v":216.4993033035735},{"$f":"IFERROR(IF(OR(V28=\"\",'S2 Input'!$D28=\"\"),\"\",V28/'S2 Input'!$D28),\"\")","v":231.17191597593427},{"$f":"IFERROR(IF(OR(W28=\"\",'S2 Input'!$D28=\"\"),\"\",W28/'S2 Input'!$D28),\"\")","v":249.76291887564028}]
[2,"POLES ","˃ 11 kv & < = 22 kv ; concrete",{"$f":"IFERROR(repcalc('S2 Input'!$CV29:$GH29,'S2 Input'!$G29,'S2 Input'!$E29,'S2 Input'!$F29,20,TRUE,TRUE),\"\")","v":72.12127374293479},93.39545368550209,118.85402943494154,148.64581241179553,182.71380713381512,220.75183482231017,262.17516299524954,306.11144119866327,351.41687180928454,396.72020888737421,440.49409573446542,481.14980443011399,517.14811854603147,547.11642052984905,569.96045752485657,584.95906052978103,591.83136889000764,590.76872622182509,582.4270272578018,567.87943380680304,{"$f":"IFERROR(IF(OR(D29=\"\",'S2 Input'!$D29=\"\"),\"\",D29/'S2 Input'!$D29),\"\")","v":5.3206803572280492},{"$f":"IFERROR(IF(OR(E29=\"\",'S2 Input'!$D29=\"\"),\"\",E29/'S2 Input'!$D29),\"\")","v":6.8901633330835823},{"$f":"IFERROR(IF(OR(F29=\"\",'S2 Input'!$D29=\"\"),\"\",F29/'S2 Input'!$D29),\"\")","v":8.7683462447700879},{"$f":"IFERROR(IF(OR(G29=\"\",'S2 Input'!$D29=\"\"),\"\",G29/'S2 Input'!$D29),\"\")","v":10.966207517391835},{"$f":"IFERROR(IF(OR(H29=\"\",'S2 Input'!$D29=\"\"),\"\",H29/'S2 Input'!$D29),\"\")","v":13.479542361888473},{"$f":"IFERROR(IF(OR(I29=\"\",'S2 Input'!$D29=\"\"),\"\",I29/'S2 Input'!$D29),\"\")","v":16.285762721657129},{"$f":"IFERROR(IF(OR(J29=\"\",'S2 Input'!$D29=\"\"),\"\",J29/'S2 Input'!$D29),\"\")","v":19.341730497910678},{"$f":"IFERROR(IF(OR(K29=\"\",'S2 Input'!$D29=\"\"),\"\",K29/'S2 Input'!$D29),\"\")","v":22.583088841633927},{"$f":"IFERROR(IF(OR(L29=\"\",'S2 Input'!$D29=\"\"),\"\",L29/'S2 Input'!$D29),\"\")","v":25.925455139612762},{"$f":"IFERROR(IF(OR(M29=\"\",'S2 Input'!$D29=\"\"),\"\",M29/'S2 Input'!$D29),\"\")","v":29.26766698916272},{"$f":"IFERROR(IF(OR(N29=\"\",'S2 Input'!$D29=\"\"),\"\",N29/'S2 Input'!$D29),\"\")","v":32.497045060562321},{"$f":"IFERROR(IF(OR(O29=\"\",'S2 Input'!$D29=\"\"),\"\",O29/'S2 Input'!$D29),\"\")","v":35.496382418872827},{"$f":"IFERROR(IF(OR(P29=\"\",'S2 Input'!$D29=\"\"),\"\",P29/'S2 Input'!$D29),\"\")","v":38.152124793759135},{"$f":"IFERROR(IF(OR(Q29=\"\",'S2 Input'!$D29=\"\"),\"\",Q29/'S2 Input'!$D29),\"\")","v":40.363008593081901},{"$f":"IFERROR(IF(OR(R29=\"\",'S2 Input'!$D29=\"\"),\"\",R29/'S2 Input'!$D29),\"\")","v":42.048306323018821},{"$f":"IFERROR(IF(OR(S29=\"\",'S2 Input'!$D29=\"\"),\"\",S29/'S2 Input'!$D29),\"\")","v":43.154814406592166},{"$f":"IFERROR(IF(OR(T29=\"\",'S2 Input'!$D29=\"\"),\"\",T29/'S2 Input'!$D29),\"\")","v":43.661812608418209},{"$f":"IFERROR(IF(OR(U29=\"\",'S2 Input'!$D29=\"\"),\"\",U29/'S2 Input'!$D29),\"\")","v":43.583417127058517},{"$f":"IFERROR(IF(OR(V29=\"\",'S2 Input'!$D29=\"\"),\"\",V29/'S2 Input'!$D29),\"\")","v":42.968015990606233},{"$f":"IFERROR(IF(OR(W29=\"\",'S2 Input'!$D29=\"\"),\"\",W29/'S2 Input'!$D29),\"\")","v":41.89478072030915}]
[2,"POLES ","> 22 kv & < = 66 kv ; concrete",{"$f":"IFERROR(repcalc('S2 Input'!$CV30:$GH30,'S2 Input'!$G30,'S2 Input'!$E30,'S2 Input'!$F30,20,TRUE,TRUE),\"\")","v":467.62889422480555},526.15795489605273,592.48642574612973,664.6243109947128,740.19819194903607,816.60936171053686,891.22386078347108,961.57822739913763,1025.5819596275924,1081.6978147585405,1129.0840918409792,1167.6881762940516,1198.2865649422401,1222.4718724651668,1242.5907619281968,1261.6378073210867,1283.1092814353351,1310.8188263896554,1348.6754133791512,1400.4244172742854,{"$f":"IFERROR(IF(OR(D30=\"\",'S2 Input'!$D30=\"\"),\"\",D30/'S2 Input'!$D30),\"\")","v":20.982381068574547},{"$f":"IFERROR(IF(OR(E30=\"\",'S2 Input'!$D30=\"\"),\"\",E30/'S2 Input'!$D30),\"\")","v":23.608564073424219},{"$f":"IFERROR(IF(OR(F30=\"\",'S2 Input'!$D30=\"\"),\"\",F30/'S2 Input'!$D30),\"\")","v":26.584704487885222},{"$f":"IFERROR(IF(OR(G30=\"\",'S2 Input'!$D30=\"\"),\"\",G30/'S2 Input'!$D30),\"\")","v":29.821511743510491},{"$f":"IFERROR(IF(OR(H30=\"\",'S2 Input'!$D30=\"\"),\"\",H30/'S2 Input'!$D30),\"\")","v":33.212491190243284},{"$f":"IFERROR(IF(OR(I30=\"\",'S2 Input'!$D30=\"\"),\"\",I30/'S2 Input'!$D30),\"\")","v":36.641039557617255},{"$f":"IFERROR(IF(OR(J30=\"\",'S2 Input'!$D30=\"\"),\"\",J30/'S2 Input'!$D30),\"\")","v":39.988971800735818},{"$f":"IFERROR(IF(OR(K30=\"\",'S2 Input'!$D30=\"\"),\"\",K30/'S2 Input'!$D30),\"\")","v":43.145753061259157},{"$f":"IFERROR(IF(OR(L30=\"\",'S2 Input'!$D30=\"\"),\"\",L30/'S2 Input'!$D30),\"\")","v":46.017583087191724},{"$f":"IFERROR(IF(OR(M30=\"\",'S2 Input'!$D30=\"\"),\"\",M30/'S2 Input'!$D30),\"\")","v":48.535486216976601},{"$f":"IFERROR(IF(OR(N30=\"\",'S2 Input'!$D30=\"\"),\"\",N30/'S2 Input'!$D30),\"\")","v":50.661695558281345},{"$f":"IFERROR(IF(OR(O30=\"\",'S2 Input'!$D30=\"\"),\"\",O30/'S2 Input'!$D30),\"\")","v":52.393850309198854},{"$f":"IFERROR(IF(OR(P30=\"\",'S2 Input'!$D30=\"\"),\"\",P30/'S2 Input'!$D30),\"\")","v":53.766791670670834},{"$f":"IFERROR(IF(OR(Q30=\"\",'S2 Input'!$D30=\"\"),\"\",Q30/'S2 Input'!$D30),\"\")","v":54.851979829430654},{"$f":"IFERROR(IF(OR(R30=\"\",'S2 Input'!$D30=\"\"),\"\",R30/'S2 Input'!$D30),\"\")","v":55.754708917823741},{"$f":"IFERROR(IF(OR(S30=\"\",'S2 Input'!$D30=\"\"),\"\",S30/'S2 Input'!$D30),\"\")","v":56.609344654836015},{"$f":"IFERROR(IF(OR(T30=\"\",'S2 Input'!$D30=\"\"),\"\",T30/'S2 Input'!$D30),\"\")","v":57.572763847989236},{"$f":"IFERROR(IF(OR(U30=\"\",'S2 Input'!$D30=\"\"),\"\",U30/'S2 Input'!$D30),\"\")","v":58.816083580043347},{"$f":"IFERROR(IF(OR(V30=\"\",'S2 Input'!$D30=\"\"),\"\",V30/'S2 Input'!$D30),\"\")","v":60.514698323441529},{"$f":"IFERROR(IF(OR(W30=\"\",'S2 Input'!$D30=\"\"),\"\",W30/'S2 Input'!$D30),\"\")","v":62.836662028115562}]
[2,"POLES ","> 66 kv & < = 132 kv ; concrete",{"$f":"IFERROR(repcalc('S2 Input'!$CV31:$GH31,'S2 Input'!$G31,'S2 Input'!$E31,'S2 Input'!$F31,20,TRUE,TRUE),\"\")","v":143.53346530835421},181.58995307992654,228.74517591067263,285.86043065246491,353.44511828662081,431.53641074024551,519.59749345218063,616.45017783084063,720.2563766662505,828.55919138629429,938.38839588091844,1046.42758773536,1149.2322436441189,1243.4805725116498,1326.2335708259634,1395.1779417427933,1448.8259966781698,1486.6502687715072,1509.1368259258045,1517.7493453006753,{"$f":"IFERROR(IF(OR(D31=\"\",'S2 Input'!$D31=\"\"),\"\",D31/'S2 Input'!$D31),\"\")","v":5.6012665446942762},{"$f":"IFERROR(IF(OR(E31=\"\",'S2 Input'!$D31=\"\"),\"\",E31/'S2 Input'!$D31),\"\")","v":7.0863873233609915},{"$f":"IFERROR(IF(OR(F31=\"\",'S2 Input'!$D31=\"\"),\"\",F31/'S2 Input'!$D31),\"\")","v":8.9265781909195159},{"$f":"IFERROR(IF(OR(G31=\"\",'S2 Input'!$D31=\"\"),\"\",G31/'S2 Input'!$D31),\"\")","v":11.155450495295433},{"$f":"IFERROR(IF(OR(H31=\"\",'S2 Input'!$D31=\"\"),\"\",H31/'S2 Input'!$D31),\"\")","v":13.792883159277642},{"$f":"IFERROR(IF(OR(I31=\"\",'S2 Input'!$D31=\"\"),\"\",I31/'S2 Input'!$D31),\"\")","v":16.840326784447093},{"$f":"IFERROR(IF(OR(J31=\"\",'S2 Input'!$D31=\"\"),\"\",J31/'S2 Input'!$D31),\"\")","v":20.276832657305778},{"$f":"IFERROR(IF(OR(K31=\"\",'S2 Input'!$D31=\"\"),\"\",K31/'S2 Input'!$D31),\"\")","v":24.05642301004038},{"$f":"IFERROR(IF(OR(L31=\"\",'S2 Input'!$D31=\"\"),\"\",L31/'S2 Input'!$D31),\"\")","v":28.107368114859923},{"$f":"IFERROR(IF(OR(M31=\"\",'S2 Input'!$D31=\"\"),\"\",M31/'S2 Input'!$D31),\"\")","v":32.333789677833892},{"$f":"IFERROR(IF(OR(N31=\"\",'S2 Input'!$D31=\"\"),\"\",N31/'S2 Input'!$D31),\"\")","v":36.619777251843352},{"$f":"IFERROR(IF(OR(O31=\"\",'S2 Input'!$D31=\"\"),\"\",O31/'S2 Input'!$D31),\"\")","v":40.835911165631522},{"$f":"IFERROR(IF(OR(P31=\"\",'S2 Input'!$D31=\"\"),\"\",P31/'S2 Input'!$D31),\"\")","v":44.847771943488894},{"$f":"IFERROR(IF(OR(Q31=\"\",'S2 Input'!$D31=\"\"),\"\",Q31/'S2 Input'!$D31),\"\")","v":48.525729625656815},{"$f":"IFERROR(IF(OR(R31=\"\",'S2 Input'!$D31=\"\"),\"\",R31/'S2 Input'!$D31),\"\")","v":51.755092199293003},{"$f":"IFERROR(IF(OR(S31=\"\",'S2 Input'!$D31=\"\"),\"\",S31/'S2 Input'!$D31),\"\")","v":54.445585300896923},{"$f":"IFERROR(IF(OR(T31=\"\",'S2 Input'!$D31=\"\"),\"\",T31/'S2 Input'!$D31),\"\")","v":56.539153199169874},{"$f":"IFERROR(IF(OR(U31=\"\",'S2 Input'!$D31=\"\"),\"\",U31/'S2 Input'!$D31),\"\")","v":58.015211966361726},{"$f":"IFERROR(IF(OR(V31=\"\",'S2 Input'!$D31=\"\"),\"\",V31/'S2 Input'!$D31),\"\")","v":58.892729972515447},{"$f":"IFERROR(IF(OR(W31=\"\",'S2 Input'!$D31=\"\"),\"\",W31/'S2 Input'!$D31),\"\")","v":59.228825924329598}]
[2,"POLES ","˂ = 1 kv ; steel",{"$f":"IFERROR(repcalc('S2 Input'!$CV32:$GH32,'S2 Input'!$G32,'S2 Input'!$E32,'S2 Input'!$F32,20,TRUE,TRUE),\"\")","v":174.45450812110883},138.1496136823059,113.13219977001134,96.505977679617956,86.031964656246501,80.029038651684999,77.271246997596947,76.89401940808753,78.314558743739113,81.166818159687082,85.248577237340243,90.476913473094513,96.848449885340926,104.40175332337708,113.18078049899748,123.1999487717011,134.4128902713116,146.68791598770247,159.79344202683851,173.3960199214396,{"$f":"IFERROR(IF(OR(D32=\"\",'S2 Input'!$D32=\"\"),\"\",D32/'S2 Input'!$D32),\"\")","v":21.216449986260859},{"$f":"IFERROR(IF(OR(E32=\"\",'S2 Input'!$D32=\"\"),\"\",E32/'S2 Input'!$D32),\"\")","v":16.801195915654578},{"$f":"IFERROR(IF(OR(F32=\"\",'S2 Input'!$D32=\"\"),\"\",F32/'S2 Input'!$D32),\"\")","v":13.75867946381655},{"$f":"IFERROR(IF(OR(G32=\"\",'S2 Input'!$D32=\"\"),\"\",G32/'S2 Input'!$D32),\"\")","v":11.736665740924318},{"$f":"IFERROR(IF(OR(H32=\"\",'S2 Input'!$D32=\"\"),\"\",H32/'S2 Input'!$D32),\"\")","v":10.462858741843869},{"$f":"IFERROR(IF(OR(I32=\"\",'S2 Input'!$D32=\"\"),\"\",I32/'S2 Input'!$D32),\"\")","v":9.732807218849759},{"$f":"IFERROR(IF(OR(J32=\"\",'S2 Input'!$D32=\"\"),\"\",J32/'S2 Input'!$D32),\"\")","v":9.3974157788024311},{"$f":"IFERROR(IF(OR(K32=\"\",'S2 Input'!$D32=\"\"),\"\",K32/'S2 Input'!$D32),\"\")","v":9.3515388887612296},{"$f":"IFERROR(IF(OR(L32=\"\",'S2 Input'!$D32=\"\"),\"\",L32/'S2 Input'!$D32),\"\")","v":9.5242991234663439},{"$f":"IFERROR(IF(OR(M32=\"\",'S2 Input'!$D32=\"\"),\"\",M32/'S2 Input'!$D32),\"\")","v":9.8711793497101468},{"$f":"IFERROR(IF(OR(N32=\"\",'S2 Input'!$D32=\"\"),\"\",N32/'S2 Input'!$D32),\"\")","v":10.367586340046419},{"$f":"IFERROR(IF(OR(O32=\"\",'S2 Input'!$D32=\"\"),\"\",O32/'S2 Input'!$D32),\"\")","v":11.003435395779785},{"$f":"IFERROR(IF(OR(P32=\"\",'S2 Input'!$D32=\"\"),\"\",P32/'S2 Input'!$D32),\"\")","v":11.778315822098268},{"$f":"IFERROR(IF(OR(Q32=\"\",'S2 Input'!$D32=\"\"),\"\",Q32/'S2 Input'!$D32),\"\")","v":12.696917962851749},{"$f":"IFERROR(IF(OR(R32=\"\",'S2 Input'!$D32=\"\"),\"\",R32/'S2 Input'!$D32),\"\")","v":13.764587655114852},{"$f":"IFERROR(IF(OR(S32=\"\",'S2 Input'!$D32=\"\"),\"\",S32/'S2 Input'!$D32),\"\")","v":14.983078279697496},{"$f":"IFERROR(IF(OR(T32=\"\",'S2 Input'!$D32=\"\"),\"\",T32/'S2 Input'!$D32),\"\")","v":16.346750764218228},{"$f":"IFERROR(IF(OR(U32=\"\",'S2 Input'!$D32=\"\"),\"\",U32/'S2 Input'!$D32),\"\")","v":17.839589625172611},{"$f":"IFERROR(IF(OR(V32=\"\",'S2 Input'!$D32=\"\"),\"\",V32/'S2 Input'!$D32),\"\")","v":19.433430568279341},{"$f":"IFERROR(IF(OR(W32=\"\",'S2 Input'!$D32=\"\"),\"\",W32/'S2 Input'!$D32),\"\")","v":21.087720942848925}]
[2,"POLES ","> 1 kv & < = 11 kv ; steel",{"$f":"IFERROR(repcalc('S2 Input'!$CV33:$GH33,'S2 Input'!$G33,'S2 Input'!$E33,'S2 Input'!$F33,20,TRUE,TRUE),\"\")","v":70.881759042086827},47.538115875354336,34.834082471743905,28.618587167972478,26.412267830222259,26.814294673970952,29.083714382122686,32.85554636184122,37.953703793465671,44.270950836146582,51.695515708635035,60.07172647219334,69.186865471907055,78.778304450319283,88.554663554315397,98.223494355288992,107.5172033663537,116.20971895348947,124.11922881356378,131.09678643643818,{"$f":"IFERROR(IF(OR(D33=\"\",'S2 Input'!$D33=\"\"),\"\",D33/'S2 Input'!$D33),\"\")","v":7.7069573360351145},{"$f":"IFERROR(IF(OR(E33=\"\",'S2 Input'!$D33=\"\"),\"\",E33/'S2 Input'!$D33),\"\")","v":5.1688083907357703},{"$f":"IFERROR(IF(OR(F33=\"\",'S2 Input'!$D33=\"\"),\"\",F33/'S2 Input'!$D33),\"\")","v":3.7875017645972209},{"$f":"IFERROR(IF(OR(G33=\"\",'S2 Input'!$D33=\"\"),\"\",G33/'S2 Input'!$D33),\"\")","v":3.1116923916942385},{"$f":"IFERROR(IF(OR(H33=\"\",'S2 Input'!$D33=\"\"),\"\",H33/'S2 Input'!$D33),\"\")","v":2.8717997982328676},{"$f":"IFERROR(IF(OR(I33=\"\",'S2 Input'!$D33=\"\"),\"\",I33/'S2 Input'!$D33),\"\")","v":2.9155120843638076},{"$f":"IFERROR(IF(OR(J33=\"\",'S2 Input'!$D33=\"\"),\"\",J33/'S2 Input'!$D33),\"\")","v":3.1622655665664374},{"$f":"IFERROR(IF(OR(K33=\"\",'S2 Input'!$D33=\"\"),\"\",K33/'S2 Input'!$D33),\"\")","v":3.5723759890394939},{"$f":"IFERROR(IF(OR(L33=\"\",'S2 Input'!$D33=\"\"),\"\",L33/'S2 Input'!$D33),\"\")","v":4.1266974724353895},{"$f":"IFERROR(IF(OR(M33=\"\",'S2 Input'!$D33=\"\"),\"\",M33/'S2 Input'!$D33),\"\")","v":4.8135702884757965},{"$f":"IFERROR(IF(OR(N33=\"\",'S2 Input'!$D33=\"\"),\"\",N33/'S2 Input'!$D33),\"\")","v":5.620841517127416},{"$f":"IFERROR(IF(OR(O33=\"\",'S2 Input'!$D33=\"\"),\"\",O33/'S2 Input'!$D33),\"\")","v":6.5315849843437377},{"$f":"IFERROR(IF(OR(P33=\"\",'S2 Input'!$D33=\"\"),\"\",P33/'S2 Input'!$D33),\"\")","v":7.5226719484964146},{"$f":"IFERROR(IF(OR(Q33=\"\",'S2 Input'!$D33=\"\"),\"\",Q33/'S2 Input'!$D33),\"\")","v":8.5655468996374537},{"$f":"IFERROR(IF(OR(R33=\"\",'S2 Input'!$D33=\"\"),\"\",R33/'S2 Input'!$D33),\"\")","v":9.6285281734447121},{"$f":"IFERROR(IF(OR(S33=\"\",'S2 Input'!$D33=\"\"),\"\",S33/'S2 Input'!$D33),\"\")","v":10.67981791962892},{"$f":"IFERROR(IF(OR(T33=\"\",'S2 Input'!$D33=\"\"),\"\",T33/'S2 Input'!$D33),\"\")","v":11.690320759989753},{"$f":"IFERROR(IF(OR(U33=\"\",'S2 Input'!$D33=\"\"),\"\",U33/'S2 Input'!$D33),\"\")","v":12.635455977826233},{"$f":"IFERROR(IF(OR(V33=\"\",'S2 Input'!$D33=\"\"),\"\",V33/'S2 Input'!$D33),\"\")","v":13.495455163291524},{"$f":"IFERROR(IF(OR(W33=\"\",'S2 Input'!$D33=\"\"),\"\",W33/'S2 Input'!$D33),\"\")","v":14.254123396641795}]
[2,"POLES ","˃ 11 kv & < = 22 kv ; steel",{"$f":"IFERROR(repcalc('S2 Input'!$CV34:$GH34,'S2 Input'!$G34,'S2 Input'!$E34,'S2 Input'!$F34,20,TRUE,TRUE),\"\")","v":48.945627176364091},72.611931181205819,104.23223089063228,143.98852434446815,190.52346312494961,240.56688995655355,289.05127766399863,329.86631144230802,357.16482686534135,366.86688956764999,357.85499427040287,332.41298949948202,295.7282907662896,254.62988229169972,216.00405791940588,185.3962848259039,166.16460696259597,159.29455768019147,163.74989483967423,177.11010772672776,{"$f":"IFERROR(IF(OR(D34=\"\",'S2 Input'!$D34=\"\"),\"\",D34/'S2 Input'!$D34),\"\")","v":4.2691570017754872},{"$f":"IFERROR(IF(OR(E34=\"\",'S2 Input'!$D34=\"\"),\"\",E34/'S2 Input'!$D34),\"\")","v":6.3333897693802568},{"$f":"IFERROR(IF(OR(F34=\"\",'S2 Input'!$D34=\"\"),\"\",F34/'S2 Input'!$D34),\"\")","v":9.0913894455581765},{"$f":"IFERROR(IF(OR(G34=\"\",'S2 Input'!$D34=\"\"),\"\",G34/'S2 Input'!$D34),\"\")","v":12.559030343314314},{"$f":"IFERROR(IF(OR(H34=\"\",'S2 Input'!$D34=\"\"),\"\",H34/'S2 Input'!$D34),\"\")","v":16.617921222494257},{"$f":"IFERROR(IF(OR(I34=\"\",'S2 Input'!$D34=\"\"),\"\",I34/'S2 Input'!$D34),\"\")","v":20.982830988205663},{"$f":"IFERROR(IF(OR(J34=\"\",'S2 Input'!$D34=\"\"),\"\",J34/'S2 Input'!$D34),\"\")","v":25.21175755834043},{"$f":"IFERROR(IF(OR(K34=\"\",'S2 Input'!$D34=\"\"),\"\",K34/'S2 Input'!$D34),\"\")","v":28.771744369920526},{"$f":"IFERROR(IF(OR(L34=\"\",'S2 Input'!$D34=\"\"),\"\",L34/'S2 Input'!$D34),\"\")","v":31.152787477947079},{"$f":"IFERROR(IF(OR(M34=\"\",'S2 Input'!$D34=\"\"),\"\",M34/'S2 Input'!$D34),\"\")","v":31.999025054349559},{"$f":"IFERROR(IF(OR(N34=\"\",'S2 Input'!$D34=\"\"),\"\",N34/'S2 Input'!$D34),\"\")","v":31.212985562631925},{"$f":"IFERROR(IF(OR(O34=\"\",'S2 Input'!$D34=\"\"),\"\",O34/'S2 Input'!$D34),\"\")","v":28.993871842511226},{"$f":"IFERROR(IF(OR(P34=\"\",'S2 Input'!$D34=\"\"),\"\",P34/'S2 Input'!$D34),\"\")","v":25.794142929231281},{"$f":"IFERROR(IF(OR(Q34=\"\",'S2 Input'!$D34=\"\"),\"\",Q34/'S2 Input'!$D34),\"\")","v":22.20943948536874},{"$f":"IFERROR(IF(OR(R34=\"\",'S2 Input'!$D34=\"\"),\"\",R34/'S2 Input'!$D34),\"\")","v":18.840400858605392},{"$f":"IFERROR(IF(OR(S34=\"\",'S2 Input'!$D34=\"\"),\"\",S34/'S2 Input'!$D34),\"\")","v":16.170716223856658},{"$f":"IFERROR(IF(OR(T34=\"\",'S2 Input'!$D34=\"\"),\"\",T34/'S2 Input'!$D34),\"\")","v":14.493282366278478},{"$f":"IFERROR(IF(OR(U34=\"\",'S2 Input'!$D34=\"\"),\"\",U34/'S2 Input'!$D34),\"\")","v":13.894059908859791},{"$f":"IFERROR(IF(OR(V34=\"\",'S2 Input'!$D34=\"\"),\"\",V34/'S2 Input'!$D34),\"\")","v":14.28266528439498},{"$f":"IFERROR(IF(OR(W34=\"\",'S2 Input'!$D34=\"\"),\"\",W34/'S2 Input'!$D34),\"\")","v":15.447975643713837}]
[2,"POLES ","> 22 kv & < = 66 kv ; steel",{"$f":"IFERROR(repcalc('S2 Input'!$CV35:$GH35,'S2 Input'!$G35,'S2 Input'!$E35,'S2 Input'!$F35,20,TRUE,TRUE),\"\")","v":451.35383057522279},485.61703183768702,546.40207743196743,613.17559605751205,676.40805357958652,729.56556449402433,767.64472653181849,787.52666412760254,788.15605746312428,770.63049686504723,738.06195415178513,695.19610040804264,647.80921641896543,601.9453734055628,563.10048877289762,535.48768737590649,521.51546875515032,521.57245999607358,534.14828835620165,556.24695875332122,{"$f":"IFERROR(IF(OR(D35=\"\",'S2 Input'!$D35=\"\"),\"\",D35/'S2 Input'!$D35),\"\")","v":19.293238175305696},{"$f":"IFERROR(IF(OR(E35=\"\",'S2 Input'!$D35=\"\"),\"\",E35/'S2 Input'!$D35),\"\")","v":20.757827723072893},{"$f":"IFERROR(IF(OR(F35=\"\",'S2 Input'!$D35=\"\"),\"\",F35/'S2 Input'!$D35),\"\")","v":23.356100480950413},{"$f":"IFERROR(IF(OR(G35=\"\",'S2 Input'!$D35=\"\"),\"\",G35/'S2 Input'!$D35),\"\")","v":26.210352093269762},{"$f":"IFERROR(IF(OR(H35=\"\",'S2 Input'!$D35=\"\"),\"\",H35/'S2 Input'!$D35),\"\")","v":28.913240117568836},{"$f":"IFERROR(IF(OR(I35=\"\",'S2 Input'!$D35=\"\"),\"\",I35/'S2 Input'!$D35),\"\")","v":31.185471899830706},{"$f":"IFERROR(IF(OR(J35=\"\",'S2 Input'!$D35=\"\"),\"\",J35/'S2 Input'!$D35),\"\")","v":32.813175694379055},{"$f":"IFERROR(IF(OR(K35=\"\",'S2 Input'!$D35=\"\"),\"\",K35/'S2 Input'!$D35),\"\")","v":33.663034345037161},{"$f":"IFERROR(IF(OR(L35=\"\",'S2 Input'!$D35=\"\"),\"\",L35/'S2 Input'!$D35),\"\")","v":33.689937928668421},{"$f":"IFERROR(IF(OR(M35=\"\",'S2 Input'!$D35=\"\"),\"\",M35/'S2 Input'!$D35),\"\")","v":32.940803232406878},{"$f":"IFERROR(IF(OR(N35=\"\",'S2 Input'!$D35=\"\"),\"\",N35/'S2 Input'!$D35),\"\")","v":31.548652309950356},{"$f":"IFERROR(IF(OR(O35=\"\",'S2 Input'!$D35=\"\"),\"\",O35/'S2 Input'!$D35),\"\")","v":29.716340119729534},{"$f":"IFERROR(IF(OR(P35=\"\",'S2 Input'!$D35=\"\"),\"\",P35/'S2 Input'!$D35),\"\")","v":27.690775302828136},{"$f":"IFERROR(IF(OR(Q35=\"\",'S2 Input'!$D35=\"\"),\"\",Q35/'S2 Input'!$D35),\"\")","v":25.730313272928655},{"$f":"IFERROR(IF(OR(R35=\"\",'S2 Input'!$D35=\"\"),\"\",R35/'S2 Input'!$D35),\"\")","v":24.069878464709213},{"$f":"IFERROR(IF(OR(S35=\"\",'S2 Input'!$D35=\"\"),\"\",S35/'S2 Input'!$D35),\"\")","v":22.889562007971449},{"$f":"IFERROR(IF(OR(T35=\"\",'S2 Input'!$D35=\"\"),\"\",T35/'S2 Input'!$D35),\"\")","v":22.292315848912288},{"$f":"IFERROR(IF(OR(U35=\"\",'S2 Input'!$D35=\"\"),\"\",U35/'S2 Input'!$D35),\"\")","v":22.29475195449189},{"$f":"IFERROR(IF(OR(V35=\"\",'S2 Input'!$D35=\"\"),\"\",V35/'S2 Input'!$D35),\"\")","v":22.832309044667685},{"$f":"IFERROR(IF(OR(W35=\"\",'S2 Input'!$D35=\"\"),\"\",W35/'S2 Input'!$D35),\"\")","v":23.776922521827814}]
[2,"POLES ","> 66 kv & < = 132 kv ; steel",{"$f":"IFERROR(repcalc('S2 Input'!$CV36:$GH36,'S2 Input'!$G36,'S2 Input'!$E36,'S2 Input'!$F36,20,TRUE,TRUE),\"\")","v":139.72105408224513},174.01332522420952,210.03183030757802,244.53572046214782,273.82331097843803,294.39400552091456,303.64710408354591,300.42925876162701,285.27809460599383,260.29988690306942,228.73017984114938,194.31498812885161,160.6849301809132,130.86836943673015,107.02104386806029,90.37132843507581,81.322248269888945,79.62892270043055,84.580948969912797,95.149092204023219,{"$f":"IFERROR(IF(OR(D36=\"\",'S2 Input'!$D36=\"\"),\"\",D36/'S2 Input'!$D36),\"\")","v":6.2765618932533744},{"$f":"IFERROR(IF(OR(E36=\"\",'S2 Input'!$D36=\"\"),\"\",E36/'S2 Input'!$D36),\"\")","v":7.8170424149367355},{"$f":"IFERROR(IF(OR(F36=\"\",'S2 Input'!$D36=\"\"),\"\",F36/'S2 Input'!$D36),\"\")","v":9.4350689746644409},{"$f":"IFERROR(IF(OR(G36=\"\",'S2 Input'!$D36=\"\"),\"\",G36/'S2 Input'!$D36),\"\")","v":10.985055864869937},{"$f":"IFERROR(IF(OR(H36=\"\",'S2 Input'!$D36=\"\"),\"\",H36/'S2 Input'!$D36),\"\")","v":12.300715668520928},{"$f":"IFERROR(IF(OR(I36=\"\",'S2 Input'!$D36=\"\"),\"\",I36/'S2 Input'!$D36),\"\")","v":13.224794278800108},{"$f":"IFERROR(IF(OR(J36=\"\",'S2 Input'!$D36=\"\"),\"\",J36/'S2 Input'!$D36),\"\")","v":13.640462813611926},{"$f":"IFERROR(IF(OR(K36=\"\",'S2 Input'!$D36=\"\"),\"\",K36/'S2 Input'!$D36),\"\")","v":13.495910473532591},{"$f":"IFERROR(IF(OR(L36=\"\",'S2 Input'!$D36=\"\"),\"\",L36/'S2 Input'!$D36),\"\")","v":12.815288499970212},{"$f":"IFERROR(IF(OR(M36=\"\",'S2 Input'!$D36=\"\"),\"\",M36/'S2 Input'!$D36),\"\")","v":11.693215182818895},{"$f":"IFERROR(IF(OR(N36=\"\",'S2 Input'!$D36=\"\"),\"\",N36/'S2 Input'!$D36),\"\")","v":10.27503793224232},{"$f":"IFERROR(IF(OR(O36=\"\",'S2 Input'!$D36=\"\"),\"\",O36/'S2 Input'!$D36),\"\")","v":8.7290355615239719},{"$f":"IFERROR(IF(OR(P36=\"\",'S2 Input'!$D36=\"\"),\"\",P36/'S2 Input'!$D36),\"\")","v":7.2183030411431668},{"$f":"IFERROR(IF(OR(Q36=\"\",'S2 Input'!$D36=\"\"),\"\",Q36/'S2 Input'!$D36),\"\")","v":5.8788807888271135},{"$f":"IFERROR(IF(OR(R36=\"\",'S2 Input'!$D36=\"\"),\"\",R36/'S2 Input'!$D36),\"\")","v":4.8076090617170877},{"$f":"IFERROR(IF(OR(S36=\"\",'S2 Input'!$D36=\"\"),\"\",S36/'S2 Input'!$D36),\"\")","v":4.0596690314431347},{"$f":"IFERROR(IF(OR(T36=\"\",'S2 Input'!$D36=\"\"),\"\",T36/'S2 Input'!$D36),\"\")","v":3.6531654296282365},{"$f":"IFERROR(IF(OR(U36=\"\",'S2 Input'!$D36=\"\"),\"\",U36/'S2 Input'!$D36),\"\")","v":3.5770977044600745},{"$f":"IFERROR(IF(OR(V36=\"\",'S2 Input'!$D36=\"\"),\"\",V36/'S2 Input'!$D36),\"\")","v":3.7995530787168854},{"$f":"IFERROR(IF(OR(W36=\"\",'S2 Input'!$D36=\"\"),\"\",W36/'S2 Input'!$D36),\"\")","v":4.2742961698090527}]
[1,"OVERHEAD CONDUCTORS ","˂ = 1 kv",{"$f":"IFERROR(repcalc('S2 Input'!$CV37:$GH37,'S2 Input'!$G37,'S2 Input'!$E37,'S2 Input'!$F37,20,TRUE,TRUE),\"\")","v":3635.1778617536388},4408.6962864052384,5281.7187364234733,6251.6381160087521,7312.2040723603568,8453.4034519723318,9661.5770362568619,10919.788067965876,12208.434671135885,13506.073403504824,14790.397963262705,16039.298652462914,17231.917276545882,18349.610516868757,19376.74298377,20301.248288548701,21114.920425416629,21813.425429933508,22396.051110606459,22865.237164310678,{"$f":"IFERROR(IF(OR(D37=\"\",'S2 Input'!$D37=\"\"),\"\",D37/'S2 Input'!$D37),\"\")","v":46.324399236497193},{"$f":"IFERROR(IF(OR(E37=\"\",'S2 Input'!$D37=\"\"),\"\",E37/'S2 Input'!$D37),\"\")","v":56.181627048470354},{"$f":"IFERROR(IF(OR(F37=\"\",'S2 Input'!$D37=\"\"),\"\",F37/'S2 Input'!$D37),\"\")","v":67.306870999411444},{"$f":"IFERROR(IF(OR(G37=\"\",'S2 Input'!$D37=\"\"),\"\",G37/'S2 Input'!$D37),\"\")","v":79.666907915307789},{"$f":"IFERROR(IF(OR(H37=\"\",'S2 Input'!$D37=\"\"),\"\",H37/'S2 Input'!$D37),\"\")","v":93.182087267486295},{"$f":"IFERROR(IF(OR(I37=\"\",'S2 Input'!$D37=\"\"),\"\",I37/'S2 Input'!$D37),\"\")","v":107.72480778352877},{"$f":"IFERROR(IF(OR(J37=\"\",'S2 Input'!$D37=\"\"),\"\",J37/'S2 Input'!$D37),\"\")","v":123.12100505195816},{"$f":"IFERROR(IF(OR(K37=\"\",'S2 Input'!$D37=\"\"),\"\",K37/'S2 Input'!$D37),\"\")","v":139.15484778903289},{"$f":"IFERROR(IF(OR(L37=\"\",'S2 Input'!$D37=\"\"),\"\",L37/'S2 Input'!$D37),\"\")","v":155.57654212978949},{"$f":"IFERROR(IF(OR(M37=\"\",'S2 Input'!$D37=\"\"),\"\",M37/'S2 Input'!$D37),\"\")","v":172.11282645729204},{"$f":"IFERROR(IF(OR(N37=\"\",'S2 Input'!$D37=\"\"),\"\",N37/'S2 Input'!$D37),\"\")","v":188.47944342022694},{"$f":"IFERROR(IF(OR(O37=\"\",'S2 Input'!$D37=\"\"),\"\",O37/'S2 Input'!$D37),\"\")","v":204.394641062121},{"$f":"IFERROR(IF(OR(P37=\"\",'S2 Input'!$D37=\"\"),\"\",P37/'S2 Input'!$D37),\"\")","v":219.59261579127212},{"$f":"IFERROR(IF(OR(Q37=\"\",'S2 Input'!$D37=\"\"),\"\",Q37/'S2 Input'!$D37),\"\")","v":233.83578898876559},{"$f":"IFERROR(IF(OR(R37=\"\",'S2 Input'!$D37=\"\"),\"\",R37/'S2 Input'!$D37),\"\")","v":246.9249131733379},{"$f":"IFERROR(IF(OR(S37=\"\",'S2 Input'!$D37=\"\"),\"\",S37/'S2 Input'!$D37),\"\")","v":258.70622194653998},{"$f":"IFERROR(IF(OR(T37=\"\",'S2 Input'!$D37=\"\"),\"\",T37/'S2 Input'!$D37),\"\")","v":269.07514317937898},{"$f":"IFERROR(IF(OR(U37=\"\",'S2 Input'!$D37=\"\"),\"\",U37/'S2 Input'!$D37),\"\")","v":277.97644758001746},{"$f":"IFERROR(IF(OR(V37=\"\",'S2 Input'!$D37=\"\"),\"\",V37/'S2 Input'!$D37),\"\")","v":285.40105943213456},{"$f":"IFERROR(IF(OR(W37=\"\",'S2 Input'!$D37=\"\"),\"\",W37/'S2 Input'!$D37),\"\")","v":291.38006868410713}]
[1,"OVERHEAD CONDUCTORS ","> 1 kv & < = 11 kv",{"$f":"IFERROR(repcalc('S2 Input'!$CV38:$GH38,'S2 Input'!$G38,'S2 Input'!$E38,'S2 Input'!$F38,20,TRUE,TRUE),\"\")","v":6575.3261983731791},7213.2695380072155,7839.1164439548993,8444.505935306961,9022.3910718462903,9567.3113593024354,10075.51643215528,10544.935020531368,10975.00132606531,11366.367011732969,11720.538773911345,12039.487404726016,12325.273885993969,12579.731962702524,12804.236288423732,12999.572614824991,13165.913705009505,13302.893454437568,13409.763246172526,13485.60924420306,{"$f":"IFERROR(IF(OR(D38=\"\",'S2 Input'!$D38=\"\"),\"\",D38/'S2 Input'!$D38),\"\")","v":98.784394301505486},{"$f":"IFERROR(IF(OR(E38=\"\",'S2 Input'!$D38=\"\"),\"\",E38/'S2 Input'!$D38),\"\")","v":108.36853423664964},{"$f":"IFERROR(IF(OR(F38=\"\",'S2 Input'!$D38=\"\"),\"\",F38/'S2 Input'!$D38),\"\")","v":117.7709434349658},{"$f":"IFERROR(IF(OR(G38=\"\",'S2 Input'!$D38=\"\"),\"\",G38/'S2 Input'!$D38),\"\")","v":126.86601072371961},{"$f":"IFERROR(IF(OR(H38=\"\",'S2 Input'!$D38=\"\"),\"\",H38/'S2 Input'!$D38),\"\")","v":135.54786641675037},{"$f":"IFERROR(IF(OR(I38=\"\",'S2 Input'!$D38=\"\"),\"\",I38/'S2 Input'!$D38),\"\")","v":143.73447479403143},{"$f":"IFERROR(IF(OR(J38=\"\",'S2 Input'!$D38=\"\"),\"\",J38/'S2 Input'!$D38),\"\")","v":151.36949224991699},{"$f":"IFERROR(IF(OR(K38=\"\",'S2 Input'!$D38=\"\"),\"\",K38/'S2 Input'!$D38),\"\")","v":158.42180106739775},{"$f":"IFERROR(IF(OR(L38=\"\",'S2 Input'!$D38=\"\"),\"\",L38/'S2 Input'!$D38),\"\")","v":164.88290097635252},{"$f":"IFERROR(IF(OR(M38=\"\",'S2 Input'!$D38=\"\"),\"\",M38/'S2 Input'!$D38),\"\")","v":170.76258223363192},{"$f":"IFERROR(IF(OR(N38=\"\",'S2 Input'!$D38=\"\"),\"\",N38/'S2 Input'!$D38),\"\")","v":176.08348068793885},{"$f":"IFERROR(IF(OR(O38=\"\",'S2 Input'!$D38=\"\"),\"\",O38/'S2 Input'!$D38),\"\")","v":180.87520452912517},{"$f":"IFERROR(IF(OR(P38=\"\",'S2 Input'!$D38=\"\"),\"\",P38/'S2 Input'!$D38),\"\")","v":185.16871691161322},{"$f":"IFERROR(IF(OR(Q38=\"\",'S2 Input'!$D38=\"\"),\"\",Q38/'S2 Input'!$D38),\"\")","v":188.99156709796591},{"$f":"IFERROR(IF(OR(R38=\"\",'S2 Input'!$D38=\"\"),\"\",R38/'S2 Input'!$D38),\"\")","v":192.36440719218425},{"$f":"IFERROR(IF(OR(S38=\"\",'S2 Input'!$D38=\"\"),\"\",S38/'S2 Input'!$D38),\"\")","v":195.29904193219207},{"$f":"IFERROR(IF(OR(T38=\"\",'S2 Input'!$D38=\"\"),\"\",T38/'S2 Input'!$D38),\"\")","v":197.79806682397538},{"$f":"IFERROR(IF(OR(U38=\"\",'S2 Input'!$D38=\"\"),\"\",U38/'S2 Input'!$D38),\"\")","v":199.85598169703081},{"$f":"IFERROR(IF(OR(V38=\"\",'S2 Input'!$D38=\"\"),\"\",V38/'S2 Input'!$D38),\"\")","v":201.46153970695551},{"$f":"IFERROR(IF(OR(W38=\"\",'S2 Input'!$D38=\"\"),\"\",W38/'S2 Input'!$D38),\"\")","v":202.60101184105181}]
[1,"OVERHEAD CONDUCTORS ","˃ 11 kv & < = 22 kv ; swer",{"$f":"IFERROR(repcalc('S2 Input'!$CV39:$GH39,'S2 Input'!$G39,'S2 Input'!$E39,'S2 Input'!$F39,20,TRUE,TRUE),\"\")","v":101.82640618575948},119.39732637012109,138.39391510729683,158.60422321044393,179.74892065965511,201.48572854365102,223.41877395763453,245.1131373589505,266.11433101029769,285.97179117219559,304.2647713394461,320.62840715770852,334.77731597263863,346.52401062074489,355.78972068247992,362.60593308574317,367.10602144584203,369.50759461307774,370.0874753269548,369.15231720025707,{"$f":"IFERROR(IF(OR(D39=\"\",'S2 Input'!$D39=\"\"),\"\",D39/'S2 Input'!$D39),\"\")","v":2.6935117428269231},{"$f":"IFERROR(IF(OR(E39=\"\",'S2 Input'!$D39=\"\"),\"\",E39/'S2 Input'!$D39),\"\")","v":3.1582976625274988},{"$f":"IFERROR(IF(OR(F39=\"\",'S2 Input'!$D39=\"\"),\"\",F39/'S2 Input'!$D39),\"\")","v":3.6607953618363878},{"$f":"IFERROR(IF(OR(G39=\"\",'S2 Input'!$D39=\"\"),\"\",G39/'S2 Input'!$D39),\"\")","v":4.1953983615992314},{"$f":"IFERROR(IF(OR(H39=\"\",'S2 Input'!$D39=\"\"),\"\",H39/'S2 Input'!$D39),\"\")","v":4.7547178250994353},{"$f":"IFERROR(IF(OR(I39=\"\",'S2 Input'!$D39=\"\"),\"\",I39/'S2 Input'!$D39),\"\")","v":5.3296997917644227},{"$f":"IFERROR(IF(OR(J39=\"\",'S2 Input'!$D39=\"\"),\"\",J39/'S2 Input'!$D39),\"\")","v":5.9098726328911946},{"$f":"IFERROR(IF(OR(K39=\"\",'S2 Input'!$D39=\"\"),\"\",K39/'S2 Input'!$D39),\"\")","v":6.4837318582477232},{"$f":"IFERROR(IF(OR(L39=\"\",'S2 Input'!$D39=\"\"),\"\",L39/'S2 Input'!$D39),\"\")","v":7.0392553597851553},{"$f":"IFERROR(IF(OR(M39=\"\",'S2 Input'!$D39=\"\"),\"\",M39/'S2 Input'!$D39),\"\")","v":7.564524827031363},{"$f":"IFERROR(IF(OR(N39=\"\",'S2 Input'!$D39=\"\"),\"\",N39/'S2 Input'!$D39),\"\")","v":8.0484106748919153},{"$f":"IFERROR(IF(OR(O39=\"\",'S2 Input'!$D39=\"\"),\"\",O39/'S2 Input'!$D39),\"\")","v":8.481261512732809},{"$f":"IFERROR(IF(OR(P39=\"\",'S2 Input'!$D39=\"\"),\"\",P39/'S2 Input'!$D39),\"\")","v":8.8555283995723375},{"$f":"IFERROR(IF(OR(Q39=\"\",'S2 Input'!$D39=\"\"),\"\",Q39/'S2 Input'!$D39),\"\")","v":9.1662519256128867},{"$f":"IFERROR(IF(OR(R39=\"\",'S2 Input'!$D39=\"\"),\"\",R39/'S2 Input'!$D39),\"\")","v":9.4113484559901242},{"$f":"IFERROR(IF(OR(S39=\"\",'S2 Input'!$D39=\"\"),\"\",S39/'S2 Input'!$D39),\"\")","v":9.5916508828115052},{"$f":"IFERROR(IF(OR(T39=\"\",'S2 Input'!$D39=\"\"),\"\",T39/'S2 Input'!$D39),\"\")","v":9.7106872044859927},{"$f":"IFERROR(IF(OR(U39=\"\",'S2 Input'!$D39=\"\"),\"\",U39/'S2 Input'!$D39),\"\")","v":9.7742136095660932},{"$f":"IFERROR(IF(OR(V39=\"\",'S2 Input'!$D39=\"\"),\"\",V39/'S2 Input'!$D39),\"\")","v":9.7895526121958945},{"$f":"IFERROR(IF(OR(W39=\"\",'S2 Input'!$D39=\"\"),\"\",W39/'S2 Input'!$D39),\"\")","v":9.7648158126758844}]
["","OVERHEAD CONDUCTORS ","˃ 11 kv & < = 22 kv ; single-phase",{"$f":"IFERROR(repcalc('S2 Input'!$CV40:$GH40,'S2 Input'!$G40,'S2 Input'!$E40,'S2 Input'!$F40,20,TRUE,TRUE),\"\")","v":""},"","","","","","","","","","","","","","","","","","","",{"$f":"IFERROR(IF(OR(D40=\"\",'S2 Input'!$D40=\"\"),\"\",D40/'S2 Input'!$D40),\"\")","v":""},{"$f":"IFERROR(IF(OR(E40=\"\",'S2 Input'!$D40=\"\"),\"\",E40/'S2 Input'!$D40),\"\")","v":""},{"$f":"IFERROR(IF(OR(F40=\"\",'S2 Input'!$D40=\"\"),\"\",F40/'S2 Input'!$D40),\"\")","v":""},{"$f":"IFERROR(IF(OR(G40=\"\",'S2 Input'!$D40=\"\"),\"\",G40/'S2 Input'!$D40),\"\")","v":""},{"$f":"IFERROR(IF(OR(H40=\"\",'S2 Input'!$D40=\"\"),\"\",H40/'S2 Input'!$D40),\"\")","v":""},{"$f":"IFERROR(IF(OR(I40=\"\",'S2 Input'!$D40=\"\"),\"\",I40/'S2 Input'!$D40),\"\")","v":""},{"$f":"IFERROR(IF(OR(J40=\"\",'S2 Input'!$D40=\"\"),\"\",J40/'S2 Input'!$D40),\"\")","v":""},{"$f":"IFERROR(IF(OR(K40=\"\",'S2 Input'!$D40=\"\"),\"\",K40/'S2 Input'!$D40),\"\")","v":""},{"$f":"IFERROR(IF(OR(L40=\"\",'S2 Input'!$D40=\"\"),\"\",L40/'S2 Input'!$D40),\"\")","v":""},{"$f":"IFERROR(IF(OR(M40=\"\",'S2 Input'!$D40=\"\"),\"\",M40/'S2 Input'!$D40),\"\")","v":""},{"$f":"IFERROR(IF(OR(N40=\"\",'S2 Input'!$D40=\"\"),\"\",N40/'S2 Input'!$D40),\"\")","v":""},{"$f":"IFERROR(IF(OR(O40=\"\",'S2 Input'!$D40=\"\"),\"\",O40/'S2 Input'!$D40),\"\")","v":""},{"$f":"IFERROR(IF(OR(P40=\"\",'S2 Input'!$D40=\"\"),\"\",P40/'S2 Input'!$D40),\"\")","v":""},{"$f":"IFERROR(IF(OR(Q40=\"\",'S2 Input'!$D40=\"\"),\"\",Q40/'S2 Input'!$D40),\"\")","v":""},{"$f":"IFERROR(IF(OR(R40=\"\",'S2 Input'!$D40=\"\"),\"\",R40/'S2 Input'!$D40),\"\")","v":""},{"$f":"IFERROR(IF(OR(S40=\"\",'S2 Input'!$D40=\"\"),\"\",S40/'S2 Input'!$D40),\"\")","v":""},{"$f":"IFERROR(IF(OR(T40=\"\",'S2 Input'!$D40=\"\"),\"\",T40/'S2 Input'!$D40),\"\")","v":""},{"$f":"IFERROR(IF(OR(U40=\"\",'S2 Input'!$D40=\"\"),\"\",U40/'S2 Input'!$D40),\"\")","v":""},{"$f":"IFERROR(IF(OR(V40=\"\",'S2 Input'!$D40=\"\"),\"\",V40/'S2 Input'!$D40),\"\")","v":""},{"$f":"IFERROR(IF(OR(W40=\"\",'S2 Input'!$D40=\"\"),\"\",W40/'S2 Input'!$D40),\"\")","v":""}]
[1,"OVERHEAD CONDUCTORS ","˃ 11 kv & < = 22 kv ; multiple-phase",{"$f":"IFERROR(repcalc('S2 Input'!$CV41:$GH41,'S2 Input'!$G41,'S2 Input'!$E41,'S2 Input'!$F41,20,TRUE,TRUE),\"\")","v":142.15963741709146},154.88991493327404,168.20994707002001,182.1973180936196,196.90708163696425,212.35482197911395,228.50358271270065,245.25721619198464,262.46192048227454,279.916564900499,297.39102755553603,314.65039760340778,331.48176575797584,347.71964715473302,363.26599401244152,378.10131149235883,392.2845335618494,405.94089321356381,419.23880535156644,432.35850476403721,{"$f":"IFERROR(IF(OR(D41=\"\",'S2 Input'!$D41=\"\"),\"\",D41/'S2 Input'!$D41),\"\")","v":1.6979910966067133},{"$f":"IFERROR(IF(OR(E41=\"\",'S2 Input'!$D41=\"\"),\"\",E41/'S2 Input'!$D41),\"\")","v":1.850044789712235},{"$f":"IFERROR(IF(OR(F41=\"\",'S2 Input'!$D41=\"\"),\"\",F41/'S2 Input'!$D41),\"\")","v":2.0091426629598401},{"$f":"IFERROR(IF(OR(G41=\"\",'S2 Input'!$D41=\"\"),\"\",G41/'S2 Input'!$D41),\"\")","v":2.1762114026846322},{"$f":"IFERROR(IF(OR(H41=\"\",'S2 Input'!$D41=\"\"),\"\",H41/'S2 Input'!$D41),\"\")","v":2.3519085835694389},{"$f":"IFERROR(IF(OR(I41=\"\",'S2 Input'!$D41=\"\"),\"\",I41/'S2 Input'!$D41),\"\")","v":2.5364203482323173},{"$f":"IFERROR(IF(OR(J41=\"\",'S2 Input'!$D41=\"\"),\"\",J41/'S2 Input'!$D41),\"\")","v":2.7293052798842719},{"$f":"IFERROR(IF(OR(K41=\"\",'S2 Input'!$D41=\"\"),\"\",K41/'S2 Input'!$D41),\"\")","v":2.9294149664345568},{"$f":"IFERROR(IF(OR(L41=\"\",'S2 Input'!$D41=\"\"),\"\",L41/'S2 Input'!$D41),\"\")","v":3.1349123582079503},{"$f":"IFERROR(IF(OR(M41=\"\",'S2 Input'!$D41=\"\"),\"\",M41/'S2 Input'!$D41),\"\")","v":3.3433950988442733},{"$f":"IFERROR(IF(OR(N41=\"\",'S2 Input'!$D41=\"\"),\"\",N41/'S2 Input'!$D41),\"\")","v":3.5521145535737775},{"$f":"IFERROR(IF(OR(O41=\"\",'S2 Input'!$D41=\"\"),\"\",O41/'S2 Input'!$D41),\"\")","v":3.7582648871480204},{"$f":"IFERROR(IF(OR(P41=\"\",'S2 Input'!$D41=\"\"),\"\",P41/'S2 Input'!$D41),\"\")","v":3.9593030565569296},{"$f":"IFERROR(IF(OR(Q41=\"\",'S2 Input'!$D41=\"\"),\"\",Q41/'S2 Input'!$D41),\"\")","v":4.15325246822119},{"$f":"IFERROR(IF(OR(R41=\"\",'S2 Input'!$D41=\"\"),\"\",R41/'S2 Input'!$D41),\"\")","v":4.3389420143453075},{"$f":"IFERROR(IF(OR(S41=\"\",'S2 Input'!$D41=\"\"),\"\",S41/'S2 Input'!$D41),\"\")","v":4.5161388435854262},{"$f":"IFERROR(IF(OR(T41=\"\",'S2 Input'!$D41=\"\"),\"\",T41/'S2 Input'!$D41),\"\")","v":4.6855468783325334},{"$f":"IFERROR(IF(OR(U41=\"\",'S2 Input'!$D41=\"\"),\"\",U41/'S2 Input'!$D41),\"\")","v":4.8486619335055874},{"$f":"IFERROR(IF(OR(V41=\"\",'S2 Input'!$D41=\"\"),\"\",V41/'S2 Input'!$D41),\"\")","v":5.0074955998263491},{"$f":"IFERROR(IF(OR(W41=\"\",'S2 Input'!$D41=\"\"),\"\",W41/'S2 Input'!$D41),\"\")","v":5.1642006477378839}]
[1,"OVERHEAD CONDUCTORS ","> 22 kv & < = 66 kv",{"$f":"IFERROR(repcalc('S2 Input'!$CV42:$GH42,'S2 Input'!$G42,'S2 Input'!$E42,'S2 Input'!$F42,20,TRUE,TRUE),\"\")","v":2065.1091443421014},2328.675171958233,2597.0727554006448,2865.541397019671,3129.0915028654199,3382.7009962196598,3621.5157929164425,3841.0433903411981,4037.3304320212469,4207.1171765557347,4347.9638757841976,4458.3457647568475,4537.7144440929333,4586.523854506906,4606.2189770075493,4599.1851885376691,4568.6563043258284,4518.5801758752905,4453.4425948262979,4378.0532684927612,{"$f":"IFERROR(IF(OR(D42=\"\",'S2 Input'!$D42=\"\"),\"\",D42/'S2 Input'!$D42),\"\")","v":16.05884034096977},{"$f":"IFERROR(IF(OR(E42=\"\",'S2 Input'!$D42=\"\"),\"\",E42/'S2 Input'!$D42),\"\")","v":18.108400175803339},{"$f":"IFERROR(IF(OR(F42=\"\",'S2 Input'!$D42=\"\"),\"\",F42/'S2 Input'!$D42),\"\")","v":20.195531479353363},{"$f":"IFERROR(IF(OR(G42=\"\",'S2 Input'!$D42=\"\"),\"\",G42/'S2 Input'!$D42),\"\")","v":22.283215350265888},{"$f":"IFERROR(IF(OR(H42=\"\",'S2 Input'!$D42=\"\"),\"\",H42/'S2 Input'!$D42),\"\")","v":24.332651373159916},{"$f":"IFERROR(IF(OR(I42=\"\",'S2 Input'!$D42=\"\"),\"\",I42/'S2 Input'!$D42),\"\")","v":26.304786537970994},{"$f":"IFERROR(IF(OR(J42=\"\",'S2 Input'!$D42=\"\"),\"\",J42/'S2 Input'!$D42),\"\")","v":28.161874189595608},{"$f":"IFERROR(IF(OR(K42=\"\",'S2 Input'!$D42=\"\"),\"\",K42/'S2 Input'!$D42),\"\")","v":29.868979427659884},{"$f":"IFERROR(IF(OR(L42=\"\",'S2 Input'!$D42=\"\"),\"\",L42/'S2 Input'!$D42),\"\")","v":31.395359896206685},{"$f":"IFERROR(IF(OR(M42=\"\",'S2 Input'!$D42=\"\"),\"\",M42/'S2 Input'!$D42),\"\")","v":32.715666975356726},{"$f":"IFERROR(IF(OR(N42=\"\",'S2 Input'!$D42=\"\"),\"\",N42/'S2 Input'!$D42),\"\")","v":33.810928531705628},{"$f":"IFERROR(IF(OR(O42=\"\",'S2 Input'!$D42=\"\"),\"\",O42/'S2 Input'!$D42),\"\")","v":34.669287585706691},{"$f":"IFERROR(IF(OR(P42=\"\",'S2 Input'!$D42=\"\"),\"\",P42/'S2 Input'!$D42),\"\")","v":35.286479637286064},{"$f":"IFERROR(IF(OR(Q42=\"\",'S2 Input'!$D42=\"\"),\"\",Q42/'S2 Input'!$D42),\"\")","v":35.666034650696538},{"$f":"IFERROR(IF(OR(R42=\"\",'S2 Input'!$D42=\"\"),\"\",R42/'S2 Input'!$D42),\"\")","v":35.819189184247563},{"$f":"IFERROR(IF(OR(S42=\"\",'S2 Input'!$D42=\"\"),\"\",S42/'S2 Input'!$D42),\"\")","v":35.764492566231304},{"$f":"IFERROR(IF(OR(T42=\"\",'S2 Input'!$D42=\"\"),\"\",T42/'S2 Input'!$D42),\"\")","v":35.527091807685885},{"$f":"IFERROR(IF(OR(U42=\"\",'S2 Input'!$D42=\"\"),\"\",U42/'S2 Input'!$D42),\"\")","v":35.137686456455761},{"$f":"IFERROR(IF(OR(V42=\"\",'S2 Input'!$D42=\"\"),\"\",V42/'S2 Input'!$D42),\"\")","v":34.631159226585787},{"$f":"IFERROR(IF(OR(W42=\"\",'S2 Input'!$D42=\"\"),\"\",W42/'S2 Input'!$D42),\"\")","v":34.044911686924038}]
[1,"OVERHEAD CONDUCTORS ","> 66 kv & < = 132 kv",{"$f":"IFERROR(repcalc('S2 Input'!$CV43:$GH43,'S2 Input'!$G43,'S2 Input'!$E43,'S2 Input'!$F43,20,TRUE,TRUE),\"\")","v":1614.2197484432481},1881.2082696194329,2167.9746174246429,2471.2804425543491,2787.1325267843085,3110.9194416090827,3437.5944463263654,3761.893733168401,4078.5757788735,4382.6656445699118,4669.6878073780836,4935.8724878569401,5178.3231911774456,5395.1368456400232,5585.471935922571,5749.5638369228145,5888.689723702726,6005.0877287829326,6101.8364317074538,6182.7014867251673,{"$f":"IFERROR(IF(OR(D43=\"\",'S2 Input'!$D43=\"\"),\"\",D43/'S2 Input'!$D43),\"\")","v":4.2655432519719865},{"$f":"IFERROR(IF(OR(E43=\"\",'S2 Input'!$D43=\"\"),\"\",E43/'S2 Input'!$D43),\"\")","v":4.9710550547828261},{"$f":"IFERROR(IF(OR(F43=\"\",'S2 Input'!$D43=\"\"),\"\",F43/'S2 Input'!$D43),\"\")","v":5.7288293670800403},{"$f":"IFERROR(IF(OR(G43=\"\",'S2 Input'!$D43=\"\"),\"\",G43/'S2 Input'!$D43),\"\")","v":6.5303089158921015},{"$f":"IFERROR(IF(OR(H43=\"\",'S2 Input'!$D43=\"\"),\"\",H43/'S2 Input'!$D43),\"\")","v":7.3649417022941437},{"$f":"IFERROR(IF(OR(I43=\"\",'S2 Input'!$D43=\"\"),\"\",I43/'S2 Input'!$D43),\"\")","v":8.2205421191144694},{"$f":"IFERROR(IF(OR(J43=\"\",'S2 Input'!$D43=\"\"),\"\",J43/'S2 Input'!$D43),\"\")","v":9.0837742554475547},{"$f":"IFERROR(IF(OR(K43=\"\",'S2 Input'!$D43=\"\"),\"\",K43/'S2 Input'!$D43),\"\")","v":9.9407286050287933},{"$f":"IFERROR(IF(OR(L43=\"\",'S2 Input'!$D43=\"\"),\"\",L43/'S2 Input'!$D43),\"\")","v":10.777554547953105},{"$f":"IFERROR(IF(OR(M43=\"\",'S2 Input'!$D43=\"\"),\"\",M43/'S2 Input'!$D43),\"\")","v":11.581105908209556},{"$f":"IFERROR(IF(OR(N43=\"\",'S2 Input'!$D43=\"\"),\"\",N43/'S2 Input'!$D43),\"\")","v":12.339556206512201},{"$f":"IFERROR(IF(OR(O43=\"\",'S2 Input'!$D43=\"\"),\"\",O43/'S2 Input'!$D43),\"\")","v":13.042943876431311},{"$f":"IFERROR(IF(OR(P43=\"\",'S2 Input'!$D43=\"\"),\"\",P43/'S2 Input'!$D43),\"\")","v":13.683614988578222},{"$f":"IFERROR(IF(OR(Q43=\"\",'S2 Input'!$D43=\"\"),\"\",Q43/'S2 Input'!$D43),\"\")","v":14.256540714223778},{"$f":"IFERROR(IF(OR(R43=\"\",'S2 Input'!$D43=\"\"),\"\",R43/'S2 Input'!$D43),\"\")","v":14.75949736603725},{"$f":"IFERROR(IF(OR(S43=\"\",'S2 Input'!$D43=\"\"),\"\",S43/'S2 Input'!$D43),\"\")","v":15.193106917456667},{"$f":"IFERROR(IF(OR(T43=\"\",'S2 Input'!$D43=\"\"),\"\",T43/'S2 Input'!$D43),\"\")","v":15.560744277921989},{"$f":"IFERROR(IF(OR(U43=\"\",'S2 Input'!$D43=\"\"),\"\",U43/'S2 Input'!$D43),\"\")","v":15.868323667649875},{"$f":"IFERROR(IF(OR(V43=\"\",'S2 Input'!$D43=\"\"),\"\",V43/'S2 Input'!$D43),\"\")","v":16.123980171229842},{"$f":"IFERROR(IF(OR(W43=\"\",'S2 Input'!$D43=\"\"),\"\",W43/'S2 Input'!$D43),\"\")","v":16.337664454354123}]
["","OVERHEAD CONDUCTORS ","> 132 kv",{"$f":"IFERROR(repcalc('S2 Input'!$CV44:$GH44,'S2 Input'!$G44,'S2 Input'!$E44,'S2 Input'!$F44,20,TRUE,TRUE),\"\")","v":""},"","","","","","","","","","","","","","","","","","","",{"$f":"IFERROR(IF(OR(D44=\"\",'S2 Input'!$D44=\"\"),\"\",D44/'S2 Input'!$D44),\"\")","v":""},{"$f":"IFERROR(IF(OR(E44=\"\",'S2 Input'!$D44=\"\"),\"\",E44/'S2 Input'!$D44),\"\")","v":""},{"$f":"IFERROR(IF(OR(F44=\"\",'S2 Input'!$D44=\"\"),\"\",F44/'S2 Input'!$D44),\"\")","v":""},{"$f":"IFERROR(IF(OR(G44=\"\",'S2 Input'!$D44=\"\"),\"\",G44/'S2 Input'!$D44),\"\")","v":""},{"$f":"IFERROR(IF(OR(H44=\"\",'S2 Input'!$D44=\"\"),\"\",H44/'S2 Input'!$D44),\"\")","v":""},{"$f":"IFERROR(IF(OR(I44=\"\",'S2 Input'!$D44=\"\"),\"\",I44/'S2 Input'!$D44),\"\")","v":""},{"$f":"IFERROR(IF(OR(J44=\"\",'S2 Input'!$D44=\"\"),\"\",J44/'S2 Input'!$D44),\"\")","v":""},{"$f":"IFERROR(IF(OR(K44=\"\",'S2 Input'!$D44=\"\"),\"\",K44/'S2 Input'!$D44),\"\")","v":""},{"$f":"IFERROR(IF(OR(L44=\"\",'S2 Input'!$D44=\"\"),\"\",L44/'S2 Input'!$D44),\"\")","v":""},{"$f":"IFERROR(IF(OR(M44=\"\",'S2 Input'!$D44=\"\"),\"\",M44/'S2 Input'!$D44),\"\")","v":""},{"$f":"IFERROR(IF(OR(N44=\"\",'S2 Input'!$D44=\"\"),\"\",N44/'S2 Input'!$D44),\"\")","v":""},{"$f":"IFERROR(IF(OR(O44=\"\",'S2 Input'!$D44=\"\"),\"\",O44/'S2 Input'!$D44),\"\")","v":""},{"$f":"IFERROR(IF(OR(P44=\"\",'S2 Input'!$D44=\"\"),\"\",P44/'S2 Input'!$D44),\"\")","v":""},{"$f":"IFERROR(IF(OR(Q44=\"\",'S2 Input'!$D44=\"\"),\"\",Q44/'S2 Input'!$D44),\"\")","v":""},{"$f":"IFERROR(IF(OR(R44=\"\",'S2 Input'!$D44=\"\"),\"\",R44/'S2 Input'!$D44),\"\")","v":""},{"$f":"IFERROR(IF(OR(S44=\"\",'S2 Input'!$D44=\"\"),\"\",S44/'S2 Input'!$D44),\"\")","v":""},{"$f":"IFERROR(IF(OR(T44=\"\",'S2 Input'!$D44=\"\"),\"\",T44/'S2 Input'!$D44),\"\")","v":""},{"$f":"IFERROR(IF(OR(U44=\"\",'S2 Input'!$D44=\"\"),\"\",U44/'S2 Input'!$D44),\"\")","v":""},{"$f":"IFERROR(IF(OR(V44=\"\",'S2 Input'!$D44=\"\"),\"\",V44/'S2 Input'!$D44),\"\")","v":""},{"$f":"IFERROR(IF(OR(W44=\"\",'S2 Input'!$D44=\"\"),\"\",W44/'S2 Input'!$D44),\"\")","v":""}]
[6,"UNDERGROUND CABLES ","˂ = 1 kv",{"$f":"IFERROR(repcalc('S2 Input'!$CV45:$GH45,'S2 Input'!$G45,'S2 Input'!$E45,'S2 Input'!$F45,20,TRUE,TRUE),\"\")","v":2975.9495476315178},3746.2570175459123,4686.3596160785228,5823.6654692851516,7186.7960652102674,8804.5883775584534,10704.795749133735,12912.502530853164,15448.299030692588,18326.298789478409,21552.11622595456,25120.954953808876,29015.980660089637,33207.162471866272,37650.759139827489,42289.598632933819,47054.251646888566,51865.133584803778,56635.491060550325,61275.145581670091,{"$f":"IFERROR(IF(OR(D45=\"\",'S2 Input'!$D45=\"\"),\"\",D45/'S2 Input'!$D45),\"\")","v":8.153220669188963},{"$f":"IFERROR(IF(OR(E45=\"\",'S2 Input'!$D45=\"\"),\"\",E45/'S2 Input'!$D45),\"\")","v":10.263635071319932},{"$f":"IFERROR(IF(OR(F45=\"\",'S2 Input'!$D45=\"\"),\"\",F45/'S2 Input'!$D45),\"\")","v":12.839237854510461},{"$f":"IFERROR(IF(OR(G45=\"\",'S2 Input'!$D45=\"\"),\"\",G45/'S2 Input'!$D45),\"\")","v":15.955119169411713},{"$f":"IFERROR(IF(OR(H45=\"\",'S2 Input'!$D45=\"\"),\"\",H45/'S2 Input'!$D45),\"\")","v":19.689693419282914},{"$f":"IFERROR(IF(OR(I45=\"\",'S2 Input'!$D45=\"\"),\"\",I45/'S2 Input'!$D45),\"\")","v":24.121965374293037},{"$f":"IFERROR(IF(OR(J45=\"\",'S2 Input'!$D45=\"\"),\"\",J45/'S2 Input'!$D45),\"\")","v":29.327970976774825},{"$f":"IFERROR(IF(OR(K45=\"\",'S2 Input'!$D45=\"\"),\"\",K45/'S2 Input'!$D45),\"\")","v":35.376433921500876},{"$f":"IFERROR(IF(OR(L45=\"\",'S2 Input'!$D45=\"\"),\"\",L45/'S2 Input'!$D45),\"\")","v":42.323765556139122},{"$f":"IFERROR(IF(OR(M45=\"\",'S2 Input'!$D45=\"\"),\"\",M45/'S2 Input'!$D45),\"\")","v":50.208632803948674},{"$f":"IFERROR(IF(OR(N45=\"\",'S2 Input'!$D45=\"\"),\"\",N45/'S2 Input'!$D45),\"\")","v":59.046417510023296},{"$f":"IFERROR(IF(OR(O45=\"\",'S2 Input'!$D45=\"\"),\"\",O45/'S2 Input'!$D45),\"\")","v":68.823978995936869},{"$f":"IFERROR(IF(OR(P45=\"\",'S2 Input'!$D45=\"\"),\"\",P45/'S2 Input'!$D45),\"\")","v":79.495196228347695},{"$f":"IFERROR(IF(OR(Q45=\"\",'S2 Input'!$D45=\"\"),\"\",Q45/'S2 Input'!$D45),\"\")","v":90.977793506686112},{"$f":"IFERROR(IF(OR(R45=\"\",'S2 Input'!$D45=\"\"),\"\",R45/'S2 Input'!$D45),\"\")","v":103.15193275833936},{"$f":"IFERROR(IF(OR(S45=\"\",'S2 Input'!$D45=\"\"),\"\",S45/'S2 Input'!$D45),\"\")","v":115.86097954521978},{"$f":"IFERROR(IF(OR(T45=\"\",'S2 Input'!$D45=\"\"),\"\",T45/'S2 Input'!$D45),\"\")","v":128.91471812953378},{"$f":"IFERROR(IF(OR(U45=\"\",'S2 Input'!$D45=\"\"),\"\",U45/'S2 Input'!$D45),\"\")","v":142.09511027847182},{"$f":"IFERROR(IF(OR(V45=\"\",'S2 Input'!$D45=\"\"),\"\",V45/'S2 Input'!$D45),\"\")","v":155.16447739917163},{"$f":"IFERROR(IF(OR(W45=\"\",'S2 Input'!$D45=\"\"),\"\",W45/'S2 Input'!$D45),\"\")","v":167.875757121503}]
["","UNDERGROUND CABLES ","> 1 kv & < = 11 kv",{"$f":"IFERROR(repcalc('S2 Input'!$CV46:$GH46,'S2 Input'!$G46,'S2 Input'!$E46,'S2 Input'!$F46,20,TRUE,TRUE),\"\")","v":""},"","","","","","","","","","","","","","","","","","","",{"$f":"IFERROR(IF(OR(D46=\"\",'S2 Input'!$D46=\"\"),\"\",D46/'S2 Input'!$D46),\"\")","v":""},{"$f":"IFERROR(IF(OR(E46=\"\",'S2 Input'!$D46=\"\"),\"\",E46/'S2 Input'!$D46),\"\")","v":""},{"$f":"IFERROR(IF(OR(F46=\"\",'S2 Input'!$D46=\"\"),\"\",F46/'S2 Input'!$D46),\"\")","v":""},{"$f":"IFERROR(IF(OR(G46=\"\",'S2 Input'!$D46=\"\"),\"\",G46/'S2 Input'!$D46),\"\")","v":""},{"$f":"IFERROR(IF(OR(H46=\"\",'S2 Input'!$D46=\"\"),\"\",H46/'S2 Input'!$D46),\"\")","v":""},{"$f":"IFERROR(IF(OR(I46=\"\",'S2 Input'!$D46=\"\"),\"\",I46/'S2 Input'!$D46),\"\")","v":""},{"$f":"IFERROR(IF(OR(J46=\"\",'S2 Input'!$D46=\"\"),\"\",J46/'S2 Input'!$D46),\"\")","v":""},{"$f":"IFERROR(IF(OR(K46=\"\",'S2 Input'!$D46=\"\"),\"\",K46/'S2 Input'!$D46),\"\")","v":""},{"$f":"IFERROR(IF(OR(L46=\"\",'S2 Input'!$D46=\"\"),\"\",L46/'S2 Input'!$D46),\"\")","v":""},{"$f":"IFERROR(IF(OR(M46=\"\",'S2 Input'!$D46=\"\"),\"\",M46/'S2 Input'!$D46),\"\")","v":""},{"$f":"IFERROR(IF(OR(N46=\"\",'S2 Input'!$D46=\"\"),\"\",N46/'S2 Input'!$D46),\"\")","v":""},{"$f":"IFERROR(IF(OR(O46=\"\",'S2 Input'!$D46=\"\"),\"\",O46/'S2 Input'!$D46),\"\")","v":""},{"$f":"IFERROR(IF(OR(P46=\"\",'S2 Input'!$D46=\"\"),\"\",P46/'S2 Input'!$D46),\"\")","v":""},{"$f":"IFERROR(IF(OR(Q46=\"\",'S2 Input'!$D46=\"\"),\"\",Q46/'S2 Input'!$D46),\"\")","v":""},{"$f":"IFERROR(IF(OR(R46=\"\",'S2 Input'!$D46=\"\"),\"\",R46/'S2 Input'!$D46),\"\")","v":""},{"$f":"IFERROR(IF(OR(S46=\"\",'S2 Input'!$D46=\"\"),\"\",S46/'S2 Input'!$D46),\"\")","v":""},{"$f":"IFERROR(IF(OR(T46=\"\",'S2 Input'!$D46=\"\"),\"\",T46/'S2 Input'!$D46),\"\")","v":""},{"$f":"IFERROR(IF(OR(U46=\"\",'S2 Input'!$D46=\"\"),\"\",U46/'S2 Input'!$D46),\"\")","v":""},{"$f":"IFERROR(IF(OR(V46=\"\",'S2 Input'!$D46=\"\"),\"\",V46/'S2 Input'!$D46),\"\")","v":""},{"$f":"IFERROR(IF(OR(W46=\"\",'S2 Input'!$D46=\"\"),\"\",W46/'S2 Input'!$D46),\"\")","v":""}]
["","UNDERGROUND CABLES ","> 11 kv & < = 22 kv",{"$f":"IFERROR(repcalc('S2 Input'!$CV47:$GH47,'S2 Input'!$G47,'S2 Input'!$E47,'S2 Input'!$F47,20,TRUE,TRUE),\"\")","v":""},"","","","","","","","","","","","","","","","","","","",{"$f":"IFERROR(IF(OR(D47=\"\",'S2 Input'!$D47=\"\"),\"\",D47/'S2 Input'!$D47),\"\")","v":""},{"$f":"IFERROR(IF(OR(E47=\"\",'S2 Input'!$D47=\"\"),\"\",E47/'S2 Input'!$D47),\"\")","v":""},{"$f":"IFERROR(IF(OR(F47=\"\",'S2 Input'!$D47=\"\"),\"\",F47/'S2 Input'!$D47),\"\")","v":""},{"$f":"IFERROR(IF(OR(G47=\"\",'S2 Input'!$D47=\"\"),\"\",G47/'S2 Input'!$D47),\"\")","v":""},{"$f":"IFERROR(IF(OR(H47=\"\",'S2 Input'!$D47=\"\"),\"\",H47/'S2 Input'!$D47),\"\")","v":""},{"$f":"IFERROR(IF(OR(I47=\"\",'S2 Input'!$D47=\"\"),\"\",I47/'S2 Input'!$D47),\"\")","v":""},{"$f":"IFERROR(IF(OR(J47=\"\",'S2 Input'!$D47=\"\"),\"\",J47/'S2 Input'!$D47),\"\")","v":""},{"$f":"IFERROR(IF(OR(K47=\"\",'S2 Input'!$D47=\"\"),\"\",K47/'S2 Input'!$D47),\"\")","v":""},{"$f":"IFERROR(IF(OR(L47=\"\",'S2 Input'!$D47=\"\"),\"\",L47/'S2 Input'!$D47),\"\")","v":""},{"$f":"IFERROR(IF(OR(M47=\"\",'S2 Input'!$D47=\"\"),\"\",M47/'S2 Input'!$D47),\"\")","v":""},{"$f":"IFERROR(IF(OR(N47=\"\",'S2 Input'!$D47=\"\"),\"\",N47/'S2 Input'!$D47),\"\")","v":""},{"$f":"IFERROR(IF(OR(O47=\"\",'S2 Input'!$D47=\"\"),\"\",O47/'S2 Input'!$D47),\"\")","v":""},{"$f":"IFERROR(IF(OR(P47=\"\",'S2 Input'!$D47=\"\"),\"\",P47/'S2 Input'!$D47),\"\")","v":""},{"$f":"IFERROR(IF(OR(Q47=\"\",'S2 Input'!$D47=\"\"),\"\",Q47/'S2 Input'!$D47),\"\")","v":""},{"$f":"IFERROR(IF(OR(R47=\"\",'S2 Input'!$D47=\"\"),\"\",R47/'S2 Input'!$D47),\"\")","v":""},{"$f":"IFERROR(IF(OR(S47=\"\",'S2 Input'!$D47=\"\"),\"\",S47/'S2 Input'!$D47),\"\")","v":""},{"$f":"IFERROR(IF(OR(T47=\"\",'S2 Input'!$D47=\"\"),\"\",T47/'S2 Input'!$D47),\"\")","v":""},{"$f":"IFERROR(IF(OR(U47=\"\",'S2 Input'!$D47=\"\"),\"\",U47/'S2 Input'!$D47),\"\")","v":""},{"$f":"IFERROR(IF(OR(V47=\"\",'S2 Input'!$D47=\"\"),\"\",V47/'S2 Input'!$D47),\"\")","v":""},{"$f":"IFERROR(IF(OR(W47=\"\",'S2 Input'!$D47=\"\"),\"\",W47/'S2 Input'!$D47),\"\")","v":""}]
["","UNDERGROUND CABLES ","> 22 kv & < = 33 kv",{"$f":"IFERROR(repcalc('S2 Input'!$CV48:$GH48,'S2 Input'!$G48,'S2 Input'!$E48,'S2 Input'!$F48,20,TRUE,TRUE),\"\")","v":""},"","","","","","","","","","","","","","","","","","","",{"$f":"IFERROR(IF(OR(D48=\"\",'S2 Input'!$D48=\"\"),\"\",D48/'S2 Input'!$D48),\"\")","v":""},{"$f":"IFERROR(IF(OR(E48=\"\",'S2 Input'!$D48=\"\"),\"\",E48/'S2 Input'!$D48),\"\")","v":""},{"$f":"IFERROR(IF(OR(F48=\"\",'S2 Input'!$D48=\"\"),\"\",F48/'S2 Input'!$D48),\"\")","v":""},{"$f":"IFERROR(IF(OR(G48=\"\",'S2 Input'!$D48=\"\"),\"\",G48/'S2 Input'!$D48),\"\")","v":""},{"$f":"IFERROR(IF(OR(H48=\"\",'S2 Input'!$D48=\"\"),\"\",H48/'S2 Input'!$D48),\"\")","v":""},{"$f":"IFERROR(IF(OR(I48=\"\",'S2 Input'!$D48=\"\"),\"\",I48/'S2 Input'!$D48),\"\")","v":""},{"$f":"IFERROR(IF(OR(J48=\"\",'S2 Input'!$D48=\"\"),\"\",J48/'S2 Input'!$D48),\"\")","v":""},{"$f":"IFERROR(IF(OR(K48=\"\",'S2 Input'!$D48=\"\"),\"\",K48/'S2 Input'!$D48),\"\")","v":""},{"$f":"IFERROR(IF(OR(L48=\"\",'S2 Input'!$D48=\"\"),\"\",L48/'S2 Input'!$D48),\"\")","v":""},{"$f":"IFERROR(IF(OR(M48=\"\",'S2 Input'!$D48=\"\"),\"\",M48/'S2 Input'!$D48),\"\")","v":""},{"$f":"IFERROR(IF(OR(N48=\"\",'S2 Input'!$D48=\"\"),\"\",N48/'S2 Input'!$D48),\"\")","v":""},{"$f":"IFERROR(IF(OR(O48=\"\",'S2 Input'!$D48=\"\"),\"\",O48/'S2 Input'!$D48),\"\")","v":""},{"$f":"IFERROR(IF(OR(P48=\"\",'S2 Input'!$D48=\"\"),\"\",P48/'S2 Input'!$D48),\"\")","v":""},{"$f":"IFERROR(IF(OR(Q48=\"\",'S2 Input'!$D48=\"\"),\"\",Q48/'S2 Input'!$D48),\"\")","v":""},{"$f":"IFERROR(IF(OR(R48=\"\",'S2 Input'!$D48=\"\"),\"\",R48/'S2 Input'!$D48),\"\")","v":""},{"$f":"IFERROR(IF(OR(S48=\"\",'S2 Input'!$D48=\"\"),\"\",S48/'S2 Input'!$D48),\"\")","v":""},{"$f":"IFERROR(IF(OR(T48=\"\",'S2 Input'!$D48=\"\"),\"\",T48/'S2 Input'!$D48),\"\")","v":""},{"$f":"IFERROR(IF(OR(U48=\"\",'S2 Input'!$D48=\"\"),\"\",U48/'S2 Input'!$D48),\"\")","v":""},{"$f":"IFERROR(IF(OR(V48=\"\",'S2 Input'!$D48=\"\"),\"\",V48/'S2 Input'!$D48),\"\")","v":""},{"$f":"IFERROR(IF(OR(W48=\"\",'S2 Input'!$D48=\"\"),\"\",W48/'S2 Input'!$D48),\"\")","v":""}]
["","UNDERGROUND CABLES ","> 33 kv & < = 66 kv",{"$f":"IFERROR(repcalc('S2 Input'!$CV49:$GH49,'S2 Input'!$G49,'S2 Input'!$E49,'S2 Input'!$F49,20,TRUE,TRUE),\"\")","v":""},"","","","","","","","","","","","","","","","","","","",{"$f":"IFERROR(IF(OR(D49=\"\",'S2 Input'!$D49=\"\"),\"\",D49/'S2 Input'!$D49),\"\")","v":""},{"$f":"IFERROR(IF(OR(E49=\"\",'S2 Input'!$D49=\"\"),\"\",E49/'S2 Input'!$D49),\"\")","v":""},{"$f":"IFERROR(IF(OR(F49=\"\",'S2 Input'!$D49=\"\"),\"\",F49/'S2 Input'!$D49),\"\")","v":""},{"$f":"IFERROR(IF(OR(G49=\"\",'S2 Input'!$D49=\"\"),\"\",G49/'S2 Input'!$D49),\"\")","v":""},{"$f":"IFERROR(IF(OR(H49=\"\",'S2 Input'!$D49=\"\"),\"\",H49/'S2 Input'!$D49),\"\")","v":""},{"$f":"IFERROR(IF(OR(I49=\"\",'S2 Input'!$D49=\"\"),\"\",I49/'S2 Input'!$D49),\"\")","v":""},{"$f":"IFERROR(IF(OR(J49=\"\",'S2 Input'!$D49=\"\"),\"\",J49/'S2 Input'!$D49),\"\")","v":""},{"$f":"IFERROR(IF(OR(K49=\"\",'S2 Input'!$D49=\"\"),\"\",K49/'S2 Input'!$D49),\"\")","v":""},{"$f":"IFERROR(IF(OR(L49=\"\",'S2 Input'!$D49=\"\"),\"\",L49/'S2 Input'!$D49),\"\")","v":""},{"$f":"IFERROR(IF(OR(M49=\"\",'S2 Input'!$D49=\"\"),\"\",M49/'S2 Input'!$D49),\"\")","v":""},{"$f":"IFERROR(IF(OR(N49=\"\",'S2 Input'!$D49=\"\"),\"\",N49/'S2 Input'!$D49),\"\")","v":""},{"$f":"IFERROR(IF(OR(O49=\"\",'S2 Input'!$D49=\"\"),\"\",O49/'S2 Input'!$D49),\"\")","v":""},{"$f":"IFERROR(IF(OR(P49=\"\",'S2 Input'!$D49=\"\"),\"\",P49/'S2 Input'!$D49),\"\")","v":""},{"$f":"IFERROR(IF(OR(Q49=\"\",'S2 Input'!$D49=\"\"),\"\",Q49/'S2 Input'!$D49),\"\")","v":""},{"$f":"IFERROR(IF(OR(R49=\"\",'S2 Input'!$D49=\"\"),\"\",R49/'S2 Input'!$D49),\"\")","v":""},{"$f":"IFERROR(IF(OR(S49=\"\",'S2 Input'!$D49=\"\"),\"\",S49/'S2 Input'!$D49),\"\")","v":""},{"$f":"IFERROR(IF(OR(T49=\"\",'S2 Input'!$D49=\"\"),\"\",T49/'S2 Input'!$D49),\"\")","v":""},{"$f":"IFERROR(IF(OR(U49=\"\",'S2 Input'!$D49=\"\"),\"\",U49/'S2 Input'!$D49),\"\")","v":""},{"$f":"IFERROR(IF(OR(V49=\"\",'S2 Input'!$D49=\"\"),\"\",V49/'S2 Input'!$D49),\"\")","v":""},{"$f":"IFERROR(IF(OR(W49=\"\",'S2 Input'!$D49=\"\"),\"\",W49/'S2 Input'!$D49),\"\")","v":""}]
["","UNDERGROUND CABLES ","> 66 kv & < = 132 kv",{"$f":"IFERROR(repcalc('S2 Input'!$CV50:$GH50,'S2 Input'!$G50,'S2 Input'!$E50,'S2 Input'!$F50,20,TRUE,TRUE),\"\")","v":""},"","","","","","","","","","","","","","","","","","","",{"$f":"IFERROR(IF(OR(D50=\"\",'S2 Input'!$D50=\"\"),\"\",D50/'S2 Input'!$D50),\"\")","v":""},{"$f":"IFERROR(IF(OR(E50=\"\",'S2 Input'!$D50=\"\"),\"\",E50/'S2 Input'!$D50),\"\")","v":""},{"$f":"IFERROR(IF(OR(F50=\"\",'S2 Input'!$D50=\"\"),\"\",F50/'S2 Input'!$D50),\"\")","v":""},{"$f":"IFERROR(IF(OR(G50=\"\",'S2 Input'!$D50=\"\"),\"\",G50/'S2 Input'!$D50),\"\")","v":""},{"$f":"IFERROR(IF(OR(H50=\"\",'S2 Input'!$D50=\"\"),\"\",H50/'S2 Input'!$D50),\"\")","v":""},{"$f":"IFERROR(IF(OR(I50=\"\",'S2 Input'!$D50=\"\"),\"\",I50/'S2 Input'!$D50),\"\")","v":""},{"$f":"IFERROR(IF(OR(J50=\"\",'S2 Input'!$D50=\"\"),\"\",J50/'S2 Input'!$D50),\"\")","v":""},{"$f":"IFERROR(IF(OR(K50=\"\",'S2 Input'!$D50=\"\"),\"\",K50/'S2 Input'!$D50),\"\")","v":""},{"$f":"IFERROR(IF(OR(L50=\"\",'S2 Input'!$D50=\"\"),\"\",L50/'S2 Input'!$D50),\"\")","v":""},{"$f":"IFERROR(IF(OR(M50=\"\",'S2 Input'!$D50=\"\"),\"\",M50/'S2 Input'!$D50),\"\")","v":""},{"$f":"IFERROR(IF(OR(N50=\"\",'S2 Input'!$D50=\"\"),\"\",N50/'S2 Input'!$D50),\"\")","v":""},{"$f":"IFERROR(IF(OR(O50=\"\",'S2 Input'!$D50=\"\"),\"\",O50/'S2 Input'!$D50),\"\")","v":""},{"$f":"IFERROR(IF(OR(P50=\"\",'S2 Input'!$D50=\"\"),\"\",P50/'S2 Input'!$D50),\"\")","v":""},{"$f":"IFERROR(IF(OR(Q50=\"\",'S2 Input'!$D50=\"\"),\"\",Q50/'S2 Input'!$D50),\"\")","v":""},{"$f":"IFERROR(IF(OR(R50=\"\",'S2 Input'!$D50=\"\"),\"\",R50/'S2 Input'!$D50),\"\")","v":""},{"$f":"IFERROR(IF(OR(S50=\"\",'S2 Input'!$D50=\"\"),\"\",S50/'S2 Input'!$D50),\"\")","v":""},{"$f":"IFERROR(IF(OR(T50=\"\",'S2 Input'!$D50=\"\"),\"\",T50/'S2 Input'!$D50),\"\")","v":""},{"$f":"IFERROR(IF(OR(U50=\"\",'S2 Input'!$D50=\"\"),\"\",U50/'S2 Input'!$D50),\"\")","v":""},{"$f":"IFERROR(IF(OR(V50=\"\",'S2 Input'!$D50=\"\"),\"\",V50/'S2 Input'!$D50),\"\")","v":""},{"$f":"IFERROR(IF(OR(W50=\"\",'S2 Input'!$D50=\"\"),\"\",W50/'S2 Input'!$D50),\"\")","v":""}]
[3,"SERVICE LINES ","˂ = 11 kv ; residential ; simple type",{"$f":"IFERROR(repcalc('S2 Input'!$CV51:$GH51,'S2 Input'!$G51,'S2 Input'!$E51,'S2 Input'!$F51,20,TRUE,TRUE),\"\")","v":4705.8022596002293},4937.4342885031292,5128.6148305704546,5277.5776203785736,5384.4287490482739,5451.0124571072065,5480.6517711678252,5477.7963817671352,5447.6179883323548,5395.59558204525,5327.1299781978505,5247.2193797628324,5160.2174687051947,5069.6843121627926,4978.3299120473739,4888.0417452417696,4799.9817609863876,4714.7350473165625,4632.4913172385441,4553.2408323228601,{"$f":"IFERROR(IF(OR(D51=\"\",'S2 Input'!$D51=\"\"),\"\",D51/'S2 Input'!$D51),\"\")","v":6934.7380342466895},{"$f":"IFERROR(IF(OR(E51=\"\",'S2 Input'!$D51=\"\"),\"\",E51/'S2 Input'!$D51),\"\")","v":7276.0841750679847},{"$f":"IFERROR(IF(OR(F51=\"\",'S2 Input'!$D51=\"\"),\"\",F51/'S2 Input'!$D51),\"\")","v":7557.8187026456071},{"$f":"IFERROR(IF(OR(G51=\"\",'S2 Input'!$D51=\"\"),\"\",G51/'S2 Input'!$D51),\"\")","v":7777.3387477266378},{"$f":"IFERROR(IF(OR(H51=\"\",'S2 Input'!$D51=\"\"),\"\",H51/'S2 Input'!$D51),\"\")","v":7934.8006522247042},{"$f":"IFERROR(IF(OR(I51=\"\",'S2 Input'!$D51=\"\"),\"\",I51/'S2 Input'!$D51),\"\")","v":8032.9221939438594},{"$f":"IFERROR(IF(OR(J51=\"\",'S2 Input'!$D51=\"\"),\"\",J51/'S2 Input'!$D51),\"\")","v":8076.6003740258711},{"$f":"IFERROR(IF(OR(K51=\"\",'S2 Input'!$D51=\"\"),\"\",K51/'S2 Input'!$D51),\"\")","v":8072.3925096943103},{"$f":"IFERROR(IF(OR(L51=\"\",'S2 Input'!$D51=\"\"),\"\",L51/'S2 Input'!$D51),\"\")","v":8027.9199115655456},{"$f":"IFERROR(IF(OR(M51=\"\",'S2 Input'!$D51=\"\"),\"\",M51/'S2 Input'!$D51),\"\")","v":7951.2567328745508},{"$f":"IFERROR(IF(OR(N51=\"\",'S2 Input'!$D51=\"\"),\"\",N51/'S2 Input'!$D51),\"\")","v":7850.3619224159056},{"$f":"IFERROR(IF(OR(O51=\"\",'S2 Input'!$D51=\"\"),\"\",O51/'S2 Input'!$D51),\"\")","v":7732.6011165562459},{"$f":"IFERROR(IF(OR(P51=\"\",'S2 Input'!$D51=\"\"),\"\",P51/'S2 Input'!$D51),\"\")","v":7604.3901488232323},{"$f":"IFERROR(IF(OR(Q51=\"\",'S2 Input'!$D51=\"\"),\"\",Q51/'S2 Input'!$D51),\"\")","v":7470.9753367677122},{"$f":"IFERROR(IF(OR(R51=\"\",'S2 Input'!$D51=\"\"),\"\",R51/'S2 Input'!$D51),\"\")","v":7336.3502934430053},{"$f":"IFERROR(IF(OR(S51=\"\",'S2 Input'!$D51=\"\"),\"\",S51/'S2 Input'!$D51),\"\")","v":7203.2965122068963},{"$f":"IFERROR(IF(OR(T51=\"\",'S2 Input'!$D51=\"\"),\"\",T51/'S2 Input'!$D51),\"\")","v":7073.5263075908533},{"$f":"IFERROR(IF(OR(U51=\"\",'S2 Input'!$D51=\"\"),\"\",U51/'S2 Input'!$D51),\"\")","v":6947.9018986232531},{"$f":"IFERROR(IF(OR(V51=\"\",'S2 Input'!$D51=\"\"),\"\",V51/'S2 Input'!$D51),\"\")","v":6826.7028571873725},{"$f":"IFERROR(IF(OR(W51=\"\",'S2 Input'!$D51=\"\"),\"\",W51/'S2 Input'!$D51),\"\")","v":6709.9148321792891}]
["","SERVICE LINES ","˂ = 11 kv ; residential ; complex type",{"$f":"IFERROR(repcalc('S2 Input'!$CV52:$GH52,'S2 Input'!$G52,'S2 Input'!$E52,'S2 Input'!$F52,20,TRUE,TRUE),\"\")","v":""},"","","","","","","","","","","","","","","","","","","",{"$f":"IFERROR(IF(OR(D52=\"\",'S2 Input'!$D52=\"\"),\"\",D52/'S2 Input'!$D52),\"\")","v":""},{"$f":"IFERROR(IF(OR(E52=\"\",'S2 Input'!$D52=\"\"),\"\",E52/'S2 Input'!$D52),\"\")","v":""},{"$f":"IFERROR(IF(OR(F52=\"\",'S2 Input'!$D52=\"\"),\"\",F52/'S2 Input'!$D52),\"\")","v":""},{"$f":"IFERROR(IF(OR(G52=\"\",'S2 Input'!$D52=\"\"),\"\",G52/'S2 Input'!$D52),\"\")","v":""},{"$f":"IFERROR(IF(OR(H52=\"\",'S2 Input'!$D52=\"\"),\"\",H52/'S2 Input'!$D52),\"\")","v":""},{"$f":"IFERROR(IF(OR(I52=\"\",'S2 Input'!$D52=\"\"),\"\",I52/'S2 Input'!$D52),\"\")","v":""},{"$f":"IFERROR(IF(OR(J52=\"\",'S2 Input'!$D52=\"\"),\"\",J52/'S2 Input'!$D52),\"\")","v":""},{"$f":"IFERROR(IF(OR(K52=\"\",'S2 Input'!$D52=\"\"),\"\",K52/'S2 Input'!$D52),\"\")","v":""},{"$f":"IFERROR(IF(OR(L52=\"\",'S2 Input'!$D52=\"\"),\"\",L52/'S2 Input'!$D52),\"\")","v":""},{"$f":"IFERROR(IF(OR(M52=\"\",'S2 Input'!$D52=\"\"),\"\",M52/'S2 Input'!$D52),\"\")","v":""},{"$f":"IFERROR(IF(OR(N52=\"\",'S2 Input'!$D52=\"\"),\"\",N52/'S2 Input'!$D52),\"\")","v":""},{"$f":"IFERROR(IF(OR(O52=\"\",'S2 Input'!$D52=\"\"),\"\",O52/'S2 Input'!$D52),\"\")","v":""},{"$f":"IFERROR(IF(OR(P52=\"\",'S2 Input'!$D52=\"\"),\"\",P52/'S2 Input'!$D52),\"\")","v":""},{"$f":"IFERROR(IF(OR(Q52=\"\",'S2 Input'!$D52=\"\"),\"\",Q52/'S2 Input'!$D52),\"\")","v":""},{"$f":"IFERROR(IF(OR(R52=\"\",'S2 Input'!$D52=\"\"),\"\",R52/'S2 Input'!$D52),\"\")","v":""},{"$f":"IFERROR(IF(OR(S52=\"\",'S2 Input'!$D52=\"\"),\"\",S52/'S2 Input'!$D52),\"\")","v":""},{"$f":"IFERROR(IF(OR(T52=\"\",'S2 Input'!$D52=\"\"),\"\",T52/'S2 Input'!$D52),\"\")","v":""},{"$f":"IFERROR(IF(OR(U52=\"\",'S2 Input'!$D52=\"\"),\"\",U52/'S2 Input'!$D52),\"\")","v":""},{"$f":"IFERROR(IF(OR(V52=\"\",'S2 Input'!$D52=\"\"),\"\",V52/'S2 Input'!$D52),\"\")","v":""},{"$f":"IFERROR(IF(OR(W52=\"\",'S2 Input'!$D52=\"\"),\"\",W52/'S2 Input'!$D52),\"\")","v":""}]
[5,"TRANSFORMERS ","pole mounted ; < = 22 kv ; < = 60 kva ; single phase",{"$f":"IFERROR(repcalc('S2 Input'!$CV53:$GH53,'S2 Input'!$G53,'S2 Input'!$E53,'S2 Input'!$F53,20,TRUE,TRUE),\"\")","v":83.34418086616401},88.529203266474624,94.458197210940568,101.28086930905206,109.1708412736761,118.32621959691294,128.96836623211203,141.3384756341909,155.69164479891614,172.28824486925646,191.38256854659926,213.2089362283923,237.96568913253543,265.79776632862706,296.77883372400623,330.89417882899022,368.02577262075135,407.9409942199099,450.28648312870524,494.58840304156524,{"$f":"IFERROR(IF(OR(D53=\"\",'S2 Input'!$D53=\"\"),\"\",D53/'S2 Input'!$D53),\"\")","v":8.5726727958767963},{"$f":"IFERROR(IF(OR(E53=\"\",'S2 Input'!$D53=\"\"),\"\",E53/'S2 Input'!$D53),\"\")","v":9.1059973785316153},{"$f":"IFERROR(IF(OR(F53=\"\",'S2 Input'!$D53=\"\"),\"\",F53/'S2 Input'!$D53),\"\")","v":9.7158458954456037},{"$f":"IFERROR(IF(OR(G53=\"\",'S2 Input'!$D53=\"\"),\"\",G53/'S2 Input'!$D53),\"\")","v":10.417616971516175},{"$f":"IFERROR(IF(OR(H53=\"\",'S2 Input'!$D53=\"\"),\"\",H53/'S2 Input'!$D53),\"\")","v":11.229169107711238},{"$f":"IFERROR(IF(OR(I53=\"\",'S2 Input'!$D53=\"\"),\"\",I53/'S2 Input'!$D53),\"\")","v":12.170879277178344},{"$f":"IFERROR(IF(OR(J53=\"\",'S2 Input'!$D53=\"\"),\"\",J53/'S2 Input'!$D53),\"\")","v":13.26551647921414},{"$f":"IFERROR(IF(OR(K53=\"\",'S2 Input'!$D53=\"\"),\"\",K53/'S2 Input'!$D53),\"\")","v":14.537889658134821},{"$f":"IFERROR(IF(OR(L53=\"\",'S2 Input'!$D53=\"\"),\"\",L53/'S2 Input'!$D53),\"\")","v":16.014237755318071},{"$f":"IFERROR(IF(OR(M53=\"\",'S2 Input'!$D53=\"\"),\"\",M53/'S2 Input'!$D53),\"\")","v":17.721342203984083},{"$f":"IFERROR(IF(OR(N53=\"\",'S2 Input'!$D53=\"\"),\"\",N53/'S2 Input'!$D53),\"\")","v":19.68535921684883},{"$f":"IFERROR(IF(OR(O53=\"\",'S2 Input'!$D53=\"\"),\"\",O53/'S2 Input'!$D53),\"\")","v":21.93039068172072},{"$f":"IFERROR(IF(OR(P53=\"\",'S2 Input'!$D53=\"\"),\"\",P53/'S2 Input'!$D53),\"\")","v":24.476837715334234},{"$f":"IFERROR(IF(OR(Q53=\"\",'S2 Input'!$D53=\"\"),\"\",Q53/'S2 Input'!$D53),\"\")","v":27.339608559705713},{"$f":"IFERROR(IF(OR(R53=\"\",'S2 Input'!$D53=\"\"),\"\",R53/'S2 Input'!$D53),\"\")","v":30.52628039314882},{"$f":"IFERROR(IF(OR(S53=\"\",'S2 Input'!$D53=\"\"),\"\",S53/'S2 Input'!$D53),\"\")","v":34.035339908330606},{"$f":"IFERROR(IF(OR(T53=\"\",'S2 Input'!$D53=\"\"),\"\",T53/'S2 Input'!$D53),\"\")","v":37.854646795242594},{"$f":"IFERROR(IF(OR(U53=\"\",'S2 Input'!$D53=\"\"),\"\",U53/'S2 Input'!$D53),\"\")","v":41.960273976268958},{"$f":"IFERROR(IF(OR(V53=\"\",'S2 Input'!$D53=\"\"),\"\",V53/'S2 Input'!$D53),\"\")","v":46.315875255492863},{"$f":"IFERROR(IF(OR(W53=\"\",'S2 Input'!$D53=\"\"),\"\",W53/'S2 Input'!$D53),\"\")","v":50.872712453904548}]
[5,"TRANSFORMERS ","pole mounted ; < = 22 kv ; > 60 kva and < = 600 kva ; single phase",{"$f":"IFERROR(repcalc('S2 Input'!$CV54:$GH54,'S2 Input'!$G54,'S2 Input'!$E54,'S2 Input'!$F54,20,TRUE,TRUE),\"\")","v":1.2604596634115253},1.3965234210923803,1.5385907353850643,1.6880763450042275,1.8472821183924357,2.0194794096044193,2.2089423021987673,2.4209267783245951,2.6615951570028393,2.9378897506196697,3.2573642921878592,3.6279859695040027,4.0579244894934412,4.5553470140509296,5.1282384793323113,5.7842650969746989,6.5306941612273626,7.3743753178919507,8.3217773207926573,9.3790608057294058,{"$f":"IFERROR(IF(OR(D54=\"\",'S2 Input'!$D54=\"\"),\"\",D54/'S2 Input'!$D54),\"\")","v":8.9157685933275985E-2},{"$f":"IFERROR(IF(OR(E54=\"\",'S2 Input'!$D54=\"\"),\"\",E54/'S2 Input'!$D54),\"\")","v":9.8782055618678893E-2},{"$f":"IFERROR(IF(OR(F54=\"\",'S2 Input'!$D54=\"\"),\"\",F54/'S2 Input'!$D54),\"\")","v":0.10883108245925911},{"$f":"IFERROR(IF(OR(G54=\"\",'S2 Input'!$D54=\"\"),\"\",G54/'S2 Input'!$D54),\"\")","v":0.11940483695600915},{"$f":"IFERROR(IF(OR(H54=\"\",'S2 Input'!$D54=\"\"),\"\",H54/'S2 Input'!$D54),\"\")","v":0.13066614007783373},{"$f":"IFERROR(IF(OR(I54=\"\",'S2 Input'!$D54=\"\"),\"\",I54/'S2 Input'!$D54),\"\")","v":0.14284638864436514},{"$f":"IFERROR(IF(OR(J54=\"\",'S2 Input'!$D54=\"\"),\"\",J54/'S2 Input'!$D54),\"\")","v":0.15624790680815728},{"$f":"IFERROR(IF(OR(K54=\"\",'S2 Input'!$D54=\"\"),\"\",K54/'S2 Input'!$D54),\"\")","v":0.17124247259537356},{"$f":"IFERROR(IF(OR(L54=\"\",'S2 Input'!$D54=\"\"),\"\",L54/'S2 Input'!$D54),\"\")","v":0.18826597310326726},{"$f":"IFERROR(IF(OR(M54=\"\",'S2 Input'!$D54=\"\"),\"\",M54/'S2 Input'!$D54),\"\")","v":0.20780946768529804},{"$f":"IFERROR(IF(OR(N54=\"\",'S2 Input'!$D54=\"\"),\"\",N54/'S2 Input'!$D54),\"\")","v":0.23040726408262266},{"$f":"IFERROR(IF(OR(O54=\"\",'S2 Input'!$D54=\"\"),\"\",O54/'S2 Input'!$D54),\"\")","v":0.25662291545601235},{"$f":"IFERROR(IF(OR(P54=\"\",'S2 Input'!$D54=\"\"),\"\",P54/'S2 Input'!$D54),\"\")","v":0.28703430000765018},{"$f":"IFERROR(IF(OR(Q54=\"\",'S2 Input'!$D54=\"\"),\"\",Q54/'S2 Input'!$D54),\"\")","v":0.32221911591885505},{"$f":"IFERROR(IF(OR(R54=\"\",'S2 Input'!$D54=\"\"),\"\",R54/'S2 Input'!$D54),\"\")","v":0.36274217176751766},{"$f":"IFERROR(IF(OR(S54=\"\",'S2 Input'!$D54=\"\"),\"\",S54/'S2 Input'!$D54),\"\")","v":0.40914573138744426},{"$f":"IFERROR(IF(OR(T54=\"\",'S2 Input'!$D54=\"\"),\"\",T54/'S2 Input'!$D54),\"\")","v":0.46194384148482415},{"$f":"IFERROR(IF(OR(U54=\"\",'S2 Input'!$D54=\"\"),\"\",U54/'S2 Input'!$D54),\"\")","v":0.52162100671051181},{"$f":"IFERROR(IF(OR(V54=\"\",'S2 Input'!$D54=\"\"),\"\",V54/'S2 Input'!$D54),\"\")","v":0.58863478960187277},{"$f":"IFERROR(IF(OR(W54=\"\",'S2 Input'!$D54=\"\"),\"\",W54/'S2 Input'!$D54),\"\")","v":0.66342095819476155}]
["","TRANSFORMERS ","pole mounted ; < = 22 kv ; > 600 kva ; single phase",{"$f":"IFERROR(repcalc('S2 Input'!$CV55:$GH55,'S2 Input'!$G55,'S2 Input'!$E55,'S2 Input'!$F55,20,TRUE,TRUE),\"\")","v":""},"","","","","","","","","","","","","","","","","","","",{"$f":"IFERROR(IF(OR(D55=\"\",'S2 Input'!$D55=\"\"),\"\",D55/'S2 Input'!$D55),\"\")","v":""},{"$f":"IFERROR(IF(OR(E55=\"\",'S2 Input'!$D55=\"\"),\"\",E55/'S2 Input'!$D55),\"\")","v":""},{"$f":"IFERROR(IF(OR(F55=\"\",'S2 Input'!$D55=\"\"),\"\",F55/'S2 Input'!$D55),\"\")","v":""},{"$f":"IFERROR(IF(OR(G55=\"\",'S2 Input'!$D55=\"\"),\"\",G55/'S2 Input'!$D55),\"\")","v":""},{"$f":"IFERROR(IF(OR(H55=\"\",'S2 Input'!$D55=\"\"),\"\",H55/'S2 Input'!$D55),\"\")","v":""},{"$f":"IFERROR(IF(OR(I55=\"\",'S2 Input'!$D55=\"\"),\"\",I55/'S2 Input'!$D55),\"\")","v":""},{"$f":"IFERROR(IF(OR(J55=\"\",'S2 Input'!$D55=\"\"),\"\",J55/'S2 Input'!$D55),\"\")","v":""},{"$f":"IFERROR(IF(OR(K55=\"\",'S2 Input'!$D55=\"\"),\"\",K55/'S2 Input'!$D55),\"\")","v":""},{"$f":"IFERROR(IF(OR(L55=\"\",'S2 Input'!$D55=\"\"),\"\",L55/'S2 Input'!$D55),\"\")","v":""},{"$f":"IFERROR(IF(OR(M55=\"\",'S2 Input'!$D55=\"\"),\"\",M55/'S2 Input'!$D55),\"\")","v":""},{"$f":"IFERROR(IF(OR(N55=\"\",'S2 Input'!$D55=\"\"),\"\",N55/'S2 Input'!$D55),\"\")","v":""},{"$f":"IFERROR(IF(OR(O55=\"\",'S2 Input'!$D55=\"\"),\"\",O55/'S2 Input'!$D55),\"\")","v":""},{"$f":"IFERROR(IF(OR(P55=\"\",'S2 Input'!$D55=\"\"),\"\",P55/'S2 Input'!$D55),\"\")","v":""},{"$f":"IFERROR(IF(OR(Q55=\"\",'S2 Input'!$D55=\"\"),\"\",Q55/'S2 Input'!$D55),\"\")","v":""},{"$f":"IFERROR(IF(OR(R55=\"\",'S2 Input'!$D55=\"\"),\"\",R55/'S2 Input'!$D55),\"\")","v":""},{"$f":"IFERROR(IF(OR(S55=\"\",'S2 Input'!$D55=\"\"),\"\",S55/'S2 Input'!$D55),\"\")","v":""},{"$f":"IFERROR(IF(OR(T55=\"\",'S2 Input'!$D55=\"\"),\"\",T55/'S2 Input'!$D55),\"\")","v":""},{"$f":"IFERROR(IF(OR(U55=\"\",'S2 Input'!$D55=\"\"),\"\",U55/'S2 Input'!$D55),\"\")","v":""},{"$f":"IFERROR(IF(OR(V55=\"\",'S2 Input'!$D55=\"\"),\"\",V55/'S2 Input'!$D55),\"\")","v":""},{"$f":"IFERROR(IF(OR(W55=\"\",'S2 Input'!$D55=\"\"),\"\",W55/'S2 Input'!$D55),\"\")","v":""}]
[5,"TRANSFORMERS ","pole mounted ; < = 22 kv ; < = 60 kva ; multiple phase",{"$f":"IFERROR(repcalc('S2 Input'!$CV56:$GH56,'S2 Input'!$G56,'S2 Input'!$E56,'S2 Input'!$F56,20,TRUE,TRUE),\"\")","v":55.108524178721311},61.731691925068468,68.792810793549933,76.293775054919337,84.238757911883056,92.635497645834363,101.49682907820674,110.84250891916375,120.70134281344529,131.11355415846052,142.13324479470523,153.83069583493938,166.29415845194325,179.63070766063211,193.96569563353873,209.4403607138228,226.20723400015834,244.42313879495975,264.23979124368543,285.79226541091862,{"$f":"IFERROR(IF(OR(D56=\"\",'S2 Input'!$D56=\"\"),\"\",D56/'S2 Input'!$D56),\"\")","v":3.6788587376134418},{"$f":"IFERROR(IF(OR(E56=\"\",'S2 Input'!$D56=\"\"),\"\",E56/'S2 Input'!$D56),\"\")","v":4.1209990216702037},{"$f":"IFERROR(IF(OR(F56=\"\",'S2 Input'!$D56=\"\"),\"\",F56/'S2 Input'!$D56),\"\")","v":4.5923754418115807},{"$f":"IFERROR(IF(OR(G56=\"\",'S2 Input'!$D56=\"\"),\"\",G56/'S2 Input'!$D56),\"\")","v":5.0931144531480532},{"$f":"IFERROR(IF(OR(H56=\"\",'S2 Input'!$D56=\"\"),\"\",H56/'S2 Input'!$D56),\"\")","v":5.6234946445815917},{"$f":"IFERROR(IF(OR(I56=\"\",'S2 Input'!$D56=\"\"),\"\",I56/'S2 Input'!$D56),\"\")","v":6.1840325976128261},{"$f":"IFERROR(IF(OR(J56=\"\",'S2 Input'!$D56=\"\"),\"\",J56/'S2 Input'!$D56),\"\")","v":6.7755851215227159},{"$f":"IFERROR(IF(OR(K56=\"\",'S2 Input'!$D56=\"\"),\"\",K56/'S2 Input'!$D56),\"\")","v":7.3994711074790942},{"$f":"IFERROR(IF(OR(L56=\"\",'S2 Input'!$D56=\"\"),\"\",L56/'S2 Input'!$D56),\"\")","v":8.0576135229252621},{"$f":"IFERROR(IF(OR(M56=\"\",'S2 Input'!$D56=\"\"),\"\",M56/'S2 Input'!$D56),\"\")","v":8.7526975458662637},{"$f":"IFERROR(IF(OR(N56=\"\",'S2 Input'!$D56=\"\"),\"\",N56/'S2 Input'!$D56),\"\")","v":9.4883348322409073},{"$f":"IFERROR(IF(OR(O56=\"\",'S2 Input'!$D56=\"\"),\"\",O56/'S2 Input'!$D56),\"\")","v":10.269217111497932},{"$f":"IFERROR(IF(OR(P56=\"\",'S2 Input'!$D56=\"\"),\"\",P56/'S2 Input'!$D56),\"\")","v":11.1012357335315},{"$f":"IFERROR(IF(OR(Q56=\"\",'S2 Input'!$D56=\"\"),\"\",Q56/'S2 Input'!$D56),\"\")","v":11.991538664288283},{"$f":"IFERROR(IF(OR(R56=\"\",'S2 Input'!$D56=\"\"),\"\",R56/'S2 Input'!$D56),\"\")","v":12.94849399095758},{"$f":"IFERROR(IF(OR(S56=\"\",'S2 Input'!$D56=\"\"),\"\",S56/'S2 Input'!$D56),\"\")","v":13.981530307764379},{"$f":"IFERROR(IF(OR(T56=\"\",'S2 Input'!$D56=\"\"),\"\",T56/'S2 Input'!$D56),\"\")","v":15.100830075107996},{"$f":"IFERROR(IF(OR(U56=\"\",'S2 Input'!$D56=\"\"),\"\",U56/'S2 Input'!$D56),\"\")","v":16.316862286396379},{"$f":"IFERROR(IF(OR(V56=\"\",'S2 Input'!$D56=\"\"),\"\",V56/'S2 Input'!$D56),\"\")","v":17.63975499850774},{"$f":"IFERROR(IF(OR(W56=\"\",'S2 Input'!$D56=\"\"),\"\",W56/'S2 Input'!$D56),\"\")","v":19.078525299272371}]
[5,"TRANSFORMERS ","pole mounted ; < = 22 kv ; > 60 kva and < = 600 kva ; multiple phase",{"$f":"IFERROR(repcalc('S2 Input'!$CV57:$GH57,'S2 Input'!$G57,'S2 Input'!$E57,'S2 Input'!$F57,20,TRUE,TRUE),\"\")","v":480.40485374518556},556.37388158594263,639.71252155397008,730.4053245883332,828.38682584755088,933.57265535695205,1045.8955712791517,1165.3422258961648,1291.9855222412907,1426.007002970382,1567.7039956137851,1717.4773051515856,1875.7970767833024,2043.1469119251137,2219.9491586094982,2406.477173652182,2602.7628797282209,2808.5097322894708,3023.0219481444406,3245.1603240185568,{"$f":"IFERROR(IF(OR(D57=\"\",'S2 Input'!$D57=\"\"),\"\",D57/'S2 Input'!$D57),\"\")","v":20.442744327210772},{"$f":"IFERROR(IF(OR(E57=\"\",'S2 Input'!$D57=\"\"),\"\",E57/'S2 Input'!$D57),\"\")","v":23.675466479845593},{"$f":"IFERROR(IF(OR(F57=\"\",'S2 Input'!$D57=\"\"),\"\",F57/'S2 Input'!$D57),\"\")","v":27.221788912190352},{"$f":"IFERROR(IF(OR(G57=\"\",'S2 Input'!$D57=\"\"),\"\",G57/'S2 Input'!$D57),\"\")","v":31.081054217892209},{"$f":"IFERROR(IF(OR(H57=\"\",'S2 Input'!$D57=\"\"),\"\",H57/'S2 Input'!$D57),\"\")","v":35.250476661115265},{"$f":"IFERROR(IF(OR(I57=\"\",'S2 Input'!$D57=\"\"),\"\",I57/'S2 Input'!$D57),\"\")","v":39.726466032877148},{"$f":"IFERROR(IF(OR(J57=\"\",'S2 Input'!$D57=\"\"),\"\",J57/'S2 Input'!$D57),\"\")","v":44.506160980551954},{"$f":"IFERROR(IF(OR(K57=\"\",'S2 Input'!$D57=\"\"),\"\",K57/'S2 Input'!$D57),\"\")","v":49.588993516568394},{"$f":"IFERROR(IF(OR(L57=\"\",'S2 Input'!$D57=\"\"),\"\",L57/'S2 Input'!$D57),\"\")","v":54.978065895324605},{"$f":"IFERROR(IF(OR(M57=\"\",'S2 Input'!$D57=\"\"),\"\",M57/'S2 Input'!$D57),\"\")","v":60.681103330396468},{"$f":"IFERROR(IF(OR(N57=\"\",'S2 Input'!$D57=\"\"),\"\",N57/'S2 Input'!$D57),\"\")","v":66.710758047582559},{"$f":"IFERROR(IF(OR(O57=\"\",'S2 Input'!$D57=\"\"),\"\",O57/'S2 Input'!$D57),\"\")","v":73.084085565096515},{"$f":"IFERROR(IF(OR(P57=\"\",'S2 Input'!$D57=\"\"),\"\",P57/'S2 Input'!$D57),\"\")","v":79.821092046563635},{"$f":"IFERROR(IF(OR(Q57=\"\",'S2 Input'!$D57=\"\"),\"\",Q57/'S2 Input'!$D57),\"\")","v":86.942356260141963},{"$f":"IFERROR(IF(OR(R57=\"\",'S2 Input'!$D57=\"\"),\"\",R57/'S2 Input'!$D57),\"\")","v":94.465850448987979},{"$f":"IFERROR(IF(OR(S57=\"\",'S2 Input'!$D57=\"\"),\"\",S57/'S2 Input'!$D57),\"\")","v":102.4032068092596},{"$f":"IFERROR(IF(OR(T57=\"\",'S2 Input'!$D57=\"\"),\"\",T57/'S2 Input'!$D57),\"\")","v":110.75578375163759},{"$f":"IFERROR(IF(OR(U57=\"\",'S2 Input'!$D57=\"\"),\"\",U57/'S2 Input'!$D57),\"\")","v":119.51096236868983},{"$f":"IFERROR(IF(OR(V57=\"\",'S2 Input'!$D57=\"\"),\"\",V57/'S2 Input'!$D57),\"\")","v":128.63913488734758},{"$f":"IFERROR(IF(OR(W57=\"\",'S2 Input'!$D57=\"\"),\"\",W57/'S2 Input'!$D57),\"\")","v":138.09182460905694}]
["","TRANSFORMERS ","pole mounted ; < = 22 kv ; > 600 kva ; multiple phase",{"$f":"IFERROR(repcalc('S2 Input'!$CV58:$GH58,'S2 Input'!$G58,'S2 Input'!$E58,'S2 Input'!$F58,20,TRUE,TRUE),\"\")","v":""},"","","","","","","","","","","","","","","","","","","",{"$f":"IFERROR(IF(OR(D58=\"\",'S2 Input'!$D58=\"\"),\"\",D58/'S2 Input'!$D58),\"\")","v":""},{"$f":"IFERROR(IF(OR(E58=\"\",'S2 Input'!$D58=\"\"),\"\",E58/'S2 Input'!$D58),\"\")","v":""},{"$f":"IFERROR(IF(OR(F58=\"\",'S2 Input'!$D58=\"\"),\"\",F58/'S2 Input'!$D58),\"\")","v":""},{"$f":"IFERROR(IF(OR(G58=\"\",'S2 Input'!$D58=\"\"),\"\",G58/'S2 Input'!$D58),\"\")","v":""},{"$f":"IFERROR(IF(OR(H58=\"\",'S2 Input'!$D58=\"\"),\"\",H58/'S2 Input'!$D58),\"\")","v":""},{"$f":"IFERROR(IF(OR(I58=\"\",'S2 Input'!$D58=\"\"),\"\",I58/'S2 Input'!$D58),\"\")","v":""},{"$f":"IFERROR(IF(OR(J58=\"\",'S2 Input'!$D58=\"\"),\"\",J58/'S2 Input'!$D58),\"\")","v":""},{"$f":"IFERROR(IF(OR(K58=\"\",'S2 Input'!$D58=\"\"),\"\",K58/'S2 Input'!$D58),\"\")","v":""},{"$f":"IFERROR(IF(OR(L58=\"\",'S2 Input'!$D58=\"\"),\"\",L58/'S2 Input'!$D58),\"\")","v":""},{"$f":"IFERROR(IF(OR(M58=\"\",'S2 Input'!$D58=\"\"),\"\",M58/'S2 Input'!$D58),\"\")","v":""},{"$f":"IFERROR(IF(OR(N58=\"\",'S2 Input'!$D58=\"\"),\"\",N58/'S2 Input'!$D58),\"\")","v":""},{"$f":"IFERROR(IF(OR(O58=\"\",'S2 Input'!$D58=\"\"),\"\",O58/'S2 Input'!$D58),\"\")","v":""},{"$f":"IFERROR(IF(OR(P58=\"\",'S2 Input'!$D58=\"\"),\"\",P58/'S2 Input'!$D58),\"\")","v":""},{"$f":"IFERROR(IF(OR(Q58=\"\",'S2 Input'!$D58=\"\"),\"\",Q58/'S2 Input'!$D58),\"\")","v":""},{"$f":"IFERROR(IF(OR(R58=\"\",'S2 Input'!$D58=\"\"),\"\",R58/'S2 Input'!$D58),\"\")","v":""},{"$f":"IFERROR(IF(OR(S58=\"\",'S2 Input'!$D58=\"\"),\"\",S58/'S2 Input'!$D58),\"\")","v":""},{"$f":"IFERROR(IF(OR(T58=\"\",'S2 Input'!$D58=\"\"),\"\",T58/'S2 Input'!$D58),\"\")","v":""},{"$f":"IFERROR(IF(OR(U58=\"\",'S2 Input'!$D58=\"\"),\"\",U58/'S2 Input'!$D58),\"\")","v":""},{"$f":"IFERROR(IF(OR(V58=\"\",'S2 Input'!$D58=\"\"),\"\",V58/'S2 Input'!$D58),\"\")","v":""},{"$f":"IFERROR(IF(OR(W58=\"\",'S2 Input'!$D58=\"\"),\"\",W58/'S2 Input'!$D58),\"\")","v":""}]
["","TRANSFORMERS ","kiosk mounted ; < = 22 kv ; < = 60 kva ; single phase",{"$f":"IFERROR(repcalc('S2 Input'!$CV59:$GH59,'S2 Input'!$G59,'S2 Input'!$E59,'S2 Input'!$F59,20,TRUE,TRUE),\"\")","v":""},"","","","","","","","","","","","","","","","","","","",{"$f":"IFERROR(IF(OR(D59=\"\",'S2 Input'!$D59=\"\"),\"\",D59/'S2 Input'!$D59),\"\")","v":""},{"$f":"IFERROR(IF(OR(E59=\"\",'S2 Input'!$D59=\"\"),\"\",E59/'S2 Input'!$D59),\"\")","v":""},{"$f":"IFERROR(IF(OR(F59=\"\",'S2 Input'!$D59=\"\"),\"\",F59/'S2 Input'!$D59),\"\")","v":""},{"$f":"IFERROR(IF(OR(G59=\"\",'S2 Input'!$D59=\"\"),\"\",G59/'S2 Input'!$D59),\"\")","v":""},{"$f":"IFERROR(IF(OR(H59=\"\",'S2 Input'!$D59=\"\"),\"\",H59/'S2 Input'!$D59),\"\")","v":""},{"$f":"IFERROR(IF(OR(I59=\"\",'S2 Input'!$D59=\"\"),\"\",I59/'S2 Input'!$D59),\"\")","v":""},{"$f":"IFERROR(IF(OR(J59=\"\",'S2 Input'!$D59=\"\"),\"\",J59/'S2 Input'!$D59),\"\")","v":""},{"$f":"IFERROR(IF(OR(K59=\"\",'S2 Input'!$D59=\"\"),\"\",K59/'S2 Input'!$D59),\"\")","v":""},{"$f":"IFERROR(IF(OR(L59=\"\",'S2 Input'!$D59=\"\"),\"\",L59/'S2 Input'!$D59),\"\")","v":""},{"$f":"IFERROR(IF(OR(M59=\"\",'S2 Input'!$D59=\"\"),\"\",M59/'S2 Input'!$D59),\"\")","v":""},{"$f":"IFERROR(IF(OR(N59=\"\",'S2 Input'!$D59=\"\"),\"\",N59/'S2 Input'!$D59),\"\")","v":""},{"$f":"IFERROR(IF(OR(O59=\"\",'S2 Input'!$D59=\"\"),\"\",O59/'S2 Input'!$D59),\"\")","v":""},{"$f":"IFERROR(IF(OR(P59=\"\",'S2 Input'!$D59=\"\"),\"\",P59/'S2 Input'!$D59),\"\")","v":""},{"$f":"IFERROR(IF(OR(Q59=\"\",'S2 Input'!$D59=\"\"),\"\",Q59/'S2 Input'!$D59),\"\")","v":""},{"$f":"IFERROR(IF(OR(R59=\"\",'S2 Input'!$D59=\"\"),\"\",R59/'S2 Input'!$D59),\"\")","v":""},{"$f":"IFERROR(IF(OR(S59=\"\",'S2 Input'!$D59=\"\"),\"\",S59/'S2 Input'!$D59),\"\")","v":""},{"$f":"IFERROR(IF(OR(T59=\"\",'S2 Input'!$D59=\"\"),\"\",T59/'S2 Input'!$D59),\"\")","v":""},{"$f":"IFERROR(IF(OR(U59=\"\",'S2 Input'!$D59=\"\"),\"\",U59/'S2 Input'!$D59),\"\")","v":""},{"$f":"IFERROR(IF(OR(V59=\"\",'S2 Input'!$D59=\"\"),\"\",V59/'S2 Input'!$D59),\"\")","v":""},{"$f":"IFERROR(IF(OR(W59=\"\",'S2 Input'!$D59=\"\"),\"\",W59/'S2 Input'!$D59),\"\")","v":""}]
[5,"TRANSFORMERS ","kiosk mounted ; < = 22 kv ; < = 60 kva ; multiple phase",{"$f":"IFERROR(repcalc('S2 Input'!$CV60:$GH60,'S2 Input'!$G60,'S2 Input'!$E60,'S2 Input'!$F60,20,TRUE,TRUE),\"\")","v":6.3494999765493262E-2},0.11301174698835049,0.19022051414184618,0.30279180065269012,0.4558155285210454,0.64893471087595522,0.87376439217830626,1.1127412940352732,1.3404312545776886,1.5276494740051438,1.6476831040746285,1.6828904193956151,1.6295153034906655,1.4990102184666636,1.3153755193864738,1.1094595623197905,0.91216238609137079,0.74862919254415827,0.63484434973358794,0.57696227470979555,{"$f":"IFERROR(IF(OR(D60=\"\",'S2 Input'!$D60=\"\"),\"\",D60/'S2 Input'!$D60),\"\")","v":3.5930176342831581E-3},{"$f":"IFERROR(IF(OR(E60=\"\",'S2 Input'!$D60=\"\"),\"\",E60/'S2 Input'!$D60),\"\")","v":6.3950421499325994E-3},{"$f":"IFERROR(IF(OR(F60=\"\",'S2 Input'!$D60=\"\"),\"\",F60/'S2 Input'!$D60),\"\")","v":1.0764086372758689E-2},{"$f":"IFERROR(IF(OR(G60=\"\",'S2 Input'!$D60=\"\"),\"\",G60/'S2 Input'!$D60),\"\")","v":1.7134204004717733E-2},{"$f":"IFERROR(IF(OR(H60=\"\",'S2 Input'!$D60=\"\"),\"\",H60/'S2 Input'!$D60),\"\")","v":2.5793420552877311E-2},{"$f":"IFERROR(IF(OR(I60=\"\",'S2 Input'!$D60=\"\"),\"\",I60/'S2 Input'!$D60),\"\")","v":3.6721535054527084E-2},{"$f":"IFERROR(IF(OR(J60=\"\",'S2 Input'!$D60=\"\"),\"\",J60/'S2 Input'!$D60),\"\")","v":4.9444064586193021E-2},{"$f":"IFERROR(IF(OR(K60=\"\",'S2 Input'!$D60=\"\"),\"\",K60/'S2 Input'!$D60),\"\")","v":6.2967148698795466E-2},{"$f":"IFERROR(IF(OR(L60=\"\",'S2 Input'!$D60=\"\"),\"\",L60/'S2 Input'!$D60),\"\")","v":7.5851534026767906E-2},{"$f":"IFERROR(IF(OR(M60=\"\",'S2 Input'!$D60=\"\"),\"\",M60/'S2 Input'!$D60),\"\")","v":8.6445728315237086E-2},{"$f":"IFERROR(IF(OR(N60=\"\",'S2 Input'!$D60=\"\"),\"\",N60/'S2 Input'!$D60),\"\")","v":9.3238120647539488E-2},{"$f":"IFERROR(IF(OR(O60=\"\",'S2 Input'!$D60=\"\"),\"\",O60/'S2 Input'!$D60),\"\")","v":9.5230411462111947E-2},{"$f":"IFERROR(IF(OR(P60=\"\",'S2 Input'!$D60=\"\"),\"\",P60/'S2 Input'!$D60),\"\")","v":9.2210051852903568E-2},{"$f":"IFERROR(IF(OR(Q60=\"\",'S2 Input'!$D60=\"\"),\"\",Q60/'S2 Input'!$D60),\"\")","v":8.4825106997612892E-2},{"$f":"IFERROR(IF(OR(R60=\"\",'S2 Input'!$D60=\"\"),\"\",R60/'S2 Input'!$D60),\"\")","v":7.4433694847077278E-2},{"$f":"IFERROR(IF(OR(S60=\"\",'S2 Input'!$D60=\"\"),\"\",S60/'S2 Input'!$D60),\"\")","v":6.2781443998137704E-2},{"$f":"IFERROR(IF(OR(T60=\"\",'S2 Input'!$D60=\"\"),\"\",T60/'S2 Input'!$D60),\"\")","v":5.1616907640926218E-2},{"$f":"IFERROR(IF(OR(U60=\"\",'S2 Input'!$D60=\"\"),\"\",U60/'S2 Input'!$D60),\"\")","v":4.2362987641306062E-2},{"$f":"IFERROR(IF(OR(V60=\"\",'S2 Input'!$D60=\"\"),\"\",V60/'S2 Input'!$D60),\"\")","v":3.5924198000508271E-2},{"$f":"IFERROR(IF(OR(W60=\"\",'S2 Input'!$D60=\"\"),\"\",W60/'S2 Input'!$D60),\"\")","v":3.2648801244267785E-2}]
[5,"TRANSFORMERS ","kiosk mounted ; < = 22 kv ; > 60 kva and < = 600 kva ; multiple phase",{"$f":"IFERROR(repcalc('S2 Input'!$CV61:$GH61,'S2 Input'!$G61,'S2 Input'!$E61,'S2 Input'!$F61,20,TRUE,TRUE),\"\")","v":619.75345386849062},742.66942420689463,884.42950943845574,1045.9322062753884,1227.5422635125892,1428.9773508436674,1649.2236771438977,1886.4946115932933,2138.2447042742142,2401.2480218463188,2671.7445178538492,2945.651628315803,3218.8310567977765,3487.3936090335883,3748.018850979679,3998.2621368337755,4236.8198434409087,4463.7248300617748,4680.4482552301324,4889.8906235800305,{"$f":"IFERROR(IF(OR(D61=\"\",'S2 Input'!$D61=\"\"),\"\",D61/'S2 Input'!$D61),\"\")","v":15.182575233229876},{"$f":"IFERROR(IF(OR(E61=\"\",'S2 Input'!$D61=\"\"),\"\",E61/'S2 Input'!$D61),\"\")","v":18.193741940538406},{"$f":"IFERROR(IF(OR(F61=\"\",'S2 Input'!$D61=\"\"),\"\",F61/'S2 Input'!$D61),\"\")","v":21.666547369314543},{"$f":"IFERROR(IF(OR(G61=\"\",'S2 Input'!$D61=\"\"),\"\",G61/'S2 Input'!$D61),\"\")","v":25.623002681972721},{"$f":"IFERROR(IF(OR(H61=\"\",'S2 Input'!$D61=\"\"),\"\",H61/'S2 Input'!$D61),\"\")","v":30.072043409223074},{"$f":"IFERROR(IF(OR(I61=\"\",'S2 Input'!$D61=\"\"),\"\",I61/'S2 Input'!$D61),\"\")","v":35.006753089219927},{"$f":"IFERROR(IF(OR(J61=\"\",'S2 Input'!$D61=\"\"),\"\",J61/'S2 Input'!$D61),\"\")","v":40.402296103983517},{"$f":"IFERROR(IF(OR(K61=\"\",'S2 Input'!$D61=\"\"),\"\",K61/'S2 Input'!$D61),\"\")","v":46.214903989346126},{"$f":"IFERROR(IF(OR(L61=\"\",'S2 Input'!$D61=\"\"),\"\",L61/'S2 Input'!$D61),\"\")","v":52.382218908274737},{"$f":"IFERROR(IF(OR(M61=\"\",'S2 Input'!$D61=\"\"),\"\",M61/'S2 Input'!$D61),\"\")","v":58.825212699923441},{"$f":"IFERROR(IF(OR(N61=\"\",'S2 Input'!$D61=\"\"),\"\",N61/'S2 Input'!$D61),\"\")","v":65.451772625204384},{"$f":"IFERROR(IF(OR(O61=\"\",'S2 Input'!$D61=\"\"),\"\",O61/'S2 Input'!$D61),\"\")","v":72.161884986091152},{"$f":"IFERROR(IF(OR(P61=\"\",'S2 Input'!$D61=\"\"),\"\",P61/'S2 Input'!$D61),\"\")","v":78.85417076394242},{"$f":"IFERROR(IF(OR(Q61=\"\",'S2 Input'!$D61=\"\"),\"\",Q61/'S2 Input'!$D61),\"\")","v":85.433353386801457},{"$f":"IFERROR(IF(OR(R61=\"\",'S2 Input'!$D61=\"\"),\"\",R61/'S2 Input'!$D61),\"\")","v":91.818089637686327},{"$f":"IFERROR(IF(OR(S61=\"\",'S2 Input'!$D61=\"\"),\"\",S61/'S2 Input'!$D61),\"\")","v":97.948491155217326},{"$f":"IFERROR(IF(OR(T61=\"\",'S2 Input'!$D61=\"\"),\"\",T61/'S2 Input'!$D61),\"\")","v":103.79262208409172},{"$f":"IFERROR(IF(OR(U61=\"\",'S2 Input'!$D61=\"\"),\"\",U61/'S2 Input'!$D61),\"\")","v":109.35128740279656},{"$f":"IFERROR(IF(OR(V61=\"\",'S2 Input'!$D61=\"\"),\"\",V61/'S2 Input'!$D61),\"\")","v":114.66052720917942},{"$f":"IFERROR(IF(OR(W61=\"\",'S2 Input'!$D61=\"\"),\"\",W61/'S2 Input'!$D61),\"\")","v":119.79139738771485}]
[5,"TRANSFORMERS ","kiosk mounted ; < = 22 kv ; > 600 kva ; multiple phase",{"$f":"IFERROR(repcalc('S2 Input'!$CV62:$GH62,'S2 Input'!$G62,'S2 Input'!$E62,'S2 Input'!$F62,20,TRUE,TRUE),\"\")","v":683.76420076412046},745.98380928028462,818.19181550342239,901.37015268696086,996.40165552052622,1104.0602459181255,1225.0120893882677,1359.8251820086789,1508.9821360735225,1672.8891360457299,1851.8736249744986,2046.1644484636436,2255.850785730102,2480.8197978655994,2720.6768992956809,2974.6562451178211,3241.5318551608875,3519.5413834983769,3806.3347220170444,4098.9584072253392,{"$f":"IFERROR(IF(OR(D62=\"\",'S2 Input'!$D62=\"\"),\"\",D62/'S2 Input'!$D62),\"\")","v":11.573391182640798},{"$f":"IFERROR(IF(OR(E62=\"\",'S2 Input'!$D62=\"\"),\"\",E62/'S2 Input'!$D62),\"\")","v":12.626520123558763},{"$f":"IFERROR(IF(OR(F62=\"\",'S2 Input'!$D62=\"\"),\"\",F62/'S2 Input'!$D62),\"\")","v":13.848712659531007},{"$f":"IFERROR(IF(OR(G62=\"\",'S2 Input'!$D62=\"\"),\"\",G62/'S2 Input'!$D62),\"\")","v":15.256588990393166},{"$f":"IFERROR(IF(OR(H62=\"\",'S2 Input'!$D62=\"\"),\"\",H62/'S2 Input'!$D62),\"\")","v":16.865091973933396},{"$f":"IFERROR(IF(OR(I62=\"\",'S2 Input'!$D62=\"\"),\"\",I62/'S2 Input'!$D62),\"\")","v":18.687321010567238},{"$f":"IFERROR(IF(OR(J62=\"\",'S2 Input'!$D62=\"\"),\"\",J62/'S2 Input'!$D62),\"\")","v":20.734551616055452},{"$f":"IFERROR(IF(OR(K62=\"\",'S2 Input'!$D62=\"\"),\"\",K62/'S2 Input'!$D62),\"\")","v":23.016397690614486},{"$f":"IFERROR(IF(OR(L62=\"\",'S2 Input'!$D62=\"\"),\"\",L62/'S2 Input'!$D62),\"\")","v":25.541027928749941},{"$f":"IFERROR(IF(OR(M62=\"\",'S2 Input'!$D62=\"\"),\"\",M62/'S2 Input'!$D62),\"\")","v":28.3153174076837},{"$f":"IFERROR(IF(OR(N62=\"\",'S2 Input'!$D62=\"\"),\"\",N62/'S2 Input'!$D62),\"\")","v":31.344808427662205},{"$f":"IFERROR(IF(OR(O62=\"\",'S2 Input'!$D62=\"\"),\"\",O62/'S2 Input'!$D62),\"\")","v":34.633374428813518},{"$f":"IFERROR(IF(OR(P62=\"\",'S2 Input'!$D62=\"\"),\"\",P62/'S2 Input'!$D62),\"\")","v":38.182524858344486},{"$f":"IFERROR(IF(OR(Q62=\"\",'S2 Input'!$D62=\"\"),\"\",Q62/'S2 Input'!$D62),\"\")","v":41.990349805170801},{"$f":"IFERROR(IF(OR(R62=\"\",'S2 Input'!$D62=\"\"),\"\",R62/'S2 Input'!$D62),\"\")","v":46.050170514828444},{"$f":"IFERROR(IF(OR(S62=\"\",'S2 Input'!$D62=\"\"),\"\",S62/'S2 Input'!$D62),\"\")","v":50.349024298378382},{"$f":"IFERROR(IF(OR(T62=\"\",'S2 Input'!$D62=\"\"),\"\",T62/'S2 Input'!$D62),\"\")","v":54.86616021845532},{"$f":"IFERROR(IF(OR(U62=\"\",'S2 Input'!$D62=\"\"),\"\",U62/'S2 Input'!$D62),\"\")","v":59.571748812236031},{"$f":"IFERROR(IF(OR(V62=\"\",'S2 Input'!$D62=\"\"),\"\",V62/'S2 Input'!$D62),\"\")","v":64.426012155568159},{"$f":"IFERROR(IF(OR(W62=\"\",'S2 Input'!$D62=\"\"),\"\",W62/'S2 Input'!$D62),\"\")","v":69.378959932648172}]
["","TRANSFORMERS ","ground outdoor / indoor chamber mounted ; ˂ 22 kv ; < = 60 kva ; single phase",{"$f":"IFERROR(repcalc('S2 Input'!$CV63:$GH63,'S2 Input'!$G63,'S2 Input'!$E63,'S2 Input'!$F63,20,TRUE,TRUE),\"\")","v":""},"","","","","","","","","","","","","","","","","","","",{"$f":"IFERROR(IF(OR(D63=\"\",'S2 Input'!$D63=\"\"),\"\",D63/'S2 Input'!$D63),\"\")","v":""},{"$f":"IFERROR(IF(OR(E63=\"\",'S2 Input'!$D63=\"\"),\"\",E63/'S2 Input'!$D63),\"\")","v":""},{"$f":"IFERROR(IF(OR(F63=\"\",'S2 Input'!$D63=\"\"),\"\",F63/'S2 Input'!$D63),\"\")","v":""},{"$f":"IFERROR(IF(OR(G63=\"\",'S2 Input'!$D63=\"\"),\"\",G63/'S2 Input'!$D63),\"\")","v":""},{"$f":"IFERROR(IF(OR(H63=\"\",'S2 Input'!$D63=\"\"),\"\",H63/'S2 Input'!$D63),\"\")","v":""},{"$f":"IFERROR(IF(OR(I63=\"\",'S2 Input'!$D63=\"\"),\"\",I63/'S2 Input'!$D63),\"\")","v":""},{"$f":"IFERROR(IF(OR(J63=\"\",'S2 Input'!$D63=\"\"),\"\",J63/'S2 Input'!$D63),\"\")","v":""},{"$f":"IFERROR(IF(OR(K63=\"\",'S2 Input'!$D63=\"\"),\"\",K63/'S2 Input'!$D63),\"\")","v":""},{"$f":"IFERROR(IF(OR(L63=\"\",'S2 Input'!$D63=\"\"),\"\",L63/'S2 Input'!$D63),\"\")","v":""},{"$f":"IFERROR(IF(OR(M63=\"\",'S2 Input'!$D63=\"\"),\"\",M63/'S2 Input'!$D63),\"\")","v":""},{"$f":"IFERROR(IF(OR(N63=\"\",'S2 Input'!$D63=\"\"),\"\",N63/'S2 Input'!$D63),\"\")","v":""},{"$f":"IFERROR(IF(OR(O63=\"\",'S2 Input'!$D63=\"\"),\"\",O63/'S2 Input'!$D63),\"\")","v":""},{"$f":"IFERROR(IF(OR(P63=\"\",'S2 Input'!$D63=\"\"),\"\",P63/'S2 Input'!$D63),\"\")","v":""},{"$f":"IFERROR(IF(OR(Q63=\"\",'S2 Input'!$D63=\"\"),\"\",Q63/'S2 Input'!$D63),\"\")","v":""},{"$f":"IFERROR(IF(OR(R63=\"\",'S2 Input'!$D63=\"\"),\"\",R63/'S2 Input'!$D63),\"\")","v":""},{"$f":"IFERROR(IF(OR(S63=\"\",'S2 Input'!$D63=\"\"),\"\",S63/'S2 Input'!$D63),\"\")","v":""},{"$f":"IFERROR(IF(OR(T63=\"\",'S2 Input'!$D63=\"\"),\"\",T63/'S2 Input'!$D63),\"\")","v":""},{"$f":"IFERROR(IF(OR(U63=\"\",'S2 Input'!$D63=\"\"),\"\",U63/'S2 Input'!$D63),\"\")","v":""},{"$f":"IFERROR(IF(OR(V63=\"\",'S2 Input'!$D63=\"\"),\"\",V63/'S2 Input'!$D63),\"\")","v":""},{"$f":"IFERROR(IF(OR(W63=\"\",'S2 Input'!$D63=\"\"),\"\",W63/'S2 Input'!$D63),\"\")","v":""}]
["","TRANSFORMERS ","ground outdoor / indoor chamber mounted ; ˂ 22 kv ; < = 60 kva ; multiple phase",{"$f":"IFERROR(repcalc('S2 Input'!$CV64:$GH64,'S2 Input'!$G64,'S2 Input'!$E64,'S2 Input'!$F64,20,TRUE,TRUE),\"\")","v":13.284289559886242},4.6300668331447956E-4,1.1521438190694319E-3,2.7112486038212359E-3,6.0335951759289104E-3,1.2697793265546257E-2,2.5271258427601358E-2,4.7563479766117245E-2,8.4658513600610982E-2,0.1425019869908189,0.22684481885545937,0.34150824501246646,0.4862375653134256,0.65476884277301972,0.83396588073022915,1.0047962615864627,1.1454122875591628,1.2358054177456992,1.2627432808348518,1.223372817470104,{"$f":"IFERROR(IF(OR(D64=\"\",'S2 Input'!$D64=\"\"),\"\",D64/'S2 Input'!$D64),\"\")","v":1},{"$f":"IFERROR(IF(OR(E64=\"\",'S2 Input'!$D64=\"\"),\"\",E64/'S2 Input'!$D64),\"\")","v":3.4853703032233849E-5},{"$f":"IFERROR(IF(OR(F64=\"\",'S2 Input'!$D64=\"\"),\"\",F64/'S2 Input'!$D64),\"\")","v":8.6729803191620434E-5},{"$f":"IFERROR(IF(OR(G64=\"\",'S2 Input'!$D64=\"\"),\"\",G64/'S2 Input'!$D64),\"\")","v":2.0409436211088231E-4},{"$f":"IFERROR(IF(OR(H64=\"\",'S2 Input'!$D64=\"\"),\"\",H64/'S2 Input'!$D64),\"\")","v":4.5419027857900582E-4},{"$f":"IFERROR(IF(OR(I64=\"\",'S2 Input'!$D64=\"\"),\"\",I64/'S2 Input'!$D64),\"\")","v":9.5585038313896809E-4},{"$f":"IFERROR(IF(OR(J64=\"\",'S2 Input'!$D64=\"\"),\"\",J64/'S2 Input'!$D64),\"\")","v":1.9023417333442832E-3},{"$f":"IFERROR(IF(OR(K64=\"\",'S2 Input'!$D64=\"\"),\"\",K64/'S2 Input'!$D64),\"\")","v":3.5804308203083576E-3},{"$f":"IFERROR(IF(OR(L64=\"\",'S2 Input'!$D64=\"\"),\"\",L64/'S2 Input'!$D64),\"\")","v":6.3728295908461021E-3},{"$f":"IFERROR(IF(OR(M64=\"\",'S2 Input'!$D64=\"\"),\"\",M64/'S2 Input'!$D64),\"\")","v":1.0727106357356396E-2},{"$f":"IFERROR(IF(OR(N64=\"\",'S2 Input'!$D64=\"\"),\"\",N64/'S2 Input'!$D64),\"\")","v":1.7076172408982172E-2},{"$f":"IFERROR(IF(OR(O64=\"\",'S2 Input'!$D64=\"\"),\"\",O64/'S2 Input'!$D64),\"\")","v":2.570767849292431E-2},{"$f":"IFERROR(IF(OR(P64=\"\",'S2 Input'!$D64=\"\"),\"\",P64/'S2 Input'!$D64),\"\")","v":3.6602451574202922E-2},{"$f":"IFERROR(IF(OR(Q64=\"\",'S2 Input'!$D64=\"\"),\"\",Q64/'S2 Input'!$D64),\"\")","v":4.92889619592594E-2},{"$f":"IFERROR(IF(OR(R64=\"\",'S2 Input'!$D64=\"\"),\"\",R64/'S2 Input'!$D64),\"\")","v":6.2778357620907707E-2},{"$f":"IFERROR(IF(OR(S64=\"\",'S2 Input'!$D64=\"\"),\"\",S64/'S2 Input'!$D64),\"\")","v":7.5637937358771876E-2},{"$f":"IFERROR(IF(OR(T64=\"\",'S2 Input'!$D64=\"\"),\"\",T64/'S2 Input'!$D64),\"\")","v":8.6223074436580657E-2},{"$f":"IFERROR(IF(OR(U64=\"\",'S2 Input'!$D64=\"\"),\"\",U64/'S2 Input'!$D64),\"\")","v":9.3027588127662125E-2},{"$f":"IFERROR(IF(OR(V64=\"\",'S2 Input'!$D64=\"\"),\"\",V64/'S2 Input'!$D64),\"\")","v":9.505538667629472E-2},{"$f":"IFERROR(IF(OR(W64=\"\",'S2 Input'!$D64=\"\"),\"\",W64/'S2 Input'!$D64),\"\")","v":9.2091700647978059E-2}]
["","TRANSFORMERS ","ground outdoor / indoor chamber mounted ; ˂ 22 kv ; > 60 kva and < = 600 kva ; multiple phase",{"$f":"IFERROR(repcalc('S2 Input'!$CV65:$GH65,'S2 Input'!$G65,'S2 Input'!$E65,'S2 Input'!$F65,20,TRUE,TRUE),\"\")","v":87.354701443184837},82.488269563799875,78.320812799437974,74.861462799799611,72.088250159670068,69.953239888081953,68.387879509349048,67.308441263105735,66.621452886982354,66.228976506592048,66.033539339490559,65.942474312090496,65.871419818586986,65.746771076933925,65.506971511334115,65.102667318915479,64.495896636584717,63.658615958792787,62.570951827061194,61.219584841535898,{"$f":"IFERROR(IF(OR(D65=\"\",'S2 Input'!$D65=\"\"),\"\",D65/'S2 Input'!$D65),\"\")","v":2.1399950550641345},{"$f":"IFERROR(IF(OR(E65=\"\",'S2 Input'!$D65=\"\"),\"\",E65/'S2 Input'!$D65),\"\")","v":2.0207783445077645},{"$f":"IFERROR(IF(OR(F65=\"\",'S2 Input'!$D65=\"\"),\"\",F65/'S2 Input'!$D65),\"\")","v":1.9186849629199574},{"$f":"IFERROR(IF(OR(G65=\"\",'S2 Input'!$D65=\"\"),\"\",G65/'S2 Input'!$D65),\"\")","v":1.8339386153203712},{"$f":"IFERROR(IF(OR(H65=\"\",'S2 Input'!$D65=\"\"),\"\",H65/'S2 Input'!$D65),\"\")","v":1.7660011003558393},{"$f":"IFERROR(IF(OR(I65=\"\",'S2 Input'!$D65=\"\"),\"\",I65/'S2 Input'!$D65),\"\")","v":1.7136981178233961},{"$f":"IFERROR(IF(OR(J65=\"\",'S2 Input'!$D65=\"\"),\"\",J65/'S2 Input'!$D65),\"\")","v":1.6753502851991786},{"$f":"IFERROR(IF(OR(K65=\"\",'S2 Input'!$D65=\"\"),\"\",K65/'S2 Input'!$D65),\"\")","v":1.6489064593827718},{"$f":"IFERROR(IF(OR(L65=\"\",'S2 Input'!$D65=\"\"),\"\",L65/'S2 Input'!$D65),\"\")","v":1.6320767787416359},{"$f":"IFERROR(IF(OR(M65=\"\",'S2 Input'!$D65=\"\"),\"\",M65/'S2 Input'!$D65),\"\")","v":1.6224619841239589},{"$f":"IFERROR(IF(OR(N65=\"\",'S2 Input'!$D65=\"\"),\"\",N65/'S2 Input'!$D65),\"\")","v":1.6176742100916139},{"$f":"IFERROR(IF(OR(O65=\"\",'S2 Input'!$D65=\"\"),\"\",O65/'S2 Input'!$D65),\"\")","v":1.6154433203386203},{"$f":"IFERROR(IF(OR(P65=\"\",'S2 Input'!$D65=\"\"),\"\",P65/'S2 Input'!$D65),\"\")","v":1.613702643967166},{"$f":"IFERROR(IF(OR(Q65=\"\",'S2 Input'!$D65=\"\"),\"\",Q65/'S2 Input'!$D65),\"\")","v":1.6106490282332606},{"$f":"IFERROR(IF(OR(R65=\"\",'S2 Input'!$D65=\"\"),\"\",R65/'S2 Input'!$D65),\"\")","v":1.6047744745330927},{"$f":"IFERROR(IF(OR(S65=\"\",'S2 Input'!$D65=\"\"),\"\",S65/'S2 Input'!$D65),\"\")","v":1.594869924941331},{"$f":"IFERROR(IF(OR(T65=\"\",'S2 Input'!$D65=\"\"),\"\",T65/'S2 Input'!$D65),\"\")","v":1.5800053986102525},{"$f":"IFERROR(IF(OR(U65=\"\",'S2 Input'!$D65=\"\"),\"\",U65/'S2 Input'!$D65),\"\")","v":1.5594938922966415},{"$f":"IFERROR(IF(OR(V65=\"\",'S2 Input'!$D65=\"\"),\"\",V65/'S2 Input'!$D65),\"\")","v":1.5328485506605065},{"$f":"IFERROR(IF(OR(W65=\"\",'S2 Input'!$D65=\"\"),\"\",W65/'S2 Input'!$D65),\"\")","v":1.4997430781578964}]
["","TRANSFORMERS ","ground outdoor / indoor chamber mounted ; ˂ 22 kv ; > 600 kva ; multiple phase",{"$f":"IFERROR(repcalc('S2 Input'!$CV66:$GH66,'S2 Input'!$G66,'S2 Input'!$E66,'S2 Input'!$F66,20,TRUE,TRUE),\"\")","v":207.62027848829712},193.04452644470865,184.30894667207926,179.34167904388744,176.57099046097946,174.80683828067509,173.15694617180526,170.96937951188443,167.7936636360165,163.3534576354443,157.52516623943029,150.31835622161825,141.85529945874811,132.34831637033668,122.07478056072253,111.35060357743502,100.50368459910703,89.849139471781697,79.668109771493505,70.191634500123101,{"$f":"IFERROR(IF(OR(D66=\"\",'S2 Input'!$D66=\"\"),\"\",D66/'S2 Input'!$D66),\"\")","v":3.5141803237265532},{"$f":"IFERROR(IF(OR(E66=\"\",'S2 Input'!$D66=\"\"),\"\",E66/'S2 Input'!$D66),\"\")","v":3.2674711804383993},{"$f":"IFERROR(IF(OR(F66=\"\",'S2 Input'!$D66=\"\"),\"\",F66/'S2 Input'!$D66),\"\")","v":3.1196127786636025},{"$f":"IFERROR(IF(OR(G66=\"\",'S2 Input'!$D66=\"\"),\"\",G66/'S2 Input'!$D66),\"\")","v":3.0355368189896561},{"$f":"IFERROR(IF(OR(H66=\"\",'S2 Input'!$D66=\"\"),\"\",H66/'S2 Input'!$D66),\"\")","v":2.9886401508408471},{"$f":"IFERROR(IF(OR(I66=\"\",'S2 Input'!$D66=\"\"),\"\",I66/'S2 Input'!$D66),\"\")","v":2.9587801153702058},{"$f":"IFERROR(IF(OR(J66=\"\",'S2 Input'!$D66=\"\"),\"\",J66/'S2 Input'!$D66),\"\")","v":2.9308540455880152},{"$f":"IFERROR(IF(OR(K66=\"\",'S2 Input'!$D66=\"\"),\"\",K66/'S2 Input'!$D66),\"\")","v":2.8938272976753958},{"$f":"IFERROR(IF(OR(L66=\"\",'S2 Input'!$D66=\"\"),\"\",L66/'S2 Input'!$D66),\"\")","v":2.8400751385607932},{"$f":"IFERROR(IF(OR(M66=\"\",'S2 Input'!$D66=\"\"),\"\",M66/'S2 Input'!$D66),\"\")","v":2.7649202227013436},{"$f":"IFERROR(IF(OR(N66=\"\",'S2 Input'!$D66=\"\"),\"\",N66/'S2 Input'!$D66),\"\")","v":2.6662705768481247},{"$f":"IFERROR(IF(OR(O66=\"\",'S2 Input'!$D66=\"\"),\"\",O66/'S2 Input'!$D66),\"\")","v":2.5442881281883323},{"$f":"IFERROR(IF(OR(P66=\"\",'S2 Input'!$D66=\"\"),\"\",P66/'S2 Input'!$D66),\"\")","v":2.4010424502073371},{"$f":"IFERROR(IF(OR(Q66=\"\",'S2 Input'!$D66=\"\"),\"\",Q66/'S2 Input'!$D66),\"\")","v":2.240127277804369},{"$f":"IFERROR(IF(OR(R66=\"\",'S2 Input'!$D66=\"\"),\"\",R66/'S2 Input'!$D66),\"\")","v":2.0662374359251654},{"$f":"IFERROR(IF(OR(S66=\"\",'S2 Input'!$D66=\"\"),\"\",S66/'S2 Input'!$D66),\"\")","v":1.8847200426472521},{"$f":"IFERROR(IF(OR(T66=\"\",'S2 Input'!$D66=\"\"),\"\",T66/'S2 Input'!$D66),\"\")","v":1.7011251186627678},{"$f":"IFERROR(IF(OR(U66=\"\",'S2 Input'!$D66=\"\"),\"\",U66/'S2 Input'!$D66),\"\")","v":1.5207863140078373},{"$f":"IFERROR(IF(OR(V66=\"\",'S2 Input'!$D66=\"\"),\"\",V66/'S2 Input'!$D66),\"\")","v":1.3484622303078673},{"$f":"IFERROR(IF(OR(W66=\"\",'S2 Input'!$D66=\"\"),\"\",W66/'S2 Input'!$D66),\"\")","v":1.188063433141201}]
["","TRANSFORMERS ","ground outdoor / indoor chamber mounted ; > = 22 kv & < = 33 kv ; < = 15 mva",{"$f":"IFERROR(repcalc('S2 Input'!$CV67:$GH67,'S2 Input'!$G67,'S2 Input'!$E67,'S2 Input'!$F67,20,TRUE,TRUE),\"\")","v":""},"","","","","","","","","","","","","","","","","","","",{"$f":"IFERROR(IF(OR(D67=\"\",'S2 Input'!$D67=\"\"),\"\",D67/'S2 Input'!$D67),\"\")","v":""},{"$f":"IFERROR(IF(OR(E67=\"\",'S2 Input'!$D67=\"\"),\"\",E67/'S2 Input'!$D67),\"\")","v":""},{"$f":"IFERROR(IF(OR(F67=\"\",'S2 Input'!$D67=\"\"),\"\",F67/'S2 Input'!$D67),\"\")","v":""},{"$f":"IFERROR(IF(OR(G67=\"\",'S2 Input'!$D67=\"\"),\"\",G67/'S2 Input'!$D67),\"\")","v":""},{"$f":"IFERROR(IF(OR(H67=\"\",'S2 Input'!$D67=\"\"),\"\",H67/'S2 Input'!$D67),\"\")","v":""},{"$f":"IFERROR(IF(OR(I67=\"\",'S2 Input'!$D67=\"\"),\"\",I67/'S2 Input'!$D67),\"\")","v":""},{"$f":"IFERROR(IF(OR(J67=\"\",'S2 Input'!$D67=\"\"),\"\",J67/'S2 Input'!$D67),\"\")","v":""},{"$f":"IFERROR(IF(OR(K67=\"\",'S2 Input'!$D67=\"\"),\"\",K67/'S2 Input'!$D67),\"\")","v":""},{"$f":"IFERROR(IF(OR(L67=\"\",'S2 Input'!$D67=\"\"),\"\",L67/'S2 Input'!$D67),\"\")","v":""},{"$f":"IFERROR(IF(OR(M67=\"\",'S2 Input'!$D67=\"\"),\"\",M67/'S2 Input'!$D67),\"\")","v":""},{"$f":"IFERROR(IF(OR(N67=\"\",'S2 Input'!$D67=\"\"),\"\",N67/'S2 Input'!$D67),\"\")","v":""},{"$f":"IFERROR(IF(OR(O67=\"\",'S2 Input'!$D67=\"\"),\"\",O67/'S2 Input'!$D67),\"\")","v":""},{"$f":"IFERROR(IF(OR(P67=\"\",'S2 Input'!$D67=\"\"),\"\",P67/'S2 Input'!$D67),\"\")","v":""},{"$f":"IFERROR(IF(OR(Q67=\"\",'S2 Input'!$D67=\"\"),\"\",Q67/'S2 Input'!$D67),\"\")","v":""},{"$f":"IFERROR(IF(OR(R67=\"\",'S2 Input'!$D67=\"\"),\"\",R67/'S2 Input'!$D67),\"\")","v":""},{"$f":"IFERROR(IF(OR(S67=\"\",'S2 Input'!$D67=\"\"),\"\",S67/'S2 Input'!$D67),\"\")","v":""},{"$f":"IFERROR(IF(OR(T67=\"\",'S2 Input'!$D67=\"\"),\"\",T67/'S2 Input'!$D67),\"\")","v":""},{"$f":"IFERROR(IF(OR(U67=\"\",'S2 Input'!$D67=\"\"),\"\",U67/'S2 Input'!$D67),\"\")","v":""},{"$f":"IFERROR(IF(OR(V67=\"\",'S2 Input'!$D67=\"\"),\"\",V67/'S2 Input'!$D67),\"\")","v":""},{"$f":"IFERROR(IF(OR(W67=\"\",'S2 Input'!$D67=\"\"),\"\",W67/'S2 Input'!$D67),\"\")","v":""}]
["","TRANSFORMERS ","ground outdoor / indoor chamber mounted ; > = 22 kv & < = 33 kv ; > 15 mva and < = 40 mva",{"$f":"IFERROR(repcalc('S2 Input'!$CV68:$GH68,'S2 Input'!$G68,'S2 Input'!$E68,'S2 Input'!$F68,20,TRUE,TRUE),\"\")","v":""},"","","","","","","","","","","","","","","","","","","",{"$f":"IFERROR(IF(OR(D68=\"\",'S2 Input'!$D68=\"\"),\"\",D68/'S2 Input'!$D68),\"\")","v":""},{"$f":"IFERROR(IF(OR(E68=\"\",'S2 Input'!$D68=\"\"),\"\",E68/'S2 Input'!$D68),\"\")","v":""},{"$f":"IFERROR(IF(OR(F68=\"\",'S2 Input'!$D68=\"\"),\"\",F68/'S2 Input'!$D68),\"\")","v":""},{"$f":"IFERROR(IF(OR(G68=\"\",'S2 Input'!$D68=\"\"),\"\",G68/'S2 Input'!$D68),\"\")","v":""},{"$f":"IFERROR(IF(OR(H68=\"\",'S2 Input'!$D68=\"\"),\"\",H68/'S2 Input'!$D68),\"\")","v":""},{"$f":"IFERROR(IF(OR(I68=\"\",'S2 Input'!$D68=\"\"),\"\",I68/'S2 Input'!$D68),\"\")","v":""},{"$f":"IFERROR(IF(OR(J68=\"\",'S2 Input'!$D68=\"\"),\"\",J68/'S2 Input'!$D68),\"\")","v":""},{"$f":"IFERROR(IF(OR(K68=\"\",'S2 Input'!$D68=\"\"),\"\",K68/'S2 Input'!$D68),\"\")","v":""},{"$f":"IFERROR(IF(OR(L68=\"\",'S2 Input'!$D68=\"\"),\"\",L68/'S2 Input'!$D68),\"\")","v":""},{"$f":"IFERROR(IF(OR(M68=\"\",'S2 Input'!$D68=\"\"),\"\",M68/'S2 Input'!$D68),\"\")","v":""},{"$f":"IFERROR(IF(OR(N68=\"\",'S2 Input'!$D68=\"\"),\"\",N68/'S2 Input'!$D68),\"\")","v":""},{"$f":"IFERROR(IF(OR(O68=\"\",'S2 Input'!$D68=\"\"),\"\",O68/'S2 Input'!$D68),\"\")","v":""},{"$f":"IFERROR(IF(OR(P68=\"\",'S2 Input'!$D68=\"\"),\"\",P68/'S2 Input'!$D68),\"\")","v":""},{"$f":"IFERROR(IF(OR(Q68=\"\",'S2 Input'!$D68=\"\"),\"\",Q68/'S2 Input'!$D68),\"\")","v":""},{"$f":"IFERROR(IF(OR(R68=\"\",'S2 Input'!$D68=\"\"),\"\",R68/'S2 Input'!$D68),\"\")","v":""},{"$f":"IFERROR(IF(OR(S68=\"\",'S2 Input'!$D68=\"\"),\"\",S68/'S2 Input'!$D68),\"\")","v":""},{"$f":"IFERROR(IF(OR(T68=\"\",'S2 Input'!$D68=\"\"),\"\",T68/'S2 Input'!$D68),\"\")","v":""},{"$f":"IFERROR(IF(OR(U68=\"\",'S2 Input'!$D68=\"\"),\"\",U68/'S2 Input'!$D68),\"\")","v":""},{"$f":"IFERROR(IF(OR(V68=\"\",'S2 Input'!$D68=\"\"),\"\",V68/'S2 Input'!$D68),\"\")","v":""},{"$f":"IFERROR(IF(OR(W68=\"\",'S2 Input'!$D68=\"\"),\"\",W68/'S2 Input'!$D68),\"\")","v":""}]
["","TRANSFORMERS ","ground outdoor / indoor chamber mounted ; > 33 kv & < = 66 kv ; < = 15 mva",{"$f":"IFERROR(repcalc('S2 Input'!$CV69:$GH69,'S2 Input'!$G69,'S2 Input'!$E69,'S2 Input'!$F69,20,TRUE,TRUE),\"\")","v":""},"","","","","","","","","","","","","","","","","","","",{"$f":"IFERROR(IF(OR(D69=\"\",'S2 Input'!$D69=\"\"),\"\",D69/'S2 Input'!$D69),\"\")","v":""},{"$f":"IFERROR(IF(OR(E69=\"\",'S2 Input'!$D69=\"\"),\"\",E69/'S2 Input'!$D69),\"\")","v":""},{"$f":"IFERROR(IF(OR(F69=\"\",'S2 Input'!$D69=\"\"),\"\",F69/'S2 Input'!$D69),\"\")","v":""},{"$f":"IFERROR(IF(OR(G69=\"\",'S2 Input'!$D69=\"\"),\"\",G69/'S2 Input'!$D69),\"\")","v":""},{"$f":"IFERROR(IF(OR(H69=\"\",'S2 Input'!$D69=\"\"),\"\",H69/'S2 Input'!$D69),\"\")","v":""},{"$f":"IFERROR(IF(OR(I69=\"\",'S2 Input'!$D69=\"\"),\"\",I69/'S2 Input'!$D69),\"\")","v":""},{"$f":"IFERROR(IF(OR(J69=\"\",'S2 Input'!$D69=\"\"),\"\",J69/'S2 Input'!$D69),\"\")","v":""},{"$f":"IFERROR(IF(OR(K69=\"\",'S2 Input'!$D69=\"\"),\"\",K69/'S2 Input'!$D69),\"\")","v":""},{"$f":"IFERROR(IF(OR(L69=\"\",'S2 Input'!$D69=\"\"),\"\",L69/'S2 Input'!$D69),\"\")","v":""},{"$f":"IFERROR(IF(OR(M69=\"\",'S2 Input'!$D69=\"\"),\"\",M69/'S2 Input'!$D69),\"\")","v":""},{"$f":"IFERROR(IF(OR(N69=\"\",'S2 Input'!$D69=\"\"),\"\",N69/'S2 Input'!$D69),\"\")","v":""},{"$f":"IFERROR(IF(OR(O69=\"\",'S2 Input'!$D69=\"\"),\"\",O69/'S2 Input'!$D69),\"\")","v":""},{"$f":"IFERROR(IF(OR(P69=\"\",'S2 Input'!$D69=\"\"),\"\",P69/'S2 Input'!$D69),\"\")","v":""},{"$f":"IFERROR(IF(OR(Q69=\"\",'S2 Input'!$D69=\"\"),\"\",Q69/'S2 Input'!$D69),\"\")","v":""},{"$f":"IFERROR(IF(OR(R69=\"\",'S2 Input'!$D69=\"\"),\"\",R69/'S2 Input'!$D69),\"\")","v":""},{"$f":"IFERROR(IF(OR(S69=\"\",'S2 Input'!$D69=\"\"),\"\",S69/'S2 Input'!$D69),\"\")","v":""},{"$f":"IFERROR(IF(OR(T69=\"\",'S2 Input'!$D69=\"\"),\"\",T69/'S2 Input'!$D69),\"\")","v":""},{"$f":"IFERROR(IF(OR(U69=\"\",'S2 Input'!$D69=\"\"),\"\",U69/'S2 Input'!$D69),\"\")","v":""},{"$f":"IFERROR(IF(OR(V69=\"\",'S2 Input'!$D69=\"\"),\"\",V69/'S2 Input'!$D69),\"\")","v":""},{"$f":"IFERROR(IF(OR(W69=\"\",'S2 Input'!$D69=\"\"),\"\",W69/'S2 Input'!$D69),\"\")","v":""}]
["","TRANSFORMERS ","ground outdoor / indoor chamber mounted ; > 33 kv & < = 66 kv ; > 15 mva and < = 40 mva",{"$f":"IFERROR(repcalc('S2 Input'!$CV70:$GH70,'S2 Input'!$G70,'S2 Input'!$E70,'S2 Input'!$F70,20,TRUE,TRUE),\"\")","v":""},"","","","","","","","","","","","","","","","","","","",{"$f":"IFERROR(IF(OR(D70=\"\",'S2 Input'!$D70=\"\"),\"\",D70/'S2 Input'!$D70),\"\")","v":""},{"$f":"IFERROR(IF(OR(E70=\"\",'S2 Input'!$D70=\"\"),\"\",E70/'S2 Input'!$D70),\"\")","v":""},{"$f":"IFERROR(IF(OR(F70=\"\",'S2 Input'!$D70=\"\"),\"\",F70/'S2 Input'!$D70),\"\")","v":""},{"$f":"IFERROR(IF(OR(G70=\"\",'S2 Input'!$D70=\"\"),\"\",G70/'S2 Input'!$D70),\"\")","v":""},{"$f":"IFERROR(IF(OR(H70=\"\",'S2 Input'!$D70=\"\"),\"\",H70/'S2 Input'!$D70),\"\")","v":""},{"$f":"IFERROR(IF(OR(I70=\"\",'S2 Input'!$D70=\"\"),\"\",I70/'S2 Input'!$D70),\"\")","v":""},{"$f":"IFERROR(IF(OR(J70=\"\",'S2 Input'!$D70=\"\"),\"\",J70/'S2 Input'!$D70),\"\")","v":""},{"$f":"IFERROR(IF(OR(K70=\"\",'S2 Input'!$D70=\"\"),\"\",K70/'S2 Input'!$D70),\"\")","v":""},{"$f":"IFERROR(IF(OR(L70=\"\",'S2 Input'!$D70=\"\"),\"\",L70/'S2 Input'!$D70),\"\")","v":""},{"$f":"IFERROR(IF(OR(M70=\"\",'S2 Input'!$D70=\"\"),\"\",M70/'S2 Input'!$D70),\"\")","v":""},{"$f":"IFERROR(IF(OR(N70=\"\",'S2 Input'!$D70=\"\"),\"\",N70/'S2 Input'!$D70),\"\")","v":""},{"$f":"IFERROR(IF(OR(O70=\"\",'S2 Input'!$D70=\"\"),\"\",O70/'S2 Input'!$D70),\"\")","v":""},{"$f":"IFERROR(IF(OR(P70=\"\",'S2 Input'!$D70=\"\"),\"\",P70/'S2 Input'!$D70),\"\")","v":""},{"$f":"IFERROR(IF(OR(Q70=\"\",'S2 Input'!$D70=\"\"),\"\",Q70/'S2 Input'!$D70),\"\")","v":""},{"$f":"IFERROR(IF(OR(R70=\"\",'S2 Input'!$D70=\"\"),\"\",R70/'S2 Input'!$D70),\"\")","v":""},{"$f":"IFERROR(IF(OR(S70=\"\",'S2 Input'!$D70=\"\"),\"\",S70/'S2 Input'!$D70),\"\")","v":""},{"$f":"IFERROR(IF(OR(T70=\"\",'S2 Input'!$D70=\"\"),\"\",T70/'S2 Input'!$D70),\"\")","v":""},{"$f":"IFERROR(IF(OR(U70=\"\",'S2 Input'!$D70=\"\"),\"\",U70/'S2 Input'!$D70),\"\")","v":""},{"$f":"IFERROR(IF(OR(V70=\"\",'S2 Input'!$D70=\"\"),\"\",V70/'S2 Input'!$D70),\"\")","v":""},{"$f":"IFERROR(IF(OR(W70=\"\",'S2 Input'!$D70=\"\"),\"\",W70/'S2 Input'!$D70),\"\")","v":""}]
["","TRANSFORMERS ","ground outdoor / indoor chamber mounted ; > 66 kv & < = 132 kv ; < = 100 mva",{"$f":"IFERROR(repcalc('S2 Input'!$CV71:$GH71,'S2 Input'!$G71,'S2 Input'!$E71,'S2 Input'!$F71,20,TRUE,TRUE),\"\")","v":""},"","","","","","","","","","","","","","","","","","","",{"$f":"IFERROR(IF(OR(D71=\"\",'S2 Input'!$D71=\"\"),\"\",D71/'S2 Input'!$D71),\"\")","v":""},{"$f":"IFERROR(IF(OR(E71=\"\",'S2 Input'!$D71=\"\"),\"\",E71/'S2 Input'!$D71),\"\")","v":""},{"$f":"IFERROR(IF(OR(F71=\"\",'S2 Input'!$D71=\"\"),\"\",F71/'S2 Input'!$D71),\"\")","v":""},{"$f":"IFERROR(IF(OR(G71=\"\",'S2 Input'!$D71=\"\"),\"\",G71/'S2 Input'!$D71),\"\")","v":""},{"$f":"IFERROR(IF(OR(H71=\"\",'S2 Input'!$D71=\"\"),\"\",H71/'S2 Input'!$D71),\"\")","v":""},{"$f":"IFERROR(IF(OR(I71=\"\",'S2 Input'!$D71=\"\"),\"\",I71/'S2 Input'!$D71),\"\")","v":""},{"$f":"IFERROR(IF(OR(J71=\"\",'S2 Input'!$D71=\"\"),\"\",J71/'S2 Input'!$D71),\"\")","v":""},{"$f":"IFERROR(IF(OR(K71=\"\",'S2 Input'!$D71=\"\"),\"\",K71/'S2 Input'!$D71),\"\")","v":""},{"$f":"IFERROR(IF(OR(L71=\"\",'S2 Input'!$D71=\"\"),\"\",L71/'S2 Input'!$D71),\"\")","v":""},{"$f":"IFERROR(IF(OR(M71=\"\",'S2 Input'!$D71=\"\"),\"\",M71/'S2 Input'!$D71),\"\")","v":""},{"$f":"IFERROR(IF(OR(N71=\"\",'S2 Input'!$D71=\"\"),\"\",N71/'S2 Input'!$D71),\"\")","v":""},{"$f":"IFERROR(IF(OR(O71=\"\",'S2 Input'!$D71=\"\"),\"\",O71/'S2 Input'!$D71),\"\")","v":""},{"$f":"IFERROR(IF(OR(P71=\"\",'S2 Input'!$D71=\"\"),\"\",P71/'S2 Input'!$D71),\"\")","v":""},{"$f":"IFERROR(IF(OR(Q71=\"\",'S2 Input'!$D71=\"\"),\"\",Q71/'S2 Input'!$D71),\"\")","v":""},{"$f":"IFERROR(IF(OR(R71=\"\",'S2 Input'!$D71=\"\"),\"\",R71/'S2 Input'!$D71),\"\")","v":""},{"$f":"IFERROR(IF(OR(S71=\"\",'S2 Input'!$D71=\"\"),\"\",S71/'S2 Input'!$D71),\"\")","v":""},{"$f":"IFERROR(IF(OR(T71=\"\",'S2 Input'!$D71=\"\"),\"\",T71/'S2 Input'!$D71),\"\")","v":""},{"$f":"IFERROR(IF(OR(U71=\"\",'S2 Input'!$D71=\"\"),\"\",U71/'S2 Input'!$D71),\"\")","v":""},{"$f":"IFERROR(IF(OR(V71=\"\",'S2 Input'!$D71=\"\"),\"\",V71/'S2 Input'!$D71),\"\")","v":""},{"$f":"IFERROR(IF(OR(W71=\"\",'S2 Input'!$D71=\"\"),\"\",W71/'S2 Input'!$D71),\"\")","v":""}]
["","TRANSFORMERS ","ground outdoor / indoor chamber mounted ; > 66 kv & < = 132 kv ; > 100 mva",{"$f":"IFERROR(repcalc('S2 Input'!$CV72:$GH72,'S2 Input'!$G72,'S2 Input'!$E72,'S2 Input'!$F72,20,TRUE,TRUE),\"\")","v":""},"","","","","","","","","","","","","","","","","","","",{"$f":"IFERROR(IF(OR(D72=\"\",'S2 Input'!$D72=\"\"),\"\",D72/'S2 Input'!$D72),\"\")","v":""},{"$f":"IFERROR(IF(OR(E72=\"\",'S2 Input'!$D72=\"\"),\"\",E72/'S2 Input'!$D72),\"\")","v":""},{"$f":"IFERROR(IF(OR(F72=\"\",'S2 Input'!$D72=\"\"),\"\",F72/'S2 Input'!$D72),\"\")","v":""},{"$f":"IFERROR(IF(OR(G72=\"\",'S2 Input'!$D72=\"\"),\"\",G72/'S2 Input'!$D72),\"\")","v":""},{"$f":"IFERROR(IF(OR(H72=\"\",'S2 Input'!$D72=\"\"),\"\",H72/'S2 Input'!$D72),\"\")","v":""},{"$f":"IFERROR(IF(OR(I72=\"\",'S2 Input'!$D72=\"\"),\"\",I72/'S2 Input'!$D72),\"\")","v":""},{"$f":"IFERROR(IF(OR(J72=\"\",'S2 Input'!$D72=\"\"),\"\",J72/'S2 Input'!$D72),\"\")","v":""},{"$f":"IFERROR(IF(OR(K72=\"\",'S2 Input'!$D72=\"\"),\"\",K72/'S2 Input'!$D72),\"\")","v":""},{"$f":"IFERROR(IF(OR(L72=\"\",'S2 Input'!$D72=\"\"),\"\",L72/'S2 Input'!$D72),\"\")","v":""},{"$f":"IFERROR(IF(OR(M72=\"\",'S2 Input'!$D72=\"\"),\"\",M72/'S2 Input'!$D72),\"\")","v":""},{"$f":"IFERROR(IF(OR(N72=\"\",'S2 Input'!$D72=\"\"),\"\",N72/'S2 Input'!$D72),\"\")","v":""},{"$f":"IFERROR(IF(OR(O72=\"\",'S2 Input'!$D72=\"\"),\"\",O72/'S2 Input'!$D72),\"\")","v":""},{"$f":"IFERROR(IF(OR(P72=\"\",'S2 Input'!$D72=\"\"),\"\",P72/'S2 Input'!$D72),\"\")","v":""},{"$f":"IFERROR(IF(OR(Q72=\"\",'S2 Input'!$D72=\"\"),\"\",Q72/'S2 Input'!$D72),\"\")","v":""},{"$f":"IFERROR(IF(OR(R72=\"\",'S2 Input'!$D72=\"\"),\"\",R72/'S2 Input'!$D72),\"\")","v":""},{"$f":"IFERROR(IF(OR(S72=\"\",'S2 Input'!$D72=\"\"),\"\",S72/'S2 Input'!$D72),\"\")","v":""},{"$f":"IFERROR(IF(OR(T72=\"\",'S2 Input'!$D72=\"\"),\"\",T72/'S2 Input'!$D72),\"\")","v":""},{"$f":"IFERROR(IF(OR(U72=\"\",'S2 Input'!$D72=\"\"),\"\",U72/'S2 Input'!$D72),\"\")","v":""},{"$f":"IFERROR(IF(OR(V72=\"\",'S2 Input'!$D72=\"\"),\"\",V72/'S2 Input'!$D72),\"\")","v":""},{"$f":"IFERROR(IF(OR(W72=\"\",'S2 Input'!$D72=\"\"),\"\",W72/'S2 Input'!$D72),\"\")","v":""}]
[4,"SWITCHGEAR ","˂ = 11 kv ; fuse",{"$f":"IFERROR(repcalc('S2 Input'!$CV73:$GH73,'S2 Input'!$G73,'S2 Input'!$E73,'S2 Input'!$F73,20,TRUE,TRUE),\"\")","v":243.3874942882274},276.78322378303869,313.38543458924613,353.40226833990221,397.06429265618516,444.6269032532727,496.37044203985215,552.5968486275392,613.62162357588193,679.76000821902255,751.30661573079021,828.50829587353587,911.53076447463536,1000.4204239742179,1095.0637528248642,1195.1475291835873,1300.1238426007214,1409.1842037961817,1521.2469792135801,1634.9617911002665,{"$f":"IFERROR(IF(OR(D73=\"\",'S2 Input'!$D73=\"\"),\"\",D73/'S2 Input'!$D73),\"\")","v":91.153143896224122},{"$f":"IFERROR(IF(OR(E73=\"\",'S2 Input'!$D73=\"\"),\"\",E73/'S2 Input'!$D73),\"\")","v":103.66046579072935},{"$f":"IFERROR(IF(OR(F73=\"\",'S2 Input'!$D73=\"\"),\"\",F73/'S2 Input'!$D73),\"\")","v":117.36867458056582},{"$f":"IFERROR(IF(OR(G73=\"\",'S2 Input'!$D73=\"\"),\"\",G73/'S2 Input'!$D73),\"\")","v":132.35572317898377},{"$f":"IFERROR(IF(OR(H73=\"\",'S2 Input'!$D73=\"\"),\"\",H73/'S2 Input'!$D73),\"\")","v":148.7079634489354},{"$f":"IFERROR(IF(OR(I73=\"\",'S2 Input'!$D73=\"\"),\"\",I73/'S2 Input'!$D73),\"\")","v":166.5210458364067},{"$f":"IFERROR(IF(OR(J73=\"\",'S2 Input'!$D73=\"\"),\"\",J73/'S2 Input'!$D73),\"\")","v":185.89996360088065},{"$f":"IFERROR(IF(OR(K73=\"\",'S2 Input'!$D73=\"\"),\"\",K73/'S2 Input'!$D73),\"\")","v":206.95779874332882},{"$f":"IFERROR(IF(OR(L73=\"\",'S2 Input'!$D73=\"\"),\"\",L73/'S2 Input'!$D73),\"\")","v":229.81271209197266},{"$f":"IFERROR(IF(OR(M73=\"\",'S2 Input'!$D73=\"\"),\"\",M73/'S2 Input'!$D73),\"\")","v":254.58276739029708},{"$f":"IFERROR(IF(OR(N73=\"\",'S2 Input'!$D73=\"\"),\"\",N73/'S2 Input'!$D73),\"\")","v":281.3783027520426},{"$f":"IFERROR(IF(OR(O73=\"\",'S2 Input'!$D73=\"\"),\"\",O73/'S2 Input'!$D73),\"\")","v":310.29176800489699},{"$f":"IFERROR(IF(OR(P73=\"\",'S2 Input'!$D73=\"\"),\"\",P73/'S2 Input'!$D73),\"\")","v":341.38522680871614},{"$f":"IFERROR(IF(OR(Q73=\"\",'S2 Input'!$D73=\"\"),\"\",Q73/'S2 Input'!$D73),\"\")","v":374.67605774046683},{"$f":"IFERROR(IF(OR(R73=\"\",'S2 Input'!$D73=\"\"),\"\",R73/'S2 Input'!$D73),\"\")","v":410.12174486901012},{"$f":"IFERROR(IF(OR(S73=\"\",'S2 Input'!$D73=\"\"),\"\",S73/'S2 Input'!$D73),\"\")","v":447.60498078786344},{"$f":"IFERROR(IF(OR(T73=\"\",'S2 Input'!$D73=\"\"),\"\",T73/'S2 Input'!$D73),\"\")","v":486.92056284186714},{"$f":"IFERROR(IF(OR(U73=\"\",'S2 Input'!$D73=\"\"),\"\",U73/'S2 Input'!$D73),\"\")","v":527.7656967568056},{"$f":"IFERROR(IF(OR(V73=\"\",'S2 Input'!$D73=\"\"),\"\",V73/'S2 Input'!$D73),\"\")","v":569.73529064619242},{"$f":"IFERROR(IF(OR(W73=\"\",'S2 Input'!$D73=\"\"),\"\",W73/'S2 Input'!$D73),\"\")","v":612.32360292309215}]
[4,"SWITCHGEAR ","˂ = 11 kv ; switch",{"$f":"IFERROR(repcalc('S2 Input'!$CV74:$GH74,'S2 Input'!$G74,'S2 Input'!$E74,'S2 Input'!$F74,20,TRUE,TRUE),\"\")","v":13155.013609381698},12583.60821216162,12074.683385649229,11601.245646974245,11146.247155587811,10701.660284556176,10267.270597970872,9849.2707178008532,9458.7214880348729,9109.9376267295629,8818.8523975650915,8601.418314896644,8472.1061663283526,8442.5696798202262,8520.5447525751169,8709.047461441658,9005.9222826268087,9403.7707931130317,9890.2631051601657,10448.802525185163,{"$f":"IFERROR(IF(OR(D74=\"\",'S2 Input'!$D74=\"\"),\"\",D74/'S2 Input'!$D74),\"\")","v":861.28184306053845},{"$f":"IFERROR(IF(OR(E74=\"\",'S2 Input'!$D74=\"\"),\"\",E74/'S2 Input'!$D74),\"\")","v":823.870928236287},{"$f":"IFERROR(IF(OR(F74=\"\",'S2 Input'!$D74=\"\"),\"\",F74/'S2 Input'!$D74),\"\")","v":790.55072610093862},{"$f":"IFERROR(IF(OR(G74=\"\",'S2 Input'!$D74=\"\"),\"\",G74/'S2 Input'!$D74),\"\")","v":759.55392592662315},{"$f":"IFERROR(IF(OR(H74=\"\",'S2 Input'!$D74=\"\"),\"\",H74/'S2 Input'!$D74),\"\")","v":729.76437565420122},{"$f":"IFERROR(IF(OR(I74=\"\",'S2 Input'!$D74=\"\"),\"\",I74/'S2 Input'!$D74),\"\")","v":700.65649245067766},{"$f":"IFERROR(IF(OR(J74=\"\",'S2 Input'!$D74=\"\"),\"\",J74/'S2 Input'!$D74),\"\")","v":672.21623682054565},{"$f":"IFERROR(IF(OR(K74=\"\",'S2 Input'!$D74=\"\"),\"\",K74/'S2 Input'!$D74),\"\")","v":644.84905059922801},{"$f":"IFERROR(IF(OR(L74=\"\",'S2 Input'!$D74=\"\"),\"\",L74/'S2 Input'!$D74),\"\")","v":619.279106667066},{"$f":"IFERROR(IF(OR(M74=\"\",'S2 Input'!$D74=\"\"),\"\",M74/'S2 Input'!$D74),\"\")","v":596.4436147538861},{"$f":"IFERROR(IF(OR(N74=\"\",'S2 Input'!$D74=\"\"),\"\",N74/'S2 Input'!$D74),\"\")","v":577.38575361388087},{"$f":"IFERROR(IF(OR(O74=\"\",'S2 Input'!$D74=\"\"),\"\",O74/'S2 Input'!$D74),\"\")","v":563.14996237674359},{"$f":"IFERROR(IF(OR(P74=\"\",'S2 Input'!$D74=\"\"),\"\",P74/'S2 Input'!$D74),\"\")","v":554.68366891965525},{"$f":"IFERROR(IF(OR(Q74=\"\",'S2 Input'!$D74=\"\"),\"\",Q74/'S2 Input'!$D74),\"\")","v":552.7498632777432},{"$f":"IFERROR(IF(OR(R74=\"\",'S2 Input'!$D74=\"\"),\"\",R74/'S2 Input'!$D74),\"\")","v":557.85502822620185},{"$f":"IFERROR(IF(OR(S74=\"\",'S2 Input'!$D74=\"\"),\"\",S74/'S2 Input'!$D74),\"\")","v":570.19663161296637},{"$f":"IFERROR(IF(OR(T74=\"\",'S2 Input'!$D74=\"\"),\"\",T74/'S2 Input'!$D74),\"\")","v":589.63354750990345},{"$f":"IFERROR(IF(OR(U74=\"\",'S2 Input'!$D74=\"\"),\"\",U74/'S2 Input'!$D74),\"\")","v":615.68138816938335},{"$f":"IFERROR(IF(OR(V74=\"\",'S2 Input'!$D74=\"\"),\"\",V74/'S2 Input'!$D74),\"\")","v":647.53289418804047},{"$f":"IFERROR(IF(OR(W74=\"\",'S2 Input'!$D74=\"\"),\"\",W74/'S2 Input'!$D74),\"\")","v":684.10145089086438}]
[4,"SWITCHGEAR ","˂ = 11 kv ; circuit breaker",{"$f":"IFERROR(repcalc('S2 Input'!$CV75:$GH75,'S2 Input'!$G75,'S2 Input'!$E75,'S2 Input'!$F75,20,TRUE,TRUE),\"\")","v":1749.8170053563631},1872.3192165872526,2017.9958064470281,2189.5875728027595,2387.9136306265291,2611.4965507085417,2856.3930375268142,3116.2707303778361,3382.7461642781686,3645.9695609481946,3895.4125981127072,4120.7895859588152,4313.0242167259594,4465.1659808061895,4573.1637655152845,4636.4186641521756,4658.0615287711598,4644.929867415256,4607.2491584463705,4558.0514022606767,{"$f":"IFERROR(IF(OR(D75=\"\",'S2 Input'!$D75=\"\"),\"\",D75/'S2 Input'!$D75),\"\")","v":14.780201774376494},{"$f":"IFERROR(IF(OR(E75=\"\",'S2 Input'!$D75=\"\"),\"\",E75/'S2 Input'!$D75),\"\")","v":15.814942775439684},{"$f":"IFERROR(IF(OR(F75=\"\",'S2 Input'!$D75=\"\"),\"\",F75/'S2 Input'!$D75),\"\")","v":17.045431098126929},{"$f":"IFERROR(IF(OR(G75=\"\",'S2 Input'!$D75=\"\"),\"\",G75/'S2 Input'!$D75),\"\")","v":18.49481747498573},{"$f":"IFERROR(IF(OR(H75=\"\",'S2 Input'!$D75=\"\"),\"\",H75/'S2 Input'!$D75),\"\")","v":20.170020734971764},{"$f":"IFERROR(IF(OR(I75=\"\",'S2 Input'!$D75=\"\"),\"\",I75/'S2 Input'!$D75),\"\")","v":22.058561457802053},{"$f":"IFERROR(IF(OR(J75=\"\",'S2 Input'!$D75=\"\"),\"\",J75/'S2 Input'!$D75),\"\")","v":24.127131758542067},{"$f":"IFERROR(IF(OR(K75=\"\",'S2 Input'!$D75=\"\"),\"\",K75/'S2 Input'!$D75),\"\")","v":26.322244004702508},{"$f":"IFERROR(IF(OR(L75=\"\",'S2 Input'!$D75=\"\"),\"\",L75/'S2 Input'!$D75),\"\")","v":28.573085474927748},{"$f":"IFERROR(IF(OR(M75=\"\",'S2 Input'!$D75=\"\"),\"\",M75/'S2 Input'!$D75),\"\")","v":30.796457920509503},{"$f":"IFERROR(IF(OR(N75=\"\",'S2 Input'!$D75=\"\"),\"\",N75/'S2 Input'!$D75),\"\")","v":32.903431626456509},{"$f":"IFERROR(IF(OR(O75=\"\",'S2 Input'!$D75=\"\"),\"\",O75/'S2 Input'!$D75),\"\")","v":34.807126324513391},{"$f":"IFERROR(IF(OR(P75=\"\",'S2 Input'!$D75=\"\"),\"\",P75/'S2 Input'!$D75),\"\")","v":36.430877049339905},{"$f":"IFERROR(IF(OR(Q75=\"\",'S2 Input'!$D75=\"\"),\"\",Q75/'S2 Input'!$D75),\"\")","v":37.715974842155916},{"$f":"IFERROR(IF(OR(R75=\"\",'S2 Input'!$D75=\"\"),\"\",R75/'S2 Input'!$D75),\"\")","v":38.628201117417781},{"$f":"IFERROR(IF(OR(S75=\"\",'S2 Input'!$D75=\"\"),\"\",S75/'S2 Input'!$D75),\"\")","v":39.162497082201007},{"$f":"IFERROR(IF(OR(T75=\"\",'S2 Input'!$D75=\"\"),\"\",T75/'S2 Input'!$D75),\"\")","v":39.345308144766349},{"$f":"IFERROR(IF(OR(U75=\"\",'S2 Input'!$D75=\"\"),\"\",U75/'S2 Input'!$D75),\"\")","v":39.234388772123999},{"$f":"IFERROR(IF(OR(V75=\"\",'S2 Input'!$D75=\"\"),\"\",V75/'S2 Input'!$D75),\"\")","v":38.916110643692932},{"$f":"IFERROR(IF(OR(W75=\"\",'S2 Input'!$D75=\"\"),\"\",W75/'S2 Input'!$D75),\"\")","v":38.500551324606853}]
[4,"SWITCHGEAR ","> 11 kv & < = 22 kv ; switch",{"$f":"IFERROR(repcalc('S2 Input'!$CV76:$GH76,'S2 Input'!$G76,'S2 Input'!$E76,'S2 Input'!$F76,20,TRUE,TRUE),\"\")","v":15.55473157519571},17.149705016593828,18.923915367528171,20.931229416818091,23.246956863386689,25.968635534370645,29.213659276621549,33.113228045767407,37.802570146742852,43.407971088283333,50.03177151455516,57.737071370808827,66.534284845458416,76.371815943996324,87.13287552756843,98.639794521391295,110.66613648278719,122.95559741090771,135.24531109592641,147.29002713720806,{"$f":"IFERROR(IF(OR(D76=\"\",'S2 Input'!$D76=\"\"),\"\",D76/'S2 Input'!$D76),\"\")","v":2.9139410746592005},{"$f":"IFERROR(IF(OR(E76=\"\",'S2 Input'!$D76=\"\"),\"\",E76/'S2 Input'!$D76),\"\")","v":3.2127349562130219},{"$f":"IFERROR(IF(OR(F76=\"\",'S2 Input'!$D76=\"\"),\"\",F76/'S2 Input'!$D76),\"\")","v":3.5451061316126236},{"$f":"IFERROR(IF(OR(G76=\"\",'S2 Input'!$D76=\"\"),\"\",G76/'S2 Input'!$D76),\"\")","v":3.9211457199327318},{"$f":"IFERROR(IF(OR(H76=\"\",'S2 Input'!$D76=\"\"),\"\",H76/'S2 Input'!$D76),\"\")","v":4.3549618415193239},{"$f":"IFERROR(IF(OR(I76=\"\",'S2 Input'!$D76=\"\"),\"\",I76/'S2 Input'!$D76),\"\")","v":4.8648267165937904},{"$f":"IFERROR(IF(OR(J76=\"\",'S2 Input'!$D76=\"\"),\"\",J76/'S2 Input'!$D76),\"\")","v":5.4727322870034962},{"$f":"IFERROR(IF(OR(K76=\"\",'S2 Input'!$D76=\"\"),\"\",K76/'S2 Input'!$D76),\"\")","v":6.2032568579316427},{"$f":"IFERROR(IF(OR(L76=\"\",'S2 Input'!$D76=\"\"),\"\",L76/'S2 Input'!$D76),\"\")","v":7.0817333841965517},{"$f":"IFERROR(IF(OR(M76=\"\",'S2 Input'!$D76=\"\"),\"\",M76/'S2 Input'!$D76),\"\")","v":8.131819524515091},{"$f":"IFERROR(IF(OR(N76=\"\",'S2 Input'!$D76=\"\"),\"\",N76/'S2 Input'!$D76),\"\")","v":9.3726872334273708},{"$f":"IFERROR(IF(OR(O76=\"\",'S2 Input'!$D76=\"\"),\"\",O76/'S2 Input'!$D76),\"\")","v":10.816157320658412},{"$f":"IFERROR(IF(OR(P76=\"\",'S2 Input'!$D76=\"\"),\"\",P76/'S2 Input'!$D76),\"\")","v":12.464180725138426},{"$f":"IFERROR(IF(OR(Q76=\"\",'S2 Input'!$D76=\"\"),\"\",Q76/'S2 Input'!$D76),\"\")","v":14.307091726378651},{"$f":"IFERROR(IF(OR(R76=\"\",'S2 Input'!$D76=\"\"),\"\",R76/'S2 Input'!$D76),\"\")","v":16.323011665326955},{"$f":"IFERROR(IF(OR(S76=\"\",'S2 Input'!$D76=\"\"),\"\",S76/'S2 Input'!$D76),\"\")","v":18.478656958000848},{"$f":"IFERROR(IF(OR(T76=\"\",'S2 Input'!$D76=\"\"),\"\",T76/'S2 Input'!$D76),\"\")","v":20.73160819986553},{"$f":"IFERROR(IF(OR(U76=\"\",'S2 Input'!$D76=\"\"),\"\",U76/'S2 Input'!$D76),\"\")","v":23.033850756141799},{"$f":"IFERROR(IF(OR(V76=\"\",'S2 Input'!$D76=\"\"),\"\",V76/'S2 Input'!$D76),\"\")","v":25.336140662557408},{"$f":"IFERROR(IF(OR(W76=\"\",'S2 Input'!$D76=\"\"),\"\",W76/'S2 Input'!$D76),\"\")","v":27.592534007285092}]
["","SWITCHGEAR ","> 11 kv & < = 22 kv ; circuit breaker",{"$f":"IFERROR(repcalc('S2 Input'!$CV77:$GH77,'S2 Input'!$G77,'S2 Input'!$E77,'S2 Input'!$F77,20,TRUE,TRUE),\"\")","v":1.522560576606204E-2},2.6719050492978381E-2,4.6033205744267239E-2,7.7864765692278529E-2,0.12931485250454935,0.21086974492807287,0.33764663235366971,0.53090921821119574,0.81982152412192322,1.2433569100257178,1.8522150988845609,2.7105287466472254,3.8970731745950671,5.5056427567929065,7.6442420839009229,10.432775741385672,13.99901877116436,18.47281241974467,23.978644831565664,30.627016925151825,{"$f":"IFERROR(IF(OR(D77=\"\",'S2 Input'!$D77=\"\"),\"\",D77/'S2 Input'!$D77),\"\")","v":1.7057060424410518E-4},{"$f":"IFERROR(IF(OR(E77=\"\",'S2 Input'!$D77=\"\"),\"\",E77/'S2 Input'!$D77),\"\")","v":2.993302635994121E-4},{"$f":"IFERROR(IF(OR(F77=\"\",'S2 Input'!$D77=\"\"),\"\",F77/'S2 Input'!$D77),\"\")","v":5.157043890230517E-4},{"$f":"IFERROR(IF(OR(G77=\"\",'S2 Input'!$D77=\"\"),\"\",G77/'S2 Input'!$D77),\"\")","v":8.7230947244555776E-4},{"$f":"IFERROR(IF(OR(H77=\"\",'S2 Input'!$D77=\"\"),\"\",H77/'S2 Input'!$D77),\"\")","v":1.4486985193458901E-3},{"$f":"IFERROR(IF(OR(I77=\"\",'S2 Input'!$D77=\"\"),\"\",I77/'S2 Input'!$D77),\"\")","v":2.362348031455996E-3},{"$f":"IFERROR(IF(OR(J77=\"\",'S2 Input'!$D77=\"\"),\"\",J77/'S2 Input'!$D77),\"\")","v":3.7826140375923092E-3},{"$f":"IFERROR(IF(OR(K77=\"\",'S2 Input'!$D77=\"\"),\"\",K77/'S2 Input'!$D77),\"\")","v":5.9477112136255578E-3},{"$f":"IFERROR(IF(OR(L77=\"\",'S2 Input'!$D77=\"\"),\"\",L77/'S2 Input'!$D77),\"\")","v":9.1843605364784996E-3},{"$f":"IFERROR(IF(OR(M77=\"\",'S2 Input'!$D77=\"\"),\"\",M77/'S2 Input'!$D77),\"\")","v":1.3929175803756723E-2},{"$f":"IFERROR(IF(OR(N77=\"\",'S2 Input'!$D77=\"\"),\"\",N77/'S2 Input'!$D77),\"\")","v":2.0750139827671883E-2},{"$f":"IFERROR(IF(OR(O77=\"\",'S2 Input'!$D77=\"\"),\"\",O77/'S2 Input'!$D77),\"\")","v":3.0365722930195987E-2},{"$f":"IFERROR(IF(OR(P77=\"\",'S2 Input'!$D77=\"\"),\"\",P77/'S2 Input'!$D77),\"\")","v":4.3658435426973424E-2},{"$f":"IFERROR(IF(OR(Q77=\"\",'S2 Input'!$D77=\"\"),\"\",Q77/'S2 Input'!$D77),\"\")","v":6.1679044250023081E-2},{"$f":"IFERROR(IF(OR(R77=\"\",'S2 Input'!$D77=\"\"),\"\",R77/'S2 Input'!$D77),\"\")","v":8.5637511654581305E-2},{"$f":"IFERROR(IF(OR(S77=\"\",'S2 Input'!$D77=\"\"),\"\",S77/'S2 Input'!$D77),\"\")","v":0.11687711408619074},{"$f":"IFERROR(IF(OR(T77=\"\",'S2 Input'!$D77=\"\"),\"\",T77/'S2 Input'!$D77),\"\")","v":0.15682929975400667},{"$f":"IFERROR(IF(OR(U77=\"\",'S2 Input'!$D77=\"\"),\"\",U77/'S2 Input'!$D77),\"\")","v":0.2069486643051848},{"$f":"IFERROR(IF(OR(V77=\"\",'S2 Input'!$D77=\"\"),\"\",V77/'S2 Input'!$D77),\"\")","v":0.26862983323735423},{"$f":"IFERROR(IF(OR(W77=\"\",'S2 Input'!$D77=\"\"),\"\",W77/'S2 Input'!$D77),\"\")","v":0.34311073486232396}]
[4,"SWITCHGEAR ","> 22 kv & < = 33 kv ; switch",{"$f":"IFERROR(repcalc('S2 Input'!$CV78:$GH78,'S2 Input'!$G78,'S2 Input'!$E78,'S2 Input'!$F78,20,TRUE,TRUE),\"\")","v":85.050235202947363},88.532526394222728,93.010752580446436,97.678766206662644,101.9212217400907,105.33850707375358,107.74754511258568,109.16292228725555,109.76070407415875,109.82694090612308,109.69466676934108,109.67638883495512,110.00209754608406,110.77400841680749,111.9474984368412,113.3430047196552,114.68707492146014,115.67405298766947,116.03490584869465,115.59784863830329,{"$f":"IFERROR(IF(OR(D78=\"\",'S2 Input'!$D78=\"\"),\"\",D78/'S2 Input'!$D78),\"\")","v":3.3200627311474018},{"$f":"IFERROR(IF(OR(E78=\"\",'S2 Input'!$D78=\"\"),\"\",E78/'S2 Input'!$D78),\"\")","v":3.4559991594896431},{"$f":"IFERROR(IF(OR(F78=\"\",'S2 Input'!$D78=\"\"),\"\",F78/'S2 Input'!$D78),\"\")","v":3.6308133951828383},{"$f":"IFERROR(IF(OR(G78=\"\",'S2 Input'!$D78=\"\"),\"\",G78/'S2 Input'!$D78),\"\")","v":3.8130362665471207},{"$f":"IFERROR(IF(OR(H78=\"\",'S2 Input'!$D78=\"\"),\"\",H78/'S2 Input'!$D78),\"\")","v":3.9786468433018394},{"$f":"IFERROR(IF(OR(I78=\"\",'S2 Input'!$D78=\"\"),\"\",I78/'S2 Input'!$D78),\"\")","v":4.11204567107601},{"$f":"IFERROR(IF(OR(J78=\"\",'S2 Input'!$D78=\"\"),\"\",J78/'S2 Input'!$D78),\"\")","v":4.2060860625171115},{"$f":"IFERROR(IF(OR(K78=\"\",'S2 Input'!$D78=\"\"),\"\",K78/'S2 Input'!$D78),\"\")","v":4.2613374206929597},{"$f":"IFERROR(IF(OR(L78=\"\",'S2 Input'!$D78=\"\"),\"\",L78/'S2 Input'!$D78),\"\")","v":4.2846727239677849},{"$f":"IFERROR(IF(OR(M78=\"\",'S2 Input'!$D78=\"\"),\"\",M78/'S2 Input'!$D78),\"\")","v":4.2872583774549184},{"$f":"IFERROR(IF(OR(N78=\"\",'S2 Input'!$D78=\"\"),\"\",N78/'S2 Input'!$D78),\"\")","v":4.282094859320293},{"$f":"IFERROR(IF(OR(O78=\"\",'S2 Input'!$D78=\"\"),\"\",O78/'S2 Input'!$D78),\"\")","v":4.2813813529012643},{"$f":"IFERROR(IF(OR(P78=\"\",'S2 Input'!$D78=\"\"),\"\",P78/'S2 Input'!$D78),\"\")","v":4.2940958780339562},{"$f":"IFERROR(IF(OR(Q78=\"\",'S2 Input'!$D78=\"\"),\"\",Q78/'S2 Input'!$D78),\"\")","v":4.3242285697018987},{"$f":"IFERROR(IF(OR(R78=\"\",'S2 Input'!$D78=\"\"),\"\",R78/'S2 Input'!$D78),\"\")","v":4.3700375021709332},{"$f":"IFERROR(IF(OR(S78=\"\",'S2 Input'!$D78=\"\"),\"\",S78/'S2 Input'!$D78),\"\")","v":4.4245131704580007},{"$f":"IFERROR(IF(OR(T78=\"\",'S2 Input'!$D78=\"\"),\"\",T78/'S2 Input'!$D78),\"\")","v":4.4769809546376695},{"$f":"IFERROR(IF(OR(U78=\"\",'S2 Input'!$D78=\"\"),\"\",U78/'S2 Input'!$D78),\"\")","v":4.5155091149215583},{"$f":"IFERROR(IF(OR(V78=\"\",'S2 Input'!$D78=\"\"),\"\",V78/'S2 Input'!$D78),\"\")","v":4.5295955443412863},{"$f":"IFERROR(IF(OR(W78=\"\",'S2 Input'!$D78=\"\"),\"\",W78/'S2 Input'!$D78),\"\")","v":4.5125343645322351}]
[4,"SWITCHGEAR ","> 22 kv & < = 33 kv ; circuit breaker",{"$f":"IFERROR(repcalc('S2 Input'!$CV79:$GH79,'S2 Input'!$G79,'S2 Input'!$E79,'S2 Input'!$F79,20,TRUE,TRUE),\"\")","v":600.47768912828803},720.25524673419523,853.33067766736042,998.660311473467,1154.5723804436698,1318.7637396854277,1488.3386860710204,1659.8923966432455,1829.637557250642,1993.5684675367791,2147.6527807242824,2288.0375945142755,2411.2543430567648,2514.406223827888,2595.3229200203655,2652.670117029671,2686.0054952432924,2695.7780385378796,2683.2730117847341,2650.5101567241004,{"$f":"IFERROR(IF(OR(D79=\"\",'S2 Input'!$D79=\"\"),\"\",D79/'S2 Input'!$D79),\"\")","v":2.0044581345453776},{"$f":"IFERROR(IF(OR(E79=\"\",'S2 Input'!$D79=\"\"),\"\",E79/'S2 Input'!$D79),\"\")","v":2.4042883097974754},{"$f":"IFERROR(IF(OR(F79=\"\",'S2 Input'!$D79=\"\"),\"\",F79/'S2 Input'!$D79),\"\")","v":2.8485081948515671},{"$f":"IFERROR(IF(OR(G79=\"\",'S2 Input'!$D79=\"\"),\"\",G79/'S2 Input'!$D79),\"\")","v":3.3336339071757686},{"$f":"IFERROR(IF(OR(H79=\"\",'S2 Input'!$D79=\"\"),\"\",H79/'S2 Input'!$D79),\"\")","v":3.854084909068622},{"$f":"IFERROR(IF(OR(I79=\"\",'S2 Input'!$D79=\"\"),\"\",I79/'S2 Input'!$D79),\"\")","v":4.4021730589080921},{"$f":"IFERROR(IF(OR(J79=\"\",'S2 Input'!$D79=\"\"),\"\",J79/'S2 Input'!$D79),\"\")","v":4.968232192913784},{"$f":"IFERROR(IF(OR(K79=\"\",'S2 Input'!$D79=\"\"),\"\",K79/'S2 Input'!$D79),\"\")","v":5.5408966513837372},{"$f":"IFERROR(IF(OR(L79=\"\",'S2 Input'!$D79=\"\"),\"\",L79/'S2 Input'!$D79),\"\")","v":6.1075239784924982},{"$f":"IFERROR(IF(OR(M79=\"\",'S2 Input'!$D79=\"\"),\"\",M79/'S2 Input'!$D79),\"\")","v":6.6547427221289075},{"$f":"IFERROR(IF(OR(N79=\"\",'S2 Input'!$D79=\"\"),\"\",N79/'S2 Input'!$D79),\"\")","v":7.1690924816060555},{"$f":"IFERROR(IF(OR(O79=\"\",'S2 Input'!$D79=\"\"),\"\",O79/'S2 Input'!$D79),\"\")","v":7.6377118609147034},{"$f":"IFERROR(IF(OR(P79=\"\",'S2 Input'!$D79=\"\"),\"\",P79/'S2 Input'!$D79),\"\")","v":8.0490224198245102},{"$f":"IFERROR(IF(OR(Q79=\"\",'S2 Input'!$D79=\"\"),\"\",Q79/'S2 Input'!$D79),\"\")","v":8.3933543246542985},{"$f":"IFERROR(IF(OR(R79=\"\",'S2 Input'!$D79=\"\"),\"\",R79/'S2 Input'!$D79),\"\")","v":8.663462828001034},{"$f":"IFERROR(IF(OR(S79=\"\",'S2 Input'!$D79=\"\"),\"\",S79/'S2 Input'!$D79),\"\")","v":8.8548938463716773},{"$f":"IFERROR(IF(OR(T79=\"\",'S2 Input'!$D79=\"\"),\"\",T79/'S2 Input'!$D79),\"\")","v":8.9661708700450156},{"$f":"IFERROR(IF(OR(U79=\"\",'S2 Input'!$D79=\"\"),\"\",U79/'S2 Input'!$D79),\"\")","v":8.9987926547618962},{"$f":"IFERROR(IF(OR(V79=\"\",'S2 Input'!$D79=\"\"),\"\",V79/'S2 Input'!$D79),\"\")","v":8.9570495508100425},{"$f":"IFERROR(IF(OR(W79=\"\",'S2 Input'!$D79=\"\"),\"\",W79/'S2 Input'!$D79),\"\")","v":8.8476836700684061}]
[4,"SWITCHGEAR ","> 33 kv & < = 66 kv ; switch",{"$f":"IFERROR(repcalc('S2 Input'!$CV80:$GH80,'S2 Input'!$G80,'S2 Input'!$E80,'S2 Input'!$F80,20,TRUE,TRUE),\"\")","v":24.310591853570084},21.63613816628682,19.517610310291911,18.029336110082522,17.107716562064141,16.592480778252476,16.274968110968544,15.946524816820771,15.44263661112111,14.677503566706797,13.662063583538437,12.499479226827889,11.357204005049311,10.422162857989404,9.8516601487895041,9.7342315495369256,10.070983874876452,10.780769736660961,11.724932539535486,12.742170533070302,{"$f":"IFERROR(IF(OR(D80=\"\",'S2 Input'!$D80=\"\"),\"\",D80/'S2 Input'!$D80),\"\")","v":1.0336999958275517},{"$f":"IFERROR(IF(OR(E80=\"\",'S2 Input'!$D80=\"\"),\"\",E80/'S2 Input'!$D80),\"\")","v":0.91998072555895472},{"$f":"IFERROR(IF(OR(F80=\"\",'S2 Input'!$D80=\"\"),\"\",F80/'S2 Input'!$D80),\"\")","v":0.82989973332754208},{"$f":"IFERROR(IF(OR(G80=\"\",'S2 Input'!$D80=\"\"),\"\",G80/'S2 Input'!$D80),\"\")","v":0.76661747990429707},{"$f":"IFERROR(IF(OR(H80=\"\",'S2 Input'!$D80=\"\"),\"\",H80/'S2 Input'!$D80),\"\")","v":0.72742969999834273},{"$f":"IFERROR(IF(OR(I80=\"\",'S2 Input'!$D80=\"\"),\"\",I80/'S2 Input'!$D80),\"\")","v":0.70552158559354639},{"$f":"IFERROR(IF(OR(J80=\"\",'S2 Input'!$D80=\"\"),\"\",J80/'S2 Input'!$D80),\"\")","v":0.69202076896088194},{"$f":"IFERROR(IF(OR(K80=\"\",'S2 Input'!$D80=\"\"),\"\",K80/'S2 Input'!$D80),\"\")","v":0.67805517594549503},{"$f":"IFERROR(IF(OR(L80=\"\",'S2 Input'!$D80=\"\"),\"\",L80/'S2 Input'!$D80),\"\")","v":0.656629566924265},{"$f":"IFERROR(IF(OR(M80=\"\",'S2 Input'!$D80=\"\"),\"\",M80/'S2 Input'!$D80),\"\")","v":0.6240956808888064},{"$f":"IFERROR(IF(OR(N80=\"\",'S2 Input'!$D80=\"\"),\"\",N80/'S2 Input'!$D80),\"\")","v":0.58091860347799396},{"$f":"IFERROR(IF(OR(O80=\"\",'S2 Input'!$D80=\"\"),\"\",O80/'S2 Input'!$D80),\"\")","v":0.53148486480476664},{"$f":"IFERROR(IF(OR(P80=\"\",'S2 Input'!$D80=\"\"),\"\",P80/'S2 Input'!$D80),\"\")","v":0.48291468193556469},{"$f":"IFERROR(IF(OR(Q80=\"\",'S2 Input'!$D80=\"\"),\"\",Q80/'S2 Input'!$D80),\"\")","v":0.44315620811327994},{"$f":"IFERROR(IF(OR(R80=\"\",'S2 Input'!$D80=\"\"),\"\",R80/'S2 Input'!$D80),\"\")","v":0.41889811305448194},{"$f":"IFERROR(IF(OR(S80=\"\",'S2 Input'!$D80=\"\"),\"\",S80/'S2 Input'!$D80),\"\")","v":0.41390498317559749},{"$f":"IFERROR(IF(OR(T80=\"\",'S2 Input'!$D80=\"\"),\"\",T80/'S2 Input'!$D80),\"\")","v":0.42822388085588031},{"$f":"IFERROR(IF(OR(U80=\"\",'S2 Input'!$D80=\"\"),\"\",U80/'S2 Input'!$D80),\"\")","v":0.45840437365442788},{"$f":"IFERROR(IF(OR(V80=\"\",'S2 Input'!$D80=\"\"),\"\",V80/'S2 Input'!$D80),\"\")","v":0.49855070539618679},{"$f":"IFERROR(IF(OR(W80=\"\",'S2 Input'!$D80=\"\"),\"\",W80/'S2 Input'!$D80),\"\")","v":0.54180423521587107}]
[4,"SWITCHGEAR ","> 33 kv & < = 66 kv ; circuit breaker",{"$f":"IFERROR(repcalc('S2 Input'!$CV81:$GH81,'S2 Input'!$G81,'S2 Input'!$E81,'S2 Input'!$F81,20,TRUE,TRUE),\"\")","v":242.21066065479459},250.71280339207169,262.72550673555554,277.6157377812213,294.5379982778428,312.51884530047823,330.54727233891361,347.66385570168234,363.04301110726539,376.06424187905958,386.36958621918285,393.90541015639241,398.94721303701726,402.10630612575221,404.3172636840917,406.80512662843,411.03163529769336,418.62039977867215,431.26193945578251,450.60093566676426,{"$f":"IFERROR(IF(OR(D81=\"\",'S2 Input'!$D81=\"\"),\"\",D81/'S2 Input'!$D81),\"\")","v":1.3563129643095078},{"$f":"IFERROR(IF(OR(E81=\"\",'S2 Input'!$D81=\"\"),\"\",E81/'S2 Input'!$D81),\"\")","v":1.4039226210760773},{"$f":"IFERROR(IF(OR(F81=\"\",'S2 Input'!$D81=\"\"),\"\",F81/'S2 Input'!$D81),\"\")","v":1.4711904499863522},{"$f":"IFERROR(IF(OR(G81=\"\",'S2 Input'!$D81=\"\"),\"\",G81/'S2 Input'!$D81),\"\")","v":1.5545716411948762},{"$f":"IFERROR(IF(OR(H81=\"\",'S2 Input'!$D81=\"\"),\"\",H81/'S2 Input'!$D81),\"\")","v":1.6493316374516143},{"$f":"IFERROR(IF(OR(I81=\"\",'S2 Input'!$D81=\"\"),\"\",I81/'S2 Input'!$D81),\"\")","v":1.7500194265858193},{"$f":"IFERROR(IF(OR(J81=\"\",'S2 Input'!$D81=\"\"),\"\",J81/'S2 Input'!$D81),\"\")","v":1.8509736506989682},{"$f":"IFERROR(IF(OR(K81=\"\",'S2 Input'!$D81=\"\"),\"\",K81/'S2 Input'!$D81),\"\")","v":1.9468218014651104},{"$f":"IFERROR(IF(OR(L81=\"\",'S2 Input'!$D81=\"\"),\"\",L81/'S2 Input'!$D81),\"\")","v":2.0329408343777517},{"$f":"IFERROR(IF(OR(M81=\"\",'S2 Input'!$D81=\"\"),\"\",M81/'S2 Input'!$D81),\"\")","v":2.1058561390109412},{"$f":"IFERROR(IF(OR(N81=\"\",'S2 Input'!$D81=\"\"),\"\",N81/'S2 Input'!$D81),\"\")","v":2.1635632279243544},{"$f":"IFERROR(IF(OR(O81=\"\",'S2 Input'!$D81=\"\"),\"\",O81/'S2 Input'!$D81),\"\")","v":2.2057617656565909},{"$f":"IFERROR(IF(OR(P81=\"\",'S2 Input'!$D81=\"\"),\"\",P81/'S2 Input'!$D81),\"\")","v":2.233994472639834},{"$f":"IFERROR(IF(OR(Q81=\"\",'S2 Input'!$D81=\"\"),\"\",Q81/'S2 Input'!$D81),\"\")","v":2.2516845235241689},{"$f":"IFERROR(IF(OR(R81=\"\",'S2 Input'!$D81=\"\"),\"\",R81/'S2 Input'!$D81),\"\")","v":2.2640652766743692},{"$f":"IFERROR(IF(OR(S81=\"\",'S2 Input'!$D81=\"\"),\"\",S81/'S2 Input'!$D81),\"\")","v":2.2779966236915032},{"$f":"IFERROR(IF(OR(T81=\"\",'S2 Input'!$D81=\"\"),\"\",T81/'S2 Input'!$D81),\"\")","v":2.3016639077259518},{"$f":"IFERROR(IF(OR(U81=\"\",'S2 Input'!$D81=\"\"),\"\",U81/'S2 Input'!$D81),\"\")","v":2.3441588979167944},{"$f":"IFERROR(IF(OR(V81=\"\",'S2 Input'!$D81=\"\"),\"\",V81/'S2 Input'!$D81),\"\")","v":2.4149480370345588},{"$f":"IFERROR(IF(OR(W81=\"\",'S2 Input'!$D81=\"\"),\"\",W81/'S2 Input'!$D81),\"\")","v":2.5232410874179618}]
["","SWITCHGEAR ","> 66 kv & < = 132 kv ; switch",{"$f":"IFERROR(repcalc('S2 Input'!$CV82:$GH82,'S2 Input'!$G82,'S2 Input'!$E82,'S2 Input'!$F82,20,TRUE,TRUE),\"\")","v":""},"","","","","","","","","","","","","","","","","","","",{"$f":"IFERROR(IF(OR(D82=\"\",'S2 Input'!$D82=\"\"),\"\",D82/'S2 Input'!$D82),\"\")","v":""},{"$f":"IFERROR(IF(OR(E82=\"\",'S2 Input'!$D82=\"\"),\"\",E82/'S2 Input'!$D82),\"\")","v":""},{"$f":"IFERROR(IF(OR(F82=\"\",'S2 Input'!$D82=\"\"),\"\",F82/'S2 Input'!$D82),\"\")","v":""},{"$f":"IFERROR(IF(OR(G82=\"\",'S2 Input'!$D82=\"\"),\"\",G82/'S2 Input'!$D82),\"\")","v":""},{"$f":"IFERROR(IF(OR(H82=\"\",'S2 Input'!$D82=\"\"),\"\",H82/'S2 Input'!$D82),\"\")","v":""},{"$f":"IFERROR(IF(OR(I82=\"\",'S2 Input'!$D82=\"\"),\"\",I82/'S2 Input'!$D82),\"\")","v":""},{"$f":"IFERROR(IF(OR(J82=\"\",'S2 Input'!$D82=\"\"),\"\",J82/'S2 Input'!$D82),\"\")","v":""},{"$f":"IFERROR(IF(OR(K82=\"\",'S2 Input'!$D82=\"\"),\"\",K82/'S2 Input'!$D82),\"\")","v":""},{"$f":"IFERROR(IF(OR(L82=\"\",'S2 Input'!$D82=\"\"),\"\",L82/'S2 Input'!$D82),\"\")","v":""},{"$f":"IFERROR(IF(OR(M82=\"\",'S2 Input'!$D82=\"\"),\"\",M82/'S2 Input'!$D82),\"\")","v":""},{"$f":"IFERROR(IF(OR(N82=\"\",'S2 Input'!$D82=\"\"),\"\",N82/'S2 Input'!$D82),\"\")","v":""},{"$f":"IFERROR(IF(OR(O82=\"\",'S2 Input'!$D82=\"\"),\"\",O82/'S2 Input'!$D82),\"\")","v":""},{"$f":"IFERROR(IF(OR(P82=\"\",'S2 Input'!$D82=\"\"),\"\",P82/'S2 Input'!$D82),\"\")","v":""},{"$f":"IFERROR(IF(OR(Q82=\"\",'S2 Input'!$D82=\"\"),\"\",Q82/'S2 Input'!$D82),\"\")","v":""},{"$f":"IFERROR(IF(OR(R82=\"\",'S2 Input'!$D82=\"\"),\"\",R82/'S2 Input'!$D82),\"\")","v":""},{"$f":"IFERROR(IF(OR(S82=\"\",'S2 Input'!$D82=\"\"),\"\",S82/'S2 Input'!$D82),\"\")","v":""},{"$f":"IFERROR(IF(OR(T82=\"\",'S2 Input'!$D82=\"\"),\"\",T82/'S2 Input'!$D82),\"\")","v":""},{"$f":"IFERROR(IF(OR(U82=\"\",'S2 Input'!$D82=\"\"),\"\",U82/'S2 Input'!$D82),\"\")","v":""},{"$f":"IFERROR(IF(OR(V82=\"\",'S2 Input'!$D82=\"\"),\"\",V82/'S2 Input'!$D82),\"\")","v":""},{"$f":"IFERROR(IF(OR(W82=\"\",'S2 Input'!$D82=\"\"),\"\",W82/'S2 Input'!$D82),\"\")","v":""}]
[4,"SWITCHGEAR ","> 66 kv & < = 132 kv ; circuit breaker",{"$f":"IFERROR(repcalc('S2 Input'!$CV83:$GH83,'S2 Input'!$G83,'S2 Input'!$E83,'S2 Input'!$F83,20,TRUE,TRUE),\"\")","v":232.77247586992956},255.77891129641068,279.26485591154523,303.30594475934731,328.0433350430028,353.69175676867718,380.55536013861564,409.05217078934993,439.74547599453189,473.37793711922586,510.90222456158801,553.50094680660777,602.58879772689113,659.79108782662081,726.89482031145963,805.77076313747909,898.26713808067404,1006.0773764553611,1130.5859324375413,1272.6977011570243,{"$f":"IFERROR(IF(OR(D83=\"\",'S2 Input'!$D83=\"\"),\"\",D83/'S2 Input'!$D83),\"\")","v":1.1918272077539802},{"$f":"IFERROR(IF(OR(E83=\"\",'S2 Input'!$D83=\"\"),\"\",E83/'S2 Input'!$D83),\"\")","v":1.3096233328853597},{"$f":"IFERROR(IF(OR(F83=\"\",'S2 Input'!$D83=\"\"),\"\",F83/'S2 Input'!$D83),\"\")","v":1.4298746112528311},{"$f":"IFERROR(IF(OR(G83=\"\",'S2 Input'!$D83=\"\"),\"\",G83/'S2 Input'!$D83),\"\")","v":1.5529683047222091},{"$f":"IFERROR(IF(OR(H83=\"\",'S2 Input'!$D83=\"\"),\"\",H83/'S2 Input'!$D83),\"\")","v":1.6796271576587742},{"$f":"IFERROR(IF(OR(I83=\"\",'S2 Input'!$D83=\"\"),\"\",I83/'S2 Input'!$D83),\"\")","v":1.8109506173348586},{"$f":"IFERROR(IF(OR(J83=\"\",'S2 Input'!$D83=\"\"),\"\",J83/'S2 Input'!$D83),\"\")","v":1.948495974770051},{"$f":"IFERROR(IF(OR(K83=\"\",'S2 Input'!$D83=\"\"),\"\",K83/'S2 Input'!$D83),\"\")","v":2.0944035789265527},{"$f":"IFERROR(IF(OR(L83=\"\",'S2 Input'!$D83=\"\"),\"\",L83/'S2 Input'!$D83),\"\")","v":2.2515575384001538},{"$f":"IFERROR(IF(OR(M83=\"\",'S2 Input'!$D83=\"\"),\"\",M83/'S2 Input'!$D83),\"\")","v":2.4237603818950042},{"$f":"IFERROR(IF(OR(N83=\"\",'S2 Input'!$D83=\"\"),\"\",N83/'S2 Input'!$D83),\"\")","v":2.6158899133537776},{"$f":"IFERROR(IF(OR(O83=\"\",'S2 Input'!$D83=\"\"),\"\",O83/'S2 Input'!$D83),\"\")","v":2.8340012514637829},{"$f":"IFERROR(IF(OR(P83=\"\",'S2 Input'!$D83=\"\"),\"\",P83/'S2 Input'!$D83),\"\")","v":3.0853378241333815},{"$f":"IFERROR(IF(OR(Q83=\"\",'S2 Input'!$D83=\"\"),\"\",Q83/'S2 Input'!$D83),\"\")","v":3.3782214454975734},{"$f":"IFERROR(IF(OR(R83=\"\",'S2 Input'!$D83=\"\"),\"\",R83/'S2 Input'!$D83),\"\")","v":3.7218018186425716},{"$f":"IFERROR(IF(OR(S83=\"\",'S2 Input'!$D83=\"\"),\"\",S83/'S2 Input'!$D83),\"\")","v":4.1256575337393473},{"$f":"IFERROR(IF(OR(T83=\"\",'S2 Input'!$D83=\"\"),\"\",T83/'S2 Input'!$D83),\"\")","v":4.5992517414046636},{"$f":"IFERROR(IF(OR(U83=\"\",'S2 Input'!$D83=\"\"),\"\",U83/'S2 Input'!$D83),\"\")","v":5.1512550437246238},{"$f":"IFERROR(IF(OR(V83=\"\",'S2 Input'!$D83=\"\"),\"\",V83/'S2 Input'!$D83),\"\")","v":5.7887560371867623},{"$f":"IFERROR(IF(OR(W83=\"\",'S2 Input'!$D83=\"\"),\"\",W83/'S2 Input'!$D83),\"\")","v":6.516387909765049}]
[0,0,0,{"$f":"IFERROR(repcalc('S2 Input'!$CV84:$GH84,'S2 Input'!$G84,'S2 Input'!$E84,'S2 Input'!$F84,20,TRUE,TRUE),\"\")","v":""},"","","","","","","","","","","","","","","","","","","",{"$f":"IFERROR(IF(OR(D84=\"\",'S2 Input'!$D84=\"\"),\"\",D84/'S2 Input'!$D84),\"\")","v":""},{"$f":"IFERROR(IF(OR(E84=\"\",'S2 Input'!$D84=\"\"),\"\",E84/'S2 Input'!$D84),\"\")","v":""},{"$f":"IFERROR(IF(OR(F84=\"\",'S2 Input'!$D84=\"\"),\"\",F84/'S2 Input'!$D84),\"\")","v":""},{"$f":"IFERROR(IF(OR(G84=\"\",'S2 Input'!$D84=\"\"),\"\",G84/'S2 Input'!$D84),\"\")","v":""},{"$f":"IFERROR(IF(OR(H84=\"\",'S2 Input'!$D84=\"\"),\"\",H84/'S2 Input'!$D84),\"\")","v":""},{"$f":"IFERROR(IF(OR(I84=\"\",'S2 Input'!$D84=\"\"),\"\",I84/'S2 Input'!$D84),\"\")","v":""},{"$f":"IFERROR(IF(OR(J84=\"\",'S2 Input'!$D84=\"\"),\"\",J84/'S2 Input'!$D84),\"\")","v":""},{"$f":"IFERROR(IF(OR(K84=\"\",'S2 Input'!$D84=\"\"),\"\",K84/'S2 Input'!$D84),\"\")","v":""},{"$f":"IFERROR(IF(OR(L84=\"\",'S2 Input'!$D84=\"\"),\"\",L84/'S2 Input'!$D84),\"\")","v":""},{"$f":"IFERROR(IF(OR(M84=\"\",'S2 Input'!$D84=\"\"),\"\",M84/'S2 Input'!$D84),\"\")","v":""},{"$f":"IFERROR(IF(OR(N84=\"\",'S2 Input'!$D84=\"\"),\"\",N84/'S2 Input'!$D84),\"\")","v":""},{"$f":"IFERROR(IF(OR(O84=\"\",'S2 Input'!$D84=\"\"),\"\",O84/'S2 Input'!$D84),\"\")","v":""},{"$f":"IFERROR(IF(OR(P84=\"\",'S2 Input'!$D84=\"\"),\"\",P84/'S2 Input'!$D84),\"\")","v":""},{"$f":"IFERROR(IF(OR(Q84=\"\",'S2 Input'!$D84=\"\"),\"\",Q84/'S2 Input'!$D84),\"\")","v":""},{"$f":"IFERROR(IF(OR(R84=\"\",'S2 Input'!$D84=\"\"),\"\",R84/'S2 Input'!$D84),\"\")","v":""},{"$f":"IFERROR(IF(OR(S84=\"\",'S2 Input'!$D84=\"\"),\"\",S84/'S2 Input'!$D84),\"\")","v":""},{"$f":"IFERROR(IF(OR(T84=\"\",'S2 Input'!$D84=\"\"),\"\",T84/'S2 Input'!$D84),\"\")","v":""},{"$f":"IFERROR(IF(OR(U84=\"\",'S2 Input'!$D84=\"\"),\"\",U84/'S2 Input'!$D84),\"\")","v":""},{"$f":"IFERROR(IF(OR(V84=\"\",'S2 Input'!$D84=\"\"),\"\",V84/'S2 Input'!$D84),\"\")","v":""},{"$f":"IFERROR(IF(OR(W84=\"\",'S2 Input'!$D84=\"\"),\"\",W84/'S2 Input'!$D84),\"\")","v":""}]
[0,0,0,{"$f":"IFERROR(repcalc('S2 Input'!$CV85:$GH85,'S2 Input'!$G85,'S2 Input'!$E85,'S2 Input'!$F85,20,TRUE,TRUE),\"\")","v":""},"","","","","","","","","","","","","","","","","","","",{"$f":"IFERROR(IF(OR(D85=\"\",'S2 Input'!$D85=\"\"),\"\",D85/'S2 Input'!$D85),\"\")","v":""},{"$f":"IFERROR(IF(OR(E85=\"\",'S2 Input'!$D85=\"\"),\"\",E85/'S2 Input'!$D85),\"\")","v":""},{"$f":"IFERROR(IF(OR(F85=\"\",'S2 Input'!$D85=\"\"),\"\",F85/'S2 Input'!$D85),\"\")","v":""},{"$f":"IFERROR(IF(OR(G85=\"\",'S2 Input'!$D85=\"\"),\"\",G85/'S2 Input'!$D85),\"\")","v":""},{"$f":"IFERROR(IF(OR(H85=\"\",'S2 Input'!$D85=\"\"),\"\",H85/'S2 Input'!$D85),\"\")","v":""},{"$f":"IFERROR(IF(OR(I85=\"\",'S2 Input'!$D85=\"\"),\"\",I85/'S2 Input'!$D85),\"\")","v":""},{"$f":"IFERROR(IF(OR(J85=\"\",'S2 Input'!$D85=\"\"),\"\",J85/'S2 Input'!$D85),\"\")","v":""},{"$f":"IFERROR(IF(OR(K85=\"\",'S2 Input'!$D85=\"\"),\"\",K85/'S2 Input'!$D85),\"\")","v":""},{"$f":"IFERROR(IF(OR(L85=\"\",'S2 Input'!$D85=\"\"),\"\",L85/'S2 Input'!$D85),\"\")","v":""},{"$f":"IFERROR(IF(OR(M85=\"\",'S2 Input'!$D85=\"\"),\"\",M85/'S2 Input'!$D85),\"\")","v":""},{"$f":"IFERROR(IF(OR(N85=\"\",'S2 Input'!$D85=\"\"),\"\",N85/'S2 Input'!$D85),\"\")","v":""},{"$f":"IFERROR(IF(OR(O85=\"\",'S2 Input'!$D85=\"\"),\"\",O85/'S2 Input'!$D85),\"\")","v":""},{"$f":"IFERROR(IF(OR(P85=\"\",'S2 Input'!$D85=\"\"),\"\",P85/'S2 Input'!$D85),\"\")","v":""},{"$f":"IFERROR(IF(OR(Q85=\"\",'S2 Input'!$D85=\"\"),\"\",Q85/'S2 Input'!$D85),\"\")","v":""},{"$f":"IFERROR(IF(OR(R85=\"\",'S2 Input'!$D85=\"\"),\"\",R85/'S2 Input'!$D85),\"\")","v":""},{"$f":"IFERROR(IF(OR(S85=\"\",'S2 Input'!$D85=\"\"),\"\",S85/'S2 Input'!$D85),\"\")","v":""},{"$f":"IFERROR(IF(OR(T85=\"\",'S2 Input'!$D85=\"\"),\"\",T85/'S2 Input'!$D85),\"\")","v":""},{"$f":"IFERROR(IF(OR(U85=\"\",'S2 Input'!$D85=\"\"),\"\",U85/'S2 Input'!$D85),\"\")","v":""},{"$f":"IFERROR(IF(OR(V85=\"\",'S2 Input'!$D85=\"\"),\"\",V85/'S2 Input'!$D85),\"\")","v":""},{"$f":"IFERROR(IF(OR(W85=\"\",'S2 Input'!$D85=\"\"),\"\",W85/'S2 Input'!$D85),\"\")","v":""}]
[0,0,0,{"$f":"IFERROR(repcalc('S2 Input'!$CV86:$GH86,'S2 Input'!$G86,'S2 Input'!$E86,'S2 Input'!$F86,20,TRUE,TRUE),\"\")","v":""},"","","","","","","","","","","","","","","","","","","",{"$f":"IFERROR(IF(OR(D86=\"\",'S2 Input'!$D86=\"\"),\"\",D86/'S2 Input'!$D86),\"\")","v":""},{"$f":"IFERROR(IF(OR(E86=\"\",'S2 Input'!$D86=\"\"),\"\",E86/'S2 Input'!$D86),\"\")","v":""},{"$f":"IFERROR(IF(OR(F86=\"\",'S2 Input'!$D86=\"\"),\"\",F86/'S2 Input'!$D86),\"\")","v":""},{"$f":"IFERROR(IF(OR(G86=\"\",'S2 Input'!$D86=\"\"),\"\",G86/'S2 Input'!$D86),\"\")","v":""},{"$f":"IFERROR(IF(OR(H86=\"\",'S2 Input'!$D86=\"\"),\"\",H86/'S2 Input'!$D86),\"\")","v":""},{"$f":"IFERROR(IF(OR(I86=\"\",'S2 Input'!$D86=\"\"),\"\",I86/'S2 Input'!$D86),\"\")","v":""},{"$f":"IFERROR(IF(OR(J86=\"\",'S2 Input'!$D86=\"\"),\"\",J86/'S2 Input'!$D86),\"\")","v":""},{"$f":"IFERROR(IF(OR(K86=\"\",'S2 Input'!$D86=\"\"),\"\",K86/'S2 Input'!$D86),\"\")","v":""},{"$f":"IFERROR(IF(OR(L86=\"\",'S2 Input'!$D86=\"\"),\"\",L86/'S2 Input'!$D86),\"\")","v":""},{"$f":"IFERROR(IF(OR(M86=\"\",'S2 Input'!$D86=\"\"),\"\",M86/'S2 Input'!$D86),\"\")","v":""},{"$f":"IFERROR(IF(OR(N86=\"\",'S2 Input'!$D86=\"\"),\"\",N86/'S2 Input'!$D86),\"\")","v":""},{"$f":"IFERROR(IF(OR(O86=\"\",'S2 Input'!$D86=\"\"),\"\",O86/'S2 Input'!$D86),\"\")","v":""},{"$f":"IFERROR(IF(OR(P86=\"\",'S2 Input'!$D86=\"\"),\"\",P86/'S2 Input'!$D86),\"\")","v":""},{"$f":"IFERROR(IF(OR(Q86=\"\",'S2 Input'!$D86=\"\"),\"\",Q86/'S2 Input'!$D86),\"\")","v":""},{"$f":"IFERROR(IF(OR(R86=\"\",'S2 Input'!$D86=\"\"),\"\",R86/'S2 Input'!$D86),\"\")","v":""},{"$f":"IFERROR(IF(OR(S86=\"\",'S2 Input'!$D86=\"\"),\"\",S86/'S2 Input'!$D86),\"\")","v":""},{"$f":"IFERROR(IF(OR(T86=\"\",'S2 Input'!$D86=\"\"),\"\",T86/'S2 Input'!$D86),\"\")","v":""},{"$f":"IFERROR(IF(OR(U86=\"\",'S2 Input'!$D86=\"\"),\"\",U86/'S2 Input'!$D86),\"\")","v":""},{"$f":"IFERROR(IF(OR(V86=\"\",'S2 Input'!$D86=\"\"),\"\",V86/'S2 Input'!$D86),\"\")","v":""},{"$f":"IFERROR(IF(OR(W86=\"\",'S2 Input'!$D86=\"\"),\"\",W86/'S2 Input'!$D86),\"\")","v":""}]
[0,0,0,{"$f":"IFERROR(repcalc('S2 Input'!$CV87:$GH87,'S2 Input'!$G87,'S2 Input'!$E87,'S2 Input'!$F87,20,TRUE,TRUE),\"\")","v":""},"","","","","","","","","","","","","","","","","","","",{"$f":"IFERROR(IF(OR(D87=\"\",'S2 Input'!$D87=\"\"),\"\",D87/'S2 Input'!$D87),\"\")","v":""},{"$f":"IFERROR(IF(OR(E87=\"\",'S2 Input'!$D87=\"\"),\"\",E87/'S2 Input'!$D87),\"\")","v":""},{"$f":"IFERROR(IF(OR(F87=\"\",'S2 Input'!$D87=\"\"),\"\",F87/'S2 Input'!$D87),\"\")","v":""},{"$f":"IFERROR(IF(OR(G87=\"\",'S2 Input'!$D87=\"\"),\"\",G87/'S2 Input'!$D87),\"\")","v":""},{"$f":"IFERROR(IF(OR(H87=\"\",'S2 Input'!$D87=\"\"),\"\",H87/'S2 Input'!$D87),\"\")","v":""},{"$f":"IFERROR(IF(OR(I87=\"\",'S2 Input'!$D87=\"\"),\"\",I87/'S2 Input'!$D87),\"\")","v":""},{"$f":"IFERROR(IF(OR(J87=\"\",'S2 Input'!$D87=\"\"),\"\",J87/'S2 Input'!$D87),\"\")","v":""},{"$f":"IFERROR(IF(OR(K87=\"\",'S2 Input'!$D87=\"\"),\"\",K87/'S2 Input'!$D87),\"\")","v":""},{"$f":"IFERROR(IF(OR(L87=\"\",'S2 Input'!$D87=\"\"),\"\",L87/'S2 Input'!$D87),\"\")","v":""},{"$f":"IFERROR(IF(OR(M87=\"\",'S2 Input'!$D87=\"\"),\"\",M87/'S2 Input'!$D87),\"\")","v":""},{"$f":"IFERROR(IF(OR(N87=\"\",'S2 Input'!$D87=\"\"),\"\",N87/'S2 Input'!$D87),\"\")","v":""},{"$f":"IFERROR(IF(OR(O87=\"\",'S2 Input'!$D87=\"\"),\"\",O87/'S2 Input'!$D87),\"\")","v":""},{"$f":"IFERROR(IF(OR(P87=\"\",'S2 Input'!$D87=\"\"),\"\",P87/'S2 Input'!$D87),\"\")","v":""},{"$f":"IFERROR(IF(OR(Q87=\"\",'S2 Input'!$D87=\"\"),\"\",Q87/'S2 Input'!$D87),\"\")","v":""},{"$f":"IFERROR(IF(OR(R87=\"\",'S2 Input'!$D87=\"\"),\"\",R87/'S2 Input'!$D87),\"\")","v":""},{"$f":"IFERROR(IF(OR(S87=\"\",'S2 Input'!$D87=\"\"),\"\",S87/'S2 Input'!$D87),\"\")","v":""},{"$f":"IFERROR(IF(OR(T87=\"\",'S2 Input'!$D87=\"\"),\"\",T87/'S2 Input'!$D87),\"\")","v":""},{"$f":"IFERROR(IF(OR(U87=\"\",'S2 Input'!$D87=\"\"),\"\",U87/'S2 Input'!$D87),\"\")","v":""},{"$f":"IFERROR(IF(OR(V87=\"\",'S2 Input'!$D87=\"\"),\"\",V87/'S2 Input'!$D87),\"\")","v":""},{"$f":"IFERROR(IF(OR(W87=\"\",'S2 Input'!$D87=\"\"),\"\",W87/'S2 Input'!$D87),\"\")","v":""}]
[0,0,0,{"$f":"IFERROR(repcalc('S2 Input'!$CV88:$GH88,'S2 Input'!$G88,'S2 Input'!$E88,'S2 Input'!$F88,20,TRUE,TRUE),\"\")","v":""},"","","","","","","","","","","","","","","","","","","",{"$f":"IFERROR(IF(OR(D88=\"\",'S2 Input'!$D88=\"\"),\"\",D88/'S2 Input'!$D88),\"\")","v":""},{"$f":"IFERROR(IF(OR(E88=\"\",'S2 Input'!$D88=\"\"),\"\",E88/'S2 Input'!$D88),\"\")","v":""},{"$f":"IFERROR(IF(OR(F88=\"\",'S2 Input'!$D88=\"\"),\"\",F88/'S2 Input'!$D88),\"\")","v":""},{"$f":"IFERROR(IF(OR(G88=\"\",'S2 Input'!$D88=\"\"),\"\",G88/'S2 Input'!$D88),\"\")","v":""},{"$f":"IFERROR(IF(OR(H88=\"\",'S2 Input'!$D88=\"\"),\"\",H88/'S2 Input'!$D88),\"\")","v":""},{"$f":"IFERROR(IF(OR(I88=\"\",'S2 Input'!$D88=\"\"),\"\",I88/'S2 Input'!$D88),\"\")","v":""},{"$f":"IFERROR(IF(OR(J88=\"\",'S2 Input'!$D88=\"\"),\"\",J88/'S2 Input'!$D88),\"\")","v":""},{"$f":"IFERROR(IF(OR(K88=\"\",'S2 Input'!$D88=\"\"),\"\",K88/'S2 Input'!$D88),\"\")","v":""},{"$f":"IFERROR(IF(OR(L88=\"\",'S2 Input'!$D88=\"\"),\"\",L88/'S2 Input'!$D88),\"\")","v":""},{"$f":"IFERROR(IF(OR(M88=\"\",'S2 Input'!$D88=\"\"),\"\",M88/'S2 Input'!$D88),\"\")","v":""},{"$f":"IFERROR(IF(OR(N88=\"\",'S2 Input'!$D88=\"\"),\"\",N88/'S2 Input'!$D88),\"\")","v":""},{"$f":"IFERROR(IF(OR(O88=\"\",'S2 Input'!$D88=\"\"),\"\",O88/'S2 Input'!$D88),\"\")","v":""},{"$f":"IFERROR(IF(OR(P88=\"\",'S2 Input'!$D88=\"\"),\"\",P88/'S2 Input'!$D88),\"\")","v":""},{"$f":"IFERROR(IF(OR(Q88=\"\",'S2 Input'!$D88=\"\"),\"\",Q88/'S2 Input'!$D88),\"\")","v":""},{"$f":"IFERROR(IF(OR(R88=\"\",'S2 Input'!$D88=\"\"),\"\",R88/'S2 Input'!$D88),\"\")","v":""},{"$f":"IFERROR(IF(OR(S88=\"\",'S2 Input'!$D88=\"\"),\"\",S88/'S2 Input'!$D88),\"\")","v":""},{"$f":"IFERROR(IF(OR(T88=\"\",'S2 Input'!$D88=\"\"),\"\",T88/'S2 Input'!$D88),\"\")","v":""},{"$f":"IFERROR(IF(OR(U88=\"\",'S2 Input'!$D88=\"\"),\"\",U88/'S2 Input'!$D88),\"\")","v":""},{"$f":"IFERROR(IF(OR(V88=\"\",'S2 Input'!$D88=\"\"),\"\",V88/'S2 Input'!$D88),\"\")","v":""},{"$f":"IFERROR(IF(OR(W88=\"\",'S2 Input'!$D88=\"\"),\"\",W88/'S2 Input'!$D88),\"\")","v":""}]

{"sheet":"S3 Input","index":4,"n_rows":88,"n_cols":190,"rows_kept":88,"cut":false,"hidden":false,"merged":[[2,3,3,3],[2,4,3,5],[2,6,3,6]]}
[null,"Scenario",3]
[null,"Unit cost","Historical"]
[null,"Lives","Comparative","Unit cost","Replacement \nlife",null,"Method","Quantities ",null,null,null,null,null,null,null,null,null,null,null,null,null,null,null,null,null,null,null,null,null,null,null,null,null,null,null,null,null,null,null,null,null,null,null,null,null,null,null,null,null,null,null,null,null,null,null,null,null,null,null,null,null,null,null,null,null,null,null,null,null,null,null,null,null,null,null,null,null,null,null,null,null,null,null,null,null,null,null,null,null,null,null,null,null,null,null,null,null,null,null,"Replacement Cost (NOT depreciated)"]
[null,null,null,null,null,null,null,"Installation date",null,null,null,null,null,null,null,null,null,null,null,null,null,null,null,null,null,null,null,null,null,null,null,null,null,null,null,null,null,null,null,null,null,null,null,null,null,null,null,null,null,null,null,null,null,null,null,null,null,null,null,null,null,null,null,null,null,null,null,null,null,null,null,null,null,null,null,null,null,null,null,null,null,null,null,null,null,null,null,null,null,null,null,null,null,null,null,null,null,null,null,"Installation date"]
["ID","Asset category","Asset ID","$ ('000)","μ","σ","#",2022,{"$f":"H5-1","v":2021},{"$f":"I5-1","v":2020},2019,2018,2017,2016,2015,2014,2013,2012,2011,2010,2009,2008,2007,2006,2005,2004,2003,2002,2001,2000,1999,1998,1997,1996,1995,1994,1993,1992,1991,1990,1989,1988,1987,1986,1985,1984,1983,1982,1981,1980,1979,1978,1977,1976,1975,1974,1973,1972,1971,1970,1969,1968,1967,1966,1965,1964,1963,1962,1961,1960,1959,1958,1957,{"$f":"BU5-1","v":1956},1955,1954,1953,1952,1951,1950,1949,1948,1947,1946,1945,1944,1943,1942,1941,1940,1939,1938,1937,1936,1935,1934,1933,1932,null,{"$f":"H5","v":2022},{"$f":"I5","v":2021},2020,2019,2018,2017,2016,2015,2014,2013,2012,2011,2010,2009,2008,2007,2006,2005,2004,2003,2002,2001,2000,1999,1998,1997,1996,1995,1994,1993,1992,1991,1990,1989,1988,1987,1986,1985,1984,1983,1982,1981,1980,1979,1978,1977,1976,1975,1974,1973,1972,1971,1970,1969,1968,1967,1966,1965,1964,1963,1962,1961,1960,1959,1958,{"$f":"BU5","v":1957},1956,1955,1954,1953,1952,1951,1950,1949,1948,1947,1946,1945,1944,1943,1942,1941,1940,1939,1938,1937,1936,1935,1934,1933,1932]
[]
[]
[]
[]
[]
[]
[]
[]
[]
[]
[]
[]
[]
[]
[]
[2,"POLES ","staked wooden pole",9.2201467473448844,29.664100122473336,{"$f":"SQRT(E21)","v":5.4464759360960491},2,257,286,273,290,175,342,271,266,161,238,314,389,230,325,162,189,168,276,418,522,406,762,48,11,19,0,0,0,0,0,0,0,0,0,0,0,0,0,0,0,0,0,0,0,0,0,0,0,0,0,0,0,0,0,0,0,0,0,0,0,0,0,0,0,0,0,0,0,0,0,0,0,0,0,0,0,0,0,0,0,0,0,0,0,0,0,0,0,0,0,0,null,{"$f":"$D21*H21","v":2369.5777140676355},{"$f":"$D21*I21","v":2636.961969740637},2517.1000620251534,2673.8425567300164,1613.5256807853548,3153.2901875919506,2498.6597685304637,2452.5590347937391,1484.4436263225264,2194.3949258680823,2895.1260786662938,3586.6370847171602,2120.6337518893233,2996.5476928870876,1493.6637730698712,1742.6077352481832,1548.9846535539405,{"$f":"$D21*Y21","v":2544.7605022671883},3854.0213403901616,4812.91660211403,3743.3795794220232,7025.7518214768015,442.56704387255445,101.42161422079373,175.18278819955282,0,0,0,0,0,0,0,0,{"$f":"$D21*AO21","v":0},0,0,0,0,0,0,0,0,0,0,0,0,0,0,0,{"$f":"$D21*BE21","v":0},0,0,0,0,0,0,0,0,0,0,0,0,0,0,0,{"$f":"$D21*BU21","v":0},0,0,0,0,0,0,0,0,0,0,0,0,0,0,0,{"$f":"$D21*CK21","v":0},0,0,0,0,0,0,0,0,0]
[2,"POLES ","˂ = 1 kv ; wood",7.4151579380729045,70.808604055078234,{"$f":"SQRT(E22)","v":8.4147848490070274},2,558,7309,1704,1208,2188,1461,1341,1682,1898,1788,1218,1191,1155,1439,1762,1518,1631,1843,1295,1733,1145,1137,1769,1109,915,1715,1386,1395,1784,1415,1028,1723,2101,2239,1832,1745,1673,2087,1089,1277,2736,3289,2243,1872,1851,1888,1847,2177,1957,2801,2470,3054,2369,3361,3341,1902,2173,1627,1572,1255,683,96,156,23,46,31,3,0,3,0,21,35,25,23,1,1,0,0,0,0,0,0,0,0,0,0,0,0,0,0,0,null,{"$f":"$D22*H22","v":4137.6581294446805},54197.389369374861,12635.429126476229,8957.5107891920688,16224.365568503516,10833.545747524513,9943.7267949557645,12472.295651838625,14073.969766462373,13258.302393274353,9031.6623685727973,8831.4531042448289,8564.5074184742043,10670.41227288691,13065.508286884458,11256.209749994669,12094.122596996907,13666.136079868364,9602.6295298044115,12850.468706680344,8490.3558390934759,8431.034575588892,13117.414392450968,8223.4101533228513,6784.8695133367073,12716.995863795031,10277.408902169045,10344.145323611701,13228.641761522062,10492.44848237316,7622.7823603389461,12776.317127299615,15579.246827891173,16602.538623345234,13584.569342549561,12939.450601937218,12405.559230395969,15475.434616758152,8075.1069945613926,9469.1566869190992,20287.872118567466,24388.454458321783,16632.199255097526,13881.175660072477,13725.457343372946,13999.818187081644,13695.796711620655,16142.798831184713,14511.464084808675,20769.857384542207,18315.440107040075,22645.892342874649,17566.509155294712,24922.345829863032,24774.042671101575,14103.630398214664,16113.138199432422,12064.461965244616,11656.628278650605,9306.0232122814959,5064.5528717037942,711.8551620549988,1156.7646383393731,170.54863257567681,341.09726515135361,229.86989608026005,22.245473814218713,0,22.245473814218713,0,155.71831669953099,259.53052783255168,185.37894845182262,170.54863257567681,7.4151579380729045,7.4151579380729045,0,0,0,0,0,0,0,0,0,0,0,0,0,0,0]
[2,"POLES ","> 1 kv & < = 11 kv ; wood",8.4080805062383561,69.633534463591729,8.3446710218912603,2,460,2320,2186,2385,2691,2114,2549,2831,3724,3452,2932,2868,2372,2454,2593,2492,2491,3106,1486,3171,2530,2570,2558,1903,1554,2803,2169,1934,2480,1831,1932,2711,3474,3006,2328,2664,2204,3306,2174,2482,4000,3769,2997,2092,2265,2258,2303,2423,1723,2678,2198,3159,2384,2715,3233,1663,2100,1139,1168,791,436,58,29,14,8,8,1,0,2,1,9,15,11,19,0,0,0,0,0,0,0,0,0,0,0,0,0,0,0,0,0,null,3867.7170328696438,19506.746774472987,18380.063986637047,20053.27200737848,22626.144642287418,17774.682190187887,21432.197210401569,23803.275913160785,31311.69180523164,29024.693907534805,24652.492044290859,24114.374891891606,19943.966960797381,20633.429562308927,21802.152752676058,20952.936621545985,20944.528541039745,26115.498052376333,12494.407632270197,26662.023285281826,21272.443680783043,21608.766901032574,21507.869934957715,16000.577203371591,13066.157106694405,23567.849658986113,18237.126618030994,16261.227699064981,20852.039655471122,15395.19540692243,16244.411538052504,22794.306252412185,29209.67167867205,25274.690001752497,19574.011418522892,22399.126468618982,18531.409435749338,27797.114153624007,18279.167020562185,20868.855816483599,33632.322024953428,31690.055428012365,25199.017277196352,17589.704419050642,19044.302346629876,18985.445783086208,19363.809405866934,20372.779066615538,14487.122712248687,22516.839595706319,18480.960952711906,26561.126319206967,20044.86392687224,22827.938574437136,27183.324276668605,13982.637881874387,17656.969063100547,9576.8036966054879,9820.6380312864003,6650.7916804345396,3665.9231007199232,487.66866936182464,243.83433468091232,117.71312708733699,67.264644049906849,67.264644049906849,8.4080805062383561,0,16.816161012476712,8.4080805062383561,75.672724556145198,126.12120759357535,92.488885568621924,159.75352961852877,0,0,0,0,0,0,0,0,0,0,0,0,0,0,0,0,0]
[2,"POLES ","˃ 11 kv & < = 22 kv ; wood",8.9062242352417069,66.062540658615333,8.1278866046848446,2,12,47,102,81,146,129,73,82,61,56,51,46,29,73,55,53,37,45,14,39,32,61,61,37,36,61,30,46,59,37,21,32,96,109,48,50,62,128,79,61,176,143,51,30,26,37,59,50,35,25,39,49,26,21,39,12,42,15,8,8,6,0,1,0,0,0,0,0,0,0,0,0,0,0,0,0,0,0,0,0,0,0,0,0,0,0,0,0,0,0,0,null,106.87469082290048,418.59253905636024,908.43487199465415,721.40416305457825,1300.3087383452892,1148.9029263461803,650.15436917264458,730.31038728981991,543.27967834974413,498.74855717353557,454.21743599732707,409.68631482111851,258.28050282200951,650.15436917264458,489.84233293829391,472.02988446781046,329.53029670394318,400.78009058587679,124.68713929338389,347.34274517442657,284.99917552773462,543.27967834974413,543.27967834974413,329.53029670394318,320.62407246870146,543.27967834974413,267.18672705725123,409.68631482111851,525.46722987926069,329.53029670394318,187.03070894007584,284.99917552773462,854.99752658320381,970.77844164134603,427.4987632916019,445.31121176208535,552.1859025849858,1139.9967021109385,703.5917145840948,543.27967834974413,1567.4954654025405,1273.590065639564,454.21743599732707,267.18672705725123,231.56183011628437,329.53029670394318,525.46722987926069,445.31121176208535,311.71784823345973,222.65560588104267,347.34274517442657,436.40498752684363,231.56183011628437,187.03070894007584,347.34274517442657,106.87469082290048,374.06141788015168,133.59336352862562,71.249793881933655,71.249793881933655,53.437345411450238,0,8.9062242352417069,0,0,0,0,0,0,0,0,0,0,0,0,0,0,0,0,0,0,0,0,0,0,0,0,0,0,0,0]
[2,"POLES ","> 22 kv & < = 66 kv ; wood",14.464501612763382,64.593201424488484,8.0369895747405629,2,27,248,301,537,378,356,301,430,516,495,444,650,357,396,323,303,368,408,206,309,373,295,250,173,224,238,928,261,422,211,188,364,413,256,224,261,262,343,171,242,485,523,420,411,492,448,419,431,317,627,554,713,520,476,656,223,415,552,330,155,40,3,7,0,1,1,0,0,0,0,1,0,0,0,0,0,0,0,0,0,0,0,0,0,0,0,0,0,0,0,0,null,390.54154354461133,3587.1963999653185,4353.8149854417779,7767.4373660539359,5467.581609624558,5149.3625741437636,4353.8149854417779,6219.7356934882537,7463.6828321859048,7159.9282983178737,6422.2387160669414,9401.9260482961981,5163.8270757565269,5727.9426386542991,4672.0340209225724,4382.7439886673046,5322.9365934969246,5901.5166580074601,2979.6873322292568,4469.5309983438847,5395.2591015607413,4267.0279757651979,3616.1254031908452,2502.3587790080651,3240.0483612589974,3442.5513838376846,13423.057496644418,3775.2349209312424,6104.0196805861469,3052.0098402930735,2719.3263031995157,5265.0785870458712,5973.8391660712768,3702.9124128674257,3240.0483612589974,3775.2349209312424,3789.6994225440062,4961.3240531778401,2473.4297757825384,3500.4093902887385,7015.2832821902402,7564.9343434752482,6075.0906773606202,5944.9101628457502,7116.5347934795836,6480.0967225179947,6060.6261757478569,6234.2001951010179,4585.2470112459923,9069.2425112026394,8013.3338934709136,10313.189649900291,7521.5408386369581,6885.1027676753693,9488.7130579727782,3225.583859646234,6002.7681692968035,7984.4048902453869,4773.2855322119158,2241.997749978324,578.58006451053529,43.393504838290141,101.25151128934367,0,14.464501612763382,14.464501612763382,0,0,0,0,14.464501612763382,0,0,0,0,0,0,0,0,0,0,0,0,0,0,0,0,0,0,0,0]
[2,"POLES ","> 66 kv & < = 132 kv ; wood",14.193255978420531,63.751357684510282,7.9844447323849819,2,0,72,30,82,76,53,74,49,57,39,75,69,45,36,43,48,37,57,26,27,54,48,20,27,32,34,34,26,28,39,282,74,36,30,42,88,20,25,35,25,35,37,27,78,164,72,59,52,16,20,83,141,131,76,83,24,26,44,39,88,20,9,2,4,0,1,0,0,0,0,0,2,0,0,0,0,0,0,0,0,0,0,0,0,0,0,0,0,0,0,0,null,0,1021.9144304462782,425.79767935261594,1163.8469902304835,1078.6874543599604,752.24256685628814,1050.3009424031193,695.46954294260604,809.01559076997023,553.53698315840074,1064.4941983815397,979.33466251101663,638.69651902892394,510.95721522313909,610.31000707208284,681.27628696418549,525.15047120155964,809.01559076997023,369.02465543893379,383.21791141735434,766.43582283470869,681.27628696418549,283.86511956841059,383.21791141735434,454.18419130945699,482.57070326629804,482.57070326629804,369.02465543893379,397.4111673957749,553.53698315840074,4002.4981859145896,1050.3009424031193,510.95721522313909,425.79767935261594,596.11675109366229,1249.0065261010068,283.86511956841059,354.8313994605133,496.76395924471859,354.8313994605133,496.76395924471859,525.15047120155964,383.21791141735434,1107.0739663168015,2327.6939804609669,1021.9144304462782,837.40210272681134,738.04931087786758,227.0920956547285,283.86511956841059,1178.0402462089041,2001.2490929572948,1859.3165331730895,1078.6874543599604,1178.0402462089041,340.63814348209274,369.02465543893379,624.50326305050339,553.53698315840074,1249.0065261010068,283.86511956841059,127.73930380578477,28.386511956841062,56.773023913682124,0,14.193255978420531,0,0,0,0,0,28.386511956841062,0,0,0,0,0,0,0,0,0,0,0,0,0,0,0,0,0,0,0]
[2,"POLES ","˂ = 1 kv ; concrete",9.4148955296393098,61.217208351220648,7.8241426591813017,2,14,15,12,39,92,38,68,75,66,57,70,92,123,119,109,91,64,92,23,13,1,0,3,3,4,54,48,174,120,93,34,69,62,112,92,39,158,133,4,3,10,3,1,0,2,0,0,2,2,0,0,0,2,0,0,1,1,1,0,0,0,0,1,0,0,0,0,0,0,0,0,0,0,0,0,0,0,0,0,0,0,0,0,0,0,0,0,0,0,0,0,null,131.80853741495034,141.22343294458966,112.97874635567172,367.18092565593309,866.17038872681655,357.7660301262938,640.21289601547301,706.11716472294825,621.38310495619442,536.6490451894407,659.04268707475171,866.17038872681655,1158.0321501456351,1120.3725680270779,1026.2236127306849,856.7554931971772,602.55331389691582,866.17038872681655,216.54259718170414,122.39364188531103,9.4148955296393098,0,28.244686588917929,28.244686588917929,37.659582118557239,508.40435860052276,451.91498542268687,1638.1918221572398,1129.7874635567173,875.58528425645579,320.1064480077365,649.62779154511236,583.72352283763723,1054.4682993196027,866.17038872681655,367.18092565593309,1487.5534936830109,1252.1811054420282,37.659582118557239,28.244686588917929,94.148955296393098,28.244686588917929,9.4148955296393098,0,18.82979105927862,0,0,18.82979105927862,18.82979105927862,0,0,0,18.82979105927862,0,0,9.4148955296393098,9.4148955296393098,9.4148955296393098,0,0,0,0,9.4148955296393098,0,0,0,0,0,0,0,0,0,0,0,0,0,0,0,0,0,0,0,0,0,0,0,0,0,0,0,0]
[2,"POLES ","> 1 kv & < = 11 kv ; concrete",11.685070772257893,54.095294404026149,7.3549503332127371,2,6,157,121,281,379,209,273,405,537,525,455,454,703,1005,1551,1012,648,708,153,234,8,2,9,10,8,77,78,166,314,155,175,269,226,302,304,199,294,214,46,7,6,8,3,0,1,0,0,2,0,3,0,2,0,0,0,0,1,2,0,0,0,0,0,0,0,0,0,0,0,0,0,0,0,0,0,0,0,0,0,0,0,0,0,0,0,0,0,0,0,0,0,null,70.110424633547353,1834.5561112444891,1413.893563443205,3283.5048870044679,4428.6418226857413,2442.1797914018998,3190.0243208264046,4732.4536627644466,6274.8830047024885,6134.6621554353933,5316.7072013773413,5305.0221306050835,8214.6047528972995,11743.496126119182,18123.544767771993,11825.291621524988,7571.9258604231145,8273.0301067585879,1787.8158281554577,2734.3065607083468,93.480566178063143,23.370141544515786,105.16563695032103,116.85070772257893,93.480566178063143,899.75044946385776,911.43552023611562,1939.7217481948103,3669.1122224889782,1811.1859696999734,2044.8873851451312,3143.2840377373732,2640.8259945302839,3528.8913732218834,3552.2615147663996,2325.3290836793208,3435.4108070438206,2500.6051452631891,537.51325552386311,81.795495405805255,70.110424633547353,93.480566178063143,35.055212316773677,0,11.685070772257893,0,0,23.370141544515786,0,35.055212316773677,0,23.370141544515786,0,0,0,0,11.685070772257893,23.370141544515786,0,0,0,0,0,0,0,0,0,0,0,0,0,0,0,0,0,0,0,0,0,0,0,0,0,0,0,0,0,0,0,0,0]
[2,"POLES ","˃ 11 kv & < = 22 kv ; concrete",13.55489691181304,59.373878556320328,7.7054447344926382,2,0,22,11,64,19,11,2,8,135,10,34,20,39,49,116,35,23,17,11,12,0,1,3,13,0,24,31,62,68,19,61,97,67,116,92,65,45,51,2,2,4,1,1,0,0,0,0,0,0,0,0,0,0,0,0,0,0,0,0,0,0,0,0,0,0,0,0,0,0,0,0,0,0,0,0,0,0,0,0,0,0,0,0,0,0,0,0,0,0,0,0,null,0,298.20773205988689,149.10386602994345,867.51340235603459,257.54304132444776,149.10386602994345,27.109793823626081,108.43917529450432,1829.9110830947604,135.5489691181304,460.86649500164339,271.0979382362608,528.64097956070862,664.18994867883896,1572.3680417703126,474.42139191345643,311.76262897169994,230.43324750082169,149.10386602994345,162.65876294175649,0,13.55489691181304,40.664690735439123,176.21365985356954,0,325.31752588351299,420.20180426620425,840.4036085324085,921.73299000328677,257.54304132444776,826.84871162059551,1314.8250004458648,908.17809309147367,1572.3680417703126,1247.0505158867998,881.06829926784758,609.97036103158678,691.29974250246505,27.109793823626081,27.109793823626081,54.219587647252162,13.55489691181304,13.55489691181304,0,0,0,0,0,0,0,0,0,0,0,0,0,0,0,0,0,0,0,0,0,0,0,0,0,0,0,0,0,0,0,0,0,0,0,0,0,0,0,0,0,0,0,0,0,0,0,0]
[2,"POLES ","> 22 kv & < = 66 kv ; concrete",24.335704495211871,56.52271194379005,7.5181588134190172,2,1,21,61,38,41,30,36,93,64,717,158,364,165,195,141,180,201,146,29,22,18,18,18,19,1,4,221,48,71,18,12,28,42,122,30,74,83,165,28,37,4,1,2,0,1,1,2,2,2,0,0,5,1,0,0,1,1,2,1,1,0,0,1,0,0,0,0,0,0,0,0,0,0,0,0,0,0,0,0,0,0,0,0,0,0,0,0,0,0,0,0,null,24.335704495211871,511.0497943994493,1484.477974207924,924.75677081805111,997.76388430368672,730.07113485635614,876.08536182762737,2263.2205180547039,1557.4850876935598,17448.700123066912,3845.0413102434759,8858.1964362571216,4015.3912417099586,4745.4623765663146,3431.3343338248737,4380.4268091381364,4891.476603537586,3553.012856300933,705.73543036114427,535.38549889466117,438.04268091381368,438.04268091381368,438.04268091381368,462.37838540902555,24.335704495211871,97.342817980847485,5378.1906934418239,1168.1138157701698,1727.835019160043,438.04268091381368,292.02845394254246,681.3997258659324,1022.0995887988986,2968.9559484158481,730.07113485635614,1800.8421326456785,2019.8634731025854,4015.3912417099586,681.3997258659324,900.42106632283924,97.342817980847485,24.335704495211871,48.671408990423743,0,24.335704495211871,24.335704495211871,48.671408990423743,48.671408990423743,48.671408990423743,0,0,121.67852247605936,24.335704495211871,0,0,24.335704495211871,24.335704495211871,48.671408990423743,24.335704495211871,24.335704495211871,0,0,24.335704495211871,0,0,0,0,0,0,0,0,0,0,0,0,0,0,0,0,0,0,0,0,0,0,0,0,0,0,0,0]
[2,"POLES ","> 66 kv & < = 132 kv ; concrete",29.452958593750001,53.884527064126004,7.3406080854467364,2,0,21,0,21,2,9,33,47,86,35,84,101,57,25,50,321,94,54,19,4,49,8,6,0,1,12,167,0,54,191,26,4,87,76,26,432,2,4,0,2,0,2,0,0,1,0,1,0,0,0,3,0,0,0,0,0,0,2,0,0,0,0,0,0,0,0,0,0,0,0,0,0,0,0,0,0,0,0,0,0,0,0,0,0,0,0,0,0,0,0,0,null,0,618.51213046875,0,618.51213046875,58.905917187500002,265.07662734375003,971.94763359375008,1384.28905390625,2532.9544390625001,1030.8535507812501,2474.048521875,2974.7488179687502,1678.8186398437501,736.32396484374999,1472.6479296875,9454.3997085937499,2768.5781078125001,1590.4597640625,559.60621328125001,117.811834375,1443.1949710937502,235.62366875000001,176.71775156250001,0,29.452958593750001,353.43550312500003,4918.6440851562502,0,1590.4597640625,5625.5150914062506,765.77692343750005,117.811834375,2562.4073976562499,2238.424853125,765.77692343750005,12723.6781125,58.905917187500002,117.811834375,0,58.905917187500002,0,58.905917187500002,0,0,29.452958593750001,0,29.452958593750001,0,0,0,88.358875781250006,0,0,0,0,0,0,58.905917187500002,0,0,0,0,0,0,0,0,0,0,0,0,0,0,0,0,0,0,0,0,0,0,0,0,0,0,0,0,0,0,0,0,0]
[2,"POLES ","˂ = 1 kv ; steel",8.2226059606616744,66.271484508302052,8.140729973921383,2,1,10,28,39,16,29,12,17,16,54,47,16,20,71,59,27,23,76,17,14,8,2,12,8,4,14,12,10,20,7,9,6,6,4,7,5,5,6,2,3,0,2,4,2,3,0,3,6,2,6,1,3,0,4,3,1,6,4,6,2,1,0,0,0,0,0,0,0,0,0,0,0,0,0,0,0,0,0,0,0,0,0,0,0,0,0,0,0,0,0,0,null,8.2226059606616744,82.226059606616744,230.23296689852688,320.68163246580531,131.56169537058679,238.45557285918855,98.671271527940092,139.78430133124846,131.56169537058679,444.02072187573043,386.4624801510987,131.56169537058679,164.45211921323349,583.80502320697883,485.13375167903877,222.01036093786522,189.11993709521852,624.91805301028728,139.78430133124846,115.11648344926344,65.780847685293395,16.445211921323349,98.671271527940092,65.780847685293395,32.890423842646697,115.11648344926344,98.671271527940092,82.226059606616744,164.45211921323349,57.558241724631721,74.003453645955062,49.335635763970046,49.335635763970046,32.890423842646697,57.558241724631721,41.113029803308372,41.113029803308372,49.335635763970046,16.445211921323349,24.667817881985023,0,16.445211921323349,32.890423842646697,16.445211921323349,24.667817881985023,0,24.667817881985023,49.335635763970046,16.445211921323349,49.335635763970046,8.2226059606616744,24.667817881985023,0,32.890423842646697,24.667817881985023,8.2226059606616744,49.335635763970046,32.890423842646697,49.335635763970046,16.445211921323349,8.2226059606616744,0,0,0,0,0,0,0,0,0,0,0,0,0,0,0,0,0,0,0,0,0,0,0,0,0,0,0,0,0,0]
[2,"POLES ","> 1 kv & < = 11 kv ; steel",10.461670274102598,61.769553775200471,7.8593609011929511,2,4,10,0,5,8,113,23,1,1,7,4,6,14,35,27,27,8,4,1,2,2,3,4,0,0,0,2,3,0,5,0,0,0,0,1,1,0,1,0,0,0,1,0,1,0,0,0,0,1,3,1,5,1,0,0,0,0,0,0,0,0,0,0,0,0,0,0,0,0,0,0,0,0,0,0,0,0,0,0,0,0,0,0,0,0,0,0,0,0,0,0,null,41.846681096410393,104.61670274102599,0,52.308351370512995,83.693362192820786,1182.1687409735937,240.61841630435976,10.461670274102598,10.461670274102598,73.231691918718184,41.846681096410393,62.770021644615589,146.46338383743637,366.15845959359092,282.46509740077016,282.46509740077016,83.693362192820786,41.846681096410393,10.461670274102598,20.923340548205196,20.923340548205196,31.385010822307795,41.846681096410393,0,0,0,20.923340548205196,31.385010822307795,0,52.308351370512995,0,0,0,0,10.461670274102598,10.461670274102598,0,10.461670274102598,0,0,0,10.461670274102598,0,10.461670274102598,0,0,0,0,10.461670274102598,31.385010822307795,10.461670274102598,52.308351370512995,10.461670274102598,0,0,0,0,0,0,0,0,0,0,0,0,0,0,0,0,0,0,0,0,0,0,0,0,0,0,0,0,0,0,0,0,0,0,0,0,0,0]
[2,"POLES ","˃ 11 kv & < = 22 kv ; steel",12.470916110469489,47.795479044562015,6.9134274455267128,2,0,0,0,6,9,88,64,153,0,0,0,0,13,0,0,0,1,0,0,0,0,0,0,0,0,0,0,0,0,0,0,0,0,0,0,0,0,0,0,0,0,0,0,0,0,0,0,0,0,0,0,0,0,0,0,0,0,0,0,0,0,0,0,0,0,0,0,0,0,0,0,0,0,0,0,0,0,0,0,0,0,0,0,0,0,0,0,0,0,0,0,null,0,0,0,74.825496662816931,112.2382449942254,1097.440617721315,798.13863107004727,1908.0501649018317,0,0,0,0,162.12190943610335,0,0,0,12.470916110469489,0,0,0,0,0,0,0,0,0,0,0,0,0,0,0,0,0,0,0,0,0,0,0,0,0,0,0,0,0,0,0,0,0,0,0,0,0,0,0,0,0,0,0,0,0,0,0,0,0,0,0,0,0,0,0,0,0,0,0,0,0,0,0,0,0,0,0,0,0,0,0,0,0,0]
[2,"POLES ","> 22 kv & < = 66 kv ; steel",24.292420149299083,61.162024947307394,7.8206153816248625,2,0,9,10,57,3,17,22,114,11,26,19,89,19,1,35,0,5,6,0,0,0,4,1,1,0,0,0,1,0,0,0,1,0,0,0,0,0,0,0,0,0,0,0,0,0,0,0,1,0,0,0,0,0,0,0,0,0,0,0,0,0,0,0,0,0,0,0,0,0,0,0,0,0,0,0,0,0,0,0,0,0,0,0,0,0,0,0,0,0,0,0,null,0,218.63178134369176,242.92420149299085,1384.6679485100478,72.877260447897243,412.97114253808439,534.43324328457982,2769.3358970200957,267.21662164228991,631.60292388177618,461.55598283668257,2162.0253932876185,461.55598283668257,24.292420149299083,850.23470522546791,0,121.46210074649542,145.75452089579449,0,0,0,97.169680597196333,24.292420149299083,24.292420149299083,0,0,0,24.292420149299083,0,0,0,24.292420149299083,0,0,0,0,0,0,0,0,0,0,0,0,0,0,0,24.292420149299083,0,0,0,0,0,0,0,0,0,0,0,0,0,0,0,0,0,0,0,0,0,0,0,0,0,0,0,0,0,0,0,0,0,0,0,0,0,0,0,0,0,0,0]
[2,"POLES ","> 66 kv & < = 132 kv ; steel",28.37657281394792,62.741360400155131,7.9209444133988924,2,0,2,2,0,0,0,0,1,0,12,0,0,3,6,89,40,0,2,0,0,0,0,0,0,0,2,0,0,0,0,0,0,0,0,0,0,0,0,0,0,0,0,0,0,0,0,0,0,0,0,0,0,0,0,0,0,0,0,0,0,0,0,0,0,0,0,0,0,0,0,0,0,0,0,0,0,0,0,0,0,0,0,0,0,0,0,0,0,0,0,0,null,0,56.75314562789584,56.75314562789584,0,0,0,0,28.37657281394792,0,340.51887376737506,0,0,85.129718441843764,170.25943688368753,2525.514980441365,1135.0629125579169,{"$f":"$D36*X36","v":0},56.75314562789584,0,0,0,0,0,0,0,56.75314562789584,0,0,0,0,0,0,{"$f":"$D36*AN36","v":0},0,0,0,0,0,0,0,0,0,0,0,0,0,0,0,{"$f":"$D36*BD36","v":0},0,0,0,0,0,0,0,0,0,0,0,0,0,0,0,{"$f":"$D36*BT36","v":0},0,0,0,0,0,0,0,0,0,0,0,0,0,0,0,{"$f":"$D36*CJ36","v":0},0,0,0,0,0,0,0,0,0,0]
[1,"OVERHEAD CONDUCTORS ","˂ = 1 kv",78.472207339272373,72.67207791323176,8.5247919571818151,2,31.528300000000062,54.120600000000017,86.642400000000052,100.08099999999999,147.5308,165.31909999999999,110.6018,154.66659999999999,180.85059999999999,194.3956,221.64440000000002,177.25139999999999,150.88479999999998,161.57640000000001,157.1482,161.81979999999999,174.77969999999999,291.43689999999998,190.53100000000001,167.4905,105.2247,109.7645,156.46039999999999,115.5355,138.64749999999998,147.2286,199.7672,225.64940000000001,330.50710000000004,236.54770000000002,200.24419999999998,376.71049999999997,419.72899999999998,364.27549999999997,240.41809999999998,242.68509999999998,196.3109,407.59640000000002,148.88220000000001,165.98419999999999,509.96799999999996,538.5304000000001,363.41030000000001,260.52080000000001,249.25909999999999,262.99789999999996,235.26459999999997,311.55289999999997,141.45850000000002,376.82309999999995,347.4477,527.25660000000005,344.6798,515.51339999999993,600.46930000000009,125.65089999999998,155.37259999999998,72.691799999999986,18.002200000000013,11.2745,8.5801999999999996,3.6318000000000001,0,0,0,0,0,0,0,0,0,0,0,0,0,0,0,0,0,0,0,0,0,0,0,0,0,0,0,0,0,null,2474.0952946547859,4246.9629445258261,6799.0203771721763,7853.5769827217173,11577.067526528725,12972.954692341902,8679.1673816967341,12137.029503660304,14191.745780631811,15254.651829042257,17392.925312388623,13909.308611976303,11840.263309944643,12679.256761933209,12331.766133393443,12698.356897199586,13715.348857095823,22869.696843114787,14951.388136558904,13143.3492433584,8257.2144756127327,8613.4626024915615,12277.79294918549,9066.3257110465038,10879.975367071766,11553.353225470797,15676.173137985892,17707.20650278241,25935.621678301632,18562.420160027999,15713.604380886723,29561.304462880962,32937.061114305456,28585.502564617109,18866.138991313917,19044.035485352048,15404.949647759166,31984.989211541,11683.114867527018,13025.146557443253,40018.314632394053,42259.669207301296,28517.608410827175,20443.642233793111,19559.911776400426,20638.02573859322,18461.732470790976,24448.243765951589,11100.560741902462,29570.140433427365,27264.987953953307,41374.989236199799,27047.784731258933,40453.474410973249,47120.151410467748,9860.103477166178,12192.430882041828,5704.2860014649186,1412.6723709630501,884.73490164662633,673.30723341242481,284.99536261476942,0,0,0,0,0,0,0,0,0,0,0,0,0,0,0,0,0,0,0,0,0,0,0,0,0,0,0,0,0]
[1,"OVERHEAD CONDUCTORS ","> 1 kv & < = 11 kv",86.304162711251664,81.140834933847245,9.0078207649712514,2,90.65799999999993,137.76600000000022,134.76909999999995,147.52779999999987,161.81089999999972,170.47720000000001,172.42380000000017,226.47550000000001,332.04460000000006,348.28319999999997,237.03500000000003,149.97710000000009,159.37800000000016,178.19020000000015,163.38880000000012,183.06229999999974,217.89389999999963,242.53440000000001,198.27070000000023,168.69680000000005,97.234300000000118,142.82319999999982,128.7902,108.89709999999999,113.1948,141.80780000000007,197.77860000000035,209.63429999999994,229.65059999999974,206.23439999999968,181.68199999999979,251.28170000000023,295.25250000000011,237.87779999999967,174.4700000000002,228.77809999999977,134.82649999999998,265.29159999999996,127.4396999999999,153.01530000000014,388.78509999999994,311.26270000000073,192.24199999999976,124.69950000000007,137.22669999999982,150.50779999999966,138.97440000000014,166.78780000000015,88.348400000000055,211.39739999999983,130.76340000000008,213.64639999999969,136.52120000000016,149.18370000000002,172.04780000000005,49.522999999999946,72.426799999999957,46.85390000000001,28.951199999999996,6.4823000000000004,5.2671000000000001,9.5996999999999986,0,0,0,0,0,0,0,0,0,0,0,0,0,0,0,0,0,0,0,0,0,0,0,0,0,0,0,0,0,null,7824.1627830766474,11889.779280078315,11631.134334848943,12732.263255632983,13964.954242054047,14712.892007358592,14880.89169049233,19545.778402112079,28656.831185792478,30058.289962395404,20457.107208261539,12943.64804136167,13754.984844593881,15378.556014350488,14101.133580396167,15799.038525495942,18805.150599389166,20931.728320675797,17111.586753673786,14559.236076067484,8391.7248483146686,12326.236691741622,11115.130376414643,9398.2730371834423,9769.1824372675892,12238.60344492464,17069.116475203587,18092.312737059339,19819.80274913655,17798.887214257331,15679.912889705607,21686.656723159947,25481.519800903843,20529.844356594553,15057.487268232095,19744.502367170986,11636.088193788572,22895.769412328289,10998.57660467309,13205.857348510999,33553.772530110247,26863.266706743576,16591.284847936422,10762.085938011733,11843.235445128103,12989.449660512493,11994.069230298586,14394.481429451713,7624.834688878751,18244.475606335538,11285.425750276492,18438.573668273129,11782.347858335344,12875.174318666555,14848.441325312888,4274.0410499493119,6250.7343318552785,4043.6866092567152,2498.6090754859888,559.4494739431467,454.57265541643363,828.4940707792025,0,0,0,0,0,0,0,0,0,0,0,0,0,0,0,0,0,0,0,0,0,0,0,0,0,0,0,0,0]
[1,"OVERHEAD CONDUCTORS ","˃ 11 kv & < = 22 kv ; swer",46.45681282553231,79.584247200867068,8.9210003475432664,2,0.95579999999999998,8.4952000000000005,18.117599999999999,10.333699999999999,29.437799999999999,36.086300000000001,32.221599999999988,12.047299999999998,24.960699999999999,0.53979999999999995,2.6016999999999997,1.9256000000000002,0.75169999999999992,1.0162000000000002,3.1975000000000002,2.2725999999999997,6.6721999999999992,2.2290000000000005,2.7507999999999999,0.80869999999999997,16.980700000000002,4.9052999999999987,36.745499999999993,10.0631,4.7318000000000007,0.92459999999999998,5.5383999999999993,6.730900000000001,24.222500000000007,6.8220999999999998,4.6368999999999998,1.2252000000000001,3.1483000000000008,15.8055,6.7728999999999999,7.4218999999999999,20.493499999999997,17.145699999999998,4.5126999999999997,6.3233999999999986,39.318799999999989,13.238499999999998,0,0,0,8.0192000000000014,9.0336999999999996,0.1767,3.1706000000000003,5.5628000000000011,0,0,0,0,0,0,0,0,0,0,0,0,0,0,0,0,0,0,0,0,0,0,0,0,0,0,0,0,0,0,0,0,0,0,0,0,0,0,0,0,0,null,44.403421698643783,394.65991631546211,841.68595204786413,480.07076669520319,1367.5863645954551,1676.4544846660067,1496.9128401391713,559.67916115303535,1159.5945678942644,25.077387563222338,120.8666899281874,89.457238776845031,34.921586200952632,47.209413193305942,148.54565900963956,105.57775282730472,309.96914653451665,103.55223578811155,127.79340072047428,37.569624532007978,788.86920154651659,227.88460395308357,1707.0788156805972,467.4995531446142,219.82434692785381,42.953969138487174,257.2964121529281,312.69616144737546,1125.3001486664568,316.93302277706397,215.41559539071076,56.918887073842193,146.2599838186234,734.27315511395091,314.64734758604777,344.79781910981825,952.06269364004629,796.53457566272925,209.64565923777965,293.76501022097096,1826.6261321245393,615.01851659080944,0,0,0,372.54647341050878,419.67691002201121,8.2089188262715584,147.29597074463277,258.4299583858712,0,0,0,0,0,0,0,0,0,0,0,0,0,0,0,0,0,0,0,0,0,0,0,0,0,0,0,0,0,0,0,0,0,0,0,0,0,0,0,0,0]
["","OVERHEAD CONDUCTORS ","˃ 11 kv & < = 22 kv ; single-phase","",0,0,2,0,0,0,0,0,0,0,0,0,0,0,0,0,0,0,0,0,0,0,0,0,0,0,0,0,0,0,0,0,0,0,0,0,0,0,0,0,0,0,0,0,0,0,0,0,0,0,0,0,0,0,0,0,0,0,0,0,0,0,0,0,0,0,0,0,0,0,0,0,0,0,0,0,0,0,0,0,0,0,0,0,0,0,0,0,0,0,0,0,0,0,null,{"$error":"#VALUE!"},{"$error":"#VALUE!"},{"$error":"#VALUE!"},{"$error":"#VALUE!"},{"$error":"#VALUE!"},{"$error":"#VALUE!"},{"$error":"#VALUE!"},{"$error":"#VALUE!"},{"$error":"#VALUE!"},{"$error":"#VALUE!"},{"$error":"#VALUE!"},{"$error":"#VALUE!"},{"$error":"#VALUE!"},{"$error":"#VALUE!"},{"$error":"#VALUE!"},{"$error":"#VALUE!"},{"$error":"#VALUE!"},{"$error":"#VALUE!"},{"$error":"#VALUE!"},{"$error":"#VALUE!"},{"$error":"#VALUE!"},{"$error":"#VALUE!"},{"$error":"#VALUE!"},{"$error":"#VALUE!"},{"$error":"#VALUE!"},{"$error":"#VALUE!"},{"$error":"#VALUE!"},{"$error":"#VALUE!"},{"$error":"#VALUE!"},{"$error":"#VALUE!"},{"$error":"#VALUE!"},{"$error":"#VALUE!"},{"$error":"#VALUE!"},{"$error":"#VALUE!"},{"$error":"#VALUE!"},{"$error":"#VALUE!"},{"$error":"#VALUE!"},{"$error":"#VALUE!"},{"$error":"#VALUE!"},{"$error":"#VALUE!"},{"$error":"#VALUE!"},{"$error":"#VALUE!"},{"$error":"#VALUE!"},{"$error":"#VALUE!"},{"$error":"#VALUE!"},{"$error":"#VALUE!"},{"$error":"#VALUE!"},{"$error":"#VALUE!"},{"$error":"#VALUE!"},{"$error":"#VALUE!"},{"$error":"#VALUE!"},{"$error":"#VALUE!"},{"$error":"#VALUE!"},{"$error":"#VALUE!"},{"$error":"#VALUE!"},{"$error":"#VALUE!"},{"$error":"#VALUE!"},{"$error":"#VALUE!"},{"$error":"#VALUE!"},{"$error":"#VALUE!"},{"$error":"#VALUE!"},{"$error":"#VALUE!"},{"$error":"#VALUE!"},{"$error":"#VALUE!"},{"$error":"#VALUE!"},{"$error":"#VALUE!"},{"$error":"#VALUE!"},{"$error":"#VALUE!"},{"$error":"#VALUE!"},{"$error":"#VALUE!"},{"$error":"#VALUE!"},{"$error":"#VALUE!"},{"$error":"#VALUE!"},{"$error":"#VALUE!"},{"$error":"#VALUE!"},{"$error":"#VALUE!"},{"$error":"#VALUE!"},{"$error":"#VALUE!"},{"$error":"#VALUE!"},{"$error":"#VALUE!"},{"$error":"#VALUE!"},{"$error":"#VALUE!"},{"$error":"#VALUE!"},{"$error":"#VALUE!"},{"$error":"#VALUE!"},{"$error":"#VALUE!"},{"$error":"#VALUE!"},{"$error":"#VALUE!"},{"$error":"#VALUE!"},{"$error":"#VALUE!"},{"$error":"#VALUE!"}]
[1,"OVERHEAD CONDUCTORS ","˃ 11 kv & < = 22 kv ; multiple-phase",83.722251371744562,73.980137793099516,8.6011707222388925,2,1.4896,1.6628000000000001,9.9737000000000009,3.2922000000000007,4.8944999999999999,9.4620999999999977,9.6652000000000022,22.438599999999994,3.2381999999999995,5.011499999999999,3.8617999999999997,1.9400000000000001E-2,6.1541999999999994,13.515599999999999,2.3386,1.0855000000000001,3.2460000000000004,2.3230999999999997,0.99629999999999996,2.9187000000000003,6.3064000000000009,9.5509999999999984,26.311800000000002,19.228599999999993,1.0617000000000001,3.9744000000000006,4.3046999999999995,6.2138999999999998,11.867700000000001,3.7471999999999999,2.7454999999999998,1.0448999999999999,5.7309000000000019,7.0232999999999999,3.5964999999999998,0.36260000000000003,3.6082000000000001,9.7036999999999995,1.8010000000000004,3.8654000000000006,10.911,15.136299999999999,2.3313000000000001,2.0380999999999996,0.84980000000000011,1.1092000000000002,0.4541,0.46729999999999999,1.1499999999999999,0.79580000000000006,1.8413999999999999,2.5185,0,0.60870000000000002,2.2071999999999998,3.3099999999999997E-2,3.1358000000000001,0,0,0,0,0,0,0,0,0,0,0,0,0,0,0,0,0,0,0,0,0,0,0,0,0,0,0,0,0,0,0,0,0,0,null,124.7126656433507,139.21335958093687,835.02061850636881,275.63039596605751,409.77855933900372,792.18831470458406,809.19230395818568,1878.610109630027,271.10939439198319,419.57406274949778,323.31859034740313,1.6242116766118446,515.24347939199038,1131.5564606399507,195.79285705796184,90.880503864028739,271.76242795268291,194.49516216169977,83.412479041669101,244.36013507871087,527.98600605077002,799.63122285153213,2202.8831336430685,1609.8616827267269,88.887914281381214,332.74571585186163,360.39917547994878,520.24169779888348,993.590562604453,313.72402034020121,229.85944114112468,87.481380458335892,479.80385038633108,588.00648805917353,301.10707705847932,30.357688347394582,302.08662739952871,812.41561063599772,150.78377472051199,323.61999045234148,913.49348471710493,1267.2451134381372,195.1816846229481,170.63432052075257,71.147169215708544,92.864721221539085,38.018274347909205,39.123408066016232,96.280589077506235,66.626167641634325,154.16615367593042,210.85449007973867,0,50.961734409980913,184.79175322771459,2.7712065204047449,262.53623585151661,0,0,0,0,0,0,0,0,0,0,0,0,0,0,0,0,0,0,0,0,0,0,0,0,0,0,0,0,0,0,0,0,0,0]
[1,"OVERHEAD CONDUCTORS ","> 22 kv & < = 66 kv",554.65450320182822,90.482322508096885,9.5122196414978184,2,0.90659999999999996,8.3266999999999989,28.445899999999998,16.411999999999995,60.255400000000023,57.019400000000005,18.896399999999996,72.741499999999959,70.077300000000051,50.109800000000007,33.92730000000001,20.973800000000004,11.114000000000004,17.932099999999998,11.083,32.010000000000005,21.345700000000008,11.253899999999998,29.503199999999996,5.3173999999999992,20.228399999999993,33.338999999999999,14.838800000000001,9.8163999999999998,29.397200000000002,9.1189999999999998,37.824800000000018,103.92070000000012,96.584999999999994,25.229699999999998,15.502199999999998,29.962100000000007,32.812700000000007,10.554199999999998,18.998999999999995,9.7161999999999971,8.5849999999999955,28.798200000000001,3.4028,16.111200000000004,35.515199999999993,34.851199999999999,29.955499999999997,48.038000000000011,43.249399999999987,64.793099999999995,40.142399999999981,41.641300000000001,18.450599999999994,58.202499999999979,40.741099999999982,58.157299999999999,29.626600000000018,30.643400000000028,37.743400000000037,11.529899999999998,34.345799999999997,41.859799999999993,43.607200000000006,5.5501999999999994,0,0,0,0,0,0,0,0,0,0,0,0,0,0,0,0,0,0,0,0,0,0,0,0,0,0,0,0,0,0,0,null,502.84977260277742,4618.4416518106627,15777.646532628884,9102.989706548402,33420.928952227456,31626.066979866326,10480.973354303025,40346.400544655764,38868.690017225505,27793.626224542975,18817.929726479393,11633.212619254507,6164.4301485851211,9946.1200168655032,6147.2358589858623,17754.490647490526,11839.488628995268,6242.0263135830537,16364.082738864176,2949.319855325401,11219.773152567859,18491.626482245749,8230.4072421112887,5444.7104652304261,16305.289361524785,5057.8944146974718,20979.69565270852,57640.084230886299,53571.305191748572,13993.766719431163,8598.3650395353798,16618.613690383499,18199.711817210631,5853.9345576927344,10537.880906331531,5389.1340840096018,4761.708909987693,15973.05131410689,1887.3783434951811,8936.1496319852977,19698.665612113567,19330.375021987555,16614.952970662365,26644.493024809432,23988.474470777142,35937.78469140637,22265.162929329057,23096.534564178291,10233.708376775649,32282.278722604395,22597.234580395994,32257.208339059685,16432.527104559293,16996.499803414918,20934.546776147905,6395.1109564667577,19050.052636069351,23217.726573127886,24186.929852022768,3078.4434236707866,0,0,0,0,0,0,0,0,0,0,0,0,0,0,0,0,0,0,0,0,0,0,0,0,0,0,0,0,0,0,0]
[1,"OVERHEAD CONDUCTORS ","> 66 kv & < = 132 kv",708.66930837916482,80.139007134687802,8.9520392724053544,2,1.403,9.9384999999999959,7.6630000000000011,5.8633000000000006,16.221599999999999,25.560000000000009,15.438599999999999,18.733899999999998,15.875300000000001,19.173100000000002,9.4342999999999986,8.2749000000000006,14.125999999999999,6.7787999999999986,41.950900000000004,44.125200000000007,8.4928999999999988,14.576699999999999,45.770899999999969,98.369499999999988,32.303599999999989,22.270300000000002,16.5459,11.719099999999999,1.2030000000000001,11.183899999999998,18.392299999999995,66.395999999999987,18.461900000000004,6.6208999999999998,41.66360000000001,15.97,30.531400000000005,12.055899999999999,13.684899999999999,15.993300000000005,8.6513999999999989,12.634699999999999,2.9767999999999999,9.9614000000000011,19.068899999999989,12.884400000000001,19.1099,13.956300000000002,55.14709999999998,11.492999999999999,15.977500000000001,6.4376999999999995,7.3054999999999994,8.5923999999999996,13.413900000000002,22.971899999999994,28.096499999999999,25.867000000000001,30.37670000000001,3.9323000000000001,4.721000000000001,3.4411999999999994,14.1721,7.7679000000000009,1.03,0.14410000000000001,0,0,0,0,0,0,0,0,0,0,0,0,0,0,0,0,0,0,0,0,0,0,0,0,0,0,0,0,0,null,994.26303965596821,7043.1099213263269,5430.5329101095413,4155.1407558195579,11495.75005280346,18113.58752217146,10940.861984342573,13276.139956244435,11250.337871311756,13587.387516484567,6685.7988560415533,5864.1676599067514,10010.662650164082,4803.9275076406811,29729.315288883507,31270.174966092327,6018.6575691334083,10330.059907450572,32436.432046891892,69711.445530604251,22892.569870157182,15782.278098396517,11725.571509510823,8304.9664918262697,852.52917798013527,7925.6866779817401,13034.058520502109,47052.807399143021,13083.381904365306,4692.0286238476119,29525.714596586178,11317.448854815262,21636.666121847637,8543.6463148883722,9698.0686182380323,11333.960849700501,6130.9816545115054,8953.8241105782326,2109.5667971830976,7059.3384484882135,13513.544174551447,9130.7788368805122,13542.599616195001,9890.4014685321399,39081.057216116627,8144.7363612017398,11322.763874628106,4562.2004065525489,5177.1836323639882,6089.1701653171358,9506.0192356672796,16279.480485155333,19911.127222875202,18331.148999843856,21527.034979841384,2786.70032133939,3345.627804858038,2438.6728239943814,10043.332305280363,5504.8723205585147,729.92938763053974,102.11924733743766,0,0,0,0,0,0,0,0,0,0,0,0,0,0,0,0,0,0,0,0,0,0,0,0,0,0,0,0,0]
["","OVERHEAD CONDUCTORS ","> 132 kv","",0,0,2,0,0,0,0,0,0,0,0,0,0,0,0,0,0,0,0,0,0,0,0,0,0,0,0,0,0,0,0,0,0,0,0,0,0,0,0,0,0,0,0,0,0,0,0,0,0,0,0,0,0,0,0,0,0,0,0,0,0,0,0,0,0,0,0,0,0,0,0,0,0,0,0,0,0,0,0,0,0,0,0,0,0,0,0,0,0,0,0,0,0,0,null,{"$error":"#VALUE!"},{"$error":"#VALUE!"},{"$error":"#VALUE!"},{"$error":"#VALUE!"},{"$error":"#VALUE!"},{"$error":"#VALUE!"},{"$error":"#VALUE!"},{"$error":"#VALUE!"},{"$error":"#VALUE!"},{"$error":"#VALUE!"},{"$error":"#VALUE!"},{"$error":"#VALUE!"},{"$error":"#VALUE!"},{"$error":"#VALUE!"},{"$error":"#VALUE!"},{"$error":"#VALUE!"},{"$error":"#VALUE!"},{"$error":"#VALUE!"},{"$error":"#VALUE!"},{"$error":"#VALUE!"},{"$error":"#VALUE!"},{"$error":"#VALUE!"},{"$error":"#VALUE!"},{"$error":"#VALUE!"},{"$error":"#VALUE!"},{"$error":"#VALUE!"},{"$error":"#VALUE!"},{"$error":"#VALUE!"},{"$error":"#VALUE!"},{"$error":"#VALUE!"},{"$error":"#VALUE!"},{"$error":"#VALUE!"},{"$error":"#VALUE!"},{"$error":"#VALUE!"},{"$error":"#VALUE!"},{"$error":"#VALUE!"},{"$error":"#VALUE!"},{"$error":"#VALUE!"},{"$error":"#VALUE!"},{"$error":"#VALUE!"},{"$error":"#VALUE!"},{"$error":"#VALUE!"},{"$error":"#VALUE!"},{"$error":"#VALUE!"},{"$error":"#VALUE!"},{"$error":"#VALUE!"},{"$error":"#VALUE!"},{"$error":"#VALUE!"},{"$error":"#VALUE!"},{"$error":"#VALUE!"},{"$error":"#VALUE!"},{"$error":"#VALUE!"},{"$error":"#VALUE!"},{"$error":"#VALUE!"},{"$error":"#VALUE!"},{"$error":"#VALUE!"},{"$error":"#VALUE!"},{"$error":"#VALUE!"},{"$error":"#VALUE!"},{"$error":"#VALUE!"},{"$error":"#VALUE!"},{"$error":"#VALUE!"},{"$error":"#VALUE!"},{"$error":"#VALUE!"},{"$error":"#VALUE!"},{"$error":"#VALUE!"},{"$error":"#VALUE!"},{"$error":"#VALUE!"},{"$error":"#VALUE!"},{"$error":"#VALUE!"},{"$error":"#VALUE!"},{"$error":"#VALUE!"},{"$error":"#VALUE!"},{"$error":"#VALUE!"},{"$error":"#VALUE!"},{"$error":"#VALUE!"},{"$error":"#VALUE!"},{"$error":"#VALUE!"},{"$error":"#VALUE!"},{"$error":"#VALUE!"},{"$error":"#VALUE!"},{"$error":"#VALUE!"},{"$error":"#VALUE!"},{"$error":"#VALUE!"},{"$error":"#VALUE!"},{"$error":"#VALUE!"},{"$error":"#VALUE!"},{"$error":"#VALUE!"},{"$error":"#VALUE!"},{"$error":"#VALUE!"},{"$error":"#VALUE!"}]
[6,"UNDERGROUND CABLES ","˂ = 1 kv",524.55476817689578,64.695969603604198,8.043380483578046,2,164.81960000000001,393.01230000000004,406.51349999999996,639.2847999999999,471.54349999999999,636.42469999999992,479.66970000000003,446.05340000000001,415.35820000000001,399.1499,325.6456,329.8381,324.07380000000001,261.05430000000001,322.49549999999999,269.63749999999999,535.05529999999999,555.88209999999992,229.65300000000002,242.9111,184.84949999999998,189.57180000000002,211.9563,169.495,162.29589999999999,127.5046,174.35509999999999,180.73100000000002,200.26689999999996,194.95210000000003,167.83670000000001,265.11599999999999,260.43900000000002,257.74029999999999,239.85550000000001,207.22190000000001,276.7287,290.6431,258.96559999999999,458.53829999999999,531.28129999999999,366.20729999999998,257.46719999999999,174.34109999999998,158.51249999999999,122.6729,127.092,123.16600000000001,54.45979999999998,47.842200000000041,25.147999999999993,26.689300000000024,14.613899999999996,16.186999999999991,12.110099999999997,2.1977000000000002,12.712299999999997,5.0860999999999992,6.2648999999999955,0.35640000000000005,3.1370999999999998,0.25079999999999997,0.38359999999999994,0.13589999999999999,0.5151,0,3.7899999999999996E-2,0.31519999999999998,0.20899999999999999,0,0,0,0,0,0,0,0,0,0,0,0,0,0,0,0,0,0,0,0,0,0,null,86456.907069008696,206156.47591716863,213238.59475327851,335339.89006301312,247350.39132782206,333839.61097055039,251613.02828498115,233979.43783151617,217878.12431137273,209375.98326233114,170818.95221582614,173018.14808140777,169994.4570312057,136937.27781808181,169166.55224059208,141439.63630429772,280665.80885331944,291590.60609918594,120465.57617612866,127420.17574809476,96963.686620115084,99440.791601876859,111182.68781013257,88909.410432142948,85133.088200560655,66883.145894487825,91458.799060959471,94803.307807378558,105050.95730300555,102263.05362109902,88039.541260075202,139067.86191998588,136614.51926922257,135198.90331634355,125817.34619845342,108699.23571567588,145159.35907639374,152458.22394271434,135841.64027379072,240528.45165672788,278686.1391582198,192095.78535618691,135055.64740915445,91451.455294204992,83148.487690640191,64348.654621087517,66666.714597138038,64607.312577275552,28567.1477639601,25095.854130072705,13191.503310112572,13999.999574303638,7665.7909266603347,8490.9680324794062,6352.4106980990246,1152.8140140223641,6668.2975794951508,2667.9380064245092,3286.2831671514318,186.95131937824567,1645.5807632477397,131.55833585876545,201.21920907265718,71.286992995240126,270.198161087919,0,19.880625713904347,165.33966292935753,109.63194654897121,0,0,0,0,0,0,0,0,0,0,0,0,0,0,0,0,0,0,0,0,0,0]
["","UNDERGROUND CABLES ","> 1 kv & < = 11 kv","",0,0,2,143.35279999999989,243.95840000000064,263.33520000000021,268.63380000000069,247.60470000000018,230.79990000000001,214.6002,213.43049999999994,218.12649999999994,200.72049999999973,183.12179999999992,134.63929999999999,140.84979999999982,114.70999999999995,115.20790000000004,136.59979999999985,166.57220000000007,160.47609999999997,125.74080000000011,89.833699999999979,47.612499999999962,48.543500000000016,70.056199999999933,50.948400000000007,48.377699999999997,36.879899999999971,66.481600000000014,52.53160000000004,58.582599999999999,44.310300000000005,43.10169999999998,75.972700000000103,68.116900000000015,59.543799999999997,60.131699999999988,52.580399999999976,65.97199999999998,66.402200000000036,63.052600000000069,90.800299999999993,107.27300000000002,79.368699999999976,60.613699999999966,38.751499999999993,38.6997,27.354700000000005,38.187100000000008,39.162599999999998,10.989599999999999,13.205400000000001,8.7857000000000003,9.2839000000000045,10.0421,7.4248000000000003,11.290799999999994,1.1162000000000001,2.1223999999999998,1.2132999999999998,1.3548,0.14630000000000001,1.7626999999999999,3.2799999999999996E-2,0.18610000000000002,7.1499999999999994E-2,5.8900000000000001E-2,0,0,0.20169999999999999,3.5499999999999997E-2,1.44E-2,0,0,0,0,0,0,0,0,0,0,0,0,0,0,0,0,0,0,0,0,0,null,{"$error":"#VALUE!"},{"$error":"#VALUE!"},{"$error":"#VALUE!"},{"$error":"#VALUE!"},{"$error":"#VALUE!"},{"$error":"#VALUE!"},{"$error":"#VALUE!"},{"$error":"#VALUE!"},{"$error":"#VALUE!"},{"$error":"#VALUE!"},{"$error":"#VALUE!"},{"$error":"#VALUE!"},{"$error":"#VALUE!"},{"$error":"#VALUE!"},{"$error":"#VALUE!"},{"$error":"#VALUE!"},{"$error":"#VALUE!"},{"$error":"#VALUE!"},{"$error":"#VALUE!"},{"$error":"#VALUE!"},{"$error":"#VALUE!"},{"$error":"#VALUE!"},{"$error":"#VALUE!"},{"$error":"#VALUE!"},{"$error":"#VALUE!"},{"$error":"#VALUE!"},{"$error":"#VALUE!"},{"$error":"#VALUE!"},{"$error":"#VALUE!"},{"$error":"#VALUE!"},{"$error":"#VALUE!"},{"$error":"#VALUE!"},{"$error":"#VALUE!"},{"$error":"#VALUE!"},{"$error":"#VALUE!"},{"$error":"#VALUE!"},{"$error":"#VALUE!"},{"$error":"#VALUE!"},{"$error":"#VALUE!"},{"$error":"#VALUE!"},{"$error":"#VALUE!"},{"$error":"#VALUE!"},{"$error":"#VALUE!"},{"$error":"#VALUE!"},{"$error":"#VALUE!"},{"$error":"#VALUE!"},{"$error":"#VALUE!"},{"$error":"#VALUE!"},{"$error":"#VALUE!"},{"$error":"#VALUE!"},{"$error":"#VALUE!"},{"$error":"#VALUE!"},{"$error":"#VALUE!"},{"$error":"#VALUE!"},{"$error":"#VALUE!"},{"$error":"#VALUE!"},{"$error":"#VALUE!"},{"$error":"#VALUE!"},{"$error":"#VALUE!"},{"$error":"#VALUE!"},{"$error":"#VALUE!"},{"$error":"#VALUE!"},{"$error":"#VALUE!"},{"$error":"#VALUE!"},{"$error":"#VALUE!"},{"$error":"#VALUE!"},{"$error":"#VALUE!"},{"$error":"#VALUE!"},{"$error":"#VALUE!"},{"$error":"#VALUE!"},{"$error":"#VALUE!"},{"$error":"#VALUE!"},{"$error":"#VALUE!"},{"$error":"#VALUE!"},{"$error":"#VALUE!"},{"$error":"#VALUE!"},{"$error":"#VALUE!"},{"$error":"#VALUE!"},{"$error":"#VALUE!"},{"$error":"#VALUE!"},{"$error":"#VALUE!"},{"$error":"#VALUE!"},{"$error":"#VALUE!"},{"$error":"#VALUE!"},{"$error":"#VALUE!"},{"$error":"#VALUE!"},{"$f":"$D46*CP46","v":{"$error":"#VALUE!"}},{"$error":"#VALUE!"},{"$error":"#VALUE!"},{"$error":"#VALUE!"},{"$error":"#VALUE!"}]
["","UNDERGROUND CABLES ","> 11 kv & < = 22 kv","",0,0,2,19.784200000000002,22.428799999999995,13.371999999999998,29.160499999999988,35.049000000000007,22.272500000000012,16.844000000000001,11.844499999999996,15.362099999999991,15.436300000000001,10.678699999999997,13.814699999999997,12.534199999999998,8.1356000000000002,11.504800000000001,17.572900000000001,16.360900000000004,15.891999999999996,18.689700000000009,20.889899999999997,10.282900000000001,18.796900000000004,7.1338000000000008,10.106999999999999,8.1306000000000012,4.1859999999999991,2.6138000000000003,4.4228999999999994,3.1692,0.84480000000000011,4.4499999999999998E-2,0.26100000000000001,2.4E-2,0,0,0.57479999999999998,0.29109999999999997,1.1444000000000001,0,0.2656,0.15440000000000001,0.63779999999999992,4.58E-2,0.18840000000000001,0,0,0,0.1673,0,0,0,0,0,0,0.70199999999999996,0,0,0,0,0,0,0,0,0,0,0,0,0,0,0,0,0,0,0,0,0,0,0,0,0,0,0,0,0,0,0,0,0,0,0,0,null,{"$error":"#VALUE!"},{"$error":"#VALUE!"},{"$error":"#VALUE!"},{"$error":"#VALUE!"},{"$error":"#VALUE!"},{"$error":"#VALUE!"},{"$error":"#VALUE!"},{"$error":"#VALUE!"},{"$error":"#VALUE!"},{"$error":"#VALUE!"},{"$error":"#VALUE!"},{"$error":"#VALUE!"},{"$error":"#VALUE!"},{"$error":"#VALUE!"},{"$error":"#VALUE!"},{"$error":"#VALUE!"},{"$error":"#VALUE!"},{"$error":"#VALUE!"},{"$error":"#VALUE!"},{"$error":"#VALUE!"},{"$error":"#VALUE!"},{"$error":"#VALUE!"},{"$error":"#VALUE!"},{"$error":"#VALUE!"},{"$error":"#VALUE!"},{"$error":"#VALUE!"},{"$error":"#VALUE!"},{"$error":"#VALUE!"},{"$error":"#VALUE!"},{"$error":"#VALUE!"},{"$error":"#VALUE!"},{"$error":"#VALUE!"},{"$error":"#VALUE!"},{"$error":"#VALUE!"},{"$error":"#VALUE!"},{"$error":"#VALUE!"},{"$error":"#VALUE!"},{"$error":"#VALUE!"},{"$error":"#VALUE!"},{"$error":"#VALUE!"},{"$error":"#VALUE!"},{"$error":"#VALUE!"},{"$error":"#VALUE!"},{"$error":"#VALUE!"},{"$error":"#VALUE!"},{"$error":"#VALUE!"},{"$error":"#VALUE!"},{"$error":"#VALUE!"},{"$error":"#VALUE!"},{"$error":"#VALUE!"},{"$error":"#VALUE!"},{"$error":"#VALUE!"},{"$error":"#VALUE!"},{"$error":"#VALUE!"},{"$error":"#VALUE!"},{"$error":"#VALUE!"},{"$error":"#VALUE!"},{"$error":"#VALUE!"},{"$error":"#VALUE!"},{"$error":"#VALUE!"},{"$error":"#VALUE!"},{"$error":"#VALUE!"},{"$error":"#VALUE!"},{"$error":"#VALUE!"},{"$error":"#VALUE!"},{"$error":"#VALUE!"},{"$error":"#VALUE!"},{"$error":"#VALUE!"},{"$error":"#VALUE!"},{"$error":"#VALUE!"},{"$error":"#VALUE!"},{"$error":"#VALUE!"},{"$error":"#VALUE!"},{"$error":"#VALUE!"},{"$error":"#VALUE!"},{"$error":"#VALUE!"},{"$error":"#VALUE!"},{"$error":"#VALUE!"},{"$error":"#VALUE!"},{"$error":"#VALUE!"},{"$error":"#VALUE!"},{"$error":"#VALUE!"},{"$error":"#VALUE!"},{"$error":"#VALUE!"},{"$error":"#VALUE!"},{"$error":"#VALUE!"},{"$error":"#VALUE!"},{"$error":"#VALUE!"},{"$error":"#VALUE!"},{"$error":"#VALUE!"},{"$error":"#VALUE!"}]
["","UNDERGROUND CABLES ","> 22 kv & < = 33 kv","",0,0,2,1.4746000000000001,2.1132999999999997,6.6239999999999997,14.412999999999998,4.7765999999999993,6.1935000000000002,10.753300000000001,5.2068999999999992,21.227900000000002,13.309299999999999,10.516400000000003,7.4770999999999992,10.341899999999997,2.0777999999999999,19.733699999999999,9.7386999999999979,1.7875000000000001,2.9747999999999997,5.6854000000000005,0.73009999999999997,0,3.1879999999999997,0,2.18E-2,0,0,0,0,0,0,0,0.38719999999999999,0,0,0,0,0,0,3.4352,0,5.9220999999999995,0,0,0.83769999999999989,1.9609000000000001,0,10.239499999999998,0.91180000000000005,4.415,0,2.1094999999999997,1.7869000000000002,4.8304,2.2509999999999999,1.3868,1.2309000000000001,0.57940000000000003,0.20500000000000002,1.1554,0.33040000000000003,0,0,0,1.8895,0,0,0,0,0,0,0,0,0,0,0,0,0,0,0,0,0,0,0,0,0,0,0,0,0,0,0,null,{"$error":"#VALUE!"},{"$error":"#VALUE!"},{"$error":"#VALUE!"},{"$error":"#VALUE!"},{"$error":"#VALUE!"},{"$error":"#VALUE!"},{"$error":"#VALUE!"},{"$error":"#VALUE!"},{"$error":"#VALUE!"},{"$error":"#VALUE!"},{"$error":"#VALUE!"},{"$error":"#VALUE!"},{"$error":"#VALUE!"},{"$error":"#VALUE!"},{"$error":"#VALUE!"},{"$error":"#VALUE!"},{"$error":"#VALUE!"},{"$error":"#VALUE!"},{"$error":"#VALUE!"},{"$error":"#VALUE!"},{"$error":"#VALUE!"},{"$error":"#VALUE!"},{"$error":"#VALUE!"},{"$error":"#VALUE!"},{"$error":"#VALUE!"},{"$error":"#VALUE!"},{"$error":"#VALUE!"},{"$error":"#VALUE!"},{"$error":"#VALUE!"},{"$error":"#VALUE!"},{"$error":"#VALUE!"},{"$error":"#VALUE!"},{"$error":"#VALUE!"},{"$error":"#VALUE!"},{"$error":"#VALUE!"},{"$error":"#VALUE!"},{"$error":"#VALUE!"},{"$error":"#VALUE!"},{"$error":"#VALUE!"},{"$error":"#VALUE!"},{"$error":"#VALUE!"},{"$error":"#VALUE!"},{"$error":"#VALUE!"},{"$error":"#VALUE!"},{"$error":"#VALUE!"},{"$error":"#VALUE!"},{"$error":"#VALUE!"},{"$error":"#VALUE!"},{"$error":"#VALUE!"},{"$error":"#VALUE!"},{"$error":"#VALUE!"},{"$error":"#VALUE!"},{"$error":"#VALUE!"},{"$error":"#VALUE!"},{"$error":"#VALUE!"},{"$error":"#VALUE!"},{"$error":"#VALUE!"},{"$error":"#VALUE!"},{"$error":"#VALUE!"},{"$error":"#VALUE!"},{"$error":"#VALUE!"},{"$error":"#VALUE!"},{"$error":"#VALUE!"},{"$error":"#VALUE!"},{"$error":"#VALUE!"},{"$error":"#VALUE!"},{"$error":"#VALUE!"},{"$error":"#VALUE!"},{"$error":"#VALUE!"},{"$error":"#VALUE!"},{"$error":"#VALUE!"},{"$error":"#VALUE!"},{"$error":"#VALUE!"},{"$error":"#VALUE!"},{"$error":"#VALUE!"},{"$error":"#VALUE!"},{"$error":"#VALUE!"},{"$error":"#VALUE!"},{"$error":"#VALUE!"},{"$error":"#VALUE!"},{"$error":"#VALUE!"},{"$error":"#VALUE!"},{"$error":"#VALUE!"},{"$error":"#VALUE!"},{"$error":"#VALUE!"},{"$error":"#VALUE!"},{"$error":"#VALUE!"},{"$error":"#VALUE!"},{"$error":"#VALUE!"},{"$error":"#VALUE!"},{"$error":"#VALUE!"}]
["","UNDERGROUND CABLES ","> 33 kv & < = 66 kv","",0,0,2,0,1.1999999999999999E-3,1.6302000000000001,5.46,6.2700000000000006E-2,2.2719,1.415,0.36580000000000001,0.83770000000000011,14.084999999999999,0.84789999999999999,0.56540000000000001,3.5999999999999999E-3,8.1500000000000003E-2,0,0,0.47089999999999999,0,0,0,0,2.6065999999999998,0,0,0,0,1.1637,0,0,0,0,0,0.2419,0,0.51880000000000004,0,9.7100000000000006E-2,2.1412999999999998,0.67520000000000002,0.38219999999999998,0.2397,0,0,0,0,0,0,0,0,0,0,0,0,0,0,0,0,0,3.5518999999999994,0,0,0,0,0,0,0,0.1633,0,0,0,0,0,0,0,0,0,0,0,0,0,0,0,0,0,0,0,0,0,0,0,0,null,{"$error":"#VALUE!"},{"$error":"#VALUE!"},{"$error":"#VALUE!"},{"$error":"#VALUE!"},{"$error":"#VALUE!"},{"$error":"#VALUE!"},{"$error":"#VALUE!"},{"$error":"#VALUE!"},{"$error":"#VALUE!"},{"$error":"#VALUE!"},{"$error":"#VALUE!"},{"$error":"#VALUE!"},{"$error":"#VALUE!"},{"$error":"#VALUE!"},{"$error":"#VALUE!"},{"$error":"#VALUE!"},{"$error":"#VALUE!"},{"$error":"#VALUE!"},{"$error":"#VALUE!"},{"$error":"#VALUE!"},{"$error":"#VALUE!"},{"$error":"#VALUE!"},{"$error":"#VALUE!"},{"$error":"#VALUE!"},{"$error":"#VALUE!"},{"$error":"#VALUE!"},{"$error":"#VALUE!"},{"$error":"#VALUE!"},{"$error":"#VALUE!"},{"$error":"#VALUE!"},{"$error":"#VALUE!"},{"$error":"#VALUE!"},{"$error":"#VALUE!"},{"$error":"#VALUE!"},{"$error":"#VALUE!"},{"$error":"#VALUE!"},{"$error":"#VALUE!"},{"$error":"#VALUE!"},{"$error":"#VALUE!"},{"$error":"#VALUE!"},{"$error":"#VALUE!"},{"$error":"#VALUE!"},{"$error":"#VALUE!"},{"$error":"#VALUE!"},{"$error":"#VALUE!"},{"$error":"#VALUE!"},{"$error":"#VALUE!"},{"$error":"#VALUE!"},{"$error":"#VALUE!"},{"$error":"#VALUE!"},{"$error":"#VALUE!"},{"$error":"#VALUE!"},{"$error":"#VALUE!"},{"$error":"#VALUE!"},{"$error":"#VALUE!"},{"$error":"#VALUE!"},{"$error":"#VALUE!"},{"$error":"#VALUE!"},{"$error":"#VALUE!"},{"$error":"#VALUE!"},{"$error":"#VALUE!"},{"$error":"#VALUE!"},{"$error":"#VALUE!"},{"$error":"#VALUE!"},{"$error":"#VALUE!"},{"$error":"#VALUE!"},{"$error":"#VALUE!"},{"$error":"#VALUE!"},{"$error":"#VALUE!"},{"$error":"#VALUE!"},{"$error":"#VALUE!"},{"$error":"#VALUE!"},{"$error":"#VALUE!"},{"$error":"#VALUE!"},{"$error":"#VALUE!"},{"$error":"#VALUE!"},{"$error":"#VALUE!"},{"$error":"#VALUE!"},{"$error":"#VALUE!"},{"$error":"#VALUE!"},{"$error":"#VALUE!"},{"$error":"#VALUE!"},{"$error":"#VALUE!"},{"$error":"#VALUE!"},{"$error":"#VALUE!"},{"$error":"#VALUE!"},{"$error":"#VALUE!"},{"$error":"#VALUE!"},{"$error":"#VALUE!"},{"$error":"#VALUE!"},{"$error":"#VALUE!"}]
["","UNDERGROUND CABLES ","> 66 kv & < = 132 kv","",0,0,2,7.2423999999999991,4.7373000000000003,4.7344999999999997,8.607800000000001,4.3591999999999995,16.452400000000001,3.8381999999999996,2.3106,14.079199999999998,13.407400000000001,30.284099999999999,5.2142999999999997,8.2306000000000008,3.4317000000000002,1.44,8.0972000000000008,3.1800000000000002E-2,0.56800000000000006,0,0,0,0,1.5022,0,0,0,0,0,0,0,0,0.2334,0,0,0,0,0,0,0,0,0,5.0215999999999994,0,0,0,0,1.4842,0,0,0,0,0,2.1696,0,0,0,0,0,0.51449999999999996,0,0,0,0,22.121100000000002,0,0,0,0,0,0,0,0,0,0,0,0,0,0,0,0,0,0,0,0,0,0,0,0,0,0,0,null,{"$error":"#VALUE!"},{"$error":"#VALUE!"},{"$error":"#VALUE!"},{"$error":"#VALUE!"},{"$error":"#VALUE!"},{"$error":"#VALUE!"},{"$error":"#VALUE!"},{"$error":"#VALUE!"},{"$error":"#VALUE!"},{"$error":"#VALUE!"},{"$error":"#VALUE!"},{"$error":"#VALUE!"},{"$error":"#VALUE!"},{"$error":"#VALUE!"},{"$error":"#VALUE!"},{"$error":"#VALUE!"},{"$error":"#VALUE!"},{"$error":"#VALUE!"},{"$error":"#VALUE!"},{"$error":"#VALUE!"},{"$error":"#VALUE!"},{"$error":"#VALUE!"},{"$error":"#VALUE!"},{"$error":"#VALUE!"},{"$error":"#VALUE!"},{"$error":"#VALUE!"},{"$error":"#VALUE!"},{"$error":"#VALUE!"},{"$error":"#VALUE!"},{"$error":"#VALUE!"},{"$error":"#VALUE!"},{"$error":"#VALUE!"},{"$error":"#VALUE!"},{"$error":"#VALUE!"},{"$error":"#VALUE!"},{"$error":"#VALUE!"},{"$error":"#VALUE!"},{"$error":"#VALUE!"},{"$error":"#VALUE!"},{"$error":"#VALUE!"},{"$error":"#VALUE!"},{"$error":"#VALUE!"},{"$error":"#VALUE!"},{"$error":"#VALUE!"},{"$error":"#VALUE!"},{"$error":"#VALUE!"},{"$error":"#VALUE!"},{"$error":"#VALUE!"},{"$error":"#VALUE!"},{"$error":"#VALUE!"},{"$error":"#VALUE!"},{"$error":"#VALUE!"},{"$error":"#VALUE!"},{"$error":"#VALUE!"},{"$error":"#VALUE!"},{"$error":"#VALUE!"},{"$error":"#VALUE!"},{"$error":"#VALUE!"},{"$error":"#VALUE!"},{"$error":"#VALUE!"},{"$error":"#VALUE!"},{"$error":"#VALUE!"},{"$error":"#VALUE!"},{"$error":"#VALUE!"},{"$error":"#VALUE!"},{"$error":"#VALUE!"},{"$error":"#VALUE!"},{"$error":"#VALUE!"},{"$error":"#VALUE!"},{"$error":"#VALUE!"},{"$error":"#VALUE!"},{"$error":"#VALUE!"},{"$error":"#VALUE!"},{"$error":"#VALUE!"},{"$error":"#VALUE!"},{"$error":"#VALUE!"},{"$error":"#VALUE!"},{"$error":"#VALUE!"},{"$error":"#VALUE!"},{"$error":"#VALUE!"},{"$error":"#VALUE!"},{"$error":"#VALUE!"},{"$error":"#VALUE!"},{"$error":"#VALUE!"},{"$error":"#VALUE!"},{"$error":"#VALUE!"},{"$error":"#VALUE!"},{"$error":"#VALUE!"},{"$error":"#VALUE!"},{"$error":"#VALUE!"},{"$error":"#VALUE!"}]
[3,"SERVICE LINES ","˂ = 11 kv ; residential ; simple type",0.67858399789018331,59.588154241786377,7.7193363861012285,2,4913,4118,39171,25632,12711,9405,8853,6771,6867,5481,11018,11223,11998,7625,11566,7281,7654,7353,5772,5173,3898,4036,5006,3196,3655,3652,4913,5599,7771,6133,4887,8195,9184,7570,5917,5493,5261,7577,3771,4617,9960,10547,7624,6074,6008,5790,5260,6758,3850,7592,7517,10175,6807,9816,10449,3343,4223,1906,632,896,620,308,0,0,0,0,0,0,0,0,0,0,1,0,0,0,0,0,0,0,0,0,0,0,0,0,0,0,0,0,0,null,3333.8831816344705,2794.4089033117748,26580.81378135637,17393.46503392118,8625.48119718212,6382.0825001571739,6007.5041333217932,4594.6922497144315,4659.8363135118889,3719.3188924360948,7476.6384887540398,7615.7482083215273,8141.6508066864189,5174.2029839126481,7848.5025195978606,4940.7700886384246,5193.881919851463,4989.6281364865181,3916.7868358221381,3510.3150210859185,2645.1204237759343,2738.7650154847797,3396.9914934382577,2168.7544572570259,2480.2245122886202,2478.1887602949496,3333.8831816344705,3799.3918041871361,5273.2762476046146,4161.7556590604945,3316.2399976893257,5560.9958627100523,6232.1154366234432,5136.8808640286879,4015.1815155162149,3727.4619004107767,3570.0304129002543,5141.6309520139193,2558.9402560438812,3133.0223182589762,6758.696618986226,7157.0254257477636,5173.5243999147579,4121.7192031849736,4076.9326593242213,3929.0013477841612,3569.3518289023641,4585.8706577418588,2612.5483918772056,5151.8097119822714,5100.9159121405082,6904.5921785326154,4619.1212736384778,6660.9805232900389,7090.5241939545258,2268.5063049468827,2865.660223090244,1293.3810999786895,428.86508666659586,608.01126210960422,420.72207869191368,209.00387135017647,0,0,0,0,0,0,0,0,0,0,0.67858399789018331,0,0,0,0,0,0,0,0,0,0,0,0,0,0,0,0,0,0]
["","SERVICE LINES ","˂ = 11 kv ; residential ; complex type","",0,0,2,8539,15755,15224,26079,16564,20054,15039,12546,12892,10822,11995,11717,10624,7956,9251,6436,7681,7089,6427,7356,6537,7055,7169,6720,6191,4813,6929,6924,7293,6743,4662,7474,5921,5484,4750,3713,5201,5075,4802,8025,9579,7613,5047,3332,3115,2660,3108,3222,1162,1498,591,556,337,427,279,59,235,77,164,3,23,11,7,0,162,0,0,5,2,0,0,0,1,0,0,0,0,0,0,0,0,0,0,0,0,0,0,0,0,0,0,null,{"$f":"$D52*H52","v":{"$error":"#VALUE!"}},{"$error":"#VALUE!"},{"$error":"#VALUE!"},{"$error":"#VALUE!"},{"$error":"#VALUE!"},{"$error":"#VALUE!"},{"$error":"#VALUE!"},{"$error":"#VALUE!"},{"$error":"#VALUE!"},{"$error":"#VALUE!"},{"$error":"#VALUE!"},{"$error":"#VALUE!"},{"$error":"#VALUE!"},{"$error":"#VALUE!"},{"$error":"#VALUE!"},{"$error":"#VALUE!"},{"$error":"#VALUE!"},{"$error":"#VALUE!"},{"$error":"#VALUE!"},{"$error":"#VALUE!"},{"$error":"#VALUE!"},{"$error":"#VALUE!"},{"$error":"#VALUE!"},{"$error":"#VALUE!"},{"$error":"#VALUE!"},{"$error":"#VALUE!"},{"$error":"#VALUE!"},{"$error":"#VALUE!"},{"$error":"#VALUE!"},{"$error":"#VALUE!"},{"$f":"$D52*AL52","v":{"$error":"#VALUE!"}},{"$error":"#VALUE!"},{"$error":"#VALUE!"},{"$error":"#VALUE!"},{"$error":"#VALUE!"},{"$error":"#VALUE!"},{"$error":"#VALUE!"},{"$error":"#VALUE!"},{"$error":"#VALUE!"},{"$error":"#VALUE!"},{"$error":"#VALUE!"},{"$error":"#VALUE!"},{"$error":"#VALUE!"},{"$error":"#VALUE!"},{"$error":"#VALUE!"},{"$error":"#VALUE!"},{"$f":"$D52*BB52","v":{"$error":"#VALUE!"}},{"$error":"#VALUE!"},{"$error":"#VALUE!"},{"$error":"#VALUE!"},{"$error":"#VALUE!"},{"$error":"#VALUE!"},{"$error":"#VALUE!"},{"$error":"#VALUE!"},{"$error":"#VALUE!"},{"$error":"#VALUE!"},{"$error":"#VALUE!"},{"$error":"#VALUE!"},{"$error":"#VALUE!"},{"$error":"#VALUE!"},{"$error":"#VALUE!"},{"$error":"#VALUE!"},{"$f":"$D52*BR52","v":{"$error":"#VALUE!"}},{"$error":"#VALUE!"},{"$error":"#VALUE!"},{"$error":"#VALUE!"},{"$error":"#VALUE!"},{"$error":"#VALUE!"},{"$error":"#VALUE!"},{"$error":"#VALUE!"},{"$error":"#VALUE!"},{"$error":"#VALUE!"},{"$error":"#VALUE!"},{"$error":"#VALUE!"},{"$error":"#VALUE!"},{"$error":"#VALUE!"},{"$error":"#VALUE!"},{"$error":"#VALUE!"},{"$f":"$D52*CH52","v":{"$error":"#VALUE!"}},{"$error":"#VALUE!"},{"$error":"#VALUE!"},{"$error":"#VALUE!"},{"$error":"#VALUE!"},{"$error":"#VALUE!"},{"$error":"#VALUE!"},{"$error":"#VALUE!"},{"$error":"#VALUE!"},{"$error":"#VALUE!"},{"$error":"#VALUE!"},{"$error":"#VALUE!"},{"$error":"#VALUE!"}]
[5,"TRANSFORMERS ","pole mounted ; < = 22 kv ; < = 60 kva ; single phase",11.708194953112688,63.854297601687179,7.9908884112898972,2,4,47,79,72,54,42,53,75,80,59,72,90,96,85,103,91,86,73,80,67,190,40,124,50,115,35,99,92,88,110,100,102,148,178,170,113,94,104,106,65,73,49,70,31,21,16,28,25,14,13,17,9,5,13,13,7,6,11,10,5,10,1,1,4,3,7,1,3,2,1,1,0,0,0,0,1,1,1,0,0,0,0,0,0,0,0,0,0,0,0,0,null,46.832779812450752,550.28516279629639,924.94740129590241,842.9900366241136,632.2425274680852,491.74418803073291,620.53433251497245,878.11462148345163,936.65559624901505,690.78350223364862,842.9900366241136,1053.737545780142,1123.9867154988181,995.19657101457847,1205.9440801706069,1065.4457407332545,{"$f":"$D53*X53","v":1006.9047659676912},854.69823157722624,936.65559624901505,784.44906185855007,2224.5570410914106,468.32779812450752,1451.8161741859733,585.40974765563442,1346.4424196079592,409.7868233589441,1159.1113003581561,1077.1539356863673,1030.3211558739165,1287.9014448423957,1170.8194953112688,1194.2358852174941,1732.8128530606778,2084.0587016540585,1990.3931420291569,1323.0260297017337,1100.5703255925928,1217.6522751237196,1241.0686650299449,761.03267195232468,854.69823157722624,573.70155270252167,819.57364671788821,362.95404354649332,245.87209401536646,187.33111924980301,327.82945868715524,292.70487382781721,163.91472934357762,152.20653439046495,199.0393142029157,105.3737545780142,58.54097476556344,152.20653439046495,152.20653439046495,81.95736467178881,70.249169718676129,128.79014448423956,117.08194953112688,58.54097476556344,117.08194953112688,11.708194953112688,11.708194953112688,46.832779812450752,35.124584859338064,81.95736467178881,11.708194953112688,35.124584859338064,23.416389906225376,11.708194953112688,11.708194953112688,0,0,0,0,11.708194953112688,11.708194953112688,11.708194953112688,0,0,0,0,0,0,0,0,0,0,0,0,0]
[5,"TRANSFORMERS ","pole mounted ; < = 22 kv ; > 60 kva and < = 600 kva ; single phase",14.137420125,65.585892628856712,8.098511753949408,2,0,1,0,0,0,2,3,1,1,0,4,0,2,1,3,4,3,1,4,3,5,4,3,2,19,6,4,4,4,1,3,1,2,0,1,1,1,2,4,1,1,1,0,1,0,0,0,1,0,0,0,0,1,0,0,0,0,0,0,0,0,1,0,0,0,0,0,0,0,0,0,0,0,0,0,0,0,0,0,0,0,0,0,0,0,0,0,0,0,0,0,null,0,14.137420125,0,0,0,28.27484025,42.412260375000002,14.137420125,14.137420125,0,56.549680500000001,0,28.27484025,14.137420125,42.412260375000002,56.549680500000001,42.412260375000002,14.137420125,56.549680500000001,42.412260375000002,70.687100624999999,56.549680500000001,42.412260375000002,28.27484025,268.61098237499999,84.824520750000005,56.549680500000001,56.549680500000001,56.549680500000001,14.137420125,42.412260375000002,14.137420125,28.27484025,0,14.137420125,14.137420125,14.137420125,28.27484025,56.549680500000001,14.137420125,14.137420125,14.137420125,0,14.137420125,0,0,0,14.137420125,0,0,0,0,14.137420125,0,0,0,0,0,0,0,0,14.137420125,0,0,0,0,0,0,0,0,0,0,0,0,0,0,0,0,0,0,0,0,0,0,0,0,0,0,0,0,0]
["","TRANSFORMERS ","pole mounted ; < = 22 kv ; > 600 kva ; single phase",41.017283661304823,66.766933264315099,8.1711035524165947,2,0,0,0,0,0,0,0,0,0,0,0,0,0,0,0,0,0,0,0,0,0,0,0,0,0,0,0,0,0,0,0,0,0,0,0,0,0,0,0,0,0,0,0,0,0,0,0,0,0,0,0,0,0,0,0,0,0,0,0,0,0,0,0,0,0,0,0,0,0,0,0,0,0,0,0,0,0,0,0,0,0,0,0,0,0,0,0,0,0,0,0,null,0,0,0,0,0,0,0,0,0,0,0,0,0,0,0,0,0,0,0,0,0,0,0,0,0,0,0,0,0,0,0,0,0,0,0,0,0,0,0,0,0,0,0,0,0,0,0,0,0,0,0,0,0,0,0,0,0,0,0,0,0,0,0,0,0,0,0,0,0,0,0,0,0,0,0,0,0,0,0,0,0,0,0,0,0,0,0,0,0,0,0]
[5,"TRANSFORMERS ","pole mounted ; < = 22 kv ; < = 60 kva ; multiple phase",17.275660090221763,72.316851098402424,8.5039315083320393,2,0,22,30,49,26,17,32,45,26,34,48,27,31,47,44,45,34,29,41,23,37,15,45,27,59,29,58,40,50,67,77,76,63,76,82,71,72,63,60,47,81,39,53,24,20,20,20,14,10,11,12,10,20,15,22,16,15,17,13,8,8,2,6,3,2,6,5,2,5,10,1,0,0,0,0,0,1,0,0,0,0,0,0,0,0,0,0,0,0,0,0,null,0,380.06452198487875,518.26980270665285,846.50734442086639,449.16716234576586,293.68622153376998,552.82112288709641,777.40470405997928,449.16716234576586,587.37244306753996,829.23168433064461,466.44282243598758,535.54546279687463,811.95602424042283,760.1290439697575,777.40470405997928,587.37244306753996,500.99414261643113,708.30206369909229,397.34018207510053,639.19942333820518,259.13490135332643,777.40470405997928,466.44282243598758,1019.263945323084,500.99414261643113,1001.9882852328623,691.02640360887051,863.78300451108817,1157.469226044858,1330.2258269470758,1312.9501668568539,1088.3665856839712,1312.9501668568539,1416.6041273981846,1226.5718664057451,1243.847526495967,1088.3665856839712,1036.5396054133057,811.95602424042283,1399.3284673079627,673.75074351864873,915.60998478175338,414.61584216532231,345.51320180443525,345.51320180443525,345.51320180443525,241.85924126310468,172.75660090221763,190.03226099243938,207.30792108266115,172.75660090221763,345.51320180443525,259.13490135332643,380.06452198487875,276.4105614435482,259.13490135332643,293.68622153376998,224.58358117288293,138.2052807217741,138.2052807217741,34.551320180443525,103.65396054133058,51.826980270665288,34.551320180443525,103.65396054133058,86.378300451108814,34.551320180443525,86.378300451108814,172.75660090221763,17.275660090221763,0,0,0,0,0,17.275660090221763,0,0,0,0,0,0,0,0,0,0,0,0,0,0]
[5,"TRANSFORMERS ","pole mounted ; < = 22 kv ; > 60 kva and < = 600 kva ; multiple phase",41.017283661304823,66.766933264315099,8.1711035524165947,2,3,182,202,246,268,246,260,257,236,286,213,308,409,439,444,424,371,392,461,203,604,446,358,82,216,130,315,239,229,283,264,228,232,312,317,304,277,231,310,283,392,201,203,128,107,96,128,66,54,52,86,68,96,115,94,75,74,49,42,24,14,15,13,9,4,3,0,2,2,1,3,0,0,0,0,0,0,0,0,0,0,0,0,0,0,0,0,0,0,0,0,null,123.05185098391448,7465.1456263574782,8285.4912995835748,10090.251780680986,10992.632021229692,10090.251780680986,10664.493751939253,10541.44190095534,9680.0789440679382,11730.94312713318,8736.6814198579268,12633.323367681885,16776.069017473674,18006.587527312819,18211.673945619343,17391.328272393246,15217.41223834409,16078.77519523149,18908.967767861523,8326.5085832448785,24774.439331428111,18293.70851294195,14684.187550747127,3363.4172602269955,8859.7332708418417,5332.2468759696267,12920.444353311019,9803.1307950518531,9392.9579584388048,11607.891276149265,10828.562886584474,9351.9406747774992,9516.0098094227196,12797.392502327104,13002.478920633628,12469.254233036667,11361.787574181437,9474.9925257614141,12715.357935004495,11607.891276149265,16078.77519523149,8244.4740159222692,8326.5085832448785,5250.2123086470174,4388.8493517596162,3937.6592314852633,5250.2123086470174,2707.1407216461184,2214.9333177104604,2132.8987503878507,3527.486394872215,2789.1752889687282,3937.6592314852633,4716.9876210500543,3855.6246641626535,3076.2962745978616,3035.278990936557,2009.8468994039363,1722.7259137748026,984.41480787131582,574.24197125826754,615.2592549195723,533.22468759696267,369.1555529517434,164.06913464521929,123.05185098391448,0,82.034567322609647,82.034567322609647,41.017283661304823,123.05185098391448,0,0,0,0,0,0,0,0,0,0,0,0,0,0,0,0,0,0,0,0]
["","TRANSFORMERS ","pole mounted ; < = 22 kv ; > 600 kva ; multiple phase",41.017283661304823,66.766933264315099,8.1711035524165947,2,0,0,0,0,0,0,0,0,0,0,0,0,0,0,0,0,0,0,0,0,0,0,0,0,0,0,0,0,0,0,0,0,0,0,0,0,0,0,0,0,0,0,0,0,0,0,0,0,0,0,0,0,0,0,0,0,0,0,0,0,0,0,0,0,0,0,0,0,0,0,0,0,0,0,0,0,0,0,0,0,0,0,0,0,0,0,0,0,0,0,0,null,0,0,0,0,0,0,0,0,0,0,0,0,0,0,0,0,0,0,0,0,0,0,0,0,0,0,0,0,0,0,0,0,0,0,0,0,0,0,0,0,0,0,0,0,0,0,0,0,0,0,0,0,0,0,0,0,0,0,0,0,0,0,0,0,0,0,0,0,0,0,0,0,0,0,0,0,0,0,0,0,0,0,0,0,0,0,0,0,0,0,0]
["","TRANSFORMERS ","kiosk mounted ; < = 22 kv ; < = 60 kva ; single phase",40.820048269021285,55.862515156845589,7.4741230359718855,2,0,0,0,0,0,0,0,0,0,0,0,0,0,0,0,0,0,0,0,0,0,0,0,0,0,0,0,0,0,0,0,0,0,0,0,0,0,0,0,0,0,0,0,0,0,0,0,0,0,0,0,0,0,0,0,0,0,0,0,0,0,0,0,0,0,0,0,0,0,0,0,0,0,0,0,0,0,0,0,0,0,0,0,0,0,0,0,0,0,0,0,null,0,0,0,0,0,0,0,0,0,0,0,0,0,0,0,0,0,0,0,0,0,0,0,0,0,0,0,0,0,0,0,0,0,0,0,0,0,0,0,0,0,0,0,0,0,0,0,0,0,0,0,0,0,0,0,0,0,0,0,0,0,0,0,0,0,0,0,0,0,0,0,0,0,0,0,0,0,0,0,0,0,0,0,0,0,0,0,0,0,0,0]
[5,"TRANSFORMERS ","kiosk mounted ; < = 22 kv ; < = 60 kva ; multiple phase",17.67177515625,51.555454284724931,7.1802126907721142,2,0,0,0,0,0,0,1,0,0,0,0,0,0,0,0,0,0,0,0,0,0,0,0,0,0,0,0,0,0,0,0,0,0,0,0,0,0,0,0,0,0,0,0,0,0,0,0,0,0,0,0,0,0,0,0,0,0,0,0,0,0,0,0,0,0,0,0,0,0,0,0,0,0,0,0,0,0,0,0,0,0,0,0,0,0,0,0,0,0,0,0,null,0,0,0,0,0,0,17.67177515625,0,0,0,0,0,0,0,0,0,0,0,0,0,0,0,0,0,0,0,0,0,0,0,0,0,0,0,0,0,0,0,0,0,0,0,0,0,0,0,0,0,0,0,0,0,0,0,0,0,0,0,0,0,0,0,0,0,0,0,0,0,0,0,0,0,0,0,0,0,0,0,0,0,0,0,0,0,0,0,0,0,0,0,0]
[5,"TRANSFORMERS ","kiosk mounted ; < = 22 kv ; > 60 kva and < = 600 kva ; multiple phase",40.820048269021285,55.862515156845589,7.4741230359718855,2,10,151,282,442,376,320,267,213,331,327,340,376,370,300,334,403,366,367,503,145,467,125,328,65,192,117,142,122,105,89,93,123,126,151,134,129,155,120,107,182,220,117,75,52,45,22,40,31,13,15,7,2,4,8,2,2,0,0,2,2,1,0,1,0,0,0,0,0,0,0,0,0,0,0,0,0,0,0,0,0,0,0,0,0,0,0,0,0,0,0,0,null,408.20048269021288,6163.8272886222139,11511.253611864002,18042.46133490741,15348.338149152003,13062.415446086812,10898.952887828684,8694.6702813015345,13511.435977046045,13348.15578396996,13878.816411467236,15348.338149152003,15103.417859537876,12246.014480706386,13633.896121853109,16450.479452415577,14940.137666461791,14980.957714730812,20532.484279317705,5918.9069990080861,19062.96254163294,5102.5060336276611,13388.975832238981,2653.3031374863835,7837.4492676520867,4775.9456474754907,5796.4468542010227,4980.0458888205967,4286.1050682472351,3632.9842959428943,3796.2644890189795,5020.8659370896185,5143.3260818966819,6163.8272886222139,5469.8864680488523,5265.7862267037453,6327.1074816982991,4898.4057922825541,4367.7451647852777,7429.2487849618738,8980.4106191846822,4775.9456474754907,3061.5036201765965,2122.6425099891067,1836.9021721059578,898.04106191846824,1632.8019307608515,1265.4214963396598,530.66062749727666,612.30072403531926,285.74033788314898,81.64009653804257,163.28019307608514,326.56038615217028,81.64009653804257,81.64009653804257,0,0,81.64009653804257,81.64009653804257,40.820048269021285,0,40.820048269021285,0,0,0,0,0,0,0,0,0,0,0,0,0,0,0,0,0,0,0,0,0,0,0,0,0,0,0,0]
[5,"TRANSFORMERS ","kiosk mounted ; < = 22 kv ; > 600 kva ; multiple phase",59.08071281559328,46.457247836110575,6.8159553868926235,2,1,130,179,184,156,104,100,92,116,89,110,93,95,142,161,138,169,99,125,116,104,73,116,106,77,56,60,70,57,42,30,33,35,28,44,28,12,26,14,13,8,6,5,4,6,0,7,4,2,3,5,1,1,0,0,0,1,0,0,1,0,0,0,0,0,0,0,0,0,0,0,0,0,0,0,0,0,0,0,0,0,0,0,0,0,0,0,0,0,0,0,null,59.08071281559328,7680.4926660271267,10575.447593991197,10870.851158069163,9216.5911992325509,6144.3941328217015,5908.0712815593279,5435.4255790345815,6853.3626866088207,5258.1834405878017,6498.8784097152611,5494.5062918501753,5612.6677174813613,8389.4612198142459,9511.9947633105185,8153.1383685518731,9984.640465835264,5848.9905687437349,7385.0891019491601,6853.3626866088207,6144.3941328217015,4312.8920355383098,6853.3626866088207,6262.5555584528875,4549.2148868006825,3308.5199176732235,3544.8427689355967,4135.64989709153,3367.6006304888169,2481.389938254918,1772.4213844677984,1949.6635229145782,2067.824948545765,1654.2599588366118,2599.5513638861044,1654.2599588366118,708.96855378711939,1536.0985332054254,827.12997941830588,768.04926660271269,472.64570252474624,354.4842768935597,295.40356407796639,236.32285126237312,354.4842768935597,0,413.56498970915294,236.32285126237312,118.16142563118656,177.24213844677985,295.40356407796639,59.08071281559328,59.08071281559328,0,0,0,59.08071281559328,0,0,59.08071281559328,0,0,0,0,0,0,0,0,0,0,0,0,0,0,0,0,0,0,0,0,0,0,0,0,0,0,0,0,0,0,0]
["","TRANSFORMERS ","ground outdoor / indoor chamber mounted ; ˂ 22 kv ; < = 60 kva ; single phase",17.67177515625,36.523992402274374,6.043508285944049,2,0,0,0,0,0,0,0,0,0,0,0,0,0,0,0,0,0,0,0,0,0,0,0,0,0,0,0,0,0,0,0,0,0,0,0,0,0,0,0,0,0,0,0,0,0,0,0,0,0,0,0,0,0,0,0,0,0,0,0,0,0,0,0,0,0,0,0,0,0,0,0,0,0,0,0,0,0,0,0,0,0,0,0,0,0,0,0,0,0,0,0,null,0,0,0,0,0,0,0,0,0,0,0,0,0,0,0,0,0,0,0,0,0,0,0,0,0,0,0,0,0,0,0,0,0,0,0,0,0,0,0,0,0,0,0,0,0,0,0,0,0,0,0,0,0,0,0,0,0,0,0,0,0,0,0,0,0,0,0,0,0,0,0,0,0,0,0,0,0,0,0,0,0,0,0,0,0,0,0,0,0,0,0]
["","TRANSFORMERS ","ground outdoor / indoor chamber mounted ; ˂ 22 kv ; < = 60 kva ; multiple phase",17.67177515625,36.523992402274374,6.043508285944049,2,0,0,0,0,0,0,0,0,0,0,0,0,0,0,0,0,0,0,0,0,0,0,0,0,0,0,0,0,0,0,0,0,0,0,0,0,0,0,0,0,0,0,0,0,0,0,0,0,0,0,0,0,0,0,0,0,0,0,0,1,0,0,0,0,0,0,0,0,0,0,0,0,0,0,0,0,0,0,0,0,0,0,0,0,0,0,0,0,0,0,0,null,0,0,0,0,0,0,0,0,0,0,0,0,0,0,0,0,0,0,0,0,0,0,0,0,0,0,0,0,0,0,0,0,0,0,0,0,0,0,0,0,0,0,0,0,0,0,0,0,0,0,0,0,0,0,0,0,0,0,0,17.67177515625,0,0,0,0,0,0,0,0,0,0,0,0,0,0,0,0,0,0,0,0,0,0,0,0,0,0,0,0,0,0,0]
["","TRANSFORMERS ","ground outdoor / indoor chamber mounted ; ˂ 22 kv ; > 60 kva and < = 600 kva ; multiple phase",40.820048269021285,66.545404372036302,8.157536660784082,2,2,1,1,1,0,1,1,0,1,0,0,1,1,0,0,0,0,0,0,0,0,0,0,0,0,0,0,2,2,2,1,4,1,2,2,0,0,0,2,4,1,3,2,1,2,4,1,0,0,1,2,0,1,0,1,1,0,1,2,1,0,0,1,1,0,0,0,0,1,1,0,0,0,0,0,0,0,0,0,0,0,0,0,0,0,0,0,0,0,0,0,null,81.64009653804257,40.820048269021285,40.820048269021285,40.820048269021285,0,40.820048269021285,40.820048269021285,0,40.820048269021285,0,0,40.820048269021285,40.820048269021285,0,0,0,0,0,0,0,0,0,0,0,0,0,0,81.64009653804257,81.64009653804257,81.64009653804257,40.820048269021285,163.28019307608514,40.820048269021285,81.64009653804257,81.64009653804257,0,0,0,81.64009653804257,163.28019307608514,40.820048269021285,122.46014480706386,81.64009653804257,40.820048269021285,81.64009653804257,163.28019307608514,40.820048269021285,0,0,40.820048269021285,81.64009653804257,0,40.820048269021285,0,40.820048269021285,40.820048269021285,0,40.820048269021285,81.64009653804257,40.820048269021285,0,0,40.820048269021285,40.820048269021285,0,0,0,0,40.820048269021285,40.820048269021285,0,0,0,0,0,0,0,0,0,0,0,0,0,0,0,0,0,0,0,0,0]
["","TRANSFORMERS ","ground outdoor / indoor chamber mounted ; ˂ 22 kv ; > 600 kva ; multiple phase",59.08071281559328,58.681078980594791,{"$f":"SQRT(E66)","v":7.6603576274606651},2,0,0,0,0,0,0,0,0,1,0,1,0,0,1,0,0,0,0,3,0,0,0,0,0,0,1,1,0,1,0,1,2,0,4,8,5,3,1,3,5,3,1,3,2,2,0,0,0,3,1,0,0,0,0,0,0,0,0,3,0,0,0,0,0,0,0,0,0,0,1,0,0,0,0,0,0,0,0,0,0,0,0,0,0,0,0,0,0,0,0,0,null,{"$f":"$D66*H66","v":0},0,0,0,0,0,0,0,59.08071281559328,0,59.08071281559328,0,0,59.08071281559328,0,0,{"$f":"$D66*X66","v":0},0,177.24213844677985,0,0,0,0,0,0,59.08071281559328,59.08071281559328,0,59.08071281559328,0,59.08071281559328,118.16142563118656,{"$f":"$D66*AN66","v":0},236.32285126237312,472.64570252474624,295.40356407796639,177.24213844677985,59.08071281559328,177.24213844677985,295.40356407796639,177.24213844677985,59.08071281559328,177.24213844677985,118.16142563118656,118.16142563118656,0,0,0,{"$f":"$D66*BD66","v":177.24213844677985},59.08071281559328,0,0,0,0,0,0,0,0,177.24213844677985,0,0,0,0,0,{"$f":"$D66*BT66","v":0},0,0,0,0,59.08071281559328,0,0,0,0,0,0,0,0,{"$f":"$D66*CH66","v":0},{"$f":"$D66*CI66","v":0},{"$f":"$D66*CJ66","v":0},{"$f":"$D66*CK66","v":0},{"$f":"$D66*CL66","v":0},{"$f":"$D66*CM66","v":0},{"$f":"$D66*CN66","v":0},{"$f":"$D66*CO66","v":0},{"$f":"$D66*CP66","v":0},{"$f":"$D66*CQ66","v":0},{"$f":"$D66*CR66","v":0},{"$f":"$D66*CS66","v":0},{"$f":"$D66*CT66","v":0}]
["","TRANSFORMERS ","ground outdoor / indoor chamber mounted ; > = 22 kv & < = 33 kv ; < = 15 mva","",0,0,2,0,0,0,0,4,0,0,0,3,2,2,1,3,2,2,2,0,3,2,0,4,0,1,0,0,0,0,0,0,0,2,3,1,1,0,0,0,0,1,0,3,3,1,0,0,0,0,0,1,0,0,4,1,1,2,0,1,3,1,8,3,0,0,0,1,1,0,0,0,0,0,0,0,0,0,0,0,0,0,0,0,0,0,0,0,0,0,0,0,0,0,null,{"$error":"#VALUE!"},{"$error":"#VALUE!"},{"$error":"#VALUE!"},{"$error":"#VALUE!"},{"$error":"#VALUE!"},{"$error":"#VALUE!"},{"$error":"#VALUE!"},{"$error":"#VALUE!"},{"$error":"#VALUE!"},{"$error":"#VALUE!"},{"$error":"#VALUE!"},{"$error":"#VALUE!"},{"$error":"#VALUE!"},{"$error":"#VALUE!"},{"$error":"#VALUE!"},{"$error":"#VALUE!"},{"$error":"#VALUE!"},{"$error":"#VALUE!"},{"$error":"#VALUE!"},{"$error":"#VALUE!"},{"$error":"#VALUE!"},{"$error":"#VALUE!"},{"$error":"#VALUE!"},{"$error":"#VALUE!"},{"$error":"#VALUE!"},{"$error":"#VALUE!"},{"$error":"#VALUE!"},{"$error":"#VALUE!"},{"$error":"#VALUE!"},{"$error":"#VALUE!"},{"$error":"#VALUE!"},{"$error":"#VALUE!"},{"$error":"#VALUE!"},{"$error":"#VALUE!"},{"$error":"#VALUE!"},{"$error":"#VALUE!"},{"$error":"#VALUE!"},{"$error":"#VALUE!"},{"$error":"#VALUE!"},{"$error":"#VALUE!"},{"$error":"#VALUE!"},{"$error":"#VALUE!"},{"$error":"#VALUE!"},{"$error":"#VALUE!"},{"$error":"#VALUE!"},{"$error":"#VALUE!"},{"$error":"#VALUE!"},{"$error":"#VALUE!"},{"$error":"#VALUE!"},{"$error":"#VALUE!"},{"$error":"#VALUE!"},{"$error":"#VALUE!"},{"$error":"#VALUE!"},{"$error":"#VALUE!"},{"$error":"#VALUE!"},{"$error":"#VALUE!"},{"$error":"#VALUE!"},{"$error":"#VALUE!"},{"$error":"#VALUE!"},{"$error":"#VALUE!"},{"$error":"#VALUE!"},{"$error":"#VALUE!"},{"$error":"#VALUE!"},{"$error":"#VALUE!"},{"$error":"#VALUE!"},{"$error":"#VALUE!"},{"$error":"#VALUE!"},{"$error":"#VALUE!"},{"$error":"#VALUE!"},{"$error":"#VALUE!"},{"$error":"#VALUE!"},{"$error":"#VALUE!"},{"$error":"#VALUE!"},{"$error":"#VALUE!"},{"$error":"#VALUE!"},{"$error":"#VALUE!"},{"$error":"#VALUE!"},{"$error":"#VALUE!"},{"$error":"#VALUE!"},{"$error":"#VALUE!"},{"$error":"#VALUE!"},{"$error":"#VALUE!"},{"$error":"#VALUE!"},{"$error":"#VALUE!"},{"$error":"#VALUE!"},{"$error":"#VALUE!"},{"$error":"#VALUE!"},{"$error":"#VALUE!"},{"$error":"#VALUE!"},{"$error":"#VALUE!"},{"$error":"#VALUE!"}]
["","TRANSFORMERS ","ground outdoor / indoor chamber mounted ; > = 22 kv & < = 33 kv ; > 15 mva and < = 40 mva","",0,{"$f":"SQRT(E68)","v":0},2,0,2,0,0,1,0,0,4,7,8,5,8,2,18,5,1,5,8,11,5,4,6,1,0,0,0,0,0,2,2,0,0,1,0,2,2,0,0,4,1,6,4,2,3,6,3,0,2,4,5,2,7,7,5,1,5,0,1,1,0,0,0,0,0,0,0,0,0,0,0,0,0,0,0,0,0,0,0,0,0,0,0,0,0,0,0,0,0,0,0,0,null,{"$f":"$D68*H68","v":{"$error":"#VALUE!"}},{"$f":"$D68*I68","v":{"$error":"#VALUE!"}},{"$f":"$D68*J68","v":{"$error":"#VALUE!"}},{"$f":"$D68*K68","v":{"$error":"#VALUE!"}},{"$f":"$D68*L68","v":{"$error":"#VALUE!"}},{"$f":"$D68*M68","v":{"$error":"#VALUE!"}},{"$f":"$D68*N68","v":{"$error":"#VALUE!"}},{"$f":"$D68*O68","v":{"$error":"#VALUE!"}},{"$f":"$D68*P68","v":{"$error":"#VALUE!"}},{"$f":"$D68*Q68","v":{"$error":"#VALUE!"}},{"$f":"$D68*R68","v":{"$error":"#VALUE!"}},{"$f":"$D68*S68","v":{"$error":"#VALUE!"}},{"$f":"$D68*T68","v":{"$error":"#VALUE!"}},{"$f":"$D68*U68","v":{"$error":"#VALUE!"}},{"$f":"$D68*V68","v":{"$error":"#VALUE!"}},{"$f":"$D68*W68","v":{"$error":"#VALUE!"}},{"$f":"$D68*X68","v":{"$error":"#VALUE!"}},{"$f":"$D68*Y68","v":{"$error":"#VALUE!"}},{"$f":"$D68*Z68","v":{"$error":"#VALUE!"}},{"$f":"$D68*AA68","v":{"$error":"#VALUE!"}},{"$f":"$D68*AB68","v":{"$error":"#VALUE!"}},{"$f":"$D68*AC68","v":{"$error":"#VALUE!"}},{"$f":"$D68*AD68","v":{"$error":"#VALUE!"}},{"$f":"$D68*AE68","v":{"$error":"#VALUE!"}},{"$f":"$D68*AF68","v":{"$error":"#VALUE!"}},{"$f":"$D68*AG68","v":{"$error":"#VALUE!"}},{"$f":"$D68*AH68","v":{"$error":"#VALUE!"}},{"$f":"$D68*AI68","v":{"$error":"#VALUE!"}},{"$f":"$D68*AJ68","v":{"$error":"#VALUE!"}},{"$f":"$D68*AK68","v":{"$error":"#VALUE!"}},{"$f":"$D68*AL68","v":{"$error":"#VALUE!"}},{"$f":"$D68*AM68","v":{"$error":"#VALUE!"}},{"$f":"$D68*AN68","v":{"$error":"#VALUE!"}},{"$f":"$D68*AO68","v":{"$error":"#VALUE!"}},{"$f":"$D68*AP68","v":{"$error":"#VALUE!"}},{"$f":"$D68*AQ68","v":{"$error":"#VALUE!"}},{"$f":"$D68*AR68","v":{"$error":"#VALUE!"}},{"$f":"$D68*AS68","v":{"$error":"#VALUE!"}},{"$f":"$D68*AT68","v":{"$error":"#VALUE!"}},{"$f":"$D68*AU68","v":{"$error":"#VALUE!"}},{"$f":"$D68*AV68","v":{"$error":"#VALUE!"}},{"$f":"$D68*AW68","v":{"$error":"#VALUE!"}},{"$f":"$D68*AX68","v":{"$error":"#VALUE!"}},{"$f":"$D68*AY68","v":{"$error":"#VALUE!"}},{"$f":"$D68*AZ68","v":{"$error":"#VALUE!"}},{"$f":"$D68*BA68","v":{"$error":"#VALUE!"}},{"$f":"$D68*BB68","v":{"$error":"#VALUE!"}},{"$f":"$D68*BC68","v":{"$error":"#VALUE!"}},{"$f":"$D68*BD68","v":{"$error":"#VALUE!"}},{"$f":"$D68*BE68","v":{"$error":"#VALUE!"}},{"$f":"$D68*BF68","v":{"$error":"#VALUE!"}},{"$f":"$D68*BG68","v":{"$error":"#VALUE!"}},{"$f":"$D68*BH68","v":{"$error":"#VALUE!"}},{"$f":"$D68*BI68","v":{"$error":"#VALUE!"}},{"$f":"$D68*BJ68","v":{"$error":"#VALUE!"}},{"$f":"$D68*BK68","v":{"$error":"#VALUE!"}},{"$f":"$D68*BL68","v":{"$error":"#VALUE!"}},{"$f":"$D68*BM68","v":{"$error":"#VALUE!"}},{"$f":"$D68*BN68","v":{"$error":"#VALUE!"}},{"$f":"$D68*BO68","v":{"$error":"#VALUE!"}},{"$f":"$D68*BP68","v":{"$error":"#VALUE!"}},{"$f":"$D68*BQ68","v":{"$error":"#VALUE!"}},{"$f":"$D68*BR68","v":{"$error":"#VALUE!"}},{"$f":"$D68*BS68","v":{"$error":"#VALUE!"}},{"$f":"$D68*BT68","v":{"$error":"#VALUE!"}},{"$f":"$D68*BU68","v":{"$error":"#VALUE!"}},{"$f":"$D68*BV68","v":{"$error":"#VALUE!"}},{"$f":"$D68*BW68","v":{"$error":"#VALUE!"}},{"$f":"$D68*BX68","v":{"$error":"#VALUE!"}},{"$f":"$D68*BY68","v":{"$error":"#VALUE!"}},{"$f":"$D68*BZ68","v":{"$error":"#VALUE!"}},{"$f":"$D68*CA68","v":{"$error":"#VALUE!"}},{"$f":"$D68*CB68","v":{"$error":"#VALUE!"}},{"$f":"$D68*CC68","v":{"$error":"#VALUE!"}},{"$f":"$D68*CD68","v":{"$error":"#VALUE!"}},{"$f":"$D68*CE68","v":{"$error":"#VALUE!"}},{"$f":"$D68*CF68","v":{"$error":"#VALUE!"}},{"$f":"$D68*CG68","v":{"$error":"#VALUE!"}},{"$f":"$D68*CH68","v":{"$error":"#VALUE!"}},{"$f":"$D68*CI68","v":{"$error":"#VALUE!"}},{"$f":"$D68*CJ68","v":{"$error":"#VALUE!"}},{"$f":"$D68*CK68","v":{"$error":"#VALUE!"}},{"$f":"$D68*CL68","v":{"$error":"#VALUE!"}},{"$f":"$D68*CM68","v":{"$error":"#VALUE!"}},{"$f":"$D68*CN68","v":{"$error":"#VALUE!"}},{"$f":"$D68*CO68","v":{"$error":"#VALUE!"}},{"$f":"$D68*CP68","v":{"$error":"#VALUE!"}},{"$f":"$D68*CQ68","v":{"$error":"#VALUE!"}},{"$f":"$D68*CR68","v":{"$error":"#VALUE!"}},{"$f":"$D68*CS68","v":{"$error":"#VALUE!"}},{"$f":"$D68*CT68","v":{"$error":"#VALUE!"}}]
["","TRANSFORMERS ","ground outdoor / indoor chamber mounted ; > 33 kv & < = 66 kv ; < = 15 mva","",0,0,2,0,0,0,0,0,0,0,0,0,0,0,0,0,0,0,0,0,0,0,0,0,0,0,0,0,0,0,0,0,0,0,0,0,0,0,0,0,0,0,3,0,0,0,0,0,0,0,0,0,0,0,2,0,0,0,1,0,2,0,0,0,0,0,0,0,0,0,0,0,4,1,1,0,0,0,0,0,0,0,0,0,0,0,0,0,0,0,0,0,0,0,null,{"$error":"#VALUE!"},{"$error":"#VALUE!"},{"$error":"#VALUE!"},{"$error":"#VALUE!"},{"$error":"#VALUE!"},{"$error":"#VALUE!"},{"$error":"#VALUE!"},{"$error":"#VALUE!"},{"$error":"#VALUE!"},{"$error":"#VALUE!"},{"$error":"#VALUE!"},{"$error":"#VALUE!"},{"$error":"#VALUE!"},{"$error":"#VALUE!"},{"$error":"#VALUE!"},{"$error":"#VALUE!"},{"$error":"#VALUE!"},{"$error":"#VALUE!"},{"$error":"#VALUE!"},{"$error":"#VALUE!"},{"$error":"#VALUE!"},{"$error":"#VALUE!"},{"$error":"#VALUE!"},{"$error":"#VALUE!"},{"$error":"#VALUE!"},{"$error":"#VALUE!"},{"$error":"#VALUE!"},{"$error":"#VALUE!"},{"$error":"#VALUE!"},{"$error":"#VALUE!"},{"$error":"#VALUE!"},{"$error":"#VALUE!"},{"$error":"#VALUE!"},{"$error":"#VALUE!"},{"$error":"#VALUE!"},{"$error":"#VALUE!"},{"$error":"#VALUE!"},{"$error":"#VALUE!"},{"$error":"#VALUE!"},{"$error":"#VALUE!"},{"$error":"#VALUE!"},{"$error":"#VALUE!"},{"$error":"#VALUE!"},{"$error":"#VALUE!"},{"$error":"#VALUE!"},{"$error":"#VALUE!"},{"$error":"#VALUE!"},{"$error":"#VALUE!"},{"$error":"#VALUE!"},{"$error":"#VALUE!"},{"$error":"#VALUE!"},{"$error":"#VALUE!"},{"$error":"#VALUE!"},{"$error":"#VALUE!"},{"$error":"#VALUE!"},{"$error":"#VALUE!"},{"$error":"#VALUE!"},{"$error":"#VALUE!"},{"$error":"#VALUE!"},{"$error":"#VALUE!"},{"$error":"#VALUE!"},{"$error":"#VALUE!"},{"$error":"#VALUE!"},{"$error":"#VALUE!"},{"$error":"#VALUE!"},{"$error":"#VALUE!"},{"$error":"#VALUE!"},{"$error":"#VALUE!"},{"$error":"#VALUE!"},{"$error":"#VALUE!"},{"$error":"#VALUE!"},{"$error":"#VALUE!"},{"$error":"#VALUE!"},{"$error":"#VALUE!"},{"$error":"#VALUE!"},{"$error":"#VALUE!"},{"$error":"#VALUE!"},{"$error":"#VALUE!"},{"$error":"#VALUE!"},{"$error":"#VALUE!"},{"$error":"#VALUE!"},{"$error":"#VALUE!"},{"$error":"#VALUE!"},{"$error":"#VALUE!"},{"$error":"#VALUE!"},{"$error":"#VALUE!"},{"$error":"#VALUE!"},{"$error":"#VALUE!"},{"$error":"#VALUE!"},{"$error":"#VALUE!"},{"$error":"#VALUE!"}]
["","TRANSFORMERS ","ground outdoor / indoor chamber mounted ; > 33 kv & < = 66 kv ; > 15 mva and < = 40 mva","",0,{"$f":"SQRT(E70)","v":0},2,0,0,0,0,0,0,0,0,1,0,1,0,4,0,0,2,4,2,4,1,0,0,0,0,0,0,0,2,2,0,0,0,0,1,3,0,5,0,2,3,2,0,0,2,0,0,5,0,0,0,0,0,0,0,0,4,0,0,0,0,0,1,0,0,0,0,0,0,0,0,0,0,0,0,0,0,0,0,0,0,0,0,0,0,0,0,0,0,0,0,0,null,{"$f":"$D70*H70","v":{"$error":"#VALUE!"}},{"$f":"$D70*I70","v":{"$error":"#VALUE!"}},{"$f":"$D70*J70","v":{"$error":"#VALUE!"}},{"$f":"$D70*K70","v":{"$error":"#VALUE!"}},{"$f":"$D70*L70","v":{"$error":"#VALUE!"}},{"$f":"$D70*M70","v":{"$error":"#VALUE!"}},{"$f":"$D70*N70","v":{"$error":"#VALUE!"}},{"$f":"$D70*O70","v":{"$error":"#VALUE!"}},{"$f":"$D70*P70","v":{"$error":"#VALUE!"}},{"$f":"$D70*Q70","v":{"$error":"#VALUE!"}},{"$f":"$D70*R70","v":{"$error":"#VALUE!"}},{"$f":"$D70*S70","v":{"$error":"#VALUE!"}},{"$f":"$D70*T70","v":{"$error":"#VALUE!"}},{"$f":"$D70*U70","v":{"$error":"#VALUE!"}},{"$f":"$D70*V70","v":{"$error":"#VALUE!"}},{"$f":"$D70*W70","v":{"$error":"#VALUE!"}},{"$f":"$D70*X70","v":{"$error":"#VALUE!"}},{"$f":"$D70*Y70","v":{"$error":"#VALUE!"}},{"$f":"$D70*Z70","v":{"$error":"#VALUE!"}},{"$f":"$D70*AA70","v":{"$error":"#VALUE!"}},{"$f":"$D70*AB70","v":{"$error":"#VALUE!"}},{"$f":"$D70*AC70","v":{"$error":"#VALUE!"}},{"$f":"$D70*AD70","v":{"$error":"#VALUE!"}},{"$f":"$D70*AE70","v":{"$error":"#VALUE!"}},{"$f":"$D70*AF70","v":{"$error":"#VALUE!"}},{"$f":"$D70*AG70","v":{"$error":"#VALUE!"}},{"$f":"$D70*AH70","v":{"$error":"#VALUE!"}},{"$f":"$D70*AI70","v":{"$error":"#VALUE!"}},{"$f":"$D70*AJ70","v":{"$error":"#VALUE!"}},{"$f":"$D70*AK70","v":{"$error":"#VALUE!"}},{"$f":"$D70*AL70","v":{"$error":"#VALUE!"}},{"$f":"$D70*AM70","v":{"$error":"#VALUE!"}},{"$f":"$D70*AN70","v":{"$error":"#VALUE!"}},{"$f":"$D70*AO70","v":{"$error":"#VALUE!"}},{"$f":"$D70*AP70","v":{"$error":"#VALUE!"}},{"$f":"$D70*AQ70","v":{"$error":"#VALUE!"}},{"$f":"$D70*AR70","v":{"$error":"#VALUE!"}},{"$f":"$D70*AS70","v":{"$error":"#VALUE!"}},{"$f":"$D70*AT70","v":{"$error":"#VALUE!"}},{"$f":"$D70*AU70","v":{"$error":"#VALUE!"}},{"$f":"$D70*AV70","v":{"$error":"#VALUE!"}},{"$f":"$D70*AW70","v":{"$error":"#VALUE!"}},{"$f":"$D70*AX70","v":{"$error":"#VALUE!"}},{"$f":"$D70*AY70","v":{"$error":"#VALUE!"}},{"$f":"$D70*AZ70","v":{"$error":"#VALUE!"}},{"$f":"$D70*BA70","v":{"$error":"#VALUE!"}},{"$f":"$D70*BB70","v":{"$error":"#VALUE!"}},{"$f":"$D70*BC70","v":{"$error":"#VALUE!"}},{"$f":"$D70*BD70","v":{"$error":"#VALUE!"}},{"$f":"$D70*BE70","v":{"$error":"#VALUE!"}},{"$f":"$D70*BF70","v":{"$error":"#VALUE!"}},{"$f":"$D70*BG70","v":{"$error":"#VALUE!"}},{"$f":"$D70*BH70","v":{"$error":"#VALUE!"}},{"$f":"$D70*BI70","v":{"$error":"#VALUE!"}},{"$f":"$D70*BJ70","v":{"$error":"#VALUE!"}},{"$f":"$D70*BK70","v":{"$error":"#VALUE!"}},{"$f":"$D70*BL70","v":{"$error":"#VALUE!"}},{"$f":"$D70*BM70","v":{"$error":"#VALUE!"}},{"$f":"$D70*BN70","v":{"$error":"#VALUE!"}},{"$f":"$D70*BO70","v":{"$error":"#VALUE!"}},{"$f":"$D70*BP70","v":{"$error":"#VALUE!"}},{"$f":"$D70*BQ70","v":{"$error":"#VALUE!"}},{"$f":"$D70*BR70","v":{"$error":"#VALUE!"}},{"$f":"$D70*BS70","v":{"$error":"#VALUE!"}},{"$f":"$D70*BT70","v":{"$error":"#VALUE!"}},{"$f":"$D70*BU70","v":{"$error":"#VALUE!"}},{"$f":"$D70*BV70","v":{"$error":"#VALUE!"}},{"$f":"$D70*BW70","v":{"$error":"#VALUE!"}},{"$f":"$D70*BX70","v":{"$error":"#VALUE!"}},{"$f":"$D70*BY70","v":{"$error":"#VALUE!"}},{"$f":"$D70*BZ70","v":{"$error":"#VALUE!"}},{"$f":"$D70*CA70","v":{"$error":"#VALUE!"}},{"$f":"$D70*CB70","v":{"$error":"#VALUE!"}},{"$f":"$D70*CC70","v":{"$error":"#VALUE!"}},{"$f":"$D70*CD70","v":{"$error":"#VALUE!"}},{"$f":"$D70*CE70","v":{"$error":"#VALUE!"}},{"$f":"$D70*CF70","v":{"$error":"#VALUE!"}},{"$f":"$D70*CG70","v":{"$error":"#VALUE!"}},{"$f":"$D70*CH70","v":{"$error":"#VALUE!"}},{"$f":"$D70*CI70","v":{"$error":"#VALUE!"}},{"$f":"$D70*CJ70","v":{"$error":"#VALUE!"}},{"$f":"$D70*CK70","v":{"$error":"#VALUE!"}},{"$f":"$D70*CL70","v":{"$error":"#VALUE!"}},{"$f":"$D70*CM70","v":{"$error":"#VALUE!"}},{"$f":"$D70*CN70","v":{"$error":"#VALUE!"}},{"$f":"$D70*CO70","v":{"$error":"#VALUE!"}},{"$f":"$D70*CP70","v":{"$error":"#VALUE!"}},{"$f":"$D70*CQ70","v":{"$error":"#VALUE!"}},{"$f":"$D70*CR70","v":{"$error":"#VALUE!"}},{"$f":"$D70*CS70","v":{"$error":"#VALUE!"}},{"$f":"$D70*CT70","v":{"$error":"#VALUE!"}}]
["","TRANSFORMERS ","ground outdoor / indoor chamber mounted ; > 66 kv & < = 132 kv ; < = 100 mva","",0,0,2,0,0,0,1,2,0,0,2,1,4,4,4,0,10,9,0,7,10,1,8,1,3,2,0,0,2,2,1,0,2,2,1,0,0,6,0,3,2,0,0,0,3,0,0,0,0,0,0,0,0,0,2,0,0,0,1,0,0,0,2,1,0,0,0,0,0,0,0,0,0,0,0,0,0,0,0,0,0,0,0,0,0,0,0,0,0,0,0,0,0,0,null,{"$error":"#VALUE!"},{"$error":"#VALUE!"},{"$error":"#VALUE!"},{"$error":"#VALUE!"},{"$error":"#VALUE!"},{"$error":"#VALUE!"},{"$error":"#VALUE!"},{"$error":"#VALUE!"},{"$error":"#VALUE!"},{"$error":"#VALUE!"},{"$error":"#VALUE!"},{"$error":"#VALUE!"},{"$error":"#VALUE!"},{"$error":"#VALUE!"},{"$error":"#VALUE!"},{"$error":"#VALUE!"},{"$error":"#VALUE!"},{"$error":"#VALUE!"},{"$error":"#VALUE!"},{"$error":"#VALUE!"},{"$error":"#VALUE!"},{"$error":"#VALUE!"},{"$error":"#VALUE!"},{"$error":"#VALUE!"},{"$error":"#VALUE!"},{"$error":"#VALUE!"},{"$error":"#VALUE!"},{"$error":"#VALUE!"},{"$error":"#VALUE!"},{"$error":"#VALUE!"},{"$error":"#VALUE!"},{"$error":"#VALUE!"},{"$error":"#VALUE!"},{"$error":"#VALUE!"},{"$error":"#VALUE!"},{"$error":"#VALUE!"},{"$error":"#VALUE!"},{"$error":"#VALUE!"},{"$error":"#VALUE!"},{"$error":"#VALUE!"},{"$error":"#VALUE!"},{"$error":"#VALUE!"},{"$error":"#VALUE!"},{"$error":"#VALUE!"},{"$error":"#VALUE!"},{"$error":"#VALUE!"},{"$error":"#VALUE!"},{"$error":"#VALUE!"},{"$error":"#VALUE!"},{"$error":"#VALUE!"},{"$error":"#VALUE!"},{"$error":"#VALUE!"},{"$error":"#VALUE!"},{"$error":"#VALUE!"},{"$error":"#VALUE!"},{"$error":"#VALUE!"},{"$error":"#VALUE!"},{"$error":"#VALUE!"},{"$error":"#VALUE!"},{"$error":"#VALUE!"},{"$error":"#VALUE!"},{"$error":"#VALUE!"},{"$error":"#VALUE!"},{"$error":"#VALUE!"},{"$error":"#VALUE!"},{"$error":"#VALUE!"},{"$error":"#VALUE!"},{"$error":"#VALUE!"},{"$error":"#VALUE!"},{"$error":"#VALUE!"},{"$error":"#VALUE!"},{"$error":"#VALUE!"},{"$error":"#VALUE!"},{"$error":"#VALUE!"},{"$error":"#VALUE!"},{"$error":"#VALUE!"},{"$error":"#VALUE!"},{"$error":"#VALUE!"},{"$error":"#VALUE!"},{"$error":"#VALUE!"},{"$error":"#VALUE!"},{"$error":"#VALUE!"},{"$error":"#VALUE!"},{"$error":"#VALUE!"},{"$error":"#VALUE!"},{"$error":"#VALUE!"},{"$error":"#VALUE!"},{"$error":"#VALUE!"},{"$error":"#VALUE!"},{"$error":"#VALUE!"},{"$error":"#VALUE!"}]
["","TRANSFORMERS ","ground outdoor / indoor chamber mounted ; > 66 kv & < = 132 kv ; > 100 mva","",0,0,2,0,0,1,0,0,0,0,0,1,1,0,3,0,0,3,0,10,1,1,0,0,0,0,0,0,0,0,0,0,0,0,0,0,0,0,0,0,0,0,1,0,0,0,0,1,0,2,0,1,2,0,0,0,4,1,0,2,0,0,1,0,0,0,0,0,0,0,0,0,0,0,0,0,0,0,0,0,0,0,0,0,0,0,0,0,0,0,0,0,0,0,null,{"$error":"#VALUE!"},{"$error":"#VALUE!"},{"$error":"#VALUE!"},{"$error":"#VALUE!"},{"$error":"#VALUE!"},{"$error":"#VALUE!"},{"$error":"#VALUE!"},{"$error":"#VALUE!"},{"$error":"#VALUE!"},{"$error":"#VALUE!"},{"$error":"#VALUE!"},{"$error":"#VALUE!"},{"$error":"#VALUE!"},{"$error":"#VALUE!"},{"$error":"#VALUE!"},{"$error":"#VALUE!"},{"$error":"#VALUE!"},{"$error":"#VALUE!"},{"$error":"#VALUE!"},{"$error":"#VALUE!"},{"$error":"#VALUE!"},{"$error":"#VALUE!"},{"$error":"#VALUE!"},{"$error":"#VALUE!"},{"$error":"#VALUE!"},{"$error":"#VALUE!"},{"$error":"#VALUE!"},{"$error":"#VALUE!"},{"$error":"#VALUE!"},{"$error":"#VALUE!"},{"$error":"#VALUE!"},{"$error":"#VALUE!"},{"$error":"#VALUE!"},{"$error":"#VALUE!"},{"$error":"#VALUE!"},{"$error":"#VALUE!"},{"$error":"#VALUE!"},{"$error":"#VALUE!"},{"$error":"#VALUE!"},{"$error":"#VALUE!"},{"$error":"#VALUE!"},{"$error":"#VALUE!"},{"$error":"#VALUE!"},{"$error":"#VALUE!"},{"$error":"#VALUE!"},{"$error":"#VALUE!"},{"$error":"#VALUE!"},{"$error":"#VALUE!"},{"$error":"#VALUE!"},{"$error":"#VALUE!"},{"$error":"#VALUE!"},{"$error":"#VALUE!"},{"$error":"#VALUE!"},{"$error":"#VALUE!"},{"$error":"#VALUE!"},{"$error":"#VALUE!"},{"$error":"#VALUE!"},{"$error":"#VALUE!"},{"$error":"#VALUE!"},{"$error":"#VALUE!"},{"$error":"#VALUE!"},{"$error":"#VALUE!"},{"$error":"#VALUE!"},{"$error":"#VALUE!"},{"$error":"#VALUE!"},{"$error":"#VALUE!"},{"$error":"#VALUE!"},{"$error":"#VALUE!"},{"$error":"#VALUE!"},{"$error":"#VALUE!"},{"$error":"#VALUE!"},{"$error":"#VALUE!"},{"$error":"#VALUE!"},{"$error":"#VALUE!"},{"$error":"#VALUE!"},{"$error":"#VALUE!"},{"$error":"#VALUE!"},{"$error":"#VALUE!"},{"$error":"#VALUE!"},{"$error":"#VALUE!"},{"$error":"#VALUE!"},{"$error":"#VALUE!"},{"$error":"#VALUE!"},{"$error":"#VALUE!"},{"$error":"#VALUE!"},{"$error":"#VALUE!"},{"$error":"#VALUE!"},{"$error":"#VALUE!"},{"$error":"#VALUE!"},{"$error":"#VALUE!"},{"$error":"#VALUE!"}]
[4,"SWITCHGEAR ","˂ = 11 kv ; fuse",3.4802774146680724,68.901590935450585,8.3006982197554073,2,13,102,203,247,642,867,894,725,924,932,1009,878,934,922,789,864,774,1098,1302,946,1026,768,725,488,517,451,582,662,645,770,689,895,877,1048,883,793,959,1376,1805,1238,1088,1871,1432,1029,945,789,838,486,255,292,336,286,418,368,381,279,256,272,231,124,116,108,208,50,31,62,10,28,43,56,21,5,0,0,2,0,0,0,0,0,0,0,0,0,0,0,0,0,0,0,0,null,45.243606390684938,354.9882962961434,706.49631517761873,859.62852142301392,2234.3381002169026,3017.4005185172186,3111.3680087132566,2523.2011256343526,3215.776331153299,3243.6185504706436,3511.5999114000851,3055.6835700785678,3250.5791052999798,3208.8157763239628,2745.9388801731093,3006.9596862732146,2693.7347189530878,3821.3446013055436,4531.3211938978302,3292.3424342759963,3570.7646274494423,2672.8530544650794,2523.2011256343526,1698.3753783580194,1799.3034233833935,1569.6051140153006,2025.5214553368182,2303.9436485102638,2244.7789324609066,2679.8136092944155,2397.9111387063017,3114.8482861279249,3052.2032926638994,3647.3307305721401,3073.0849571519079,2759.8599898317816,3337.5860406666816,4788.8617225832677,6281.9007334758708,4308.583439359074,3786.5418271588628,6511.5990428439636,4983.7572578046793,3581.2054596934463,3288.8621568613285,2745.9388801731093,2916.4724734918445,1691.4148235286832,887.47074074035845,1016.2410050830771,1169.3732113284723,995.35934059506872,1454.7559593312542,1280.7420885978506,1325.9856949885357,970.99739869239215,890.95101815502653,946.6354567897157,803.94408278832475,431.554399418841,403.71218010149641,375.86996078415183,723.89770225095901,174.01387073340362,107.88859985471025,215.7771997094205,34.802774146680726,97.447767610706023,149.65192883072712,194.89553522141205,73.085825708029518,17.401387073340363,0,0,6.9605548293361448,0,0,0,0,0,0,0,0,0,0,0,0,0,0,0,0]
[4,"SWITCHGEAR ","˂ = 11 kv ; switch",17.801243998241823,63.6481835870512,7.9779811723926244,2,150,829,992,1005,1182,1001,823,973,1268,1386,1168,1023,1007,1135,1291,1291,1046,1035,1078,804,736,664,592,529,264,237,262,309,310,310,292,451,616,586,598,563,495,640,755,534,554,437,473,333,302,146,242,147,84,72,105,51,89,41,22,25,55,48,13,4,12,7,29,0,0,0,0,0,1,0,0,0,0,0,0,0,0,0,0,0,0,0,0,0,0,0,0,0,0,0,0,null,2670.1865997362734,14757.231274542472,17658.834046255888,17890.250218233032,21041.070405921833,17819.045242240063,14650.42381055302,17320.610410289293,22571.977389770633,24672.524181563167,20791.852989946448,18210.672610201385,17925.852706229514,20204.411938004469,22981.406001730193,22981.406001730193,18620.101222160945,18424.287538180288,19189.741030104684,14312.200174586425,13101.715582705981,11820.026014832571,10538.33644695916,9416.8580750699239,4699.5284155358413,4218.8948275833118,4663.9259275393579,5500.5843954567235,5518.3856394549648,5518.3856394549648,5197.9632474866121,8028.3610432070618,10965.566302916963,10431.528982969709,10645.143910948611,10022.100371010147,8811.6157791297028,11392.796158874768,13439.939218672576,9505.8642950611338,9861.88917502597,7779.1436272316769,8419.9884111683823,5927.8142514145275,5375.9756874690302,2598.981623743306,4307.9010475745208,2616.7828677415478,1495.304495852313,1281.6895678734113,1869.1306198153914,907.86344391033299,1584.3107158435223,729.85100392791469,391.62736796132009,445.03109995604558,979.06841990330031,854.4597119156075,231.4161719771437,71.204975992967292,213.61492797890187,124.60870798769275,516.23607594901284,0,0,0,0,0,17.801243998241823,0,0,0,0,0,0,0,0,0,0,0,0,0,0,0,0,0,0,0,0,0,0]
[4,"SWITCHGEAR ","˂ = 11 kv ; circuit breaker",328.71527667608859,57.04917100876996,7.553090162891607,2,6,67,67,130,87,57,64,62,179,300,266,168,117,84,139,147,129,150,77,69,66,59,13,0,42,5,7,4,21,13,7,27,26,39,40,14,36,8,181,179,33,77,11,3,0,0,13,5,0,0,0,0,0,0,2,4,37,0,10,0,0,0,0,1,0,0,0,0,0,0,0,0,0,0,0,0,0,0,0,0,0,0,0,0,0,0,0,0,0,0,0,null,1972.2916600565316,22023.923537297935,22023.923537297935,42732.985967891516,28598.229070819707,18736.770770537049,21037.77770726967,20380.347153917493,58840.034525019859,98614.583002826577,87438.263595839569,55224.166481582884,38459.687371102365,27612.083240791442,45691.423457976314,48321.14567138502,42404.270691215432,49307.291501413289,25311.076304058821,22681.354090650111,21695.208260621846,19394.201323889229,4273.2985967891518,0,13806.041620395721,1643.5763833804431,2301.00693673262,1314.8611067043544,6903.0208101978606,4273.2985967891518,2301.00693673262,8875.3124702543919,8546.5971935783036,12819.895790367455,13148.611067043545,4602.0138734652401,11833.74996033919,2629.7222134087087,59497.465078372035,58840.034525019859,10847.604130310923,25311.076304058821,3615.8680434369744,986.14583002826578,0,0,4273.2985967891518,1643.5763833804431,0,0,0,0,0,0,657.43055335217718,1314.8611067043544,12162.465237015278,0,3287.1527667608862,0,0,0,0,328.71527667608859,0,0,0,0,0,0,0,0,0,0,0,0,0,0,0,0,0,0,0,0,0,0,0,0,0,0,0]
[4,"SWITCHGEAR ","> 11 kv & < = 22 kv ; switch",5.3380391629967709,53.841963028112808,7.3377082953816588,2,0,1,4,32,39,75,130,126,55,35,25,35,20,21,36,26,54,35,68,42,53,40,24,17,17,8,5,6,4,2,1,3,2,10,2,2,7,3,4,0,0,4,0,0,0,0,0,0,0,1,0,0,0,0,0,0,0,0,0,0,0,0,0,0,0,0,0,0,0,0,0,0,0,0,0,0,0,0,0,0,0,0,0,0,0,0,0,0,0,0,0,null,0,5.3380391629967709,21.352156651987084,170.81725321589667,208.18352735687407,400.3529372247578,693.94509118958024,672.59293453759312,293.59215396482239,186.83137070488698,133.45097907491927,186.83137070488698,106.76078325993542,112.09882242293219,192.16940986788376,138.78901823791605,288.25411480182561,186.83137070488698,362.9866630837804,224.19764484586437,282.91607563882889,213.52156651987085,128.1129399119225,90.7466657709451,90.7466657709451,42.704313303974168,26.690195814983856,32.028234977980624,21.352156651987084,10.676078325993542,5.3380391629967709,16.014117488990312,10.676078325993542,53.380391629967711,10.676078325993542,10.676078325993542,37.366274140977396,16.014117488990312,21.352156651987084,0,0,21.352156651987084,0,0,0,0,0,0,0,5.3380391629967709,0,0,0,0,0,0,0,0,0,0,0,0,0,0,0,0,0,0,0,0,0,0,0,0,0,0,0,0,0,0,0,0,0,0,0,0,0,0,0,0,0]
["","SWITCHGEAR ","> 11 kv & < = 22 kv ; circuit breaker",328.71527667608859,53.375252965895498,7.3058369107101955,2,0,0,0,0,0,1,0,0,0,1,0,3,30,1,0,0,0,7,0,0,0,2,16,0,0,0,0,0,0,0,0,0,0,0,0,0,0,0,0,0,0,0,0,0,0,0,0,0,0,0,0,0,0,0,0,0,0,0,0,0,0,0,0,0,0,0,0,0,0,0,0,0,0,0,0,0,0,0,0,0,0,0,0,0,0,0,0,0,0,0,0,null,0,0,0,0,0,328.71527667608859,0,0,0,328.71527667608859,0,986.14583002826578,9861.4583002826585,328.71527667608859,0,0,0,2301.00693673262,0,0,0,657.43055335217718,5259.4444268174175,0,0,0,0,0,0,0,0,0,0,0,0,0,0,0,0,0,0,0,0,0,0,0,0,0,0,0,0,0,0,0,0,0,0,0,0,0,0,0,0,0,0,0,0,0,0,0,0,0,0,0,0,0,0,0,0,0,0,0,0,0,0,0,0,0,0,0,0]
[4,"SWITCHGEAR ","> 22 kv & < = 33 kv ; switch",25.617056691442183,54.055915571731703,7.3522728167371278,2,0,3,2,13,2,7,9,0,7,4,5,3,0,4,1,7,5,7,6,4,0,1,9,1,2,0,0,0,0,1,0,0,0,0,0,0,1,0,0,0,0,0,0,0,0,0,0,0,0,0,0,0,0,0,0,0,0,0,0,0,0,0,0,0,0,0,0,0,0,0,0,0,0,0,0,0,0,0,0,0,0,0,0,0,0,0,0,0,0,0,0,null,0,76.851170074326546,51.234113382884367,333.02173698874839,51.234113382884367,179.31939684009529,230.55351022297964,0,179.31939684009529,102.46822676576873,128.08528345721092,76.851170074326546,0,102.46822676576873,25.617056691442183,179.31939684009529,128.08528345721092,179.31939684009529,153.70234014865309,102.46822676576873,0,25.617056691442183,230.55351022297964,25.617056691442183,51.234113382884367,0,0,0,0,25.617056691442183,0,0,0,0,0,0,25.617056691442183,0,0,0,0,0,0,0,0,0,0,0,0,0,0,0,0,0,0,0,0,0,0,0,0,0,0,0,0,0,0,0,0,0,0,0,0,0,0,0,0,0,0,0,0,0,0,0,0,0,0,0,0,0,0]
[4,"SWITCHGEAR ","> 22 kv & < = 33 kv ; circuit breaker",318.0919528125001,69.145790311784751,8.3153947778674198,2,0,3,6,14,22,1,5,30,119,65,89,65,62,55,19,31,24,17,24,22,4,11,4,5,0,7,10,4,13,0,0,5,6,0,1,1,0,6,12,2,6,26,0,0,1,0,16,2,2,1,26,5,32,18,1,26,21,17,6,0,0,1,2,0,0,0,0,0,0,0,0,0,0,0,0,0,0,0,0,0,0,0,0,0,0,0,0,0,0,0,0,null,0,954.27585843750035,1908.5517168750007,4453.2873393750015,6998.0229618750018,318.0919528125001,1590.4597640625004,9542.7585843750021,37852.942384687514,20675.976932812508,28310.183800312509,20675.976932812508,19721.701074375007,17495.057404687504,6043.7471034375021,9860.8505371875035,7634.2068675000028,5407.563197812502,7634.2068675000028,6998.0229618750018,1272.3678112500004,3499.0114809375009,1272.3678112500004,1590.4597640625004,0,2226.6436696875007,3180.9195281250009,1272.3678112500004,4135.195386562501,0,0,1590.4597640625004,1908.5517168750007,0,318.0919528125001,318.0919528125001,0,1908.5517168750007,3817.1034337500014,636.18390562500019,1908.5517168750007,8270.3907731250019,0,0,318.0919528125001,0,5089.4712450000015,636.18390562500019,636.18390562500019,318.0919528125001,8270.3907731250019,1590.4597640625004,10178.942490000003,5725.6551506250016,318.0919528125001,8270.3907731250019,6679.9310090625022,5407.563197812502,1908.5517168750007,0,0,318.0919528125001,636.18390562500019,0,0,0,0,0,0,0,0,0,0,0,0,0,0,0,0,0,0,0,0,0,0,0,0,0,0,0,0]
[4,"SWITCHGEAR ","> 33 kv & < = 66 kv ; switch",23.518034199185319,59.876129986256885,7.7379667863242272,2,0,0,0,0,0,0,0,0,4,1,0,0,1,0,0,1,1,0,0,0,0,0,2,0,0,0,0,0,0,0,0,0,0,0,0,0,0,0,0,0,0,0,0,0,0,0,0,0,0,0,0,0,0,0,0,0,0,0,0,0,0,0,0,0,0,0,0,0,0,0,0,0,0,0,0,0,0,0,0,0,0,0,0,0,0,0,0,0,0,0,0,null,0,0,0,0,0,0,0,0,94.072136796741276,23.518034199185319,0,0,23.518034199185319,0,0,23.518034199185319,23.518034199185319,0,0,0,0,0,47.036068398370638,0,0,0,0,0,0,0,0,0,0,0,0,0,0,0,0,0,0,0,0,0,0,0,0,0,0,0,0,0,0,0,0,0,0,0,0,0,0,0,0,0,0,0,0,0,0,0,0,0,0,0,0,0,0,0,0,0,0,0,0,0,0,0,0,0,0,0,0]
[4,"SWITCHGEAR ","> 33 kv & < = 66 kv ; circuit breaker",181.6384361182013,53.731730643926383,7.330193083672925,2,0,0,1,0,0,0,1,0,13,5,20,26,3,25,9,12,10,5,0,7,0,5,1,0,0,0,3,2,0,0,0,0,9,3,5,0,5,0,3,1,1,7,2,0,0,0,0,0,0,0,0,0,0,0,0,0,0,2,0,0,0,0,0,0,0,0,0,0,0,0,0,0,0,0,0,0,0,0,0,0,0,0,0,0,0,0,0,0,0,0,0,null,0,0,181.6384361182013,0,0,0,181.6384361182013,0,2361.2996695366169,908.19218059100649,3632.768722364026,4722.5993390732338,544.91530835460389,4540.960902955032,1634.7459250638117,2179.6612334184156,1816.384361182013,908.19218059100649,0,1271.4690528274091,0,908.19218059100649,181.6384361182013,0,0,0,544.91530835460389,363.2768722364026,0,0,0,0,1634.7459250638117,544.91530835460389,908.19218059100649,0,908.19218059100649,0,544.91530835460389,181.6384361182013,181.6384361182013,1271.4690528274091,363.2768722364026,0,0,0,0,0,0,0,0,0,0,0,0,0,0,363.2768722364026,0,0,0,0,0,0,0,0,0,0,0,0,0,0,0,0,0,0,0,0,0,0,0,0,0,0,0,0,0,0,0,0,0]
["","SWITCHGEAR ","> 66 kv & < = 132 kv ; switch",23.518034199185319,57.166349982593644,7.5608432057934944,2,0,0,0,0,0,0,0,0,0,0,0,0,0,0,0,0,0,0,0,0,0,0,0,0,0,0,0,0,0,0,0,0,0,0,0,0,0,0,0,0,0,0,0,0,0,0,0,0,0,0,0,0,0,0,0,0,0,0,0,0,0,0,0,0,0,0,0,0,0,0,0,0,0,0,0,0,0,0,0,0,0,0,0,0,0,0,0,0,0,0,0,null,0,0,0,0,0,0,0,0,0,0,0,0,0,0,0,0,0,0,0,0,0,0,0,0,0,0,0,0,0,0,0,0,0,0,0,0,0,0,0,0,0,0,0,0,0,0,0,0,0,0,0,0,0,0,0,0,0,0,0,0,0,0,0,0,0,0,0,0,0,0,0,0,0,0,0,0,0,0,0,0,0,0,0,0,0,0,0,0,0,0,0]
[4,"SWITCHGEAR ","> 66 kv & < = 132 kv ; circuit breaker",195.30723443425453,45.084832270307011,6.7145239794275078,2,0,0,2,15,1,10,7,1,47,46,39,18,32,23,14,34,10,21,11,7,1,4,13,10,6,0,4,1,3,0,0,0,12,4,0,0,6,0,0,0,4,0,0,0,0,4,0,0,0,0,0,0,0,0,0,0,0,0,0,0,0,0,0,0,0,0,0,0,0,0,0,0,0,0,0,0,0,0,0,0,0,0,0,0,0,0,0,0,0,0,0,null,0,0,390.61446886850905,2929.6085165138179,195.30723443425453,1953.0723443425452,1367.1506410397817,195.30723443425453,9179.4400184099632,8984.1327839757087,7616.9821429359263,3515.5302198165814,6249.8315018961448,4492.0663919878543,2734.3012820795634,6640.4459707646538,1953.0723443425452,4101.4519231193453,2148.3795787767999,1367.1506410397817,195.30723443425453,781.2289377370181,2538.9940476453089,1953.0723443425452,1171.8434066055272,0,781.2289377370181,195.30723443425453,585.9217033027636,0,0,0,2343.6868132110544,781.2289377370181,0,0,1171.8434066055272,0,0,0,781.2289377370181,0,0,0,0,781.2289377370181,0,0,0,0,0,0,0,0,0,0,0,0,0,0,0,0,0,0,0,0,0,0,0,0,0,0,0,0,0,0,0,0,0,0,0,0,0,0,0,0,0,0,0,0,0]
[0,0,0,0,0,0,2,0,0,0,0,0,0,0,0,0,0,0,0,0,0,0,0,0,0,0,0,0,0,0,0,0,0,0,0,0,0,0,0,0,0,0,0,0,0,0,0,0,0,0,0,0,0,0,0,0,0,0,0,0,0,0,0,0,0,0,0,0,0,0,0,0,0,0,0,0,0,0,0,0,0,0,0,0,0,0,0,0,0,0,0,0,0,0,0,0,0,0,null,0,0,0,0,0,0,0,0,0,0,0,0,0,0,0,0,0,0,0,0,0,0,0,0,0,0,0,0,0,0,0,0,0,0,0,0,0,0,0,0,0,0,0,0,0,0,0,0,0,0,0,0,0,0,0,0,0,0,0,0,0,0,0,0,0,0,0,0,0,0,0,0,0,0,0,0,0,0,0,0,0,0,0,0,0,0,0,0,0,0,0]
[0,0,0,0,0,0,2,0,0,0,0,0,0,0,0,0,0,0,0,0,0,0,0,0,0,0,0,0,0,0,0,0,0,0,0,0,0,0,0,0,0,0,0,0,0,0,0,0,0,0,0,0,0,0,0,0,0,0,0,0,0,0,0,0,0,0,0,0,0,0,0,0,0,0,0,0,0,0,0,0,0,0,0,0,0,0,0,0,0,0,0,0,0,0,0,0,0,0,null,0,0,0,0,0,0,0,0,0,0,0,0,0,0,0,0,0,0,0,0,0,0,0,0,0,0,0,0,0,0,0,0,0,0,0,0,0,0,0,0,0,0,0,0,0,0,0,0,0,0,0,0,0,0,0,0,0,0,0,0,0,0,0,0,0,0,0,0,0,0,0,0,0,0,0,0,0,0,0,0,0,0,0,0,0,0,0,0,0,0,0]
[0,0,0,0,0,0,2,0,0,0,0,0,0,0,0,0,0,0,0,0,0,0,0,0,0,0,0,0,0,0,0,0,0,0,0,0,0,0,0,0,0,0,0,0,0,0,0,0,0,0,0,0,0,0,0,0,0,0,0,0,0,0,0,0,0,0,0,0,0,0,0,0,0,0,0,0,0,0,0,0,0,0,0,0,0,0,0,0,0,0,0,0,0,0,0,0,0,0,null,0,0,0,0,0,0,0,0,0,0,0,0,0,0,0,0,0,0,0,0,0,0,0,0,0,0,0,0,0,0,0,0,0,0,0,0,0,0,0,0,0,0,0,0,0,0,0,0,0,0,0,0,0,0,0,0,0,0,0,0,0,0,0,0,0,0,0,0,0,0,0,0,0,0,0,0,0,0,0,0,0,0,0,0,0,0,0,0,0,0,0]
[0,0,0,0,0,0,2,0,0,0,0,0,0,0,0,0,0,0,0,0,0,0,0,0,0,0,0,0,0,0,0,0,0,0,0,0,0,0,0,0,0,0,0,0,0,0,0,0,0,0,0,0,0,0,0,0,0,0,0,0,0,0,0,0,0,0,0,0,0,0,0,0,0,0,0,0,0,0,0,0,0,0,0,0,0,0,0,0,0,0,0,0,0,0,0,0,0,0,null,0,0,0,0,0,0,0,0,0,0,0,0,0,0,0,0,0,0,0,0,0,0,0,0,0,0,0,0,0,0,0,0,0,0,0,0,0,0,0,0,0,0,0,0,0,0,0,0,0,0,0,0,0,0,0,0,0,0,0,0,0,0,0,0,0,0,0,0,0,0,0,0,0,0,0,0,0,0,0,0,0,0,0,0,0,0,0,0,0,0,0]
[0,0,0,0,0,0,2,0,0,0,0,0,0,0,0,0,0,0,0,0,0,0,0,0,0,0,0,0,0,0,0,0,0,0,0,0,0,0,0,0,0,0,0,0,0,0,0,0,0,0,0,0,0,0,0,0,0,0,0,0,0,0,0,0,0,0,0,0,0,0,0,0,0,0,0,0,0,0,0,0,0,0,0,0,0,0,0,0,0,0,0,0,0,0,0,0,0,0,null,0,0,0,0,0,0,0,0,0,0,0,0,0,0,0,0,0,0,0,0,0,0,0,0,0,0,0,0,0,0,0,0,0,0,0,0,0,0,0,0,0,0,0,0,0,0,0,0,0,0,0,0,0,0,0,0,0,0,0,0,0,0,0,0,0,0,0,0,0,0,0,0,0,0,0,0,0,0,0,0,0,0,0,0,0,0,0,0,0,0,0]

{"sheet":"S3 Output","index":5,"n_rows":88,"n_cols":43,"rows_kept":88,"cut":false,"hidden":false,"merged":[]}
[null,{"$f":"'S3 Input'!B1","v":"Scenario"},{"$f":"'S3 Input'!C1","v":3},"Replacement expenditure forecast ($,000)",null,null,null,null,null,null,null,null,null,null,null,null,null,null,null,null,null,null,null,"Replacement quantity forecast (#)"]
[null,{"$f":"'S3 Input'!B2","v":"Unit cost"},{"$f":"'S3 Input'!C2","v":"Historical"},1,2,3,4,5,6,7,8,9,10,11,12,13,14,15,16,17,18,19,20,1,2,3,4,5,6,7,8,9,10,11,12,13,14,15,16,17,18,19,20]
[null,{"$f":"'S3 Input'!B3","v":"Lives"},{"$f":"'S3 Input'!C3","v":"Comparative"}]
[]
["ID","Asset category",null,2023,{"$f":"D5+1","v":2024},{"$f":"E5+1","v":2025},2026,2027,2028,2029,2030,2031,2032,2033,2034,2035,2036,2037,2038,2039,2040,2041,2042,{"$f":"D5","v":2023},{"$f":"E5","v":2024},2025,2026,2027,2028,2029,2030,2031,2032,2033,2034,2035,2036,2037,2038,2039,2040,2041,2042]
[1,"OVERHEAD CONDUCTORS",null,{"$f":"IFERROR(IF($A6=\"\",\"\",SUMIFS(D$21:D$175,$A$21:$A$175,$A6)),\"\")","v":1272.130595931018},{"$f":"IFERROR(IF($A6=\"\",\"\",SUMIFS(E$21:E$175,$A$21:$A$175,$A6)),\"\")","v":1643.0050787417324},2098.283706318392,2650.123670809759,3310.6206668694708,4091.3382797200838,5002.7918532225649,6053.9161283521844,7251.5516117509142,8599.987473041725,10100.598019162591,11751.60507360816,13547.990009240722,15481.5673955162,17541.218378605794,19713.267551286714,21981.973907890202,{"$f":"IFERROR(IF($A6=\"\",\"\",SUMIFS(U$21:U$175,$A$21:$A$175,$A6)),\"\")","v":24330.096177100681},26739.486729494329,29191.667188749645,{"$f":"IFERROR(IF($A6=\"\",\"\",SUMIFS(X$21:X$175,$A$21:$A$175,$A6)),\"\")","v":14.691206492919129},{"$f":"IFERROR(IF($A6=\"\",\"\",SUMIFS(Y$21:Y$175,$A$21:$A$175,$A6)),\"\")","v":18.893713350922962},24.019244701272129,30.187860613195234,37.513787351519007,46.09948225666421,56.029353732395386,67.363544955096771,80.13225125793889,94.331062380449112,109.91779290533107,126.81118353169489,144.8917253392008,164.0046890165076,183.96524780388847,204.56538799266781,225.58212755285149,{"$f":"IFERROR(IF($A6=\"\",\"\",SUMIFS(AO$21:AO$175,$A$21:$A$175,$A6)),\"\")","v":246.7864337860901},267.95216208428275,288.86433970011063]
[2,"POLES",null,{"$f":"IFERROR(IF($A7=\"\",\"\",SUMIFS(D$21:D$175,$A$21:$A$175,$A7)),\"\")","v":7724.550867438963},9235.7099294314303,10935.295530978417,12818.854154591318,14874.998689545038,17085.452652118754,19425.698834056271,21866.164544096948,24373.778535400797,26913.673144553788,29450.797921455414,31951.260705501922,34383.303169233972,36717.921538037626,38929.227586778827,40994.68634520717,42895.357527261593,44616.217374914115,46146.568455983695,47480.481918967314,804.42964838354033,967.10028082868075,1151.0112236452321,1355.796866437998,1580.303284752157,1822.5855282973891,2079.9743193311929,2349.2055569564827,2626.594915576974,2908.2324681530231,3190.1707990961581,3468.5848935688614,3739.8916211419278,4000.8278300066563,4248.4955045118568,4480.3875150398053,4694.4072978037975,4888.8912952481896,5062.6364230967474,5214.928776425837]
[3,"SERVICE LINES",null,2550.8477103524719,2826.6204790359784,3097.471662794158,3358.0255005165932,3603.2858101777933,3828.9052883339018,4031.4065436917572,4208.3354488223458,4358.3346283637648,4481.133538953367,4577.4604382081325,4648.8893852471047,4697.6412623061287,4726.3610173649404,4737.8937107519951,4735.0797556863918,4720.5855759585847,4696.7805667251459,4665.6655696992557,4628.8527723253064,3759.0743640926248,4165.4688112663343,4564.6105307885973,4948.577495132783,5310.0070461150499,5642.4927499595142,5940.9101249454579,6201.642629220074,6422.6899571968443,6603.6534207789527,6745.6062218386005,6850.8679834790983,6922.7115241617557,6965.0345897632224,6982.029823106348,6977.883018769151,6956.5235706052226,6921.4431541682716,6875.590323682095,6821.3408903202626]
[4,"SWITCHGEAR",null,4528.5658983969806,5070.4503877783818,5681.2639041384527,6371.8694574640376,7152.0394741320069,8029.2751042311947,9007.6265148391813,10086.645565287099,11260.60484756326,12518.103526471023,13842.150822536531,15210.774594767541,16598.149590988185,17976.183455945775,19316.445363873081,20592.27903472594,21780.914786944672,22865.388151972107,23836.086802353053,24691.781587144618,130.3342239327749,149.16835313077382,170.15156622448626,193.49303421837772,219.412688183162,248.1353777538246,279.88300152251895,314.86458753049675,353.26441218495705,395.22838518726718,440.84909993220344,490.15015130157855,543.07054576061932,599.45025266618393,659.01814212608645,721.38368834014454,786.03385051818623,852.33644214874334,919.55103955938364,986.84805448031534]
[5,"TRANSFORMERS",null,2259.4723557867501,2589.2421664392182,2961.6025305612275,3378.6094358163637,3841.6449060160053,4351.3454627580122,4907.5767740180654,5509.459432429243,6155.4448572269685,6843.4341043063123,7570.9268365836824,8335.1836937993412,9133.3834150795337,9962.7565934537524,10820.680810733371,11704.726722538337,12612.650798665216,13542.337088779759,14491.696749355247,15458.539351908246,58.73140634592464,66.979968646993882,76.270351738088848,86.656470112894183,98.178266399389386,110.86015931091151,124.71041717451692,139.72156207352921,155.87178903105305,173.12725488893361,191.44497189228741,210.77595014105168,231.068186045804,252.26909970512204,274.32708420334313,297.19193795354897,320.81409423448372,345.14272174976065,370.12292542705029,395.69240675337073]
[6,"UNDERGROUND CABLES",null,4134.6193260816608,5209.7190177853872,6523.2869035455706,8114.291947873975,10023.597218108249,12292.588873288101,14961.374976204994,18066.570230589135,21638.726724245571,25699.520799345402,30258.857734077028,35312.10301122586,40837.684655513403,46795.328443519102,53125.180696825031,59748.037930502855,66566.838034079308,73469.476909331948,80332.904558864742,87028.336003458389,7.8821499239281376,9.9316970006619254,12.435854746335506,15.468912762103784,19.108771526270804,23.434328727982638,28.522045521011382,34.44172339406996,41.251606194433329,48.993017237579934,57.684839734166374,67.318238539617184,77.852089301267583,89.209614100273129,101.27670916320717,113.90238265902866,126.90159745460736,140.06064069282431,153.14493248829652,165.90895990885321]
[null,null,null,"","","","","","","","","","","","","","","","","","","","","","","","","","","","","","","","","","","","","","","",""]
[null,null,null,"","","","","","","","","","","","","","","","","","","","","","","","","","","","","","","","","","","","","","","",""]
[null,null,null,"","","","","","","","","","","","","","","","","","","","","","","","","","","","","","","","","","","","","","","",""]
[null,null,null,"","","","","","","","","","","","","","","","","","","","","","","","","","","","","","","","","","","","","","","",""]
[null,null,null,"","","","","","","","","","","","","","","","","","","","","","","","","","","","","","","","","","","","","","","",""]
[null,null,null,"","","","","","","","","","","","","","","","","","","","","","","","","","","","","","","","","","","","","","","",""]
[null,null,"Total",{"$f":"IFERROR(SUM(D$6:D$17),\"\")","v":22470.186753987848},{"$f":"IFERROR(SUM(E$6:E$17),\"\")","v":26574.747059212128},31297.204238336217,36691.77416707205,42806.186764848564,49678.905660450051,57336.475496032836,65791.091349576949,75038.441204551287,85055.852586671608,95800.791772023382,107209.81646414993,119198.15210236193,131660.11844383739,144470.64654756809,157488.0773399474,170558.32063079957,183520.29626882376,196212.4088657503,208479.65882255352]
[]
["ID","Asset category","Asset class"]
[2,"POLES ","staked wooden pole",{"$f":"IFERROR(repcalc('S3 Input'!$CV21:$GH21,'S3 Input'!$G21,'S3 Input'!$E21,'S3 Input'!$F21,20,TRUE,TRUE),\"\")","v":480.099119869481},635.66058765174728,817.60228215049824,1022.1903939218233,1243.0842056732106,1471.7072019401392,1698.0356044418152,1911.7074461451186,2103.2687256989484,2265.3245058198045,2393.3702619202918,2486.1441443707854,2545.44752116673,2575.4992160737183,2581.9849852953807,2571.0128956251924,2548.1785842951899,2517.8910365213474,2483.0314625792776,2444.9405492306619,{"$f":"IFERROR(IF(OR(D21=\"\",'S3 Input'!$D21=\"\"),\"\",D21/'S3 Input'!$D21),\"\")","v":52.070659288338838},{"$f":"IFERROR(IF(OR(E21=\"\",'S3 Input'!$D21=\"\"),\"\",E21/'S3 Input'!$D21),\"\")","v":68.942567300764253},{"$f":"IFERROR(IF(OR(F21=\"\",'S3 Input'!$D21=\"\"),\"\",F21/'S3 Input'!$D21),\"\")","v":88.675625730788099},{"$f":"IFERROR(IF(OR(G21=\"\",'S3 Input'!$D21=\"\"),\"\",G21/'S3 Input'!$D21),\"\")","v":110.86487253754203},{"$f":"IFERROR(IF(OR(H21=\"\",'S3 Input'!$D21=\"\"),\"\",H21/'S3 Input'!$D21),\"\")","v":134.82260529434416},{"$f":"IFERROR(IF(OR(I21=\"\",'S3 Input'!$D21=\"\"),\"\",I21/'S3 Input'!$D21),\"\")","v":159.61863105529693},{"$f":"IFERROR(IF(OR(J21=\"\",'S3 Input'!$D21=\"\"),\"\",J21/'S3 Input'!$D21),\"\")","v":184.16578943613848},{"$f":"IFERROR(IF(OR(K21=\"\",'S3 Input'!$D21=\"\"),\"\",K21/'S3 Input'!$D21),\"\")","v":207.340240728341},{"$f":"IFERROR(IF(OR(L21=\"\",'S3 Input'!$D21=\"\"),\"\",L21/'S3 Input'!$D21),\"\")","v":228.11662149570714},{"$f":"IFERROR(IF(OR(M21=\"\",'S3 Input'!$D21=\"\"),\"\",M21/'S3 Input'!$D21),\"\")","v":245.69289056837923},{"$f":"IFERROR(IF(OR(N21=\"\",'S3 Input'!$D21=\"\"),\"\",N21/'S3 Input'!$D21),\"\")","v":259.58049557177691},{"$f":"IFERROR(IF(OR(O21=\"\",'S3 Input'!$D21=\"\"),\"\",O21/'S3 Input'!$D21),\"\")","v":269.64257863755995},{"$f":"IFERROR(IF(OR(P21=\"\",'S3 Input'!$D21=\"\"),\"\",P21/'S3 Input'!$D21),\"\")","v":276.07451279446713},{"$f":"IFERROR(IF(OR(Q21=\"\",'S3 Input'!$D21=\"\"),\"\",Q21/'S3 Input'!$D21),\"\")","v":279.33386383631932},{"$f":"IFERROR(IF(OR(R21=\"\",'S3 Input'!$D21=\"\"),\"\",R21/'S3 Input'!$D21),\"\")","v":280.03729832596343},{"$f":"IFERROR(IF(OR(S21=\"\",'S3 Input'!$D21=\"\"),\"\",S21/'S3 Input'!$D21),\"\")","v":278.84728584884664},{"$f":"IFERROR(IF(OR(T21=\"\",'S3 Input'!$D21=\"\"),\"\",T21/'S3 Input'!$D21),\"\")","v":276.37071883145313},{"$f":"IFERROR(IF(OR(U21=\"\",'S3 Input'!$D21=\"\"),\"\",U21/'S3 Input'!$D21),\"\")","v":273.08578762549757},{"$f":"IFERROR(IF(OR(V21=\"\",'S3 Input'!$D21=\"\"),\"\",V21/'S3 Input'!$D21),\"\")","v":269.30498294881409},{"$f":"IFERROR(IF(OR(W21=\"\",'S3 Input'!$D21=\"\"),\"\",W21/'S3 Input'!$D21),\"\")","v":265.17371319873286}]
[2,"POLES ","˂ = 1 kv ; wood",{"$f":"IFERROR(repcalc('S3 Input'!$CV22:$GH22,'S3 Input'!$G22,'S3 Input'!$E22,'S3 Input'!$F22,20,TRUE,TRUE),\"\")","v":2042.0108758328267},2462.4111542828141,2941.4742916648793,3480.1791268799657,4077.7831947012141,4731.6072433858917,5436.9048961013386,6186.8377289855771,6972.5694035747856,7783.4837603983915,8607.5216989038272,9431.6212242501115,10242.235355164952,11025.894774933418,11769.777130625887,12462.24341191024,13093.304141549821,13654.984008120768,14141.56245397517,14549.678622345815,{"$f":"IFERROR(IF(OR(D22=\"\",'S3 Input'!$D22=\"\"),\"\",D22/'S3 Input'!$D22),\"\")","v":275.38332870135963},{"$f":"IFERROR(IF(OR(E22=\"\",'S3 Input'!$D22=\"\"),\"\",E22/'S3 Input'!$D22),\"\")","v":332.07804538317902},{"$f":"IFERROR(IF(OR(F22=\"\",'S3 Input'!$D22=\"\"),\"\",F22/'S3 Input'!$D22),\"\")","v":396.68397035240048},{"$f":"IFERROR(IF(OR(G22=\"\",'S3 Input'!$D22=\"\"),\"\",G22/'S3 Input'!$D22),\"\")","v":469.33310874082548},{"$f":"IFERROR(IF(OR(H22=\"\",'S3 Input'!$D22=\"\"),\"\",H22/'S3 Input'!$D22),\"\")","v":549.92533250896247},{"$f":"IFERROR(IF(OR(I22=\"\",'S3 Input'!$D22=\"\"),\"\",I22/'S3 Input'!$D22),\"\")","v":638.09932072944764},{"$f":"IFERROR(IF(OR(J22=\"\",'S3 Input'!$D22=\"\"),\"\",J22/'S3 Input'!$D22),\"\")","v":733.21498227107406},{"$f":"IFERROR(IF(OR(K22=\"\",'S3 Input'!$D22=\"\"),\"\",K22/'S3 Input'!$D22),\"\")","v":834.35009485360331},{"$f":"IFERROR(IF(OR(L22=\"\",'S3 Input'!$D22=\"\"),\"\",L22/'S3 Input'!$D22),\"\")","v":940.31299964284494},{"$f":"IFERROR(IF(OR(M22=\"\",'S3 Input'!$D22=\"\"),\"\",M22/'S3 Input'!$D22),\"\")","v":1049.6720131117274},{"$f":"IFERROR(IF(OR(N22=\"\",'S3 Input'!$D22=\"\"),\"\",N22/'S3 Input'!$D22),\"\")","v":1160.800858294436},{"$f":"IFERROR(IF(OR(O22=\"\",'S3 Input'!$D22=\"\"),\"\",O22/'S3 Input'!$D22),\"\")","v":1271.9380090103998},{"$f":"IFERROR(IF(OR(P22=\"\",'S3 Input'!$D22=\"\"),\"\",P22/'S3 Input'!$D22),\"\")","v":1381.2565343452097},{"$f":"IFERROR(IF(OR(Q22=\"\",'S3 Input'!$D22=\"\"),\"\",Q22/'S3 Input'!$D22),\"\")","v":1486.9399771407827},{"$f":"IFERROR(IF(OR(R22=\"\",'S3 Input'!$D22=\"\"),\"\",R22/'S3 Input'!$D22),\"\")","v":1587.2591290597227},{"$f":"IFERROR(IF(OR(S22=\"\",'S3 Input'!$D22=\"\"),\"\",S22/'S3 Input'!$D22),\"\")","v":1680.6443660388172},{"$f":"IFERROR(IF(OR(T22=\"\",'S3 Input'!$D22=\"\"),\"\",T22/'S3 Input'!$D22),\"\")","v":1765.7485182240889},{"$f":"IFERROR(IF(OR(U22=\"\",'S3 Input'!$D22=\"\"),\"\",U22/'S3 Input'!$D22),\"\")","v":1841.4960439358499},{"$f":"IFERROR(IF(OR(V22=\"\",'S3 Input'!$D22=\"\"),\"\",V22/'S3 Input'!$D22),\"\")","v":1907.1154750953779},{"$f":"IFERROR(IF(OR(W22=\"\",'S3 Input'!$D22=\"\"),\"\",W22/'S3 Input'!$D22),\"\")","v":1962.1535702754124}]
[2,"POLES ","> 1 kv & < = 11 kv ; wood",{"$f":"IFERROR(repcalc('S3 Input'!$CV23:$GH23,'S3 Input'!$G23,'S3 Input'!$E23,'S3 Input'!$F23,20,TRUE,TRUE),\"\")","v":2336.9032792831658},2826.4424131796568,3384.6417389612466,4012.7424594716545,4710.1311774955566,5474.1555482225067,6300.0409291184342,7180.924351914894,8108.0131151732503,9070.8646002489513,10057.772659706046,11056.235414497871,12053.470842673642,13036.941295759871,13994.846836805229,14916.550364183402,15792.904613391798,16616.461510359557,17381.556726512201,18084.275119536796,{"$f":"IFERROR(IF(OR(D23=\"\",'S3 Input'!$D23=\"\"),\"\",D23/'S3 Input'!$D23),\"\")","v":277.93540720135894},{"$f":"IFERROR(IF(OR(E23=\"\",'S3 Input'!$D23=\"\"),\"\",E23/'S3 Input'!$D23),\"\")","v":336.1578675516468},{"$f":"IFERROR(IF(OR(F23=\"\",'S3 Input'!$D23=\"\"),\"\",F23/'S3 Input'!$D23),\"\")","v":402.54630488492819},{"$f":"IFERROR(IF(OR(G23=\"\",'S3 Input'!$D23=\"\"),\"\",G23/'S3 Input'!$D23),\"\")","v":477.24833943899671},{"$f":"IFERROR(IF(OR(H23=\"\",'S3 Input'!$D23=\"\"),\"\",H23/'S3 Input'!$D23),\"\")","v":560.19101791436049},{"$f":"IFERROR(IF(OR(I23=\"\",'S3 Input'!$D23=\"\"),\"\",I23/'S3 Input'!$D23),\"\")","v":651.05888843012019},{"$f":"IFERROR(IF(OR(J23=\"\",'S3 Input'!$D23=\"\"),\"\",J23/'S3 Input'!$D23),\"\")","v":749.2840874256774},{"$f":"IFERROR(IF(OR(K23=\"\",'S3 Input'!$D23=\"\"),\"\",K23/'S3 Input'!$D23),\"\")","v":854.05038005844779},{"$f":"IFERROR(IF(OR(L23=\"\",'S3 Input'!$D23=\"\"),\"\",L23/'S3 Input'!$D23),\"\")","v":964.31202212651613},{"$f":"IFERROR(IF(OR(M23=\"\",'S3 Input'!$D23=\"\"),\"\",M23/'S3 Input'!$D23),\"\")","v":1078.8270394793251},{"$f":"IFERROR(IF(OR(N23=\"\",'S3 Input'!$D23=\"\"),\"\",N23/'S3 Input'!$D23),\"\")","v":1196.2031824319124},{"$f":"IFERROR(IF(OR(O23=\"\",'S3 Input'!$D23=\"\"),\"\",O23/'S3 Input'!$D23),\"\")","v":1314.9535623849845},{"$f":"IFERROR(IF(OR(P23=\"\",'S3 Input'!$D23=\"\"),\"\",P23/'S3 Input'!$D23),\"\")","v":1433.5579724445545},{"$f":"IFERROR(IF(OR(Q23=\"\",'S3 Input'!$D23=\"\"),\"\",Q23/'S3 Input'!$D23),\"\")","v":1550.5252698385966},{"$f":"IFERROR(IF(OR(R23=\"\",'S3 Input'!$D23=\"\"),\"\",R23/'S3 Input'!$D23),\"\")","v":1664.4520501940704},{"$f":"IFERROR(IF(OR(S23=\"\",'S3 Input'!$D23=\"\"),\"\",S23/'S3 Input'!$D23),\"\")","v":1774.0732088752125},{"$f":"IFERROR(IF(OR(T23=\"\",'S3 Input'!$D23=\"\"),\"\",T23/'S3 Input'!$D23),\"\")","v":1878.3008323569557},{"$f":"IFERROR(IF(OR(U23=\"\",'S3 Input'!$D23=\"\"),\"\",U23/'S3 Input'!$D23),\"\")","v":1976.2490972857611},{"$f":"IFERROR(IF(OR(V23=\"\",'S3 Input'!$D23=\"\"),\"\",V23/'S3 Input'!$D23),\"\")","v":2067.2443268848338},{"$f":"IFERROR(IF(OR(W23=\"\",'S3 Input'!$D23=\"\"),\"\",W23/'S3 Input'!$D23),\"\")","v":2150.8208807134056}]
[2,"POLES ","˃ 11 kv & < = 22 kv ; wood",{"$f":"IFERROR(repcalc('S3 Input'!$CV24:$GH24,'S3 Input'!$G24,'S3 Input'!$E24,'S3 Input'!$F24,20,TRUE,TRUE),\"\")","v":61.095309575390175},72.590562798231403,85.422644491060154,99.599570170034568,115.11027604692266,131.92622144409856,150.00363187926371,169.28593045709991,189.70582203061645,211.18648475988741,233.64140161565089,256.97253271581366,281.0667766017358,305.79096848397143,330.98597733745072,356.46074463896258,381.98730713316866,407.29792213872469,432.08533834887754,456.00701982036719,{"$f":"IFERROR(IF(OR(D24=\"\",'S3 Input'!$D24=\"\"),\"\",D24/'S3 Input'!$D24),\"\")","v":6.8598440777672725},{"$f":"IFERROR(IF(OR(E24=\"\",'S3 Input'!$D24=\"\"),\"\",E24/'S3 Input'!$D24),\"\")","v":8.1505429103157265},{"$f":"IFERROR(IF(OR(F24=\"\",'S3 Input'!$D24=\"\"),\"\",F24/'S3 Input'!$D24),\"\")","v":9.591342215823051},{"$f":"IFERROR(IF(OR(G24=\"\",'S3 Input'!$D24=\"\"),\"\",G24/'S3 Input'!$D24),\"\")","v":11.183141984671973},{"$f":"IFERROR(IF(OR(H24=\"\",'S3 Input'!$D24=\"\"),\"\",H24/'S3 Input'!$D24),\"\")","v":12.924699963362047},{"$f":"IFERROR(IF(OR(I24=\"\",'S3 Input'!$D24=\"\"),\"\",I24/'S3 Input'!$D24),\"\")","v":14.812811575310421},{"$f":"IFERROR(IF(OR(J24=\"\",'S3 Input'!$D24=\"\"),\"\",J24/'S3 Input'!$D24),\"\")","v":16.842561776707022},{"$f":"IFERROR(IF(OR(K24=\"\",'S3 Input'!$D24=\"\"),\"\",K24/'S3 Input'!$D24),\"\")","v":19.007598055665351},{"$f":"IFERROR(IF(OR(L24=\"\",'S3 Input'!$D24=\"\"),\"\",L24/'S3 Input'!$D24),\"\")","v":21.300364443998081},{"$f":"IFERROR(IF(OR(M24=\"\",'S3 Input'!$D24=\"\"),\"\",M24/'S3 Input'!$D24),\"\")","v":23.712235306655291},{"$f":"IFERROR(IF(OR(N24=\"\",'S3 Input'!$D24=\"\"),\"\",N24/'S3 Input'!$D24),\"\")","v":26.233496422775623},{"$f":"IFERROR(IF(OR(O24=\"\",'S3 Input'!$D24=\"\"),\"\",O24/'S3 Input'!$D24),\"\")","v":28.853139773752805},{"$f":"IFERROR(IF(OR(P24=\"\",'S3 Input'!$D24=\"\"),\"\",P24/'S3 Input'!$D24),\"\")","v":31.558466211704122},{"$f":"IFERROR(IF(OR(Q24=\"\",'S3 Input'!$D24=\"\"),\"\",Q24/'S3 Input'!$D24),\"\")","v":34.33452385736755},{"$f":"IFERROR(IF(OR(R24=\"\",'S3 Input'!$D24=\"\"),\"\",R24/'S3 Input'!$D24),\"\")","v":37.163445315889021},{"$f":"IFERROR(IF(OR(S24=\"\",'S3 Input'!$D24=\"\"),\"\",S24/'S3 Input'!$D24),\"\")","v":40.023778340147366},{"$f":"IFERROR(IF(OR(T24=\"\",'S3 Input'!$D24=\"\"),\"\",T24/'S3 Input'!$D24),\"\")","v":42.889926981812835},{"$f":"IFERROR(IF(OR(U24=\"\",'S3 Input'!$D24=\"\"),\"\",U24/'S3 Input'!$D24),\"\")","v":45.731828817767351},{"$f":"IFERROR(IF(OR(V24=\"\",'S3 Input'!$D24=\"\"),\"\",V24/'S3 Input'!$D24),\"\")","v":48.514985355873556},{"$f":"IFERROR(IF(OR(W24=\"\",'S3 Input'!$D24=\"\"),\"\",W24/'S3 Input'!$D24),\"\")","v":51.200936308784904}]
[2,"POLES ","> 22 kv & < = 66 kv ; wood",{"$f":"IFERROR(repcalc('S3 Input'!$CV25:$GH25,'S3 Input'!$G25,'S3 Input'!$E25,'S3 Input'!$F25,20,TRUE,TRUE),\"\")","v":2181.2670189447358},2510.4894259012194,2856.5281591922248,3214.0304602357214,3576.8622216532362,3938.3421699931309,4291.5205518778839,4629.4839993921405,4945.6656227521307,5234.1388109443951,5489.8747751663559,5708.9473285350396,5888.6732975794503,6027.682674640193,6125.918442613608,6184.5712692371299,6205.9584477267281,6193.3592305307375,6150.8199768446657,6082.9424506755604,{"$f":"IFERROR(IF(OR(D25=\"\",'S3 Input'!$D25=\"\"),\"\",D25/'S3 Input'!$D25),\"\")","v":150.80139484515664},{"$f":"IFERROR(IF(OR(E25=\"\",'S3 Input'!$D25=\"\"),\"\",E25/'S3 Input'!$D25),\"\")","v":173.56211040731469},{"$f":"IFERROR(IF(OR(F25=\"\",'S3 Input'!$D25=\"\"),\"\",F25/'S3 Input'!$D25),\"\")","v":197.48541883196606},{"$f":"IFERROR(IF(OR(G25=\"\",'S3 Input'!$D25=\"\"),\"\",G25/'S3 Input'!$D25),\"\")","v":222.20125838277636},{"$f":"IFERROR(IF(OR(H25=\"\",'S3 Input'!$D25=\"\"),\"\",H25/'S3 Input'!$D25),\"\")","v":247.28554895365605},{"$f":"IFERROR(IF(OR(I25=\"\",'S3 Input'!$D25=\"\"),\"\",I25/'S3 Input'!$D25),\"\")","v":272.27638223759908},{"$f":"IFERROR(IF(OR(J25=\"\",'S3 Input'!$D25=\"\"),\"\",J25/'S3 Input'!$D25),\"\")","v":296.6932886295283},{"$f":"IFERROR(IF(OR(K25=\"\",'S3 Input'!$D25=\"\"),\"\",K25/'S3 Input'!$D25),\"\")","v":320.05831402494465},{"$f":"IFERROR(IF(OR(L25=\"\",'S3 Input'!$D25=\"\"),\"\",L25/'S3 Input'!$D25),\"\")","v":341.91745800547375},{"$f":"IFERROR(IF(OR(M25=\"\",'S3 Input'!$D25=\"\"),\"\",M25/'S3 Input'!$D25),\"\")","v":361.86098567860955},{"$f":"IFERROR(IF(OR(N25=\"\",'S3 Input'!$D25=\"\"),\"\",N25/'S3 Input'!$D25),\"\")","v":379.54123288438268},{"$f":"IFERROR(IF(OR(O25=\"\",'S3 Input'!$D25=\"\"),\"\",O25/'S3 Input'!$D25),\"\")","v":394.68676359353452},{"$f":"IFERROR(IF(OR(P25=\"\",'S3 Input'!$D25=\"\"),\"\",P25/'S3 Input'!$D25),\"\")","v":407.11207722382386},{"$f":"IFERROR(IF(OR(Q25=\"\",'S3 Input'!$D25=\"\"),\"\",Q25/'S3 Input'!$D25),\"\")","v":416.72245861007787},{"$f":"IFERROR(IF(OR(R25=\"\",'S3 Input'!$D25=\"\"),\"\",R25/'S3 Input'!$D25),\"\")","v":423.51396588791818},{"$f":"IFERROR(IF(OR(S25=\"\",'S3 Input'!$D25=\"\"),\"\",S25/'S3 Input'!$D25),\"\")","v":427.56891559816376},{"$f":"IFERROR(IF(OR(T25=\"\",'S3 Input'!$D25=\"\"),\"\",T25/'S3 Input'!$D25),\"\")","v":429.04751327557881},{"$f":"IFERROR(IF(OR(U25=\"\",'S3 Input'!$D25=\"\"),\"\",U25/'S3 Input'!$D25),\"\")","v":428.17646928572759},{"$f":"IFERROR(IF(OR(V25=\"\",'S3 Input'!$D25=\"\"),\"\",V25/'S3 Input'!$D25),\"\")","v":425.23552774312128},{"$f":"IFERROR(IF(OR(W25=\"\",'S3 Input'!$D25=\"\"),\"\",W25/'S3 Input'!$D25),\"\")","v":420.54283054647465}]
[2,"POLES ","> 66 kv & < = 132 kv ; wood",{"$f":"IFERROR(repcalc('S3 Input'!$CV26:$GH26,'S3 Input'!$G26,'S3 Input'!$E26,'S3 Input'!$F26,20,TRUE,TRUE),\"\")","v":406.84599848096144},456.29631390704412,506.69930032485235,557.18814230667329,606.84591595447671,654.74371428606491,699.98115402112751,741.72677827557413,779.2558532444973,811.9832329197975,839.48930541993127,861.53749431868846,878.08231884220288,889.26757082187476,895.41470674036498,897.00205756920275,894.63591972899872,889.01501037921435,880.89015503406949,871.02142407968938,{"$f":"IFERROR(IF(OR(D26=\"\",'S3 Input'!$D26=\"\"),\"\",D26/'S3 Input'!$D26),\"\")","v":28.664740430210752},{"$f":"IFERROR(IF(OR(E26=\"\",'S3 Input'!$D26=\"\"),\"\",E26/'S3 Input'!$D26),\"\")","v":32.148811703304609},{"$f":"IFERROR(IF(OR(F26=\"\",'S3 Input'!$D26=\"\"),\"\",F26/'S3 Input'!$D26),\"\")","v":35.700004360890794},{"$f":"IFERROR(IF(OR(G26=\"\",'S3 Input'!$D26=\"\"),\"\",G26/'S3 Input'!$D26),\"\")","v":39.257246057833648},{"$f":"IFERROR(IF(OR(H26=\"\",'S3 Input'!$D26=\"\"),\"\",H26/'S3 Input'!$D26),\"\")","v":42.755934006765401},{"$f":"IFERROR(IF(OR(I26=\"\",'S3 Input'!$D26=\"\"),\"\",I26/'S3 Input'!$D26),\"\")","v":46.130621140176657},{"$f":"IFERROR(IF(OR(J26=\"\",'S3 Input'!$D26=\"\"),\"\",J26/'S3 Input'!$D26),\"\")","v":49.317870056411365},{"$f":"IFERROR(IF(OR(K26=\"\",'S3 Input'!$D26=\"\"),\"\",K26/'S3 Input'!$D26),\"\")","v":52.259099631775662},{"$f":"IFERROR(IF(OR(L26=\"\",'S3 Input'!$D26=\"\"),\"\",L26/'S3 Input'!$D26),\"\")","v":54.903248023517662},{"$f":"IFERROR(IF(OR(M26=\"\",'S3 Input'!$D26=\"\"),\"\",M26/'S3 Input'!$D26),\"\")","v":57.209088186272353},{"$f":"IFERROR(IF(OR(N26=\"\",'S3 Input'!$D26=\"\"),\"\",N26/'S3 Input'!$D26),\"\")","v":59.147055946591351},{"$f":"IFERROR(IF(OR(O26=\"\",'S3 Input'!$D26=\"\"),\"\",O26/'S3 Input'!$D26),\"\")","v":60.700483076509904},{"$f":"IFERROR(IF(OR(P26=\"\",'S3 Input'!$D26=\"\"),\"\",P26/'S3 Input'!$D26),\"\")","v":61.866165182762991},{"$f":"IFERROR(IF(OR(Q26=\"\",'S3 Input'!$D26=\"\"),\"\",Q26/'S3 Input'!$D26),\"\")","v":62.654233262185919},{"$f":"IFERROR(IF(OR(R26=\"\",'S3 Input'!$D26=\"\"),\"\",R26/'S3 Input'!$D26),\"\")","v":63.087335851742274},{"$f":"IFERROR(IF(OR(S26=\"\",'S3 Input'!$D26=\"\"),\"\",S26/'S3 Input'!$D26),\"\")","v":63.199174236905705},{"$f":"IFERROR(IF(OR(T26=\"\",'S3 Input'!$D26=\"\"),\"\",T26/'S3 Input'!$D26),\"\")","v":63.032465636440705},{"$f":"IFERROR(IF(OR(U26=\"\",'S3 Input'!$D26=\"\"),\"\",U26/'S3 Input'!$D26),\"\")","v":62.636438864406834},{"$f":"IFERROR(IF(OR(V26=\"\",'S3 Input'!$D26=\"\"),\"\",V26/'S3 Input'!$D26),\"\")","v":62.06399408094785},{"$f":"IFERROR(IF(OR(W26=\"\",'S3 Input'!$D26=\"\"),\"\",W26/'S3 Input'!$D26),\"\")","v":61.368682802874332}]
[2,"POLES ","˂ = 1 kv ; concrete",{"$f":"IFERROR(repcalc('S3 Input'!$CV27:$GH27,'S3 Input'!$G27,'S3 Input'!$E27,'S3 Input'!$F27,20,TRUE,TRUE),\"\")","v":6.3731944328080372},7.7443405104582528,9.5204329838333344,11.832003242990046,14.839735473326337,18.73591258282806,23.743883487174383,30.114899074398089,38.121728536773553,48.048628176178632,60.177499319905465,74.770434589575743,92.049289353315032,112.17338715588673,135.21691890920718,161.14796165036344,189.81125998211891,220.91692865058906,254.0370151442319,288.61140142492553,{"$f":"IFERROR(IF(OR(D27=\"\",'S3 Input'!$D27=\"\"),\"\",D27/'S3 Input'!$D27),\"\")","v":0.67692672879315507},{"$f":"IFERROR(IF(OR(E27=\"\",'S3 Input'!$D27=\"\"),\"\",E27/'S3 Input'!$D27),\"\")","v":0.82256255378278664},{"$f":"IFERROR(IF(OR(F27=\"\",'S3 Input'!$D27=\"\"),\"\",F27/'S3 Input'!$D27),\"\")","v":1.0112096256258796},{"$f":"IFERROR(IF(OR(G27=\"\",'S3 Input'!$D27=\"\"),\"\",G27/'S3 Input'!$D27),\"\")","v":1.2567322925401954},{"$f":"IFERROR(IF(OR(H27=\"\",'S3 Input'!$D27=\"\"),\"\",H27/'S3 Input'!$D27),\"\")","v":1.5761975718805301},{"$f":"IFERROR(IF(OR(I27=\"\",'S3 Input'!$D27=\"\"),\"\",I27/'S3 Input'!$D27),\"\")","v":1.990028728820727},{"$f":"IFERROR(IF(OR(J27=\"\",'S3 Input'!$D27=\"\"),\"\",J27/'S3 Input'!$D27),\"\")","v":2.5219486942181741},{"$f":"IFERROR(IF(OR(K27=\"\",'S3 Input'!$D27=\"\"),\"\",K27/'S3 Input'!$D27),\"\")","v":3.1986439976516454},{"$f":"IFERROR(IF(OR(L27=\"\",'S3 Input'!$D27=\"\"),\"\",L27/'S3 Input'!$D27),\"\")","v":4.0490867282341494},{"$f":"IFERROR(IF(OR(M27=\"\",'S3 Input'!$D27=\"\"),\"\",M27/'S3 Input'!$D27),\"\")","v":5.1034690746079265},{"$f":"IFERROR(IF(OR(N27=\"\",'S3 Input'!$D27=\"\"),\"\",N27/'S3 Input'!$D27),\"\")","v":6.3917330925721805},{"$f":"IFERROR(IF(OR(O27=\"\",'S3 Input'!$D27=\"\"),\"\",O27/'S3 Input'!$D27),\"\")","v":7.941716862835996},{"$f":"IFERROR(IF(OR(P27=\"\",'S3 Input'!$D27=\"\"),\"\",P27/'S3 Input'!$D27),\"\")","v":9.7769846795996784},{"$f":"IFERROR(IF(OR(Q27=\"\",'S3 Input'!$D27=\"\"),\"\",Q27/'S3 Input'!$D27),\"\")","v":11.914459040225182},{"$f":"IFERROR(IF(OR(R27=\"\",'S3 Input'!$D27=\"\"),\"\",R27/'S3 Input'!$D27),\"\")","v":14.362020107767188},{"$f":"IFERROR(IF(OR(S27=\"\",'S3 Input'!$D27=\"\"),\"\",S27/'S3 Input'!$D27),\"\")","v":17.116277195328276},{"$f":"IFERROR(IF(OR(T27=\"\",'S3 Input'!$D27=\"\"),\"\",T27/'S3 Input'!$D27),\"\")","v":20.160739902484153},{"$f":"IFERROR(IF(OR(U27=\"\",'S3 Input'!$D27=\"\"),\"\",U27/'S3 Input'!$D27),\"\")","v":23.46461816332576},{"$f":"IFERROR(IF(OR(V27=\"\",'S3 Input'!$D27=\"\"),\"\",V27/'S3 Input'!$D27),\"\")","v":26.982457144053324},{"$f":"IFERROR(IF(OR(W27=\"\",'S3 Input'!$D27=\"\"),\"\",W27/'S3 Input'!$D27),\"\")","v":30.654764093381544}]
[2,"POLES ","> 1 kv & < = 11 kv ; concrete",{"$f":"IFERROR(repcalc('S3 Input'!$CV28:$GH28,'S3 Input'!$G28,'S3 Input'!$E28,'S3 Input'!$F28,20,TRUE,TRUE),\"\")","v":66.816545763617953},87.899634643075615,115.025927447038,149.3559026066244,192.04783170333042,244.17676953095796,306.63835105300728,380.04378473171403,464.61543712093106,560.09494508191881,665.67736353870146,779.98498774406028,901.0928313468537,1026.6141485434055,1153.8489707660933,1279.9917727212305,1402.3867306829338,1518.8114233074994,1627.7631919561093,1728.7176635843484,{"$f":"IFERROR(IF(OR(D28=\"\",'S3 Input'!$D28=\"\"),\"\",D28/'S3 Input'!$D28),\"\")","v":5.718112201960337},{"$f":"IFERROR(IF(OR(E28=\"\",'S3 Input'!$D28=\"\"),\"\",E28/'S3 Input'!$D28),\"\")","v":7.5223878704921932},{"$f":"IFERROR(IF(OR(F28=\"\",'S3 Input'!$D28=\"\"),\"\",F28/'S3 Input'!$D28),\"\")","v":9.8438366090282283},{"$f":"IFERROR(IF(OR(G28=\"\",'S3 Input'!$D28=\"\"),\"\",G28/'S3 Input'!$D28),\"\")","v":12.781771331776412},{"$f":"IFERROR(IF(OR(H28=\"\",'S3 Input'!$D28=\"\"),\"\",H28/'S3 Input'!$D28),\"\")","v":16.435316092332169},{"$f":"IFERROR(IF(OR(I28=\"\",'S3 Input'!$D28=\"\"),\"\",I28/'S3 Input'!$D28),\"\")","v":20.896473311113372},{"$f":"IFERROR(IF(OR(J28=\"\",'S3 Input'!$D28=\"\"),\"\",J28/'S3 Input'!$D28),\"\")","v":26.241890787774484},{"$f":"IFERROR(IF(OR(K28=\"\",'S3 Input'!$D28=\"\"),\"\",K28/'S3 Input'!$D28),\"\")","v":32.523875305402072},{"$f":"IFERROR(IF(OR(L28=\"\",'S3 Input'!$D28=\"\"),\"\",L28/'S3 Input'!$D28),\"\")","v":39.761456834647305},{"$f":"IFERROR(IF(OR(M28=\"\",'S3 Input'!$D28=\"\"),\"\",M28/'S3 Input'!$D28),\"\")","v":47.932524842867707},{"$f":"IFERROR(IF(OR(N28=\"\",'S3 Input'!$D28=\"\"),\"\",N28/'S3 Input'!$D28),\"\")","v":56.968192706125421},{"$f":"IFERROR(IF(OR(O28=\"\",'S3 Input'!$D28=\"\"),\"\",O28/'S3 Input'!$D28),\"\")","v":66.750557437432164},{"$f":"IFERROR(IF(OR(P28=\"\",'S3 Input'!$D28=\"\"),\"\",P28/'S3 Input'!$D28),\"\")","v":77.114880081529591},{"$f":"IFERROR(IF(OR(Q28=\"\",'S3 Input'!$D28=\"\"),\"\",Q28/'S3 Input'!$D28),\"\")","v":87.856904639443101},{"$f":"IFERROR(IF(OR(R28=\"\",'S3 Input'!$D28=\"\"),\"\",R28/'S3 Input'!$D28),\"\")","v":98.745569732063885},{"$f":"IFERROR(IF(OR(S28=\"\",'S3 Input'!$D28=\"\"),\"\",S28/'S3 Input'!$D28),\"\")","v":109.54078051115638},{"$f":"IFERROR(IF(OR(T28=\"\",'S3 Input'!$D28=\"\"),\"\",T28/'S3 Input'!$D28),\"\")","v":120.01525348159721},{"$f":"IFERROR(IF(OR(U28=\"\",'S3 Input'!$D28=\"\"),\"\",U28/'S3 Input'!$D28),\"\")","v":129.97879541417799},{"$f":"IFERROR(IF(OR(V28=\"\",'S3 Input'!$D28=\"\"),\"\",V28/'S3 Input'!$D28),\"\")","v":139.30280985722933},{"$f":"IFERROR(IF(OR(W28=\"\",'S3 Input'!$D28=\"\"),\"\",W28/'S3 Input'!$D28),\"\")","v":147.94242134062063}]
[2,"POLES ","˃ 11 kv & < = 22 kv ; concrete",{"$f":"IFERROR(repcalc('S3 Input'!$CV29:$GH29,'S3 Input'!$G29,'S3 Input'!$E29,'S3 Input'!$F29,20,TRUE,TRUE),\"\")","v":3.2527616093626843},4.7488645532727016,6.8310827868598247,9.6817481353039625,13.520293086403926,18.60337036329927,25.221856280468369,33.693856770011728,44.352984715154058,57.531480003386555,73.538206947665373,92.63217061343336,114.99289836312616,140.68976039390256,169.65295371202654,201.6493352515383,236.26645238391296,272.90789632481682,310.80245139431122,349.02844336451307,{"$f":"IFERROR(IF(OR(D29=\"\",'S3 Input'!$D29=\"\"),\"\",D29/'S3 Input'!$D29),\"\")","v":0.23996948339222818},{"$f":"IFERROR(IF(OR(E29=\"\",'S3 Input'!$D29=\"\"),\"\",E29/'S3 Input'!$D29),\"\")","v":0.35034309623808974},{"$f":"IFERROR(IF(OR(F29=\"\",'S3 Input'!$D29=\"\"),\"\",F29/'S3 Input'!$D29),\"\")","v":0.50395682322796287},{"$f":"IFERROR(IF(OR(G29=\"\",'S3 Input'!$D29=\"\"),\"\",G29/'S3 Input'!$D29),\"\")","v":0.71426202635789549},{"$f":"IFERROR(IF(OR(H29=\"\",'S3 Input'!$D29=\"\"),\"\",H29/'S3 Input'!$D29),\"\")","v":0.99744713474147062},{"$f":"IFERROR(IF(OR(I29=\"\",'S3 Input'!$D29=\"\"),\"\",I29/'S3 Input'!$D29),\"\")","v":1.3724464659769198},{"$f":"IFERROR(IF(OR(J29=\"\",'S3 Input'!$D29=\"\"),\"\",J29/'S3 Input'!$D29),\"\")","v":1.8607191515036621},{"$f":"IFERROR(IF(OR(K29=\"\",'S3 Input'!$D29=\"\"),\"\",K29/'S3 Input'!$D29),\"\")","v":2.4857331626511789},{"$f":"IFERROR(IF(OR(L29=\"\",'S3 Input'!$D29=\"\"),\"\",L29/'S3 Input'!$D29),\"\")","v":3.2721004817455013},{"$f":"IFERROR(IF(OR(M29=\"\",'S3 Input'!$D29=\"\"),\"\",M29/'S3 Input'!$D29),\"\")","v":4.2443317996205554},{"$f":"IFERROR(IF(OR(N29=\"\",'S3 Input'!$D29=\"\"),\"\",N29/'S3 Input'!$D29),\"\")","v":5.4252132956892583},{"$f":"IFERROR(IF(OR(O29=\"\",'S3 Input'!$D29=\"\"),\"\",O29/'S3 Input'!$D29),\"\")","v":6.8338528294305787},{"$f":"IFERROR(IF(OR(P29=\"\",'S3 Input'!$D29=\"\"),\"\",P29/'S3 Input'!$D29),\"\")","v":8.4834948661918848},{"$f":"IFERROR(IF(OR(Q29=\"\",'S3 Input'!$D29=\"\"),\"\",Q29/'S3 Input'!$D29),\"\")","v":10.379257128196377},{"$f":"IFERROR(IF(OR(R29=\"\",'S3 Input'!$D29=\"\"),\"\",R29/'S3 Input'!$D29),\"\")","v":12.515989964053112},{"$f":"IFERROR(IF(OR(S29=\"\",'S3 Input'!$D29=\"\"),\"\",S29/'S3 Input'!$D29),\"\")","v":14.876493459408142},{"$f":"IFERROR(IF(OR(T29=\"\",'S3 Input'!$D29=\"\"),\"\",T29/'S3 Input'!$D29),\"\")","v":17.430339302544429},{"$f":"IFERROR(IF(OR(U29=\"\",'S3 Input'!$D29=\"\"),\"\",U29/'S3 Input'!$D29),\"\")","v":20.133527986257029},{"$f":"IFERROR(IF(OR(V29=\"\",'S3 Input'!$D29=\"\"),\"\",V29/'S3 Input'!$D29),\"\")","v":22.929163786074099},{"$f":"IFERROR(IF(OR(W29=\"\",'S3 Input'!$D29=\"\"),\"\",W29/'S3 Input'!$D29),\"\")","v":25.749251037116785}]
[2,"POLES ","> 22 kv & < = 66 kv ; concrete",{"$f":"IFERROR(repcalc('S3 Input'!$CV30:$GH30,'S3 Input'!$G30,'S3 Input'!$E30,'S3 Input'!$F30,20,TRUE,TRUE),\"\")","v":63.471942996032645},74.553242160286544,88.509855886036732,105.99796886448654,127.70153750682545,154.2931993372963,186.38607005307568,224.47903192542327,268.89958337311856,319.74960431350348,376.86024978607873,439.76238939690933,507.67840534008354,579.5397029631057,654.03207026752091,729.6682804801942,804.88440647512732,878.15359781284599,948.10892566737209,1013.6655955594417,{"$f":"IFERROR(IF(OR(D30=\"\",'S3 Input'!$D30=\"\"),\"\",D30/'S3 Input'!$D30),\"\")","v":2.6081818592316059},{"$f":"IFERROR(IF(OR(E30=\"\",'S3 Input'!$D30=\"\"),\"\",E30/'S3 Input'!$D30),\"\")","v":3.0635333435674785},{"$f":"IFERROR(IF(OR(F30=\"\",'S3 Input'!$D30=\"\"),\"\",F30/'S3 Input'!$D30),\"\")","v":3.6370369266873426},{"$f":"IFERROR(IF(OR(G30=\"\",'S3 Input'!$D30=\"\"),\"\",G30/'S3 Input'!$D30),\"\")","v":4.3556564752560165},{"$f":"IFERROR(IF(OR(H30=\"\",'S3 Input'!$D30=\"\"),\"\",H30/'S3 Input'!$D30),\"\")","v":5.2474970482958954},{"$f":"IFERROR(IF(OR(I30=\"\",'S3 Input'!$D30=\"\"),\"\",I30/'S3 Input'!$D30),\"\")","v":6.3401985904149187},{"$f":"IFERROR(IF(OR(J30=\"\",'S3 Input'!$D30=\"\"),\"\",J30/'S3 Input'!$D30),\"\")","v":7.6589551820761033},{"$f":"IFERROR(IF(OR(K30=\"\",'S3 Input'!$D30=\"\"),\"\",K30/'S3 Input'!$D30),\"\")","v":9.2242668368031122},{"$f":"IFERROR(IF(OR(L30=\"\",'S3 Input'!$D30=\"\"),\"\",L30/'S3 Input'!$D30),\"\")","v":11.049591082354958},{"$f":"IFERROR(IF(OR(M30=\"\",'S3 Input'!$D30=\"\"),\"\",M30/'S3 Input'!$D30),\"\")","v":13.13911435670232},{"$f":"IFERROR(IF(OR(N30=\"\",'S3 Input'!$D30=\"\"),\"\",N30/'S3 Input'!$D30),\"\")","v":15.485898501940932},{"$f":"IFERROR(IF(OR(O30=\"\",'S3 Input'!$D30=\"\"),\"\",O30/'S3 Input'!$D30),\"\")","v":18.070666065304746},{"$f":"IFERROR(IF(OR(P30=\"\",'S3 Input'!$D30=\"\"),\"\",P30/'S3 Input'!$D30),\"\")","v":20.861463264397006},{"$f":"IFERROR(IF(OR(Q30=\"\",'S3 Input'!$D30=\"\"),\"\",Q30/'S3 Input'!$D30),\"\")","v":23.814379529350877},{"$f":"IFERROR(IF(OR(R30=\"\",'S3 Input'!$D30=\"\"),\"\",R30/'S3 Input'!$D30),\"\")","v":26.875411410267734},{"$f":"IFERROR(IF(OR(S30=\"\",'S3 Input'!$D30=\"\"),\"\",S30/'S3 Input'!$D30),\"\")","v":29.983445953814847},{"$f":"IFERROR(IF(OR(T30=\"\",'S3 Input'!$D30=\"\"),\"\",T30/'S3 Input'!$D30),\"\")","v":33.074218444487229},{"$f":"IFERROR(IF(OR(U30=\"\",'S3 Input'!$D30=\"\"),\"\",U30/'S3 Input'!$D30),\"\")","v":36.084987717763646},{"$f":"IFERROR(IF(OR(V30=\"\",'S3 Input'!$D30=\"\"),\"\",V30/'S3 Input'!$D30),\"\")","v":38.959584089867448},{"$f":"IFERROR(IF(OR(W30=\"\",'S3 Input'!$D30=\"\"),\"\",W30/'S3 Input'!$D30),\"\")","v":41.653431309493577}]
[2,"POLES ","> 66 kv & < = 132 kv ; concrete",{"$f":"IFERROR(repcalc('S3 Input'!$CV31:$GH31,'S3 Input'!$G31,'S3 Input'!$E31,'S3 Input'!$F31,20,TRUE,TRUE),\"\")","v":65.329791674476169},84.030777390198139,108.3449352611923,139.44606412872957,178.51943528286694,226.67748415252734,284.85779493663335,353.7097622834778,433.47954438223417,523.90557849758693,624.13843066824643,732.6985936630615,847.48372651897421,965.832733250817,1084.6483359055526,1200.5730574682573,1310.206676058978,1410.3472176820189,1498.2333192903159,1571.763984995232,{"$f":"IFERROR(IF(OR(D31=\"\",'S3 Input'!$D31=\"\"),\"\",D31/'S3 Input'!$D31),\"\")","v":2.2181062546408947},{"$f":"IFERROR(IF(OR(E31=\"\",'S3 Input'!$D31=\"\"),\"\",E31/'S3 Input'!$D31),\"\")","v":2.853050471066418},{"$f":"IFERROR(IF(OR(F31=\"\",'S3 Input'!$D31=\"\"),\"\",F31/'S3 Input'!$D31),\"\")","v":3.6785756146135826},{"$f":"IFERROR(IF(OR(G31=\"\",'S3 Input'!$D31=\"\"),\"\",G31/'S3 Input'!$D31),\"\")","v":4.7345350276056957},{"$f":"IFERROR(IF(OR(H31=\"\",'S3 Input'!$D31=\"\"),\"\",H31/'S3 Input'!$D31),\"\")","v":6.0611715700693392},{"$f":"IFERROR(IF(OR(I31=\"\",'S3 Input'!$D31=\"\"),\"\",I31/'S3 Input'!$D31),\"\")","v":7.6962551463549378},{"$f":"IFERROR(IF(OR(J31=\"\",'S3 Input'!$D31=\"\"),\"\",J31/'S3 Input'!$D31),\"\")","v":9.671619033786337},{"$f":"IFERROR(IF(OR(K31=\"\",'S3 Input'!$D31=\"\"),\"\",K31/'S3 Input'!$D31),\"\")","v":12.009311769396776},{"$f":"IFERROR(IF(OR(L31=\"\",'S3 Input'!$D31=\"\"),\"\",L31/'S3 Input'!$D31),\"\")","v":14.717691025927008},{"$f":"IFERROR(IF(OR(M31=\"\",'S3 Input'!$D31=\"\"),\"\",M31/'S3 Input'!$D31),\"\")","v":17.787876108608021},{"$f":"IFERROR(IF(OR(N31=\"\",'S3 Input'!$D31=\"\"),\"\",N31/'S3 Input'!$D31),\"\")","v":21.191026656340405},{"$f":"IFERROR(IF(OR(O31=\"\",'S3 Input'!$D31=\"\"),\"\",O31/'S3 Input'!$D31),\"\")","v":24.876909779058398},{"$f":"IFERROR(IF(OR(P31=\"\",'S3 Input'!$D31=\"\"),\"\",P31/'S3 Input'!$D31),\"\")","v":28.774145857754764},{"$f":"IFERROR(IF(OR(Q31=\"\",'S3 Input'!$D31=\"\"),\"\",Q31/'S3 Input'!$D31),\"\")","v":32.792384173444951},{"$f":"IFERROR(IF(OR(R31=\"\",'S3 Input'!$D31=\"\"),\"\",R31/'S3 Input'!$D31),\"\")","v":36.826464562229681},{"$f":"IFERROR(IF(OR(S31=\"\",'S3 Input'!$D31=\"\"),\"\",S31/'S3 Input'!$D31),\"\")","v":40.762392465489775},{"$f":"IFERROR(IF(OR(T31=\"\",'S3 Input'!$D31=\"\"),\"\",T31/'S3 Input'!$D31),\"\")","v":44.484722031864315},{"$f":"IFERROR(IF(OR(U31=\"\",'S3 Input'!$D31=\"\"),\"\",U31/'S3 Input'!$D31),\"\")","v":47.884738410670174},{"$f":"IFERROR(IF(OR(V31=\"\",'S3 Input'!$D31=\"\"),\"\",V31/'S3 Input'!$D31),\"\")","v":50.868686570871191},{"$f":"IFERROR(IF(OR(W31=\"\",'S3 Input'!$D31=\"\"),\"\",W31/'S3 Input'!$D31),\"\")","v":53.365232562027394}]
[2,"POLES ","˂ = 1 kv ; steel",{"$f":"IFERROR(repcalc('S3 Input'!$CV32:$GH32,'S3 Input'!$G32,'S3 Input'!$E32,'S3 Input'!$F32,20,TRUE,TRUE),\"\")","v":8.0888884181941449},9.2971915961864262,10.56173534163095,11.862771560975453,13.178599669894586,14.486711164063941,15.765077805658001,16.99349496381268,18.154885010401962,19.236468559638269,20.230723120469492,21.136067586887496,21.957234285924571,22.705315085679171,23.397491606647453,24.056479817385085,24.709735100997872,25.388475086324526,26.126584744594584,26.959472445839435,{"$f":"IFERROR(IF(OR(D32=\"\",'S3 Input'!$D32=\"\"),\"\",D32/'S3 Input'!$D32),\"\")","v":0.9837378146165271},{"$f":"IFERROR(IF(OR(E32=\"\",'S3 Input'!$D32=\"\"),\"\",E32/'S3 Input'!$D32),\"\")","v":1.130686748296799},{"$f":"IFERROR(IF(OR(F32=\"\",'S3 Input'!$D32=\"\"),\"\",F32/'S3 Input'!$D32),\"\")","v":1.2844754317743137},{"$f":"IFERROR(IF(OR(G32=\"\",'S3 Input'!$D32=\"\"),\"\",G32/'S3 Input'!$D32),\"\")","v":1.4427021819759991},{"$f":"IFERROR(IF(OR(H32=\"\",'S3 Input'!$D32=\"\"),\"\",H32/'S3 Input'!$D32),\"\")","v":1.6027278618169492},{"$f":"IFERROR(IF(OR(I32=\"\",'S3 Input'!$D32=\"\"),\"\",I32/'S3 Input'!$D32),\"\")","v":1.7618150782575253},{"$f":"IFERROR(IF(OR(J32=\"\",'S3 Input'!$D32=\"\"),\"\",J32/'S3 Input'!$D32),\"\")","v":1.9172848463225376},{"$f":"IFERROR(IF(OR(K32=\"\",'S3 Input'!$D32=\"\"),\"\",K32/'S3 Input'!$D32),\"\")","v":2.066679960721991},{"$f":"IFERROR(IF(OR(L32=\"\",'S3 Input'!$D32=\"\"),\"\",L32/'S3 Input'!$D32),\"\")","v":2.2079235095610779},{"$f":"IFERROR(IF(OR(M32=\"\",'S3 Input'!$D32=\"\"),\"\",M32/'S3 Input'!$D32),\"\")","v":2.339461315751814},{"$f":"IFERROR(IF(OR(N32=\"\",'S3 Input'!$D32=\"\"),\"\",N32/'S3 Input'!$D32),\"\")","v":2.4603785244309},{"$f":"IFERROR(IF(OR(O32=\"\",'S3 Input'!$D32=\"\"),\"\",O32/'S3 Input'!$D32),\"\")","v":2.5704828478959088},{"$f":"IFERROR(IF(OR(P32=\"\",'S3 Input'!$D32=\"\"),\"\",P32/'S3 Input'!$D32),\"\")","v":2.6703498125742207},{"$f":"IFERROR(IF(OR(Q32=\"\",'S3 Input'!$D32=\"\"),\"\",Q32/'S3 Input'!$D32),\"\")","v":2.7613283664941752},{"$f":"IFERROR(IF(OR(R32=\"\",'S3 Input'!$D32=\"\"),\"\",R32/'S3 Input'!$D32),\"\")","v":2.845508068681021},{"$f":"IFERROR(IF(OR(S32=\"\",'S3 Input'!$D32=\"\"),\"\",S32/'S3 Input'!$D32),\"\")","v":2.9256515431330796},{"$f":"IFERROR(IF(OR(T32=\"\",'S3 Input'!$D32=\"\"),\"\",T32/'S3 Input'!$D32),\"\")","v":3.0050978022312376},{"$f":"IFERROR(IF(OR(U32=\"\",'S3 Input'!$D32=\"\"),\"\",U32/'S3 Input'!$D32),\"\")","v":3.0876434074291348},{"$f":"IFERROR(IF(OR(V32=\"\",'S3 Input'!$D32=\"\"),\"\",V32/'S3 Input'!$D32),\"\")","v":3.177409311547768},{"$f":"IFERROR(IF(OR(W32=\"\",'S3 Input'!$D32=\"\"),\"\",W32/'S3 Input'!$D32),\"\")","v":3.2787017369940954}]
[2,"POLES ","> 1 kv & < = 11 kv ; steel",{"$f":"IFERROR(repcalc('S3 Input'!$CV33:$GH33,'S3 Input'!$G33,'S3 Input'!$E33,'S3 Input'!$F33,20,TRUE,TRUE),\"\")","v":2.680913943822282},3.1571591462719941,3.6623948647441487,4.1855674836035188,4.7135006669527533,5.2315473468648497,5.7244506124982077,6.1773541198646962,6.5768800243941188,6.912178430195179,7.1758497368422045,7.3646512474894337,7.4799212936508601,7.5276853901586582,7.5184455370503596,7.4666908752746419,7.3902005638070705,7.3092337551657742,7.2457139549891814,7.2225144860031421,{"$f":"IFERROR(IF(OR(D33=\"\",'S3 Input'!$D33=\"\"),\"\",D33/'S3 Input'!$D33),\"\")","v":0.25626060405084317},{"$f":"IFERROR(IF(OR(E33=\"\",'S3 Input'!$D33=\"\"),\"\",E33/'S3 Input'!$D33),\"\")","v":0.3017834689444765},{"$f":"IFERROR(IF(OR(F33=\"\",'S3 Input'!$D33=\"\"),\"\",F33/'S3 Input'!$D33),\"\")","v":0.35007745118962935},{"$f":"IFERROR(IF(OR(G33=\"\",'S3 Input'!$D33=\"\"),\"\",G33/'S3 Input'!$D33),\"\")","v":0.40008596848676314},{"$f":"IFERROR(IF(OR(H33=\"\",'S3 Input'!$D33=\"\"),\"\",H33/'S3 Input'!$D33),\"\")","v":0.45054953400900194},{"$f":"IFERROR(IF(OR(I33=\"\",'S3 Input'!$D33=\"\"),\"\",I33/'S3 Input'!$D33),\"\")","v":0.50006807802147168},{"$f":"IFERROR(IF(OR(J33=\"\",'S3 Input'!$D33=\"\"),\"\",J33/'S3 Input'!$D33),\"\")","v":0.54718323771576249},{"$f":"IFERROR(IF(OR(K33=\"\",'S3 Input'!$D33=\"\"),\"\",K33/'S3 Input'!$D33),\"\")","v":0.59047493927967343},{"$f":"IFERROR(IF(OR(L33=\"\",'S3 Input'!$D33=\"\"),\"\",L33/'S3 Input'!$D33),\"\")","v":0.62866443427058627},{"$f":"IFERROR(IF(OR(M33=\"\",'S3 Input'!$D33=\"\"),\"\",M33/'S3 Input'!$D33),\"\")","v":0.66071461335442494},{"$f":"IFERROR(IF(OR(N33=\"\",'S3 Input'!$D33=\"\"),\"\",N33/'S3 Input'!$D33),\"\")","v":0.68591817069648076},{"$f":"IFERROR(IF(OR(O33=\"\",'S3 Input'!$D33=\"\"),\"\",O33/'S3 Input'!$D33),\"\")","v":0.70396514653308295},{"$f":"IFERROR(IF(OR(P33=\"\",'S3 Input'!$D33=\"\"),\"\",P33/'S3 Input'!$D33),\"\")","v":0.71498346800004531},{"$f":"IFERROR(IF(OR(Q33=\"\",'S3 Input'!$D33=\"\"),\"\",Q33/'S3 Input'!$D33),\"\")","v":0.71954909616995966},{"$f":"IFERROR(IF(OR(R33=\"\",'S3 Input'!$D33=\"\"),\"\",R33/'S3 Input'!$D33),\"\")","v":0.7186658860451699},{"$f":"IFERROR(IF(OR(S33=\"\",'S3 Input'!$D33=\"\"),\"\",S33/'S3 Input'!$D33),\"\")","v":0.7137188115895895},{"$f":"IFERROR(IF(OR(T33=\"\",'S3 Input'!$D33=\"\"),\"\",T33/'S3 Input'!$D33),\"\")","v":0.70640732982200605},{"$f":"IFERROR(IF(OR(U33=\"\",'S3 Input'!$D33=\"\"),\"\",U33/'S3 Input'!$D33),\"\")","v":0.69866795298064965},{"$f":"IFERROR(IF(OR(V33=\"\",'S3 Input'!$D33=\"\"),\"\",V33/'S3 Input'!$D33),\"\")","v":0.69259628387692795},{"$f":"IFERROR(IF(OR(W33=\"\",'S3 Input'!$D33=\"\"),\"\",W33/'S3 Input'!$D33),\"\")","v":0.69037871551755525}]
[2,"POLES ","˃ 11 kv & < = 22 kv ; steel",{"$f":"IFERROR(repcalc('S3 Input'!$CV34:$GH34,'S3 Input'!$G34,'S3 Input'!$E34,'S3 Input'!$F34,20,TRUE,TRUE),\"\")","v":7.5433515637324662E-5},1.5074870740750397E-4,2.9634512946908248E-4,5.7319251648756781E-4,1.0910911771551211E-3,2.0444295211053337E-3,3.771530713079156E-3,6.8512546208692659E-3,1.2257122521958605E-2,2.1598141366889773E-2,3.7486941389083664E-2,6.4089596406827418E-2,0.10792657263947007,0.17900839943314109,0.29239886432015771,0.47029661914589133,0.74470458231459513,1.1607052301652825,1.7802683501648786,2.6863781675420322,{"$f":"IFERROR(IF(OR(D34=\"\",'S3 Input'!$D34=\"\"),\"\",D34/'S3 Input'!$D34),\"\")","v":6.0487549566625094E-6},{"$f":"IFERROR(IF(OR(E34=\"\",'S3 Input'!$D34=\"\"),\"\",E34/'S3 Input'!$D34),\"\")","v":1.208802192815238E-5},{"$f":"IFERROR(IF(OR(F34=\"\",'S3 Input'!$D34=\"\"),\"\",F34/'S3 Input'!$D34),\"\")","v":2.3762899761654005E-5},{"$f":"IFERROR(IF(OR(G34=\"\",'S3 Input'!$D34=\"\"),\"\",G34/'S3 Input'!$D34),\"\")","v":4.5962342414152362E-5},{"$f":"IFERROR(IF(OR(H34=\"\",'S3 Input'!$D34=\"\"),\"\",H34/'S3 Input'!$D34),\"\")","v":8.749086013329337E-5},{"$f":"IFERROR(IF(OR(I34=\"\",'S3 Input'!$D34=\"\"),\"\",I34/'S3 Input'!$D34),\"\")","v":1.6393579292775531E-4},{"$f":"IFERROR(IF(OR(J34=\"\",'S3 Input'!$D34=\"\"),\"\",J34/'S3 Input'!$D34),\"\")","v":3.0242611526453208E-4},{"$f":"IFERROR(IF(OR(K34=\"\",'S3 Input'!$D34=\"\"),\"\",K34/'S3 Input'!$D34),\"\")","v":5.4937861502552747E-4},{"$f":"IFERROR(IF(OR(L34=\"\",'S3 Input'!$D34=\"\"),\"\",L34/'S3 Input'!$D34),\"\")","v":9.8285662523770801E-4},{"$f":"IFERROR(IF(OR(M34=\"\",'S3 Input'!$D34=\"\"),\"\",M34/'S3 Input'!$D34),\"\")","v":1.731880895963839E-3},{"$f":"IFERROR(IF(OR(N34=\"\",'S3 Input'!$D34=\"\"),\"\",N34/'S3 Input'!$D34),\"\")","v":3.0059492868862226E-3},{"$f":"IFERROR(IF(OR(O34=\"\",'S3 Input'!$D34=\"\"),\"\",O34/'S3 Input'!$D34),\"\")","v":5.1391249719836864E-3},{"$f":"IFERROR(IF(OR(P34=\"\",'S3 Input'!$D34=\"\"),\"\",P34/'S3 Input'!$D34),\"\")","v":8.6542617786406553E-3},{"$f":"IFERROR(IF(OR(Q34=\"\",'S3 Input'!$D34=\"\"),\"\",Q34/'S3 Input'!$D34),\"\")","v":1.4354069728916011E-2},{"$f":"IFERROR(IF(OR(R34=\"\",'S3 Input'!$D34=\"\"),\"\",R34/'S3 Input'!$D34),\"\")","v":2.3446462291145175E-2},{"$f":"IFERROR(IF(OR(S34=\"\",'S3 Input'!$D34=\"\"),\"\",S34/'S3 Input'!$D34),\"\")","v":3.7711473237404869E-2},{"$f":"IFERROR(IF(OR(T34=\"\",'S3 Input'!$D34=\"\"),\"\",T34/'S3 Input'!$D34),\"\")","v":5.9715306856198511E-2},{"$f":"IFERROR(IF(OR(U34=\"\",'S3 Input'!$D34=\"\"),\"\",U34/'S3 Input'!$D34),\"\")","v":9.3072972336880375E-2},{"$f":"IFERROR(IF(OR(V34=\"\",'S3 Input'!$D34=\"\"),\"\",V34/'S3 Input'!$D34),\"\")","v":0.14275361444138987},{"$f":"IFERROR(IF(OR(W34=\"\",'S3 Input'!$D34=\"\"),\"\",W34/'S3 Input'!$D34),\"\")","v":0.21541145363705755}]
[2,"POLES ","> 22 kv & < = 66 kv ; steel",{"$f":"IFERROR(repcalc('S3 Input'!$CV35:$GH35,'S3 Input'!$G35,'S3 Input'!$E35,'S3 Input'!$F35,20,TRUE,TRUE),\"\")","v":0.31508582906461668},0.38799343022745952,0.47024488785001012,0.56103803396318597,0.65904514126401326,0.76244453296473058,0.8690144504593269,0.97629399017857987,1.0818097564593152,1.1833604318275217,1.2793459330625239,1.3691245034411077,1.4533811924965545,1.5344955759472019,1.6169056271065869,1.7074780514995169,1.8159120778935851,1.9552218641653363,2.142359871218031,2.3990568044011105,{"$f":"IFERROR(IF(OR(D35=\"\",'S3 Input'!$D35=\"\"),\"\",D35/'S3 Input'!$D35),\"\")","v":1.2970540898277191E-2},{"$f":"IFERROR(IF(OR(E35=\"\",'S3 Input'!$D35=\"\"),\"\",E35/'S3 Input'!$D35),\"\")","v":1.5971789876961042E-2},{"$f":"IFERROR(IF(OR(F35=\"\",'S3 Input'!$D35=\"\"),\"\",F35/'S3 Input'!$D35),\"\")","v":1.9357679677855327E-2},{"$f":"IFERROR(IF(OR(G35=\"\",'S3 Input'!$D35=\"\"),\"\",G35/'S3 Input'!$D35),\"\")","v":2.3095188973148637E-2},{"$f":"IFERROR(IF(OR(H35=\"\",'S3 Input'!$D35=\"\"),\"\",H35/'S3 Input'!$D35),\"\")","v":2.7129661730431947E-2},{"$f":"IFERROR(IF(OR(I35=\"\",'S3 Input'!$D35=\"\"),\"\",I35/'S3 Input'!$D35),\"\")","v":3.1386108435421972E-2},{"$f":"IFERROR(IF(OR(J35=\"\",'S3 Input'!$D35=\"\"),\"\",J35/'S3 Input'!$D35),\"\")","v":3.5773070164209261E-2},{"$f":"IFERROR(IF(OR(K35=\"\",'S3 Input'!$D35=\"\"),\"\",K35/'S3 Input'!$D35),\"\")","v":4.0189243565620987E-2},{"$f":"IFERROR(IF(OR(L35=\"\",'S3 Input'!$D35=\"\"),\"\",L35/'S3 Input'!$D35),\"\")","v":4.4532811050138579E-2},{"$f":"IFERROR(IF(OR(M35=\"\",'S3 Input'!$D35=\"\"),\"\",M35/'S3 Input'!$D35),\"\")","v":4.8713155155175658E-2},{"$f":"IFERROR(IF(OR(N35=\"\",'S3 Input'!$D35=\"\"),\"\",N35/'S3 Input'!$D35),\"\")","v":5.2664408288666836E-2},{"$f":"IFERROR(IF(OR(O35=\"\",'S3 Input'!$D35=\"\"),\"\",O35/'S3 Input'!$D35),\"\")","v":5.6360152468407372E-2},{"$f":"IFERROR(IF(OR(P35=\"\",'S3 Input'!$D35=\"\"),\"\",P35/'S3 Input'!$D35),\"\")","v":5.9828587829627564E-2},{"$f":"IFERROR(IF(OR(Q35=\"\",'S3 Input'!$D35=\"\"),\"\",Q35/'S3 Input'!$D35),\"\")","v":6.3167669854066688E-2},{"$f":"IFERROR(IF(OR(R35=\"\",'S3 Input'!$D35=\"\"),\"\",R35/'S3 Input'!$D35),\"\")","v":6.656008817438637E-2},{"$f":"IFERROR(IF(OR(S35=\"\",'S3 Input'!$D35=\"\"),\"\",S35/'S3 Input'!$D35),\"\")","v":7.0288511437127568E-2},{"$f":"IFERROR(IF(OR(T35=\"\",'S3 Input'!$D35=\"\"),\"\",T35/'S3 Input'!$D35),\"\")","v":7.4752209402486405E-2},{"$f":"IFERROR(IF(OR(U35=\"\",'S3 Input'!$D35=\"\"),\"\",U35/'S3 Input'!$D35),\"\")","v":8.0486911231928082E-2},{"$f":"IFERROR(IF(OR(V35=\"\",'S3 Input'!$D35=\"\"),\"\",V35/'S3 Input'!$D35),\"\")","v":8.8190466740294918E-2},{"$f":"IFERROR(IF(OR(W35=\"\",'S3 Input'!$D35=\"\"),\"\",W35/'S3 Input'!$D35),\"\")","v":9.8757422671628348E-2}]
[2,"POLES ","> 66 kv & < = 132 kv ; steel",{"$f":"IFERROR(repcalc('S3 Input'!$CV36:$GH36,'S3 Input'!$G36,'S3 Input'!$E36,'S3 Input'!$F36,20,TRUE,TRUE),\"\")","v":6.5351507607671789E-5},1.175320330830289E-4,2.0838934301240349E-4,3.6435625227612629E-4,6.2839838031902981E-4,1.0694066013030039E-3,1.7964067183665544E-3,2.9798130468246635E-3,4.8828845840538466E-3,7.9078269681258258E-3,1.2662730946760554E-2,2.0057872343541509E-2,3.144293820005243E-2,4.8800566231333803E-2,7.5016165359631182E-2,0.11424910813043368,0.1724355278075044,0.25795715019330479,0.38251231612017395,0.56222244616719053,{"$f":"IFERROR(IF(OR(D36=\"\",'S3 Input'!$D36=\"\"),\"\",D36/'S3 Input'!$D36),\"\")","v":2.3030091771882191E-6},{"$f":"IFERROR(IF(OR(E36=\"\",'S3 Input'!$D36=\"\"),\"\",E36/'S3 Input'!$D36),\"\")","v":4.1418685002460357E-6},{"$f":"IFERROR(IF(OR(F36=\"\",'S3 Input'!$D36=\"\"),\"\",F36/'S3 Input'!$D36),\"\")","v":7.3437107567117475E-6},{"$f":"IFERROR(IF(OR(G36=\"\",'S3 Input'!$D36=\"\"),\"\",G36/'S3 Input'!$D36),\"\")","v":1.2840037261195774E-5},{"$f":"IFERROR(IF(OR(H36=\"\",'S3 Input'!$D36=\"\"),\"\",H36/'S3 Input'!$D36),\"\")","v":2.2144970939202126E-5},{"$f":"IFERROR(IF(OR(I36=\"\",'S3 Input'!$D36=\"\"),\"\",I36/'S3 Input'!$D36),\"\")","v":3.7686249439444609E-5},{"$f":"IFERROR(IF(OR(J36=\"\",'S3 Input'!$D36=\"\"),\"\",J36/'S3 Input'!$D36),\"\")","v":6.330597884898798E-5},{"$f":"IFERROR(IF(OR(K36=\"\",'S3 Input'!$D36=\"\"),\"\",K36/'S3 Input'!$D36),\"\")","v":1.0500961713600586E-4},{"$f":"IFERROR(IF(OR(L36=\"\",'S3 Input'!$D36=\"\"),\"\",L36/'S3 Input'!$D36),\"\")","v":1.7207450018959884E-4},{"$f":"IFERROR(IF(OR(M36=\"\",'S3 Input'!$D36=\"\"),\"\",M36/'S3 Input'!$D36),\"\")","v":2.7867449039648988E-4},{"$f":"IFERROR(IF(OR(N36=\"\",'S3 Input'!$D36=\"\"),\"\",N36/'S3 Input'!$D36),\"\")","v":4.462389108714513E-4},{"$f":"IFERROR(IF(OR(O36=\"\",'S3 Input'!$D36=\"\"),\"\",O36/'S3 Input'!$D36),\"\")","v":7.0684618875759637E-4},{"$f":"IFERROR(IF(OR(P36=\"\",'S3 Input'!$D36=\"\"),\"\",P36/'S3 Input'!$D36),\"\")","v":1.1080597507743184E-3},{"$f":"IFERROR(IF(OR(Q36=\"\",'S3 Input'!$D36=\"\"),\"\",Q36/'S3 Input'!$D36),\"\")","v":1.7197484189262944E-3},{"$f":"IFERROR(IF(OR(R36=\"\",'S3 Input'!$D36=\"\"),\"\",R36/'S3 Input'!$D36),\"\")","v":2.6435949771481402E-3},{"$f":"IFERROR(IF(OR(S36=\"\",'S3 Input'!$D36=\"\"),\"\",S36/'S3 Input'!$D36),\"\")","v":4.0261771172830597E-3},{"$f":"IFERROR(IF(OR(T36=\"\",'S3 Input'!$D36=\"\"),\"\",T36/'S3 Input'!$D36),\"\")","v":6.0766861783515752E-3},{"$f":"IFERROR(IF(OR(U36=\"\",'S3 Input'!$D36=\"\"),\"\",U36/'S3 Input'!$D36),\"\")","v":9.0904970055619705E-3},{"$f":"IFERROR(IF(OR(V36=\"\",'S3 Input'!$D36=\"\"),\"\",V36/'S3 Input'!$D36),\"\")","v":1.3479863076775709E-2},{"$f":"IFERROR(IF(OR(W36=\"\",'S3 Input'!$D36=\"\"),\"\",W36/'S3 Input'!$D36),\"\")","v":1.9812908692442299E-2}]
[1,"OVERHEAD CONDUCTORS ","˂ = 1 kv",{"$f":"IFERROR(repcalc('S3 Input'!$CV37:$GH37,'S3 Input'!$G37,'S3 Input'!$E37,'S3 Input'!$F37,20,TRUE,TRUE),\"\")","v":1078.6450915830833},1382.0181064718095,1749.8054771749437,2189.4884175282564,2707.7786818679419,3310.1482373087315,4000.3456991966618,4779.9344990925511,5647.8920475174227,6600.3099688005886,7630.2321246158663,8727.6593634503115,9879.7380588456854,11071.134454338593,12284.580084033238,13501.556937474323,14703.07658909645,15870.497086036781,16986.316435131244,18034.882846561868,{"$f":"IFERROR(IF(OR(D37=\"\",'S3 Input'!$D37=\"\"),\"\",D37/'S3 Input'!$D37),\"\")","v":13.745568375814786},{"$f":"IFERROR(IF(OR(E37=\"\",'S3 Input'!$D37=\"\"),\"\",E37/'S3 Input'!$D37),\"\")","v":17.611561511156342},{"$f":"IFERROR(IF(OR(F37=\"\",'S3 Input'!$D37=\"\"),\"\",F37/'S3 Input'!$D37),\"\")","v":22.298410309903851},{"$f":"IFERROR(IF(OR(G37=\"\",'S3 Input'!$D37=\"\"),\"\",G37/'S3 Input'!$D37),\"\")","v":27.901450612470541},{"$f":"IFERROR(IF(OR(H37=\"\",'S3 Input'!$D37=\"\"),\"\",H37/'S3 Input'!$D37),\"\")","v":34.506212755822418},{"$f":"IFERROR(IF(OR(I37=\"\",'S3 Input'!$D37=\"\"),\"\",I37/'S3 Input'!$D37),\"\")","v":42.182428015531656},{"$f":"IFERROR(IF(OR(J37=\"\",'S3 Input'!$D37=\"\"),\"\",J37/'S3 Input'!$D37),\"\")","v":50.977866366129859},{"$f":"IFERROR(IF(OR(K37=\"\",'S3 Input'!$D37=\"\"),\"\",K37/'S3 Input'!$D37),\"\")","v":60.912451187037966},{"$f":"IFERROR(IF(OR(L37=\"\",'S3 Input'!$D37=\"\"),\"\",L37/'S3 Input'!$D37),\"\")","v":71.973151247025854},{"$f":"IFERROR(IF(OR(M37=\"\",'S3 Input'!$D37=\"\"),\"\",M37/'S3 Input'!$D37),\"\")","v":84.110160687392607},{"$f":"IFERROR(IF(OR(N37=\"\",'S3 Input'!$D37=\"\"),\"\",N37/'S3 Input'!$D37),\"\")","v":97.234834896726852},{"$f":"IFERROR(IF(OR(O37=\"\",'S3 Input'!$D37=\"\"),\"\",O37/'S3 Input'!$D37),\"\")","v":111.21975103512155},{"$f":"IFERROR(IF(OR(P37=\"\",'S3 Input'!$D37=\"\"),\"\",P37/'S3 Input'!$D37),\"\")","v":125.90111064584836},{"$f":"IFERROR(IF(OR(Q37=\"\",'S3 Input'!$D37=\"\"),\"\",Q37/'S3 Input'!$D37),\"\")","v":141.08351006965887},{"$f":"IFERROR(IF(OR(R37=\"\",'S3 Input'!$D37=\"\"),\"\",R37/'S3 Input'!$D37),\"\")","v":156.54689093835736},{"$f":"IFERROR(IF(OR(S37=\"\",'S3 Input'!$D37=\"\"),\"\",S37/'S3 Input'!$D37),\"\")","v":172.05527148103178},{"$f":"IFERROR(IF(OR(T37=\"\",'S3 Input'!$D37=\"\"),\"\",T37/'S3 Input'!$D37),\"\")","v":187.36667525520357},{"$f":"IFERROR(IF(OR(U37=\"\",'S3 Input'!$D37=\"\"),\"\",U37/'S3 Input'!$D37),\"\")","v":202.24354104659164},{"$f":"IFERROR(IF(OR(V37=\"\",'S3 Input'!$D37=\"\"),\"\",V37/'S3 Input'!$D37),\"\")","v":216.46283456372501},{"$f":"IFERROR(IF(OR(W37=\"\",'S3 Input'!$D37=\"\"),\"\",W37/'S3 Input'!$D37),\"\")","v":229.8250993321567}]
[1,"OVERHEAD CONDUCTORS ","> 1 kv & < = 11 kv",{"$f":"IFERROR(repcalc('S3 Input'!$CV38:$GH38,'S3 Input'!$G38,'S3 Input'!$E38,'S3 Input'!$F38,20,TRUE,TRUE),\"\")","v":61.639006115700411},83.930446634084049,113.10778438835634,150.86773579929141,199.18425053778628,260.3121343036305,336.77756996494924,431.35272352207255,547.01213737816727,686.86947001817271,854.09433240514397,1051.8104494218628,1282.9780460434054,1550.2650853023858,1855.9135960760302,2201.6086315868515,2588.3582052423217,3016.3926984817153,3485.091619805386,3992.944186613518,{"$f":"IFERROR(IF(OR(D38=\"\",'S3 Input'!$D38=\"\"),\"\",D38/'S3 Input'!$D38),\"\")","v":0.71420664055251182},{"$f":"IFERROR(IF(OR(E38=\"\",'S3 Input'!$D38=\"\"),\"\",E38/'S3 Input'!$D38),\"\")","v":0.9724959260063808},{"$f":"IFERROR(IF(OR(F38=\"\",'S3 Input'!$D38=\"\"),\"\",F38/'S3 Input'!$D38),\"\")","v":1.310571597418559},{"$f":"IFERROR(IF(OR(G38=\"\",'S3 Input'!$D38=\"\"),\"\",G38/'S3 Input'!$D38),\"\")","v":1.7480933834449037},{"$f":"IFERROR(IF(OR(H38=\"\",'S3 Input'!$D38=\"\"),\"\",H38/'S3 Input'!$D38),\"\")","v":2.3079332940659905},{"$f":"IFERROR(IF(OR(I38=\"\",'S3 Input'!$D38=\"\"),\"\",I38/'S3 Input'!$D38),\"\")","v":3.0162175974588656},{"$f":"IFERROR(IF(OR(J38=\"\",'S3 Input'!$D38=\"\"),\"\",J38/'S3 Input'!$D38),\"\")","v":3.9022169891353666},{"$f":"IFERROR(IF(OR(K38=\"\",'S3 Input'!$D38=\"\"),\"\",K38/'S3 Input'!$D38),\"\")","v":4.9980523531089904},{"$f":"IFERROR(IF(OR(L38=\"\",'S3 Input'!$D38=\"\"),\"\",L38/'S3 Input'!$D38),\"\")","v":6.3381894939217354},{"$f":"IFERROR(IF(OR(M38=\"\",'S3 Input'!$D38=\"\"),\"\",M38/'S3 Input'!$D38),\"\")","v":7.9587061439462179},{"$f":"IFERROR(IF(OR(N38=\"\",'S3 Input'!$D38=\"\"),\"\",N38/'S3 Input'!$D38),\"\")","v":9.8963283528129722},{"$f":"IFERROR(IF(OR(O38=\"\",'S3 Input'!$D38=\"\"),\"\",O38/'S3 Input'!$D38),\"\")","v":12.187250491507706},{"$f":"IFERROR(IF(OR(P38=\"\",'S3 Input'!$D38=\"\"),\"\",P38/'S3 Input'!$D38),\"\")","v":14.865772469583796},{"$f":"IFERROR(IF(OR(Q38=\"\",'S3 Input'!$D38=\"\"),\"\",Q38/'S3 Input'!$D38),\"\")","v":17.962807778914637},{"$f":"IFERROR(IF(OR(R38=\"\",'S3 Input'!$D38=\"\"),\"\",R38/'S3 Input'!$D38),\"\")","v":21.504334643571841},{"$f":"IFERROR(IF(OR(S38=\"\",'S3 Input'!$D38=\"\"),\"\",S38/'S3 Input'!$D38),\"\")","v":25.509877651588909},{"$f":"IFERROR(IF(OR(T38=\"\",'S3 Input'!$D38=\"\"),\"\",T38/'S3 Input'!$D38),\"\")","v":29.991116580346265},{"$f":"IFERROR(IF(OR(U38=\"\",'S3 Input'!$D38=\"\"),\"\",U38/'S3 Input'!$D38),\"\")","v":34.950720842674507},{"$f":"IFERROR(IF(OR(V38=\"\",'S3 Input'!$D38=\"\"),\"\",V38/'S3 Input'!$D38),\"\")","v":40.3815008491013},{"$f":"IFERROR(IF(OR(W38=\"\",'S3 Input'!$D38=\"\"),\"\",W38/'S3 Input'!$D38),\"\")","v":46.265951272509696}]
[1,"OVERHEAD CONDUCTORS ","˃ 11 kv & < = 22 kv ; swer",{"$f":"IFERROR(repcalc('S3 Input'!$CV39:$GH39,'S3 Input'!$G39,'S3 Input'!$E39,'S3 Input'!$F39,20,TRUE,TRUE),\"\")","v":0.11827624936824077},0.17550304772181013,0.25753682244640747,0.37376424918157153,0.53653464865590905,0.76186632318035186,1.0702411399478462,1.4874712883331247,2.045611035166115,2.7838735034507041,3.7494985633714388,4.9985036831726273,6.5962361514780632,8.6176338139540238,11.14709392955753,14.27784763133717,18.110742474722585,22.752349248713344,28.312332892993215,34.900061789388346,{"$f":"IFERROR(IF(OR(D39=\"\",'S3 Input'!$D39=\"\"),\"\",D39/'S3 Input'!$D39),\"\")","v":2.5459398132287939E-3},{"$f":"IFERROR(IF(OR(E39=\"\",'S3 Input'!$D39=\"\"),\"\",E39/'S3 Input'!$D39),\"\")","v":3.7777677168881244E-3},{"$f":"IFERROR(IF(OR(F39=\"\",'S3 Input'!$D39=\"\"),\"\",F39/'S3 Input'!$D39),\"\")","v":5.5435749200786156E-3},{"$f":"IFERROR(IF(OR(G39=\"\",'S3 Input'!$D39=\"\"),\"\",G39/'S3 Input'!$D39),\"\")","v":8.0454130718186842E-3},{"$f":"IFERROR(IF(OR(H39=\"\",'S3 Input'!$D39=\"\"),\"\",H39/'S3 Input'!$D39),\"\")","v":1.1549105847421236E-2},{"$f":"IFERROR(IF(OR(I39=\"\",'S3 Input'!$D39=\"\"),\"\",I39/'S3 Input'!$D39),\"\")","v":1.6399453101561799E-2},{"$f":"IFERROR(IF(OR(J39=\"\",'S3 Input'!$D39=\"\"),\"\",J39/'S3 Input'!$D39),\"\")","v":2.3037334566344807E-2},{"$f":"IFERROR(IF(OR(K39=\"\",'S3 Input'!$D39=\"\"),\"\",K39/'S3 Input'!$D39),\"\")","v":3.2018367121293821E-2},{"$f":"IFERROR(IF(OR(L39=\"\",'S3 Input'!$D39=\"\"),\"\",L39/'S3 Input'!$D39),\"\")","v":4.403253066129114E-2},{"$f":"IFERROR(IF(OR(M39=\"\",'S3 Input'!$D39=\"\"),\"\",M39/'S3 Input'!$D39),\"\")","v":5.9923902096028173E-2},{"$f":"IFERROR(IF(OR(N39=\"\",'S3 Input'!$D39=\"\"),\"\",N39/'S3 Input'!$D39),\"\")","v":8.0709337023454675E-2},{"$f":"IFERROR(IF(OR(O39=\"\",'S3 Input'!$D39=\"\"),\"\",O39/'S3 Input'!$D39),\"\")","v":0.107594632071391},{"$f":"IFERROR(IF(OR(P39=\"\",'S3 Input'!$D39=\"\"),\"\",P39/'S3 Input'!$D39),\"\")","v":0.14198641168627096},{"$f":"IFERROR(IF(OR(Q39=\"\",'S3 Input'!$D39=\"\"),\"\",Q39/'S3 Input'!$D39),\"\")","v":0.18549774058580787},{"$f":"IFERROR(IF(OR(R39=\"\",'S3 Input'!$D39=\"\"),\"\",R39/'S3 Input'!$D39),\"\")","v":0.23994530084145529},{"$f":"IFERROR(IF(OR(S39=\"\",'S3 Input'!$D39=\"\"),\"\",S39/'S3 Input'!$D39),\"\")","v":0.30733592691684125},{"$f":"IFERROR(IF(OR(T39=\"\",'S3 Input'!$D39=\"\"),\"\",T39/'S3 Input'!$D39),\"\")","v":0.38984039957147165},{"$f":"IFERROR(IF(OR(U39=\"\",'S3 Input'!$D39=\"\"),\"\",U39/'S3 Input'!$D39),\"\")","v":0.48975269427455914},{"$f":"IFERROR(IF(OR(V39=\"\",'S3 Input'!$D39=\"\"),\"\",V39/'S3 Input'!$D39),\"\")","v":0.60943338922796209},{"$f":"IFERROR(IF(OR(W39=\"\",'S3 Input'!$D39=\"\"),\"\",W39/'S3 Input'!$D39),\"\")","v":0.75123667911647052}]
["","OVERHEAD CONDUCTORS ","˃ 11 kv & < = 22 kv ; single-phase",{"$f":"IFERROR(repcalc('S3 Input'!$CV40:$GH40,'S3 Input'!$G40,'S3 Input'!$E40,'S3 Input'!$F40,20,TRUE,TRUE),\"\")","v":""},"","","","","","","","","","","","","","","","","","","",{"$f":"IFERROR(IF(OR(D40=\"\",'S3 Input'!$D40=\"\"),\"\",D40/'S3 Input'!$D40),\"\")","v":""},{"$f":"IFERROR(IF(OR(E40=\"\",'S3 Input'!$D40=\"\"),\"\",E40/'S3 Input'!$D40),\"\")","v":""},{"$f":"IFERROR(IF(OR(F40=\"\",'S3 Input'!$D40=\"\"),\"\",F40/'S3 Input'!$D40),\"\")","v":""},{"$f":"IFERROR(IF(OR(G40=\"\",'S3 Input'!$D40=\"\"),\"\",G40/'S3 Input'!$D40),\"\")","v":""},{"$f":"IFERROR(IF(OR(H40=\"\",'S3 Input'!$D40=\"\"),\"\",H40/'S3 Input'!$D40),\"\")","v":""},{"$f":"IFERROR(IF(OR(I40=\"\",'S3 Input'!$D40=\"\"),\"\",I40/'S3 Input'!$D40),\"\")","v":""},{"$f":"IFERROR(IF(OR(J40=\"\",'S3 Input'!$D40=\"\"),\"\",J40/'S3 Input'!$D40),\"\")","v":""},{"$f":"IFERROR(IF(OR(K40=\"\",'S3 Input'!$D40=\"\"),\"\",K40/'S3 Input'!$D40),\"\")","v":""},{"$f":"IFERROR(IF(OR(L40=\"\",'S3 Input'!$D40=\"\"),\"\",L40/'S3 Input'!$D40),\"\")","v":""},{"$f":"IFERROR(IF(OR(M40=\"\",'S3 Input'!$D40=\"\"),\"\",M40/'S3 Input'!$D40),\"\")","v":""},{"$f":"IFERROR(IF(OR(N40=\"\",'S3 Input'!$D40=\"\"),\"\",N40/'S3 Input'!$D40),\"\")","v":""},{"$f":"IFERROR(IF(OR(O40=\"\",'S3 Input'!$D40=\"\"),\"\",O40/'S3 Input'!$D40),\"\")","v":""},{"$f":"IFERROR(IF(OR(P40=\"\",'S3 Input'!$D40=\"\"),\"\",P40/'S3 Input'!$D40),\"\")","v":""},{"$f":"IFERROR(IF(OR(Q40=\"\",'S3 Input'!$D40=\"\"),\"\",Q40/'S3 Input'!$D40),\"\")","v":""},{"$f":"IFERROR(IF(OR(R40=\"\",'S3 Input'!$D40=\"\"),\"\",R40/'S3 Input'!$D40),\"\")","v":""},{"$f":"IFERROR(IF(OR(S40=\"\",'S3 Input'!$D40=\"\"),\"\",S40/'S3 Input'!$D40),\"\")","v":""},{"$f":"IFERROR(IF(OR(T40=\"\",'S3 Input'!$D40=\"\"),\"\",T40/'S3 Input'!$D40),\"\")","v":""},{"$f":"IFERROR(IF(OR(U40=\"\",'S3 Input'!$D40=\"\"),\"\",U40/'S3 Input'!$D40),\"\")","v":""},{"$f":"IFERROR(IF(OR(V40=\"\",'S3 Input'!$D40=\"\"),\"\",V40/'S3 Input'!$D40),\"\")","v":""},{"$f":"IFERROR(IF(OR(W40=\"\",'S3 Input'!$D40=\"\"),\"\",W40/'S3 Input'!$D40),\"\")","v":""}]
[1,"OVERHEAD CONDUCTORS ","˃ 11 kv & < = 22 kv ; multiple-phase",{"$f":"IFERROR(repcalc('S3 Input'!$CV41:$GH41,'S3 Input'!$G41,'S3 Input'!$E41,'S3 Input'!$F41,20,TRUE,TRUE),\"\")","v":3.6221375843602219},4.6821116615783236,5.9864908258333873,7.5731515126896589,9.4817349448320005,11.753098557294145,14.428809067680199,17.550740251076604,21.160827514099871,25.301007474161924,30.013334563590391,35.34022130196557,41.324700036139419,48.010559626125655,55.442180129239148,63.663881368496511,72.718624969528705,82.645968009998313,93.47925862871071,105.2421823634795,{"$f":"IFERROR(IF(OR(D41=\"\",'S3 Input'!$D41=\"\"),\"\",D41/'S3 Input'!$D41),\"\")","v":4.3263738432894765E-2},{"$f":"IFERROR(IF(OR(E41=\"\",'S3 Input'!$D41=\"\"),\"\",E41/'S3 Input'!$D41),\"\")","v":5.5924340123018841E-2},{"$f":"IFERROR(IF(OR(F41=\"\",'S3 Input'!$D41=\"\"),\"\",F41/'S3 Input'!$D41),\"\")","v":7.1504178730838211E-2},{"$f":"IFERROR(IF(OR(G41=\"\",'S3 Input'!$D41=\"\"),\"\",G41/'S3 Input'!$D41),\"\")","v":9.0455660097615617E-2},{"$f":"IFERROR(IF(OR(H41=\"\",'S3 Input'!$D41=\"\"),\"\",H41/'S3 Input'!$D41),\"\")","v":0.11325226913369882},{"$f":"IFERROR(IF(OR(I41=\"\",'S3 Input'!$D41=\"\"),\"\",I41/'S3 Input'!$D41),\"\")","v":0.14038201750103318},{"$f":"IFERROR(IF(OR(J41=\"\",'S3 Input'!$D41=\"\"),\"\",J41/'S3 Input'!$D41),\"\")","v":0.17234138871413318},{"$f":"IFERROR(IF(OR(K41=\"\",'S3 Input'!$D41=\"\"),\"\",K41/'S3 Input'!$D41),\"\")","v":0.20963053386067693},{"$f":"IFERROR(IF(OR(L41=\"\",'S3 Input'!$D41=\"\"),\"\",L41/'S3 Input'!$D41),\"\")","v":0.25275034017111303},{"$f":"IFERROR(IF(OR(M41=\"\",'S3 Input'!$D41=\"\"),\"\",M41/'S3 Input'!$D41),\"\")","v":0.30220170933794033},{"$f":"IFERROR(IF(OR(N41=\"\",'S3 Input'!$D41=\"\"),\"\",N41/'S3 Input'!$D41),\"\")","v":0.35848695026516686},{"$f":"IFERROR(IF(OR(O41=\"\",'S3 Input'!$D41=\"\"),\"\",O41/'S3 Input'!$D41),\"\")","v":0.42211264894260297},{"$f":"IFERROR(IF(OR(P41=\"\",'S3 Input'!$D41=\"\"),\"\",P41/'S3 Input'!$D41),\"\")","v":0.49359279473564299},{"$f":"IFERROR(IF(OR(Q41=\"\",'S3 Input'!$D41=\"\"),\"\",Q41/'S3 Input'!$D41),\"\")","v":0.57345041299652322},{"$f":"IFERROR(IF(OR(R41=\"\",'S3 Input'!$D41=\"\"),\"\",R41/'S3 Input'!$D41),\"\")","v":0.66221559048936829},{"$f":"IFERROR(IF(OR(S41=\"\",'S3 Input'!$D41=\"\"),\"\",S41/'S3 Input'!$D41),\"\")","v":0.76041769452442654},{"$f":"IFERROR(IF(OR(T41=\"\",'S3 Input'!$D41=\"\"),\"\",T41/'S3 Input'!$D41),\"\")","v":0.86856986975472716},{"$f":"IFERROR(IF(OR(U41=\"\",'S3 Input'!$D41=\"\"),\"\",U41/'S3 Input'!$D41),\"\")","v":0.98714459604093396},{"$f":"IFERROR(IF(OR(V41=\"\",'S3 Input'!$D41=\"\"),\"\",V41/'S3 Input'!$D41),\"\")","v":1.116540192088755},{"$f":"IFERROR(IF(OR(W41=\"\",'S3 Input'!$D41=\"\"),\"\",W41/'S3 Input'!$D41),\"\")","v":1.2570395640244059}]
[1,"OVERHEAD CONDUCTORS ","> 22 kv & < = 66 kv",{"$f":"IFERROR(repcalc('S3 Input'!$CV42:$GH42,'S3 Input'!$G42,'S3 Input'!$E42,'S3 Input'!$F42,20,TRUE,TRUE),\"\")","v":12.382685197197972},17.774895390373803,25.255439732410977,35.520317888078281,49.452953541430666,68.158763047237187,93.000873774036094,125.6351780499664,168.04234614870043,222.5538761752405,291.86878706910517,379.05722952563235,487.54716886874132,621.09045129326466,783.70505650748873,979.59120117328155,1213.0201950310075,1488.1965356265332,1809.0955889108902,2179.2812333062816,{"$f":"IFERROR(IF(OR(D42=\"\",'S3 Input'!$D42=\"\"),\"\",D42/'S3 Input'!$D42),\"\")","v":2.2325042212254696E-2},{"$f":"IFERROR(IF(OR(E42=\"\",'S3 Input'!$D42=\"\"),\"\",E42/'S3 Input'!$D42),\"\")","v":3.2046788203765574E-2},{"$f":"IFERROR(IF(OR(F42=\"\",'S3 Input'!$D42=\"\"),\"\",F42/'S3 Input'!$D42),\"\")","v":4.553364227031436E-2},{"$f":"IFERROR(IF(OR(G42=\"\",'S3 Input'!$D42=\"\"),\"\",G42/'S3 Input'!$D42),\"\")","v":6.4040439017499715E-2},{"$f":"IFERROR(IF(OR(H42=\"\",'S3 Input'!$D42=\"\"),\"\",H42/'S3 Input'!$D42),\"\")","v":8.9159924342010935E-2},{"$f":"IFERROR(IF(OR(I42=\"\",'S3 Input'!$D42=\"\"),\"\",I42/'S3 Input'!$D42),\"\")","v":0.12288508008819954},{"$f":"IFERROR(IF(OR(J42=\"\",'S3 Input'!$D42=\"\"),\"\",J42/'S3 Input'!$D42),\"\")","v":0.16767352151145312},{"$f":"IFERROR(IF(OR(K42=\"\",'S3 Input'!$D42=\"\"),\"\",K42/'S3 Input'!$D42),\"\")","v":0.22651069688376829},{"$f":"IFERROR(IF(OR(L42=\"\",'S3 Input'!$D42=\"\"),\"\",L42/'S3 Input'!$D42),\"\")","v":0.30296760447927529},{"$f":"IFERROR(IF(OR(M42=\"\",'S3 Input'!$D42=\"\"),\"\",M42/'S3 Input'!$D42),\"\")","v":0.40124775854250549},{"$f":"IFERROR(IF(OR(N42=\"\",'S3 Input'!$D42=\"\"),\"\",N42/'S3 Input'!$D42),\"\")","v":0.52621728550700986},{"$f":"IFERROR(IF(OR(O42=\"\",'S3 Input'!$D42=\"\"),\"\",O42/'S3 Input'!$D42),\"\")","v":0.68341143421258876},{"$f":"IFERROR(IF(OR(P42=\"\",'S3 Input'!$D42=\"\"),\"\",P42/'S3 Input'!$D42),\"\")","v":0.87901056613495521},{"$f":"IFERROR(IF(OR(Q42=\"\",'S3 Input'!$D42=\"\"),\"\",Q42/'S3 Input'!$D42),\"\")","v":1.1197789753944567},{"$f":"IFERROR(IF(OR(R42=\"\",'S3 Input'!$D42=\"\"),\"\",R42/'S3 Input'!$D42),\"\")","v":1.4129607746505817},{"$f":"IFERROR(IF(OR(S42=\"\",'S3 Input'!$D42=\"\"),\"\",S42/'S3 Input'!$D42),\"\")","v":1.7661286359678701},{"$f":"IFERROR(IF(OR(T42=\"\",'S3 Input'!$D42=\"\"),\"\",T42/'S3 Input'!$D42),\"\")","v":2.1869834068391447},{"$f":"IFERROR(IF(OR(U42=\"\",'S3 Input'!$D42=\"\"),\"\",U42/'S3 Input'!$D42),\"\")","v":2.6831054774380996},{"$f":"IFERROR(IF(OR(V42=\"\",'S3 Input'!$D42=\"\"),\"\",V42/'S3 Input'!$D42),\"\")","v":3.2616621310520486},{"$f":"IFERROR(IF(OR(W42=\"\",'S3 Input'!$D42=\"\"),\"\",W42/'S3 Input'!$D42),\"\")","v":3.9290787701642125}]
[1,"OVERHEAD CONDUCTORS ","> 66 kv & < = 132 kv",{"$f":"IFERROR(repcalc('S3 Input'!$CV43:$GH43,'S3 Input'!$G43,'S3 Input'!$E43,'S3 Input'!$F43,20,TRUE,TRUE),\"\")","v":115.72339920130797},154.42401553616494,203.87097737440138,266.30028383226198,344.18651132882377,440.20418018001055,557.16866007928888,697.95551614818521,865.3986421573569,1062.1692770701109,1290.6399419455156,1552.7393062252161,1849.8057992952754,2182.4492111418772,2550.4303679302388,2952.5690520524254,3386.6895510761665,3849.611539696939,4337.1914941251016,4844.4166781151098,{"$f":"IFERROR(IF(OR(D43=\"\",'S3 Input'!$D43=\"\"),\"\",D43/'S3 Input'!$D43),\"\")","v":0.16329675609345223},{"$f":"IFERROR(IF(OR(E43=\"\",'S3 Input'!$D43=\"\"),\"\",E43/'S3 Input'!$D43),\"\")","v":0.21790701771656559},{"$f":"IFERROR(IF(OR(F43=\"\",'S3 Input'!$D43=\"\"),\"\",F43/'S3 Input'!$D43),\"\")","v":0.28768139802849019},{"$f":"IFERROR(IF(OR(G43=\"\",'S3 Input'!$D43=\"\"),\"\",G43/'S3 Input'!$D43),\"\")","v":0.37577510509285567},{"$f":"IFERROR(IF(OR(H43=\"\",'S3 Input'!$D43=\"\"),\"\",H43/'S3 Input'!$D43),\"\")","v":0.48568000230746694},{"$f":"IFERROR(IF(OR(I43=\"\",'S3 Input'!$D43=\"\"),\"\",I43/'S3 Input'!$D43),\"\")","v":0.62117009298289616},{"$f":"IFERROR(IF(OR(J43=\"\",'S3 Input'!$D43=\"\"),\"\",J43/'S3 Input'!$D43),\"\")","v":0.78621813233822546},{"$f":"IFERROR(IF(OR(K43=\"\",'S3 Input'!$D43=\"\"),\"\",K43/'S3 Input'!$D43),\"\")","v":0.98488181708407307},{"$f":"IFERROR(IF(OR(L43=\"\",'S3 Input'!$D43=\"\"),\"\",L43/'S3 Input'!$D43),\"\")","v":1.2211600416796038},{"$f":"IFERROR(IF(OR(M43=\"\",'S3 Input'!$D43=\"\"),\"\",M43/'S3 Input'!$D43),\"\")","v":1.4988221791338114},{"$f":"IFERROR(IF(OR(N43=\"\",'S3 Input'!$D43=\"\"),\"\",N43/'S3 Input'!$D43),\"\")","v":1.821216082995617},{"$f":"IFERROR(IF(OR(O43=\"\",'S3 Input'!$D43=\"\"),\"\",O43/'S3 Input'!$D43),\"\")","v":2.1910632898390485},{"$f":"IFERROR(IF(OR(P43=\"\",'S3 Input'!$D43=\"\"),\"\",P43/'S3 Input'!$D43),\"\")","v":2.6102524512117853},{"$f":"IFERROR(IF(OR(Q43=\"\",'S3 Input'!$D43=\"\"),\"\",Q43/'S3 Input'!$D43),\"\")","v":3.0796440389572854},{"$f":"IFERROR(IF(OR(R43=\"\",'S3 Input'!$D43=\"\"),\"\",R43/'S3 Input'!$D43),\"\")","v":3.5989005559778842},{"$f":"IFERROR(IF(OR(S43=\"\",'S3 Input'!$D43=\"\"),\"\",S43/'S3 Input'!$D43),\"\")","v":4.1663566026379817},{"$f":"IFERROR(IF(OR(T43=\"\",'S3 Input'!$D43=\"\"),\"\",T43/'S3 Input'!$D43),\"\")","v":4.7789420411362871},{"$f":"IFERROR(IF(OR(U43=\"\",'S3 Input'!$D43=\"\"),\"\",U43/'S3 Input'!$D43),\"\")","v":5.4321691290703553},{"$f":"IFERROR(IF(OR(V43=\"\",'S3 Input'!$D43=\"\"),\"\",V43/'S3 Input'!$D43),\"\")","v":6.1201909590877053},{"$f":"IFERROR(IF(OR(W43=\"\",'S3 Input'!$D43=\"\"),\"\",W43/'S3 Input'!$D43),\"\")","v":6.8359340821391461}]
["","OVERHEAD CONDUCTORS ","> 132 kv",{"$f":"IFERROR(repcalc('S3 Input'!$CV44:$GH44,'S3 Input'!$G44,'S3 Input'!$E44,'S3 Input'!$F44,20,TRUE,TRUE),\"\")","v":""},"","","","","","","","","","","","","","","","","","","",{"$f":"IFERROR(IF(OR(D44=\"\",'S3 Input'!$D44=\"\"),\"\",D44/'S3 Input'!$D44),\"\")","v":""},{"$f":"IFERROR(IF(OR(E44=\"\",'S3 Input'!$D44=\"\"),\"\",E44/'S3 Input'!$D44),\"\")","v":""},{"$f":"IFERROR(IF(OR(F44=\"\",'S3 Input'!$D44=\"\"),\"\",F44/'S3 Input'!$D44),\"\")","v":""},{"$f":"IFERROR(IF(OR(G44=\"\",'S3 Input'!$D44=\"\"),\"\",G44/'S3 Input'!$D44),\"\")","v":""},{"$f":"IFERROR(IF(OR(H44=\"\",'S3 Input'!$D44=\"\"),\"\",H44/'S3 Input'!$D44),\"\")","v":""},{"$f":"IFERROR(IF(OR(I44=\"\",'S3 Input'!$D44=\"\"),\"\",I44/'S3 Input'!$D44),\"\")","v":""},{"$f":"IFERROR(IF(OR(J44=\"\",'S3 Input'!$D44=\"\"),\"\",J44/'S3 Input'!$D44),\"\")","v":""},{"$f":"IFERROR(IF(OR(K44=\"\",'S3 Input'!$D44=\"\"),\"\",K44/'S3 Input'!$D44),\"\")","v":""},{"$f":"IFERROR(IF(OR(L44=\"\",'S3 Input'!$D44=\"\"),\"\",L44/'S3 Input'!$D44),\"\")","v":""},{"$f":"IFERROR(IF(OR(M44=\"\",'S3 Input'!$D44=\"\"),\"\",M44/'S3 Input'!$D44),\"\")","v":""},{"$f":"IFERROR(IF(OR(N44=\"\",'S3 Input'!$D44=\"\"),\"\",N44/'S3 Input'!$D44),\"\")","v":""},{"$f":"IFERROR(IF(OR(O44=\"\",'S3 Input'!$D44=\"\"),\"\",O44/'S3 Input'!$D44),\"\")","v":""},{"$f":"IFERROR(IF(OR(P44=\"\",'S3 Input'!$D44=\"\"),\"\",P44/'S3 Input'!$D44),\"\")","v":""},{"$f":"IFERROR(IF(OR(Q44=\"\",'S3 Input'!$D44=\"\"),\"\",Q44/'S3 Input'!$D44),\"\")","v":""},{"$f":"IFERROR(IF(OR(R44=\"\",'S3 Input'!$D44=\"\"),\"\",R44/'S3 Input'!$D44),\"\")","v":""},{"$f":"IFERROR(IF(OR(S44=\"\",'S3 Input'!$D44=\"\"),\"\",S44/'S3 Input'!$D44),\"\")","v":""},{"$f":"IFERROR(IF(OR(T44=\"\",'S3 Input'!$D44=\"\"),\"\",T44/'S3 Input'!$D44),\"\")","v":""},{"$f":"IFERROR(IF(OR(U44=\"\",'S3 Input'!$D44=\"\"),\"\",U44/'S3 Input'!$D44),\"\")","v":""},{"$f":"IFERROR(IF(OR(V44=\"\",'S3 Input'!$D44=\"\"),\"\",V44/'S3 Input'!$D44),\"\")","v":""},{"$f":"IFERROR(IF(OR(W44=\"\",'S3 Input'!$D44=\"\"),\"\",W44/'S3 Input'!$D44),\"\")","v":""}]
[6,"UNDERGROUND CABLES ","˂ = 1 kv",{"$f":"IFERROR(repcalc('S3 Input'!$CV45:$GH45,'S3 Input'!$G45,'S3 Input'!$E45,'S3 Input'!$F45,20,TRUE,TRUE),\"\")","v":4134.6193260816608},5209.7190177853872,6523.2869035455706,8114.291947873975,10023.597218108249,12292.588873288101,14961.374976204994,18066.570230589135,21638.726724245571,25699.520799345402,30258.857734077028,35312.10301122586,40837.684655513403,46795.328443519102,53125.180696825031,59748.037930502855,66566.838034079308,73469.476909331948,80332.904558864742,87028.336003458389,{"$f":"IFERROR(IF(OR(D45=\"\",'S3 Input'!$D45=\"\"),\"\",D45/'S3 Input'!$D45),\"\")","v":7.8821499239281376},{"$f":"IFERROR(IF(OR(E45=\"\",'S3 Input'!$D45=\"\"),\"\",E45/'S3 Input'!$D45),\"\")","v":9.9316970006619254},{"$f":"IFERROR(IF(OR(F45=\"\",'S3 Input'!$D45=\"\"),\"\",F45/'S3 Input'!$D45),\"\")","v":12.435854746335506},{"$f":"IFERROR(IF(OR(G45=\"\",'S3 Input'!$D45=\"\"),\"\",G45/'S3 Input'!$D45),\"\")","v":15.468912762103784},{"$f":"IFERROR(IF(OR(H45=\"\",'S3 Input'!$D45=\"\"),\"\",H45/'S3 Input'!$D45),\"\")","v":19.108771526270804},{"$f":"IFERROR(IF(OR(I45=\"\",'S3 Input'!$D45=\"\"),\"\",I45/'S3 Input'!$D45),\"\")","v":23.434328727982638},{"$f":"IFERROR(IF(OR(J45=\"\",'S3 Input'!$D45=\"\"),\"\",J45/'S3 Input'!$D45),\"\")","v":28.522045521011382},{"$f":"IFERROR(IF(OR(K45=\"\",'S3 Input'!$D45=\"\"),\"\",K45/'S3 Input'!$D45),\"\")","v":34.44172339406996},{"$f":"IFERROR(IF(OR(L45=\"\",'S3 Input'!$D45=\"\"),\"\",L45/'S3 Input'!$D45),\"\")","v":41.251606194433329},{"$f":"IFERROR(IF(OR(M45=\"\",'S3 Input'!$D45=\"\"),\"\",M45/'S3 Input'!$D45),\"\")","v":48.993017237579934},{"$f":"IFERROR(IF(OR(N45=\"\",'S3 Input'!$D45=\"\"),\"\",N45/'S3 Input'!$D45),\"\")","v":57.684839734166374},{"$f":"IFERROR(IF(OR(O45=\"\",'S3 Input'!$D45=\"\"),\"\",O45/'S3 Input'!$D45),\"\")","v":67.318238539617184},{"$f":"IFERROR(IF(OR(P45=\"\",'S3 Input'!$D45=\"\"),\"\",P45/'S3 Input'!$D45),\"\")","v":77.852089301267583},{"$f":"IFERROR(IF(OR(Q45=\"\",'S3 Input'!$D45=\"\"),\"\",Q45/'S3 Input'!$D45),\"\")","v":89.209614100273129},{"$f":"IFERROR(IF(OR(R45=\"\",'S3 Input'!$D45=\"\"),\"\",R45/'S3 Input'!$D45),\"\")","v":101.27670916320717},{"$f":"IFERROR(IF(OR(S45=\"\",'S3 Input'!$D45=\"\"),\"\",S45/'S3 Input'!$D45),\"\")","v":113.90238265902866},{"$f":"IFERROR(IF(OR(T45=\"\",'S3 Input'!$D45=\"\"),\"\",T45/'S3 Input'!$D45),\"\")","v":126.90159745460736},{"$f":"IFERROR(IF(OR(U45=\"\",'S3 Input'!$D45=\"\"),\"\",U45/'S3 Input'!$D45),\"\")","v":140.06064069282431},{"$f":"IFERROR(IF(OR(V45=\"\",'S3 Input'!$D45=\"\"),\"\",V45/'S3 Input'!$D45),\"\")","v":153.14493248829652},{"$f":"IFERROR(IF(OR(W45=\"\",'S3 Input'!$D45=\"\"),\"\",W45/'S3 Input'!$D45),\"\")","v":165.90895990885321}]
["","UNDERGROUND CABLES ","> 1 kv & < = 11 kv",{"$f":"IFERROR(repcalc('S3 Input'!$CV46:$GH46,'S3 Input'!$G46,'S3 Input'!$E46,'S3 Input'!$F46,20,TRUE,TRUE),\"\")","v":""},"","","","","","","","","","","","","","","","","","","",{"$f":"IFERROR(IF(OR(D46=\"\",'S3 Input'!$D46=\"\"),\"\",D46/'S3 Input'!$D46),\"\")","v":""},{"$f":"IFERROR(IF(OR(E46=\"\",'S3 Input'!$D46=\"\"),\"\",E46/'S3 Input'!$D46),\"\")","v":""},{"$f":"IFERROR(IF(OR(F46=\"\",'S3 Input'!$D46=\"\"),\"\",F46/'S3 Input'!$D46),\"\")","v":""},{"$f":"IFERROR(IF(OR(G46=\"\",'S3 Input'!$D46=\"\"),\"\",G46/'S3 Input'!$D46),\"\")","v":""},{"$f":"IFERROR(IF(OR(H46=\"\",'S3 Input'!$D46=\"\"),\"\",H46/'S3 Input'!$D46),\"\")","v":""},{"$f":"IFERROR(IF(OR(I46=\"\",'S3 Input'!$D46=\"\"),\"\",I46/'S3 Input'!$D46),\"\")","v":""},{"$f":"IFERROR(IF(OR(J46=\"\",'S3 Input'!$D46=\"\"),\"\",J46/'S3 Input'!$D46),\"\")","v":""},{"$f":"IFERROR(IF(OR(K46=\"\",'S3 Input'!$D46=\"\"),\"\",K46/'S3 Input'!$D46),\"\")","v":""},{"$f":"IFERROR(IF(OR(L46=\"\",'S3 Input'!$D46=\"\"),\"\",L46/'S3 Input'!$D46),\"\")","v":""},{"$f":"IFERROR(IF(OR(M46=\"\",'S3 Input'!$D46=\"\"),\"\",M46/'S3 Input'!$D46),\"\")","v":""},{"$f":"IFERROR(IF(OR(N46=\"\",'S3 Input'!$D46=\"\"),\"\",N46/'S3 Input'!$D46),\"\")","v":""},{"$f":"IFERROR(IF(OR(O46=\"\",'S3 Input'!$D46=\"\"),\"\",O46/'S3 Input'!$D46),\"\")","v":""},{"$f":"IFERROR(IF(OR(P46=\"\",'S3 Input'!$D46=\"\"),\"\",P46/'S3 Input'!$D46),\"\")","v":""},{"$f":"IFERROR(IF(OR(Q46=\"\",'S3 Input'!$D46=\"\"),\"\",Q46/'S3 Input'!$D46),\"\")","v":""},{"$f":"IFERROR(IF(OR(R46=\"\",'S3 Input'!$D46=\"\"),\"\",R46/'S3 Input'!$D46),\"\")","v":""},{"$f":"IFERROR(IF(OR(S46=\"\",'S3 Input'!$D46=\"\"),\"\",S46/'S3 Input'!$D46),\"\")","v":""},{"$f":"IFERROR(IF(OR(T46=\"\",'S3 Input'!$D46=\"\"),\"\",T46/'S3 Input'!$D46),\"\")","v":""},{"$f":"IFERROR(IF(OR(U46=\"\",'S3 Input'!$D46=\"\"),\"\",U46/'S3 Input'!$D46),\"\")","v":""},{"$f":"IFERROR(IF(OR(V46=\"\",'S3 Input'!$D46=\"\"),\"\",V46/'S3 Input'!$D46),\"\")","v":""},{"$f":"IFERROR(IF(OR(W46=\"\",'S3 Input'!$D46=\"\"),\"\",W46/'S3 Input'!$D46),\"\")","v":""}]
["","UNDERGROUND CABLES ","> 11 kv & < = 22 kv",{"$f":"IFERROR(repcalc('S3 Input'!$CV47:$GH47,'S3 Input'!$G47,'S3 Input'!$E47,'S3 Input'!$F47,20,TRUE,TRUE),\"\")","v":""},"","","","","","","","","","","","","","","","","","","",{"$f":"IFERROR(IF(OR(D47=\"\",'S3 Input'!$D47=\"\"),\"\",D47/'S3 Input'!$D47),\"\")","v":""},{"$f":"IFERROR(IF(OR(E47=\"\",'S3 Input'!$D47=\"\"),\"\",E47/'S3 Input'!$D47),\"\")","v":""},{"$f":"IFERROR(IF(OR(F47=\"\",'S3 Input'!$D47=\"\"),\"\",F47/'S3 Input'!$D47),\"\")","v":""},{"$f":"IFERROR(IF(OR(G47=\"\",'S3 Input'!$D47=\"\"),\"\",G47/'S3 Input'!$D47),\"\")","v":""},{"$f":"IFERROR(IF(OR(H47=\"\",'S3 Input'!$D47=\"\"),\"\",H47/'S3 Input'!$D47),\"\")","v":""},{"$f":"IFERROR(IF(OR(I47=\"\",'S3 Input'!$D47=\"\"),\"\",I47/'S3 Input'!$D47),\"\")","v":""},{"$f":"IFERROR(IF(OR(J47=\"\",'S3 Input'!$D47=\"\"),\"\",J47/'S3 Input'!$D47),\"\")","v":""},{"$f":"IFERROR(IF(OR(K47=\"\",'S3 Input'!$D47=\"\"),\"\",K47/'S3 Input'!$D47),\"\")","v":""},{"$f":"IFERROR(IF(OR(L47=\"\",'S3 Input'!$D47=\"\"),\"\",L47/'S3 Input'!$D47),\"\")","v":""},{"$f":"IFERROR(IF(OR(M47=\"\",'S3 Input'!$D47=\"\"),\"\",M47/'S3 Input'!$D47),\"\")","v":""},{"$f":"IFERROR(IF(OR(N47=\"\",'S3 Input'!$D47=\"\"),\"\",N47/'S3 Input'!$D47),\"\")","v":""},{"$f":"IFERROR(IF(OR(O47=\"\",'S3 Input'!$D47=\"\"),\"\",O47/'S3 Input'!$D47),\"\")","v":""},{"$f":"IFERROR(IF(OR(P47=\"\",'S3 Input'!$D47=\"\"),\"\",P47/'S3 Input'!$D47),\"\")","v":""},{"$f":"IFERROR(IF(OR(Q47=\"\",'S3 Input'!$D47=\"\"),\"\",Q47/'S3 Input'!$D47),\"\")","v":""},{"$f":"IFERROR(IF(OR(R47=\"\",'S3 Input'!$D47=\"\"),\"\",R47/'S3 Input'!$D47),\"\")","v":""},{"$f":"IFERROR(IF(OR(S47=\"\",'S3 Input'!$D47=\"\"),\"\",S47/'S3 Input'!$D47),\"\")","v":""},{"$f":"IFERROR(IF(OR(T47=\"\",'S3 Input'!$D47=\"\"),\"\",T47/'S3 Input'!$D47),\"\")","v":""},{"$f":"IFERROR(IF(OR(U47=\"\",'S3 Input'!$D47=\"\"),\"\",U47/'S3 Input'!$D47),\"\")","v":""},{"$f":"IFERROR(IF(OR(V47=\"\",'S3 Input'!$D47=\"\"),\"\",V47/'S3 Input'!$D47),\"\")","v":""},{"$f":"IFERROR(IF(OR(W47=\"\",'S3 Input'!$D47=\"\"),\"\",W47/'S3 Input'!$D47),\"\")","v":""}]
["","UNDERGROUND CABLES ","> 22 kv & < = 33 kv",{"$f":"IFERROR(repcalc('S3 Input'!$CV48:$GH48,'S3 Input'!$G48,'S3 Input'!$E48,'S3 Input'!$F48,20,TRUE,TRUE),\"\")","v":""},"","","","","","","","","","","","","","","","","","","",{"$f":"IFERROR(IF(OR(D48=\"\",'S3 Input'!$D48=\"\"),\"\",D48/'S3 Input'!$D48),\"\")","v":""},{"$f":"IFERROR(IF(OR(E48=\"\",'S3 Input'!$D48=\"\"),\"\",E48/'S3 Input'!$D48),\"\")","v":""},{"$f":"IFERROR(IF(OR(F48=\"\",'S3 Input'!$D48=\"\"),\"\",F48/'S3 Input'!$D48),\"\")","v":""},{"$f":"IFERROR(IF(OR(G48=\"\",'S3 Input'!$D48=\"\"),\"\",G48/'S3 Input'!$D48),\"\")","v":""},{"$f":"IFERROR(IF(OR(H48=\"\",'S3 Input'!$D48=\"\"),\"\",H48/'S3 Input'!$D48),\"\")","v":""},{"$f":"IFERROR(IF(OR(I48=\"\",'S3 Input'!$D48=\"\"),\"\",I48/'S3 Input'!$D48),\"\")","v":""},{"$f":"IFERROR(IF(OR(J48=\"\",'S3 Input'!$D48=\"\"),\"\",J48/'S3 Input'!$D48),\"\")","v":""},{"$f":"IFERROR(IF(OR(K48=\"\",'S3 Input'!$D48=\"\"),\"\",K48/'S3 Input'!$D48),\"\")","v":""},{"$f":"IFERROR(IF(OR(L48=\"\",'S3 Input'!$D48=\"\"),\"\",L48/'S3 Input'!$D48),\"\")","v":""},{"$f":"IFERROR(IF(OR(M48=\"\",'S3 Input'!$D48=\"\"),\"\",M48/'S3 Input'!$D48),\"\")","v":""},{"$f":"IFERROR(IF(OR(N48=\"\",'S3 Input'!$D48=\"\"),\"\",N48/'S3 Input'!$D48),\"\")","v":""},{"$f":"IFERROR(IF(OR(O48=\"\",'S3 Input'!$D48=\"\"),\"\",O48/'S3 Input'!$D48),\"\")","v":""},{"$f":"IFERROR(IF(OR(P48=\"\",'S3 Input'!$D48=\"\"),\"\",P48/'S3 Input'!$D48),\"\")","v":""},{"$f":"IFERROR(IF(OR(Q48=\"\",'S3 Input'!$D48=\"\"),\"\",Q48/'S3 Input'!$D48),\"\")","v":""},{"$f":"IFERROR(IF(OR(R48=\"\",'S3 Input'!$D48=\"\"),\"\",R48/'S3 Input'!$D48),\"\")","v":""},{"$f":"IFERROR(IF(OR(S48=\"\",'S3 Input'!$D48=\"\"),\"\",S48/'S3 Input'!$D48),\"\")","v":""},{"$f":"IFERROR(IF(OR(T48=\"\",'S3 Input'!$D48=\"\"),\"\",T48/'S3 Input'!$D48),\"\")","v":""},{"$f":"IFERROR(IF(OR(U48=\"\",'S3 Input'!$D48=\"\"),\"\",U48/'S3 Input'!$D48),\"\")","v":""},{"$f":"IFERROR(IF(OR(V48=\"\",'S3 Input'!$D48=\"\"),\"\",V48/'S3 Input'!$D48),\"\")","v":""},{"$f":"IFERROR(IF(OR(W48=\"\",'S3 Input'!$D48=\"\"),\"\",W48/'S3 Input'!$D48),\"\")","v":""}]
["","UNDERGROUND CABLES ","> 33 kv & < = 66 kv",{"$f":"IFERROR(repcalc('S3 Input'!$CV49:$GH49,'S3 Input'!$G49,'S3 Input'!$E49,'S3 Input'!$F49,20,TRUE,TRUE),\"\")","v":""},"","","","","","","","","","","","","","","","","","","",{"$f":"IFERROR(IF(OR(D49=\"\",'S3 Input'!$D49=\"\"),\"\",D49/'S3 Input'!$D49),\"\")","v":""},{"$f":"IFERROR(IF(OR(E49=\"\",'S3 Input'!$D49=\"\"),\"\",E49/'S3 Input'!$D49),\"\")","v":""},{"$f":"IFERROR(IF(OR(F49=\"\",'S3 Input'!$D49=\"\"),\"\",F49/'S3 Input'!$D49),\"\")","v":""},{"$f":"IFERROR(IF(OR(G49=\"\",'S3 Input'!$D49=\"\"),\"\",G49/'S3 Input'!$D49),\"\")","v":""},{"$f":"IFERROR(IF(OR(H49=\"\",'S3 Input'!$D49=\"\"),\"\",H49/'S3 Input'!$D49),\"\")","v":""},{"$f":"IFERROR(IF(OR(I49=\"\",'S3 Input'!$D49=\"\"),\"\",I49/'S3 Input'!$D49),\"\")","v":""},{"$f":"IFERROR(IF(OR(J49=\"\",'S3 Input'!$D49=\"\"),\"\",J49/'S3 Input'!$D49),\"\")","v":""},{"$f":"IFERROR(IF(OR(K49=\"\",'S3 Input'!$D49=\"\"),\"\",K49/'S3 Input'!$D49),\"\")","v":""},{"$f":"IFERROR(IF(OR(L49=\"\",'S3 Input'!$D49=\"\"),\"\",L49/'S3 Input'!$D49),\"\")","v":""},{"$f":"IFERROR(IF(OR(M49=\"\",'S3 Input'!$D49=\"\"),\"\",M49/'S3 Input'!$D49),\"\")","v":""},{"$f":"IFERROR(IF(OR(N49=\"\",'S3 Input'!$D49=\"\"),\"\",N49/'S3 Input'!$D49),\"\")","v":""},{"$f":"IFERROR(IF(OR(O49=\"\",'S3 Input'!$D49=\"\"),\"\",O49/'S3 Input'!$D49),\"\")","v":""},{"$f":"IFERROR(IF(OR(P49=\"\",'S3 Input'!$D49=\"\"),\"\",P49/'S3 Input'!$D49),\"\")","v":""},{"$f":"IFERROR(IF(OR(Q49=\"\",'S3 Input'!$D49=\"\"),\"\",Q49/'S3 Input'!$D49),\"\")","v":""},{"$f":"IFERROR(IF(OR(R49=\"\",'S3 Input'!$D49=\"\"),\"\",R49/'S3 Input'!$D49),\"\")","v":""},{"$f":"IFERROR(IF(OR(S49=\"\",'S3 Input'!$D49=\"\"),\"\",S49/'S3 Input'!$D49),\"\")","v":""},{"$f":"IFERROR(IF(OR(T49=\"\",'S3 Input'!$D49=\"\"),\"\",T49/'S3 Input'!$D49),\"\")","v":""},{"$f":"IFERROR(IF(OR(U49=\"\",'S3 Input'!$D49=\"\"),\"\",U49/'S3 Input'!$D49),\"\")","v":""},{"$f":"IFERROR(IF(OR(V49=\"\",'S3 Input'!$D49=\"\"),\"\",V49/'S3 Input'!$D49),\"\")","v":""},{"$f":"IFERROR(IF(OR(W49=\"\",'S3 Input'!$D49=\"\"),\"\",W49/'S3 Input'!$D49),\"\")","v":""}]
["","UNDERGROUND CABLES ","> 66 kv & < = 132 kv",{"$f":"IFERROR(repcalc('S3 Input'!$CV50:$GH50,'S3 Input'!$G50,'S3 Input'!$E50,'S3 Input'!$F50,20,TRUE,TRUE),\"\")","v":""},"","","","","","","","","","","","","","","","","","","",{"$f":"IFERROR(IF(OR(D50=\"\",'S3 Input'!$D50=\"\"),\"\",D50/'S3 Input'!$D50),\"\")","v":""},{"$f":"IFERROR(IF(OR(E50=\"\",'S3 Input'!$D50=\"\"),\"\",E50/'S3 Input'!$D50),\"\")","v":""},{"$f":"IFERROR(IF(OR(F50=\"\",'S3 Input'!$D50=\"\"),\"\",F50/'S3 Input'!$D50),\"\")","v":""},{"$f":"IFERROR(IF(OR(G50=\"\",'S3 Input'!$D50=\"\"),\"\",G50/'S3 Input'!$D50),\"\")","v":""},{"$f":"IFERROR(IF(OR(H50=\"\",'S3 Input'!$D50=\"\"),\"\",H50/'S3 Input'!$D50),\"\")","v":""},{"$f":"IFERROR(IF(OR(I50=\"\",'S3 Input'!$D50=\"\"),\"\",I50/'S3 Input'!$D50),\"\")","v":""},{"$f":"IFERROR(IF(OR(J50=\"\",'S3 Input'!$D50=\"\"),\"\",J50/'S3 Input'!$D50),\"\")","v":""},{"$f":"IFERROR(IF(OR(K50=\"\",'S3 Input'!$D50=\"\"),\"\",K50/'S3 Input'!$D50),\"\")","v":""},{"$f":"IFERROR(IF(OR(L50=\"\",'S3 Input'!$D50=\"\"),\"\",L50/'S3 Input'!$D50),\"\")","v":""},{"$f":"IFERROR(IF(OR(M50=\"\",'S3 Input'!$D50=\"\"),\"\",M50/'S3 Input'!$D50),\"\")","v":""},{"$f":"IFERROR(IF(OR(N50=\"\",'S3 Input'!$D50=\"\"),\"\",N50/'S3 Input'!$D50),\"\")","v":""},{"$f":"IFERROR(IF(OR(O50=\"\",'S3 Input'!$D50=\"\"),\"\",O50/'S3 Input'!$D50),\"\")","v":""},{"$f":"IFERROR(IF(OR(P50=\"\",'S3 Input'!$D50=\"\"),\"\",P50/'S3 Input'!$D50),\"\")","v":""},{"$f":"IFERROR(IF(OR(Q50=\"\",'S3 Input'!$D50=\"\"),\"\",Q50/'S3 Input'!$D50),\"\")","v":""},{"$f":"IFERROR(IF(OR(R50=\"\",'S3 Input'!$D50=\"\"),\"\",R50/'S3 Input'!$D50),\"\")","v":""},{"$f":"IFERROR(IF(OR(S50=\"\",'S3 Input'!$D50=\"\"),\"\",S50/'S3 Input'!$D50),\"\")","v":""},{"$f":"IFERROR(IF(OR(T50=\"\",'S3 Input'!$D50=\"\"),\"\",T50/'S3 Input'!$D50),\"\")","v":""},{"$f":"IFERROR(IF(OR(U50=\"\",'S3 Input'!$D50=\"\"),\"\",U50/'S3 Input'!$D50),\"\")","v":""},{"$f":"IFERROR(IF(OR(V50=\"\",'S3 Input'!$D50=\"\"),\"\",V50/'S3 Input'!$D50),\"\")","v":""},{"$f":"IFERROR(IF(OR(W50=\"\",'S3 Input'!$D50=\"\"),\"\",W50/'S3 Input'!$D50),\"\")","v":""}]
[3,"SERVICE LINES ","˂ = 11 kv ; residential ; simple type",{"$f":"IFERROR(repcalc('S3 Input'!$CV51:$GH51,'S3 Input'!$G51,'S3 Input'!$E51,'S3 Input'!$F51,20,TRUE,TRUE),\"\")","v":2550.8477103524719},2826.6204790359784,3097.471662794158,3358.0255005165932,3603.2858101777933,3828.9052883339018,4031.4065436917572,4208.3354488223458,4358.3346283637648,4481.133538953367,4577.4604382081325,4648.8893852471047,4697.6412623061287,4726.3610173649404,4737.8937107519951,4735.0797556863918,4720.5855759585847,4696.7805667251459,4665.6655696992557,4628.8527723253064,{"$f":"IFERROR(IF(OR(D51=\"\",'S3 Input'!$D51=\"\"),\"\",D51/'S3 Input'!$D51),\"\")","v":3759.0743640926248},{"$f":"IFERROR(IF(OR(E51=\"\",'S3 Input'!$D51=\"\"),\"\",E51/'S3 Input'!$D51),\"\")","v":4165.4688112663343},{"$f":"IFERROR(IF(OR(F51=\"\",'S3 Input'!$D51=\"\"),\"\",F51/'S3 Input'!$D51),\"\")","v":4564.6105307885973},{"$f":"IFERROR(IF(OR(G51=\"\",'S3 Input'!$D51=\"\"),\"\",G51/'S3 Input'!$D51),\"\")","v":4948.577495132783},{"$f":"IFERROR(IF(OR(H51=\"\",'S3 Input'!$D51=\"\"),\"\",H51/'S3 Input'!$D51),\"\")","v":5310.0070461150499},{"$f":"IFERROR(IF(OR(I51=\"\",'S3 Input'!$D51=\"\"),\"\",I51/'S3 Input'!$D51),\"\")","v":5642.4927499595142},{"$f":"IFERROR(IF(OR(J51=\"\",'S3 Input'!$D51=\"\"),\"\",J51/'S3 Input'!$D51),\"\")","v":5940.9101249454579},{"$f":"IFERROR(IF(OR(K51=\"\",'S3 Input'!$D51=\"\"),\"\",K51/'S3 Input'!$D51),\"\")","v":6201.642629220074},{"$f":"IFERROR(IF(OR(L51=\"\",'S3 Input'!$D51=\"\"),\"\",L51/'S3 Input'!$D51),\"\")","v":6422.6899571968443},{"$f":"IFERROR(IF(OR(M51=\"\",'S3 Input'!$D51=\"\"),\"\",M51/'S3 Input'!$D51),\"\")","v":6603.6534207789527},{"$f":"IFERROR(IF(OR(N51=\"\",'S3 Input'!$D51=\"\"),\"\",N51/'S3 Input'!$D51),\"\")","v":6745.6062218386005},{"$f":"IFERROR(IF(OR(O51=\"\",'S3 Input'!$D51=\"\"),\"\",O51/'S3 Input'!$D51),\"\")","v":6850.8679834790983},{"$f":"IFERROR(IF(OR(P51=\"\",'S3 Input'!$D51=\"\"),\"\",P51/'S3 Input'!$D51),\"\")","v":6922.7115241617557},{"$f":"IFERROR(IF(OR(Q51=\"\",'S3 Input'!$D51=\"\"),\"\",Q51/'S3 Input'!$D51),\"\")","v":6965.0345897632224},{"$f":"IFERROR(IF(OR(R51=\"\",'S3 Input'!$D51=\"\"),\"\",R51/'S3 Input'!$D51),\"\")","v":6982.029823106348},{"$f":"IFERROR(IF(OR(S51=\"\",'S3 Input'!$D51=\"\"),\"\",S51/'S3 Input'!$D51),\"\")","v":6977.883018769151},{"$f":"IFERROR(IF(OR(T51=\"\",'S3 Input'!$D51=\"\"),\"\",T51/'S3 Input'!$D51),\"\")","v":6956.5235706052226},{"$f":"IFERROR(IF(OR(U51=\"\",'S3 Input'!$D51=\"\"),\"\",U51/'S3 Input'!$D51),\"\")","v":6921.4431541682716},{"$f":"IFERROR(IF(OR(V51=\"\",'S3 Input'!$D51=\"\"),\"\",V51/'S3 Input'!$D51),\"\")","v":6875.590323682095},{"$f":"IFERROR(IF(OR(W51=\"\",'S3 Input'!$D51=\"\"),\"\",W51/'S3 Input'!$D51),\"\")","v":6821.3408903202626}]
["","SERVICE LINES ","˂ = 11 kv ; residential ; complex type",{"$f":"IFERROR(repcalc('S3 Input'!$CV52:$GH52,'S3 Input'!$G52,'S3 Input'!$E52,'S3 Input'!$F52,20,TRUE,TRUE),\"\")","v":""},"","","","","","","","","","","","","","","","","","","",{"$f":"IFERROR(IF(OR(D52=\"\",'S3 Input'!$D52=\"\"),\"\",D52/'S3 Input'!$D52),\"\")","v":""},{"$f":"IFERROR(IF(OR(E52=\"\",'S3 Input'!$D52=\"\"),\"\",E52/'S3 Input'!$D52),\"\")","v":""},{"$f":"IFERROR(IF(OR(F52=\"\",'S3 Input'!$D52=\"\"),\"\",F52/'S3 Input'!$D52),\"\")","v":""},{"$f":"IFERROR(IF(OR(G52=\"\",'S3 Input'!$D52=\"\"),\"\",G52/'S3 Input'!$D52),\"\")","v":""},{"$f":"IFERROR(IF(OR(H52=\"\",'S3 Input'!$D52=\"\"),\"\",H52/'S3 Input'!$D52),\"\")","v":""},{"$f":"IFERROR(IF(OR(I52=\"\",'S3 Input'!$D52=\"\"),\"\",I52/'S3 Input'!$D52),\"\")","v":""},{"$f":"IFERROR(IF(OR(J52=\"\",'S3 Input'!$D52=\"\"),\"\",J52/'S3 Input'!$D52),\"\")","v":""},{"$f":"IFERROR(IF(OR(K52=\"\",'S3 Input'!$D52=\"\"),\"\",K52/'S3 Input'!$D52),\"\")","v":""},{"$f":"IFERROR(IF(OR(L52=\"\",'S3 Input'!$D52=\"\"),\"\",L52/'S3 Input'!$D52),\"\")","v":""},{"$f":"IFERROR(IF(OR(M52=\"\",'S3 Input'!$D52=\"\"),\"\",M52/'S3 Input'!$D52),\"\")","v":""},{"$f":"IFERROR(IF(OR(N52=\"\",'S3 Input'!$D52=\"\"),\"\",N52/'S3 Input'!$D52),\"\")","v":""},{"$f":"IFERROR(IF(OR(O52=\"\",'S3 Input'!$D52=\"\"),\"\",O52/'S3 Input'!$D52),\"\")","v":""},{"$f":"IFERROR(IF(OR(P52=\"\",'S3 Input'!$D52=\"\"),\"\",P52/'S3 Input'!$D52),\"\")","v":""},{"$f":"IFERROR(IF(OR(Q52=\"\",'S3 Input'!$D52=\"\"),\"\",Q52/'S3 Input'!$D52),\"\")","v":""},{"$f":"IFERROR(IF(OR(R52=\"\",'S3 Input'!$D52=\"\"),\"\",R52/'S3 Input'!$D52),\"\")","v":""},{"$f":"IFERROR(IF(OR(S52=\"\",'S3 Input'!$D52=\"\"),\"\",S52/'S3 Input'!$D52),\"\")","v":""},{"$f":"IFERROR(IF(OR(T52=\"\",'S3 Input'!$D52=\"\"),\"\",T52/'S3 Input'!$D52),\"\")","v":""},{"$f":"IFERROR(IF(OR(U52=\"\",'S3 Input'!$D52=\"\"),\"\",U52/'S3 Input'!$D52),\"\")","v":""},{"$f":"IFERROR(IF(OR(V52=\"\",'S3 Input'!$D52=\"\"),\"\",V52/'S3 Input'!$D52),\"\")","v":""},{"$f":"IFERROR(IF(OR(W52=\"\",'S3 Input'!$D52=\"\"),\"\",W52/'S3 Input'!$D52),\"\")","v":""}]
[5,"TRANSFORMERS ","pole mounted ; < = 22 kv ; < = 60 kva ; single phase",{"$f":"IFERROR(repcalc('S3 Input'!$CV53:$GH53,'S3 Input'!$G53,'S3 Input'!$E53,'S3 Input'!$F53,20,TRUE,TRUE),\"\")","v":100.37052436337115},106.61479255038121,113.75501787827687,121.97149044936674,131.47330107455363,142.49902732800325,155.31525309236815,170.21244632428321,187.4978176647617,207.48492935506937,230.48002343291978,256.76528949951205,286.5795878068347,320.09746695882319,357.40764203636797,398.49239494219154,443.20958455992303,491.27906800017786,542.27529691535892,595.62763520395845,{"$f":"IFERROR(IF(OR(D53=\"\",'S3 Input'!$D53=\"\"),\"\",D53/'S3 Input'!$D53),\"\")","v":8.5726727958767963},{"$f":"IFERROR(IF(OR(E53=\"\",'S3 Input'!$D53=\"\"),\"\",E53/'S3 Input'!$D53),\"\")","v":9.1059973785316135},{"$f":"IFERROR(IF(OR(F53=\"\",'S3 Input'!$D53=\"\"),\"\",F53/'S3 Input'!$D53),\"\")","v":9.7158458954456055},{"$f":"IFERROR(IF(OR(G53=\"\",'S3 Input'!$D53=\"\"),\"\",G53/'S3 Input'!$D53),\"\")","v":10.417616971516173},{"$f":"IFERROR(IF(OR(H53=\"\",'S3 Input'!$D53=\"\"),\"\",H53/'S3 Input'!$D53),\"\")","v":11.229169107711238},{"$f":"IFERROR(IF(OR(I53=\"\",'S3 Input'!$D53=\"\"),\"\",I53/'S3 Input'!$D53),\"\")","v":12.17087927717834},{"$f":"IFERROR(IF(OR(J53=\"\",'S3 Input'!$D53=\"\"),\"\",J53/'S3 Input'!$D53),\"\")","v":13.265516479214137},{"$f":"IFERROR(IF(OR(K53=\"\",'S3 Input'!$D53=\"\"),\"\",K53/'S3 Input'!$D53),\"\")","v":14.537889658134818},{"$f":"IFERROR(IF(OR(L53=\"\",'S3 Input'!$D53=\"\"),\"\",L53/'S3 Input'!$D53),\"\")","v":16.014237755318071},{"$f":"IFERROR(IF(OR(M53=\"\",'S3 Input'!$D53=\"\"),\"\",M53/'S3 Input'!$D53),\"\")","v":17.721342203984086},{"$f":"IFERROR(IF(OR(N53=\"\",'S3 Input'!$D53=\"\"),\"\",N53/'S3 Input'!$D53),\"\")","v":19.685359216848827},{"$f":"IFERROR(IF(OR(O53=\"\",'S3 Input'!$D53=\"\"),\"\",O53/'S3 Input'!$D53),\"\")","v":21.93039068172072},{"$f":"IFERROR(IF(OR(P53=\"\",'S3 Input'!$D53=\"\"),\"\",P53/'S3 Input'!$D53),\"\")","v":24.476837715334245},{"$f":"IFERROR(IF(OR(Q53=\"\",'S3 Input'!$D53=\"\"),\"\",Q53/'S3 Input'!$D53),\"\")","v":27.339608559705741},{"$f":"IFERROR(IF(OR(R53=\"\",'S3 Input'!$D53=\"\"),\"\",R53/'S3 Input'!$D53),\"\")","v":30.526280393148834},{"$f":"IFERROR(IF(OR(S53=\"\",'S3 Input'!$D53=\"\"),\"\",S53/'S3 Input'!$D53),\"\")","v":34.035339908330627},{"$f":"IFERROR(IF(OR(T53=\"\",'S3 Input'!$D53=\"\"),\"\",T53/'S3 Input'!$D53),\"\")","v":37.854646795242623},{"$f":"IFERROR(IF(OR(U53=\"\",'S3 Input'!$D53=\"\"),\"\",U53/'S3 Input'!$D53),\"\")","v":41.960273976268958},{"$f":"IFERROR(IF(OR(V53=\"\",'S3 Input'!$D53=\"\"),\"\",V53/'S3 Input'!$D53),\"\")","v":46.315875255492912},{"$f":"IFERROR(IF(OR(W53=\"\",'S3 Input'!$D53=\"\"),\"\",W53/'S3 Input'!$D53),\"\")","v":50.872712453904569}]
[5,"TRANSFORMERS ","pole mounted ; < = 22 kv ; > 60 kva and < = 600 kva ; single phase",{"$f":"IFERROR(repcalc('S3 Input'!$CV54:$GH54,'S3 Input'!$G54,'S3 Input'!$E54,'S3 Input'!$F54,20,TRUE,TRUE),\"\")","v":1.2604596634115253},1.3965234210923803,1.5385907353850643,1.6880763450042275,1.8472821183924357,2.0194794096044193,2.2089423021987673,2.4209267783245951,2.6615951570028393,2.9378897506196697,3.2573642921878592,3.6279859695040027,4.0579244894934412,4.5553470140509296,5.1282384793323113,5.7842650969746989,6.5306941612273626,7.3743753178919507,8.3217773207926573,9.3790608057294058,{"$f":"IFERROR(IF(OR(D54=\"\",'S3 Input'!$D54=\"\"),\"\",D54/'S3 Input'!$D54),\"\")","v":8.9157685933275985E-2},{"$f":"IFERROR(IF(OR(E54=\"\",'S3 Input'!$D54=\"\"),\"\",E54/'S3 Input'!$D54),\"\")","v":9.8782055618678893E-2},{"$f":"IFERROR(IF(OR(F54=\"\",'S3 Input'!$D54=\"\"),\"\",F54/'S3 Input'!$D54),\"\")","v":0.10883108245925911},{"$f":"IFERROR(IF(OR(G54=\"\",'S3 Input'!$D54=\"\"),\"\",G54/'S3 Input'!$D54),\"\")","v":0.11940483695600915},{"$f":"IFERROR(IF(OR(H54=\"\",'S3 Input'!$D54=\"\"),\"\",H54/'S3 Input'!$D54),\"\")","v":0.13066614007783373},{"$f":"IFERROR(IF(OR(I54=\"\",'S3 Input'!$D54=\"\"),\"\",I54/'S3 Input'!$D54),\"\")","v":0.14284638864436514},{"$f":"IFERROR(IF(OR(J54=\"\",'S3 Input'!$D54=\"\"),\"\",J54/'S3 Input'!$D54),\"\")","v":0.15624790680815728},{"$f":"IFERROR(IF(OR(K54=\"\",'S3 Input'!$D54=\"\"),\"\",K54/'S3 Input'!$D54),\"\")","v":0.17124247259537356},{"$f":"IFERROR(IF(OR(L54=\"\",'S3 Input'!$D54=\"\"),\"\",L54/'S3 Input'!$D54),\"\")","v":0.18826597310326726},{"$f":"IFERROR(IF(OR(M54=\"\",'S3 Input'!$D54=\"\"),\"\",M54/'S3 Input'!$D54),\"\")","v":0.20780946768529804},{"$f":"IFERROR(IF(OR(N54=\"\",'S3 Input'!$D54=\"\"),\"\",N54/'S3 Input'!$D54),\"\")","v":0.23040726408262266},{"$f":"IFERROR(IF(OR(O54=\"\",'S3 Input'!$D54=\"\"),\"\",O54/'S3 Input'!$D54),\"\")","v":0.25662291545601235},{"$f":"IFERROR(IF(OR(P54=\"\",'S3 Input'!$D54=\"\"),\"\",P54/'S3 Input'!$D54),\"\")","v":0.28703430000765018},{"$f":"IFERROR(IF(OR(Q54=\"\",'S3 Input'!$D54=\"\"),\"\",Q54/'S3 Input'!$D54),\"\")","v":0.32221911591885505},{"$f":"IFERROR(IF(OR(R54=\"\",'S3 Input'!$D54=\"\"),\"\",R54/'S3 Input'!$D54),\"\")","v":0.36274217176751766},{"$f":"IFERROR(IF(OR(S54=\"\",'S3 Input'!$D54=\"\"),\"\",S54/'S3 Input'!$D54),\"\")","v":0.40914573138744426},{"$f":"IFERROR(IF(OR(T54=\"\",'S3 Input'!$D54=\"\"),\"\",T54/'S3 Input'!$D54),\"\")","v":0.46194384148482415},{"$f":"IFERROR(IF(OR(U54=\"\",'S3 Input'!$D54=\"\"),\"\",U54/'S3 Input'!$D54),\"\")","v":0.52162100671051181},{"$f":"IFERROR(IF(OR(V54=\"\",'S3 Input'!$D54=\"\"),\"\",V54/'S3 Input'!$D54),\"\")","v":0.58863478960187277},{"$f":"IFERROR(IF(OR(W54=\"\",'S3 Input'!$D54=\"\"),\"\",W54/'S3 Input'!$D54),\"\")","v":0.66342095819476155}]
["","TRANSFORMERS ","pole mounted ; < = 22 kv ; > 600 kva ; single phase",{"$f":"IFERROR(repcalc('S3 Input'!$CV55:$GH55,'S3 Input'!$G55,'S3 Input'!$E55,'S3 Input'!$F55,20,TRUE,TRUE),\"\")","v":""},"","","","","","","","","","","","","","","","","","","",{"$f":"IFERROR(IF(OR(D55=\"\",'S3 Input'!$D55=\"\"),\"\",D55/'S3 Input'!$D55),\"\")","v":""},{"$f":"IFERROR(IF(OR(E55=\"\",'S3 Input'!$D55=\"\"),\"\",E55/'S3 Input'!$D55),\"\")","v":""},{"$f":"IFERROR(IF(OR(F55=\"\",'S3 Input'!$D55=\"\"),\"\",F55/'S3 Input'!$D55),\"\")","v":""},{"$f":"IFERROR(IF(OR(G55=\"\",'S3 Input'!$D55=\"\"),\"\",G55/'S3 Input'!$D55),\"\")","v":""},{"$f":"IFERROR(IF(OR(H55=\"\",'S3 Input'!$D55=\"\"),\"\",H55/'S3 Input'!$D55),\"\")","v":""},{"$f":"IFERROR(IF(OR(I55=\"\",'S3 Input'!$D55=\"\"),\"\",I55/'S3 Input'!$D55),\"\")","v":""},{"$f":"IFERROR(IF(OR(J55=\"\",'S3 Input'!$D55=\"\"),\"\",J55/'S3 Input'!$D55),\"\")","v":""},{"$f":"IFERROR(IF(OR(K55=\"\",'S3 Input'!$D55=\"\"),\"\",K55/'S3 Input'!$D55),\"\")","v":""},{"$f":"IFERROR(IF(OR(L55=\"\",'S3 Input'!$D55=\"\"),\"\",L55/'S3 Input'!$D55),\"\")","v":""},{"$f":"IFERROR(IF(OR(M55=\"\",'S3 Input'!$D55=\"\"),\"\",M55/'S3 Input'!$D55),\"\")","v":""},{"$f":"IFERROR(IF(OR(N55=\"\",'S3 Input'!$D55=\"\"),\"\",N55/'S3 Input'!$D55),\"\")","v":""},{"$f":"IFERROR(IF(OR(O55=\"\",'S3 Input'!$D55=\"\"),\"\",O55/'S3 Input'!$D55),\"\")","v":""},{"$f":"IFERROR(IF(OR(P55=\"\",'S3 Input'!$D55=\"\"),\"\",P55/'S3 Input'!$D55),\"\")","v":""},{"$f":"IFERROR(IF(OR(Q55=\"\",'S3 Input'!$D55=\"\"),\"\",Q55/'S3 Input'!$D55),\"\")","v":""},{"$f":"IFERROR(IF(OR(R55=\"\",'S3 Input'!$D55=\"\"),\"\",R55/'S3 Input'!$D55),\"\")","v":""},{"$f":"IFERROR(IF(OR(S55=\"\",'S3 Input'!$D55=\"\"),\"\",S55/'S3 Input'!$D55),\"\")","v":""},{"$f":"IFERROR(IF(OR(T55=\"\",'S3 Input'!$D55=\"\"),\"\",T55/'S3 Input'!$D55),\"\")","v":""},{"$f":"IFERROR(IF(OR(U55=\"\",'S3 Input'!$D55=\"\"),\"\",U55/'S3 Input'!$D55),\"\")","v":""},{"$f":"IFERROR(IF(OR(V55=\"\",'S3 Input'!$D55=\"\"),\"\",V55/'S3 Input'!$D55),\"\")","v":""},{"$f":"IFERROR(IF(OR(W55=\"\",'S3 Input'!$D55=\"\"),\"\",W55/'S3 Input'!$D55),\"\")","v":""}]
[5,"TRANSFORMERS ","pole mounted ; < = 22 kv ; < = 60 kva ; multiple phase",{"$f":"IFERROR(repcalc('S3 Input'!$CV56:$GH56,'S3 Input'!$G56,'S3 Input'!$E56,'S3 Input'!$F56,20,TRUE,TRUE),\"\")","v":63.554713070952161},71.192978330510854,79.336317139418881,87.986914093181483,97.149581998974043,106.83324514321028,117.05270547179035,127.83074770022563,139.20059236043113,151.20862767490374,163.91724738400524,177.40750421092736,191.78117511391375,207.16174592299643,223.69378086806225,241.54016513807116,260.87680745776368,281.88456659874277,304.73841142901006,329.59411809292573,{"$f":"IFERROR(IF(OR(D56=\"\",'S3 Input'!$D56=\"\"),\"\",D56/'S3 Input'!$D56),\"\")","v":3.6788587376134423},{"$f":"IFERROR(IF(OR(E56=\"\",'S3 Input'!$D56=\"\"),\"\",E56/'S3 Input'!$D56),\"\")","v":4.1209990216702028},{"$f":"IFERROR(IF(OR(F56=\"\",'S3 Input'!$D56=\"\"),\"\",F56/'S3 Input'!$D56),\"\")","v":4.5923754418115816},{"$f":"IFERROR(IF(OR(G56=\"\",'S3 Input'!$D56=\"\"),\"\",G56/'S3 Input'!$D56),\"\")","v":5.0931144531480541},{"$f":"IFERROR(IF(OR(H56=\"\",'S3 Input'!$D56=\"\"),\"\",H56/'S3 Input'!$D56),\"\")","v":5.6234946445815934},{"$f":"IFERROR(IF(OR(I56=\"\",'S3 Input'!$D56=\"\"),\"\",I56/'S3 Input'!$D56),\"\")","v":6.1840325976128234},{"$f":"IFERROR(IF(OR(J56=\"\",'S3 Input'!$D56=\"\"),\"\",J56/'S3 Input'!$D56),\"\")","v":6.775585121522715},{"$f":"IFERROR(IF(OR(K56=\"\",'S3 Input'!$D56=\"\"),\"\",K56/'S3 Input'!$D56),\"\")","v":7.3994711074790951},{"$f":"IFERROR(IF(OR(L56=\"\",'S3 Input'!$D56=\"\"),\"\",L56/'S3 Input'!$D56),\"\")","v":8.0576135229252621},{"$f":"IFERROR(IF(OR(M56=\"\",'S3 Input'!$D56=\"\"),\"\",M56/'S3 Input'!$D56),\"\")","v":8.7526975458662619},{"$f":"IFERROR(IF(OR(N56=\"\",'S3 Input'!$D56=\"\"),\"\",N56/'S3 Input'!$D56),\"\")","v":9.4883348322409073},{"$f":"IFERROR(IF(OR(O56=\"\",'S3 Input'!$D56=\"\"),\"\",O56/'S3 Input'!$D56),\"\")","v":10.269217111497939},{"$f":"IFERROR(IF(OR(P56=\"\",'S3 Input'!$D56=\"\"),\"\",P56/'S3 Input'!$D56),\"\")","v":11.101235733531494},{"$f":"IFERROR(IF(OR(Q56=\"\",'S3 Input'!$D56=\"\"),\"\",Q56/'S3 Input'!$D56),\"\")","v":11.991538664288292},{"$f":"IFERROR(IF(OR(R56=\"\",'S3 Input'!$D56=\"\"),\"\",R56/'S3 Input'!$D56),\"\")","v":12.948493990957584},{"$f":"IFERROR(IF(OR(S56=\"\",'S3 Input'!$D56=\"\"),\"\",S56/'S3 Input'!$D56),\"\")","v":13.981530307764384},{"$f":"IFERROR(IF(OR(T56=\"\",'S3 Input'!$D56=\"\"),\"\",T56/'S3 Input'!$D56),\"\")","v":15.100830075107995},{"$f":"IFERROR(IF(OR(U56=\"\",'S3 Input'!$D56=\"\"),\"\",U56/'S3 Input'!$D56),\"\")","v":16.316862286396393},{"$f":"IFERROR(IF(OR(V56=\"\",'S3 Input'!$D56=\"\"),\"\",V56/'S3 Input'!$D56),\"\")","v":17.639754998507744},{"$f":"IFERROR(IF(OR(W56=\"\",'S3 Input'!$D56=\"\"),\"\",W56/'S3 Input'!$D56),\"\")","v":19.078525299272361}]
[5,"TRANSFORMERS ","pole mounted ; < = 22 kv ; > 60 kva and < = 600 kva ; multiple phase",{"$f":"IFERROR(repcalc('S3 Input'!$CV57:$GH57,'S3 Input'!$G57,'S3 Input'!$E57,'S3 Input'!$F57,20,TRUE,TRUE),\"\")","v":838.50584288473397},971.10332441754053,1116.5638375794738,1274.8604173476795,1445.8788004051696,1629.4717261317126,1825.5218296149951,2034.0058135476918,2255.0509239784383,2488.9740281838212,2736.2940860983663,2997.7106687506362,3274.0443746290225,3566.1392889044641,3874.7325841725374,4200.3013815226641,4542.9013992710534,4902.015044112075,5276.427885619195,5664.1515412968438,{"$f":"IFERROR(IF(OR(D57=\"\",'S3 Input'!$D57=\"\"),\"\",D57/'S3 Input'!$D57),\"\")","v":20.442744327210765},{"$f":"IFERROR(IF(OR(E57=\"\",'S3 Input'!$D57=\"\"),\"\",E57/'S3 Input'!$D57),\"\")","v":23.675466479845589},{"$f":"IFERROR(IF(OR(F57=\"\",'S3 Input'!$D57=\"\"),\"\",F57/'S3 Input'!$D57),\"\")","v":27.221788912190345},{"$f":"IFERROR(IF(OR(G57=\"\",'S3 Input'!$D57=\"\"),\"\",G57/'S3 Input'!$D57),\"\")","v":31.081054217892209},{"$f":"IFERROR(IF(OR(H57=\"\",'S3 Input'!$D57=\"\"),\"\",H57/'S3 Input'!$D57),\"\")","v":35.25047666111525},{"$f":"IFERROR(IF(OR(I57=\"\",'S3 Input'!$D57=\"\"),\"\",I57/'S3 Input'!$D57),\"\")","v":39.726466032877141},{"$f":"IFERROR(IF(OR(J57=\"\",'S3 Input'!$D57=\"\"),\"\",J57/'S3 Input'!$D57),\"\")","v":44.506160980551932},{"$f":"IFERROR(IF(OR(K57=\"\",'S3 Input'!$D57=\"\"),\"\",K57/'S3 Input'!$D57),\"\")","v":49.588993516568401},{"$f":"IFERROR(IF(OR(L57=\"\",'S3 Input'!$D57=\"\"),\"\",L57/'S3 Input'!$D57),\"\")","v":54.978065895324619},{"$f":"IFERROR(IF(OR(M57=\"\",'S3 Input'!$D57=\"\"),\"\",M57/'S3 Input'!$D57),\"\")","v":60.681103330396482},{"$f":"IFERROR(IF(OR(N57=\"\",'S3 Input'!$D57=\"\"),\"\",N57/'S3 Input'!$D57),\"\")","v":66.71075804758253},{"$f":"IFERROR(IF(OR(O57=\"\",'S3 Input'!$D57=\"\"),\"\",O57/'S3 Input'!$D57),\"\")","v":73.084085565096501},{"$f":"IFERROR(IF(OR(P57=\"\",'S3 Input'!$D57=\"\"),\"\",P57/'S3 Input'!$D57),\"\")","v":79.821092046563621},{"$f":"IFERROR(IF(OR(Q57=\"\",'S3 Input'!$D57=\"\"),\"\",Q57/'S3 Input'!$D57),\"\")","v":86.942356260141963},{"$f":"IFERROR(IF(OR(R57=\"\",'S3 Input'!$D57=\"\"),\"\",R57/'S3 Input'!$D57),\"\")","v":94.465850448987922},{"$f":"IFERROR(IF(OR(S57=\"\",'S3 Input'!$D57=\"\"),\"\",S57/'S3 Input'!$D57),\"\")","v":102.40320680925963},{"$f":"IFERROR(IF(OR(T57=\"\",'S3 Input'!$D57=\"\"),\"\",T57/'S3 Input'!$D57),\"\")","v":110.75578375163755},{"$f":"IFERROR(IF(OR(U57=\"\",'S3 Input'!$D57=\"\"),\"\",U57/'S3 Input'!$D57),\"\")","v":119.51096236868977},{"$f":"IFERROR(IF(OR(V57=\"\",'S3 Input'!$D57=\"\"),\"\",V57/'S3 Input'!$D57),\"\")","v":128.63913488734772},{"$f":"IFERROR(IF(OR(W57=\"\",'S3 Input'!$D57=\"\"),\"\",W57/'S3 Input'!$D57),\"\")","v":138.09182460905697}]
["","TRANSFORMERS ","pole mounted ; < = 22 kv ; > 600 kva ; multiple phase",{"$f":"IFERROR(repcalc('S3 Input'!$CV58:$GH58,'S3 Input'!$G58,'S3 Input'!$E58,'S3 Input'!$F58,20,TRUE,TRUE),\"\")","v":""},"","","","","","","","","","","","","","","","","","","",{"$f":"IFERROR(IF(OR(D58=\"\",'S3 Input'!$D58=\"\"),\"\",D58/'S3 Input'!$D58),\"\")","v":""},{"$f":"IFERROR(IF(OR(E58=\"\",'S3 Input'!$D58=\"\"),\"\",E58/'S3 Input'!$D58),\"\")","v":""},{"$f":"IFERROR(IF(OR(F58=\"\",'S3 Input'!$D58=\"\"),\"\",F58/'S3 Input'!$D58),\"\")","v":""},{"$f":"IFERROR(IF(OR(G58=\"\",'S3 Input'!$D58=\"\"),\"\",G58/'S3 Input'!$D58),\"\")","v":""},{"$f":"IFERROR(IF(OR(H58=\"\",'S3 Input'!$D58=\"\"),\"\",H58/'S3 Input'!$D58),\"\")","v":""},{"$f":"IFERROR(IF(OR(I58=\"\",'S3 Input'!$D58=\"\"),\"\",I58/'S3 Input'!$D58),\"\")","v":""},{"$f":"IFERROR(IF(OR(J58=\"\",'S3 Input'!$D58=\"\"),\"\",J58/'S3 Input'!$D58),\"\")","v":""},{"$f":"IFERROR(IF(OR(K58=\"\",'S3 Input'!$D58=\"\"),\"\",K58/'S3 Input'!$D58),\"\")","v":""},{"$f":"IFERROR(IF(OR(L58=\"\",'S3 Input'!$D58=\"\"),\"\",L58/'S3 Input'!$D58),\"\")","v":""},{"$f":"IFERROR(IF(OR(M58=\"\",'S3 Input'!$D58=\"\"),\"\",M58/'S3 Input'!$D58),\"\")","v":""},{"$f":"IFERROR(IF(OR(N58=\"\",'S3 Input'!$D58=\"\"),\"\",N58/'S3 Input'!$D58),\"\")","v":""},{"$f":"IFERROR(IF(OR(O58=\"\",'S3 Input'!$D58=\"\"),\"\",O58/'S3 Input'!$D58),\"\")","v":""},{"$f":"IFERROR(IF(OR(P58=\"\",'S3 Input'!$D58=\"\"),\"\",P58/'S3 Input'!$D58),\"\")","v":""},{"$f":"IFERROR(IF(OR(Q58=\"\",'S3 Input'!$D58=\"\"),\"\",Q58/'S3 Input'!$D58),\"\")","v":""},{"$f":"IFERROR(IF(OR(R58=\"\",'S3 Input'!$D58=\"\"),\"\",R58/'S3 Input'!$D58),\"\")","v":""},{"$f":"IFERROR(IF(OR(S58=\"\",'S3 Input'!$D58=\"\"),\"\",S58/'S3 Input'!$D58),\"\")","v":""},{"$f":"IFERROR(IF(OR(T58=\"\",'S3 Input'!$D58=\"\"),\"\",T58/'S3 Input'!$D58),\"\")","v":""},{"$f":"IFERROR(IF(OR(U58=\"\",'S3 Input'!$D58=\"\"),\"\",U58/'S3 Input'!$D58),\"\")","v":""},{"$f":"IFERROR(IF(OR(V58=\"\",'S3 Input'!$D58=\"\"),\"\",V58/'S3 Input'!$D58),\"\")","v":""},{"$f":"IFERROR(IF(OR(W58=\"\",'S3 Input'!$D58=\"\"),\"\",W58/'S3 Input'!$D58),\"\")","v":""}]
["","TRANSFORMERS ","kiosk mounted ; < = 22 kv ; < = 60 kva ; single phase",{"$f":"IFERROR(repcalc('S3 Input'!$CV59:$GH59,'S3 Input'!$G59,'S3 Input'!$E59,'S3 Input'!$F59,20,TRUE,TRUE),\"\")","v":""},"","","","","","","","","","","","","","","","","","","",{"$f":"IFERROR(IF(OR(D59=\"\",'S3 Input'!$D59=\"\"),\"\",D59/'S3 Input'!$D59),\"\")","v":""},{"$f":"IFERROR(IF(OR(E59=\"\",'S3 Input'!$D59=\"\"),\"\",E59/'S3 Input'!$D59),\"\")","v":""},{"$f":"IFERROR(IF(OR(F59=\"\",'S3 Input'!$D59=\"\"),\"\",F59/'S3 Input'!$D59),\"\")","v":""},{"$f":"IFERROR(IF(OR(G59=\"\",'S3 Input'!$D59=\"\"),\"\",G59/'S3 Input'!$D59),\"\")","v":""},{"$f":"IFERROR(IF(OR(H59=\"\",'S3 Input'!$D59=\"\"),\"\",H59/'S3 Input'!$D59),\"\")","v":""},{"$f":"IFERROR(IF(OR(I59=\"\",'S3 Input'!$D59=\"\"),\"\",I59/'S3 Input'!$D59),\"\")","v":""},{"$f":"IFERROR(IF(OR(J59=\"\",'S3 Input'!$D59=\"\"),\"\",J59/'S3 Input'!$D59),\"\")","v":""},{"$f":"IFERROR(IF(OR(K59=\"\",'S3 Input'!$D59=\"\"),\"\",K59/'S3 Input'!$D59),\"\")","v":""},{"$f":"IFERROR(IF(OR(L59=\"\",'S3 Input'!$D59=\"\"),\"\",L59/'S3 Input'!$D59),\"\")","v":""},{"$f":"IFERROR(IF(OR(M59=\"\",'S3 Input'!$D59=\"\"),\"\",M59/'S3 Input'!$D59),\"\")","v":""},{"$f":"IFERROR(IF(OR(N59=\"\",'S3 Input'!$D59=\"\"),\"\",N59/'S3 Input'!$D59),\"\")","v":""},{"$f":"IFERROR(IF(OR(O59=\"\",'S3 Input'!$D59=\"\"),\"\",O59/'S3 Input'!$D59),\"\")","v":""},{"$f":"IFERROR(IF(OR(P59=\"\",'S3 Input'!$D59=\"\"),\"\",P59/'S3 Input'!$D59),\"\")","v":""},{"$f":"IFERROR(IF(OR(Q59=\"\",'S3 Input'!$D59=\"\"),\"\",Q59/'S3 Input'!$D59),\"\")","v":""},{"$f":"IFERROR(IF(OR(R59=\"\",'S3 Input'!$D59=\"\"),\"\",R59/'S3 Input'!$D59),\"\")","v":""},{"$f":"IFERROR(IF(OR(S59=\"\",'S3 Input'!$D59=\"\"),\"\",S59/'S3 Input'!$D59),\"\")","v":""},{"$f":"IFERROR(IF(OR(T59=\"\",'S3 Input'!$D59=\"\"),\"\",T59/'S3 Input'!$D59),\"\")","v":""},{"$f":"IFERROR(IF(OR(U59=\"\",'S3 Input'!$D59=\"\"),\"\",U59/'S3 Input'!$D59),\"\")","v":""},{"$f":"IFERROR(IF(OR(V59=\"\",'S3 Input'!$D59=\"\"),\"\",V59/'S3 Input'!$D59),\"\")","v":""},{"$f":"IFERROR(IF(OR(W59=\"\",'S3 Input'!$D59=\"\"),\"\",W59/'S3 Input'!$D59),\"\")","v":""}]
[5,"TRANSFORMERS ","kiosk mounted ; < = 22 kv ; < = 60 kva ; multiple phase",{"$f":"IFERROR(repcalc('S3 Input'!$CV60:$GH60,'S3 Input'!$G60,'S3 Input'!$E60,'S3 Input'!$F60,20,TRUE,TRUE),\"\")","v":4.40228817832966E-9},1.0332416334834562E-8,2.3785628412320868E-8,5.370524313104121E-8,1.18934565184466E-7,2.583383350256306E-7,5.5037539204666818E-7,1.1500548742670517E-6,2.3570431890901331E-6,4.7381189358219254E-6,9.3418703153508227E-6,1.8065549891270889E-5,3.4265575402671492E-5,6.3746211794146886E-5,1.1631621407824224E-4,2.0816881731045649E-4,3.6541018354209796E-4,6.2912245635168894E-4,1.0623785951579729E-3,1.759596272616419E-3,{"$f":"IFERROR(IF(OR(D60=\"\",'S3 Input'!$D60=\"\"),\"\",D60/'S3 Input'!$D60),\"\")","v":2.4911408952442998E-10},{"$f":"IFERROR(IF(OR(E60=\"\",'S3 Input'!$D60=\"\"),\"\",E60/'S3 Input'!$D60),\"\")","v":5.8468468750182594E-10},{"$f":"IFERROR(IF(OR(F60=\"\",'S3 Input'!$D60=\"\"),\"\",F60/'S3 Input'!$D60),\"\")","v":1.345967125657355E-9},{"$f":"IFERROR(IF(OR(G60=\"\",'S3 Input'!$D60=\"\"),\"\",G60/'S3 Input'!$D60),\"\")","v":3.0390406541612889E-9},{"$f":"IFERROR(IF(OR(H60=\"\",'S3 Input'!$D60=\"\"),\"\",H60/'S3 Input'!$D60),\"\")","v":6.7301990961786459E-9},{"$f":"IFERROR(IF(OR(I60=\"\",'S3 Input'!$D60=\"\"),\"\",I60/'S3 Input'!$D60),\"\")","v":1.4618697484630668E-8},{"$f":"IFERROR(IF(OR(J60=\"\",'S3 Input'!$D60=\"\"),\"\",J60/'S3 Input'!$D60),\"\")","v":3.1144318393617415E-8},{"$f":"IFERROR(IF(OR(K60=\"\",'S3 Input'!$D60=\"\"),\"\",K60/'S3 Input'!$D60),\"\")","v":6.5078627591088966E-8},{"$f":"IFERROR(IF(OR(L60=\"\",'S3 Input'!$D60=\"\"),\"\",L60/'S3 Input'!$D60),\"\")","v":1.3337897117010991E-7},{"$f":"IFERROR(IF(OR(M60=\"\",'S3 Input'!$D60=\"\"),\"\",M60/'S3 Input'!$D60),\"\")","v":2.6811788255161161E-7},{"$f":"IFERROR(IF(OR(N60=\"\",'S3 Input'!$D60=\"\"),\"\",N60/'S3 Input'!$D60),\"\")","v":5.2863225299960148E-7},{"$f":"IFERROR(IF(OR(O60=\"\",'S3 Input'!$D60=\"\"),\"\",O60/'S3 Input'!$D60),\"\")","v":1.0222826926858913E-6},{"$f":"IFERROR(IF(OR(P60=\"\",'S3 Input'!$D60=\"\"),\"\",P60/'S3 Input'!$D60),\"\")","v":1.9390001909656904E-6},{"$f":"IFERROR(IF(OR(Q60=\"\",'S3 Input'!$D60=\"\"),\"\",Q60/'S3 Input'!$D60),\"\")","v":3.6072330725417632E-6},{"$f":"IFERROR(IF(OR(R60=\"\",'S3 Input'!$D60=\"\"),\"\",R60/'S3 Input'!$D60),\"\")","v":6.5820333865613114E-6},{"$f":"IFERROR(IF(OR(S60=\"\",'S3 Input'!$D60=\"\"),\"\",S60/'S3 Input'!$D60),\"\")","v":1.1779734376986634E-5},{"$f":"IFERROR(IF(OR(T60=\"\",'S3 Input'!$D60=\"\"),\"\",T60/'S3 Input'!$D60),\"\")","v":2.0677616159736099E-5},{"$f":"IFERROR(IF(OR(U60=\"\",'S3 Input'!$D60=\"\"),\"\",U60/'S3 Input'!$D60),\"\")","v":3.5600410869260433E-5},{"$f":"IFERROR(IF(OR(V60=\"\",'S3 Input'!$D60=\"\"),\"\",V60/'S3 Input'!$D60),\"\")","v":6.0117253969375004E-5},{"$f":"IFERROR(IF(OR(W60=\"\",'S3 Input'!$D60=\"\"),\"\",W60/'S3 Input'!$D60),\"\")","v":9.9570997087641209E-5}]
[5,"TRANSFORMERS ","kiosk mounted ; < = 22 kv ; > 60 kva and < = 600 kva ; multiple phase",{"$f":"IFERROR(repcalc('S3 Input'!$CV61:$GH61,'S3 Input'!$G61,'S3 Input'!$E61,'S3 Input'!$F61,20,TRUE,TRUE),\"\")","v":619.75345386849062},742.66942420689463,884.42950943845574,1045.9322062753884,1227.5422635125892,1428.9773508436674,1649.2236771438977,1886.4946115932933,2138.2447042742142,2401.2480218463188,2671.7445178538492,2945.651628315803,3218.8310567977765,3487.3936090335883,3748.018850979679,3998.2621368337755,4236.8198434409087,4463.7248300617748,4680.4482552301324,4889.8906235800305,{"$f":"IFERROR(IF(OR(D61=\"\",'S3 Input'!$D61=\"\"),\"\",D61/'S3 Input'!$D61),\"\")","v":15.182575233229876},{"$f":"IFERROR(IF(OR(E61=\"\",'S3 Input'!$D61=\"\"),\"\",E61/'S3 Input'!$D61),\"\")","v":18.193741940538406},{"$f":"IFERROR(IF(OR(F61=\"\",'S3 Input'!$D61=\"\"),\"\",F61/'S3 Input'!$D61),\"\")","v":21.666547369314543},{"$f":"IFERROR(IF(OR(G61=\"\",'S3 Input'!$D61=\"\"),\"\",G61/'S3 Input'!$D61),\"\")","v":25.623002681972721},{"$f":"IFERROR(IF(OR(H61=\"\",'S3 Input'!$D61=\"\"),\"\",H61/'S3 Input'!$D61),\"\")","v":30.072043409223074},{"$f":"IFERROR(IF(OR(I61=\"\",'S3 Input'!$D61=\"\"),\"\",I61/'S3 Input'!$D61),\"\")","v":35.006753089219927},{"$f":"IFERROR(IF(OR(J61=\"\",'S3 Input'!$D61=\"\"),\"\",J61/'S3 Input'!$D61),\"\")","v":40.402296103983517},{"$f":"IFERROR(IF(OR(K61=\"\",'S3 Input'!$D61=\"\"),\"\",K61/'S3 Input'!$D61),\"\")","v":46.214903989346126},{"$f":"IFERROR(IF(OR(L61=\"\",'S3 Input'!$D61=\"\"),\"\",L61/'S3 Input'!$D61),\"\")","v":52.382218908274737},{"$f":"IFERROR(IF(OR(M61=\"\",'S3 Input'!$D61=\"\"),\"\",M61/'S3 Input'!$D61),\"\")","v":58.825212699923441},{"$f":"IFERROR(IF(OR(N61=\"\",'S3 Input'!$D61=\"\"),\"\",N61/'S3 Input'!$D61),\"\")","v":65.451772625204384},{"$f":"IFERROR(IF(OR(O61=\"\",'S3 Input'!$D61=\"\"),\"\",O61/'S3 Input'!$D61),\"\")","v":72.161884986091152},{"$f":"IFERROR(IF(OR(P61=\"\",'S3 Input'!$D61=\"\"),\"\",P61/'S3 Input'!$D61),\"\")","v":78.85417076394242},{"$f":"IFERROR(IF(OR(Q61=\"\",'S3 Input'!$D61=\"\"),\"\",Q61/'S3 Input'!$D61),\"\")","v":85.433353386801457},{"$f":"IFERROR(IF(OR(R61=\"\",'S3 Input'!$D61=\"\"),\"\",R61/'S3 Input'!$D61),\"\")","v":91.818089637686327},{"$f":"IFERROR(IF(OR(S61=\"\",'S3 Input'!$D61=\"\"),\"\",S61/'S3 Input'!$D61),\"\")","v":97.948491155217326},{"$f":"IFERROR(IF(OR(T61=\"\",'S3 Input'!$D61=\"\"),\"\",T61/'S3 Input'!$D61),\"\")","v":103.79262208409172},{"$f":"IFERROR(IF(OR(U61=\"\",'S3 Input'!$D61=\"\"),\"\",U61/'S3 Input'!$D61),\"\")","v":109.35128740279656},{"$f":"IFERROR(IF(OR(V61=\"\",'S3 Input'!$D61=\"\"),\"\",V61/'S3 Input'!$D61),\"\")","v":114.66052720917942},{"$f":"IFERROR(IF(OR(W61=\"\",'S3 Input'!$D61=\"\"),\"\",W61/'S3 Input'!$D61),\"\")","v":119.79139738771485}]
[5,"TRANSFORMERS ","kiosk mounted ; < = 22 kv ; > 600 kva ; multiple phase",{"$f":"IFERROR(repcalc('S3 Input'!$CV62:$GH62,'S3 Input'!$G62,'S3 Input'!$E62,'S3 Input'!$F62,20,TRUE,TRUE),\"\")","v":636.02736193138844},696.26512350246639,765.97925776643149,846.17033125203852,937.75367678739167,1041.5446336434763,1158.2543658424404,1288.4948853353703,1432.7892214350777,1591.5806027574602,1765.2335881804836,1954.0205989874089,2158.0892619769174,2377.4090718736188,2611.6995978811779,2860.3461708358423,3122.3121043641572,3396.0585755666416,3679.484060462165,3969.8946133324866,{"$f":"IFERROR(IF(OR(D62=\"\",'S3 Input'!$D62=\"\"),\"\",D62/'S3 Input'!$D62),\"\")","v":10.765397565811369},{"$f":"IFERROR(IF(OR(E62=\"\",'S3 Input'!$D62=\"\"),\"\",E62/'S3 Input'!$D62),\"\")","v":11.784981770204707},{"$f":"IFERROR(IF(OR(F62=\"\",'S3 Input'!$D62=\"\"),\"\",F62/'S3 Input'!$D62),\"\")","v":12.964963035521555},{"$f":"IFERROR(IF(OR(G62=\"\",'S3 Input'!$D62=\"\"),\"\",G62/'S3 Input'!$D62),\"\")","v":14.32227694836998},{"$f":"IFERROR(IF(OR(H62=\"\",'S3 Input'!$D62=\"\"),\"\",H62/'S3 Input'!$D62),\"\")","v":15.872416429950192},{"$f":"IFERROR(IF(OR(I62=\"\",'S3 Input'!$D62=\"\"),\"\",I62/'S3 Input'!$D62),\"\")","v":17.629181910760217},{"$f":"IFERROR(IF(OR(J62=\"\",'S3 Input'!$D62=\"\"),\"\",J62/'S3 Input'!$D62),\"\")","v":19.604610551292133},{"$f":"IFERROR(IF(OR(K62=\"\",'S3 Input'!$D62=\"\"),\"\",K62/'S3 Input'!$D62),\"\")","v":21.809061264326782},{"$f":"IFERROR(IF(OR(L62=\"\",'S3 Input'!$D62=\"\"),\"\",L62/'S3 Input'!$D62),\"\")","v":24.251386842728124},{"$f":"IFERROR(IF(OR(M62=\"\",'S3 Input'!$D62=\"\"),\"\",M62/'S3 Input'!$D62),\"\")","v":26.939089372960161},{"$f":"IFERROR(IF(OR(N62=\"\",'S3 Input'!$D62=\"\"),\"\",N62/'S3 Input'!$D62),\"\")","v":29.878339377695902},{"$f":"IFERROR(IF(OR(O62=\"\",'S3 Input'!$D62=\"\"),\"\",O62/'S3 Input'!$D62),\"\")","v":33.073747858906685},{"$f":"IFERROR(IF(OR(P62=\"\",'S3 Input'!$D62=\"\"),\"\",P62/'S3 Input'!$D62),\"\")","v":36.52781354742438},{"$f":"IFERROR(IF(OR(Q62=\"\",'S3 Input'!$D62=\"\"),\"\",Q62/'S3 Input'!$D62),\"\")","v":40.240020111032663},{"$f":"IFERROR(IF(OR(R62=\"\",'S3 Input'!$D62=\"\"),\"\",R62/'S3 Input'!$D62),\"\")","v":44.205620978761573},{"$f":"IFERROR(IF(OR(S62=\"\",'S3 Input'!$D62=\"\"),\"\",S62/'S3 Input'!$D62),\"\")","v":48.414212261855205},{"$f":"IFERROR(IF(OR(T62=\"\",'S3 Input'!$D62=\"\"),\"\",T62/'S3 Input'!$D62),\"\")","v":52.848247009302831},{"$f":"IFERROR(IF(OR(U62=\"\",'S3 Input'!$D62=\"\"),\"\",U62/'S3 Input'!$D62),\"\")","v":57.481679108487562},{"$f":"IFERROR(IF(OR(V62=\"\",'S3 Input'!$D62=\"\"),\"\",V62/'S3 Input'!$D62),\"\")","v":62.278938169666631},{"$f":"IFERROR(IF(OR(W62=\"\",'S3 Input'!$D62=\"\"),\"\",W62/'S3 Input'!$D62),\"\")","v":67.194426474230099}]
["","TRANSFORMERS ","ground outdoor / indoor chamber mounted ; ˂ 22 kv ; < = 60 kva ; single phase",{"$f":"IFERROR(repcalc('S3 Input'!$CV63:$GH63,'S3 Input'!$G63,'S3 Input'!$E63,'S3 Input'!$F63,20,TRUE,TRUE),\"\")","v":""},"","","","","","","","","","","","","","","","","","","",{"$f":"IFERROR(IF(OR(D63=\"\",'S3 Input'!$D63=\"\"),\"\",D63/'S3 Input'!$D63),\"\")","v":""},{"$f":"IFERROR(IF(OR(E63=\"\",'S3 Input'!$D63=\"\"),\"\",E63/'S3 Input'!$D63),\"\")","v":""},{"$f":"IFERROR(IF(OR(F63=\"\",'S3 Input'!$D63=\"\"),\"\",F63/'S3 Input'!$D63),\"\")","v":""},{"$f":"IFERROR(IF(OR(G63=\"\",'S3 Input'!$D63=\"\"),\"\",G63/'S3 Input'!$D63),\"\")","v":""},{"$f":"IFERROR(IF(OR(H63=\"\",'S3 Input'!$D63=\"\"),\"\",H63/'S3 Input'!$D63),\"\")","v":""},{"$f":"IFERROR(IF(OR(I63=\"\",'S3 Input'!$D63=\"\"),\"\",I63/'S3 Input'!$D63),\"\")","v":""},{"$f":"IFERROR(IF(OR(J63=\"\",'S3 Input'!$D63=\"\"),\"\",J63/'S3 Input'!$D63),\"\")","v":""},{"$f":"IFERROR(IF(OR(K63=\"\",'S3 Input'!$D63=\"\"),\"\",K63/'S3 Input'!$D63),\"\")","v":""},{"$f":"IFERROR(IF(OR(L63=\"\",'S3 Input'!$D63=\"\"),\"\",L63/'S3 Input'!$D63),\"\")","v":""},{"$f":"IFERROR(IF(OR(M63=\"\",'S3 Input'!$D63=\"\"),\"\",M63/'S3 Input'!$D63),\"\")","v":""},{"$f":"IFERROR(IF(OR(N63=\"\",'S3 Input'!$D63=\"\"),\"\",N63/'S3 Input'!$D63),\"\")","v":""},{"$f":"IFERROR(IF(OR(O63=\"\",'S3 Input'!$D63=\"\"),\"\",O63/'S3 Input'!$D63),\"\")","v":""},{"$f":"IFERROR(IF(OR(P63=\"\",'S3 Input'!$D63=\"\"),\"\",P63/'S3 Input'!$D63),\"\")","v":""},{"$f":"IFERROR(IF(OR(Q63=\"\",'S3 Input'!$D63=\"\"),\"\",Q63/'S3 Input'!$D63),\"\")","v":""},{"$f":"IFERROR(IF(OR(R63=\"\",'S3 Input'!$D63=\"\"),\"\",R63/'S3 Input'!$D63),\"\")","v":""},{"$f":"IFERROR(IF(OR(S63=\"\",'S3 Input'!$D63=\"\"),\"\",S63/'S3 Input'!$D63),\"\")","v":""},{"$f":"IFERROR(IF(OR(T63=\"\",'S3 Input'!$D63=\"\"),\"\",T63/'S3 Input'!$D63),\"\")","v":""},{"$f":"IFERROR(IF(OR(U63=\"\",'S3 Input'!$D63=\"\"),\"\",U63/'S3 Input'!$D63),\"\")","v":""},{"$f":"IFERROR(IF(OR(V63=\"\",'S3 Input'!$D63=\"\"),\"\",V63/'S3 Input'!$D63),\"\")","v":""},{"$f":"IFERROR(IF(OR(W63=\"\",'S3 Input'!$D63=\"\"),\"\",W63/'S3 Input'!$D63),\"\")","v":""}]
["","TRANSFORMERS ","ground outdoor / indoor chamber mounted ; ˂ 22 kv ; < = 60 kva ; multiple phase",{"$f":"IFERROR(repcalc('S3 Input'!$CV64:$GH64,'S3 Input'!$G64,'S3 Input'!$E64,'S3 Input'!$F64,20,TRUE,TRUE),\"\")","v":8.7279195767265314},4.5338314409775178,2.2916899305207754,1.1271512016567697,0.53944161669428325,0.25121378173315378,0.11383703165385591,5.0198129002941058E-2,2.1546355659183714E-2,9.0148147745930333E-3,3.7033796865152341E-3,1.548644890895438E-3,7.6510098130618508E-4,6.1608519816734608E-4,8.4894770156165747E-4,1.4524501115113092E-3,2.5677340831605335E-3,4.4726403925922737E-3,7.601701051711156E-3,1.2582680074941191E-2,{"$f":"IFERROR(IF(OR(D64=\"\",'S3 Input'!$D64=\"\"),\"\",D64/'S3 Input'!$D64),\"\")","v":0.49389037035363798},{"$f":"IFERROR(IF(OR(E64=\"\",'S3 Input'!$D64=\"\"),\"\",E64/'S3 Input'!$D64),\"\")","v":0.25655778216338565},{"$f":"IFERROR(IF(OR(F64=\"\",'S3 Input'!$D64=\"\"),\"\",F64/'S3 Input'!$D64),\"\")","v":0.12968079948155464},{"$f":"IFERROR(IF(OR(G64=\"\",'S3 Input'!$D64=\"\"),\"\",G64/'S3 Input'!$D64),\"\")","v":6.3782568060692463E-2},{"$f":"IFERROR(IF(OR(H64=\"\",'S3 Input'!$D64=\"\"),\"\",H64/'S3 Input'!$D64),\"\")","v":3.0525604356362483E-2},{"$f":"IFERROR(IF(OR(I64=\"\",'S3 Input'!$D64=\"\"),\"\",I64/'S3 Input'!$D64),\"\")","v":1.4215537460836619E-2},{"$f":"IFERROR(IF(OR(J64=\"\",'S3 Input'!$D64=\"\"),\"\",J64/'S3 Input'!$D64),\"\")","v":6.441742872310992E-3},{"$f":"IFERROR(IF(OR(K64=\"\",'S3 Input'!$D64=\"\"),\"\",K64/'S3 Input'!$D64),\"\")","v":2.8405821463378805E-3},{"$f":"IFERROR(IF(OR(L64=\"\",'S3 Input'!$D64=\"\"),\"\",L64/'S3 Input'!$D64),\"\")","v":1.2192524785243992E-3},{"$f":"IFERROR(IF(OR(M64=\"\",'S3 Input'!$D64=\"\"),\"\",M64/'S3 Input'!$D64),\"\")","v":5.1012502676646789E-4},{"$f":"IFERROR(IF(OR(N64=\"\",'S3 Input'!$D64=\"\"),\"\",N64/'S3 Input'!$D64),\"\")","v":2.0956466759964717E-4},{"$f":"IFERROR(IF(OR(O64=\"\",'S3 Input'!$D64=\"\"),\"\",O64/'S3 Input'!$D64),\"\")","v":8.7633804595331027E-5},{"$f":"IFERROR(IF(OR(P64=\"\",'S3 Input'!$D64=\"\"),\"\",P64/'S3 Input'!$D64),\"\")","v":4.3295083518284287E-5},{"$f":"IFERROR(IF(OR(Q64=\"\",'S3 Input'!$D64=\"\"),\"\",Q64/'S3 Input'!$D64),\"\")","v":3.4862666184922256E-5},{"$f":"IFERROR(IF(OR(R64=\"\",'S3 Input'!$D64=\"\"),\"\",R64/'S3 Input'!$D64),\"\")","v":4.8039752320038378E-5},{"$f":"IFERROR(IF(OR(S64=\"\",'S3 Input'!$D64=\"\"),\"\",S64/'S3 Input'!$D64),\"\")","v":8.2190391099312926E-5},{"$f":"IFERROR(IF(OR(T64=\"\",'S3 Input'!$D64=\"\"),\"\",T64/'S3 Input'!$D64),\"\")","v":1.4530142334073323E-4},{"$f":"IFERROR(IF(OR(U64=\"\",'S3 Input'!$D64=\"\"),\"\",U64/'S3 Input'!$D64),\"\")","v":2.5309513917227662E-4},{"$f":"IFERROR(IF(OR(V64=\"\",'S3 Input'!$D64=\"\"),\"\",V64/'S3 Input'!$D64),\"\")","v":4.3016058004917814E-4},{"$f":"IFERROR(IF(OR(W64=\"\",'S3 Input'!$D64=\"\"),\"\",W64/'S3 Input'!$D64),\"\")","v":7.1202128612931443E-4}]
["","TRANSFORMERS ","ground outdoor / indoor chamber mounted ; ˂ 22 kv ; > 60 kva and < = 600 kva ; multiple phase",{"$f":"IFERROR(repcalc('S3 Input'!$CV65:$GH65,'S3 Input'!$G65,'S3 Input'!$E65,'S3 Input'!$F65,20,TRUE,TRUE),\"\")","v":25.610597939681519},26.976096110835876,28.281302769083169,29.533244316223733,30.743046292637128,31.925287001360061,33.097137717507429,34.277309652893358,35.484836111979298,36.737731359083732,38.051585030249406,39.438170078423532,40.904159363844691,42.45005646649998,44.069445742958742,45.748652070078613,47.466871383525188,49.196791103675409,50.905669701573906,52.556794014219825,{"$f":"IFERROR(IF(OR(D65=\"\",'S3 Input'!$D65=\"\"),\"\",D65/'S3 Input'!$D65),\"\")","v":0.62740244134198242},{"$f":"IFERROR(IF(OR(E65=\"\",'S3 Input'!$D65=\"\"),\"\",E65/'S3 Input'!$D65),\"\")","v":0.66085409632668868},{"$f":"IFERROR(IF(OR(F65=\"\",'S3 Input'!$D65=\"\"),\"\",F65/'S3 Input'!$D65),\"\")","v":0.69282874392253258},{"$f":"IFERROR(IF(OR(G65=\"\",'S3 Input'!$D65=\"\"),\"\",G65/'S3 Input'!$D65),\"\")","v":0.72349851527825815},{"$f":"IFERROR(IF(OR(H65=\"\",'S3 Input'!$D65=\"\"),\"\",H65/'S3 Input'!$D65),\"\")","v":0.75313596128126858},{"$f":"IFERROR(IF(OR(I65=\"\",'S3 Input'!$D65=\"\"),\"\",I65/'S3 Input'!$D65),\"\")","v":0.78209821779138999},{"$f":"IFERROR(IF(OR(J65=\"\",'S3 Input'!$D65=\"\"),\"\",J65/'S3 Input'!$D65),\"\")","v":0.81080594269226169},{"$f":"IFERROR(IF(OR(K65=\"\",'S3 Input'!$D65=\"\"),\"\",K65/'S3 Input'!$D65),\"\")","v":0.83971751887678991},{"$f":"IFERROR(IF(OR(L65=\"\",'S3 Input'!$D65=\"\"),\"\",L65/'S3 Input'!$D65),\"\")","v":0.86929921978825953},{"$f":"IFERROR(IF(OR(M65=\"\",'S3 Input'!$D65=\"\"),\"\",M65/'S3 Input'!$D65),\"\")","v":0.89999235466275374},{"$f":"IFERROR(IF(OR(N65=\"\",'S3 Input'!$D65=\"\"),\"\",N65/'S3 Input'!$D65),\"\")","v":0.93217883475966168},{"$f":"IFERROR(IF(OR(O65=\"\",'S3 Input'!$D65=\"\"),\"\",O65/'S3 Input'!$D65),\"\")","v":0.96614707112812326},{"$f":"IFERROR(IF(OR(P65=\"\",'S3 Input'!$D65=\"\"),\"\",P65/'S3 Input'!$D65),\"\")","v":1.0020605339383502},{"$f":"IFERROR(IF(OR(Q65=\"\",'S3 Input'!$D65=\"\"),\"\",Q65/'S3 Input'!$D65),\"\")","v":1.0399315597751442},{"$f":"IFERROR(IF(OR(R65=\"\",'S3 Input'!$D65=\"\"),\"\",R65/'S3 Input'!$D65),\"\")","v":1.0796029797055251},{"$f":"IFERROR(IF(OR(S65=\"\",'S3 Input'!$D65=\"\"),\"\",S65/'S3 Input'!$D65),\"\")","v":1.1207397837595821},{"$f":"IFERROR(IF(OR(T65=\"\",'S3 Input'!$D65=\"\"),\"\",T65/'S3 Input'!$D65),\"\")","v":1.1628323188326124},{"$f":"IFERROR(IF(OR(U65=\"\",'S3 Input'!$D65=\"\"),\"\",U65/'S3 Input'!$D65),\"\")","v":1.2052114877338671},{"$f":"IFERROR(IF(OR(V65=\"\",'S3 Input'!$D65=\"\"),\"\",V65/'S3 Input'!$D65),\"\")","v":1.2470751961409778},{"$f":"IFERROR(IF(OR(W65=\"\",'S3 Input'!$D65=\"\"),\"\",W65/'S3 Input'!$D65),\"\")","v":1.2875240535691788}]
["","TRANSFORMERS ","ground outdoor / indoor chamber mounted ; ˂ 22 kv ; > 600 kva ; multiple phase",{"$f":"IFERROR(repcalc('S3 Input'!$CV66:$GH66,'S3 Input'!$G66,'S3 Input'!$E66,'S3 Input'!$F66,20,TRUE,TRUE),\"\")","v":43.873358072502342},44.303072681573141,45.243494779713707,46.761938802240188,48.912644370736544,51.73424880160389,55.246751048648761,59.448153985369565,64.311107967972006,69.77997337392145,75.768763457536153,82.160418393544873,88.807798833023313,95.536677978586795,102.15086254449157,108.43939440976109,114.18558822701047,119.17746091228727,123.21892550768757,126.14097570611182,{"$f":"IFERROR(IF(OR(D66=\"\",'S3 Input'!$D66=\"\"),\"\",D66/'S3 Input'!$D66),\"\")","v":0.74260035097143862},{"$f":"IFERROR(IF(OR(E66=\"\",'S3 Input'!$D66=\"\"),\"\",E66/'S3 Input'!$D66),\"\")","v":0.74987369938908643},{"$f":"IFERROR(IF(OR(F66=\"\",'S3 Input'!$D66=\"\"),\"\",F66/'S3 Input'!$D66),\"\")","v":0.76579128151230613},{"$f":"IFERROR(IF(OR(G66=\"\",'S3 Input'!$D66=\"\"),\"\",G66/'S3 Input'!$D66),\"\")","v":0.79149246130791817},{"$f":"IFERROR(IF(OR(H66=\"\",'S3 Input'!$D66=\"\"),\"\",H66/'S3 Input'!$D66),\"\")","v":0.82789529847762666},{"$f":"IFERROR(IF(OR(I66=\"\",'S3 Input'!$D66=\"\"),\"\",I66/'S3 Input'!$D66),\"\")","v":0.87565376814393436},{"$f":"IFERROR(IF(OR(J66=\"\",'S3 Input'!$D66=\"\"),\"\",J66/'S3 Input'!$D66),\"\")","v":0.93510637254984819},{"$f":"IFERROR(IF(OR(K66=\"\",'S3 Input'!$D66=\"\"),\"\",K66/'S3 Input'!$D66),\"\")","v":1.0062193083371076},{"$f":"IFERROR(IF(OR(L66=\"\",'S3 Input'!$D66=\"\"),\"\",L66/'S3 Input'!$D66),\"\")","v":1.0885296555020281},{"$f":"IFERROR(IF(OR(M66=\"\",'S3 Input'!$D66=\"\"),\"\",M66/'S3 Input'!$D66),\"\")","v":1.1810956579302525},{"$f":"IFERROR(IF(OR(N66=\"\",'S3 Input'!$D66=\"\"),\"\",N66/'S3 Input'!$D66),\"\")","v":1.2824619041755767},{"$f":"IFERROR(IF(OR(O66=\"\",'S3 Input'!$D66=\"\"),\"\",O66/'S3 Input'!$D66),\"\")","v":1.3906470399229869},{"$f":"IFERROR(IF(OR(P66=\"\",'S3 Input'!$D66=\"\"),\"\",P66/'S3 Input'!$D66),\"\")","v":1.5031605849140011},{"$f":"IFERROR(IF(OR(Q66=\"\",'S3 Input'!$D66=\"\"),\"\",Q66/'S3 Input'!$D66),\"\")","v":1.6170535768040297},{"$f":"IFERROR(IF(OR(R66=\"\",'S3 Input'!$D66=\"\"),\"\",R66/'S3 Input'!$D66),\"\")","v":1.7290052485204734},{"$f":"IFERROR(IF(OR(S66=\"\",'S3 Input'!$D66=\"\"),\"\",S66/'S3 Input'!$D66),\"\")","v":1.8354449234258474},{"$f":"IFERROR(IF(OR(T66=\"\",'S3 Input'!$D66=\"\"),\"\",T66/'S3 Input'!$D66),\"\")","v":1.932704985862548},{"$f":"IFERROR(IF(OR(U66=\"\",'S3 Input'!$D66=\"\"),\"\",U66/'S3 Input'!$D66),\"\")","v":2.0171974106722788},{"$f":"IFERROR(IF(OR(V66=\"\",'S3 Input'!$D66=\"\"),\"\",V66/'S3 Input'!$D66),\"\")","v":2.085603230487195},{"$f":"IFERROR(IF(OR(W66=\"\",'S3 Input'!$D66=\"\"),\"\",W66/'S3 Input'!$D66),\"\")","v":2.1350618449684515}]
["","TRANSFORMERS ","ground outdoor / indoor chamber mounted ; > = 22 kv & < = 33 kv ; < = 15 mva",{"$f":"IFERROR(repcalc('S3 Input'!$CV67:$GH67,'S3 Input'!$G67,'S3 Input'!$E67,'S3 Input'!$F67,20,TRUE,TRUE),\"\")","v":""},"","","","","","","","","","","","","","","","","","","",{"$f":"IFERROR(IF(OR(D67=\"\",'S3 Input'!$D67=\"\"),\"\",D67/'S3 Input'!$D67),\"\")","v":""},{"$f":"IFERROR(IF(OR(E67=\"\",'S3 Input'!$D67=\"\"),\"\",E67/'S3 Input'!$D67),\"\")","v":""},{"$f":"IFERROR(IF(OR(F67=\"\",'S3 Input'!$D67=\"\"),\"\",F67/'S3 Input'!$D67),\"\")","v":""},{"$f":"IFERROR(IF(OR(G67=\"\",'S3 Input'!$D67=\"\"),\"\",G67/'S3 Input'!$D67),\"\")","v":""},{"$f":"IFERROR(IF(OR(H67=\"\",'S3 Input'!$D67=\"\"),\"\",H67/'S3 Input'!$D67),\"\")","v":""},{"$f":"IFERROR(IF(OR(I67=\"\",'S3 Input'!$D67=\"\"),\"\",I67/'S3 Input'!$D67),\"\")","v":""},{"$f":"IFERROR(IF(OR(J67=\"\",'S3 Input'!$D67=\"\"),\"\",J67/'S3 Input'!$D67),\"\")","v":""},{"$f":"IFERROR(IF(OR(K67=\"\",'S3 Input'!$D67=\"\"),\"\",K67/'S3 Input'!$D67),\"\")","v":""},{"$f":"IFERROR(IF(OR(L67=\"\",'S3 Input'!$D67=\"\"),\"\",L67/'S3 Input'!$D67),\"\")","v":""},{"$f":"IFERROR(IF(OR(M67=\"\",'S3 Input'!$D67=\"\"),\"\",M67/'S3 Input'!$D67),\"\")","v":""},{"$f":"IFERROR(IF(OR(N67=\"\",'S3 Input'!$D67=\"\"),\"\",N67/'S3 Input'!$D67),\"\")","v":""},{"$f":"IFERROR(IF(OR(O67=\"\",'S3 Input'!$D67=\"\"),\"\",O67/'S3 Input'!$D67),\"\")","v":""},{"$f":"IFERROR(IF(OR(P67=\"\",'S3 Input'!$D67=\"\"),\"\",P67/'S3 Input'!$D67),\"\")","v":""},{"$f":"IFERROR(IF(OR(Q67=\"\",'S3 Input'!$D67=\"\"),\"\",Q67/'S3 Input'!$D67),\"\")","v":""},{"$f":"IFERROR(IF(OR(R67=\"\",'S3 Input'!$D67=\"\"),\"\",R67/'S3 Input'!$D67),\"\")","v":""},{"$f":"IFERROR(IF(OR(S67=\"\",'S3 Input'!$D67=\"\"),\"\",S67/'S3 Input'!$D67),\"\")","v":""},{"$f":"IFERROR(IF(OR(T67=\"\",'S3 Input'!$D67=\"\"),\"\",T67/'S3 Input'!$D67),\"\")","v":""},{"$f":"IFERROR(IF(OR(U67=\"\",'S3 Input'!$D67=\"\"),\"\",U67/'S3 Input'!$D67),\"\")","v":""},{"$f":"IFERROR(IF(OR(V67=\"\",'S3 Input'!$D67=\"\"),\"\",V67/'S3 Input'!$D67),\"\")","v":""},{"$f":"IFERROR(IF(OR(W67=\"\",'S3 Input'!$D67=\"\"),\"\",W67/'S3 Input'!$D67),\"\")","v":""}]
["","TRANSFORMERS ","ground outdoor / indoor chamber mounted ; > = 22 kv & < = 33 kv ; > 15 mva and < = 40 mva",{"$f":"IFERROR(repcalc('S3 Input'!$CV68:$GH68,'S3 Input'!$G68,'S3 Input'!$E68,'S3 Input'!$F68,20,TRUE,TRUE),\"\")","v":""},"","","","","","","","","","","","","","","","","","","",{"$f":"IFERROR(IF(OR(D68=\"\",'S3 Input'!$D68=\"\"),\"\",D68/'S3 Input'!$D68),\"\")","v":""},{"$f":"IFERROR(IF(OR(E68=\"\",'S3 Input'!$D68=\"\"),\"\",E68/'S3 Input'!$D68),\"\")","v":""},{"$f":"IFERROR(IF(OR(F68=\"\",'S3 Input'!$D68=\"\"),\"\",F68/'S3 Input'!$D68),\"\")","v":""},{"$f":"IFERROR(IF(OR(G68=\"\",'S3 Input'!$D68=\"\"),\"\",G68/'S3 Input'!$D68),\"\")","v":""},{"$f":"IFERROR(IF(OR(H68=\"\",'S3 Input'!$D68=\"\"),\"\",H68/'S3 Input'!$D68),\"\")","v":""},{"$f":"IFERROR(IF(OR(I68=\"\",'S3 Input'!$D68=\"\"),\"\",I68/'S3 Input'!$D68),\"\")","v":""},{"$f":"IFERROR(IF(OR(J68=\"\",'S3 Input'!$D68=\"\"),\"\",J68/'S3 Input'!$D68),\"\")","v":""},{"$f":"IFERROR(IF(OR(K68=\"\",'S3 Input'!$D68=\"\"),\"\",K68/'S3 Input'!$D68),\"\")","v":""},{"$f":"IFERROR(IF(OR(L68=\"\",'S3 Input'!$D68=\"\"),\"\",L68/'S3 Input'!$D68),\"\")","v":""},{"$f":"IFERROR(IF(OR(M68=\"\",'S3 Input'!$D68=\"\"),\"\",M68/'S3 Input'!$D68),\"\")","v":""},{"$f":"IFERROR(IF(OR(N68=\"\",'S3 Input'!$D68=\"\"),\"\",N68/'S3 Input'!$D68),\"\")","v":""},{"$f":"IFERROR(IF(OR(O68=\"\",'S3 Input'!$D68=\"\"),\"\",O68/'S3 Input'!$D68),\"\")","v":""},{"$f":"IFERROR(IF(OR(P68=\"\",'S3 Input'!$D68=\"\"),\"\",P68/'S3 Input'!$D68),\"\")","v":""},{"$f":"IFERROR(IF(OR(Q68=\"\",'S3 Input'!$D68=\"\"),\"\",Q68/'S3 Input'!$D68),\"\")","v":""},{"$f":"IFERROR(IF(OR(R68=\"\",'S3 Input'!$D68=\"\"),\"\",R68/'S3 Input'!$D68),\"\")","v":""},{"$f":"IFERROR(IF(OR(S68=\"\",'S3 Input'!$D68=\"\"),\"\",S68/'S3 Input'!$D68),\"\")","v":""},{"$f":"IFERROR(IF(OR(T68=\"\",'S3 Input'!$D68=\"\"),\"\",T68/'S3 Input'!$D68),\"\")","v":""},{"$f":"IFERROR(IF(OR(U68=\"\",'S3 Input'!$D68=\"\"),\"\",U68/'S3 Input'!$D68),\"\")","v":""},{"$f":"IFERROR(IF(OR(V68=\"\",'S3 Input'!$D68=\"\"),\"\",V68/'S3 Input'!$D68),\"\")","v":""},{"$f":"IFERROR(IF(OR(W68=\"\",'S3 Input'!$D68=\"\"),\"\",W68/'S3 Input'!$D68),\"\")","v":""}]
["","TRANSFORMERS ","ground outdoor / indoor chamber mounted ; > 33 kv & < = 66 kv ; < = 15 mva",{"$f":"IFERROR(repcalc('S3 Input'!$CV69:$GH69,'S3 Input'!$G69,'S3 Input'!$E69,'S3 Input'!$F69,20,TRUE,TRUE),\"\")","v":""},"","","","","","","","","","","","","","","","","","","",{"$f":"IFERROR(IF(OR(D69=\"\",'S3 Input'!$D69=\"\"),\"\",D69/'S3 Input'!$D69),\"\")","v":""},{"$f":"IFERROR(IF(OR(E69=\"\",'S3 Input'!$D69=\"\"),\"\",E69/'S3 Input'!$D69),\"\")","v":""},{"$f":"IFERROR(IF(OR(F69=\"\",'S3 Input'!$D69=\"\"),\"\",F69/'S3 Input'!$D69),\"\")","v":""},{"$f":"IFERROR(IF(OR(G69=\"\",'S3 Input'!$D69=\"\"),\"\",G69/'S3 Input'!$D69),\"\")","v":""},{"$f":"IFERROR(IF(OR(H69=\"\",'S3 Input'!$D69=\"\"),\"\",H69/'S3 Input'!$D69),\"\")","v":""},{"$f":"IFERROR(IF(OR(I69=\"\",'S3 Input'!$D69=\"\"),\"\",I69/'S3 Input'!$D69),\"\")","v":""},{"$f":"IFERROR(IF(OR(J69=\"\",'S3 Input'!$D69=\"\"),\"\",J69/'S3 Input'!$D69),\"\")","v":""},{"$f":"IFERROR(IF(OR(K69=\"\",'S3 Input'!$D69=\"\"),\"\",K69/'S3 Input'!$D69),\"\")","v":""},{"$f":"IFERROR(IF(OR(L69=\"\",'S3 Input'!$D69=\"\"),\"\",L69/'S3 Input'!$D69),\"\")","v":""},{"$f":"IFERROR(IF(OR(M69=\"\",'S3 Input'!$D69=\"\"),\"\",M69/'S3 Input'!$D69),\"\")","v":""},{"$f":"IFERROR(IF(OR(N69=\"\",'S3 Input'!$D69=\"\"),\"\",N69/'S3 Input'!$D69),\"\")","v":""},{"$f":"IFERROR(IF(OR(O69=\"\",'S3 Input'!$D69=\"\"),\"\",O69/'S3 Input'!$D69),\"\")","v":""},{"$f":"IFERROR(IF(OR(P69=\"\",'S3 Input'!$D69=\"\"),\"\",P69/'S3 Input'!$D69),\"\")","v":""},{"$f":"IFERROR(IF(OR(Q69=\"\",'S3 Input'!$D69=\"\"),\"\",Q69/'S3 Input'!$D69),\"\")","v":""},{"$f":"IFERROR(IF(OR(R69=\"\",'S3 Input'!$D69=\"\"),\"\",R69/'S3 Input'!$D69),\"\")","v":""},{"$f":"IFERROR(IF(OR(S69=\"\",'S3 Input'!$D69=\"\"),\"\",S69/'S3 Input'!$D69),\"\")","v":""},{"$f":"IFERROR(IF(OR(T69=\"\",'S3 Input'!$D69=\"\"),\"\",T69/'S3 Input'!$D69),\"\")","v":""},{"$f":"IFERROR(IF(OR(U69=\"\",'S3 Input'!$D69=\"\"),\"\",U69/'S3 Input'!$D69),\"\")","v":""},{"$f":"IFERROR(IF(OR(V69=\"\",'S3 Input'!$D69=\"\"),\"\",V69/'S3 Input'!$D69),\"\")","v":""},{"$f":"IFERROR(IF(OR(W69=\"\",'S3 Input'!$D69=\"\"),\"\",W69/'S3 Input'!$D69),\"\")","v":""}]
["","TRANSFORMERS ","ground outdoor / indoor chamber mounted ; > 33 kv & < = 66 kv ; > 15 mva and < = 40 mva",{"$f":"IFERROR(repcalc('S3 Input'!$CV70:$GH70,'S3 Input'!$G70,'S3 Input'!$E70,'S3 Input'!$F70,20,TRUE,TRUE),\"\")","v":""},"","","","","","","","","","","","","","","","","","","",{"$f":"IFERROR(IF(OR(D70=\"\",'S3 Input'!$D70=\"\"),\"\",D70/'S3 Input'!$D70),\"\")","v":""},{"$f":"IFERROR(IF(OR(E70=\"\",'S3 Input'!$D70=\"\"),\"\",E70/'S3 Input'!$D70),\"\")","v":""},{"$f":"IFERROR(IF(OR(F70=\"\",'S3 Input'!$D70=\"\"),\"\",F70/'S3 Input'!$D70),\"\")","v":""},{"$f":"IFERROR(IF(OR(G70=\"\",'S3 Input'!$D70=\"\"),\"\",G70/'S3 Input'!$D70),\"\")","v":""},{"$f":"IFERROR(IF(OR(H70=\"\",'S3 Input'!$D70=\"\"),\"\",H70/'S3 Input'!$D70),\"\")","v":""},{"$f":"IFERROR(IF(OR(I70=\"\",'S3 Input'!$D70=\"\"),\"\",I70/'S3 Input'!$D70),\"\")","v":""},{"$f":"IFERROR(IF(OR(J70=\"\",'S3 Input'!$D70=\"\"),\"\",J70/'S3 Input'!$D70),\"\")","v":""},{"$f":"IFERROR(IF(OR(K70=\"\",'S3 Input'!$D70=\"\"),\"\",K70/'S3 Input'!$D70),\"\")","v":""},{"$f":"IFERROR(IF(OR(L70=\"\",'S3 Input'!$D70=\"\"),\"\",L70/'S3 Input'!$D70),\"\")","v":""},{"$f":"IFERROR(IF(OR(M70=\"\",'S3 Input'!$D70=\"\"),\"\",M70/'S3 Input'!$D70),\"\")","v":""},{"$f":"IFERROR(IF(OR(N70=\"\",'S3 Input'!$D70=\"\"),\"\",N70/'S3 Input'!$D70),\"\")","v":""},{"$f":"IFERROR(IF(OR(O70=\"\",'S3 Input'!$D70=\"\"),\"\",O70/'S3 Input'!$D70),\"\")","v":""},{"$f":"IFERROR(IF(OR(P70=\"\",'S3 Input'!$D70=\"\"),\"\",P70/'S3 Input'!$D70),\"\")","v":""},{"$f":"IFERROR(IF(OR(Q70=\"\",'S3 Input'!$D70=\"\"),\"\",Q70/'S3 Input'!$D70),\"\")","v":""},{"$f":"IFERROR(IF(OR(R70=\"\",'S3 Input'!$D70=\"\"),\"\",R70/'S3 Input'!$D70),\"\")","v":""},{"$f":"IFERROR(IF(OR(S70=\"\",'S3 Input'!$D70=\"\"),\"\",S70/'S3 Input'!$D70),\"\")","v":""},{"$f":"IFERROR(IF(OR(T70=\"\",'S3 Input'!$D70=\"\"),\"\",T70/'S3 Input'!$D70),\"\")","v":""},{"$f":"IFERROR(IF(OR(U70=\"\",'S3 Input'!$D70=\"\"),\"\",U70/'S3 Input'!$D70),\"\")","v":""},{"$f":"IFERROR(IF(OR(V70=\"\",'S3 Input'!$D70=\"\"),\"\",V70/'S3 Input'!$D70),\"\")","v":""},{"$f":"IFERROR(IF(OR(W70=\"\",'S3 Input'!$D70=\"\"),\"\",W70/'S3 Input'!$D70),\"\")","v":""}]
["","TRANSFORMERS ","ground outdoor / indoor chamber mounted ; > 66 kv & < = 132 kv ; < = 100 mva",{"$f":"IFERROR(repcalc('S3 Input'!$CV71:$GH71,'S3 Input'!$G71,'S3 Input'!$E71,'S3 Input'!$F71,20,TRUE,TRUE),\"\")","v":""},"","","","","","","","","","","","","","","","","","","",{"$f":"IFERROR(IF(OR(D71=\"\",'S3 Input'!$D71=\"\"),\"\",D71/'S3 Input'!$D71),\"\")","v":""},{"$f":"IFERROR(IF(OR(E71=\"\",'S3 Input'!$D71=\"\"),\"\",E71/'S3 Input'!$D71),\"\")","v":""},{"$f":"IFERROR(IF(OR(F71=\"\",'S3 Input'!$D71=\"\"),\"\",F71/'S3 Input'!$D71),\"\")","v":""},{"$f":"IFERROR(IF(OR(G71=\"\",'S3 Input'!$D71=\"\"),\"\",G71/'S3 Input'!$D71),\"\")","v":""},{"$f":"IFERROR(IF(OR(H71=\"\",'S3 Input'!$D71=\"\"),\"\",H71/'S3 Input'!$D71),\"\")","v":""},{"$f":"IFERROR(IF(OR(I71=\"\",'S3 Input'!$D71=\"\"),\"\",I71/'S3 Input'!$D71),\"\")","v":""},{"$f":"IFERROR(IF(OR(J71=\"\",'S3 Input'!$D71=\"\"),\"\",J71/'S3 Input'!$D71),\"\")","v":""},{"$f":"IFERROR(IF(OR(K71=\"\",'S3 Input'!$D71=\"\"),\"\",K71/'S3 Input'!$D71),\"\")","v":""},{"$f":"IFERROR(IF(OR(L71=\"\",'S3 Input'!$D71=\"\"),\"\",L71/'S3 Input'!$D71),\"\")","v":""},{"$f":"IFERROR(IF(OR(M71=\"\",'S3 Input'!$D71=\"\"),\"\",M71/'S3 Input'!$D71),\"\")","v":""},{"$f":"IFERROR(IF(OR(N71=\"\",'S3 Input'!$D71=\"\"),\"\",N71/'S3 Input'!$D71),\"\")","v":""},{"$f":"IFERROR(IF(OR(O71=\"\",'S3 Input'!$D71=\"\"),\"\",O71/'S3 Input'!$D71),\"\")","v":""},{"$f":"IFERROR(IF(OR(P71=\"\",'S3 Input'!$D71=\"\"),\"\",P71/'S3 Input'!$D71),\"\")","v":""},{"$f":"IFERROR(IF(OR(Q71=\"\",'S3 Input'!$D71=\"\"),\"\",Q71/'S3 Input'!$D71),\"\")","v":""},{"$f":"IFERROR(IF(OR(R71=\"\",'S3 Input'!$D71=\"\"),\"\",R71/'S3 Input'!$D71),\"\")","v":""},{"$f":"IFERROR(IF(OR(S71=\"\",'S3 Input'!$D71=\"\"),\"\",S71/'S3 Input'!$D71),\"\")","v":""},{"$f":"IFERROR(IF(OR(T71=\"\",'S3 Input'!$D71=\"\"),\"\",T71/'S3 Input'!$D71),\"\")","v":""},{"$f":"IFERROR(IF(OR(U71=\"\",'S3 Input'!$D71=\"\"),\"\",U71/'S3 Input'!$D71),\"\")","v":""},{"$f":"IFERROR(IF(OR(V71=\"\",'S3 Input'!$D71=\"\"),\"\",V71/'S3 Input'!$D71),\"\")","v":""},{"$f":"IFERROR(IF(OR(W71=\"\",'S3 Input'!$D71=\"\"),\"\",W71/'S3 Input'!$D71),\"\")","v":""}]
["","TRANSFORMERS ","ground outdoor / indoor chamber mounted ; > 66 kv & < = 132 kv ; > 100 mva",{"$f":"IFERROR(repcalc('S3 Input'!$CV72:$GH72,'S3 Input'!$G72,'S3 Input'!$E72,'S3 Input'!$F72,20,TRUE,TRUE),\"\")","v":""},"","","","","","","","","","","","","","","","","","","",{"$f":"IFERROR(IF(OR(D72=\"\",'S3 Input'!$D72=\"\"),\"\",D72/'S3 Input'!$D72),\"\")","v":""},{"$f":"IFERROR(IF(OR(E72=\"\",'S3 Input'!$D72=\"\"),\"\",E72/'S3 Input'!$D72),\"\")","v":""},{"$f":"IFERROR(IF(OR(F72=\"\",'S3 Input'!$D72=\"\"),\"\",F72/'S3 Input'!$D72),\"\")","v":""},{"$f":"IFERROR(IF(OR(G72=\"\",'S3 Input'!$D72=\"\"),\"\",G72/'S3 Input'!$D72),\"\")","v":""},{"$f":"IFERROR(IF(OR(H72=\"\",'S3 Input'!$D72=\"\"),\"\",H72/'S3 Input'!$D72),\"\")","v":""},{"$f":"IFERROR(IF(OR(I72=\"\",'S3 Input'!$D72=\"\"),\"\",I72/'S3 Input'!$D72),\"\")","v":""},{"$f":"IFERROR(IF(OR(J72=\"\",'S3 Input'!$D72=\"\"),\"\",J72/'S3 Input'!$D72),\"\")","v":""},{"$f":"IFERROR(IF(OR(K72=\"\",'S3 Input'!$D72=\"\"),\"\",K72/'S3 Input'!$D72),\"\")","v":""},{"$f":"IFERROR(IF(OR(L72=\"\",'S3 Input'!$D72=\"\"),\"\",L72/'S3 Input'!$D72),\"\")","v":""},{"$f":"IFERROR(IF(OR(M72=\"\",'S3 Input'!$D72=\"\"),\"\",M72/'S3 Input'!$D72),\"\")","v":""},{"$f":"IFERROR(IF(OR(N72=\"\",'S3 Input'!$D72=\"\"),\"\",N72/'S3 Input'!$D72),\"\")","v":""},{"$f":"IFERROR(IF(OR(O72=\"\",'S3 Input'!$D72=\"\"),\"\",O72/'S3 Input'!$D72),\"\")","v":""},{"$f":"IFERROR(IF(OR(P72=\"\",'S3 Input'!$D72=\"\"),\"\",P72/'S3 Input'!$D72),\"\")","v":""},{"$f":"IFERROR(IF(OR(Q72=\"\",'S3 Input'!$D72=\"\"),\"\",Q72/'S3 Input'!$D72),\"\")","v":""},{"$f":"IFERROR(IF(OR(R72=\"\",'S3 Input'!$D72=\"\"),\"\",R72/'S3 Input'!$D72),\"\")","v":""},{"$f":"IFERROR(IF(OR(S72=\"\",'S3 Input'!$D72=\"\"),\"\",S72/'S3 Input'!$D72),\"\")","v":""},{"$f":"IFERROR(IF(OR(T72=\"\",'S3 Input'!$D72=\"\"),\"\",T72/'S3 Input'!$D72),\"\")","v":""},{"$f":"IFERROR(IF(OR(U72=\"\",'S3 Input'!$D72=\"\"),\"\",U72/'S3 Input'!$D72),\"\")","v":""},{"$f":"IFERROR(IF(OR(V72=\"\",'S3 Input'!$D72=\"\"),\"\",V72/'S3 Input'!$D72),\"\")","v":""},{"$f":"IFERROR(IF(OR(W72=\"\",'S3 Input'!$D72=\"\"),\"\",W72/'S3 Input'!$D72),\"\")","v":""}]
[4,"SWITCHGEAR ","˂ = 11 kv ; fuse",{"$f":"IFERROR(repcalc('S3 Input'!$CV73:$GH73,'S3 Input'!$G73,'S3 Input'!$E73,'S3 Input'!$F73,20,TRUE,TRUE),\"\")","v":317.23822797801768},360.76717788544772,408.47554733226997,460.63463408187664,517.54496657261529,579.53943489135315,646.98344470776192,720.27055275582734,799.81199149730878,886.01865551214678,979.27455204556895,1079.9014321448681,1188.1152945637118,1303.9766215710174,1427.3374459318768,1557.7895053289396,1694.6186375960151,1836.7710346592689,1982.8368643752924,2131.0560057214207,{"$f":"IFERROR(IF(OR(D73=\"\",'S3 Input'!$D73=\"\"),\"\",D73/'S3 Input'!$D73),\"\")","v":91.153143896224122},{"$f":"IFERROR(IF(OR(E73=\"\",'S3 Input'!$D73=\"\"),\"\",E73/'S3 Input'!$D73),\"\")","v":103.66046579072936},{"$f":"IFERROR(IF(OR(F73=\"\",'S3 Input'!$D73=\"\"),\"\",F73/'S3 Input'!$D73),\"\")","v":117.36867458056584},{"$f":"IFERROR(IF(OR(G73=\"\",'S3 Input'!$D73=\"\"),\"\",G73/'S3 Input'!$D73),\"\")","v":132.35572317898377},{"$f":"IFERROR(IF(OR(H73=\"\",'S3 Input'!$D73=\"\"),\"\",H73/'S3 Input'!$D73),\"\")","v":148.70796344893546},{"$f":"IFERROR(IF(OR(I73=\"\",'S3 Input'!$D73=\"\"),\"\",I73/'S3 Input'!$D73),\"\")","v":166.52104583640673},{"$f":"IFERROR(IF(OR(J73=\"\",'S3 Input'!$D73=\"\"),\"\",J73/'S3 Input'!$D73),\"\")","v":185.89996360088071},{"$f":"IFERROR(IF(OR(K73=\"\",'S3 Input'!$D73=\"\"),\"\",K73/'S3 Input'!$D73),\"\")","v":206.95779874332874},{"$f":"IFERROR(IF(OR(L73=\"\",'S3 Input'!$D73=\"\"),\"\",L73/'S3 Input'!$D73),\"\")","v":229.81271209197268},{"$f":"IFERROR(IF(OR(M73=\"\",'S3 Input'!$D73=\"\"),\"\",M73/'S3 Input'!$D73),\"\")","v":254.58276739029719},{"$f":"IFERROR(IF(OR(N73=\"\",'S3 Input'!$D73=\"\"),\"\",N73/'S3 Input'!$D73),\"\")","v":281.3783027520426},{"$f":"IFERROR(IF(OR(O73=\"\",'S3 Input'!$D73=\"\"),\"\",O73/'S3 Input'!$D73),\"\")","v":310.29176800489694},{"$f":"IFERROR(IF(OR(P73=\"\",'S3 Input'!$D73=\"\"),\"\",P73/'S3 Input'!$D73),\"\")","v":341.38522680871603},{"$f":"IFERROR(IF(OR(Q73=\"\",'S3 Input'!$D73=\"\"),\"\",Q73/'S3 Input'!$D73),\"\")","v":374.67605774046683},{"$f":"IFERROR(IF(OR(R73=\"\",'S3 Input'!$D73=\"\"),\"\",R73/'S3 Input'!$D73),\"\")","v":410.12174486900994},{"$f":"IFERROR(IF(OR(S73=\"\",'S3 Input'!$D73=\"\"),\"\",S73/'S3 Input'!$D73),\"\")","v":447.60498078786401},{"$f":"IFERROR(IF(OR(T73=\"\",'S3 Input'!$D73=\"\"),\"\",T73/'S3 Input'!$D73),\"\")","v":486.92056284186685},{"$f":"IFERROR(IF(OR(U73=\"\",'S3 Input'!$D73=\"\"),\"\",U73/'S3 Input'!$D73),\"\")","v":527.76569675680548},{"$f":"IFERROR(IF(OR(V73=\"\",'S3 Input'!$D73=\"\"),\"\",V73/'S3 Input'!$D73),\"\")","v":569.7352906461922},{"$f":"IFERROR(IF(OR(W73=\"\",'S3 Input'!$D73=\"\"),\"\",W73/'S3 Input'!$D73),\"\")","v":612.32360292309272}]
[4,"SWITCHGEAR ","˂ = 11 kv ; switch",{"$f":"IFERROR(repcalc('S3 Input'!$CV74:$GH74,'S3 Input'!$G74,'S3 Input'!$E74,'S3 Input'!$F74,20,TRUE,TRUE),\"\")","v":477.02414123805045},565.01075144229185,666.79224406873379,784.18546363365965,919.11768380115825,1073.5686957175608,1249.4893248582762,1448.696283794206,1672.7456307014752,1922.7898455281268,2199.4264351476941,2502.5487428886349,2831.211926057128,3183.52852298075,3556.6083323539556,3946.5562199420442,4348.5388162370491,4756.926890972014,5165.5146762360137,5567.8109221197419,{"$f":"IFERROR(IF(OR(D74=\"\",'S3 Input'!$D74=\"\"),\"\",D74/'S3 Input'!$D74),\"\")","v":26.79723626535116},{"$f":"IFERROR(IF(OR(E74=\"\",'S3 Input'!$D74=\"\"),\"\",E74/'S3 Input'!$D74),\"\")","v":31.739958819624984},{"$f":"IFERROR(IF(OR(F74=\"\",'S3 Input'!$D74=\"\"),\"\",F74/'S3 Input'!$D74),\"\")","v":37.457620609806312},{"$f":"IFERROR(IF(OR(G74=\"\",'S3 Input'!$D74=\"\"),\"\",G74/'S3 Input'!$D74),\"\")","v":44.05228441962322},{"$f":"IFERROR(IF(OR(H74=\"\",'S3 Input'!$D74=\"\"),\"\",H74/'S3 Input'!$D74),\"\")","v":51.632216483968023},{"$f":"IFERROR(IF(OR(I74=\"\",'S3 Input'!$D74=\"\"),\"\",I74/'S3 Input'!$D74),\"\")","v":60.308633251900488},{"$f":"IFERROR(IF(OR(J74=\"\",'S3 Input'!$D74=\"\"),\"\",J74/'S3 Input'!$D74),\"\")","v":70.191124001316126},{"$f":"IFERROR(IF(OR(K74=\"\",'S3 Input'!$D74=\"\"),\"\",K74/'S3 Input'!$D74),\"\")","v":81.381744103799122},{"$f":"IFERROR(IF(OR(L74=\"\",'S3 Input'!$D74=\"\"),\"\",L74/'S3 Input'!$D74),\"\")","v":93.967906448936233},{"$f":"IFERROR(IF(OR(M74=\"\",'S3 Input'!$D74=\"\"),\"\",M74/'S3 Input'!$D74),\"\")","v":108.01435257659718},{"$f":"IFERROR(IF(OR(N74=\"\",'S3 Input'!$D74=\"\"),\"\",N74/'S3 Input'!$D74),\"\")","v":123.55464794285865},{"$f":"IFERROR(IF(OR(O74=\"\",'S3 Input'!$D74=\"\"),\"\",O74/'S3 Input'!$D74),\"\")","v":140.58280101861445},{"$f":"IFERROR(IF(OR(P74=\"\",'S3 Input'!$D74=\"\"),\"\",P74/'S3 Input'!$D74),\"\")","v":159.04573446309476},{"$f":"IFERROR(IF(OR(Q74=\"\",'S3 Input'!$D74=\"\"),\"\",Q74/'S3 Input'!$D74),\"\")","v":178.83741851385093},{"$f":"IFERROR(IF(OR(R74=\"\",'S3 Input'!$D74=\"\"),\"\",R74/'S3 Input'!$D74),\"\")","v":199.79549365792815},{"$f":"IFERROR(IF(OR(S74=\"\",'S3 Input'!$D74=\"\"),\"\",S74/'S3 Input'!$D74),\"\")","v":221.70114742159785},{"$f":"IFERROR(IF(OR(T74=\"\",'S3 Input'!$D74=\"\"),\"\",T74/'S3 Input'!$D74),\"\")","v":244.28286116782297},{"$f":"IFERROR(IF(OR(U74=\"\",'S3 Input'!$D74=\"\"),\"\",U74/'S3 Input'!$D74),\"\")","v":267.2244081055145},{"$f":"IFERROR(IF(OR(V74=\"\",'S3 Input'!$D74=\"\"),\"\",V74/'S3 Input'!$D74),\"\")","v":290.17717395178653},{"$f":"IFERROR(IF(OR(W74=\"\",'S3 Input'!$D74=\"\"),\"\",W74/'S3 Input'!$D74),\"\")","v":312.77650723003734}]
[4,"SWITCHGEAR ","˂ = 11 kv ; circuit breaker",{"$f":"IFERROR(repcalc('S3 Input'!$CV75:$GH75,'S3 Input'!$G75,'S3 Input'!$E75,'S3 Input'!$F75,20,TRUE,TRUE),\"\")","v":2764.0191833210474},3016.8014329228567,3304.260332018785,3635.914924716762,4020.7495495431881,4466.1088366672111,4976.558404252758,5552.8387541939937,6191.0478230483614,6882.1793176866186,7612.1184258165767,8362.1551759100694,9110.0225155506541,9831.4071010733096,10501.823273486023,11098.692519469085,11603.438791481944,12003.399243745387,12293.362141976117,12476.577489173111,{"$f":"IFERROR(IF(OR(D75=\"\",'S3 Input'!$D75=\"\"),\"\",D75/'S3 Input'!$D75),\"\")","v":8.4085510453615857},{"$f":"IFERROR(IF(OR(E75=\"\",'S3 Input'!$D75=\"\"),\"\",E75/'S3 Input'!$D75),\"\")","v":9.1775516593820203},{"$f":"IFERROR(IF(OR(F75=\"\",'S3 Input'!$D75=\"\"),\"\",F75/'S3 Input'!$D75),\"\")","v":10.052043718292888},{"$f":"IFERROR(IF(OR(G75=\"\",'S3 Input'!$D75=\"\"),\"\",G75/'S3 Input'!$D75),\"\")","v":11.060985547986993},{"$f":"IFERROR(IF(OR(H75=\"\",'S3 Input'!$D75=\"\"),\"\",H75/'S3 Input'!$D75),\"\")","v":12.231708821690018},{"$f":"IFERROR(IF(OR(I75=\"\",'S3 Input'!$D75=\"\"),\"\",I75/'S3 Input'!$D75),\"\")","v":13.586556979729457},{"$f":"IFERROR(IF(OR(J75=\"\",'S3 Input'!$D75=\"\"),\"\",J75/'S3 Input'!$D75),\"\")","v":15.13941930102807},{"$f":"IFERROR(IF(OR(K75=\"\",'S3 Input'!$D75=\"\"),\"\",K75/'S3 Input'!$D75),\"\")","v":16.892548500767376},{"$f":"IFERROR(IF(OR(L75=\"\",'S3 Input'!$D75=\"\"),\"\",L75/'S3 Input'!$D75),\"\")","v":18.834073930640386},{"$f":"IFERROR(IF(OR(M75=\"\",'S3 Input'!$D75=\"\"),\"\",M75/'S3 Input'!$D75),\"\")","v":20.936597128305117},{"$f":"IFERROR(IF(OR(N75=\"\",'S3 Input'!$D75=\"\"),\"\",N75/'S3 Input'!$D75),\"\")","v":23.157178768169789},{"$f":"IFERROR(IF(OR(O75=\"\",'S3 Input'!$D75=\"\"),\"\",O75/'S3 Input'!$D75),\"\")","v":25.438900377453461},{"$f":"IFERROR(IF(OR(P75=\"\",'S3 Input'!$D75=\"\"),\"\",P75/'S3 Input'!$D75),\"\")","v":27.714022322508431},{"$f":"IFERROR(IF(OR(Q75=\"\",'S3 Input'!$D75=\"\"),\"\",Q75/'S3 Input'!$D75),\"\")","v":29.908579852104165},{"$f":"IFERROR(IF(OR(R75=\"\",'S3 Input'!$D75=\"\"),\"\",R75/'S3 Input'!$D75),\"\")","v":31.94808400655614},{"$f":"IFERROR(IF(OR(S75=\"\",'S3 Input'!$D75=\"\"),\"\",S75/'S3 Input'!$D75),\"\")","v":33.763847642546835},{"$f":"IFERROR(IF(OR(T75=\"\",'S3 Input'!$D75=\"\"),\"\",T75/'S3 Input'!$D75),\"\")","v":35.299359703673915},{"$f":"IFERROR(IF(OR(U75=\"\",'S3 Input'!$D75=\"\"),\"\",U75/'S3 Input'!$D75),\"\")","v":36.516097959065554},{"$f":"IFERROR(IF(OR(V75=\"\",'S3 Input'!$D75=\"\"),\"\",V75/'S3 Input'!$D75),\"\")","v":37.398207549963743},{"$f":"IFERROR(IF(OR(W75=\"\",'S3 Input'!$D75=\"\"),\"\",W75/'S3 Input'!$D75),\"\")","v":37.955575461335663}]
[4,"SWITCHGEAR ","> 11 kv & < = 22 kv ; switch",{"$f":"IFERROR(repcalc('S3 Input'!$CV76:$GH76,'S3 Input'!$G76,'S3 Input'!$E76,'S3 Input'!$F76,20,TRUE,TRUE),\"\")","v":1.2397134612199445},1.5442556812364765,1.9107273558189495,2.3479773654083207,2.8651192557262166,3.4714233779158183,4.1763296033447066,4.9896568615919117,5.9220822414795649,6.9859430673769314,8.1963778977800068,9.5727671625635882,11.140365023484838,12.931938735246582,14.989161628232916,17.363454727915421,20.115954614577216,23.31631428910843,27.04012774519855,31.364908310548504,{"$f":"IFERROR(IF(OR(D76=\"\",'S3 Input'!$D76=\"\"),\"\",D76/'S3 Input'!$D76),\"\")","v":0.23224135742832774},{"$f":"IFERROR(IF(OR(E76=\"\",'S3 Input'!$D76=\"\"),\"\",E76/'S3 Input'!$D76),\"\")","v":0.28929268483851522},{"$f":"IFERROR(IF(OR(F76=\"\",'S3 Input'!$D76=\"\"),\"\",F76/'S3 Input'!$D76),\"\")","v":0.35794554844484666},{"$f":"IFERROR(IF(OR(G76=\"\",'S3 Input'!$D76=\"\"),\"\",G76/'S3 Input'!$D76),\"\")","v":0.43985765066777216},{"$f":"IFERROR(IF(OR(H76=\"\",'S3 Input'!$D76=\"\"),\"\",H76/'S3 Input'!$D76),\"\")","v":0.53673627492042242},{"$f":"IFERROR(IF(OR(I76=\"\",'S3 Input'!$D76=\"\"),\"\",I76/'S3 Input'!$D76),\"\")","v":0.65031807971355604},{"$f":"IFERROR(IF(OR(J76=\"\",'S3 Input'!$D76=\"\"),\"\",J76/'S3 Input'!$D76),\"\")","v":0.78237148057941908},{"$f":"IFERROR(IF(OR(K76=\"\",'S3 Input'!$D76=\"\"),\"\",K76/'S3 Input'!$D76),\"\")","v":0.9347359038090538},{"$f":"IFERROR(IF(OR(L76=\"\",'S3 Input'!$D76=\"\"),\"\",L76/'S3 Input'!$D76),\"\")","v":1.1094115387034575},{"$f":"IFERROR(IF(OR(M76=\"\",'S3 Input'!$D76=\"\"),\"\",M76/'S3 Input'!$D76),\"\")","v":1.3087095943026068},{"$f":"IFERROR(IF(OR(N76=\"\",'S3 Input'!$D76=\"\"),\"\",N76/'S3 Input'!$D76),\"\")","v":1.5354660480195066},{"$f":"IFERROR(IF(OR(O76=\"\",'S3 Input'!$D76=\"\"),\"\",O76/'S3 Input'!$D76),\"\")","v":1.7933115269970115},{"$f":"IFERROR(IF(OR(P76=\"\",'S3 Input'!$D76=\"\"),\"\",P76/'S3 Input'!$D76),\"\")","v":2.0869770122163445},{"$f":"IFERROR(IF(OR(Q76=\"\",'S3 Input'!$D76=\"\"),\"\",Q76/'S3 Input'!$D76),\"\")","v":2.4226009477207735},{"$f":"IFERROR(IF(OR(R76=\"\",'S3 Input'!$D76=\"\"),\"\",R76/'S3 Input'!$D76),\"\")","v":2.8079901946275743},{"$f":"IFERROR(IF(OR(S76=\"\",'S3 Input'!$D76=\"\"),\"\",S76/'S3 Input'!$D76),\"\")","v":3.252777695652497},{"$f":"IFERROR(IF(OR(T76=\"\",'S3 Input'!$D76=\"\"),\"\",T76/'S3 Input'!$D76),\"\")","v":3.7684164541206053},{"$f":"IFERROR(IF(OR(U76=\"\",'S3 Input'!$D76=\"\"),\"\",U76/'S3 Input'!$D76),\"\")","v":4.3679548945119899},{"$f":"IFERROR(IF(OR(V76=\"\",'S3 Input'!$D76=\"\"),\"\",V76/'S3 Input'!$D76),\"\")","v":5.0655543954492543},{"$f":"IFERROR(IF(OR(W76=\"\",'S3 Input'!$D76=\"\"),\"\",W76/'S3 Input'!$D76),\"\")","v":5.8757358934287529}]
["","SWITCHGEAR ","> 11 kv & < = 22 kv ; circuit breaker",{"$f":"IFERROR(repcalc('S3 Input'!$CV77:$GH77,'S3 Input'!$G77,'S3 Input'!$E77,'S3 Input'!$F77,20,TRUE,TRUE),\"\")","v":5.6069163366908648E-2},9.8394430416607268E-2,0.16951991092078567,0.28674144958211439,0.47620933460702403,0.77653988676527086,1.2434030199260129,1.9551035371764001,3.0190396148414793,4.5787328782017704,6.8208879545206882,9.9816770144688167,14.35119468062272,20.274844095763051,28.150358337387445,38.419292893944963,51.552186659555517,68.027187444825813,88.30272995606839,112.78574014080488,{"$f":"IFERROR(IF(OR(D77=\"\",'S3 Input'!$D77=\"\"),\"\",D77/'S3 Input'!$D77),\"\")","v":1.7057060424410518E-4},{"$f":"IFERROR(IF(OR(E77=\"\",'S3 Input'!$D77=\"\"),\"\",E77/'S3 Input'!$D77),\"\")","v":2.9933026359941204E-4},{"$f":"IFERROR(IF(OR(F77=\"\",'S3 Input'!$D77=\"\"),\"\",F77/'S3 Input'!$D77),\"\")","v":5.157043890230517E-4},{"$f":"IFERROR(IF(OR(G77=\"\",'S3 Input'!$D77=\"\"),\"\",G77/'S3 Input'!$D77),\"\")","v":8.7230947244555776E-4},{"$f":"IFERROR(IF(OR(H77=\"\",'S3 Input'!$D77=\"\"),\"\",H77/'S3 Input'!$D77),\"\")","v":1.4486985193458896E-3},{"$f":"IFERROR(IF(OR(I77=\"\",'S3 Input'!$D77=\"\"),\"\",I77/'S3 Input'!$D77),\"\")","v":2.3623480314559956E-3},{"$f":"IFERROR(IF(OR(J77=\"\",'S3 Input'!$D77=\"\"),\"\",J77/'S3 Input'!$D77),\"\")","v":3.7826140375923105E-3},{"$f":"IFERROR(IF(OR(K77=\"\",'S3 Input'!$D77=\"\"),\"\",K77/'S3 Input'!$D77),\"\")","v":5.9477112136255587E-3},{"$f":"IFERROR(IF(OR(L77=\"\",'S3 Input'!$D77=\"\"),\"\",L77/'S3 Input'!$D77),\"\")","v":9.1843605364784996E-3},{"$f":"IFERROR(IF(OR(M77=\"\",'S3 Input'!$D77=\"\"),\"\",M77/'S3 Input'!$D77),\"\")","v":1.3929175803756725E-2},{"$f":"IFERROR(IF(OR(N77=\"\",'S3 Input'!$D77=\"\"),\"\",N77/'S3 Input'!$D77),\"\")","v":2.0750139827671883E-2},{"$f":"IFERROR(IF(OR(O77=\"\",'S3 Input'!$D77=\"\"),\"\",O77/'S3 Input'!$D77),\"\")","v":3.0365722930195974E-2},{"$f":"IFERROR(IF(OR(P77=\"\",'S3 Input'!$D77=\"\"),\"\",P77/'S3 Input'!$D77),\"\")","v":4.3658435426973431E-2},{"$f":"IFERROR(IF(OR(Q77=\"\",'S3 Input'!$D77=\"\"),\"\",Q77/'S3 Input'!$D77),\"\")","v":6.1679044250023088E-2},{"$f":"IFERROR(IF(OR(R77=\"\",'S3 Input'!$D77=\"\"),\"\",R77/'S3 Input'!$D77),\"\")","v":8.5637511654581278E-2},{"$f":"IFERROR(IF(OR(S77=\"\",'S3 Input'!$D77=\"\"),\"\",S77/'S3 Input'!$D77),\"\")","v":0.11687711408619075},{"$f":"IFERROR(IF(OR(T77=\"\",'S3 Input'!$D77=\"\"),\"\",T77/'S3 Input'!$D77),\"\")","v":0.15682929975400661},{"$f":"IFERROR(IF(OR(U77=\"\",'S3 Input'!$D77=\"\"),\"\",U77/'S3 Input'!$D77),\"\")","v":0.20694866430518483},{"$f":"IFERROR(IF(OR(V77=\"\",'S3 Input'!$D77=\"\"),\"\",V77/'S3 Input'!$D77),\"\")","v":0.26862983323735407},{"$f":"IFERROR(IF(OR(W77=\"\",'S3 Input'!$D77=\"\"),\"\",W77/'S3 Input'!$D77),\"\")","v":0.34311073486232391}]
[4,"SWITCHGEAR ","> 22 kv & < = 33 kv ; switch",{"$f":"IFERROR(repcalc('S3 Input'!$CV78:$GH78,'S3 Input'!$G78,'S3 Input'!$E78,'S3 Input'!$F78,20,TRUE,TRUE),\"\")","v":0.10563539179744046},0.14607023315516687,0.19900012395187375,0.26730141917422084,0.35430649962598654,0.46389673643281409,0.60065329265983247,0.77008756177086213,0.9789700990924044,1.2357684399124482,1.5511893525500182,1.9387999347013347,2.4156759063089619,3.0029973326075492,3.7264860774530897,4.6165608111664405,5.7080799768071655,7.0395557247284968,8.6517557125622915,10.585665331848196,{"$f":"IFERROR(IF(OR(D78=\"\",'S3 Input'!$D78=\"\"),\"\",D78/'S3 Input'!$D78),\"\")","v":4.1236350088856913E-3},{"$f":"IFERROR(IF(OR(E78=\"\",'S3 Input'!$D78=\"\"),\"\",E78/'S3 Input'!$D78),\"\")","v":5.7020693249261586E-3},{"$f":"IFERROR(IF(OR(F78=\"\",'S3 Input'!$D78=\"\"),\"\",F78/'S3 Input'!$D78),\"\")","v":7.7682665244814464E-3},{"$f":"IFERROR(IF(OR(G78=\"\",'S3 Input'!$D78=\"\"),\"\",G78/'S3 Input'!$D78),\"\")","v":1.0434509412766279E-2},{"$f":"IFERROR(IF(OR(H78=\"\",'S3 Input'!$D78=\"\"),\"\",H78/'S3 Input'!$D78),\"\")","v":1.3830882442648015E-2},{"$f":"IFERROR(IF(OR(I78=\"\",'S3 Input'!$D78=\"\"),\"\",I78/'S3 Input'!$D78),\"\")","v":1.8108900722688673E-2},{"$f":"IFERROR(IF(OR(J78=\"\",'S3 Input'!$D78=\"\"),\"\",J78/'S3 Input'!$D78),\"\")","v":2.3447396783116421E-2},{"$f":"IFERROR(IF(OR(K78=\"\",'S3 Input'!$D78=\"\"),\"\",K78/'S3 Input'!$D78),\"\")","v":3.0061516084637589E-2},{"$f":"IFERROR(IF(OR(L78=\"\",'S3 Input'!$D78=\"\"),\"\",L78/'S3 Input'!$D78),\"\")","v":3.8215557348532006E-2},{"$f":"IFERROR(IF(OR(M78=\"\",'S3 Input'!$D78=\"\"),\"\",M78/'S3 Input'!$D78),\"\")","v":4.8240063438875783E-2},{"$f":"IFERROR(IF(OR(N78=\"\",'S3 Input'!$D78=\"\"),\"\",N78/'S3 Input'!$D78),\"\")","v":6.0552989019547261E-2},{"$f":"IFERROR(IF(OR(O78=\"\",'S3 Input'!$D78=\"\"),\"\",O78/'S3 Input'!$D78),\"\")","v":7.5683945976081787E-2},{"$f":"IFERROR(IF(OR(P78=\"\",'S3 Input'!$D78=\"\"),\"\",P78/'S3 Input'!$D78),\"\")","v":9.4299510494348079E-2},{"$f":"IFERROR(IF(OR(Q78=\"\",'S3 Input'!$D78=\"\"),\"\",Q78/'S3 Input'!$D78),\"\")","v":0.11722647799779246},{"$f":"IFERROR(IF(OR(R78=\"\",'S3 Input'!$D78=\"\"),\"\",R78/'S3 Input'!$D78),\"\")","v":0.14546893979033845},{"$f":"IFERROR(IF(OR(S78=\"\",'S3 Input'!$D78=\"\"),\"\",S78/'S3 Input'!$D78),\"\")","v":0.18021433401865725},{"$f":"IFERROR(IF(OR(T78=\"\",'S3 Input'!$D78=\"\"),\"\",T78/'S3 Input'!$D78),\"\")","v":0.22282341197745983},{"$f":"IFERROR(IF(OR(U78=\"\",'S3 Input'!$D78=\"\"),\"\",U78/'S3 Input'!$D78),\"\")","v":0.27479955287291774},{"$f":"IFERROR(IF(OR(V78=\"\",'S3 Input'!$D78=\"\"),\"\",V78/'S3 Input'!$D78),\"\")","v":0.33773418300052244},{"$f":"IFERROR(IF(OR(W78=\"\",'S3 Input'!$D78=\"\"),\"\",W78/'S3 Input'!$D78),\"\")","v":0.41322722822347185}]
[4,"SWITCHGEAR ","> 22 kv & < = 33 kv ; circuit breaker",{"$f":"IFERROR(repcalc('S3 Input'!$CV79:$GH79,'S3 Input'!$G79,'S3 Input'!$E79,'S3 Input'!$F79,20,TRUE,TRUE),\"\")","v":637.60200234844046},764.78476358774446,906.08753430274442,1060.4021194955051,1225.9533950308248,1400.2958249266524,1580.3546802698754,1762.5146361708958,1942.7542291678494,2116.8201079467558,2280.4306273674829,2429.4946808575523,2560.3292597535728,2669.8584677765284,2755.7778090773536,2816.6704755397573,2852.0668013031718,2862.4435285079912,2849.1653830554942,2814.3769764793269,{"$f":"IFERROR(IF(OR(D79=\"\",'S3 Input'!$D79=\"\"),\"\",D79/'S3 Input'!$D79),\"\")","v":2.0044581345453785},{"$f":"IFERROR(IF(OR(E79=\"\",'S3 Input'!$D79=\"\"),\"\",E79/'S3 Input'!$D79),\"\")","v":2.4042883097974763},{"$f":"IFERROR(IF(OR(F79=\"\",'S3 Input'!$D79=\"\"),\"\",F79/'S3 Input'!$D79),\"\")","v":2.8485081948515667},{"$f":"IFERROR(IF(OR(G79=\"\",'S3 Input'!$D79=\"\"),\"\",G79/'S3 Input'!$D79),\"\")","v":3.333633907175769},{"$f":"IFERROR(IF(OR(H79=\"\",'S3 Input'!$D79=\"\"),\"\",H79/'S3 Input'!$D79),\"\")","v":3.854084909068622},{"$f":"IFERROR(IF(OR(I79=\"\",'S3 Input'!$D79=\"\"),\"\",I79/'S3 Input'!$D79),\"\")","v":4.402173058908093},{"$f":"IFERROR(IF(OR(J79=\"\",'S3 Input'!$D79=\"\"),\"\",J79/'S3 Input'!$D79),\"\")","v":4.9682321929137849},{"$f":"IFERROR(IF(OR(K79=\"\",'S3 Input'!$D79=\"\"),\"\",K79/'S3 Input'!$D79),\"\")","v":5.5408966513837381},{"$f":"IFERROR(IF(OR(L79=\"\",'S3 Input'!$D79=\"\"),\"\",L79/'S3 Input'!$D79),\"\")","v":6.1075239784925008},{"$f":"IFERROR(IF(OR(M79=\"\",'S3 Input'!$D79=\"\"),\"\",M79/'S3 Input'!$D79),\"\")","v":6.6547427221289039},{"$f":"IFERROR(IF(OR(N79=\"\",'S3 Input'!$D79=\"\"),\"\",N79/'S3 Input'!$D79),\"\")","v":7.1690924816060564},{"$f":"IFERROR(IF(OR(O79=\"\",'S3 Input'!$D79=\"\"),\"\",O79/'S3 Input'!$D79),\"\")","v":7.6377118609147043},{"$f":"IFERROR(IF(OR(P79=\"\",'S3 Input'!$D79=\"\"),\"\",P79/'S3 Input'!$D79),\"\")","v":8.0490224198245084},{"$f":"IFERROR(IF(OR(Q79=\"\",'S3 Input'!$D79=\"\"),\"\",Q79/'S3 Input'!$D79),\"\")","v":8.3933543246542968},{"$f":"IFERROR(IF(OR(R79=\"\",'S3 Input'!$D79=\"\"),\"\",R79/'S3 Input'!$D79),\"\")","v":8.663462828001034},{"$f":"IFERROR(IF(OR(S79=\"\",'S3 Input'!$D79=\"\"),\"\",S79/'S3 Input'!$D79),\"\")","v":8.8548938463716773},{"$f":"IFERROR(IF(OR(T79=\"\",'S3 Input'!$D79=\"\"),\"\",T79/'S3 Input'!$D79),\"\")","v":8.9661708700450156},{"$f":"IFERROR(IF(OR(U79=\"\",'S3 Input'!$D79=\"\"),\"\",U79/'S3 Input'!$D79),\"\")","v":8.9987926547618891},{"$f":"IFERROR(IF(OR(V79=\"\",'S3 Input'!$D79=\"\"),\"\",V79/'S3 Input'!$D79),\"\")","v":8.9570495508100461},{"$f":"IFERROR(IF(OR(W79=\"\",'S3 Input'!$D79=\"\"),\"\",W79/'S3 Input'!$D79),\"\")","v":8.8476836700684061}]
[4,"SWITCHGEAR ","> 33 kv & < = 66 kv ; switch",{"$f":"IFERROR(repcalc('S3 Input'!$CV80:$GH80,'S3 Input'!$G80,'S3 Input'!$E80,'S3 Input'!$F80,20,TRUE,TRUE),\"\")","v":2.9226814379325021E-5},5.3698586786865849E-5,9.7047085499377022E-5,1.7252425792329442E-4,3.0170106750034752E-4,5.1900899583040376E-4,8.7833095859585339E-4,1.4623200369156693E-3,2.395219236113591E-3,3.8599940929261432E-3,6.1205300799736595E-3,9.5494393368644216E-3,1.4661617140442248E-2,2.2153049261329483E-2,3.2943483621700104E-2,4.8220471631809959E-2,6.9481040872441127E-2,9.8566031482472047E-2,0.13768112679957664,0.18939809194029564,{"$f":"IFERROR(IF(OR(D80=\"\",'S3 Input'!$D80=\"\"),\"\",D80/'S3 Input'!$D80),\"\")","v":1.2427405339999657E-6},{"$f":"IFERROR(IF(OR(E80=\"\",'S3 Input'!$D80=\"\"),\"\",E80/'S3 Input'!$D80),\"\")","v":2.2832940173514166E-6},{"$f":"IFERROR(IF(OR(F80=\"\",'S3 Input'!$D80=\"\"),\"\",F80/'S3 Input'!$D80),\"\")","v":4.1264964867998536E-6},{"$f":"IFERROR(IF(OR(G80=\"\",'S3 Input'!$D80=\"\"),\"\",G80/'S3 Input'!$D80),\"\")","v":7.3358281760331307E-6},{"$f":"IFERROR(IF(OR(H80=\"\",'S3 Input'!$D80=\"\"),\"\",H80/'S3 Input'!$D80),\"\")","v":1.2828498544780526E-5},{"$f":"IFERROR(IF(OR(I80=\"\",'S3 Input'!$D80=\"\"),\"\",I80/'S3 Input'!$D80),\"\")","v":2.2068553495359005E-5},{"$f":"IFERROR(IF(OR(J80=\"\",'S3 Input'!$D80=\"\"),\"\",J80/'S3 Input'!$D80),\"\")","v":3.7347124813105313E-5},{"$f":"IFERROR(IF(OR(K80=\"\",'S3 Input'!$D80=\"\"),\"\",K80/'S3 Input'!$D80),\"\")","v":6.2178667848281519E-5},{"$f":"IFERROR(IF(OR(L80=\"\",'S3 Input'!$D80=\"\"),\"\",L80/'S3 Input'!$D80),\"\")","v":1.0184606484654925E-4},{"$f":"IFERROR(IF(OR(M80=\"\",'S3 Input'!$D80=\"\"),\"\",M80/'S3 Input'!$D80),\"\")","v":1.6412911301318952E-4},{"$f":"IFERROR(IF(OR(N80=\"\",'S3 Input'!$D80=\"\"),\"\",N80/'S3 Input'!$D80),\"\")","v":2.6024837059662406E-4},{"$f":"IFERROR(IF(OR(O80=\"\",'S3 Input'!$D80=\"\"),\"\",O80/'S3 Input'!$D80),\"\")","v":4.0604751468535671E-4},{"$f":"IFERROR(IF(OR(P80=\"\",'S3 Input'!$D80=\"\"),\"\",P80/'S3 Input'!$D80),\"\")","v":6.2342018113699903E-4},{"$f":"IFERROR(IF(OR(Q80=\"\",'S3 Input'!$D80=\"\"),\"\",Q80/'S3 Input'!$D80),\"\")","v":9.4196007513658948E-4},{"$f":"IFERROR(IF(OR(R80=\"\",'S3 Input'!$D80=\"\"),\"\",R80/'S3 Input'!$D80),\"\")","v":1.4007753940098143E-3},{"$f":"IFERROR(IF(OR(S80=\"\",'S3 Input'!$D80=\"\"),\"\",S80/'S3 Input'!$D80),\"\")","v":2.050361489544919E-3},{"$f":"IFERROR(IF(OR(T80=\"\",'S3 Input'!$D80=\"\"),\"\",T80/'S3 Input'!$D80),\"\")","v":2.9543728138148552E-3},{"$f":"IFERROR(IF(OR(U80=\"\",'S3 Input'!$D80=\"\"),\"\",U80/'S3 Input'!$D80),\"\")","v":4.1910829216281371E-3},{"$f":"IFERROR(IF(OR(V80=\"\",'S3 Input'!$D80=\"\"),\"\",V80/'S3 Input'!$D80),\"\")","v":5.8542787051626115E-3},{"$f":"IFERROR(IF(OR(W80=\"\",'S3 Input'!$D80=\"\"),\"\",W80/'S3 Input'!$D80),\"\")","v":8.0533130590845266E-3}]
[4,"SWITCHGEAR ","> 33 kv & < = 66 kv ; circuit breaker",{"$f":"IFERROR(repcalc('S3 Input'!$CV81:$GH81,'S3 Input'!$G81,'S3 Input'!$E81,'S3 Input'!$F81,20,TRUE,TRUE),\"\")","v":98.564489561663336},105.61697103065086,114.27356597751846,124.81091946804607,137.41081668479697,152.13471613639689,168.90743938493068,187.51196083942691,207.59624959392312,228.6920911767678,250.24486981720676,271.65249962320581,292.31109478929022,311.66456560043775,329.25509152310696,344.77131529791797,358.09108661356214,369.31564158676218,378.79223968803433,387.12252075965847,{"$f":"IFERROR(IF(OR(D81=\"\",'S3 Input'!$D81=\"\"),\"\",D81/'S3 Input'!$D81),\"\")","v":0.54264114836092536},{"$f":"IFERROR(IF(OR(E81=\"\",'S3 Input'!$D81=\"\"),\"\",E81/'S3 Input'!$D81),\"\")","v":0.58146818089713437},{"$f":"IFERROR(IF(OR(F81=\"\",'S3 Input'!$D81=\"\"),\"\",F81/'S3 Input'!$D81),\"\")","v":0.6291265682509779},{"$f":"IFERROR(IF(OR(G81=\"\",'S3 Input'!$D81=\"\"),\"\",G81/'S3 Input'!$D81),\"\")","v":0.68713936397704556},{"$f":"IFERROR(IF(OR(H81=\"\",'S3 Input'!$D81=\"\"),\"\",H81/'S3 Input'!$D81),\"\")","v":0.75650737597948059},{"$f":"IFERROR(IF(OR(I81=\"\",'S3 Input'!$D81=\"\"),\"\",I81/'S3 Input'!$D81),\"\")","v":0.83756896055521612},{"$f":"IFERROR(IF(OR(J81=\"\",'S3 Input'!$D81=\"\"),\"\",J81/'S3 Input'!$D81),\"\")","v":0.9299102271229317},{"$f":"IFERROR(IF(OR(K81=\"\",'S3 Input'!$D81=\"\"),\"\",K81/'S3 Input'!$D81),\"\")","v":1.0323363537296886},{"$f":"IFERROR(IF(OR(L81=\"\",'S3 Input'!$D81=\"\"),\"\",L81/'S3 Input'!$D81),\"\")","v":1.1429092543982804},{"$f":"IFERROR(IF(OR(M81=\"\",'S3 Input'!$D81=\"\"),\"\",M81/'S3 Input'!$D81),\"\")","v":1.2590512011893029},{"$f":"IFERROR(IF(OR(N81=\"\",'S3 Input'!$D81=\"\"),\"\",N81/'S3 Input'!$D81),\"\")","v":1.3777087887629675},{"$f":"IFERROR(IF(OR(O81=\"\",'S3 Input'!$D81=\"\"),\"\",O81/'S3 Input'!$D81),\"\")","v":1.4955672677473826},{"$f":"IFERROR(IF(OR(P81=\"\",'S3 Input'!$D81=\"\"),\"\",P81/'S3 Input'!$D81),\"\")","v":1.609301979450366},{"$f":"IFERROR(IF(OR(Q81=\"\",'S3 Input'!$D81=\"\"),\"\",Q81/'S3 Input'!$D81),\"\")","v":1.7158514038164361},{"$f":"IFERROR(IF(OR(R81=\"\",'S3 Input'!$D81=\"\"),\"\",R81/'S3 Input'!$D81),\"\")","v":1.8126950361367571},{"$f":"IFERROR(IF(OR(S81=\"\",'S3 Input'!$D81=\"\"),\"\",S81/'S3 Input'!$D81),\"\")","v":1.8981187168642977},{"$f":"IFERROR(IF(OR(T81=\"\",'S3 Input'!$D81=\"\"),\"\",T81/'S3 Input'!$D81),\"\")","v":1.9714499544608179},{"$f":"IFERROR(IF(OR(U81=\"\",'S3 Input'!$D81=\"\"),\"\",U81/'S3 Input'!$D81),\"\")","v":2.0332460985648977},{"$f":"IFERROR(IF(OR(V81=\"\",'S3 Input'!$D81=\"\"),\"\",V81/'S3 Input'!$D81),\"\")","v":2.0854189662893545},{"$f":"IFERROR(IF(OR(W81=\"\",'S3 Input'!$D81=\"\"),\"\",W81/'S3 Input'!$D81),\"\")","v":2.1312808513047221}]
["","SWITCHGEAR ","> 66 kv & < = 132 kv ; switch",{"$f":"IFERROR(repcalc('S3 Input'!$CV82:$GH82,'S3 Input'!$G82,'S3 Input'!$E82,'S3 Input'!$F82,20,TRUE,TRUE),\"\")","v":""},"","","","","","","","","","","","","","","","","","","",{"$f":"IFERROR(IF(OR(D82=\"\",'S3 Input'!$D82=\"\"),\"\",D82/'S3 Input'!$D82),\"\")","v":""},{"$f":"IFERROR(IF(OR(E82=\"\",'S3 Input'!$D82=\"\"),\"\",E82/'S3 Input'!$D82),\"\")","v":""},{"$f":"IFERROR(IF(OR(F82=\"\",'S3 Input'!$D82=\"\"),\"\",F82/'S3 Input'!$D82),\"\")","v":""},{"$f":"IFERROR(IF(OR(G82=\"\",'S3 Input'!$D82=\"\"),\"\",G82/'S3 Input'!$D82),\"\")","v":""},{"$f":"IFERROR(IF(OR(H82=\"\",'S3 Input'!$D82=\"\"),\"\",H82/'S3 Input'!$D82),\"\")","v":""},{"$f":"IFERROR(IF(OR(I82=\"\",'S3 Input'!$D82=\"\"),\"\",I82/'S3 Input'!$D82),\"\")","v":""},{"$f":"IFERROR(IF(OR(J82=\"\",'S3 Input'!$D82=\"\"),\"\",J82/'S3 Input'!$D82),\"\")","v":""},{"$f":"IFERROR(IF(OR(K82=\"\",'S3 Input'!$D82=\"\"),\"\",K82/'S3 Input'!$D82),\"\")","v":""},{"$f":"IFERROR(IF(OR(L82=\"\",'S3 Input'!$D82=\"\"),\"\",L82/'S3 Input'!$D82),\"\")","v":""},{"$f":"IFERROR(IF(OR(M82=\"\",'S3 Input'!$D82=\"\"),\"\",M82/'S3 Input'!$D82),\"\")","v":""},{"$f":"IFERROR(IF(OR(N82=\"\",'S3 Input'!$D82=\"\"),\"\",N82/'S3 Input'!$D82),\"\")","v":""},{"$f":"IFERROR(IF(OR(O82=\"\",'S3 Input'!$D82=\"\"),\"\",O82/'S3 Input'!$D82),\"\")","v":""},{"$f":"IFERROR(IF(OR(P82=\"\",'S3 Input'!$D82=\"\"),\"\",P82/'S3 Input'!$D82),\"\")","v":""},{"$f":"IFERROR(IF(OR(Q82=\"\",'S3 Input'!$D82=\"\"),\"\",Q82/'S3 Input'!$D82),\"\")","v":""},{"$f":"IFERROR(IF(OR(R82=\"\",'S3 Input'!$D82=\"\"),\"\",R82/'S3 Input'!$D82),\"\")","v":""},{"$f":"IFERROR(IF(OR(S82=\"\",'S3 Input'!$D82=\"\"),\"\",S82/'S3 Input'!$D82),\"\")","v":""},{"$f":"IFERROR(IF(OR(T82=\"\",'S3 Input'!$D82=\"\"),\"\",T82/'S3 Input'!$D82),\"\")","v":""},{"$f":"IFERROR(IF(OR(U82=\"\",'S3 Input'!$D82=\"\"),\"\",U82/'S3 Input'!$D82),\"\")","v":""},{"$f":"IFERROR(IF(OR(V82=\"\",'S3 Input'!$D82=\"\"),\"\",V82/'S3 Input'!$D82),\"\")","v":""},{"$f":"IFERROR(IF(OR(W82=\"\",'S3 Input'!$D82=\"\"),\"\",W82/'S3 Input'!$D82),\"\")","v":""}]
[4,"SWITCHGEAR ","> 66 kv & < = 132 kv ; circuit breaker",{"$f":"IFERROR(repcalc('S3 Input'!$CV83:$GH83,'S3 Input'!$G83,'S3 Input'!$E83,'S3 Input'!$F83,20,TRUE,TRUE),\"\")","v":232.77247586992956},255.77891129641068,279.26485591154523,303.30594475934731,328.0433350430028,353.69175676867718,380.55536013861564,409.05217078934993,439.74547599453189,473.37793711922586,510.90222456158801,553.50094680660777,602.58879772689113,659.79108782662081,726.89482031145963,805.77076313747909,898.26713808067404,1006.0773764553611,1130.5859324375413,1272.6977011570243,{"$f":"IFERROR(IF(OR(D83=\"\",'S3 Input'!$D83=\"\"),\"\",D83/'S3 Input'!$D83),\"\")","v":1.1918272077539802},{"$f":"IFERROR(IF(OR(E83=\"\",'S3 Input'!$D83=\"\"),\"\",E83/'S3 Input'!$D83),\"\")","v":1.3096233328853597},{"$f":"IFERROR(IF(OR(F83=\"\",'S3 Input'!$D83=\"\"),\"\",F83/'S3 Input'!$D83),\"\")","v":1.4298746112528311},{"$f":"IFERROR(IF(OR(G83=\"\",'S3 Input'!$D83=\"\"),\"\",G83/'S3 Input'!$D83),\"\")","v":1.5529683047222091},{"$f":"IFERROR(IF(OR(H83=\"\",'S3 Input'!$D83=\"\"),\"\",H83/'S3 Input'!$D83),\"\")","v":1.6796271576587742},{"$f":"IFERROR(IF(OR(I83=\"\",'S3 Input'!$D83=\"\"),\"\",I83/'S3 Input'!$D83),\"\")","v":1.8109506173348586},{"$f":"IFERROR(IF(OR(J83=\"\",'S3 Input'!$D83=\"\"),\"\",J83/'S3 Input'!$D83),\"\")","v":1.948495974770051},{"$f":"IFERROR(IF(OR(K83=\"\",'S3 Input'!$D83=\"\"),\"\",K83/'S3 Input'!$D83),\"\")","v":2.0944035789265527},{"$f":"IFERROR(IF(OR(L83=\"\",'S3 Input'!$D83=\"\"),\"\",L83/'S3 Input'!$D83),\"\")","v":2.2515575384001538},{"$f":"IFERROR(IF(OR(M83=\"\",'S3 Input'!$D83=\"\"),\"\",M83/'S3 Input'!$D83),\"\")","v":2.4237603818950042},{"$f":"IFERROR(IF(OR(N83=\"\",'S3 Input'!$D83=\"\"),\"\",N83/'S3 Input'!$D83),\"\")","v":2.6158899133537776},{"$f":"IFERROR(IF(OR(O83=\"\",'S3 Input'!$D83=\"\"),\"\",O83/'S3 Input'!$D83),\"\")","v":2.8340012514637829},{"$f":"IFERROR(IF(OR(P83=\"\",'S3 Input'!$D83=\"\"),\"\",P83/'S3 Input'!$D83),\"\")","v":3.0853378241333815},{"$f":"IFERROR(IF(OR(Q83=\"\",'S3 Input'!$D83=\"\"),\"\",Q83/'S3 Input'!$D83),\"\")","v":3.3782214454975734},{"$f":"IFERROR(IF(OR(R83=\"\",'S3 Input'!$D83=\"\"),\"\",R83/'S3 Input'!$D83),\"\")","v":3.7218018186425716},{"$f":"IFERROR(IF(OR(S83=\"\",'S3 Input'!$D83=\"\"),\"\",S83/'S3 Input'!$D83),\"\")","v":4.1256575337393473},{"$f":"IFERROR(IF(OR(T83=\"\",'S3 Input'!$D83=\"\"),\"\",T83/'S3 Input'!$D83),\"\")","v":4.5992517414046636},{"$f":"IFERROR(IF(OR(U83=\"\",'S3 Input'!$D83=\"\"),\"\",U83/'S3 Input'!$D83),\"\")","v":5.1512550437246238},{"$f":"IFERROR(IF(OR(V83=\"\",'S3 Input'!$D83=\"\"),\"\",V83/'S3 Input'!$D83),\"\")","v":5.7887560371867623},{"$f":"IFERROR(IF(OR(W83=\"\",'S3 Input'!$D83=\"\"),\"\",W83/'S3 Input'!$D83),\"\")","v":6.516387909765049}]
[0,0,0,{"$f":"IFERROR(repcalc('S3 Input'!$CV84:$GH84,'S3 Input'!$G84,'S3 Input'!$E84,'S3 Input'!$F84,20,TRUE,TRUE),\"\")","v":""},"","","","","","","","","","","","","","","","","","","",{"$f":"IFERROR(IF(OR(D84=\"\",'S3 Input'!$D84=\"\"),\"\",D84/'S3 Input'!$D84),\"\")","v":""},{"$f":"IFERROR(IF(OR(E84=\"\",'S3 Input'!$D84=\"\"),\"\",E84/'S3 Input'!$D84),\"\")","v":""},{"$f":"IFERROR(IF(OR(F84=\"\",'S3 Input'!$D84=\"\"),\"\",F84/'S3 Input'!$D84),\"\")","v":""},{"$f":"IFERROR(IF(OR(G84=\"\",'S3 Input'!$D84=\"\"),\"\",G84/'S3 Input'!$D84),\"\")","v":""},{"$f":"IFERROR(IF(OR(H84=\"\",'S3 Input'!$D84=\"\"),\"\",H84/'S3 Input'!$D84),\"\")","v":""},{"$f":"IFERROR(IF(OR(I84=\"\",'S3 Input'!$D84=\"\"),\"\",I84/'S3 Input'!$D84),\"\")","v":""},{"$f":"IFERROR(IF(OR(J84=\"\",'S3 Input'!$D84=\"\"),\"\",J84/'S3 Input'!$D84),\"\")","v":""},{"$f":"IFERROR(IF(OR(K84=\"\",'S3 Input'!$D84=\"\"),\"\",K84/'S3 Input'!$D84),\"\")","v":""},{"$f":"IFERROR(IF(OR(L84=\"\",'S3 Input'!$D84=\"\"),\"\",L84/'S3 Input'!$D84),\"\")","v":""},{"$f":"IFERROR(IF(OR(M84=\"\",'S3 Input'!$D84=\"\"),\"\",M84/'S3 Input'!$D84),\"\")","v":""},{"$f":"IFERROR(IF(OR(N84=\"\",'S3 Input'!$D84=\"\"),\"\",N84/'S3 Input'!$D84),\"\")","v":""},{"$f":"IFERROR(IF(OR(O84=\"\",'S3 Input'!$D84=\"\"),\"\",O84/'S3 Input'!$D84),\"\")","v":""},{"$f":"IFERROR(IF(OR(P84=\"\",'S3 Input'!$D84=\"\"),\"\",P84/'S3 Input'!$D84),\"\")","v":""},{"$f":"IFERROR(IF(OR(Q84=\"\",'S3 Input'!$D84=\"\"),\"\",Q84/'S3 Input'!$D84),\"\")","v":""},{"$f":"IFERROR(IF(OR(R84=\"\",'S3 Input'!$D84=\"\"),\"\",R84/'S3 Input'!$D84),\"\")","v":""},{"$f":"IFERROR(IF(OR(S84=\"\",'S3 Input'!$D84=\"\"),\"\",S84/'S3 Input'!$D84),\"\")","v":""},{"$f":"IFERROR(IF(OR(T84=\"\",'S3 Input'!$D84=\"\"),\"\",T84/'S3 Input'!$D84),\"\")","v":""},{"$f":"IFERROR(IF(OR(U84=\"\",'S3 Input'!$D84=\"\"),\"\",U84/'S3 Input'!$D84),\"\")","v":""},{"$f":"IFERROR(IF(OR(V84=\"\",'S3 Input'!$D84=\"\"),\"\",V84/'S3 Input'!$D84),\"\")","v":""},{"$f":"IFERROR(IF(OR(W84=\"\",'S3 Input'!$D84=\"\"),\"\",W84/'S3 Input'!$D84),\"\")","v":""}]
[0,0,0,{"$f":"IFERROR(repcalc('S3 Input'!$CV85:$GH85,'S3 Input'!$G85,'S3 Input'!$E85,'S3 Input'!$F85,20,TRUE,TRUE),\"\")","v":""},"","","","","","","","","","","","","","","","","","","",{"$f":"IFERROR(IF(OR(D85=\"\",'S3 Input'!$D85=\"\"),\"\",D85/'S3 Input'!$D85),\"\")","v":""},{"$f":"IFERROR(IF(OR(E85=\"\",'S3 Input'!$D85=\"\"),\"\",E85/'S3 Input'!$D85),\"\")","v":""},{"$f":"IFERROR(IF(OR(F85=\"\",'S3 Input'!$D85=\"\"),\"\",F85/'S3 Input'!$D85),\"\")","v":""},{"$f":"IFERROR(IF(OR(G85=\"\",'S3 Input'!$D85=\"\"),\"\",G85/'S3 Input'!$D85),\"\")","v":""},{"$f":"IFERROR(IF(OR(H85=\"\",'S3 Input'!$D85=\"\"),\"\",H85/'S3 Input'!$D85),\"\")","v":""},{"$f":"IFERROR(IF(OR(I85=\"\",'S3 Input'!$D85=\"\"),\"\",I85/'S3 Input'!$D85),\"\")","v":""},{"$f":"IFERROR(IF(OR(J85=\"\",'S3 Input'!$D85=\"\"),\"\",J85/'S3 Input'!$D85),\"\")","v":""},{"$f":"IFERROR(IF(OR(K85=\"\",'S3 Input'!$D85=\"\"),\"\",K85/'S3 Input'!$D85),\"\")","v":""},{"$f":"IFERROR(IF(OR(L85=\"\",'S3 Input'!$D85=\"\"),\"\",L85/'S3 Input'!$D85),\"\")","v":""},{"$f":"IFERROR(IF(OR(M85=\"\",'S3 Input'!$D85=\"\"),\"\",M85/'S3 Input'!$D85),\"\")","v":""},{"$f":"IFERROR(IF(OR(N85=\"\",'S3 Input'!$D85=\"\"),\"\",N85/'S3 Input'!$D85),\"\")","v":""},{"$f":"IFERROR(IF(OR(O85=\"\",'S3 Input'!$D85=\"\"),\"\",O85/'S3 Input'!$D85),\"\")","v":""},{"$f":"IFERROR(IF(OR(P85=\"\",'S3 Input'!$D85=\"\"),\"\",P85/'S3 Input'!$D85),\"\")","v":""},{"$f":"IFERROR(IF(OR(Q85=\"\",'S3 Input'!$D85=\"\"),\"\",Q85/'S3 Input'!$D85),\"\")","v":""},{"$f":"IFERROR(IF(OR(R85=\"\",'S3 Input'!$D85=\"\"),\"\",R85/'S3 Input'!$D85),\"\")","v":""},{"$f":"IFERROR(IF(OR(S85=\"\",'S3 Input'!$D85=\"\"),\"\",S85/'S3 Input'!$D85),\"\")","v":""},{"$f":"IFERROR(IF(OR(T85=\"\",'S3 Input'!$D85=\"\"),\"\",T85/'S3 Input'!$D85),\"\")","v":""},{"$f":"IFERROR(IF(OR(U85=\"\",'S3 Input'!$D85=\"\"),\"\",U85/'S3 Input'!$D85),\"\")","v":""},{"$f":"IFERROR(IF(OR(V85=\"\",'S3 Input'!$D85=\"\"),\"\",V85/'S3 Input'!$D85),\"\")","v":""},{"$f":"IFERROR(IF(OR(W85=\"\",'S3 Input'!$D85=\"\"),\"\",W85/'S3 Input'!$D85),\"\")","v":""}]
[0,0,0,{"$f":"IFERROR(repcalc('S3 Input'!$CV86:$GH86,'S3 Input'!$G86,'S3 Input'!$E86,'S3 Input'!$F86,20,TRUE,TRUE),\"\")","v":""},"","","","","","","","","","","","","","","","","","","",{"$f":"IFERROR(IF(OR(D86=\"\",'S3 Input'!$D86=\"\"),\"\",D86/'S3 Input'!$D86),\"\")","v":""},{"$f":"IFERROR(IF(OR(E86=\"\",'S3 Input'!$D86=\"\"),\"\",E86/'S3 Input'!$D86),\"\")","v":""},{"$f":"IFERROR(IF(OR(F86=\"\",'S3 Input'!$D86=\"\"),\"\",F86/'S3 Input'!$D86),\"\")","v":""},{"$f":"IFERROR(IF(OR(G86=\"\",'S3 Input'!$D86=\"\"),\"\",G86/'S3 Input'!$D86),\"\")","v":""},{"$f":"IFERROR(IF(OR(H86=\"\",'S3 Input'!$D86=\"\"),\"\",H86/'S3 Input'!$D86),\"\")","v":""},{"$f":"IFERROR(IF(OR(I86=\"\",'S3 Input'!$D86=\"\"),\"\",I86/'S3 Input'!$D86),\"\")","v":""},{"$f":"IFERROR(IF(OR(J86=\"\",'S3 Input'!$D86=\"\"),\"\",J86/'S3 Input'!$D86),\"\")","v":""},{"$f":"IFERROR(IF(OR(K86=\"\",'S3 Input'!$D86=\"\"),\"\",K86/'S3 Input'!$D86),\"\")","v":""},{"$f":"IFERROR(IF(OR(L86=\"\",'S3 Input'!$D86=\"\"),\"\",L86/'S3 Input'!$D86),\"\")","v":""},{"$f":"IFERROR(IF(OR(M86=\"\",'S3 Input'!$D86=\"\"),\"\",M86/'S3 Input'!$D86),\"\")","v":""},{"$f":"IFERROR(IF(OR(N86=\"\",'S3 Input'!$D86=\"\"),\"\",N86/'S3 Input'!$D86),\"\")","v":""},{"$f":"IFERROR(IF(OR(O86=\"\",'S3 Input'!$D86=\"\"),\"\",O86/'S3 Input'!$D86),\"\")","v":""},{"$f":"IFERROR(IF(OR(P86=\"\",'S3 Input'!$D86=\"\"),\"\",P86/'S3 Input'!$D86),\"\")","v":""},{"$f":"IFERROR(IF(OR(Q86=\"\",'S3 Input'!$D86=\"\"),\"\",Q86/'S3 Input'!$D86),\"\")","v":""},{"$f":"IFERROR(IF(OR(R86=\"\",'S3 Input'!$D86=\"\"),\"\",R86/'S3 Input'!$D86),\"\")","v":""},{"$f":"IFERROR(IF(OR(S86=\"\",'S3 Input'!$D86=\"\"),\"\",S86/'S3 Input'!$D86),\"\")","v":""},{"$f":"IFERROR(IF(OR(T86=\"\",'S3 Input'!$D86=\"\"),\"\",T86/'S3 Input'!$D86),\"\")","v":""},{"$f":"IFERROR(IF(OR(U86=\"\",'S3 Input'!$D86=\"\"),\"\",U86/'S3 Input'!$D86),\"\")","v":""},{"$f":"IFERROR(IF(OR(V86=\"\",'S3 Input'!$D86=\"\"),\"\",V86/'S3 Input'!$D86),\"\")","v":""},{"$f":"IFERROR(IF(OR(W86=\"\",'S3 Input'!$D86=\"\"),\"\",W86/'S3 Input'!$D86),\"\")","v":""}]
[0,0,0,{"$f":"IFERROR(repcalc('S3 Input'!$CV87:$GH87,'S3 Input'!$G87,'S3 Input'!$E87,'S3 Input'!$F87,20,TRUE,TRUE),\"\")","v":""},"","","","","","","","","","","","","","","","","","","",{"$f":"IFERROR(IF(OR(D87=\"\",'S3 Input'!$D87=\"\"),\"\",D87/'S3 Input'!$D87),\"\")","v":""},{"$f":"IFERROR(IF(OR(E87=\"\",'S3 Input'!$D87=\"\"),\"\",E87/'S3 Input'!$D87),\"\")","v":""},{"$f":"IFERROR(IF(OR(F87=\"\",'S3 Input'!$D87=\"\"),\"\",F87/'S3 Input'!$D87),\"\")","v":""},{"$f":"IFERROR(IF(OR(G87=\"\",'S3 Input'!$D87=\"\"),\"\",G87/'S3 Input'!$D87),\"\")","v":""},{"$f":"IFERROR(IF(OR(H87=\"\",'S3 Input'!$D87=\"\"),\"\",H87/'S3 Input'!$D87),\"\")","v":""},{"$f":"IFERROR(IF(OR(I87=\"\",'S3 Input'!$D87=\"\"),\"\",I87/'S3 Input'!$D87),\"\")","v":""},{"$f":"IFERROR(IF(OR(J87=\"\",'S3 Input'!$D87=\"\"),\"\",J87/'S3 Input'!$D87),\"\")","v":""},{"$f":"IFERROR(IF(OR(K87=\"\",'S3 Input'!$D87=\"\"),\"\",K87/'S3 Input'!$D87),\"\")","v":""},{"$f":"IFERROR(IF(OR(L87=\"\",'S3 Input'!$D87=\"\"),\"\",L87/'S3 Input'!$D87),\"\")","v":""},{"$f":"IFERROR(IF(OR(M87=\"\",'S3 Input'!$D87=\"\"),\"\",M87/'S3 Input'!$D87),\"\")","v":""},{"$f":"IFERROR(IF(OR(N87=\"\",'S3 Input'!$D87=\"\"),\"\",N87/'S3 Input'!$D87),\"\")","v":""},{"$f":"IFERROR(IF(OR(O87=\"\",'S3 Input'!$D87=\"\"),\"\",O87/'S3 Input'!$D87),\"\")","v":""},{"$f":"IFERROR(IF(OR(P87=\"\",'S3 Input'!$D87=\"\"),\"\",P87/'S3 Input'!$D87),\"\")","v":""},{"$f":"IFERROR(IF(OR(Q87=\"\",'S3 Input'!$D87=\"\"),\"\",Q87/'S3 Input'!$D87),\"\")","v":""},{"$f":"IFERROR(IF(OR(R87=\"\",'S3 Input'!$D87=\"\"),\"\",R87/'S3 Input'!$D87),\"\")","v":""},{"$f":"IFERROR(IF(OR(S87=\"\",'S3 Input'!$D87=\"\"),\"\",S87/'S3 Input'!$D87),\"\")","v":""},{"$f":"IFERROR(IF(OR(T87=\"\",'S3 Input'!$D87=\"\"),\"\",T87/'S3 Input'!$D87),\"\")","v":""},{"$f":"IFERROR(IF(OR(U87=\"\",'S3 Input'!$D87=\"\"),\"\",U87/'S3 Input'!$D87),\"\")","v":""},{"$f":"IFERROR(IF(OR(V87=\"\",'S3 Input'!$D87=\"\"),\"\",V87/'S3 Input'!$D87),\"\")","v":""},{"$f":"IFERROR(IF(OR(W87=\"\",'S3 Input'!$D87=\"\"),\"\",W87/'S3 Input'!$D87),\"\")","v":""}]
[0,0,0,{"$f":"IFERROR(repcalc('S3 Input'!$CV88:$GH88,'S3 Input'!$G88,'S3 Input'!$E88,'S3 Input'!$F88,20,TRUE,TRUE),\"\")","v":""},"","","","","","","","","","","","","","","","","","","",{"$f":"IFERROR(IF(OR(D88=\"\",'S3 Input'!$D88=\"\"),\"\",D88/'S3 Input'!$D88),\"\")","v":""},{"$f":"IFERROR(IF(OR(E88=\"\",'S3 Input'!$D88=\"\"),\"\",E88/'S3 Input'!$D88),\"\")","v":""},{"$f":"IFERROR(IF(OR(F88=\"\",'S3 Input'!$D88=\"\"),\"\",F88/'S3 Input'!$D88),\"\")","v":""},{"$f":"IFERROR(IF(OR(G88=\"\",'S3 Input'!$D88=\"\"),\"\",G88/'S3 Input'!$D88),\"\")","v":""},{"$f":"IFERROR(IF(OR(H88=\"\",'S3 Input'!$D88=\"\"),\"\",H88/'S3 Input'!$D88),\"\")","v":""},{"$f":"IFERROR(IF(OR(I88=\"\",'S3 Input'!$D88=\"\"),\"\",I88/'S3 Input'!$D88),\"\")","v":""},{"$f":"IFERROR(IF(OR(J88=\"\",'S3 Input'!$D88=\"\"),\"\",J88/'S3 Input'!$D88),\"\")","v":""},{"$f":"IFERROR(IF(OR(K88=\"\",'S3 Input'!$D88=\"\"),\"\",K88/'S3 Input'!$D88),\"\")","v":""},{"$f":"IFERROR(IF(OR(L88=\"\",'S3 Input'!$D88=\"\"),\"\",L88/'S3 Input'!$D88),\"\")","v":""},{"$f":"IFERROR(IF(OR(M88=\"\",'S3 Input'!$D88=\"\"),\"\",M88/'S3 Input'!$D88),\"\")","v":""},{"$f":"IFERROR(IF(OR(N88=\"\",'S3 Input'!$D88=\"\"),\"\",N88/'S3 Input'!$D88),\"\")","v":""},{"$f":"IFERROR(IF(OR(O88=\"\",'S3 Input'!$D88=\"\"),\"\",O88/'S3 Input'!$D88),\"\")","v":""},{"$f":"IFERROR(IF(OR(P88=\"\",'S3 Input'!$D88=\"\"),\"\",P88/'S3 Input'!$D88),\"\")","v":""},{"$f":"IFERROR(IF(OR(Q88=\"\",'S3 Input'!$D88=\"\"),\"\",Q88/'S3 Input'!$D88),\"\")","v":""},{"$f":"IFERROR(IF(OR(R88=\"\",'S3 Input'!$D88=\"\"),\"\",R88/'S3 Input'!$D88),\"\")","v":""},{"$f":"IFERROR(IF(OR(S88=\"\",'S3 Input'!$D88=\"\"),\"\",S88/'S3 Input'!$D88),\"\")","v":""},{"$f":"IFERROR(IF(OR(T88=\"\",'S3 Input'!$D88=\"\"),\"\",T88/'S3 Input'!$D88),\"\")","v":""},{"$f":"IFERROR(IF(OR(U88=\"\",'S3 Input'!$D88=\"\"),\"\",U88/'S3 Input'!$D88),\"\")","v":""},{"$f":"IFERROR(IF(OR(V88=\"\",'S3 Input'!$D88=\"\"),\"\",V88/'S3 Input'!$D88),\"\")","v":""},{"$f":"IFERROR(IF(OR(W88=\"\",'S3 Input'!$D88=\"\"),\"\",W88/'S3 Input'!$D88),\"\")","v":""}]

{"sheet":"S4 Input","index":6,"n_rows":88,"n_cols":190,"rows_kept":88,"cut":false,"hidden":false,"merged":[[2,3,3,3],[2,4,3,5],[2,6,3,6]]}
[null,"Scenario",4]
[null,"Unit cost","Comparative"]
[null,"Lives","Comparative","Unit cost","Replacement \nlife",null,"Method","Quantities ",null,null,null,null,null,null,null,null,null,null,null,null,null,null,null,null,null,null,null,null,null,null,null,null,null,null,null,null,null,null,null,null,null,null,null,null,null,null,null,null,null,null,null,null,null,null,null,null,null,null,null,null,null,null,null,null,null,null,null,null,null,null,null,null,null,null,null,null,null,null,null,null,null,null,null,null,null,null,null,null,null,null,null,null,null,null,null,null,null,null,null,"Replacement Cost (NOT depreciated)"]
[null,null,null,null,null,null,null,"Installation date",null,null,null,null,null,null,null,null,null,null,null,null,null,null,null,null,null,null,null,null,null,null,null,null,null,null,null,null,null,null,null,null,null,null,null,null,null,null,null,null,null,null,null,null,null,null,null,null,null,null,null,null,null,null,null,null,null,null,null,null,null,null,null,null,null,null,null,null,null,null,null,null,null,null,null,null,null,null,null,null,null,null,null,null,null,null,null,null,null,null,null,"Installation date"]
["ID","Asset category","Asset ID","$ ('000)","μ","σ","#",2022,{"$f":"H5-1","v":2021},{"$f":"I5-1","v":2020},2019,2018,2017,2016,2015,2014,2013,2012,2011,2010,2009,2008,2007,2006,2005,2004,2003,2002,2001,2000,1999,1998,1997,1996,1995,1994,1993,1992,1991,1990,1989,1988,1987,1986,1985,1984,1983,1982,1981,1980,1979,1978,1977,1976,1975,1974,1973,1972,1971,1970,1969,1968,1967,1966,1965,1964,1963,1962,1961,1960,1959,1958,1957,{"$f":"BU5-1","v":1956},1955,1954,1953,1952,1951,1950,1949,1948,1947,1946,1945,1944,1943,1942,1941,1940,1939,1938,1937,1936,1935,1934,1933,1932,null,{"$f":"H5","v":2022},{"$f":"I5","v":2021},2020,2019,2018,2017,2016,2015,2014,2013,2012,2011,2010,2009,2008,2007,2006,2005,2004,2003,2002,2001,2000,1999,1998,1997,1996,1995,1994,1993,1992,1991,1990,1989,1988,1987,1986,1985,1984,1983,1982,1981,1980,1979,1978,1977,1976,1975,1974,1973,1972,1971,1970,1969,1968,1967,1966,1965,1964,1963,1962,1961,1960,1959,1958,{"$f":"BU5","v":1957},1956,1955,1954,1953,1952,1951,1950,1949,1948,1947,1946,1945,1944,1943,1942,1941,1940,1939,1938,1937,1936,1935,1934,1933,1932]
[]
[]
[]
[]
[]
[]
[]
[]
[]
[]
[]
[]
[]
[]
[]
[2,"POLES ","staked wooden pole",9.2201467473448844,29.664100122473336,{"$f":"SQRT(E21)","v":5.4464759360960491},2,257,286,273,290,175,342,271,266,161,238,314,389,230,325,162,189,168,276,418,522,406,762,48,11,19,0,0,0,0,0,0,0,0,0,0,0,0,0,0,0,0,0,0,0,0,0,0,0,0,0,0,0,0,0,0,0,0,0,0,0,0,0,0,0,0,0,0,0,0,0,0,0,0,0,0,0,0,0,0,0,0,0,0,0,0,0,0,0,0,0,0,null,{"$f":"$D21*H21","v":2369.5777140676355},{"$f":"$D21*I21","v":2636.961969740637},2517.1000620251534,2673.8425567300164,1613.5256807853548,3153.2901875919506,2498.6597685304637,2452.5590347937391,1484.4436263225264,2194.3949258680823,2895.1260786662938,3586.6370847171602,2120.6337518893233,2996.5476928870876,1493.6637730698712,1742.6077352481832,1548.9846535539405,{"$f":"$D21*Y21","v":2544.7605022671883},3854.0213403901616,4812.91660211403,3743.3795794220232,7025.7518214768015,442.56704387255445,101.42161422079373,175.18278819955282,0,0,0,0,0,0,0,0,{"$f":"$D21*AO21","v":0},0,0,0,0,0,0,0,0,0,0,0,0,0,0,0,{"$f":"$D21*BE21","v":0},0,0,0,0,0,0,0,0,0,0,0,0,0,0,0,{"$f":"$D21*BU21","v":0},0,0,0,0,0,0,0,0,0,0,0,0,0,0,0,{"$f":"$D21*CK21","v":0},0,0,0,0,0,0,0,0,0]
[2,"POLES ","˂ = 1 kv ; wood",4.9582563785636502,70.808604055078234,{"$f":"SQRT(E22)","v":8.4147848490070274},2,558,7309,1704,1208,2188,1461,1341,1682,1898,1788,1218,1191,1155,1439,1762,1518,1631,1843,1295,1733,1145,1137,1769,1109,915,1715,1386,1395,1784,1415,1028,1723,2101,2239,1832,1745,1673,2087,1089,1277,2736,3289,2243,1872,1851,1888,1847,2177,1957,2801,2470,3054,2369,3361,3341,1902,2173,1627,1572,1255,683,96,156,23,46,31,3,0,3,0,21,35,25,23,1,1,0,0,0,0,0,0,0,0,0,0,0,0,0,0,0,null,{"$f":"$D22*H22","v":2766.7070592385166},36239.895870921719,8448.8688690724593,5989.5737053048897,10848.664956297267,7244.012569081493,6649.0218036538545,8339.7872287440605,9410.7706065138082,8865.3624048718066,6039.1562690905257,5905.283346869307,5726.7861172410157,7134.9309287530923,8736.4477390291522,7526.6331826596206,8086.9161534373134,9138.0665056928065,6420.9420102399272,8592.6583040508067,5677.2035534553797,5637.5375024268706,8771.1555336790971,5498.7063238270885,4536.8045863857396,8503.4096892366597,6872.1433406892193,6916.7676480962919,8845.5293793575511,7015.9327756675648,5097.0875571634324,8543.0757402651689,10417.296651362229,11101.536031604013,9083.5256855286079,8652.1573805935695,8295.162921336987,10347.881062062337,5399.5411962558155,6331.6933954257811,13565.789451750146,16307.705229095845,11121.369057118267,9281.8559406711538,9177.7325567213156,9361.1880427281721,9157.899531207062,10794.124136133067,9703.3077328490635,13888.076116356784,12246.893255052217,15142.514980133388,11746.109360817287,16664.69968835243,16565.534560781154,9430.6036320280618,10774.291110618811,8067.0831279230588,7794.379027102058,6222.6117550973813,3386.4891065589732,475.99261234211042,773.48799505592945,114.03989670696396,228.07979341392792,153.70594773547316,14.874769135690951,0,14.874769135690951,0,104.12338394983665,173.53897324972775,123.95640946409125,114.03989670696396,4.9582563785636502,4.9582563785636502,0,0,0,0,0,0,0,0,0,0,0,0,0,0,0]
[2,"POLES ","> 1 kv & < = 11 kv ; wood",6.9179699434527748,69.633534463591729,8.3446710218912603,2,460,2320,2186,2385,2691,2114,2549,2831,3724,3452,2932,2868,2372,2454,2593,2492,2491,3106,1486,3171,2530,2570,2558,1903,1554,2803,2169,1934,2480,1831,1932,2711,3474,3006,2328,2664,2204,3306,2174,2482,4000,3769,2997,2092,2265,2258,2303,2423,1723,2678,2198,3159,2384,2715,3233,1663,2100,1139,1168,791,436,58,29,14,8,8,1,0,2,1,9,15,11,19,0,0,0,0,0,0,0,0,0,0,0,0,0,0,0,0,0,null,3182.2661739882765,16049.690268810438,15122.682296387766,16499.358315134868,18616.257117831417,14624.588460459167,17633.905385861122,19584.772909914805,25762.520069418133,23880.832244798978,20283.487874203536,19840.73779782256,16409.42470586998,16976.698241233109,17938.296063373044,17239.581099084317,17232.663129140863,21487.214644364318,10280.103335970824,21936.882690688748,17502.46395693552,17779.182754673631,17696.167115352197,13164.896802390631,10750.525292125612,19391.069751498129,15005.076807349069,13379.353870637666,17156.565459762882,12666.80296646203,13365.517930750761,18754.616516700473,24033.02758355494,20795.417650019041,16105.034028358059,18429.471929358191,15247.205755369916,22870.808633054872,15039.666657066333,17170.401399649789,27671.879773811099,26073.828716873508,20733.155920527966,14472.393121703204,15669.201921920536,15620.776132316365,15932.08477977174,16762.241172986072,11919.66221256913,18526.323508566529,15205.697935709199,21853.867051367317,16492.440345191415,18782.288396474283,22365.796827182821,11504.584015961964,14527.736881250827,7879.5677655927102,8080.1888939528408,5472.1142252711452,3016.2348953454098,401.24225672026091,200.62112836013046,96.851579208338848,55.343759547622199,55.343759547622199,6.9179699434527748,0,13.83593988690555,6.9179699434527748,62.261729491074973,103.76954915179162,76.097669377980523,131.44142892560274,0,0,0,0,0,0,0,0,0,0,0,0,0,0,0,0,0]
[2,"POLES ","˃ 11 kv & < = 22 kv ; wood",7.9424695586613847,66.062540658615333,8.1278866046848446,2,12,47,102,81,146,129,73,82,61,56,51,46,29,73,55,53,37,45,14,39,32,61,61,37,36,61,30,46,59,37,21,32,96,109,48,50,62,128,79,61,176,143,51,30,26,37,59,50,35,25,39,49,26,21,39,12,42,15,8,8,6,0,1,0,0,0,0,0,0,0,0,0,0,0,0,0,0,0,0,0,0,0,0,0,0,0,0,0,0,0,0,null,95.309634703936609,373.29606925708509,810.13189498346128,643.34003425157221,1159.6005555645622,1024.5785730673185,579.80027778228111,651.28250381023349,484.49064307834448,444.77829528503753,405.06594749173064,365.35359969842369,230.33161720118017,579.80027778228111,436.83582572637619,420.95088660905338,293.87137367047126,357.41113013976229,111.19457382125938,309.756312787794,254.15902587716431,484.49064307834448,484.49064307834448,293.87137367047126,285.92890411180986,484.49064307834448,238.27408675984154,365.35359969842369,468.60570396102167,293.87137367047126,166.79186073188907,254.15902587716431,762.47707763149288,865.72918189409097,381.23853881574644,397.12347793306924,492.43311263700588,1016.6361035086572,627.4550951342494,484.49064307834448,1397.8746423244038,1135.7731468885779,405.06594749173064,238.27408675984154,206.50420852519599,293.87137367047126,468.60570396102167,397.12347793306924,277.98643455314846,198.56173896653462,309.756312787794,389.18100837440784,206.50420852519599,166.79186073188907,309.756312787794,95.309634703936609,333.58372146377815,119.13704337992077,63.539756469291078,63.539756469291078,47.654817351968305,0,7.9424695586613847,0,0,0,0,0,0,0,0,0,0,0,0,0,0,0,0,0,0,0,0,0,0,0,0,0,0,0,0]
[2,"POLES ","> 22 kv & < = 66 kv ; wood",9.3414669144808684,64.593201424488484,8.0369895747405629,2,27,248,301,537,378,356,301,430,516,495,444,650,357,396,323,303,368,408,206,309,373,295,250,173,224,238,928,261,422,211,188,364,413,256,224,261,262,343,171,242,485,523,420,411,492,448,419,431,317,627,554,713,520,476,656,223,415,552,330,155,40,3,7,0,1,1,0,0,0,0,1,0,0,0,0,0,0,0,0,0,0,0,0,0,0,0,0,0,0,0,0,null,252.21960669098345,2316.6837947912554,2811.7815412587415,5016.3677330762266,3531.0744936737683,3325.5622215551894,2811.7815412587415,4016.8307732267735,4820.1969278721281,4624.0261226680295,4147.6113100295051,6071.9534944125644,3334.9036884696702,3699.2208981344238,3017.2938133773205,2830.4644750877032,3437.6598245289597,3811.3185011081941,1924.3421843830588,2886.5132765745884,3484.367159101364,2755.7327397718564,2335.3667286202171,1616.0737762051901,2092.4885888437148,2223.2691256464468,8668.8812966382466,2438.1228646795066,3942.0990379109267,1971.0495189554633,1756.1957799224033,3400.2939568710362,3858.0258356805984,2391.4155301071023,2092.4885888437148,2438.1228646795066,2447.4643315939875,3204.1231516669377,1597.3908423762284,2260.6349933043703,4530.6114535232209,4885.5871962734946,3923.4161040819649,3839.3429018516367,4596.0017219245874,4184.9771776874295,3914.0746371674841,4026.1722401412544,2961.2450118904353,5857.0997553795041,5175.1726706224008,6660.4659100248591,4857.5627955300515,4446.5382512928936,6128.0022958994496,2083.1471219292334,3876.7087695095602,5156.4897367934391,3082.6840817786865,1447.9273717445346,373.65867657923474,28.024400743442605,65.390268401366086,0,9.3414669144808684,9.3414669144808684,0,0,0,0,9.3414669144808684,0,0,0,0,0,0,0,0,0,0,0,0,0,0,0,0,0,0,0,0]
[2,"POLES ","> 66 kv & < = 132 kv ; wood",14.193255978420531,63.751357684510282,7.9844447323849819,2,0,72,30,82,76,53,74,49,57,39,75,69,45,36,43,48,37,57,26,27,54,48,20,27,32,34,34,26,28,39,282,74,36,30,42,88,20,25,35,25,35,37,27,78,164,72,59,52,16,20,83,141,131,76,83,24,26,44,39,88,20,9,2,4,0,1,0,0,0,0,0,2,0,0,0,0,0,0,0,0,0,0,0,0,0,0,0,0,0,0,0,null,0,1021.9144304462782,425.79767935261594,1163.8469902304835,1078.6874543599604,752.24256685628814,1050.3009424031193,695.46954294260604,809.01559076997023,553.53698315840074,1064.4941983815397,979.33466251101663,638.69651902892394,510.95721522313909,610.31000707208284,681.27628696418549,525.15047120155964,809.01559076997023,369.02465543893379,383.21791141735434,766.43582283470869,681.27628696418549,283.86511956841059,383.21791141735434,454.18419130945699,482.57070326629804,482.57070326629804,369.02465543893379,397.4111673957749,553.53698315840074,4002.4981859145896,1050.3009424031193,510.95721522313909,425.79767935261594,596.11675109366229,1249.0065261010068,283.86511956841059,354.8313994605133,496.76395924471859,354.8313994605133,496.76395924471859,525.15047120155964,383.21791141735434,1107.0739663168015,2327.6939804609669,1021.9144304462782,837.40210272681134,738.04931087786758,227.0920956547285,283.86511956841059,1178.0402462089041,2001.2490929572948,1859.3165331730895,1078.6874543599604,1178.0402462089041,340.63814348209274,369.02465543893379,624.50326305050339,553.53698315840074,1249.0065261010068,283.86511956841059,127.73930380578477,28.386511956841062,56.773023913682124,0,14.193255978420531,0,0,0,0,0,28.386511956841062,0,0,0,0,0,0,0,0,0,0,0,0,0,0,0,0,0,0,0]
[2,"POLES ","˂ = 1 kv ; concrete",9.4148955296393098,61.217208351220648,7.8241426591813017,2,14,15,12,39,92,38,68,75,66,57,70,92,123,119,109,91,64,92,23,13,1,0,3,3,4,54,48,174,120,93,34,69,62,112,92,39,158,133,4,3,10,3,1,0,2,0,0,2,2,0,0,0,2,0,0,1,1,1,0,0,0,0,1,0,0,0,0,0,0,0,0,0,0,0,0,0,0,0,0,0,0,0,0,0,0,0,0,0,0,0,0,null,131.80853741495034,141.22343294458966,112.97874635567172,367.18092565593309,866.17038872681655,357.7660301262938,640.21289601547301,706.11716472294825,621.38310495619442,536.6490451894407,659.04268707475171,866.17038872681655,1158.0321501456351,1120.3725680270779,1026.2236127306849,856.7554931971772,602.55331389691582,866.17038872681655,216.54259718170414,122.39364188531103,9.4148955296393098,0,28.244686588917929,28.244686588917929,37.659582118557239,508.40435860052276,451.91498542268687,1638.1918221572398,1129.7874635567173,875.58528425645579,320.1064480077365,649.62779154511236,583.72352283763723,1054.4682993196027,866.17038872681655,367.18092565593309,1487.5534936830109,1252.1811054420282,37.659582118557239,28.244686588917929,94.148955296393098,28.244686588917929,9.4148955296393098,0,18.82979105927862,0,0,18.82979105927862,18.82979105927862,0,0,0,18.82979105927862,0,0,9.4148955296393098,9.4148955296393098,9.4148955296393098,0,0,0,0,9.4148955296393098,0,0,0,0,0,0,0,0,0,0,0,0,0,0,0,0,0,0,0,0,0,0,0,0,0,0,0,0]
[2,"POLES ","> 1 kv & < = 11 kv ; concrete",11.685070772257893,54.095294404026149,7.3549503332127371,2,6,157,121,281,379,209,273,405,537,525,455,454,703,1005,1551,1012,648,708,153,234,8,2,9,10,8,77,78,166,314,155,175,269,226,302,304,199,294,214,46,7,6,8,3,0,1,0,0,2,0,3,0,2,0,0,0,0,1,2,0,0,0,0,0,0,0,0,0,0,0,0,0,0,0,0,0,0,0,0,0,0,0,0,0,0,0,0,0,0,0,0,0,null,70.110424633547353,1834.5561112444891,1413.893563443205,3283.5048870044679,4428.6418226857413,2442.1797914018998,3190.0243208264046,4732.4536627644466,6274.8830047024885,6134.6621554353933,5316.7072013773413,5305.0221306050835,8214.6047528972995,11743.496126119182,18123.544767771993,11825.291621524988,7571.9258604231145,8273.0301067585879,1787.8158281554577,2734.3065607083468,93.480566178063143,23.370141544515786,105.16563695032103,116.85070772257893,93.480566178063143,899.75044946385776,911.43552023611562,1939.7217481948103,3669.1122224889782,1811.1859696999734,2044.8873851451312,3143.2840377373732,2640.8259945302839,3528.8913732218834,3552.2615147663996,2325.3290836793208,3435.4108070438206,2500.6051452631891,537.51325552386311,81.795495405805255,70.110424633547353,93.480566178063143,35.055212316773677,0,11.685070772257893,0,0,23.370141544515786,0,35.055212316773677,0,23.370141544515786,0,0,0,0,11.685070772257893,23.370141544515786,0,0,0,0,0,0,0,0,0,0,0,0,0,0,0,0,0,0,0,0,0,0,0,0,0,0,0,0,0,0,0,0,0]
[2,"POLES ","˃ 11 kv & < = 22 kv ; concrete",13.55489691181304,59.373878556320328,7.7054447344926382,2,0,22,11,64,19,11,2,8,135,10,34,20,39,49,116,35,23,17,11,12,0,1,3,13,0,24,31,62,68,19,61,97,67,116,92,65,45,51,2,2,4,1,1,0,0,0,0,0,0,0,0,0,0,0,0,0,0,0,0,0,0,0,0,0,0,0,0,0,0,0,0,0,0,0,0,0,0,0,0,0,0,0,0,0,0,0,0,0,0,0,0,null,0,298.20773205988689,149.10386602994345,867.51340235603459,257.54304132444776,149.10386602994345,27.109793823626081,108.43917529450432,1829.9110830947604,135.5489691181304,460.86649500164339,271.0979382362608,528.64097956070862,664.18994867883896,1572.3680417703126,474.42139191345643,311.76262897169994,230.43324750082169,149.10386602994345,162.65876294175649,0,13.55489691181304,40.664690735439123,176.21365985356954,0,325.31752588351299,420.20180426620425,840.4036085324085,921.73299000328677,257.54304132444776,826.84871162059551,1314.8250004458648,908.17809309147367,1572.3680417703126,1247.0505158867998,881.06829926784758,609.97036103158678,691.29974250246505,27.109793823626081,27.109793823626081,54.219587647252162,13.55489691181304,13.55489691181304,0,0,0,0,0,0,0,0,0,0,0,0,0,0,0,0,0,0,0,0,0,0,0,0,0,0,0,0,0,0,0,0,0,0,0,0,0,0,0,0,0,0,0,0,0,0,0,0]
[2,"POLES ","> 22 kv & < = 66 kv ; concrete",22.286741085127677,56.52271194379005,7.5181588134190172,2,1,21,61,38,41,30,36,93,64,717,158,364,165,195,141,180,201,146,29,22,18,18,18,19,1,4,221,48,71,18,12,28,42,122,30,74,83,165,28,37,4,1,2,0,1,1,2,2,2,0,0,5,1,0,0,1,1,2,1,1,0,0,1,0,0,0,0,0,0,0,0,0,0,0,0,0,0,0,0,0,0,0,0,0,0,0,0,0,0,0,0,null,22.286741085127677,468.02156278768121,1359.4912061927882,846.89616123485166,913.75638449023472,668.60223255383028,802.3226790645964,2072.666920916874,1426.3514294481713,15979.593358036544,3521.3050914501728,8112.3737549864745,3677.3122790460666,4345.9145115998972,3142.4304930030025,4011.6133953229819,4479.6349581106633,3253.864198428641,646.31549146870259,490.30830387280889,401.1613395322982,401.1613395322982,401.1613395322982,423.44808061742583,22.286741085127677,89.146964340510706,4925.3697798132162,1069.7635720861285,1582.3586170440651,401.1613395322982,267.44089302153213,624.0287503835749,936.04312557536241,2718.9824123855765,668.60223255383028,1649.2188402994482,1849.7995100655971,3677.3122790460666,624.0287503835749,824.60942014972409,89.146964340510706,22.286741085127677,44.573482170255353,0,22.286741085127677,22.286741085127677,44.573482170255353,44.573482170255353,44.573482170255353,0,0,111.43370542563838,22.286741085127677,0,0,22.286741085127677,22.286741085127677,44.573482170255353,22.286741085127677,22.286741085127677,0,0,22.286741085127677,0,0,0,0,0,0,0,0,0,0,0,0,0,0,0,0,0,0,0,0,0,0,0,0,0,0,0,0]
[2,"POLES ","> 66 kv & < = 132 kv ; concrete",25.625180334314628,53.884527064126004,7.3406080854467364,2,0,21,0,21,2,9,33,47,86,35,84,101,57,25,50,321,94,54,19,4,49,8,6,0,1,12,167,0,54,191,26,4,87,76,26,432,2,4,0,2,0,2,0,0,1,0,1,0,0,0,3,0,0,0,0,0,0,2,0,0,0,0,0,0,0,0,0,0,0,0,0,0,0,0,0,0,0,0,0,0,0,0,0,0,0,0,0,0,0,0,0,null,0,538.12878702060721,0,538.12878702060721,51.250360668629256,230.62662300883164,845.63095103238277,1204.3834757127875,2203.765508751058,896.88131170101201,2152.5151480824288,2588.1432137657775,1460.6352790559338,640.62950835786569,1281.2590167157314,8225.6828873149952,2408.7669514255749,1383.7597380529899,486.87842635197791,102.50072133725851,1255.6338363814168,205.00144267451702,153.75108200588778,0,25.625180334314628,307.50216401177556,4279.4051158305429,0,1383.7597380529899,4894.4094438540942,666.25468869218037,102.50072133725851,2229.3906890853727,1947.5137054079116,666.25468869218037,11070.077904423919,51.250360668629256,102.50072133725851,0,51.250360668629256,0,51.250360668629256,0,0,25.625180334314628,0,25.625180334314628,0,0,0,76.875541002943891,0,0,0,0,0,0,51.250360668629256,0,0,0,0,0,0,0,0,0,0,0,0,0,0,0,0,0,0,0,0,0,0,0,0,0,0,0,0,0,0,0,0,0]
[2,"POLES ","˂ = 1 kv ; steel",8.2226059606616744,66.271484508302052,8.140729973921383,2,1,10,28,39,16,29,12,17,16,54,47,16,20,71,59,27,23,76,17,14,8,2,12,8,4,14,12,10,20,7,9,6,6,4,7,5,5,6,2,3,0,2,4,2,3,0,3,6,2,6,1,3,0,4,3,1,6,4,6,2,1,0,0,0,0,0,0,0,0,0,0,0,0,0,0,0,0,0,0,0,0,0,0,0,0,0,0,0,0,0,0,null,8.2226059606616744,82.226059606616744,230.23296689852688,320.68163246580531,131.56169537058679,238.45557285918855,98.671271527940092,139.78430133124846,131.56169537058679,444.02072187573043,386.4624801510987,131.56169537058679,164.45211921323349,583.80502320697883,485.13375167903877,222.01036093786522,189.11993709521852,624.91805301028728,139.78430133124846,115.11648344926344,65.780847685293395,16.445211921323349,98.671271527940092,65.780847685293395,32.890423842646697,115.11648344926344,98.671271527940092,82.226059606616744,164.45211921323349,57.558241724631721,74.003453645955062,49.335635763970046,49.335635763970046,32.890423842646697,57.558241724631721,41.113029803308372,41.113029803308372,49.335635763970046,16.445211921323349,24.667817881985023,0,16.445211921323349,32.890423842646697,16.445211921323349,24.667817881985023,0,24.667817881985023,49.335635763970046,16.445211921323349,49.335635763970046,8.2226059606616744,24.667817881985023,0,32.890423842646697,24.667817881985023,8.2226059606616744,49.335635763970046,32.890423842646697,49.335635763970046,16.445211921323349,8.2226059606616744,0,0,0,0,0,0,0,0,0,0,0,0,0,0,0,0,0,0,0,0,0,0,0,0,0,0,0,0,0,0]
[2,"POLES ","> 1 kv & < = 11 kv ; steel",9.1971131993514224,61.769553775200471,7.8593609011929511,2,4,10,0,5,8,113,23,1,1,7,4,6,14,35,27,27,8,4,1,2,2,3,4,0,0,0,2,3,0,5,0,0,0,0,1,1,0,1,0,0,0,1,0,1,0,0,0,0,1,3,1,5,1,0,0,0,0,0,0,0,0,0,0,0,0,0,0,0,0,0,0,0,0,0,0,0,0,0,0,0,0,0,0,0,0,0,0,0,0,0,0,null,36.788452797405689,91.97113199351422,0,45.98556599675711,73.576905594811379,1039.2737915267107,211.53360358508272,9.1971131993514224,9.1971131993514224,64.379792395459958,36.788452797405689,55.182679196108538,128.75958479091992,321.89896197729979,248.3220563824884,248.3220563824884,73.576905594811379,36.788452797405689,9.1971131993514224,18.394226398702845,18.394226398702845,27.591339598054269,36.788452797405689,0,0,0,18.394226398702845,27.591339598054269,0,45.98556599675711,0,0,0,0,9.1971131993514224,9.1971131993514224,0,9.1971131993514224,0,0,0,9.1971131993514224,0,9.1971131993514224,0,0,0,0,9.1971131993514224,27.591339598054269,9.1971131993514224,45.98556599675711,9.1971131993514224,0,0,0,0,0,0,0,0,0,0,0,0,0,0,0,0,0,0,0,0,0,0,0,0,0,0,0,0,0,0,0,0,0,0,0,0,0,0]
[2,"POLES ","˃ 11 kv & < = 22 kv ; steel",11.464939601895232,47.795479044562015,6.9134274455267128,2,0,0,0,6,9,88,64,153,0,0,0,0,13,0,0,0,1,0,0,0,0,0,0,0,0,0,0,0,0,0,0,0,0,0,0,0,0,0,0,0,0,0,0,0,0,0,0,0,0,0,0,0,0,0,0,0,0,0,0,0,0,0,0,0,0,0,0,0,0,0,0,0,0,0,0,0,0,0,0,0,0,0,0,0,0,0,0,0,0,0,0,null,0,0,0,68.78963761137139,103.18445641705708,1008.9146849667804,733.75613452129483,1754.1357590899704,0,0,0,0,149.044214824638,0,0,0,11.464939601895232,0,0,0,0,0,0,0,0,0,0,0,0,0,0,0,0,0,0,0,0,0,0,0,0,0,0,0,0,0,0,0,0,0,0,0,0,0,0,0,0,0,0,0,0,0,0,0,0,0,0,0,0,0,0,0,0,0,0,0,0,0,0,0,0,0,0,0,0,0,0,0,0,0,0]
[2,"POLES ","> 22 kv & < = 66 kv ; steel",23.394405152419221,61.162024947307394,7.8206153816248625,2,0,9,10,57,3,17,22,114,11,26,19,89,19,1,35,0,5,6,0,0,0,4,1,1,0,0,0,1,0,0,0,1,0,0,0,0,0,0,0,0,0,0,0,0,0,0,0,1,0,0,0,0,0,0,0,0,0,0,0,0,0,0,0,0,0,0,0,0,0,0,0,0,0,0,0,0,0,0,0,0,0,0,0,0,0,0,0,0,0,0,0,null,0,210.54964637177298,233.94405152419222,1333.4810936878955,70.18321545725766,397.70488759112675,514.67691335322286,2666.962187375791,257.33845667661143,608.2545339628997,444.49369789596523,2082.1020585653105,444.49369789596523,23.394405152419221,818.80418033467276,0,116.97202576209611,140.36643091451532,0,0,0,93.577620609676885,23.394405152419221,23.394405152419221,0,0,0,23.394405152419221,0,0,0,23.394405152419221,0,0,0,0,0,0,0,0,0,0,0,0,0,0,0,23.394405152419221,0,0,0,0,0,0,0,0,0,0,0,0,0,0,0,0,0,0,0,0,0,0,0,0,0,0,0,0,0,0,0,0,0,0,0,0,0,0,0,0,0,0,0]
[2,"POLES ","> 66 kv & < = 132 kv ; steel",22.260762573285568,62.741360400155131,7.9209444133988924,2,0,2,2,0,0,0,0,1,0,12,0,0,3,6,89,40,0,2,0,0,0,0,0,0,0,2,0,0,0,0,0,0,0,0,0,0,0,0,0,0,0,0,0,0,0,0,0,0,0,0,0,0,0,0,0,0,0,0,0,0,0,0,0,0,0,0,0,0,0,0,0,0,0,0,0,0,0,0,0,0,0,0,0,0,0,0,0,0,0,0,0,null,0,44.521525146571136,44.521525146571136,0,0,0,0,22.260762573285568,0,267.12915087942679,0,0,66.782287719856697,133.56457543971339,1981.2078690224155,890.43050293142278,{"$f":"$D36*X36","v":0},44.521525146571136,0,0,0,0,0,0,0,44.521525146571136,0,0,0,0,0,0,{"$f":"$D36*AN36","v":0},0,0,0,0,0,0,0,0,0,0,0,0,0,0,0,{"$f":"$D36*BD36","v":0},0,0,0,0,0,0,0,0,0,0,0,0,0,0,0,{"$f":"$D36*BT36","v":0},0,0,0,0,0,0,0,0,0,0,0,0,0,0,0,{"$f":"$D36*CJ36","v":0},0,0,0,0,0,0,0,0,0,0]
[1,"OVERHEAD CONDUCTORS ","˂ = 1 kv",78.472207339272373,72.67207791323176,8.5247919571818151,2,31.528300000000062,54.120600000000017,86.642400000000052,100.08099999999999,147.5308,165.31909999999999,110.6018,154.66659999999999,180.85059999999999,194.3956,221.64440000000002,177.25139999999999,150.88479999999998,161.57640000000001,157.1482,161.81979999999999,174.77969999999999,291.43689999999998,190.53100000000001,167.4905,105.2247,109.7645,156.46039999999999,115.5355,138.64749999999998,147.2286,199.7672,225.64940000000001,330.50710000000004,236.54770000000002,200.24419999999998,376.71049999999997,419.72899999999998,364.27549999999997,240.41809999999998,242.68509999999998,196.3109,407.59640000000002,148.88220000000001,165.98419999999999,509.96799999999996,538.5304000000001,363.41030000000001,260.52080000000001,249.25909999999999,262.99789999999996,235.26459999999997,311.55289999999997,141.45850000000002,376.82309999999995,347.4477,527.25660000000005,344.6798,515.51339999999993,600.46930000000009,125.65089999999998,155.37259999999998,72.691799999999986,18.002200000000013,11.2745,8.5801999999999996,3.6318000000000001,0,0,0,0,0,0,0,0,0,0,0,0,0,0,0,0,0,0,0,0,0,0,0,0,0,0,0,0,0,null,2474.0952946547859,4246.9629445258261,6799.0203771721763,7853.5769827217173,11577.067526528725,12972.954692341902,8679.1673816967341,12137.029503660304,14191.745780631811,15254.651829042257,17392.925312388623,13909.308611976303,11840.263309944643,12679.256761933209,12331.766133393443,12698.356897199586,13715.348857095823,22869.696843114787,14951.388136558904,13143.3492433584,8257.2144756127327,8613.4626024915615,12277.79294918549,9066.3257110465038,10879.975367071766,11553.353225470797,15676.173137985892,17707.20650278241,25935.621678301632,18562.420160027999,15713.604380886723,29561.304462880962,32937.061114305456,28585.502564617109,18866.138991313917,19044.035485352048,15404.949647759166,31984.989211541,11683.114867527018,13025.146557443253,40018.314632394053,42259.669207301296,28517.608410827175,20443.642233793111,19559.911776400426,20638.02573859322,18461.732470790976,24448.243765951589,11100.560741902462,29570.140433427365,27264.987953953307,41374.989236199799,27047.784731258933,40453.474410973249,47120.151410467748,9860.103477166178,12192.430882041828,5704.2860014649186,1412.6723709630501,884.73490164662633,673.30723341242481,284.99536261476942,0,0,0,0,0,0,0,0,0,0,0,0,0,0,0,0,0,0,0,0,0,0,0,0,0,0,0,0,0]
[1,"OVERHEAD CONDUCTORS ","> 1 kv & < = 11 kv",66.562398290404559,81.140834933847245,9.0078207649712514,2,90.65799999999993,137.76600000000022,134.76909999999995,147.52779999999987,161.81089999999972,170.47720000000001,172.42380000000017,226.47550000000001,332.04460000000006,348.28319999999997,237.03500000000003,149.97710000000009,159.37800000000016,178.19020000000015,163.38880000000012,183.06229999999974,217.89389999999963,242.53440000000001,198.27070000000023,168.69680000000005,97.234300000000118,142.82319999999982,128.7902,108.89709999999999,113.1948,141.80780000000007,197.77860000000035,209.63429999999994,229.65059999999974,206.23439999999968,181.68199999999979,251.28170000000023,295.25250000000011,237.87779999999967,174.4700000000002,228.77809999999977,134.82649999999998,265.29159999999996,127.4396999999999,153.01530000000014,388.78509999999994,311.26270000000073,192.24199999999976,124.69950000000007,137.22669999999982,150.50779999999966,138.97440000000014,166.78780000000015,88.348400000000055,211.39739999999983,130.76340000000008,213.64639999999969,136.52120000000016,149.18370000000002,172.04780000000005,49.522999999999946,72.426799999999957,46.85390000000001,28.951199999999996,6.4823000000000004,5.2671000000000001,9.5996999999999986,0,0,0,0,0,0,0,0,0,0,0,0,0,0,0,0,0,0,0,0,0,0,0,0,0,0,0,0,0,null,6034.4139042114921,9170.0353628758894,8970.5545114393572,9819.8041825071377,10770.521573528804,11347.371285832956,11476.941650345068,15074.752434018519,22101.684915378071,23182.565076256626,15777.618078766047,9982.8354646398402,10608.581914728109,11860.767063846855,10875.550381791259,12185.065724557509,14503.540556849557,16143.671331924295,13197.373302717331,11228.863591916723,6472.1482040886922,9506.6547235100952,8572.5845883008606,7248.4521428700136,7534.5173620026862,9439.0672642860372,13164.617946518631,13953.761771930152,15286.094704830364,13727.456273982589,12093.189646197266,16725.912598489966,19652.714501237679,15833.716868045176,11613.141629726897,15228.019012321987,8974.3751931012284,17658.445142298686,8482.6920694096625,10185.065343125751,25878.468675574761,20718.391810346755,12796.088572143937,8300.2977856143079,9134.1382614778468,10018.160129412528,9250.4693649700093,11101.795973580347,5880.6813891199818,14071.117936355959,8703.9255126074931,14220.816770111067,9087.1784894839893,9930.024857836228,11451.914188587869,3296.3696505357016,4820.9015084994699,3118.7079532587868,1927.0613053851603,431.47743443788949,350.59080803538984,638.97905486839659,0,0,0,0,0,0,0,0,0,0,0,0,0,0,0,0,0,0,0,0,0,0,0,0,0,0,0,0,0]
[1,"OVERHEAD CONDUCTORS ","˃ 11 kv & < = 22 kv ; swer",37.804329777634287,79.584247200867068,8.9210003475432664,2,0.95579999999999998,8.4952000000000005,18.117599999999999,10.333699999999999,29.437799999999999,36.086300000000001,32.221599999999988,12.047299999999998,24.960699999999999,0.53979999999999995,2.6016999999999997,1.9256000000000002,0.75169999999999992,1.0162000000000002,3.1975000000000002,2.2725999999999997,6.6721999999999992,2.2290000000000005,2.7507999999999999,0.80869999999999997,16.980700000000002,4.9052999999999987,36.745499999999993,10.0631,4.7318000000000007,0.92459999999999998,5.5383999999999993,6.730900000000001,24.222500000000007,6.8220999999999998,4.6368999999999998,1.2252000000000001,3.1483000000000008,15.8055,6.7728999999999999,7.4218999999999999,20.493499999999997,17.145699999999998,4.5126999999999997,6.3233999999999986,39.318799999999989,13.238499999999998,0,0,0,8.0192000000000014,9.0336999999999996,0.1767,3.1706000000000003,5.5628000000000011,0,0,0,0,0,0,0,0,0,0,0,0,0,0,0,0,0,0,0,0,0,0,0,0,0,0,0,0,0,0,0,0,0,0,0,0,0,0,0,0,0,null,36.133378401462849,321.15534232695882,684.92372517926697,390.65860262313936,1112.8762991280425,1364.2183856546442,1218.1159923630205,455.44010213009346,943.62253428059614,20.406777213966986,98.355524782471107,72.796017419812586,28.417514693847689,38.416759920031971,120.87934446398565,85.914119852651666,252.23804914233145,84.265851074346841,103.99215035231639,30.572361491172845,641.94398265507459,185.44157885822941,1389.1389998440604,380.42875098531158,178.88252764180996,34.953883312400663,209.37550004044971,254.45716330027867,915.71537803874674,257.90491817599889,175.29489674591241,46.31786484355753,119.01937143892606,597.51633430039874,256.04494515093927,280.57995517662391,774.74303229794816,648.1816970683841,170.59959898753024,239.05189891589259,1486.4208816608466,500.47261976121143,0,0,0,303.16048135280494,341.51297391221482,6.6800250717079788,119.86240799296728,210.29792568702405,0,0,0,0,0,0,0,0,0,0,0,0,0,0,0,0,0,0,0,0,0,0,0,0,0,0,0,0,0,0,0,0,0,0,0,0,0,0,0,0,0]
["","OVERHEAD CONDUCTORS ","˃ 11 kv & < = 22 kv ; single-phase",0,0,0,2,0,0,0,0,0,0,0,0,0,0,0,0,0,0,0,0,0,0,0,0,0,0,0,0,0,0,0,0,0,0,0,0,0,0,0,0,0,0,0,0,0,0,0,0,0,0,0,0,0,0,0,0,0,0,0,0,0,0,0,0,0,0,0,0,0,0,0,0,0,0,0,0,0,0,0,0,0,0,0,0,0,0,0,0,0,0,0,0,0,0,0,null,0,0,0,0,0,0,0,0,0,0,0,0,0,0,0,0,0,0,0,0,0,0,0,0,0,0,0,0,0,0,0,0,0,0,0,0,0,0,0,0,0,0,0,0,0,0,0,0,0,0,0,0,0,0,0,0,0,0,0,0,0,0,0,0,0,0,0,0,0,0,0,0,0,0,0,0,0,0,0,0,0,0,0,0,0,0,0,0,0,0,0]
[1,"OVERHEAD CONDUCTORS ","˃ 11 kv & < = 22 kv ; multiple-phase",83.722251371744562,73.980137793099516,8.6011707222388925,2,1.4896,1.6628000000000001,9.9737000000000009,3.2922000000000007,4.8944999999999999,9.4620999999999977,9.6652000000000022,22.438599999999994,3.2381999999999995,5.011499999999999,3.8617999999999997,1.9400000000000001E-2,6.1541999999999994,13.515599999999999,2.3386,1.0855000000000001,3.2460000000000004,2.3230999999999997,0.99629999999999996,2.9187000000000003,6.3064000000000009,9.5509999999999984,26.311800000000002,19.228599999999993,1.0617000000000001,3.9744000000000006,4.3046999999999995,6.2138999999999998,11.867700000000001,3.7471999999999999,2.7454999999999998,1.0448999999999999,5.7309000000000019,7.0232999999999999,3.5964999999999998,0.36260000000000003,3.6082000000000001,9.7036999999999995,1.8010000000000004,3.8654000000000006,10.911,15.136299999999999,2.3313000000000001,2.0380999999999996,0.84980000000000011,1.1092000000000002,0.4541,0.46729999999999999,1.1499999999999999,0.79580000000000006,1.8413999999999999,2.5185,0,0.60870000000000002,2.2071999999999998,3.3099999999999997E-2,3.1358000000000001,0,0,0,0,0,0,0,0,0,0,0,0,0,0,0,0,0,0,0,0,0,0,0,0,0,0,0,0,0,0,0,0,0,0,null,124.7126656433507,139.21335958093687,835.02061850636881,275.63039596605751,409.77855933900372,792.18831470458406,809.19230395818568,1878.610109630027,271.10939439198319,419.57406274949778,323.31859034740313,1.6242116766118446,515.24347939199038,1131.5564606399507,195.79285705796184,90.880503864028739,271.76242795268291,194.49516216169977,83.412479041669101,244.36013507871087,527.98600605077002,799.63122285153213,2202.8831336430685,1609.8616827267269,88.887914281381214,332.74571585186163,360.39917547994878,520.24169779888348,993.590562604453,313.72402034020121,229.85944114112468,87.481380458335892,479.80385038633108,588.00648805917353,301.10707705847932,30.357688347394582,302.08662739952871,812.41561063599772,150.78377472051199,323.61999045234148,913.49348471710493,1267.2451134381372,195.1816846229481,170.63432052075257,71.147169215708544,92.864721221539085,38.018274347909205,39.123408066016232,96.280589077506235,66.626167641634325,154.16615367593042,210.85449007973867,0,50.961734409980913,184.79175322771459,2.7712065204047449,262.53623585151661,0,0,0,0,0,0,0,0,0,0,0,0,0,0,0,0,0,0,0,0,0,0,0,0,0,0,0,0,0,0,0,0,0,0]
[1,"OVERHEAD CONDUCTORS ","> 22 kv & < = 66 kv",128.5964054996883,90.482322508096885,9.5122196414978184,2,0.90659999999999996,8.3266999999999989,28.445899999999998,16.411999999999995,60.255400000000023,57.019400000000005,18.896399999999996,72.741499999999959,70.077300000000051,50.109800000000007,33.92730000000001,20.973800000000004,11.114000000000004,17.932099999999998,11.083,32.010000000000005,21.345700000000008,11.253899999999998,29.503199999999996,5.3173999999999992,20.228399999999993,33.338999999999999,14.838800000000001,9.8163999999999998,29.397200000000002,9.1189999999999998,37.824800000000018,103.92070000000012,96.584999999999994,25.229699999999998,15.502199999999998,29.962100000000007,32.812700000000007,10.554199999999998,18.998999999999995,9.7161999999999971,8.5849999999999955,28.798200000000001,3.4028,16.111200000000004,35.515199999999993,34.851199999999999,29.955499999999997,48.038000000000011,43.249399999999987,64.793099999999995,40.142399999999981,41.641300000000001,18.450599999999994,58.202499999999979,40.741099999999982,58.157299999999999,29.626600000000018,30.643400000000028,37.743400000000037,11.529899999999998,34.345799999999997,41.859799999999993,43.607200000000006,5.5501999999999994,0,0,0,0,0,0,0,0,0,0,0,0,0,0,0,0,0,0,0,0,0,0,0,0,0,0,0,0,0,0,0,null,116.58550122601741,1070.7836896742544,3658.0404912035833,2110.5242070608838,7748.6278519459211,7332.4898837489282,2430.0091168843096,9354.2954306555712,9011.6888871233132,6443.9401603082815,4362.9288283095766,2697.1552896693629,1429.2204507235363,2306.0036030609604,1425.2339621530455,4116.3709400450234,2744.9802928746976,1447.211087852942,3794.0054707384033,683.79852660404254,2601.2995290098938,4287.275562954108,1908.2163419287749,1262.3537549471403,3780.3742517554369,1172.6706217516576,4864.1333187446126,13363.828477011473,12420.483825187393,3244.4487318354854,1993.5271973372678,3853.0183612222118,4219.5952747396232,1357.2321829248101,2443.2031080885777,1249.4683951160712,1104.0001412148235,3703.3450048611239,437.58784863433937,2071.8424082865786,4567.1270606025291,4481.7390473507367,3852.1696249459123,6177.514127394028,5561.7173800182172,8332.1597611818543,5162.1683481306854,5354.9215003341706,2372.6808393125484,7484.632291095606,5239.1590161033491,7478.819733567022,3809.8742671770678,3940.6310922891521,4853.66557133694,1482.7036957708558,4416.746424011194,5383.0198149358512,5607.7291739060083,713.73576980436997,0,0,0,0,0,0,0,0,0,0,0,0,0,0,0,0,0,0,0,0,0,0,0,0,0,0,0,0,0,0,0]
[1,"OVERHEAD CONDUCTORS ","> 66 kv & < = 132 kv",378.4323949117113,80.139007134687802,8.9520392724053544,2,1.403,9.9384999999999959,7.6630000000000011,5.8633000000000006,16.221599999999999,25.560000000000009,15.438599999999999,18.733899999999998,15.875300000000001,19.173100000000002,9.4342999999999986,8.2749000000000006,14.125999999999999,6.7787999999999986,41.950900000000004,44.125200000000007,8.4928999999999988,14.576699999999999,45.770899999999969,98.369499999999988,32.303599999999989,22.270300000000002,16.5459,11.719099999999999,1.2030000000000001,11.183899999999998,18.392299999999995,66.395999999999987,18.461900000000004,6.6208999999999998,41.66360000000001,15.97,30.531400000000005,12.055899999999999,13.684899999999999,15.993300000000005,8.6513999999999989,12.634699999999999,2.9767999999999999,9.9614000000000011,19.068899999999989,12.884400000000001,19.1099,13.956300000000002,55.14709999999998,11.492999999999999,15.977500000000001,6.4376999999999995,7.3054999999999994,8.5923999999999996,13.413900000000002,22.971899999999994,28.096499999999999,25.867000000000001,30.37670000000001,3.9323000000000001,4.721000000000001,3.4411999999999994,14.1721,7.7679000000000009,1.03,0.14410000000000001,0,0,0,0,0,0,0,0,0,0,0,0,0,0,0,0,0,0,0,0,0,0,0,0,0,0,0,0,0,null,530.94065006113101,3761.050356830041,2899.9274422084441,2218.8626610858373,6138.7789372998159,9672.732013943345,5842.4663720839453,7089.5146430365076,6007.7277989418908,7255.7221508817329,3570.2447433155576,3131.49022465492,5345.7360105228336,2565.317518627508,15875.579555701712,16698.405111958247,3213.9884867456726,5516.2954909095415,17321.191304264434,37226.205471267582,12224.728712269953,8427.8029644022845,6261.5045629696842,4434.887079209836,455.25417107878872,4232.3500614530867,6960.2421369346657,25126.39729255798,6986.5810316205243,2505.5630434709492,15766.855928643579,6043.5653467400298,11554.070822007425,4562.3431098161,5178.8094811272776,6052.3828215414742,3273.9700213391789,4781.379779990998,1126.5175531731823,3769.7164586735212,7216.2894953319274,4875.8743490004535,7231.8052235233117,5281.5160331063171,20869.449125435625,4349.3235147202977,6046.4035897018675,2436.2342287231236,2764.6378610275065,3251.6425100393881,5076.2543021062047,8693.3111326723392,10632.625783636897,9788.9107591812372,11495.527330514584,1488.1097065113224,1786.5793363781895,1302.2615573701808,5363.181743928264,2939.6250004346825,389.78536675906264,54.532108106777599,0,0,0,0,0,0,0,0,0,0,0,0,0,0,0,0,0,0,0,0,0,0,0,0,0,0,0,0,0]
["","OVERHEAD CONDUCTORS ","> 132 kv",0,0,0,2,0,0,0,0,0,0,0,0,0,0,0,0,0,0,0,0,0,0,0,0,0,0,0,0,0,0,0,0,0,0,0,0,0,0,0,0,0,0,0,0,0,0,0,0,0,0,0,0,0,0,0,0,0,0,0,0,0,0,0,0,0,0,0,0,0,0,0,0,0,0,0,0,0,0,0,0,0,0,0,0,0,0,0,0,0,0,0,0,0,0,0,null,0,0,0,0,0,0,0,0,0,0,0,0,0,0,0,0,0,0,0,0,0,0,0,0,0,0,0,0,0,0,0,0,0,0,0,0,0,0,0,0,0,0,0,0,0,0,0,0,0,0,0,0,0,0,0,0,0,0,0,0,0,0,0,0,0,0,0,0,0,0,0,0,0,0,0,0,0,0,0,0,0,0,0,0,0,0,0,0,0,0,0]
[6,"UNDERGROUND CABLES ","˂ = 1 kv",365.00294403629192,64.695969603604198,8.043380483578046,2,164.81960000000001,393.01230000000004,406.51349999999996,639.2847999999999,471.54349999999999,636.42469999999992,479.66970000000003,446.05340000000001,415.35820000000001,399.1499,325.6456,329.8381,324.07380000000001,261.05430000000001,322.49549999999999,269.63749999999999,535.05529999999999,555.88209999999992,229.65300000000002,242.9111,184.84949999999998,189.57180000000002,211.9563,169.495,162.29589999999999,127.5046,174.35509999999999,180.73100000000002,200.26689999999996,194.95210000000003,167.83670000000001,265.11599999999999,260.43900000000002,257.74029999999999,239.85550000000001,207.22190000000001,276.7287,290.6431,258.96559999999999,458.53829999999999,531.28129999999999,366.20729999999998,257.46719999999999,174.34109999999998,158.51249999999999,122.6729,127.092,123.16600000000001,54.45979999999998,47.842200000000041,25.147999999999993,26.689300000000024,14.613899999999996,16.186999999999991,12.110099999999997,2.1977000000000002,12.712299999999997,5.0860999999999992,6.2648999999999955,0.35640000000000005,3.1370999999999998,0.25079999999999997,0.38359999999999994,0.13589999999999999,0.5151,0,3.7899999999999996E-2,0.31519999999999998,0.20899999999999999,0,0,0,0,0,0,0,0,0,0,0,0,0,0,0,0,0,0,0,0,0,0,null,60159.639234884024,143450.64654247439,148378.62429049713,233340.83407765205,172114.76574117722,232296.88915741385,175080.85266500496,162810.80419739775,151606.96582961496,145690.88861179151,118861.60271246471,120391.87755533686,118287.89108502846,95285.588053333369,117711.80693845598,98418.481322585663,195296.75972222138,202898.60303707639,83824.021106766551,88663.266639094116,67470.611703636532,69194.265106259132,77364.673507039508,61866.173999431303,59238.481305019624,46539.554378169785,63640.124807742082,65967.34707862309,73098.008093021665,71158.090446057598,61260.889617335917,96768.120511125569,95061.001741867833,94075.968296797088,87547.963643296825,75636.603568794089,101006.79019933582,106085.5871638344,94523.20640412475,167367.82945339644,193919.23861142842,133666.74262758155,93976.285992780773,63635.014766525564,57857.529166552718,44775.969653469634,46388.95416346041,44955.952605173938,19877.987331627643,17462.5438491731,9179.0940366246668,9741.6730742678155,5334.1165238519652,5908.3026551154535,4420.2221525738978,802.16697010855887,4640.0269254725526,1856.441473662984,2286.7069440929636,130.08704925453446,1145.0507357362512,91.542738364301997,140.01512933232155,49.603900094532072,188.01301647309398,0,13.833611578975463,115.04892796023921,76.285615303585004,0,0,0,0,0,0,0,0,0,0,0,0,0,0,0,0,0,0,0,0,0,0]
["","UNDERGROUND CABLES ","> 1 kv & < = 11 kv",0,0,0,2,143.35279999999989,243.95840000000064,263.33520000000021,268.63380000000069,247.60470000000018,230.79990000000001,214.6002,213.43049999999994,218.12649999999994,200.72049999999973,183.12179999999992,134.63929999999999,140.84979999999982,114.70999999999995,115.20790000000004,136.59979999999985,166.57220000000007,160.47609999999997,125.74080000000011,89.833699999999979,47.612499999999962,48.543500000000016,70.056199999999933,50.948400000000007,48.377699999999997,36.879899999999971,66.481600000000014,52.53160000000004,58.582599999999999,44.310300000000005,43.10169999999998,75.972700000000103,68.116900000000015,59.543799999999997,60.131699999999988,52.580399999999976,65.97199999999998,66.402200000000036,63.052600000000069,90.800299999999993,107.27300000000002,79.368699999999976,60.613699999999966,38.751499999999993,38.6997,27.354700000000005,38.187100000000008,39.162599999999998,10.989599999999999,13.205400000000001,8.7857000000000003,9.2839000000000045,10.0421,7.4248000000000003,11.290799999999994,1.1162000000000001,2.1223999999999998,1.2132999999999998,1.3548,0.14630000000000001,1.7626999999999999,3.2799999999999996E-2,0.18610000000000002,7.1499999999999994E-2,5.8900000000000001E-2,0,0,0.20169999999999999,3.5499999999999997E-2,1.44E-2,0,0,0,0,0,0,0,0,0,0,0,0,0,0,0,0,0,0,0,0,0,null,0,0,0,0,0,0,0,0,0,0,0,0,0,0,0,0,0,0,0,0,0,0,0,0,0,0,0,0,0,0,0,0,0,0,0,0,0,0,0,0,0,0,0,0,0,0,0,0,0,0,0,0,0,0,0,0,0,0,0,0,0,0,0,0,0,0,0,0,0,0,0,0,0,0,0,0,0,0,0,0,0,0,0,0,0,0,{"$f":"$D46*CP46","v":0},0,0,0,0]
["","UNDERGROUND CABLES ","> 11 kv & < = 22 kv",0,0,0,2,19.784200000000002,22.428799999999995,13.371999999999998,29.160499999999988,35.049000000000007,22.272500000000012,16.844000000000001,11.844499999999996,15.362099999999991,15.436300000000001,10.678699999999997,13.814699999999997,12.534199999999998,8.1356000000000002,11.504800000000001,17.572900000000001,16.360900000000004,15.891999999999996,18.689700000000009,20.889899999999997,10.282900000000001,18.796900000000004,7.1338000000000008,10.106999999999999,8.1306000000000012,4.1859999999999991,2.6138000000000003,4.4228999999999994,3.1692,0.84480000000000011,4.4499999999999998E-2,0.26100000000000001,2.4E-2,0,0,0.57479999999999998,0.29109999999999997,1.1444000000000001,0,0.2656,0.15440000000000001,0.63779999999999992,4.58E-2,0.18840000000000001,0,0,0,0.1673,0,0,0,0,0,0,0.70199999999999996,0,0,0,0,0,0,0,0,0,0,0,0,0,0,0,0,0,0,0,0,0,0,0,0,0,0,0,0,0,0,0,0,0,0,0,0,null,0,0,0,0,0,0,0,0,0,0,0,0,0,0,0,0,0,0,0,0,0,0,0,0,0,0,0,0,0,0,0,0,0,0,0,0,0,0,0,0,0,0,0,0,0,0,0,0,0,0,0,0,0,0,0,0,0,0,0,0,0,0,0,0,0,0,0,0,0,0,0,0,0,0,0,0,0,0,0,0,0,0,0,0,0,0,0,0,0,0,0]
["","UNDERGROUND CABLES ","> 22 kv & < = 33 kv",0,0,0,2,1.4746000000000001,2.1132999999999997,6.6239999999999997,14.412999999999998,4.7765999999999993,6.1935000000000002,10.753300000000001,5.2068999999999992,21.227900000000002,13.309299999999999,10.516400000000003,7.4770999999999992,10.341899999999997,2.0777999999999999,19.733699999999999,9.7386999999999979,1.7875000000000001,2.9747999999999997,5.6854000000000005,0.73009999999999997,0,3.1879999999999997,0,2.18E-2,0,0,0,0,0,0,0,0.38719999999999999,0,0,0,0,0,0,3.4352,0,5.9220999999999995,0,0,0.83769999999999989,1.9609000000000001,0,10.239499999999998,0.91180000000000005,4.415,0,2.1094999999999997,1.7869000000000002,4.8304,2.2509999999999999,1.3868,1.2309000000000001,0.57940000000000003,0.20500000000000002,1.1554,0.33040000000000003,0,0,0,1.8895,0,0,0,0,0,0,0,0,0,0,0,0,0,0,0,0,0,0,0,0,0,0,0,0,0,0,0,null,0,0,0,0,0,0,0,0,0,0,0,0,0,0,0,0,0,0,0,0,0,0,0,0,0,0,0,0,0,0,0,0,0,0,0,0,0,0,0,0,0,0,0,0,0,0,0,0,0,0,0,0,0,0,0,0,0,0,0,0,0,0,0,0,0,0,0,0,0,0,0,0,0,0,0,0,0,0,0,0,0,0,0,0,0,0,0,0,0,0,0]
["","UNDERGROUND CABLES ","> 33 kv & < = 66 kv",0,0,0,2,0,1.1999999999999999E-3,1.6302000000000001,5.46,6.2700000000000006E-2,2.2719,1.415,0.36580000000000001,0.83770000000000011,14.084999999999999,0.84789999999999999,0.56540000000000001,3.5999999999999999E-3,8.1500000000000003E-2,0,0,0.47089999999999999,0,0,0,0,2.6065999999999998,0,0,0,0,1.1637,0,0,0,0,0,0.2419,0,0.51880000000000004,0,9.7100000000000006E-2,2.1412999999999998,0.67520000000000002,0.38219999999999998,0.2397,0,0,0,0,0,0,0,0,0,0,0,0,0,0,0,0,0,3.5518999999999994,0,0,0,0,0,0,0,0.1633,0,0,0,0,0,0,0,0,0,0,0,0,0,0,0,0,0,0,0,0,0,0,0,0,null,0,0,0,0,0,0,0,0,0,0,0,0,0,0,0,0,0,0,0,0,0,0,0,0,0,0,0,0,0,0,0,0,0,0,0,0,0,0,0,0,0,0,0,0,0,0,0,0,0,0,0,0,0,0,0,0,0,0,0,0,0,0,0,0,0,0,0,0,0,0,0,0,0,0,0,0,0,0,0,0,0,0,0,0,0,0,0,0,0,0,0]
["","UNDERGROUND CABLES ","> 66 kv & < = 132 kv",0,0,0,2,7.2423999999999991,4.7373000000000003,4.7344999999999997,8.607800000000001,4.3591999999999995,16.452400000000001,3.8381999999999996,2.3106,14.079199999999998,13.407400000000001,30.284099999999999,5.2142999999999997,8.2306000000000008,3.4317000000000002,1.44,8.0972000000000008,3.1800000000000002E-2,0.56800000000000006,0,0,0,0,1.5022,0,0,0,0,0,0,0,0,0.2334,0,0,0,0,0,0,0,0,0,5.0215999999999994,0,0,0,0,1.4842,0,0,0,0,0,2.1696,0,0,0,0,0,0.51449999999999996,0,0,0,0,22.121100000000002,0,0,0,0,0,0,0,0,0,0,0,0,0,0,0,0,0,0,0,0,0,0,0,0,0,0,0,null,0,0,0,0,0,0,0,0,0,0,0,0,0,0,0,0,0,0,0,0,0,0,0,0,0,0,0,0,0,0,0,0,0,0,0,0,0,0,0,0,0,0,0,0,0,0,0,0,0,0,0,0,0,0,0,0,0,0,0,0,0,0,0,0,0,0,0,0,0,0,0,0,0,0,0,0,0,0,0,0,0,0,0,0,0,0,0,0,0,0,0]
[3,"SERVICE LINES ","˂ = 11 kv ; residential ; simple type",0.67858399789018331,59.588154241786377,7.7193363861012285,2,4913,4118,39171,25632,12711,9405,8853,6771,6867,5481,11018,11223,11998,7625,11566,7281,7654,7353,5772,5173,3898,4036,5006,3196,3655,3652,4913,5599,7771,6133,4887,8195,9184,7570,5917,5493,5261,7577,3771,4617,9960,10547,7624,6074,6008,5790,5260,6758,3850,7592,7517,10175,6807,9816,10449,3343,4223,1906,632,896,620,308,0,0,0,0,0,0,0,0,0,0,1,0,0,0,0,0,0,0,0,0,0,0,0,0,0,0,0,0,0,null,3333.8831816344705,2794.4089033117748,26580.81378135637,17393.46503392118,8625.48119718212,6382.0825001571739,6007.5041333217932,4594.6922497144315,4659.8363135118889,3719.3188924360948,7476.6384887540398,7615.7482083215273,8141.6508066864189,5174.2029839126481,7848.5025195978606,4940.7700886384246,5193.881919851463,4989.6281364865181,3916.7868358221381,3510.3150210859185,2645.1204237759343,2738.7650154847797,3396.9914934382577,2168.7544572570259,2480.2245122886202,2478.1887602949496,3333.8831816344705,3799.3918041871361,5273.2762476046146,4161.7556590604945,3316.2399976893257,5560.9958627100523,6232.1154366234432,5136.8808640286879,4015.1815155162149,3727.4619004107767,3570.0304129002543,5141.6309520139193,2558.9402560438812,3133.0223182589762,6758.696618986226,7157.0254257477636,5173.5243999147579,4121.7192031849736,4076.9326593242213,3929.0013477841612,3569.3518289023641,4585.8706577418588,2612.5483918772056,5151.8097119822714,5100.9159121405082,6904.5921785326154,4619.1212736384778,6660.9805232900389,7090.5241939545258,2268.5063049468827,2865.660223090244,1293.3810999786895,428.86508666659586,608.01126210960422,420.72207869191368,209.00387135017647,0,0,0,0,0,0,0,0,0,0,0.67858399789018331,0,0,0,0,0,0,0,0,0,0,0,0,0,0,0,0,0,0]
["","SERVICE LINES ","˂ = 11 kv ; residential ; complex type",0,0,0,2,8539,15755,15224,26079,16564,20054,15039,12546,12892,10822,11995,11717,10624,7956,9251,6436,7681,7089,6427,7356,6537,7055,7169,6720,6191,4813,6929,6924,7293,6743,4662,7474,5921,5484,4750,3713,5201,5075,4802,8025,9579,7613,5047,3332,3115,2660,3108,3222,1162,1498,591,556,337,427,279,59,235,77,164,3,23,11,7,0,162,0,0,5,2,0,0,0,1,0,0,0,0,0,0,0,0,0,0,0,0,0,0,0,0,0,0,null,{"$f":"$D52*H52","v":0},0,0,0,0,0,0,0,0,0,0,0,0,0,0,0,0,0,0,0,0,0,0,0,0,0,0,0,0,0,{"$f":"$D52*AL52","v":0},0,0,0,0,0,0,0,0,0,0,0,0,0,0,0,{"$f":"$D52*BB52","v":0},0,0,0,0,0,0,0,0,0,0,0,0,0,0,0,{"$f":"$D52*BR52","v":0},0,0,0,0,0,0,0,0,0,0,0,0,0,0,0,{"$f":"$D52*CH52","v":0},0,0,0,0,0,0,0,0,0,0,0,0]
[5,"TRANSFORMERS ","pole mounted ; < = 22 kv ; < = 60 kva ; single phase",9.7220765157688174,63.854297601687179,7.9908884112898972,2,4,47,79,72,54,42,53,75,80,59,72,90,96,85,103,91,86,73,80,67,190,40,124,50,115,35,99,92,88,110,100,102,148,178,170,113,94,104,106,65,73,49,70,31,21,16,28,25,14,13,17,9,5,13,13,7,6,11,10,5,10,1,1,4,3,7,1,3,2,1,1,0,0,0,0,1,1,1,0,0,0,0,0,0,0,0,0,0,0,0,0,null,38.888306063075269,456.93759624113443,768.04404474573653,699.98950913535487,524.99213185151609,408.32721366229032,515.27005533574732,729.15573868266131,777.76612126150542,573.6025144303602,699.98950913535487,874.98688641919352,933.31934551380641,826.37650384034953,1001.3738811241882,884.70896293496241,{"$f":"$D53*X53","v":836.0985803561183},709.71158565112364,777.76612126150542,651.37912655651076,1847.1945379960753,388.88306063075271,1205.5374879553333,486.10382578844087,1118.0387993134141,340.2726780519086,962.48557506111297,894.43103945073119,855.54273338765597,1069.42841673457,972.20765157688174,991.65180460841941,1438.8673243337851,1730.5296198068495,1652.7530076806991,1098.5946462818763,913.87519248226886,1011.095957639957,1030.5401106714946,631.93497352497309,709.71158565112364,476.38174927267204,680.5453561038172,301.38437198883332,204.16360683114516,155.55322425230108,272.21814244152688,243.05191289422044,136.10907122076344,126.38699470499462,165.27530076806988,87.498688641919358,48.610382578844089,126.38699470499462,126.38699470499462,68.05453561038172,58.332459094612901,106.942841673457,97.220765157688177,48.610382578844089,97.220765157688177,9.7220765157688174,9.7220765157688174,38.888306063075269,29.16622954730645,68.05453561038172,9.7220765157688174,29.16622954730645,19.444153031537635,9.7220765157688174,9.7220765157688174,0,0,0,0,9.7220765157688174,9.7220765157688174,9.7220765157688174,0,0,0,0,0,0,0,0,0,0,0,0,0]
[5,"TRANSFORMERS ","pole mounted ; < = 22 kv ; > 60 kva and < = 600 kva ; single phase",14.137420125,65.585892628856712,8.098511753949408,2,0,1,0,0,0,2,3,1,1,0,4,0,2,1,3,4,3,1,4,3,5,4,3,2,19,6,4,4,4,1,3,1,2,0,1,1,1,2,4,1,1,1,0,1,0,0,0,1,0,0,0,0,1,0,0,0,0,0,0,0,0,1,0,0,0,0,0,0,0,0,0,0,0,0,0,0,0,0,0,0,0,0,0,0,0,0,0,0,0,0,0,null,0,14.137420125,0,0,0,28.27484025,42.412260375000002,14.137420125,14.137420125,0,56.549680500000001,0,28.27484025,14.137420125,42.412260375000002,56.549680500000001,42.412260375000002,14.137420125,56.549680500000001,42.412260375000002,70.687100624999999,56.549680500000001,42.412260375000002,28.27484025,268.61098237499999,84.824520750000005,56.549680500000001,56.549680500000001,56.549680500000001,14.137420125,42.412260375000002,14.137420125,28.27484025,0,14.137420125,14.137420125,14.137420125,28.27484025,56.549680500000001,14.137420125,14.137420125,14.137420125,0,14.137420125,0,0,0,14.137420125,0,0,0,0,14.137420125,0,0,0,0,0,0,0,0,14.137420125,0,0,0,0,0,0,0,0,0,0,0,0,0,0,0,0,0,0,0,0,0,0,0,0,0,0,0,0,0]
["","TRANSFORMERS ","pole mounted ; < = 22 kv ; > 600 kva ; single phase",41.017283661304823,66.766933264315099,8.1711035524165947,2,0,0,0,0,0,0,0,0,0,0,0,0,0,0,0,0,0,0,0,0,0,0,0,0,0,0,0,0,0,0,0,0,0,0,0,0,0,0,0,0,0,0,0,0,0,0,0,0,0,0,0,0,0,0,0,0,0,0,0,0,0,0,0,0,0,0,0,0,0,0,0,0,0,0,0,0,0,0,0,0,0,0,0,0,0,0,0,0,0,0,0,null,0,0,0,0,0,0,0,0,0,0,0,0,0,0,0,0,0,0,0,0,0,0,0,0,0,0,0,0,0,0,0,0,0,0,0,0,0,0,0,0,0,0,0,0,0,0,0,0,0,0,0,0,0,0,0,0,0,0,0,0,0,0,0,0,0,0,0,0,0,0,0,0,0,0,0,0,0,0,0,0,0,0,0,0,0,0,0,0,0,0,0]
[5,"TRANSFORMERS ","pole mounted ; < = 22 kv ; < = 60 kva ; multiple phase",14.979788056355609,72.316851098402424,8.5039315083320393,2,0,22,30,49,26,17,32,45,26,34,48,27,31,47,44,45,34,29,41,23,37,15,45,27,59,29,58,40,50,67,77,76,63,76,82,71,72,63,60,47,81,39,53,24,20,20,20,14,10,11,12,10,20,15,22,16,15,17,13,8,8,2,6,3,2,6,5,2,5,10,1,0,0,0,0,0,1,0,0,0,0,0,0,0,0,0,0,0,0,0,0,null,0,329.55533723982342,449.39364169066829,734.00961476142481,389.47448946524582,254.65639695804535,479.35321780337949,674.09046253600241,389.47448946524582,509.3127939160907,719.02982670506924,404.45427752160145,464.37342974702386,704.05003864871367,659.11067447964683,674.09046253600241,509.3127939160907,434.41385363431266,614.17131031058,344.53512529617899,554.25215808515759,224.69682084533414,674.09046253600241,404.45427752160145,883.80749532498089,434.41385363431266,868.82770726862532,599.19152225422431,748.9894028177805,1003.6457997758258,1153.4436803393819,1138.4638922830263,943.72664755040341,1138.4638922830263,1228.34262062116,1063.5649520012482,1078.5447400576038,943.72664755040341,898.78728338133658,704.05003864871367,1213.3628325648044,584.21173419786874,793.92876698684734,359.51491335253462,299.59576112711216,299.59576112711216,299.59576112711216,209.71703278897854,149.79788056355608,164.77766861991171,179.75745667626731,149.79788056355608,299.59576112711216,224.69682084533414,329.55533723982342,239.67660890168975,224.69682084533414,254.65639695804535,194.73724473262291,119.83830445084487,119.83830445084487,29.959576112711218,89.878728338133655,44.939364169066828,29.959576112711218,89.878728338133655,74.898940281778039,29.959576112711218,74.898940281778039,149.79788056355608,14.979788056355609,0,0,0,0,0,14.979788056355609,0,0,0,0,0,0,0,0,0,0,0,0,0,0]
[5,"TRANSFORMERS ","pole mounted ; < = 22 kv ; > 60 kva and < = 600 kva ; multiple phase",23.50001771072057,66.766933264315099,8.1711035524165947,2,3,182,202,246,268,246,260,257,236,286,213,308,409,439,444,424,371,392,461,203,604,446,358,82,216,130,315,239,229,283,264,228,232,312,317,304,277,231,310,283,392,201,203,128,107,96,128,66,54,52,86,68,96,115,94,75,74,49,42,24,14,15,13,9,4,3,0,2,2,1,3,0,0,0,0,0,0,0,0,0,0,0,0,0,0,0,0,0,0,0,0,null,70.50005313216171,4277.0032233511438,4747.0035775655551,5781.0043568372603,6298.0047464731124,5781.0043568372603,6110.0046047873484,6039.5045516551863,5546.0041797300546,6721.005065266083,5005.5037723834812,7238.005454901936,9611.5072436847131,10316.50777500633,10434.007863559933,9964.0075093455216,8718.5065706773312,9212.0069426024638,10833.508164642182,4770.5035952762755,14194.010697275224,10481.007898981374,8413.0063404379634,1927.0014522790868,5076.0038255156433,3055.0023023936742,7402.5055788769796,5616.5042328622167,5381.504055755011,6650.5050121339209,6204.0046756302308,5358.0040380442897,5452.0041088871722,7332.0055257448175,7449.5056142984204,7144.0053840590535,6509.5049058695977,5428.5040911764518,7285.0054903233768,6650.5050121339209,9212.0069426024638,4723.5035598548347,4770.5035952762755,3008.002266972233,2514.5018950471008,2256.0017002291747,3008.002266972233,1551.0011689075577,1269.0009563789108,1222.0009209574696,2021.0015231219691,1598.0012043289987,2256.0017002291747,2702.5020367328657,2209.0016648077335,1762.5013283040428,1739.0013105933222,1151.500867825308,987.00074385026392,564.00042505729368,329.00024795008801,352.50026566080857,305.5002302393674,211.50015939648512,94.00007084288228,70.50005313216171,0,47.00003542144114,47.00003542144114,23.50001771072057,70.50005313216171,0,0,0,0,0,0,0,0,0,0,0,0,0,0,0,0,0,0,0,0]
["","TRANSFORMERS ","pole mounted ; < = 22 kv ; > 600 kva ; multiple phase",41.017283661304823,66.766933264315099,8.1711035524165947,2,0,0,0,0,0,0,0,0,0,0,0,0,0,0,0,0,0,0,0,0,0,0,0,0,0,0,0,0,0,0,0,0,0,0,0,0,0,0,0,0,0,0,0,0,0,0,0,0,0,0,0,0,0,0,0,0,0,0,0,0,0,0,0,0,0,0,0,0,0,0,0,0,0,0,0,0,0,0,0,0,0,0,0,0,0,0,0,0,0,0,0,null,0,0,0,0,0,0,0,0,0,0,0,0,0,0,0,0,0,0,0,0,0,0,0,0,0,0,0,0,0,0,0,0,0,0,0,0,0,0,0,0,0,0,0,0,0,0,0,0,0,0,0,0,0,0,0,0,0,0,0,0,0,0,0,0,0,0,0,0,0,0,0,0,0,0,0,0,0,0,0,0,0,0,0,0,0,0,0,0,0,0,0]
["","TRANSFORMERS ","kiosk mounted ; < = 22 kv ; < = 60 kva ; single phase",13.284289559886242,55.862515156845589,7.4741230359718855,2,0,0,0,0,0,0,0,0,0,0,0,0,0,0,0,0,0,0,0,0,0,0,0,0,0,0,0,0,0,0,0,0,0,0,0,0,0,0,0,0,0,0,0,0,0,0,0,0,0,0,0,0,0,0,0,0,0,0,0,0,0,0,0,0,0,0,0,0,0,0,0,0,0,0,0,0,0,0,0,0,0,0,0,0,0,0,0,0,0,0,0,null,0,0,0,0,0,0,0,0,0,0,0,0,0,0,0,0,0,0,0,0,0,0,0,0,0,0,0,0,0,0,0,0,0,0,0,0,0,0,0,0,0,0,0,0,0,0,0,0,0,0,0,0,0,0,0,0,0,0,0,0,0,0,0,0,0,0,0,0,0,0,0,0,0,0,0,0,0,0,0,0,0,0,0,0,0,0,0,0,0,0,0]
[5,"TRANSFORMERS ","kiosk mounted ; < = 22 kv ; < = 60 kva ; multiple phase",17.67177515625,51.555454284724931,7.1802126907721142,2,0,0,0,0,0,0,1,0,0,0,0,0,0,0,0,0,0,0,0,0,0,0,0,0,0,0,0,0,0,0,0,0,0,0,0,0,0,0,0,0,0,0,0,0,0,0,0,0,0,0,0,0,0,0,0,0,0,0,0,0,0,0,0,0,0,0,0,0,0,0,0,0,0,0,0,0,0,0,0,0,0,0,0,0,0,0,0,0,0,0,0,null,0,0,0,0,0,0,17.67177515625,0,0,0,0,0,0,0,0,0,0,0,0,0,0,0,0,0,0,0,0,0,0,0,0,0,0,0,0,0,0,0,0,0,0,0,0,0,0,0,0,0,0,0,0,0,0,0,0,0,0,0,0,0,0,0,0,0,0,0,0,0,0,0,0,0,0,0,0,0,0,0,0,0,0,0,0,0,0,0,0,0,0,0,0]
[5,"TRANSFORMERS ","kiosk mounted ; < = 22 kv ; > 60 kva and < = 600 kva ; multiple phase",40.820048269021285,55.862515156845589,7.4741230359718855,2,10,151,282,442,376,320,267,213,331,327,340,376,370,300,334,403,366,367,503,145,467,125,328,65,192,117,142,122,105,89,93,123,126,151,134,129,155,120,107,182,220,117,75,52,45,22,40,31,13,15,7,2,4,8,2,2,0,0,2,2,1,0,1,0,0,0,0,0,0,0,0,0,0,0,0,0,0,0,0,0,0,0,0,0,0,0,0,0,0,0,0,null,408.20048269021288,6163.8272886222139,11511.253611864002,18042.46133490741,15348.338149152003,13062.415446086812,10898.952887828684,8694.6702813015345,13511.435977046045,13348.15578396996,13878.816411467236,15348.338149152003,15103.417859537876,12246.014480706386,13633.896121853109,16450.479452415577,14940.137666461791,14980.957714730812,20532.484279317705,5918.9069990080861,19062.96254163294,5102.5060336276611,13388.975832238981,2653.3031374863835,7837.4492676520867,4775.9456474754907,5796.4468542010227,4980.0458888205967,4286.1050682472351,3632.9842959428943,3796.2644890189795,5020.8659370896185,5143.3260818966819,6163.8272886222139,5469.8864680488523,5265.7862267037453,6327.1074816982991,4898.4057922825541,4367.7451647852777,7429.2487849618738,8980.4106191846822,4775.9456474754907,3061.5036201765965,2122.6425099891067,1836.9021721059578,898.04106191846824,1632.8019307608515,1265.4214963396598,530.66062749727666,612.30072403531926,285.74033788314898,81.64009653804257,163.28019307608514,326.56038615217028,81.64009653804257,81.64009653804257,0,0,81.64009653804257,81.64009653804257,40.820048269021285,0,40.820048269021285,0,0,0,0,0,0,0,0,0,0,0,0,0,0,0,0,0,0,0,0,0,0,0,0,0,0,0,0]
[5,"TRANSFORMERS ","kiosk mounted ; < = 22 kv ; > 600 kva ; multiple phase",59.08071281559328,46.457247836110575,6.8159553868926235,2,1,130,179,184,156,104,100,92,116,89,110,93,95,142,161,138,169,99,125,116,104,73,116,106,77,56,60,70,57,42,30,33,35,28,44,28,12,26,14,13,8,6,5,4,6,0,7,4,2,3,5,1,1,0,0,0,1,0,0,1,0,0,0,0,0,0,0,0,0,0,0,0,0,0,0,0,0,0,0,0,0,0,0,0,0,0,0,0,0,0,0,null,59.08071281559328,7680.4926660271267,10575.447593991197,10870.851158069163,9216.5911992325509,6144.3941328217015,5908.0712815593279,5435.4255790345815,6853.3626866088207,5258.1834405878017,6498.8784097152611,5494.5062918501753,5612.6677174813613,8389.4612198142459,9511.9947633105185,8153.1383685518731,9984.640465835264,5848.9905687437349,7385.0891019491601,6853.3626866088207,6144.3941328217015,4312.8920355383098,6853.3626866088207,6262.5555584528875,4549.2148868006825,3308.5199176732235,3544.8427689355967,4135.64989709153,3367.6006304888169,2481.389938254918,1772.4213844677984,1949.6635229145782,2067.824948545765,1654.2599588366118,2599.5513638861044,1654.2599588366118,708.96855378711939,1536.0985332054254,827.12997941830588,768.04926660271269,472.64570252474624,354.4842768935597,295.40356407796639,236.32285126237312,354.4842768935597,0,413.56498970915294,236.32285126237312,118.16142563118656,177.24213844677985,295.40356407796639,59.08071281559328,59.08071281559328,0,0,0,59.08071281559328,0,0,59.08071281559328,0,0,0,0,0,0,0,0,0,0,0,0,0,0,0,0,0,0,0,0,0,0,0,0,0,0,0,0,0,0,0]
["","TRANSFORMERS ","ground outdoor / indoor chamber mounted ; ˂ 22 kv ; < = 60 kva ; single phase",13.284289559886242,36.523992402274374,6.043508285944049,2,0,0,0,0,0,0,0,0,0,0,0,0,0,0,0,0,0,0,0,0,0,0,0,0,0,0,0,0,0,0,0,0,0,0,0,0,0,0,0,0,0,0,0,0,0,0,0,0,0,0,0,0,0,0,0,0,0,0,0,0,0,0,0,0,0,0,0,0,0,0,0,0,0,0,0,0,0,0,0,0,0,0,0,0,0,0,0,0,0,0,0,null,0,0,0,0,0,0,0,0,0,0,0,0,0,0,0,0,0,0,0,0,0,0,0,0,0,0,0,0,0,0,0,0,0,0,0,0,0,0,0,0,0,0,0,0,0,0,0,0,0,0,0,0,0,0,0,0,0,0,0,0,0,0,0,0,0,0,0,0,0,0,0,0,0,0,0,0,0,0,0,0,0,0,0,0,0,0,0,0,0,0,0]
["","TRANSFORMERS ","ground outdoor / indoor chamber mounted ; ˂ 22 kv ; < = 60 kva ; multiple phase",13.284289559886242,36.523992402274374,6.043508285944049,2,0,0,0,0,0,0,0,0,0,0,0,0,0,0,0,0,0,0,0,0,0,0,0,0,0,0,0,0,0,0,0,0,0,0,0,0,0,0,0,0,0,0,0,0,0,0,0,0,0,0,0,0,0,0,0,0,0,0,0,1,0,0,0,0,0,0,0,0,0,0,0,0,0,0,0,0,0,0,0,0,0,0,0,0,0,0,0,0,0,0,0,null,0,0,0,0,0,0,0,0,0,0,0,0,0,0,0,0,0,0,0,0,0,0,0,0,0,0,0,0,0,0,0,0,0,0,0,0,0,0,0,0,0,0,0,0,0,0,0,0,0,0,0,0,0,0,0,0,0,0,0,13.284289559886242,0,0,0,0,0,0,0,0,0,0,0,0,0,0,0,0,0,0,0,0,0,0,0,0,0,0,0,0,0,0,0]
["","TRANSFORMERS ","ground outdoor / indoor chamber mounted ; ˂ 22 kv ; > 60 kva and < = 600 kva ; multiple phase",40.820048269021285,66.545404372036302,8.157536660784082,2,2,1,1,1,0,1,1,0,1,0,0,1,1,0,0,0,0,0,0,0,0,0,0,0,0,0,0,2,2,2,1,4,1,2,2,0,0,0,2,4,1,3,2,1,2,4,1,0,0,1,2,0,1,0,1,1,0,1,2,1,0,0,1,1,0,0,0,0,1,1,0,0,0,0,0,0,0,0,0,0,0,0,0,0,0,0,0,0,0,0,0,null,81.64009653804257,40.820048269021285,40.820048269021285,40.820048269021285,0,40.820048269021285,40.820048269021285,0,40.820048269021285,0,0,40.820048269021285,40.820048269021285,0,0,0,0,0,0,0,0,0,0,0,0,0,0,81.64009653804257,81.64009653804257,81.64009653804257,40.820048269021285,163.28019307608514,40.820048269021285,81.64009653804257,81.64009653804257,0,0,0,81.64009653804257,163.28019307608514,40.820048269021285,122.46014480706386,81.64009653804257,40.820048269021285,81.64009653804257,163.28019307608514,40.820048269021285,0,0,40.820048269021285,81.64009653804257,0,40.820048269021285,0,40.820048269021285,40.820048269021285,0,40.820048269021285,81.64009653804257,40.820048269021285,0,0,40.820048269021285,40.820048269021285,0,0,0,0,40.820048269021285,40.820048269021285,0,0,0,0,0,0,0,0,0,0,0,0,0,0,0,0,0,0,0,0,0]
["","TRANSFORMERS ","ground outdoor / indoor chamber mounted ; ˂ 22 kv ; > 600 kva ; multiple phase",59.08071281559328,58.681078980594791,{"$f":"SQRT(E66)","v":7.6603576274606651},2,0,0,0,0,0,0,0,0,1,0,1,0,0,1,0,0,0,0,3,0,0,0,0,0,0,1,1,0,1,0,1,2,0,4,8,5,3,1,3,5,3,1,3,2,2,0,0,0,3,1,0,0,0,0,0,0,0,0,3,0,0,0,0,0,0,0,0,0,0,1,0,0,0,0,0,0,0,0,0,0,0,0,0,0,0,0,0,0,0,0,0,null,{"$f":"$D66*H66","v":0},0,0,0,0,0,0,0,59.08071281559328,0,59.08071281559328,0,0,59.08071281559328,0,0,{"$f":"$D66*X66","v":0},0,177.24213844677985,0,0,0,0,0,0,59.08071281559328,59.08071281559328,0,59.08071281559328,0,59.08071281559328,118.16142563118656,{"$f":"$D66*AN66","v":0},236.32285126237312,472.64570252474624,295.40356407796639,177.24213844677985,59.08071281559328,177.24213844677985,295.40356407796639,177.24213844677985,59.08071281559328,177.24213844677985,118.16142563118656,118.16142563118656,0,0,0,{"$f":"$D66*BD66","v":177.24213844677985},59.08071281559328,0,0,0,0,0,0,0,0,177.24213844677985,0,0,0,0,0,{"$f":"$D66*BT66","v":0},0,0,0,0,59.08071281559328,0,0,0,0,0,0,0,0,{"$f":"$D66*CH66","v":0},{"$f":"$D66*CI66","v":0},{"$f":"$D66*CJ66","v":0},{"$f":"$D66*CK66","v":0},{"$f":"$D66*CL66","v":0},{"$f":"$D66*CM66","v":0},{"$f":"$D66*CN66","v":0},{"$f":"$D66*CO66","v":0},{"$f":"$D66*CP66","v":0},{"$f":"$D66*CQ66","v":0},{"$f":"$D66*CR66","v":0},{"$f":"$D66*CS66","v":0},{"$f":"$D66*CT66","v":0}]
["","TRANSFORMERS ","ground outdoor / indoor chamber mounted ; > = 22 kv & < = 33 kv ; < = 15 mva",0,0,0,2,0,0,0,0,4,0,0,0,3,2,2,1,3,2,2,2,0,3,2,0,4,0,1,0,0,0,0,0,0,0,2,3,1,1,0,0,0,0,1,0,3,3,1,0,0,0,0,0,1,0,0,4,1,1,2,0,1,3,1,8,3,0,0,0,1,1,0,0,0,0,0,0,0,0,0,0,0,0,0,0,0,0,0,0,0,0,0,0,0,0,0,null,0,0,0,0,0,0,0,0,0,0,0,0,0,0,0,0,0,0,0,0,0,0,0,0,0,0,0,0,0,0,0,0,0,0,0,0,0,0,0,0,0,0,0,0,0,0,0,0,0,0,0,0,0,0,0,0,0,0,0,0,0,0,0,0,0,0,0,0,0,0,0,0,0,0,0,0,0,0,0,0,0,0,0,0,0,0,0,0,0,0,0]
["","TRANSFORMERS ","ground outdoor / indoor chamber mounted ; > = 22 kv & < = 33 kv ; > 15 mva and < = 40 mva",0,0,{"$f":"SQRT(E68)","v":0},2,0,2,0,0,1,0,0,4,7,8,5,8,2,18,5,1,5,8,11,5,4,6,1,0,0,0,0,0,2,2,0,0,1,0,2,2,0,0,4,1,6,4,2,3,6,3,0,2,4,5,2,7,7,5,1,5,0,1,1,0,0,0,0,0,0,0,0,0,0,0,0,0,0,0,0,0,0,0,0,0,0,0,0,0,0,0,0,0,0,0,0,null,{"$f":"$D68*H68","v":0},{"$f":"$D68*I68","v":0},{"$f":"$D68*J68","v":0},{"$f":"$D68*K68","v":0},{"$f":"$D68*L68","v":0},{"$f":"$D68*M68","v":0},{"$f":"$D68*N68","v":0},{"$f":"$D68*O68","v":0},{"$f":"$D68*P68","v":0},{"$f":"$D68*Q68","v":0},{"$f":"$D68*R68","v":0},{"$f":"$D68*S68","v":0},{"$f":"$D68*T68","v":0},{"$f":"$D68*U68","v":0},{"$f":"$D68*V68","v":0},{"$f":"$D68*W68","v":0},{"$f":"$D68*X68","v":0},{"$f":"$D68*Y68","v":0},{"$f":"$D68*Z68","v":0},{"$f":"$D68*AA68","v":0},{"$f":"$D68*AB68","v":0},{"$f":"$D68*AC68","v":0},{"$f":"$D68*AD68","v":0},{"$f":"$D68*AE68","v":0},{"$f":"$D68*AF68","v":0},{"$f":"$D68*AG68","v":0},{"$f":"$D68*AH68","v":0},{"$f":"$D68*AI68","v":0},{"$f":"$D68*AJ68","v":0},{"$f":"$D68*AK68","v":0},{"$f":"$D68*AL68","v":0},{"$f":"$D68*AM68","v":0},{"$f":"$D68*AN68","v":0},{"$f":"$D68*AO68","v":0},{"$f":"$D68*AP68","v":0},{"$f":"$D68*AQ68","v":0},{"$f":"$D68*AR68","v":0},{"$f":"$D68*AS68","v":0},{"$f":"$D68*AT68","v":0},{"$f":"$D68*AU68","v":0},{"$f":"$D68*AV68","v":0},{"$f":"$D68*AW68","v":0},{"$f":"$D68*AX68","v":0},{"$f":"$D68*AY68","v":0},{"$f":"$D68*AZ68","v":0},{"$f":"$D68*BA68","v":0},{"$f":"$D68*BB68","v":0},{"$f":"$D68*BC68","v":0},{"$f":"$D68*BD68","v":0},{"$f":"$D68*BE68","v":0},{"$f":"$D68*BF68","v":0},{"$f":"$D68*BG68","v":0},{"$f":"$D68*BH68","v":0},{"$f":"$D68*BI68","v":0},{"$f":"$D68*BJ68","v":0},{"$f":"$D68*BK68","v":0},{"$f":"$D68*BL68","v":0},{"$f":"$D68*BM68","v":0},{"$f":"$D68*BN68","v":0},{"$f":"$D68*BO68","v":0},{"$f":"$D68*BP68","v":0},{"$f":"$D68*BQ68","v":0},{"$f":"$D68*BR68","v":0},{"$f":"$D68*BS68","v":0},{"$f":"$D68*BT68","v":0},{"$f":"$D68*BU68","v":0},{"$f":"$D68*BV68","v":0},{"$f":"$D68*BW68","v":0},{"$f":"$D68*BX68","v":0},{"$f":"$D68*BY68","v":0},{"$f":"$D68*BZ68","v":0},{"$f":"$D68*CA68","v":0},{"$f":"$D68*CB68","v":0},{"$f":"$D68*CC68","v":0},{"$f":"$D68*CD68","v":0},{"$f":"$D68*CE68","v":0},{"$f":"$D68*CF68","v":0},{"$f":"$D68*CG68","v":0},{"$f":"$D68*CH68","v":0},{"$f":"$D68*CI68","v":0},{"$f":"$D68*CJ68","v":0},{"$f":"$D68*CK68","v":0},{"$f":"$D68*CL68","v":0},{"$f":"$D68*CM68","v":0},{"$f":"$D68*CN68","v":0},{"$f":"$D68*CO68","v":0},{"$f":"$D68*CP68","v":0},{"$f":"$D68*CQ68","v":0},{"$f":"$D68*CR68","v":0},{"$f":"$D68*CS68","v":0},{"$f":"$D68*CT68","v":0}]
["","TRANSFORMERS ","ground outdoor / indoor chamber mounted ; > 33 kv & < = 66 kv ; < = 15 mva",0,0,0,2,0,0,0,0,0,0,0,0,0,0,0,0,0,0,0,0,0,0,0,0,0,0,0,0,0,0,0,0,0,0,0,0,0,0,0,0,0,0,0,3,0,0,0,0,0,0,0,0,0,0,0,2,0,0,0,1,0,2,0,0,0,0,0,0,0,0,0,0,0,4,1,1,0,0,0,0,0,0,0,0,0,0,0,0,0,0,0,0,0,0,0,null,0,0,0,0,0,0,0,0,0,0,0,0,0,0,0,0,0,0,0,0,0,0,0,0,0,0,0,0,0,0,0,0,0,0,0,0,0,0,0,0,0,0,0,0,0,0,0,0,0,0,0,0,0,0,0,0,0,0,0,0,0,0,0,0,0,0,0,0,0,0,0,0,0,0,0,0,0,0,0,0,0,0,0,0,0,0,0,0,0,0,0]
["","TRANSFORMERS ","ground outdoor / indoor chamber mounted ; > 33 kv & < = 66 kv ; > 15 mva and < = 40 mva",0,0,{"$f":"SQRT(E70)","v":0},2,0,0,0,0,0,0,0,0,1,0,1,0,4,0,0,2,4,2,4,1,0,0,0,0,0,0,0,2,2,0,0,0,0,1,3,0,5,0,2,3,2,0,0,2,0,0,5,0,0,0,0,0,0,0,0,4,0,0,0,0,0,1,0,0,0,0,0,0,0,0,0,0,0,0,0,0,0,0,0,0,0,0,0,0,0,0,0,0,0,0,0,null,{"$f":"$D70*H70","v":0},{"$f":"$D70*I70","v":0},{"$f":"$D70*J70","v":0},{"$f":"$D70*K70","v":0},{"$f":"$D70*L70","v":0},{"$f":"$D70*M70","v":0},{"$f":"$D70*N70","v":0},{"$f":"$D70*O70","v":0},{"$f":"$D70*P70","v":0},{"$f":"$D70*Q70","v":0},{"$f":"$D70*R70","v":0},{"$f":"$D70*S70","v":0},{"$f":"$D70*T70","v":0},{"$f":"$D70*U70","v":0},{"$f":"$D70*V70","v":0},{"$f":"$D70*W70","v":0},{"$f":"$D70*X70","v":0},{"$f":"$D70*Y70","v":0},{"$f":"$D70*Z70","v":0},{"$f":"$D70*AA70","v":0},{"$f":"$D70*AB70","v":0},{"$f":"$D70*AC70","v":0},{"$f":"$D70*AD70","v":0},{"$f":"$D70*AE70","v":0},{"$f":"$D70*AF70","v":0},{"$f":"$D70*AG70","v":0},{"$f":"$D70*AH70","v":0},{"$f":"$D70*AI70","v":0},{"$f":"$D70*AJ70","v":0},{"$f":"$D70*AK70","v":0},{"$f":"$D70*AL70","v":0},{"$f":"$D70*AM70","v":0},{"$f":"$D70*AN70","v":0},{"$f":"$D70*AO70","v":0},{"$f":"$D70*AP70","v":0},{"$f":"$D70*AQ70","v":0},{"$f":"$D70*AR70","v":0},{"$f":"$D70*AS70","v":0},{"$f":"$D70*AT70","v":0},{"$f":"$D70*AU70","v":0},{"$f":"$D70*AV70","v":0},{"$f":"$D70*AW70","v":0},{"$f":"$D70*AX70","v":0},{"$f":"$D70*AY70","v":0},{"$f":"$D70*AZ70","v":0},{"$f":"$D70*BA70","v":0},{"$f":"$D70*BB70","v":0},{"$f":"$D70*BC70","v":0},{"$f":"$D70*BD70","v":0},{"$f":"$D70*BE70","v":0},{"$f":"$D70*BF70","v":0},{"$f":"$D70*BG70","v":0},{"$f":"$D70*BH70","v":0},{"$f":"$D70*BI70","v":0},{"$f":"$D70*BJ70","v":0},{"$f":"$D70*BK70","v":0},{"$f":"$D70*BL70","v":0},{"$f":"$D70*BM70","v":0},{"$f":"$D70*BN70","v":0},{"$f":"$D70*BO70","v":0},{"$f":"$D70*BP70","v":0},{"$f":"$D70*BQ70","v":0},{"$f":"$D70*BR70","v":0},{"$f":"$D70*BS70","v":0},{"$f":"$D70*BT70","v":0},{"$f":"$D70*BU70","v":0},{"$f":"$D70*BV70","v":0},{"$f":"$D70*BW70","v":0},{"$f":"$D70*BX70","v":0},{"$f":"$D70*BY70","v":0},{"$f":"$D70*BZ70","v":0},{"$f":"$D70*CA70","v":0},{"$f":"$D70*CB70","v":0},{"$f":"$D70*CC70","v":0},{"$f":"$D70*CD70","v":0},{"$f":"$D70*CE70","v":0},{"$f":"$D70*CF70","v":0},{"$f":"$D70*CG70","v":0},{"$f":"$D70*CH70","v":0},{"$f":"$D70*CI70","v":0},{"$f":"$D70*CJ70","v":0},{"$f":"$D70*CK70","v":0},{"$f":"$D70*CL70","v":0},{"$f":"$D70*CM70","v":0},{"$f":"$D70*CN70","v":0},{"$f":"$D70*CO70","v":0},{"$f":"$D70*CP70","v":0},{"$f":"$D70*CQ70","v":0},{"$f":"$D70*CR70","v":0},{"$f":"$D70*CS70","v":0},{"$f":"$D70*CT70","v":0}]
["","TRANSFORMERS ","ground outdoor / indoor chamber mounted ; > 66 kv & < = 132 kv ; < = 100 mva",0,0,0,2,0,0,0,1,2,0,0,2,1,4,4,4,0,10,9,0,7,10,1,8,1,3,2,0,0,2,2,1,0,2,2,1,0,0,6,0,3,2,0,0,0,3,0,0,0,0,0,0,0,0,0,2,0,0,0,1,0,0,0,2,1,0,0,0,0,0,0,0,0,0,0,0,0,0,0,0,0,0,0,0,0,0,0,0,0,0,0,0,0,0,0,null,0,0,0,0,0,0,0,0,0,0,0,0,0,0,0,0,0,0,0,0,0,0,0,0,0,0,0,0,0,0,0,0,0,0,0,0,0,0,0,0,0,0,0,0,0,0,0,0,0,0,0,0,0,0,0,0,0,0,0,0,0,0,0,0,0,0,0,0,0,0,0,0,0,0,0,0,0,0,0,0,0,0,0,0,0,0,0,0,0,0,0]
["","TRANSFORMERS ","ground outdoor / indoor chamber mounted ; > 66 kv & < = 132 kv ; > 100 mva",0,0,0,2,0,0,1,0,0,0,0,0,1,1,0,3,0,0,3,0,10,1,1,0,0,0,0,0,0,0,0,0,0,0,0,0,0,0,0,0,0,0,0,1,0,0,0,0,1,0,2,0,1,2,0,0,0,4,1,0,2,0,0,1,0,0,0,0,0,0,0,0,0,0,0,0,0,0,0,0,0,0,0,0,0,0,0,0,0,0,0,0,0,0,0,null,0,0,0,0,0,0,0,0,0,0,0,0,0,0,0,0,0,0,0,0,0,0,0,0,0,0,0,0,0,0,0,0,0,0,0,0,0,0,0,0,0,0,0,0,0,0,0,0,0,0,0,0,0,0,0,0,0,0,0,0,0,0,0,0,0,0,0,0,0,0,0,0,0,0,0,0,0,0,0,0,0,0,0,0,0,0,0,0,0,0,0]
[4,"SWITCHGEAR ","˂ = 11 kv ; fuse",2.6700943476543033,68.901590935450585,8.3006982197554073,2,13,102,203,247,642,867,894,725,924,932,1009,878,934,922,789,864,774,1098,1302,946,1026,768,725,488,517,451,582,662,645,770,689,895,877,1048,883,793,959,1376,1805,1238,1088,1871,1432,1029,945,789,838,486,255,292,336,286,418,368,381,279,256,272,231,124,116,108,208,50,31,62,10,28,43,56,21,5,0,0,2,0,0,0,0,0,0,0,0,0,0,0,0,0,0,0,0,null,34.711226519505942,272.34962346073894,542.02915257382358,659.51330387061296,1714.2005711940628,2314.9717994162811,2387.0643468029471,1935.81840204937,2467.1671772325763,2488.5279320138106,2694.1251967831922,2344.3428372404783,2493.8681207091195,2461.8269885372679,2106.7044402992451,2306.9615163733179,2066.6530250844307,2931.7635937244249,3476.4628406459028,2525.9092528809711,2739.5168006933154,2050.6324589985052,1935.81840204937,1303.0060416553001,1380.4387777372749,1204.2125507920907,1553.9949103348044,1767.6024581471488,1722.2108542370256,2055.9726476938135,1839.695005533815,2389.7344411506015,2341.6727428928239,2798.2588763417098,2357.6933089787499,2117.3848176898623,2560.6204794004771,3674.0498223723212,4819.5202975160173,3305.5768023960277,2905.0626502478822,4995.7465244612013,3823.5751058409624,2747.5270837362782,2523.2391585333166,2106.7044402992451,2237.5390633343063,1297.6658529599913,680.87405865184735,779.66754951505652,897.1517008118459,763.64698342913073,1116.0994373194987,982.59471993678358,1017.3059464562896,744.95632299555064,683.54415299950165,726.26566256197054,616.79179430814406,331.09169910913363,309.73094432789918,288.37018954666473,555.37962431209507,133.50471738271517,82.772924777283407,165.54584955456681,26.700943476543031,74.762641734320496,114.81405694913504,149.52528346864099,56.071981300740369,13.350471738271516,0,0,5.3401886953086066,0,0,0,0,0,0,0,0,0,0,0,0,0,0,0,0]
[4,"SWITCHGEAR ","˂ = 11 kv ; switch",15.273761679029205,63.6481835870512,7.9779811723926244,2,150,829,992,1005,1182,1001,823,973,1268,1386,1168,1023,1007,1135,1291,1291,1046,1035,1078,804,736,664,592,529,264,237,262,309,310,310,292,451,616,586,598,563,495,640,755,534,554,437,473,333,302,146,242,147,84,72,105,51,89,41,22,25,55,48,13,4,12,7,29,0,0,0,0,0,1,0,0,0,0,0,0,0,0,0,0,0,0,0,0,0,0,0,0,0,0,0,0,null,2291.0642518543809,12661.948431915211,15151.571585596972,15350.130487424351,18053.58630461252,15289.035440708234,12570.305861841036,14861.370113695417,19367.129809009031,21169.433687134479,17839.753641106112,15625.058197646877,15380.678010782409,17335.719505698147,19718.426327626705,19718.426327626705,15976.354716264548,15808.343337795228,16465.115089993484,12280.104389939481,11241.488595765495,10141.777754875391,9042.0669139852889,8079.8199282064497,4032.2730832637099,3619.8815179299218,4001.7255599056516,4719.5923588200239,4734.8661204990531,4734.8661204990531,4459.938410276528,6888.466517242171,9408.6371942819897,8950.4243439111142,9133.7094840594636,8599.1278252934426,7560.512031119456,9775.2074745786904,11531.69006766705,8156.1887366015953,8461.6639701821787,6674.6338537357624,7224.4892741808135,5086.1626391167256,4612.6760270668201,2229.969205138264,3696.2503263250674,2245.2429668172931,1282.9959810384532,1099.7108408901026,1603.7449762980666,778.96184563048939,1359.3647894335993,626.22422884019738,336.02275693864249,381.84404197573014,840.05689234660622,733.1405605934018,198.55890182737966,61.095046716116819,183.28514014835045,106.91633175320443,442.93908869184696,0,0,0,0,0,15.273761679029205,0,0,0,0,0,0,0,0,0,0,0,0,0,0,0,0,0,0,0,0,0,0]
[4,"SWITCHGEAR ","˂ = 11 kv ; circuit breaker",118.38925016503569,57.04917100876996,7.553090162891607,2,6,67,67,130,87,57,64,62,179,300,266,168,117,84,139,147,129,150,77,69,66,59,13,0,42,5,7,4,21,13,7,27,26,39,40,14,36,8,181,179,33,77,11,3,0,0,13,5,0,0,0,0,0,0,2,4,37,0,10,0,0,0,0,1,0,0,0,0,0,0,0,0,0,0,0,0,0,0,0,0,0,0,0,0,0,0,0,0,0,0,0,null,710.33550099021409,7932.0797610573909,7932.0797610573909,15390.602521454639,10299.864764358104,6748.1872594070346,7576.9120105622842,7340.1335102322128,21191.675779541387,35516.77504951071,31491.540543899493,19889.394027725997,13851.542269309175,9944.6970138629986,16456.105772939962,17403.219774260248,15272.213271289604,17758.387524755355,9115.9722627077481,8168.8582613874623,7813.6905108923556,6984.9657597371061,1539.0602521454639,0,4972.3485069314993,591.94625082517848,828.72475115524981,473.55700066014276,2486.1742534657496,1539.0602521454639,828.72475115524981,3196.5097544559635,3078.1205042909278,4617.1807564363917,4735.5700066014278,1657.4495023104996,4262.013005941285,947.11400132028552,21428.454279871461,21191.675779541387,3906.8452554461778,9115.9722627077481,1302.2817518153927,355.16775049510704,0,0,1539.0602521454639,591.94625082517848,0,0,0,0,0,0,236.77850033007138,473.55700066014276,4380.4022561063202,0,1183.892501650357,0,0,0,0,118.38925016503569,0,0,0,0,0,0,0,0,0,0,0,0,0,0,0,0,0,0,0,0,0,0,0,0,0,0,0]
[4,"SWITCHGEAR ","> 11 kv & < = 22 kv ; switch",5.3380391629967709,53.841963028112808,7.3377082953816588,2,0,1,4,32,39,75,130,126,55,35,25,35,20,21,36,26,54,35,68,42,53,40,24,17,17,8,5,6,4,2,1,3,2,10,2,2,7,3,4,0,0,4,0,0,0,0,0,0,0,1,0,0,0,0,0,0,0,0,0,0,0,0,0,0,0,0,0,0,0,0,0,0,0,0,0,0,0,0,0,0,0,0,0,0,0,0,0,0,0,0,0,null,0,5.3380391629967709,21.352156651987084,170.81725321589667,208.18352735687407,400.3529372247578,693.94509118958024,672.59293453759312,293.59215396482239,186.83137070488698,133.45097907491927,186.83137070488698,106.76078325993542,112.09882242293219,192.16940986788376,138.78901823791605,288.25411480182561,186.83137070488698,362.9866630837804,224.19764484586437,282.91607563882889,213.52156651987085,128.1129399119225,90.7466657709451,90.7466657709451,42.704313303974168,26.690195814983856,32.028234977980624,21.352156651987084,10.676078325993542,5.3380391629967709,16.014117488990312,10.676078325993542,53.380391629967711,10.676078325993542,10.676078325993542,37.366274140977396,16.014117488990312,21.352156651987084,0,0,21.352156651987084,0,0,0,0,0,0,0,5.3380391629967709,0,0,0,0,0,0,0,0,0,0,0,0,0,0,0,0,0,0,0,0,0,0,0,0,0,0,0,0,0,0,0,0,0,0,0,0,0,0,0,0,0]
["","SWITCHGEAR ","> 11 kv & < = 22 kv ; circuit breaker",89.262776745942304,53.375252965895498,7.3058369107101955,2,0,0,0,0,0,1,0,0,0,1,0,3,30,1,0,0,0,7,0,0,0,2,16,0,0,0,0,0,0,0,0,0,0,0,0,0,0,0,0,0,0,0,0,0,0,0,0,0,0,0,0,0,0,0,0,0,0,0,0,0,0,0,0,0,0,0,0,0,0,0,0,0,0,0,0,0,0,0,0,0,0,0,0,0,0,0,0,0,0,0,0,null,0,0,0,0,0,89.262776745942304,0,0,0,89.262776745942304,0,267.78833023782693,2677.883302378269,89.262776745942304,0,0,0,624.83943722159609,0,0,0,178.52555349188461,1428.2044279350769,0,0,0,0,0,0,0,0,0,0,0,0,0,0,0,0,0,0,0,0,0,0,0,0,0,0,0,0,0,0,0,0,0,0,0,0,0,0,0,0,0,0,0,0,0,0,0,0,0,0,0,0,0,0,0,0,0,0,0,0,0,0,0,0,0,0,0,0]
[4,"SWITCHGEAR ","> 22 kv & < = 33 kv ; switch",25.617056691442183,54.055915571731703,7.3522728167371278,2,0,3,2,13,2,7,9,0,7,4,5,3,0,4,1,7,5,7,6,4,0,1,9,1,2,0,0,0,0,1,0,0,0,0,0,0,1,0,0,0,0,0,0,0,0,0,0,0,0,0,0,0,0,0,0,0,0,0,0,0,0,0,0,0,0,0,0,0,0,0,0,0,0,0,0,0,0,0,0,0,0,0,0,0,0,0,0,0,0,0,0,null,0,76.851170074326546,51.234113382884367,333.02173698874839,51.234113382884367,179.31939684009529,230.55351022297964,0,179.31939684009529,102.46822676576873,128.08528345721092,76.851170074326546,0,102.46822676576873,25.617056691442183,179.31939684009529,128.08528345721092,179.31939684009529,153.70234014865309,102.46822676576873,0,25.617056691442183,230.55351022297964,25.617056691442183,51.234113382884367,0,0,0,0,25.617056691442183,0,0,0,0,0,0,25.617056691442183,0,0,0,0,0,0,0,0,0,0,0,0,0,0,0,0,0,0,0,0,0,0,0,0,0,0,0,0,0,0,0,0,0,0,0,0,0,0,0,0,0,0,0,0,0,0,0,0,0,0,0,0,0,0]
[4,"SWITCHGEAR ","> 22 kv & < = 33 kv ; circuit breaker",299.57108047281804,69.145790311784751,8.3153947778674198,2,0,3,6,14,22,1,5,30,119,65,89,65,62,55,19,31,24,17,24,22,4,11,4,5,0,7,10,4,13,0,0,5,6,0,1,1,0,6,12,2,6,26,0,0,1,0,16,2,2,1,26,5,32,18,1,26,21,17,6,0,0,1,2,0,0,0,0,0,0,0,0,0,0,0,0,0,0,0,0,0,0,0,0,0,0,0,0,0,0,0,0,null,0,898.71324141845412,1797.4264828369082,4193.995126619453,6590.5637704019973,299.57108047281804,1497.8554023640902,8987.1324141845416,35648.958576265344,19472.120230733173,26661.826162080804,19472.120230733173,18573.406989314717,16476.409426004993,5691.850528983543,9286.7034946573585,7189.7059313476329,5092.7083680379064,7189.7059313476329,6590.5637704019973,1198.2843218912722,3295.2818852009987,1198.2843218912722,1497.8554023640902,0,2096.9975633097265,2995.7108047281804,1198.2843218912722,3894.4240461466343,0,0,1497.8554023640902,1797.4264828369082,0,299.57108047281804,299.57108047281804,0,1797.4264828369082,3594.8529656738165,599.14216094563608,1797.4264828369082,7788.8480922932686,0,0,299.57108047281804,0,4793.1372875650886,599.14216094563608,599.14216094563608,299.57108047281804,7788.8480922932686,1497.8554023640902,9586.2745751301773,5392.2794485107243,299.57108047281804,7788.8480922932686,6290.9926899291786,5092.7083680379064,1797.4264828369082,0,0,299.57108047281804,599.14216094563608,0,0,0,0,0,0,0,0,0,0,0,0,0,0,0,0,0,0,0,0,0,0,0,0,0,0,0,0]
[4,"SWITCHGEAR ","> 33 kv & < = 66 kv ; switch",23.518034199185319,59.876129986256885,7.7379667863242272,2,0,0,0,0,0,0,0,0,4,1,0,0,1,0,0,1,1,0,0,0,0,0,2,0,0,0,0,0,0,0,0,0,0,0,0,0,0,0,0,0,0,0,0,0,0,0,0,0,0,0,0,0,0,0,0,0,0,0,0,0,0,0,0,0,0,0,0,0,0,0,0,0,0,0,0,0,0,0,0,0,0,0,0,0,0,0,0,0,0,0,0,null,0,0,0,0,0,0,0,0,94.072136796741276,23.518034199185319,0,0,23.518034199185319,0,0,23.518034199185319,23.518034199185319,0,0,0,0,0,47.036068398370638,0,0,0,0,0,0,0,0,0,0,0,0,0,0,0,0,0,0,0,0,0,0,0,0,0,0,0,0,0,0,0,0,0,0,0,0,0,0,0,0,0,0,0,0,0,0,0,0,0,0,0,0,0,0,0,0,0,0,0,0,0,0,0,0,0,0,0,0]
[4,"SWITCHGEAR ","> 33 kv & < = 66 kv ; circuit breaker",178.5802149123472,53.731730643926383,7.330193083672925,2,0,0,1,0,0,0,1,0,13,5,20,26,3,25,9,12,10,5,0,7,0,5,1,0,0,0,3,2,0,0,0,0,9,3,5,0,5,0,3,1,1,7,2,0,0,0,0,0,0,0,0,0,0,0,0,0,0,2,0,0,0,0,0,0,0,0,0,0,0,0,0,0,0,0,0,0,0,0,0,0,0,0,0,0,0,0,0,0,0,0,0,null,0,0,178.5802149123472,0,0,0,178.5802149123472,0,2321.5427938605135,892.90107456173598,3571.6042982469439,4643.085587721027,535.74064473704163,4464.5053728086805,1607.2219342111248,2142.9625789481665,1785.802149123472,892.90107456173598,0,1250.0615043864304,0,892.90107456173598,178.5802149123472,0,0,0,535.74064473704163,357.1604298246944,0,0,0,0,1607.2219342111248,535.74064473704163,892.90107456173598,0,892.90107456173598,0,535.74064473704163,178.5802149123472,178.5802149123472,1250.0615043864304,357.1604298246944,0,0,0,0,0,0,0,0,0,0,0,0,0,0,357.1604298246944,0,0,0,0,0,0,0,0,0,0,0,0,0,0,0,0,0,0,0,0,0,0,0,0,0,0,0,0,0,0,0,0,0]
["","SWITCHGEAR ","> 66 kv & < = 132 kv ; switch",23.518034199185319,57.166349982593644,7.5608432057934944,2,0,0,0,0,0,0,0,0,0,0,0,0,0,0,0,0,0,0,0,0,0,0,0,0,0,0,0,0,0,0,0,0,0,0,0,0,0,0,0,0,0,0,0,0,0,0,0,0,0,0,0,0,0,0,0,0,0,0,0,0,0,0,0,0,0,0,0,0,0,0,0,0,0,0,0,0,0,0,0,0,0,0,0,0,0,0,0,0,0,0,0,null,0,0,0,0,0,0,0,0,0,0,0,0,0,0,0,0,0,0,0,0,0,0,0,0,0,0,0,0,0,0,0,0,0,0,0,0,0,0,0,0,0,0,0,0,0,0,0,0,0,0,0,0,0,0,0,0,0,0,0,0,0,0,0,0,0,0,0,0,0,0,0,0,0,0,0,0,0,0,0,0,0,0,0,0,0,0,0,0,0,0,0]
[4,"SWITCHGEAR ","> 66 kv & < = 132 kv ; circuit breaker",195.30723443425453,45.084832270307011,6.7145239794275078,2,0,0,2,15,1,10,7,1,47,46,39,18,32,23,14,34,10,21,11,7,1,4,13,10,6,0,4,1,3,0,0,0,12,4,0,0,6,0,0,0,4,0,0,0,0,4,0,0,0,0,0,0,0,0,0,0,0,0,0,0,0,0,0,0,0,0,0,0,0,0,0,0,0,0,0,0,0,0,0,0,0,0,0,0,0,0,0,0,0,0,0,null,0,0,390.61446886850905,2929.6085165138179,195.30723443425453,1953.0723443425452,1367.1506410397817,195.30723443425453,9179.4400184099632,8984.1327839757087,7616.9821429359263,3515.5302198165814,6249.8315018961448,4492.0663919878543,2734.3012820795634,6640.4459707646538,1953.0723443425452,4101.4519231193453,2148.3795787767999,1367.1506410397817,195.30723443425453,781.2289377370181,2538.9940476453089,1953.0723443425452,1171.8434066055272,0,781.2289377370181,195.30723443425453,585.9217033027636,0,0,0,2343.6868132110544,781.2289377370181,0,0,1171.8434066055272,0,0,0,781.2289377370181,0,0,0,0,781.2289377370181,0,0,0,0,0,0,0,0,0,0,0,0,0,0,0,0,0,0,0,0,0,0,0,0,0,0,0,0,0,0,0,0,0,0,0,0,0,0,0,0,0,0,0,0,0]
[0,0,0,0,0,0,2,0,0,0,0,0,0,0,0,0,0,0,0,0,0,0,0,0,0,0,0,0,0,0,0,0,0,0,0,0,0,0,0,0,0,0,0,0,0,0,0,0,0,0,0,0,0,0,0,0,0,0,0,0,0,0,0,0,0,0,0,0,0,0,0,0,0,0,0,0,0,0,0,0,0,0,0,0,0,0,0,0,0,0,0,0,0,0,0,0,0,0,null,0,0,0,0,0,0,0,0,0,0,0,0,0,0,0,0,0,0,0,0,0,0,0,0,0,0,0,0,0,0,0,0,0,0,0,0,0,0,0,0,0,0,0,0,0,0,0,0,0,0,0,0,0,0,0,0,0,0,0,0,0,0,0,0,0,0,0,0,0,0,0,0,0,0,0,0,0,0,0,0,0,0,0,0,0,0,0,0,0,0,0]
[0,0,0,0,0,0,2,0,0,0,0,0,0,0,0,0,0,0,0,0,0,0,0,0,0,0,0,0,0,0,0,0,0,0,0,0,0,0,0,0,0,0,0,0,0,0,0,0,0,0,0,0,0,0,0,0,0,0,0,0,0,0,0,0,0,0,0,0,0,0,0,0,0,0,0,0,0,0,0,0,0,0,0,0,0,0,0,0,0,0,0,0,0,0,0,0,0,0,null,0,0,0,0,0,0,0,0,0,0,0,0,0,0,0,0,0,0,0,0,0,0,0,0,0,0,0,0,0,0,0,0,0,0,0,0,0,0,0,0,0,0,0,0,0,0,0,0,0,0,0,0,0,0,0,0,0,0,0,0,0,0,0,0,0,0,0,0,0,0,0,0,0,0,0,0,0,0,0,0,0,0,0,0,0,0,0,0,0,0,0]
[0,0,0,0,0,0,2,0,0,0,0,0,0,0,0,0,0,0,0,0,0,0,0,0,0,0,0,0,0,0,0,0,0,0,0,0,0,0,0,0,0,0,0,0,0,0,0,0,0,0,0,0,0,0,0,0,0,0,0,0,0,0,0,0,0,0,0,0,0,0,0,0,0,0,0,0,0,0,0,0,0,0,0,0,0,0,0,0,0,0,0,0,0,0,0,0,0,0,null,0,0,0,0,0,0,0,0,0,0,0,0,0,0,0,0,0,0,0,0,0,0,0,0,0,0,0,0,0,0,0,0,0,0,0,0,0,0,0,0,0,0,0,0,0,0,0,0,0,0,0,0,0,0,0,0,0,0,0,0,0,0,0,0,0,0,0,0,0,0,0,0,0,0,0,0,0,0,0,0,0,0,0,0,0,0,0,0,0,0,0]
[0,0,0,0,0,0,2,0,0,0,0,0,0,0,0,0,0,0,0,0,0,0,0,0,0,0,0,0,0,0,0,0,0,0,0,0,0,0,0,0,0,0,0,0,0,0,0,0,0,0,0,0,0,0,0,0,0,0,0,0,0,0,0,0,0,0,0,0,0,0,0,0,0,0,0,0,0,0,0,0,0,0,0,0,0,0,0,0,0,0,0,0,0,0,0,0,0,0,null,0,0,0,0,0,0,0,0,0,0,0,0,0,0,0,0,0,0,0,0,0,0,0,0,0,0,0,0,0,0,0,0,0,0,0,0,0,0,0,0,0,0,0,0,0,0,0,0,0,0,0,0,0,0,0,0,0,0,0,0,0,0,0,0,0,0,0,0,0,0,0,0,0,0,0,0,0,0,0,0,0,0,0,0,0,0,0,0,0,0,0]
[0,0,0,0,0,0,2,0,0,0,0,0,0,0,0,0,0,0,0,0,0,0,0,0,0,0,0,0,0,0,0,0,0,0,0,0,0,0,0,0,0,0,0,0,0,0,0,0,0,0,0,0,0,0,0,0,0,0,0,0,0,0,0,0,0,0,0,0,0,0,0,0,0,0,0,0,0,0,0,0,0,0,0,0,0,0,0,0,0,0,0,0,0,0,0,0,0,0,null,0,0,0,0,0,0,0,0,0,0,0,0,0,0,0,0,0,0,0,0,0,0,0,0,0,0,0,0,0,0,0,0,0,0,0,0,0,0,0,0,0,0,0,0,0,0,0,0,0,0,0,0,0,0,0,0,0,0,0,0,0,0,0,0,0,0,0,0,0,0,0,0,0,0,0,0,0,0,0,0,0,0,0,0,0,0,0,0,0,0,0]

{"sheet":"S4 Output","index":7,"n_rows":88,"n_cols":43,"rows_kept":88,"cut":false,"hidden":false,"merged":[]}
[null,{"$f":"'S4 Input'!B1","v":"Scenario"},{"$f":"'S4 Input'!C1","v":4},"Replacement expenditure forecast ($,000)",null,null,null,null,null,null,null,null,null,null,null,null,null,null,null,null,null,null,null,"Replacement quantity forecast (#)"]
[null,{"$f":"'S4 Input'!B2","v":"Unit cost"},{"$f":"'S4 Input'!C2","v":"Comparative"},1,2,3,4,5,6,7,8,9,10,11,12,13,14,15,16,17,18,19,20,1,2,3,4,5,6,7,8,9,10,11,12,13,14,15,16,17,18,19,20]
[null,{"$f":"'S4 Input'!B3","v":"Lives"},{"$f":"'S4 Input'!C3","v":"Comparative"}]
[]
["ID","Asset category",null,2023,{"$f":"D5+1","v":2024},{"$f":"E5+1","v":2025},2026,2027,2028,2029,2030,2031,2032,2033,2034,2035,2036,2037,2038,2039,2040,2041,2042,{"$f":"D5","v":2023},{"$f":"E5","v":2024},2025,2026,2027,2028,2029,2030,2031,2032,2033,2034,2035,2036,2037,2038,2039,2040,2041,2042]
[1,"OVERHEAD CONDUCTORS",null,{"$f":"IFERROR(IF($A6=\"\",\"\",SUMIFS(D$21:D$175,$A$21:$A$175,$A6)),\"\")","v":1194.5704862567284},{"$f":"IFERROR(IF($A6=\"\",\"\",SUMIFS(E$21:E$175,$A$21:$A$175,$A6)),\"\")","v":1538.1588716259755},1957.9597509434107,2464.1638517603524,3066.5812903851197,3774.1614487757661,4594.4789636115129,5533.2176698277626,6593.6896529382457,7776.4288137205604,9078.8967863727485,10495.333331080121,12016.773613665564,13631.241817844955,15324.115556139575,17078.640185589098,18876.558202865432,{"$f":"IFERROR(IF($A6=\"\",\"\",SUMIFS(U$21:U$175,$A$21:$A$175,$A6)),\"\")","v":20698.808120732087},22526.241005638331,24340.302016899721,{"$f":"IFERROR(IF($A6=\"\",\"\",SUMIFS(X$21:X$175,$A$21:$A$175,$A6)),\"\")","v":14.691206492919129},{"$f":"IFERROR(IF($A6=\"\",\"\",SUMIFS(Y$21:Y$175,$A$21:$A$175,$A6)),\"\")","v":18.893713350922962},24.019244701272129,30.187860613195234,37.513787351519007,46.09948225666421,56.029353732395386,67.363544955096771,80.13225125793889,94.331062380449112,109.91779290533107,126.81118353169489,144.8917253392008,164.0046890165076,183.96524780388847,204.56538799266781,225.58212755285149,{"$f":"IFERROR(IF($A6=\"\",\"\",SUMIFS(AO$21:AO$175,$A$21:$A$175,$A6)),\"\")","v":246.7864337860901},267.95216208428275,288.86433970011063]
[2,"POLES",null,{"$f":"IFERROR(IF($A7=\"\",\"\",SUMIFS(D$21:D$175,$A$21:$A$175,$A7)),\"\")","v":5840.4644543303939},7004.3007197667839,8317.8821381026082,9777.899426918957,11375.283959710676,13095.287100824344,14918.105064796773,16819.97735023663,18774.593923145152,20754.589295322112,22732.898905032707,24683.80696432669,26583.609269812201,28410.92027247194,30146.738793993074,31774.42725768896,33279.747490994487,34651.042056077706,35879.576070342555,36959.985970878006,804.42964838354033,967.10028082868064,1151.0112236452323,1355.7968664379978,1580.303284752157,1822.5855282973885,2079.9743193311933,2349.2055569564827,2626.5949155769736,2908.2324681530245,3190.1707990961581,3468.5848935688614,3739.8916211419282,4000.8278300066554,4248.4955045118568,4480.3875150398053,4694.4072978037984,4888.8912952481896,5062.6364230967456,5214.928776425837]
[3,"SERVICE LINES",null,2550.8477103524719,2826.6204790359784,3097.471662794158,3358.0255005165932,3603.2858101777933,3828.9052883339018,4031.4065436917572,4208.3354488223458,4358.3346283637648,4481.133538953367,4577.4604382081325,4648.8893852471047,4697.6412623061287,4726.3610173649404,4737.8937107519951,4735.0797556863918,4720.5855759585847,4696.7805667251459,4665.6655696992557,4628.8527723253064,3759.0743640926248,4165.4688112663343,4564.6105307885973,4948.577495132783,5310.0070461150499,5642.4927499595142,5940.9101249454579,6201.642629220074,6422.6899571968443,6603.6534207789527,6745.6062218386005,6850.8679834790983,6922.7115241617557,6965.0345897632224,6982.029823106348,6977.883018769151,6956.5235706052226,6921.4431541682716,6875.590323682095,6821.3408903202626]
[4,"SWITCHGEAR",null,2579.6646638692514,2929.6585001541944,3322.6130391528609,3763.0393499299253,4254.717990557574,4800.2334684427906,5400.5329166473248,6054.5589855619255,6759.0043834363451,7508.2271326675063,8294.3521176978775,9107.5672174596784,9936.6030672286415,10769.366389062105,11593.680017890778,12398.070188520658,13172.534878486034,13909.226960636186,14602.992804193027,15251.720161860994,130.3342239327749,149.1683531307738,170.15156622448623,193.49303421837774,219.41268818316195,248.13537775382457,279.8830015225189,314.86458753049675,353.26441218495705,395.22838518726707,440.84909993220344,490.15015130157855,543.07054576061944,599.45025266618393,659.01814212608667,721.38368834014386,786.03385051818668,852.3364421487438,919.55103955938387,986.84805448031477]
[5,"TRANSFORMERS",null,1875.8988342577636,2146.9658479182717,2454.9108875225188,2801.770582878441,3188.9396475704179,3617.075836754786,4086.0477524283824,4594.9336353065628,5142.0740330769904,5725.1753210906163,6341.4552886234806,6987.8171685531834,7661.0352018975436,8357.9334775818425,9075.5404916234456,9811.2044941304048,10562.658893725607,11328.032275373105,12105.803377908516,12894.70704978556,58.731406345924647,66.979968646993896,76.270351738088863,86.656470112894183,98.178266399389386,110.86015931091154,124.71041717451695,139.72156207352921,155.87178903105305,173.12725488893358,191.44497189228747,210.77595014105174,231.068186045804,252.26909970512202,274.32708420334325,297.19193795354892,320.81409423448372,345.14272174976071,370.12292542705006,395.69240675337068]
[6,"UNDERGROUND CABLES",null,2877.0079275692051,3625.0986445180133,4539.1235940201541,5646.1986992084494,6974.7578640057072,8553.5989772279136,10410.630585106293,12571.330436519165,15056.957707193902,17882.595528937472,21055.136329232395,24571.355254297636,28416.241794338959,32561.771782941189,36966.297006877925,41574.705003293762,46319.456673840104,51122.54619649017,55898.351222467412,60557.258808730563,7.8821499239281385,9.9316970006619254,12.435854746335506,15.468912762103784,19.108771526270793,23.434328727982635,28.522045521011396,34.44172339406996,41.251606194433329,48.993017237579927,57.684839734166367,67.31823853961717,77.85208930126754,89.209614100273114,101.27670916320719,113.9023826590287,126.90159745460738,140.06064069282439,153.14493248829655,165.90895990885326]
[null,null,null,"","","","","","","","","","","","","","","","","","","","","","","","","","","","","","","","","","","","","","","",""]
[null,null,null,"","","","","","","","","","","","","","","","","","","","","","","","","","","","","","","","","","","","","","","",""]
[null,null,null,"","","","","","","","","","","","","","","","","","","","","","","","","","","","","","","","","","","","","","","",""]
[null,null,null,"","","","","","","","","","","","","","","","","","","","","","","","","","","","","","","","","","","","","","","",""]
[null,null,null,"","","","","","","","","","","","","","","","","","","","","","","","","","","","","","","","","","","","","","","",""]
[null,null,null,"","","","","","","","","","","","","","","","","","","","","","","","","","","","","","","","","","","","","","","",""]
[null,null,"Total",{"$f":"IFERROR(SUM(D$6:D$17),\"\")","v":16918.454076635815},{"$f":"IFERROR(SUM(E$6:E$17),\"\")","v":20070.803063019219},23689.961072535712,27811.097411212719,32463.56656240729,37669.262120359504,43441.201826282049,49782.35352627439,56684.6543281544,64128.149630691638,72080.199865167349,80494.769320964406,89311.904209249042,98457.594757266968,107844.26557727679,117372.12688490929,126931.54171587025,136406.43617603439,145678.63005024908,154632.82678048016]
[]
["ID","Asset category","Asset class"]
[2,"POLES ","staked wooden pole",{"$f":"IFERROR(repcalc('S4 Input'!$CV21:$GH21,'S4 Input'!$G21,'S4 Input'!$E21,'S4 Input'!$F21,20,TRUE,TRUE),\"\")","v":480.099119869481},635.66058765174728,817.60228215049824,1022.1903939218233,1243.0842056732106,1471.7072019401392,1698.0356044418152,1911.7074461451186,2103.2687256989484,2265.3245058198045,2393.3702619202918,2486.1441443707854,2545.44752116673,2575.4992160737183,2581.9849852953807,2571.0128956251924,2548.1785842951899,2517.8910365213474,2483.0314625792776,2444.9405492306619,{"$f":"IFERROR(IF(OR(D21=\"\",'S4 Input'!$D21=\"\"),\"\",D21/'S4 Input'!$D21),\"\")","v":52.070659288338838},{"$f":"IFERROR(IF(OR(E21=\"\",'S4 Input'!$D21=\"\"),\"\",E21/'S4 Input'!$D21),\"\")","v":68.942567300764253},{"$f":"IFERROR(IF(OR(F21=\"\",'S4 Input'!$D21=\"\"),\"\",F21/'S4 Input'!$D21),\"\")","v":88.675625730788099},{"$f":"IFERROR(IF(OR(G21=\"\",'S4 Input'!$D21=\"\"),\"\",G21/'S4 Input'!$D21),\"\")","v":110.86487253754203},{"$f":"IFERROR(IF(OR(H21=\"\",'S4 Input'!$D21=\"\"),\"\",H21/'S4 Input'!$D21),\"\")","v":134.82260529434416},{"$f":"IFERROR(IF(OR(I21=\"\",'S4 Input'!$D21=\"\"),\"\",I21/'S4 Input'!$D21),\"\")","v":159.61863105529693},{"$f":"IFERROR(IF(OR(J21=\"\",'S4 Input'!$D21=\"\"),\"\",J21/'S4 Input'!$D21),\"\")","v":184.16578943613848},{"$f":"IFERROR(IF(OR(K21=\"\",'S4 Input'!$D21=\"\"),\"\",K21/'S4 Input'!$D21),\"\")","v":207.340240728341},{"$f":"IFERROR(IF(OR(L21=\"\",'S4 Input'!$D21=\"\"),\"\",L21/'S4 Input'!$D21),\"\")","v":228.11662149570714},{"$f":"IFERROR(IF(OR(M21=\"\",'S4 Input'!$D21=\"\"),\"\",M21/'S4 Input'!$D21),\"\")","v":245.69289056837923},{"$f":"IFERROR(IF(OR(N21=\"\",'S4 Input'!$D21=\"\"),\"\",N21/'S4 Input'!$D21),\"\")","v":259.58049557177691},{"$f":"IFERROR(IF(OR(O21=\"\",'S4 Input'!$D21=\"\"),\"\",O21/'S4 Input'!$D21),\"\")","v":269.64257863755995},{"$f":"IFERROR(IF(OR(P21=\"\",'S4 Input'!$D21=\"\"),\"\",P21/'S4 Input'!$D21),\"\")","v":276.07451279446713},{"$f":"IFERROR(IF(OR(Q21=\"\",'S4 Input'!$D21=\"\"),\"\",Q21/'S4 Input'!$D21),\"\")","v":279.33386383631932},{"$f":"IFERROR(IF(OR(R21=\"\",'S4 Input'!$D21=\"\"),\"\",R21/'S4 Input'!$D21),\"\")","v":280.03729832596343},{"$f":"IFERROR(IF(OR(S21=\"\",'S4 Input'!$D21=\"\"),\"\",S21/'S4 Input'!$D21),\"\")","v":278.84728584884664},{"$f":"IFERROR(IF(OR(T21=\"\",'S4 Input'!$D21=\"\"),\"\",T21/'S4 Input'!$D21),\"\")","v":276.37071883145313},{"$f":"IFERROR(IF(OR(U21=\"\",'S4 Input'!$D21=\"\"),\"\",U21/'S4 Input'!$D21),\"\")","v":273.08578762549757},{"$f":"IFERROR(IF(OR(V21=\"\",'S4 Input'!$D21=\"\"),\"\",V21/'S4 Input'!$D21),\"\")","v":269.30498294881409},{"$f":"IFERROR(IF(OR(W21=\"\",'S4 Input'!$D21=\"\"),\"\",W21/'S4 Input'!$D21),\"\")","v":265.17371319873286}]
[2,"POLES ","˂ = 1 kv ; wood",{"$f":"IFERROR(repcalc('S4 Input'!$CV22:$GH22,'S4 Input'!$G22,'S4 Input'!$E22,'S4 Input'!$F22,20,TRUE,TRUE),\"\")","v":1365.4211460836063},1646.5280867020963,1966.8608262737434,2327.0738800853042,2726.6707876462997,3163.8600271639143,3635.4678627039871,4136.9216797630643,4662.3129283254539,5204.5429544109729,5755.5482598805447,6306.5947463133634,6848.6240218498579,7372.6296261995722,7870.0377010937527,8333.0656480090292,8755.0338534239072,9130.6095059446579,9455.9674690490992,9728.8604555395013,{"$f":"IFERROR(IF(OR(D22=\"\",'S4 Input'!$D22=\"\"),\"\",D22/'S4 Input'!$D22),\"\")","v":275.38332870135957},{"$f":"IFERROR(IF(OR(E22=\"\",'S4 Input'!$D22=\"\"),\"\",E22/'S4 Input'!$D22),\"\")","v":332.07804538317896},{"$f":"IFERROR(IF(OR(F22=\"\",'S4 Input'!$D22=\"\"),\"\",F22/'S4 Input'!$D22),\"\")","v":396.68397035240048},{"$f":"IFERROR(IF(OR(G22=\"\",'S4 Input'!$D22=\"\"),\"\",G22/'S4 Input'!$D22),\"\")","v":469.33310874082525},{"$f":"IFERROR(IF(OR(H22=\"\",'S4 Input'!$D22=\"\"),\"\",H22/'S4 Input'!$D22),\"\")","v":549.92533250896247},{"$f":"IFERROR(IF(OR(I22=\"\",'S4 Input'!$D22=\"\"),\"\",I22/'S4 Input'!$D22),\"\")","v":638.0993207294473},{"$f":"IFERROR(IF(OR(J22=\"\",'S4 Input'!$D22=\"\"),\"\",J22/'S4 Input'!$D22),\"\")","v":733.21498227107418},{"$f":"IFERROR(IF(OR(K22=\"\",'S4 Input'!$D22=\"\"),\"\",K22/'S4 Input'!$D22),\"\")","v":834.35009485360308},{"$f":"IFERROR(IF(OR(L22=\"\",'S4 Input'!$D22=\"\"),\"\",L22/'S4 Input'!$D22),\"\")","v":940.31299964284472},{"$f":"IFERROR(IF(OR(M22=\"\",'S4 Input'!$D22=\"\"),\"\",M22/'S4 Input'!$D22),\"\")","v":1049.6720131117281},{"$f":"IFERROR(IF(OR(N22=\"\",'S4 Input'!$D22=\"\"),\"\",N22/'S4 Input'!$D22),\"\")","v":1160.8008582944356},{"$f":"IFERROR(IF(OR(O22=\"\",'S4 Input'!$D22=\"\"),\"\",O22/'S4 Input'!$D22),\"\")","v":1271.9380090103996},{"$f":"IFERROR(IF(OR(P22=\"\",'S4 Input'!$D22=\"\"),\"\",P22/'S4 Input'!$D22),\"\")","v":1381.2565343452097},{"$f":"IFERROR(IF(OR(Q22=\"\",'S4 Input'!$D22=\"\"),\"\",Q22/'S4 Input'!$D22),\"\")","v":1486.9399771407823},{"$f":"IFERROR(IF(OR(R22=\"\",'S4 Input'!$D22=\"\"),\"\",R22/'S4 Input'!$D22),\"\")","v":1587.2591290597225},{"$f":"IFERROR(IF(OR(S22=\"\",'S4 Input'!$D22=\"\"),\"\",S22/'S4 Input'!$D22),\"\")","v":1680.6443660388175},{"$f":"IFERROR(IF(OR(T22=\"\",'S4 Input'!$D22=\"\"),\"\",T22/'S4 Input'!$D22),\"\")","v":1765.7485182240898},{"$f":"IFERROR(IF(OR(U22=\"\",'S4 Input'!$D22=\"\"),\"\",U22/'S4 Input'!$D22),\"\")","v":1841.4960439358504},{"$f":"IFERROR(IF(OR(V22=\"\",'S4 Input'!$D22=\"\"),\"\",V22/'S4 Input'!$D22),\"\")","v":1907.115475095377},{"$f":"IFERROR(IF(OR(W22=\"\",'S4 Input'!$D22=\"\"),\"\",W22/'S4 Input'!$D22),\"\")","v":1962.153570275412}]
[2,"POLES ","> 1 kv & < = 11 kv ; wood",{"$f":"IFERROR(repcalc('S4 Input'!$CV23:$GH23,'S4 Input'!$G23,'S4 Input'!$E23,'S4 Input'!$F23,20,TRUE,TRUE),\"\")","v":1922.7487932403096},2325.5300239774701,2784.8032380419118,3301.5896678017261,3875.3846245237605,4504.0058215773442,5183.5247959182789,5908.2948594387608,6671.0815851814068,7463.2930333021168,8275.2976623265295,9096.8092216154746,9917.3109655685294,10726.487213307408,11514.629255560933,12272.985136483536,12994.028703007749,13671.631855798572,14301.134119162534,14879.314206525969,{"$f":"IFERROR(IF(OR(D23=\"\",'S4 Input'!$D23=\"\"),\"\",D23/'S4 Input'!$D23),\"\")","v":277.935407201359},{"$f":"IFERROR(IF(OR(E23=\"\",'S4 Input'!$D23=\"\"),\"\",E23/'S4 Input'!$D23),\"\")","v":336.15786755164663},{"$f":"IFERROR(IF(OR(F23=\"\",'S4 Input'!$D23=\"\"),\"\",F23/'S4 Input'!$D23),\"\")","v":402.54630488492842},{"$f":"IFERROR(IF(OR(G23=\"\",'S4 Input'!$D23=\"\"),\"\",G23/'S4 Input'!$D23),\"\")","v":477.2483394389966},{"$f":"IFERROR(IF(OR(H23=\"\",'S4 Input'!$D23=\"\"),\"\",H23/'S4 Input'!$D23),\"\")","v":560.19101791436049},{"$f":"IFERROR(IF(OR(I23=\"\",'S4 Input'!$D23=\"\"),\"\",I23/'S4 Input'!$D23),\"\")","v":651.05888843012008},{"$f":"IFERROR(IF(OR(J23=\"\",'S4 Input'!$D23=\"\"),\"\",J23/'S4 Input'!$D23),\"\")","v":749.28408742567763},{"$f":"IFERROR(IF(OR(K23=\"\",'S4 Input'!$D23=\"\"),\"\",K23/'S4 Input'!$D23),\"\")","v":854.05038005844779},{"$f":"IFERROR(IF(OR(L23=\"\",'S4 Input'!$D23=\"\"),\"\",L23/'S4 Input'!$D23),\"\")","v":964.31202212651624},{"$f":"IFERROR(IF(OR(M23=\"\",'S4 Input'!$D23=\"\"),\"\",M23/'S4 Input'!$D23),\"\")","v":1078.827039479326},{"$f":"IFERROR(IF(OR(N23=\"\",'S4 Input'!$D23=\"\"),\"\",N23/'S4 Input'!$D23),\"\")","v":1196.2031824319129},{"$f":"IFERROR(IF(OR(O23=\"\",'S4 Input'!$D23=\"\"),\"\",O23/'S4 Input'!$D23),\"\")","v":1314.9535623849843},{"$f":"IFERROR(IF(OR(P23=\"\",'S4 Input'!$D23=\"\"),\"\",P23/'S4 Input'!$D23),\"\")","v":1433.5579724445545},{"$f":"IFERROR(IF(OR(Q23=\"\",'S4 Input'!$D23=\"\"),\"\",Q23/'S4 Input'!$D23),\"\")","v":1550.5252698385957},{"$f":"IFERROR(IF(OR(R23=\"\",'S4 Input'!$D23=\"\"),\"\",R23/'S4 Input'!$D23),\"\")","v":1664.452050194071},{"$f":"IFERROR(IF(OR(S23=\"\",'S4 Input'!$D23=\"\"),\"\",S23/'S4 Input'!$D23),\"\")","v":1774.0732088752125},{"$f":"IFERROR(IF(OR(T23=\"\",'S4 Input'!$D23=\"\"),\"\",T23/'S4 Input'!$D23),\"\")","v":1878.3008323569557},{"$f":"IFERROR(IF(OR(U23=\"\",'S4 Input'!$D23=\"\"),\"\",U23/'S4 Input'!$D23),\"\")","v":1976.2490972857609},{"$f":"IFERROR(IF(OR(V23=\"\",'S4 Input'!$D23=\"\"),\"\",V23/'S4 Input'!$D23),\"\")","v":2067.2443268848324},{"$f":"IFERROR(IF(OR(W23=\"\",'S4 Input'!$D23=\"\"),\"\",W23/'S4 Input'!$D23),\"\")","v":2150.820880713406}]
[2,"POLES ","˃ 11 kv & < = 22 kv ; wood",{"$f":"IFERROR(repcalc('S4 Input'!$CV24:$GH24,'S4 Input'!$G24,'S4 Input'!$E24,'S4 Input'!$F24,20,TRUE,TRUE),\"\")","v":54.484102764830133},64.735438951746019,76.178943575878407,88.821764783445218,102.65403601383501,117.65030501508997,133.77153420136935,150.96726894039347,169.17749618484808,188.33370709092532,208.35874675514773,229.16518432483375,250.65215720450391,272.70091054827492,295.16953311642555,317.88764108923129,340.6519394262582,363.22365824703064,385.32879432792851,406.66187800748463,{"$f":"IFERROR(IF(OR(D24=\"\",'S4 Input'!$D24=\"\"),\"\",D24/'S4 Input'!$D24),\"\")","v":6.8598440777672716},{"$f":"IFERROR(IF(OR(E24=\"\",'S4 Input'!$D24=\"\"),\"\",E24/'S4 Input'!$D24),\"\")","v":8.1505429103157248},{"$f":"IFERROR(IF(OR(F24=\"\",'S4 Input'!$D24=\"\"),\"\",F24/'S4 Input'!$D24),\"\")","v":9.5913422158230492},{"$f":"IFERROR(IF(OR(G24=\"\",'S4 Input'!$D24=\"\"),\"\",G24/'S4 Input'!$D24),\"\")","v":11.183141984671975},{"$f":"IFERROR(IF(OR(H24=\"\",'S4 Input'!$D24=\"\"),\"\",H24/'S4 Input'!$D24),\"\")","v":12.924699963362052},{"$f":"IFERROR(IF(OR(I24=\"\",'S4 Input'!$D24=\"\"),\"\",I24/'S4 Input'!$D24),\"\")","v":14.812811575310416},{"$f":"IFERROR(IF(OR(J24=\"\",'S4 Input'!$D24=\"\"),\"\",J24/'S4 Input'!$D24),\"\")","v":16.842561776707026},{"$f":"IFERROR(IF(OR(K24=\"\",'S4 Input'!$D24=\"\"),\"\",K24/'S4 Input'!$D24),\"\")","v":19.007598055665362},{"$f":"IFERROR(IF(OR(L24=\"\",'S4 Input'!$D24=\"\"),\"\",L24/'S4 Input'!$D24),\"\")","v":21.300364443998081},{"$f":"IFERROR(IF(OR(M24=\"\",'S4 Input'!$D24=\"\"),\"\",M24/'S4 Input'!$D24),\"\")","v":23.712235306655288},{"$f":"IFERROR(IF(OR(N24=\"\",'S4 Input'!$D24=\"\"),\"\",N24/'S4 Input'!$D24),\"\")","v":26.233496422775627},{"$f":"IFERROR(IF(OR(O24=\"\",'S4 Input'!$D24=\"\"),\"\",O24/'S4 Input'!$D24),\"\")","v":28.853139773752812},{"$f":"IFERROR(IF(OR(P24=\"\",'S4 Input'!$D24=\"\"),\"\",P24/'S4 Input'!$D24),\"\")","v":31.558466211704129},{"$f":"IFERROR(IF(OR(Q24=\"\",'S4 Input'!$D24=\"\"),\"\",Q24/'S4 Input'!$D24),\"\")","v":34.334523857367564},{"$f":"IFERROR(IF(OR(R24=\"\",'S4 Input'!$D24=\"\"),\"\",R24/'S4 Input'!$D24),\"\")","v":37.163445315889021},{"$f":"IFERROR(IF(OR(S24=\"\",'S4 Input'!$D24=\"\"),\"\",S24/'S4 Input'!$D24),\"\")","v":40.023778340147359},{"$f":"IFERROR(IF(OR(T24=\"\",'S4 Input'!$D24=\"\"),\"\",T24/'S4 Input'!$D24),\"\")","v":42.889926981812856},{"$f":"IFERROR(IF(OR(U24=\"\",'S4 Input'!$D24=\"\"),\"\",U24/'S4 Input'!$D24),\"\")","v":45.731828817767351},{"$f":"IFERROR(IF(OR(V24=\"\",'S4 Input'!$D24=\"\"),\"\",V24/'S4 Input'!$D24),\"\")","v":48.514985355873549},{"$f":"IFERROR(IF(OR(W24=\"\",'S4 Input'!$D24=\"\"),\"\",W24/'S4 Input'!$D24),\"\")","v":51.200936308784918}]
[2,"POLES ","> 22 kv & < = 66 kv ; wood",{"$f":"IFERROR(repcalc('S4 Input'!$CV25:$GH25,'S4 Input'!$G25,'S4 Input'!$E25,'S4 Input'!$F25,20,TRUE,TRUE),\"\")","v":1408.7062406035966},1621.3247119774062,1844.8035061112082,2075.6857035387193,2310.0097739798166,2543.4608162670775,2771.5505394812621,2989.8141511685485,3194.0106214415359,3380.3124253581655,3545.4718696707391,3686.9533436925362,3803.0239998719326,3892.7990596271657,3956.2417001625649,3994.1208787207092,4007.9331500041121,3999.7963213918601,3972.3236132741799,3928.4869376720271,{"$f":"IFERROR(IF(OR(D25=\"\",'S4 Input'!$D25=\"\"),\"\",D25/'S4 Input'!$D25),\"\")","v":150.80139484515664},{"$f":"IFERROR(IF(OR(E25=\"\",'S4 Input'!$D25=\"\"),\"\",E25/'S4 Input'!$D25),\"\")","v":173.56211040731475},{"$f":"IFERROR(IF(OR(F25=\"\",'S4 Input'!$D25=\"\"),\"\",F25/'S4 Input'!$D25),\"\")","v":197.48541883196609},{"$f":"IFERROR(IF(OR(G25=\"\",'S4 Input'!$D25=\"\"),\"\",G25/'S4 Input'!$D25),\"\")","v":222.20125838277627},{"$f":"IFERROR(IF(OR(H25=\"\",'S4 Input'!$D25=\"\"),\"\",H25/'S4 Input'!$D25),\"\")","v":247.28554895365599},{"$f":"IFERROR(IF(OR(I25=\"\",'S4 Input'!$D25=\"\"),\"\",I25/'S4 Input'!$D25),\"\")","v":272.27638223759902},{"$f":"IFERROR(IF(OR(J25=\"\",'S4 Input'!$D25=\"\"),\"\",J25/'S4 Input'!$D25),\"\")","v":296.69328862952835},{"$f":"IFERROR(IF(OR(K25=\"\",'S4 Input'!$D25=\"\"),\"\",K25/'S4 Input'!$D25),\"\")","v":320.05831402494465},{"$f":"IFERROR(IF(OR(L25=\"\",'S4 Input'!$D25=\"\"),\"\",L25/'S4 Input'!$D25),\"\")","v":341.91745800547386},{"$f":"IFERROR(IF(OR(M25=\"\",'S4 Input'!$D25=\"\"),\"\",M25/'S4 Input'!$D25),\"\")","v":361.86098567860944},{"$f":"IFERROR(IF(OR(N25=\"\",'S4 Input'!$D25=\"\"),\"\",N25/'S4 Input'!$D25),\"\")","v":379.54123288438268},{"$f":"IFERROR(IF(OR(O25=\"\",'S4 Input'!$D25=\"\"),\"\",O25/'S4 Input'!$D25),\"\")","v":394.68676359353469},{"$f":"IFERROR(IF(OR(P25=\"\",'S4 Input'!$D25=\"\"),\"\",P25/'S4 Input'!$D25),\"\")","v":407.11207722382403},{"$f":"IFERROR(IF(OR(Q25=\"\",'S4 Input'!$D25=\"\"),\"\",Q25/'S4 Input'!$D25),\"\")","v":416.72245861007787},{"$f":"IFERROR(IF(OR(R25=\"\",'S4 Input'!$D25=\"\"),\"\",R25/'S4 Input'!$D25),\"\")","v":423.513965887918},{"$f":"IFERROR(IF(OR(S25=\"\",'S4 Input'!$D25=\"\"),\"\",S25/'S4 Input'!$D25),\"\")","v":427.5689155981637},{"$f":"IFERROR(IF(OR(T25=\"\",'S4 Input'!$D25=\"\"),\"\",T25/'S4 Input'!$D25),\"\")","v":429.04751327557898},{"$f":"IFERROR(IF(OR(U25=\"\",'S4 Input'!$D25=\"\"),\"\",U25/'S4 Input'!$D25),\"\")","v":428.17646928572782},{"$f":"IFERROR(IF(OR(V25=\"\",'S4 Input'!$D25=\"\"),\"\",V25/'S4 Input'!$D25),\"\")","v":425.23552774312139},{"$f":"IFERROR(IF(OR(W25=\"\",'S4 Input'!$D25=\"\"),\"\",W25/'S4 Input'!$D25),\"\")","v":420.54283054647465}]
[2,"POLES ","> 66 kv & < = 132 kv ; wood",{"$f":"IFERROR(repcalc('S4 Input'!$CV26:$GH26,'S4 Input'!$G26,'S4 Input'!$E26,'S4 Input'!$F26,20,TRUE,TRUE),\"\")","v":406.84599848096144},456.29631390704412,506.69930032485235,557.18814230667329,606.84591595447671,654.74371428606491,699.98115402112751,741.72677827557413,779.2558532444973,811.9832329197975,839.48930541993127,861.53749431868846,878.08231884220288,889.26757082187476,895.41470674036498,897.00205756920275,894.63591972899872,889.01501037921435,880.89015503406949,871.02142407968938,{"$f":"IFERROR(IF(OR(D26=\"\",'S4 Input'!$D26=\"\"),\"\",D26/'S4 Input'!$D26),\"\")","v":28.664740430210752},{"$f":"IFERROR(IF(OR(E26=\"\",'S4 Input'!$D26=\"\"),\"\",E26/'S4 Input'!$D26),\"\")","v":32.148811703304609},{"$f":"IFERROR(IF(OR(F26=\"\",'S4 Input'!$D26=\"\"),\"\",F26/'S4 Input'!$D26),\"\")","v":35.700004360890794},{"$f":"IFERROR(IF(OR(G26=\"\",'S4 Input'!$D26=\"\"),\"\",G26/'S4 Input'!$D26),\"\")","v":39.257246057833648},{"$f":"IFERROR(IF(OR(H26=\"\",'S4 Input'!$D26=\"\"),\"\",H26/'S4 Input'!$D26),\"\")","v":42.755934006765401},{"$f":"IFERROR(IF(OR(I26=\"\",'S4 Input'!$D26=\"\"),\"\",I26/'S4 Input'!$D26),\"\")","v":46.130621140176657},{"$f":"IFERROR(IF(OR(J26=\"\",'S4 Input'!$D26=\"\"),\"\",J26/'S4 Input'!$D26),\"\")","v":49.317870056411365},{"$f":"IFERROR(IF(OR(K26=\"\",'S4 Input'!$D26=\"\"),\"\",K26/'S4 Input'!$D26),\"\")","v":52.259099631775662},{"$f":"IFERROR(IF(OR(L26=\"\",'S4 Input'!$D26=\"\"),\"\",L26/'S4 Input'!$D26),\"\")","v":54.903248023517662},{"$f":"IFERROR(IF(OR(M26=\"\",'S4 Input'!$D26=\"\"),\"\",M26/'S4 Input'!$D26),\"\")","v":57.209088186272353},{"$f":"IFERROR(IF(OR(N26=\"\",'S4 Input'!$D26=\"\"),\"\",N26/'S4 Input'!$D26),\"\")","v":59.147055946591351},{"$f":"IFERROR(IF(OR(O26=\"\",'S4 Input'!$D26=\"\"),\"\",O26/'S4 Input'!$D26),\"\")","v":60.700483076509904},{"$f":"IFERROR(IF(OR(P26=\"\",'S4 Input'!$D26=\"\"),\"\",P26/'S4 Input'!$D26),\"\")","v":61.866165182762991},{"$f":"IFERROR(IF(OR(Q26=\"\",'S4 Input'!$D26=\"\"),\"\",Q26/'S4 Input'!$D26),\"\")","v":62.654233262185919},{"$f":"IFERROR(IF(OR(R26=\"\",'S4 Input'!$D26=\"\"),\"\",R26/'S4 Input'!$D26),\"\")","v":63.087335851742274},{"$f":"IFERROR(IF(OR(S26=\"\",'S4 Input'!$D26=\"\"),\"\",S26/'S4 Input'!$D26),\"\")","v":63.199174236905705},{"$f":"IFERROR(IF(OR(T26=\"\",'S4 Input'!$D26=\"\"),\"\",T26/'S4 Input'!$D26),\"\")","v":63.032465636440705},{"$f":"IFERROR(IF(OR(U26=\"\",'S4 Input'!$D26=\"\"),\"\",U26/'S4 Input'!$D26),\"\")","v":62.636438864406834},{"$f":"IFERROR(IF(OR(V26=\"\",'S4 Input'!$D26=\"\"),\"\",V26/'S4 Input'!$D26),\"\")","v":62.06399408094785},{"$f":"IFERROR(IF(OR(W26=\"\",'S4 Input'!$D26=\"\"),\"\",W26/'S4 Input'!$D26),\"\")","v":61.368682802874332}]
[2,"POLES ","˂ = 1 kv ; concrete",{"$f":"IFERROR(repcalc('S4 Input'!$CV27:$GH27,'S4 Input'!$G27,'S4 Input'!$E27,'S4 Input'!$F27,20,TRUE,TRUE),\"\")","v":6.3731944328080372},7.7443405104582528,9.5204329838333344,11.832003242990046,14.839735473326337,18.73591258282806,23.743883487174383,30.114899074398089,38.121728536773553,48.048628176178632,60.177499319905465,74.770434589575743,92.049289353315032,112.17338715588673,135.21691890920718,161.14796165036344,189.81125998211891,220.91692865058906,254.0370151442319,288.61140142492553,{"$f":"IFERROR(IF(OR(D27=\"\",'S4 Input'!$D27=\"\"),\"\",D27/'S4 Input'!$D27),\"\")","v":0.67692672879315507},{"$f":"IFERROR(IF(OR(E27=\"\",'S4 Input'!$D27=\"\"),\"\",E27/'S4 Input'!$D27),\"\")","v":0.82256255378278664},{"$f":"IFERROR(IF(OR(F27=\"\",'S4 Input'!$D27=\"\"),\"\",F27/'S4 Input'!$D27),\"\")","v":1.0112096256258796},{"$f":"IFERROR(IF(OR(G27=\"\",'S4 Input'!$D27=\"\"),\"\",G27/'S4 Input'!$D27),\"\")","v":1.2567322925401954},{"$f":"IFERROR(IF(OR(H27=\"\",'S4 Input'!$D27=\"\"),\"\",H27/'S4 Input'!$D27),\"\")","v":1.5761975718805301},{"$f":"IFERROR(IF(OR(I27=\"\",'S4 Input'!$D27=\"\"),\"\",I27/'S4 Input'!$D27),\"\")","v":1.990028728820727},{"$f":"IFERROR(IF(OR(J27=\"\",'S4 Input'!$D27=\"\"),\"\",J27/'S4 Input'!$D27),\"\")","v":2.5219486942181741},{"$f":"IFERROR(IF(OR(K27=\"\",'S4 Input'!$D27=\"\"),\"\",K27/'S4 Input'!$D27),\"\")","v":3.1986439976516454},{"$f":"IFERROR(IF(OR(L27=\"\",'S4 Input'!$D27=\"\"),\"\",L27/'S4 Input'!$D27),\"\")","v":4.0490867282341494},{"$f":"IFERROR(IF(OR(M27=\"\",'S4 Input'!$D27=\"\"),\"\",M27/'S4 Input'!$D27),\"\")","v":5.1034690746079265},{"$f":"IFERROR(IF(OR(N27=\"\",'S4 Input'!$D27=\"\"),\"\",N27/'S4 Input'!$D27),\"\")","v":6.3917330925721805},{"$f":"IFERROR(IF(OR(O27=\"\",'S4 Input'!$D27=\"\"),\"\",O27/'S4 Input'!$D27),\"\")","v":7.941716862835996},{"$f":"IFERROR(IF(OR(P27=\"\",'S4 Input'!$D27=\"\"),\"\",P27/'S4 Input'!$D27),\"\")","v":9.7769846795996784},{"$f":"IFERROR(IF(OR(Q27=\"\",'S4 Input'!$D27=\"\"),\"\",Q27/'S4 Input'!$D27),\"\")","v":11.914459040225182},{"$f":"IFERROR(IF(OR(R27=\"\",'S4 Input'!$D27=\"\"),\"\",R27/'S4 Input'!$D27),\"\")","v":14.362020107767188},{"$f":"IFERROR(IF(OR(S27=\"\",'S4 Input'!$D27=\"\"),\"\",S27/'S4 Input'!$D27),\"\")","v":17.116277195328276},{"$f":"IFERROR(IF(OR(T27=\"\",'S4 Input'!$D27=\"\"),\"\",T27/'S4 Input'!$D27),\"\")","v":20.160739902484153},{"$f":"IFERROR(IF(OR(U27=\"\",'S4 Input'!$D27=\"\"),\"\",U27/'S4 Input'!$D27),\"\")","v":23.46461816332576},{"$f":"IFERROR(IF(OR(V27=\"\",'S4 Input'!$D27=\"\"),\"\",V27/'S4 Input'!$D27),\"\")","v":26.982457144053324},{"$f":"IFERROR(IF(OR(W27=\"\",'S4 Input'!$D27=\"\"),\"\",W27/'S4 Input'!$D27),\"\")","v":30.654764093381544}]
[2,"POLES ","> 1 kv & < = 11 kv ; concrete",{"$f":"IFERROR(repcalc('S4 Input'!$CV28:$GH28,'S4 Input'!$G28,'S4 Input'!$E28,'S4 Input'!$F28,20,TRUE,TRUE),\"\")","v":66.816545763617953},87.899634643075615,115.025927447038,149.3559026066244,192.04783170333042,244.17676953095796,306.63835105300728,380.04378473171403,464.61543712093106,560.09494508191881,665.67736353870146,779.98498774406028,901.0928313468537,1026.6141485434055,1153.8489707660933,1279.9917727212305,1402.3867306829338,1518.8114233074994,1627.7631919561093,1728.7176635843484,{"$f":"IFERROR(IF(OR(D28=\"\",'S4 Input'!$D28=\"\"),\"\",D28/'S4 Input'!$D28),\"\")","v":5.718112201960337},{"$f":"IFERROR(IF(OR(E28=\"\",'S4 Input'!$D28=\"\"),\"\",E28/'S4 Input'!$D28),\"\")","v":7.5223878704921932},{"$f":"IFERROR(IF(OR(F28=\"\",'S4 Input'!$D28=\"\"),\"\",F28/'S4 Input'!$D28),\"\")","v":9.8438366090282283},{"$f":"IFERROR(IF(OR(G28=\"\",'S4 Input'!$D28=\"\"),\"\",G28/'S4 Input'!$D28),\"\")","v":12.781771331776412},{"$f":"IFERROR(IF(OR(H28=\"\",'S4 Input'!$D28=\"\"),\"\",H28/'S4 Input'!$D28),\"\")","v":16.435316092332169},{"$f":"IFERROR(IF(OR(I28=\"\",'S4 Input'!$D28=\"\"),\"\",I28/'S4 Input'!$D28),\"\")","v":20.896473311113372},{"$f":"IFERROR(IF(OR(J28=\"\",'S4 Input'!$D28=\"\"),\"\",J28/'S4 Input'!$D28),\"\")","v":26.241890787774484},{"$f":"IFERROR(IF(OR(K28=\"\",'S4 Input'!$D28=\"\"),\"\",K28/'S4 Input'!$D28),\"\")","v":32.523875305402072},{"$f":"IFERROR(IF(OR(L28=\"\",'S4 Input'!$D28=\"\"),\"\",L28/'S4 Input'!$D28),\"\")","v":39.761456834647305},{"$f":"IFERROR(IF(OR(M28=\"\",'S4 Input'!$D28=\"\"),\"\",M28/'S4 Input'!$D28),\"\")","v":47.932524842867707},{"$f":"IFERROR(IF(OR(N28=\"\",'S4 Input'!$D28=\"\"),\"\",N28/'S4 Input'!$D28),\"\")","v":56.968192706125421},{"$f":"IFERROR(IF(OR(O28=\"\",'S4 Input'!$D28=\"\"),\"\",O28/'S4 Input'!$D28),\"\")","v":66.750557437432164},{"$f":"IFERROR(IF(OR(P28=\"\",'S4 Input'!$D28=\"\"),\"\",P28/'S4 Input'!$D28),\"\")","v":77.114880081529591},{"$f":"IFERROR(IF(OR(Q28=\"\",'S4 Input'!$D28=\"\"),\"\",Q28/'S4 Input'!$D28),\"\")","v":87.856904639443101},{"$f":"IFERROR(IF(OR(R28=\"\",'S4 Input'!$D28=\"\"),\"\",R28/'S4 Input'!$D28),\"\")","v":98.745569732063885},{"$f":"IFERROR(IF(OR(S28=\"\",'S4 Input'!$D28=\"\"),\"\",S28/'S4 Input'!$D28),\"\")","v":109.54078051115638},{"$f":"IFERROR(IF(OR(T28=\"\",'S4 Input'!$D28=\"\"),\"\",T28/'S4 Input'!$D28),\"\")","v":120.01525348159721},{"$f":"IFERROR(IF(OR(U28=\"\",'S4 Input'!$D28=\"\"),\"\",U28/'S4 Input'!$D28),\"\")","v":129.97879541417799},{"$f":"IFERROR(IF(OR(V28=\"\",'S4 Input'!$D28=\"\"),\"\",V28/'S4 Input'!$D28),\"\")","v":139.30280985722933},{"$f":"IFERROR(IF(OR(W28=\"\",'S4 Input'!$D28=\"\"),\"\",W28/'S4 Input'!$D28),\"\")","v":147.94242134062063}]
[2,"POLES ","˃ 11 kv & < = 22 kv ; concrete",{"$f":"IFERROR(repcalc('S4 Input'!$CV29:$GH29,'S4 Input'!$G29,'S4 Input'!$E29,'S4 Input'!$F29,20,TRUE,TRUE),\"\")","v":3.2527616093626843},4.7488645532727016,6.8310827868598247,9.6817481353039625,13.520293086403926,18.60337036329927,25.221856280468369,33.693856770011728,44.352984715154058,57.531480003386555,73.538206947665373,92.63217061343336,114.99289836312616,140.68976039390256,169.65295371202654,201.6493352515383,236.26645238391296,272.90789632481682,310.80245139431122,349.02844336451307,{"$f":"IFERROR(IF(OR(D29=\"\",'S4 Input'!$D29=\"\"),\"\",D29/'S4 Input'!$D29),\"\")","v":0.23996948339222818},{"$f":"IFERROR(IF(OR(E29=\"\",'S4 Input'!$D29=\"\"),\"\",E29/'S4 Input'!$D29),\"\")","v":0.35034309623808974},{"$f":"IFERROR(IF(OR(F29=\"\",'S4 Input'!$D29=\"\"),\"\",F29/'S4 Input'!$D29),\"\")","v":0.50395682322796287},{"$f":"IFERROR(IF(OR(G29=\"\",'S4 Input'!$D29=\"\"),\"\",G29/'S4 Input'!$D29),\"\")","v":0.71426202635789549},{"$f":"IFERROR(IF(OR(H29=\"\",'S4 Input'!$D29=\"\"),\"\",H29/'S4 Input'!$D29),\"\")","v":0.99744713474147062},{"$f":"IFERROR(IF(OR(I29=\"\",'S4 Input'!$D29=\"\"),\"\",I29/'S4 Input'!$D29),\"\")","v":1.3724464659769198},{"$f":"IFERROR(IF(OR(J29=\"\",'S4 Input'!$D29=\"\"),\"\",J29/'S4 Input'!$D29),\"\")","v":1.8607191515036621},{"$f":"IFERROR(IF(OR(K29=\"\",'S4 Input'!$D29=\"\"),\"\",K29/'S4 Input'!$D29),\"\")","v":2.4857331626511789},{"$f":"IFERROR(IF(OR(L29=\"\",'S4 Input'!$D29=\"\"),\"\",L29/'S4 Input'!$D29),\"\")","v":3.2721004817455013},{"$f":"IFERROR(IF(OR(M29=\"\",'S4 Input'!$D29=\"\"),\"\",M29/'S4 Input'!$D29),\"\")","v":4.2443317996205554},{"$f":"IFERROR(IF(OR(N29=\"\",'S4 Input'!$D29=\"\"),\"\",N29/'S4 Input'!$D29),\"\")","v":5.4252132956892583},{"$f":"IFERROR(IF(OR(O29=\"\",'S4 Input'!$D29=\"\"),\"\",O29/'S4 Input'!$D29),\"\")","v":6.8338528294305787},{"$f":"IFERROR(IF(OR(P29=\"\",'S4 Input'!$D29=\"\"),\"\",P29/'S4 Input'!$D29),\"\")","v":8.4834948661918848},{"$f":"IFERROR(IF(OR(Q29=\"\",'S4 Input'!$D29=\"\"),\"\",Q29/'S4 Input'!$D29),\"\")","v":10.379257128196377},{"$f":"IFERROR(IF(OR(R29=\"\",'S4 Input'!$D29=\"\"),\"\",R29/'S4 Input'!$D29),\"\")","v":12.515989964053112},{"$f":"IFERROR(IF(OR(S29=\"\",'S4 Input'!$D29=\"\"),\"\",S29/'S4 Input'!$D29),\"\")","v":14.876493459408142},{"$f":"IFERROR(IF(OR(T29=\"\",'S4 Input'!$D29=\"\"),\"\",T29/'S4 Input'!$D29),\"\")","v":17.430339302544429},{"$f":"IFERROR(IF(OR(U29=\"\",'S4 Input'!$D29=\"\"),\"\",U29/'S4 Input'!$D29),\"\")","v":20.133527986257029},{"$f":"IFERROR(IF(OR(V29=\"\",'S4 Input'!$D29=\"\"),\"\",V29/'S4 Input'!$D29),\"\")","v":22.929163786074099},{"$f":"IFERROR(IF(OR(W29=\"\",'S4 Input'!$D29=\"\"),\"\",W29/'S4 Input'!$D29),\"\")","v":25.749251037116785}]
[2,"POLES ","> 22 kv & < = 66 kv ; concrete",{"$f":"IFERROR(repcalc('S4 Input'!$CV30:$GH30,'S4 Input'!$G30,'S4 Input'!$E30,'S4 Input'!$F30,20,TRUE,TRUE),\"\")","v":58.127873799621725},68.276174433743904,81.057700302129248,97.073388119790678,116.94960806034231,141.3023644128688,170.69315112552698,205.57884669196068,246.25937554898056,292.82803975570857,345.13021038332408,402.73625583324991,464.93403043051831,530.74491067360736,598.965335656923,668.23329681259054,737.11654306524167,804.21677832581065,868.28216339513551,928.31923890183407,{"$f":"IFERROR(IF(OR(D30=\"\",'S4 Input'!$D30=\"\"),\"\",D30/'S4 Input'!$D30),\"\")","v":2.6081818592316059},{"$f":"IFERROR(IF(OR(E30=\"\",'S4 Input'!$D30=\"\"),\"\",E30/'S4 Input'!$D30),\"\")","v":3.0635333435674794},{"$f":"IFERROR(IF(OR(F30=\"\",'S4 Input'!$D30=\"\"),\"\",F30/'S4 Input'!$D30),\"\")","v":3.6370369266873404},{"$f":"IFERROR(IF(OR(G30=\"\",'S4 Input'!$D30=\"\"),\"\",G30/'S4 Input'!$D30),\"\")","v":4.3556564752560174},{"$f":"IFERROR(IF(OR(H30=\"\",'S4 Input'!$D30=\"\"),\"\",H30/'S4 Input'!$D30),\"\")","v":5.2474970482958945},{"$f":"IFERROR(IF(OR(I30=\"\",'S4 Input'!$D30=\"\"),\"\",I30/'S4 Input'!$D30),\"\")","v":6.3401985904149205},{"$f":"IFERROR(IF(OR(J30=\"\",'S4 Input'!$D30=\"\"),\"\",J30/'S4 Input'!$D30),\"\")","v":7.6589551820761015},{"$f":"IFERROR(IF(OR(K30=\"\",'S4 Input'!$D30=\"\"),\"\",K30/'S4 Input'!$D30),\"\")","v":9.224266836803114},{"$f":"IFERROR(IF(OR(L30=\"\",'S4 Input'!$D30=\"\"),\"\",L30/'S4 Input'!$D30),\"\")","v":11.049591082354954},{"$f":"IFERROR(IF(OR(M30=\"\",'S4 Input'!$D30=\"\"),\"\",M30/'S4 Input'!$D30),\"\")","v":13.139114356702324},{"$f":"IFERROR(IF(OR(N30=\"\",'S4 Input'!$D30=\"\"),\"\",N30/'S4 Input'!$D30),\"\")","v":15.48589850194093},{"$f":"IFERROR(IF(OR(O30=\"\",'S4 Input'!$D30=\"\"),\"\",O30/'S4 Input'!$D30),\"\")","v":18.070666065304753},{"$f":"IFERROR(IF(OR(P30=\"\",'S4 Input'!$D30=\"\"),\"\",P30/'S4 Input'!$D30),\"\")","v":20.861463264396999},{"$f":"IFERROR(IF(OR(Q30=\"\",'S4 Input'!$D30=\"\"),\"\",Q30/'S4 Input'!$D30),\"\")","v":23.814379529350862},{"$f":"IFERROR(IF(OR(R30=\"\",'S4 Input'!$D30=\"\"),\"\",R30/'S4 Input'!$D30),\"\")","v":26.875411410267731},{"$f":"IFERROR(IF(OR(S30=\"\",'S4 Input'!$D30=\"\"),\"\",S30/'S4 Input'!$D30),\"\")","v":29.983445953814847},{"$f":"IFERROR(IF(OR(T30=\"\",'S4 Input'!$D30=\"\"),\"\",T30/'S4 Input'!$D30),\"\")","v":33.074218444487251},{"$f":"IFERROR(IF(OR(U30=\"\",'S4 Input'!$D30=\"\"),\"\",U30/'S4 Input'!$D30),\"\")","v":36.084987717763646},{"$f":"IFERROR(IF(OR(V30=\"\",'S4 Input'!$D30=\"\"),\"\",V30/'S4 Input'!$D30),\"\")","v":38.959584089867455},{"$f":"IFERROR(IF(OR(W30=\"\",'S4 Input'!$D30=\"\"),\"\",W30/'S4 Input'!$D30),\"\")","v":41.653431309493577}]
[2,"POLES ","> 66 kv & < = 132 kv ; concrete",{"$f":"IFERROR(repcalc('S4 Input'!$CV31:$GH31,'S4 Input'!$G31,'S4 Input'!$E31,'S4 Input'!$F31,20,TRUE,TRUE),\"\")","v":56.839372775844133},73.109932823978227,94.264163497885306,121.32331388152525,155.31861452024779,197.21792602424236,247.83698186556478,307.74077978179946,377.14348664410375,455.81753304752715,543.02387953799098,637.47529924884623,737.34267657083797,840.31075803665203,943.68479548238281,1044.5436577862831,1139.9290241883823,1227.0550570349055,1303.5192667483032,1367.4937079845906,{"$f":"IFERROR(IF(OR(D31=\"\",'S4 Input'!$D31=\"\"),\"\",D31/'S4 Input'!$D31),\"\")","v":2.2181062546408947},{"$f":"IFERROR(IF(OR(E31=\"\",'S4 Input'!$D31=\"\"),\"\",E31/'S4 Input'!$D31),\"\")","v":2.8530504710664166},{"$f":"IFERROR(IF(OR(F31=\"\",'S4 Input'!$D31=\"\"),\"\",F31/'S4 Input'!$D31),\"\")","v":3.6785756146135822},{"$f":"IFERROR(IF(OR(G31=\"\",'S4 Input'!$D31=\"\"),\"\",G31/'S4 Input'!$D31),\"\")","v":4.7345350276056966},{"$f":"IFERROR(IF(OR(H31=\"\",'S4 Input'!$D31=\"\"),\"\",H31/'S4 Input'!$D31),\"\")","v":6.0611715700693409},{"$f":"IFERROR(IF(OR(I31=\"\",'S4 Input'!$D31=\"\"),\"\",I31/'S4 Input'!$D31),\"\")","v":7.6962551463549405},{"$f":"IFERROR(IF(OR(J31=\"\",'S4 Input'!$D31=\"\"),\"\",J31/'S4 Input'!$D31),\"\")","v":9.6716190337863406},{"$f":"IFERROR(IF(OR(K31=\"\",'S4 Input'!$D31=\"\"),\"\",K31/'S4 Input'!$D31),\"\")","v":12.009311769396776},{"$f":"IFERROR(IF(OR(L31=\"\",'S4 Input'!$D31=\"\"),\"\",L31/'S4 Input'!$D31),\"\")","v":14.717691025927012},{"$f":"IFERROR(IF(OR(M31=\"\",'S4 Input'!$D31=\"\"),\"\",M31/'S4 Input'!$D31),\"\")","v":17.787876108608017},{"$f":"IFERROR(IF(OR(N31=\"\",'S4 Input'!$D31=\"\"),\"\",N31/'S4 Input'!$D31),\"\")","v":21.191026656340394},{"$f":"IFERROR(IF(OR(O31=\"\",'S4 Input'!$D31=\"\"),\"\",O31/'S4 Input'!$D31),\"\")","v":24.876909779058387},{"$f":"IFERROR(IF(OR(P31=\"\",'S4 Input'!$D31=\"\"),\"\",P31/'S4 Input'!$D31),\"\")","v":28.77414585775476},{"$f":"IFERROR(IF(OR(Q31=\"\",'S4 Input'!$D31=\"\"),\"\",Q31/'S4 Input'!$D31),\"\")","v":32.792384173444958},{"$f":"IFERROR(IF(OR(R31=\"\",'S4 Input'!$D31=\"\"),\"\",R31/'S4 Input'!$D31),\"\")","v":36.826464562229688},{"$f":"IFERROR(IF(OR(S31=\"\",'S4 Input'!$D31=\"\"),\"\",S31/'S4 Input'!$D31),\"\")","v":40.762392465489768},{"$f":"IFERROR(IF(OR(T31=\"\",'S4 Input'!$D31=\"\"),\"\",T31/'S4 Input'!$D31),\"\")","v":44.484722031864322},{"$f":"IFERROR(IF(OR(U31=\"\",'S4 Input'!$D31=\"\"),\"\",U31/'S4 Input'!$D31),\"\")","v":47.884738410670167},{"$f":"IFERROR(IF(OR(V31=\"\",'S4 Input'!$D31=\"\"),\"\",V31/'S4 Input'!$D31),\"\")","v":50.868686570871198},{"$f":"IFERROR(IF(OR(W31=\"\",'S4 Input'!$D31=\"\"),\"\",W31/'S4 Input'!$D31),\"\")","v":53.36523256202738}]
[2,"POLES ","˂ = 1 kv ; steel",{"$f":"IFERROR(repcalc('S4 Input'!$CV32:$GH32,'S4 Input'!$G32,'S4 Input'!$E32,'S4 Input'!$F32,20,TRUE,TRUE),\"\")","v":8.0888884181941449},9.2971915961864262,10.56173534163095,11.862771560975453,13.178599669894586,14.486711164063941,15.765077805658001,16.99349496381268,18.154885010401962,19.236468559638269,20.230723120469492,21.136067586887496,21.957234285924571,22.705315085679171,23.397491606647453,24.056479817385085,24.709735100997872,25.388475086324526,26.126584744594584,26.959472445839435,{"$f":"IFERROR(IF(OR(D32=\"\",'S4 Input'!$D32=\"\"),\"\",D32/'S4 Input'!$D32),\"\")","v":0.9837378146165271},{"$f":"IFERROR(IF(OR(E32=\"\",'S4 Input'!$D32=\"\"),\"\",E32/'S4 Input'!$D32),\"\")","v":1.130686748296799},{"$f":"IFERROR(IF(OR(F32=\"\",'S4 Input'!$D32=\"\"),\"\",F32/'S4 Input'!$D32),\"\")","v":1.2844754317743137},{"$f":"IFERROR(IF(OR(G32=\"\",'S4 Input'!$D32=\"\"),\"\",G32/'S4 Input'!$D32),\"\")","v":1.4427021819759991},{"$f":"IFERROR(IF(OR(H32=\"\",'S4 Input'!$D32=\"\"),\"\",H32/'S4 Input'!$D32),\"\")","v":1.6027278618169492},{"$f":"IFERROR(IF(OR(I32=\"\",'S4 Input'!$D32=\"\"),\"\",I32/'S4 Input'!$D32),\"\")","v":1.7618150782575253},{"$f":"IFERROR(IF(OR(J32=\"\",'S4 Input'!$D32=\"\"),\"\",J32/'S4 Input'!$D32),\"\")","v":1.9172848463225376},{"$f":"IFERROR(IF(OR(K32=\"\",'S4 Input'!$D32=\"\"),\"\",K32/'S4 Input'!$D32),\"\")","v":2.066679960721991},{"$f":"IFERROR(IF(OR(L32=\"\",'S4 Input'!$D32=\"\"),\"\",L32/'S4 Input'!$D32),\"\")","v":2.2079235095610779},{"$f":"IFERROR(IF(OR(M32=\"\",'S4 Input'!$D32=\"\"),\"\",M32/'S4 Input'!$D32),\"\")","v":2.339461315751814},{"$f":"IFERROR(IF(OR(N32=\"\",'S4 Input'!$D32=\"\"),\"\",N32/'S4 Input'!$D32),\"\")","v":2.4603785244309},{"$f":"IFERROR(IF(OR(O32=\"\",'S4 Input'!$D32=\"\"),\"\",O32/'S4 Input'!$D32),\"\")","v":2.5704828478959088},{"$f":"IFERROR(IF(OR(P32=\"\",'S4 Input'!$D32=\"\"),\"\",P32/'S4 Input'!$D32),\"\")","v":2.6703498125742207},{"$f":"IFERROR(IF(OR(Q32=\"\",'S4 Input'!$D32=\"\"),\"\",Q32/'S4 Input'!$D32),\"\")","v":2.7613283664941752},{"$f":"IFERROR(IF(OR(R32=\"\",'S4 Input'!$D32=\"\"),\"\",R32/'S4 Input'!$D32),\"\")","v":2.845508068681021},{"$f":"IFERROR(IF(OR(S32=\"\",'S4 Input'!$D32=\"\"),\"\",S32/'S4 Input'!$D32),\"\")","v":2.9256515431330796},{"$f":"IFERROR(IF(OR(T32=\"\",'S4 Input'!$D32=\"\"),\"\",T32/'S4 Input'!$D32),\"\")","v":3.0050978022312376},{"$f":"IFERROR(IF(OR(U32=\"\",'S4 Input'!$D32=\"\"),\"\",U32/'S4 Input'!$D32),\"\")","v":3.0876434074291348},{"$f":"IFERROR(IF(OR(V32=\"\",'S4 Input'!$D32=\"\"),\"\",V32/'S4 Input'!$D32),\"\")","v":3.177409311547768},{"$f":"IFERROR(IF(OR(W32=\"\",'S4 Input'!$D32=\"\"),\"\",W32/'S4 Input'!$D32),\"\")","v":3.2787017369940954}]
[2,"POLES ","> 1 kv & < = 11 kv ; steel",{"$f":"IFERROR(repcalc('S4 Input'!$CV33:$GH33,'S4 Input'!$G33,'S4 Input'!$E33,'S4 Input'!$F33,20,TRUE,TRUE),\"\")","v":2.3568577839897782},2.775536725575305,3.2197019471314432,3.6796359416449054,4.1437550661958262,4.5991827209455751,5.0325061780594869,5.4306648579353123,5.7818979663928047,6.0766670914863532,6.3084670613875851,6.4744471410627771,6.5757838908612705,6.6177744899661244,6.609651506469616,6.564152702696024,6.4969081772245643,6.4257282523221741,6.3698864242662419,6.3494911970377874,{"$f":"IFERROR(IF(OR(D33=\"\",'S4 Input'!$D33=\"\"),\"\",D33/'S4 Input'!$D33),\"\")","v":0.25626060405084317},{"$f":"IFERROR(IF(OR(E33=\"\",'S4 Input'!$D33=\"\"),\"\",E33/'S4 Input'!$D33),\"\")","v":0.3017834689444765},{"$f":"IFERROR(IF(OR(F33=\"\",'S4 Input'!$D33=\"\"),\"\",F33/'S4 Input'!$D33),\"\")","v":0.35007745118962935},{"$f":"IFERROR(IF(OR(G33=\"\",'S4 Input'!$D33=\"\"),\"\",G33/'S4 Input'!$D33),\"\")","v":0.40008596848676303},{"$f":"IFERROR(IF(OR(H33=\"\",'S4 Input'!$D33=\"\"),\"\",H33/'S4 Input'!$D33),\"\")","v":0.45054953400900216},{"$f":"IFERROR(IF(OR(I33=\"\",'S4 Input'!$D33=\"\"),\"\",I33/'S4 Input'!$D33),\"\")","v":0.5000680780214718},{"$f":"IFERROR(IF(OR(J33=\"\",'S4 Input'!$D33=\"\"),\"\",J33/'S4 Input'!$D33),\"\")","v":0.5471832377157626},{"$f":"IFERROR(IF(OR(K33=\"\",'S4 Input'!$D33=\"\"),\"\",K33/'S4 Input'!$D33),\"\")","v":0.59047493927967321},{"$f":"IFERROR(IF(OR(L33=\"\",'S4 Input'!$D33=\"\"),\"\",L33/'S4 Input'!$D33),\"\")","v":0.62866443427058638},{"$f":"IFERROR(IF(OR(M33=\"\",'S4 Input'!$D33=\"\"),\"\",M33/'S4 Input'!$D33),\"\")","v":0.66071461335442494},{"$f":"IFERROR(IF(OR(N33=\"\",'S4 Input'!$D33=\"\"),\"\",N33/'S4 Input'!$D33),\"\")","v":0.68591817069648076},{"$f":"IFERROR(IF(OR(O33=\"\",'S4 Input'!$D33=\"\"),\"\",O33/'S4 Input'!$D33),\"\")","v":0.70396514653308317},{"$f":"IFERROR(IF(OR(P33=\"\",'S4 Input'!$D33=\"\"),\"\",P33/'S4 Input'!$D33),\"\")","v":0.71498346800004509},{"$f":"IFERROR(IF(OR(Q33=\"\",'S4 Input'!$D33=\"\"),\"\",Q33/'S4 Input'!$D33),\"\")","v":0.71954909616995988},{"$f":"IFERROR(IF(OR(R33=\"\",'S4 Input'!$D33=\"\"),\"\",R33/'S4 Input'!$D33),\"\")","v":0.71866588604516979},{"$f":"IFERROR(IF(OR(S33=\"\",'S4 Input'!$D33=\"\"),\"\",S33/'S4 Input'!$D33),\"\")","v":0.7137188115895895},{"$f":"IFERROR(IF(OR(T33=\"\",'S4 Input'!$D33=\"\"),\"\",T33/'S4 Input'!$D33),\"\")","v":0.70640732982200594},{"$f":"IFERROR(IF(OR(U33=\"\",'S4 Input'!$D33=\"\"),\"\",U33/'S4 Input'!$D33),\"\")","v":0.69866795298064988},{"$f":"IFERROR(IF(OR(V33=\"\",'S4 Input'!$D33=\"\"),\"\",V33/'S4 Input'!$D33),\"\")","v":0.69259628387692829},{"$f":"IFERROR(IF(OR(W33=\"\",'S4 Input'!$D33=\"\"),\"\",W33/'S4 Input'!$D33),\"\")","v":0.69037871551755514}]
[2,"POLES ","˃ 11 kv & < = 22 kv ; steel",{"$f":"IFERROR(repcalc('S4 Input'!$CV34:$GH34,'S4 Input'!$G34,'S4 Input'!$E34,'S4 Input'!$F34,20,TRUE,TRUE),\"\")","v":6.9348610244800087E-5},1.3858844131265217E-4,2.7244021053325374E-4,5.2695547973988439E-4,1.0030774271460718E-3,1.8795139645055184E-3,3.4672971455436672E-3,6.2985926398405239E-3,1.1268391845672901E-2,1.9855909869901621E-2,3.4463027020510566E-2,5.8919757410384486E-2,9.9220588591105552E-2,0.16456854248341471,0.26881227404609348,0.43235976296533513,0.68463238641495616,1.0670760064111993,1.6366615675227734,2.4696793055053194,{"$f":"IFERROR(IF(OR(D34=\"\",'S4 Input'!$D34=\"\"),\"\",D34/'S4 Input'!$D34),\"\")","v":6.0487549566625103E-6},{"$f":"IFERROR(IF(OR(E34=\"\",'S4 Input'!$D34=\"\"),\"\",E34/'S4 Input'!$D34),\"\")","v":1.208802192815238E-5},{"$f":"IFERROR(IF(OR(F34=\"\",'S4 Input'!$D34=\"\"),\"\",F34/'S4 Input'!$D34),\"\")","v":2.3762899761654005E-5},{"$f":"IFERROR(IF(OR(G34=\"\",'S4 Input'!$D34=\"\"),\"\",G34/'S4 Input'!$D34),\"\")","v":4.5962342414152369E-5},{"$f":"IFERROR(IF(OR(H34=\"\",'S4 Input'!$D34=\"\"),\"\",H34/'S4 Input'!$D34),\"\")","v":8.7490860133293357E-5},{"$f":"IFERROR(IF(OR(I34=\"\",'S4 Input'!$D34=\"\"),\"\",I34/'S4 Input'!$D34),\"\")","v":1.6393579292775534E-4},{"$f":"IFERROR(IF(OR(J34=\"\",'S4 Input'!$D34=\"\"),\"\",J34/'S4 Input'!$D34),\"\")","v":3.0242611526453219E-4},{"$f":"IFERROR(IF(OR(K34=\"\",'S4 Input'!$D34=\"\"),\"\",K34/'S4 Input'!$D34),\"\")","v":5.4937861502552736E-4},{"$f":"IFERROR(IF(OR(L34=\"\",'S4 Input'!$D34=\"\"),\"\",L34/'S4 Input'!$D34),\"\")","v":9.8285662523770823E-4},{"$f":"IFERROR(IF(OR(M34=\"\",'S4 Input'!$D34=\"\"),\"\",M34/'S4 Input'!$D34),\"\")","v":1.7318808959638397E-3},{"$f":"IFERROR(IF(OR(N34=\"\",'S4 Input'!$D34=\"\"),\"\",N34/'S4 Input'!$D34),\"\")","v":3.0059492868862209E-3},{"$f":"IFERROR(IF(OR(O34=\"\",'S4 Input'!$D34=\"\"),\"\",O34/'S4 Input'!$D34),\"\")","v":5.1391249719836864E-3},{"$f":"IFERROR(IF(OR(P34=\"\",'S4 Input'!$D34=\"\"),\"\",P34/'S4 Input'!$D34),\"\")","v":8.6542617786406588E-3},{"$f":"IFERROR(IF(OR(Q34=\"\",'S4 Input'!$D34=\"\"),\"\",Q34/'S4 Input'!$D34),\"\")","v":1.435406972891601E-2},{"$f":"IFERROR(IF(OR(R34=\"\",'S4 Input'!$D34=\"\"),\"\",R34/'S4 Input'!$D34),\"\")","v":2.3446462291145172E-2},{"$f":"IFERROR(IF(OR(S34=\"\",'S4 Input'!$D34=\"\"),\"\",S34/'S4 Input'!$D34),\"\")","v":3.7711473237404855E-2},{"$f":"IFERROR(IF(OR(T34=\"\",'S4 Input'!$D34=\"\"),\"\",T34/'S4 Input'!$D34),\"\")","v":5.9715306856198511E-2},{"$f":"IFERROR(IF(OR(U34=\"\",'S4 Input'!$D34=\"\"),\"\",U34/'S4 Input'!$D34),\"\")","v":9.3072972336880375E-2},{"$f":"IFERROR(IF(OR(V34=\"\",'S4 Input'!$D34=\"\"),\"\",V34/'S4 Input'!$D34),\"\")","v":0.14275361444138984},{"$f":"IFERROR(IF(OR(W34=\"\",'S4 Input'!$D34=\"\"),\"\",W34/'S4 Input'!$D34),\"\")","v":0.21541145363705752}]
[2,"POLES ","> 22 kv & < = 66 kv ; steel",{"$f":"IFERROR(repcalc('S4 Input'!$CV35:$GH35,'S4 Input'!$G35,'S4 Input'!$E35,'S4 Input'!$F35,20,TRUE,TRUE),\"\")","v":0.30343808882032014},0.37365052339093457,0.45286140119449947,0.5402982079095241,0.63468229816980759,0.73425933689602429,0.83688969696743165,0.94020344674339429,1.0418186242830738,1.1396152879528385,1.2320525046174966,1.3185122412980426,1.3996542233834051,1.4777700611002937,1.5571336697323415,1.6443579141206153,1.7487834728002483,1.8829434108265266,2.0631635095034109,2.3103711577887869,{"$f":"IFERROR(IF(OR(D35=\"\",'S4 Input'!$D35=\"\"),\"\",D35/'S4 Input'!$D35),\"\")","v":1.2970540898277191E-2},{"$f":"IFERROR(IF(OR(E35=\"\",'S4 Input'!$D35=\"\"),\"\",E35/'S4 Input'!$D35),\"\")","v":1.5971789876961042E-2},{"$f":"IFERROR(IF(OR(F35=\"\",'S4 Input'!$D35=\"\"),\"\",F35/'S4 Input'!$D35),\"\")","v":1.9357679677855327E-2},{"$f":"IFERROR(IF(OR(G35=\"\",'S4 Input'!$D35=\"\"),\"\",G35/'S4 Input'!$D35),\"\")","v":2.3095188973148637E-2},{"$f":"IFERROR(IF(OR(H35=\"\",'S4 Input'!$D35=\"\"),\"\",H35/'S4 Input'!$D35),\"\")","v":2.7129661730431943E-2},{"$f":"IFERROR(IF(OR(I35=\"\",'S4 Input'!$D35=\"\"),\"\",I35/'S4 Input'!$D35),\"\")","v":3.1386108435421979E-2},{"$f":"IFERROR(IF(OR(J35=\"\",'S4 Input'!$D35=\"\"),\"\",J35/'S4 Input'!$D35),\"\")","v":3.5773070164209268E-2},{"$f":"IFERROR(IF(OR(K35=\"\",'S4 Input'!$D35=\"\"),\"\",K35/'S4 Input'!$D35),\"\")","v":4.0189243565620973E-2},{"$f":"IFERROR(IF(OR(L35=\"\",'S4 Input'!$D35=\"\"),\"\",L35/'S4 Input'!$D35),\"\")","v":4.4532811050138586E-2},{"$f":"IFERROR(IF(OR(M35=\"\",'S4 Input'!$D35=\"\"),\"\",M35/'S4 Input'!$D35),\"\")","v":4.8713155155175665E-2},{"$f":"IFERROR(IF(OR(N35=\"\",'S4 Input'!$D35=\"\"),\"\",N35/'S4 Input'!$D35),\"\")","v":5.2664408288666822E-2},{"$f":"IFERROR(IF(OR(O35=\"\",'S4 Input'!$D35=\"\"),\"\",O35/'S4 Input'!$D35),\"\")","v":5.6360152468407386E-2},{"$f":"IFERROR(IF(OR(P35=\"\",'S4 Input'!$D35=\"\"),\"\",P35/'S4 Input'!$D35),\"\")","v":5.9828587829627564E-2},{"$f":"IFERROR(IF(OR(Q35=\"\",'S4 Input'!$D35=\"\"),\"\",Q35/'S4 Input'!$D35),\"\")","v":6.3167669854066674E-2},{"$f":"IFERROR(IF(OR(R35=\"\",'S4 Input'!$D35=\"\"),\"\",R35/'S4 Input'!$D35),\"\")","v":6.6560088174386342E-2},{"$f":"IFERROR(IF(OR(S35=\"\",'S4 Input'!$D35=\"\"),\"\",S35/'S4 Input'!$D35),\"\")","v":7.0288511437127596E-2},{"$f":"IFERROR(IF(OR(T35=\"\",'S4 Input'!$D35=\"\"),\"\",T35/'S4 Input'!$D35),\"\")","v":7.4752209402486391E-2},{"$f":"IFERROR(IF(OR(U35=\"\",'S4 Input'!$D35=\"\"),\"\",U35/'S4 Input'!$D35),\"\")","v":8.0486911231928068E-2},{"$f":"IFERROR(IF(OR(V35=\"\",'S4 Input'!$D35=\"\"),\"\",V35/'S4 Input'!$D35),\"\")","v":8.819046674029489E-2},{"$f":"IFERROR(IF(OR(W35=\"\",'S4 Input'!$D35=\"\"),\"\",W35/'S4 Input'!$D35),\"\")","v":9.8757422671628431E-2}]
[2,"POLES ","> 66 kv & < = 132 kv ; steel",{"$f":"IFERROR(repcalc('S4 Input'!$CV36:$GH36,'S4 Input'!$G36,'S4 Input'!$E36,'S4 Input'!$F36,20,TRUE,TRUE),\"\")","v":5.1266740497484701E-5},9.2201151293747381E-5,1.6347660156204352E-4,2.8582902090361904E-4,4.9296394026988725E-4,8.3892465104909279E-4,1.4092393646267594E-3,2.3375941549762455E-3,3.8305095936374423E-3,6.2035066659476114E-3,9.9336184458709148E-3,1.5734935183764651E-2,2.4666255029001084E-2,3.8282911239501491E-2,5.8848440126225053E-2,8.9625772885833524E-2,0.13527166824865047,0.2023613955139785,0.30007203147250283,0.44105045628864359,{"$f":"IFERROR(IF(OR(D36=\"\",'S4 Input'!$D36=\"\"),\"\",D36/'S4 Input'!$D36),\"\")","v":2.3030091771882191E-6},{"$f":"IFERROR(IF(OR(E36=\"\",'S4 Input'!$D36=\"\"),\"\",E36/'S4 Input'!$D36),\"\")","v":4.1418685002460357E-6},{"$f":"IFERROR(IF(OR(F36=\"\",'S4 Input'!$D36=\"\"),\"\",F36/'S4 Input'!$D36),\"\")","v":7.3437107567117484E-6},{"$f":"IFERROR(IF(OR(G36=\"\",'S4 Input'!$D36=\"\"),\"\",G36/'S4 Input'!$D36),\"\")","v":1.2840037261195774E-5},{"$f":"IFERROR(IF(OR(H36=\"\",'S4 Input'!$D36=\"\"),\"\",H36/'S4 Input'!$D36),\"\")","v":2.2144970939202126E-5},{"$f":"IFERROR(IF(OR(I36=\"\",'S4 Input'!$D36=\"\"),\"\",I36/'S4 Input'!$D36),\"\")","v":3.7686249439444609E-5},{"$f":"IFERROR(IF(OR(J36=\"\",'S4 Input'!$D36=\"\"),\"\",J36/'S4 Input'!$D36),\"\")","v":6.330597884898798E-5},{"$f":"IFERROR(IF(OR(K36=\"\",'S4 Input'!$D36=\"\"),\"\",K36/'S4 Input'!$D36),\"\")","v":1.0500961713600583E-4},{"$f":"IFERROR(IF(OR(L36=\"\",'S4 Input'!$D36=\"\"),\"\",L36/'S4 Input'!$D36),\"\")","v":1.7207450018959884E-4},{"$f":"IFERROR(IF(OR(M36=\"\",'S4 Input'!$D36=\"\"),\"\",M36/'S4 Input'!$D36),\"\")","v":2.7867449039648993E-4},{"$f":"IFERROR(IF(OR(N36=\"\",'S4 Input'!$D36=\"\"),\"\",N36/'S4 Input'!$D36),\"\")","v":4.4623891087145119E-4},{"$f":"IFERROR(IF(OR(O36=\"\",'S4 Input'!$D36=\"\"),\"\",O36/'S4 Input'!$D36),\"\")","v":7.0684618875759659E-4},{"$f":"IFERROR(IF(OR(P36=\"\",'S4 Input'!$D36=\"\"),\"\",P36/'S4 Input'!$D36),\"\")","v":1.1080597507743186E-3},{"$f":"IFERROR(IF(OR(Q36=\"\",'S4 Input'!$D36=\"\"),\"\",Q36/'S4 Input'!$D36),\"\")","v":1.7197484189262946E-3},{"$f":"IFERROR(IF(OR(R36=\"\",'S4 Input'!$D36=\"\"),\"\",R36/'S4 Input'!$D36),\"\")","v":2.643594977148141E-3},{"$f":"IFERROR(IF(OR(S36=\"\",'S4 Input'!$D36=\"\"),\"\",S36/'S4 Input'!$D36),\"\")","v":4.0261771172830597E-3},{"$f":"IFERROR(IF(OR(T36=\"\",'S4 Input'!$D36=\"\"),\"\",T36/'S4 Input'!$D36),\"\")","v":6.0766861783515761E-3},{"$f":"IFERROR(IF(OR(U36=\"\",'S4 Input'!$D36=\"\"),\"\",U36/'S4 Input'!$D36),\"\")","v":9.0904970055619722E-3},{"$f":"IFERROR(IF(OR(V36=\"\",'S4 Input'!$D36=\"\"),\"\",V36/'S4 Input'!$D36),\"\")","v":1.3479863076775712E-2},{"$f":"IFERROR(IF(OR(W36=\"\",'S4 Input'!$D36=\"\"),\"\",W36/'S4 Input'!$D36),\"\")","v":1.9812908692442288E-2}]
[1,"OVERHEAD CONDUCTORS ","˂ = 1 kv",{"$f":"IFERROR(repcalc('S4 Input'!$CV37:$GH37,'S4 Input'!$G37,'S4 Input'!$E37,'S4 Input'!$F37,20,TRUE,TRUE),\"\")","v":1078.6450915830833},1382.0181064718095,1749.8054771749437,2189.4884175282564,2707.7786818679419,3310.1482373087315,4000.3456991966618,4779.9344990925511,5647.8920475174227,6600.3099688005886,7630.2321246158663,8727.6593634503115,9879.7380588456854,11071.134454338593,12284.580084033238,13501.556937474323,14703.07658909645,15870.497086036781,16986.316435131244,18034.882846561868,{"$f":"IFERROR(IF(OR(D37=\"\",'S4 Input'!$D37=\"\"),\"\",D37/'S4 Input'!$D37),\"\")","v":13.745568375814786},{"$f":"IFERROR(IF(OR(E37=\"\",'S4 Input'!$D37=\"\"),\"\",E37/'S4 Input'!$D37),\"\")","v":17.611561511156342},{"$f":"IFERROR(IF(OR(F37=\"\",'S4 Input'!$D37=\"\"),\"\",F37/'S4 Input'!$D37),\"\")","v":22.298410309903851},{"$f":"IFERROR(IF(OR(G37=\"\",'S4 Input'!$D37=\"\"),\"\",G37/'S4 Input'!$D37),\"\")","v":27.901450612470541},{"$f":"IFERROR(IF(OR(H37=\"\",'S4 Input'!$D37=\"\"),\"\",H37/'S4 Input'!$D37),\"\")","v":34.506212755822418},{"$f":"IFERROR(IF(OR(I37=\"\",'S4 Input'!$D37=\"\"),\"\",I37/'S4 Input'!$D37),\"\")","v":42.182428015531656},{"$f":"IFERROR(IF(OR(J37=\"\",'S4 Input'!$D37=\"\"),\"\",J37/'S4 Input'!$D37),\"\")","v":50.977866366129859},{"$f":"IFERROR(IF(OR(K37=\"\",'S4 Input'!$D37=\"\"),\"\",K37/'S4 Input'!$D37),\"\")","v":60.912451187037966},{"$f":"IFERROR(IF(OR(L37=\"\",'S4 Input'!$D37=\"\"),\"\",L37/'S4 Input'!$D37),\"\")","v":71.973151247025854},{"$f":"IFERROR(IF(OR(M37=\"\",'S4 Input'!$D37=\"\"),\"\",M37/'S4 Input'!$D37),\"\")","v":84.110160687392607},{"$f":"IFERROR(IF(OR(N37=\"\",'S4 Input'!$D37=\"\"),\"\",N37/'S4 Input'!$D37),\"\")","v":97.234834896726852},{"$f":"IFERROR(IF(OR(O37=\"\",'S4 Input'!$D37=\"\"),\"\",O37/'S4 Input'!$D37),\"\")","v":111.21975103512155},{"$f":"IFERROR(IF(OR(P37=\"\",'S4 Input'!$D37=\"\"),\"\",P37/'S4 Input'!$D37),\"\")","v":125.90111064584836},{"$f":"IFERROR(IF(OR(Q37=\"\",'S4 Input'!$D37=\"\"),\"\",Q37/'S4 Input'!$D37),\"\")","v":141.08351006965887},{"$f":"IFERROR(IF(OR(R37=\"\",'S4 Input'!$D37=\"\"),\"\",R37/'S4 Input'!$D37),\"\")","v":156.54689093835736},{"$f":"IFERROR(IF(OR(S37=\"\",'S4 Input'!$D37=\"\"),\"\",S37/'S4 Input'!$D37),\"\")","v":172.05527148103178},{"$f":"IFERROR(IF(OR(T37=\"\",'S4 Input'!$D37=\"\"),\"\",T37/'S4 Input'!$D37),\"\")","v":187.36667525520357},{"$f":"IFERROR(IF(OR(U37=\"\",'S4 Input'!$D37=\"\"),\"\",U37/'S4 Input'!$D37),\"\")","v":202.24354104659164},{"$f":"IFERROR(IF(OR(V37=\"\",'S4 Input'!$D37=\"\"),\"\",V37/'S4 Input'!$D37),\"\")","v":216.46283456372501},{"$f":"IFERROR(IF(OR(W37=\"\",'S4 Input'!$D37=\"\"),\"\",W37/'S4 Input'!$D37),\"\")","v":229.8250993321567}]
[1,"OVERHEAD CONDUCTORS ","> 1 kv & < = 11 kv",{"$f":"IFERROR(repcalc('S4 Input'!$CV38:$GH38,'S4 Input'!$G38,'S4 Input'!$E38,'S4 Input'!$F38,20,TRUE,TRUE),\"\")","v":47.539306870108099},64.731661162632534,87.234788655465877,116.35728803768058,153.62157514730589,200.76667705258416,259.74092144641156,332.68235140393432,421.8850935344762,529.75056822963802,658.72334943256044,811.21262128066462,989.50146801496783,1195.647565794093,1431.3800875155739,1697.9986365845516,1996.2806469949639,2326.4038012668448,2687.8895430821904,3079.5726758852402,{"$f":"IFERROR(IF(OR(D38=\"\",'S4 Input'!$D38=\"\"),\"\",D38/'S4 Input'!$D38),\"\")","v":0.71420664055251182},{"$f":"IFERROR(IF(OR(E38=\"\",'S4 Input'!$D38=\"\"),\"\",E38/'S4 Input'!$D38),\"\")","v":0.97249592600638102},{"$f":"IFERROR(IF(OR(F38=\"\",'S4 Input'!$D38=\"\"),\"\",F38/'S4 Input'!$D38),\"\")","v":1.3105715974185592},{"$f":"IFERROR(IF(OR(G38=\"\",'S4 Input'!$D38=\"\"),\"\",G38/'S4 Input'!$D38),\"\")","v":1.7480933834449037},{"$f":"IFERROR(IF(OR(H38=\"\",'S4 Input'!$D38=\"\"),\"\",H38/'S4 Input'!$D38),\"\")","v":2.3079332940659913},{"$f":"IFERROR(IF(OR(I38=\"\",'S4 Input'!$D38=\"\"),\"\",I38/'S4 Input'!$D38),\"\")","v":3.0162175974588656},{"$f":"IFERROR(IF(OR(J38=\"\",'S4 Input'!$D38=\"\"),\"\",J38/'S4 Input'!$D38),\"\")","v":3.9022169891353666},{"$f":"IFERROR(IF(OR(K38=\"\",'S4 Input'!$D38=\"\"),\"\",K38/'S4 Input'!$D38),\"\")","v":4.9980523531089904},{"$f":"IFERROR(IF(OR(L38=\"\",'S4 Input'!$D38=\"\"),\"\",L38/'S4 Input'!$D38),\"\")","v":6.3381894939217345},{"$f":"IFERROR(IF(OR(M38=\"\",'S4 Input'!$D38=\"\"),\"\",M38/'S4 Input'!$D38),\"\")","v":7.9587061439462179},{"$f":"IFERROR(IF(OR(N38=\"\",'S4 Input'!$D38=\"\"),\"\",N38/'S4 Input'!$D38),\"\")","v":9.896328352812974},{"$f":"IFERROR(IF(OR(O38=\"\",'S4 Input'!$D38=\"\"),\"\",O38/'S4 Input'!$D38),\"\")","v":12.187250491507706},{"$f":"IFERROR(IF(OR(P38=\"\",'S4 Input'!$D38=\"\"),\"\",P38/'S4 Input'!$D38),\"\")","v":14.865772469583799},{"$f":"IFERROR(IF(OR(Q38=\"\",'S4 Input'!$D38=\"\"),\"\",Q38/'S4 Input'!$D38),\"\")","v":17.96280777891463},{"$f":"IFERROR(IF(OR(R38=\"\",'S4 Input'!$D38=\"\"),\"\",R38/'S4 Input'!$D38),\"\")","v":21.504334643571841},{"$f":"IFERROR(IF(OR(S38=\"\",'S4 Input'!$D38=\"\"),\"\",S38/'S4 Input'!$D38),\"\")","v":25.509877651588916},{"$f":"IFERROR(IF(OR(T38=\"\",'S4 Input'!$D38=\"\"),\"\",T38/'S4 Input'!$D38),\"\")","v":29.991116580346262},{"$f":"IFERROR(IF(OR(U38=\"\",'S4 Input'!$D38=\"\"),\"\",U38/'S4 Input'!$D38),\"\")","v":34.950720842674507},{"$f":"IFERROR(IF(OR(V38=\"\",'S4 Input'!$D38=\"\"),\"\",V38/'S4 Input'!$D38),\"\")","v":40.381500849101293},{"$f":"IFERROR(IF(OR(W38=\"\",'S4 Input'!$D38=\"\"),\"\",W38/'S4 Input'!$D38),\"\")","v":46.265951272509696}]
[1,"OVERHEAD CONDUCTORS ","˃ 11 kv & < = 22 kv ; swer",{"$f":"IFERROR(repcalc('S4 Input'!$CV39:$GH39,'S4 Input'!$G39,'S4 Input'!$E39,'S4 Input'!$F39,20,TRUE,TRUE),\"\")","v":9.6247548293309976E-2},0.14281597659253922,0.2095711344256746,0.30415144896432322,0.43660620609271683,0.61997033322428974,0.8709109931437925,1.2104329095947546,1.6646203100632433,2.2653829564009191,3.0511623929689096,4.06754295313009,5.3677011313307359,7.0126177581119382,9.0709712816040469,11.618628733679177,14.737655026044637,18.514772363840343,23.039220823875223,28.399999158373891,{"$f":"IFERROR(IF(OR(D39=\"\",'S4 Input'!$D39=\"\"),\"\",D39/'S4 Input'!$D39),\"\")","v":2.5459398132287943E-3},{"$f":"IFERROR(IF(OR(E39=\"\",'S4 Input'!$D39=\"\"),\"\",E39/'S4 Input'!$D39),\"\")","v":3.7777677168881244E-3},{"$f":"IFERROR(IF(OR(F39=\"\",'S4 Input'!$D39=\"\"),\"\",F39/'S4 Input'!$D39),\"\")","v":5.5435749200786148E-3},{"$f":"IFERROR(IF(OR(G39=\"\",'S4 Input'!$D39=\"\"),\"\",G39/'S4 Input'!$D39),\"\")","v":8.0454130718186842E-3},{"$f":"IFERROR(IF(OR(H39=\"\",'S4 Input'!$D39=\"\"),\"\",H39/'S4 Input'!$D39),\"\")","v":1.1549105847421234E-2},{"$f":"IFERROR(IF(OR(I39=\"\",'S4 Input'!$D39=\"\"),\"\",I39/'S4 Input'!$D39),\"\")","v":1.6399453101561802E-2},{"$f":"IFERROR(IF(OR(J39=\"\",'S4 Input'!$D39=\"\"),\"\",J39/'S4 Input'!$D39),\"\")","v":2.3037334566344804E-2},{"$f":"IFERROR(IF(OR(K39=\"\",'S4 Input'!$D39=\"\"),\"\",K39/'S4 Input'!$D39),\"\")","v":3.2018367121293821E-2},{"$f":"IFERROR(IF(OR(L39=\"\",'S4 Input'!$D39=\"\"),\"\",L39/'S4 Input'!$D39),\"\")","v":4.403253066129114E-2},{"$f":"IFERROR(IF(OR(M39=\"\",'S4 Input'!$D39=\"\"),\"\",M39/'S4 Input'!$D39),\"\")","v":5.9923902096028166E-2},{"$f":"IFERROR(IF(OR(N39=\"\",'S4 Input'!$D39=\"\"),\"\",N39/'S4 Input'!$D39),\"\")","v":8.0709337023454689E-2},{"$f":"IFERROR(IF(OR(O39=\"\",'S4 Input'!$D39=\"\"),\"\",O39/'S4 Input'!$D39),\"\")","v":0.10759463207139094},{"$f":"IFERROR(IF(OR(P39=\"\",'S4 Input'!$D39=\"\"),\"\",P39/'S4 Input'!$D39),\"\")","v":0.14198641168627102},{"$f":"IFERROR(IF(OR(Q39=\"\",'S4 Input'!$D39=\"\"),\"\",Q39/'S4 Input'!$D39),\"\")","v":0.18549774058580792},{"$f":"IFERROR(IF(OR(R39=\"\",'S4 Input'!$D39=\"\"),\"\",R39/'S4 Input'!$D39),\"\")","v":0.23994530084145532},{"$f":"IFERROR(IF(OR(S39=\"\",'S4 Input'!$D39=\"\"),\"\",S39/'S4 Input'!$D39),\"\")","v":0.30733592691684125},{"$f":"IFERROR(IF(OR(T39=\"\",'S4 Input'!$D39=\"\"),\"\",T39/'S4 Input'!$D39),\"\")","v":0.38984039957147171},{"$f":"IFERROR(IF(OR(U39=\"\",'S4 Input'!$D39=\"\"),\"\",U39/'S4 Input'!$D39),\"\")","v":0.48975269427455931},{"$f":"IFERROR(IF(OR(V39=\"\",'S4 Input'!$D39=\"\"),\"\",V39/'S4 Input'!$D39),\"\")","v":0.60943338922796175},{"$f":"IFERROR(IF(OR(W39=\"\",'S4 Input'!$D39=\"\"),\"\",W39/'S4 Input'!$D39),\"\")","v":0.75123667911647085}]
["","OVERHEAD CONDUCTORS ","˃ 11 kv & < = 22 kv ; single-phase",{"$f":"IFERROR(repcalc('S4 Input'!$CV40:$GH40,'S4 Input'!$G40,'S4 Input'!$E40,'S4 Input'!$F40,20,TRUE,TRUE),\"\")","v":""},"","","","","","","","","","","","","","","","","","","",{"$f":"IFERROR(IF(OR(D40=\"\",'S4 Input'!$D40=\"\"),\"\",D40/'S4 Input'!$D40),\"\")","v":""},{"$f":"IFERROR(IF(OR(E40=\"\",'S4 Input'!$D40=\"\"),\"\",E40/'S4 Input'!$D40),\"\")","v":""},{"$f":"IFERROR(IF(OR(F40=\"\",'S4 Input'!$D40=\"\"),\"\",F40/'S4 Input'!$D40),\"\")","v":""},{"$f":"IFERROR(IF(OR(G40=\"\",'S4 Input'!$D40=\"\"),\"\",G40/'S4 Input'!$D40),\"\")","v":""},{"$f":"IFERROR(IF(OR(H40=\"\",'S4 Input'!$D40=\"\"),\"\",H40/'S4 Input'!$D40),\"\")","v":""},{"$f":"IFERROR(IF(OR(I40=\"\",'S4 Input'!$D40=\"\"),\"\",I40/'S4 Input'!$D40),\"\")","v":""},{"$f":"IFERROR(IF(OR(J40=\"\",'S4 Input'!$D40=\"\"),\"\",J40/'S4 Input'!$D40),\"\")","v":""},{"$f":"IFERROR(IF(OR(K40=\"\",'S4 Input'!$D40=\"\"),\"\",K40/'S4 Input'!$D40),\"\")","v":""},{"$f":"IFERROR(IF(OR(L40=\"\",'S4 Input'!$D40=\"\"),\"\",L40/'S4 Input'!$D40),\"\")","v":""},{"$f":"IFERROR(IF(OR(M40=\"\",'S4 Input'!$D40=\"\"),\"\",M40/'S4 Input'!$D40),\"\")","v":""},{"$f":"IFERROR(IF(OR(N40=\"\",'S4 Input'!$D40=\"\"),\"\",N40/'S4 Input'!$D40),\"\")","v":""},{"$f":"IFERROR(IF(OR(O40=\"\",'S4 Input'!$D40=\"\"),\"\",O40/'S4 Input'!$D40),\"\")","v":""},{"$f":"IFERROR(IF(OR(P40=\"\",'S4 Input'!$D40=\"\"),\"\",P40/'S4 Input'!$D40),\"\")","v":""},{"$f":"IFERROR(IF(OR(Q40=\"\",'S4 Input'!$D40=\"\"),\"\",Q40/'S4 Input'!$D40),\"\")","v":""},{"$f":"IFERROR(IF(OR(R40=\"\",'S4 Input'!$D40=\"\"),\"\",R40/'S4 Input'!$D40),\"\")","v":""},{"$f":"IFERROR(IF(OR(S40=\"\",'S4 Input'!$D40=\"\"),\"\",S40/'S4 Input'!$D40),\"\")","v":""},{"$f":"IFERROR(IF(OR(T40=\"\",'S4 Input'!$D40=\"\"),\"\",T40/'S4 Input'!$D40),\"\")","v":""},{"$f":"IFERROR(IF(OR(U40=\"\",'S4 Input'!$D40=\"\"),\"\",U40/'S4 Input'!$D40),\"\")","v":""},{"$f":"IFERROR(IF(OR(V40=\"\",'S4 Input'!$D40=\"\"),\"\",V40/'S4 Input'!$D40),\"\")","v":""},{"$f":"IFERROR(IF(OR(W40=\"\",'S4 Input'!$D40=\"\"),\"\",W40/'S4 Input'!$D40),\"\")","v":""}]
[1,"OVERHEAD CONDUCTORS ","˃ 11 kv & < = 22 kv ; multiple-phase",{"$f":"IFERROR(repcalc('S4 Input'!$CV41:$GH41,'S4 Input'!$G41,'S4 Input'!$E41,'S4 Input'!$F41,20,TRUE,TRUE),\"\")","v":3.6221375843602219},4.6821116615783236,5.9864908258333873,7.5731515126896589,9.4817349448320005,11.753098557294145,14.428809067680199,17.550740251076604,21.160827514099871,25.301007474161924,30.013334563590391,35.34022130196557,41.324700036139419,48.010559626125655,55.442180129239148,63.663881368496511,72.718624969528705,82.645968009998313,93.47925862871071,105.2421823634795,{"$f":"IFERROR(IF(OR(D41=\"\",'S4 Input'!$D41=\"\"),\"\",D41/'S4 Input'!$D41),\"\")","v":4.3263738432894765E-2},{"$f":"IFERROR(IF(OR(E41=\"\",'S4 Input'!$D41=\"\"),\"\",E41/'S4 Input'!$D41),\"\")","v":5.5924340123018841E-2},{"$f":"IFERROR(IF(OR(F41=\"\",'S4 Input'!$D41=\"\"),\"\",F41/'S4 Input'!$D41),\"\")","v":7.1504178730838211E-2},{"$f":"IFERROR(IF(OR(G41=\"\",'S4 Input'!$D41=\"\"),\"\",G41/'S4 Input'!$D41),\"\")","v":9.0455660097615617E-2},{"$f":"IFERROR(IF(OR(H41=\"\",'S4 Input'!$D41=\"\"),\"\",H41/'S4 Input'!$D41),\"\")","v":0.11325226913369882},{"$f":"IFERROR(IF(OR(I41=\"\",'S4 Input'!$D41=\"\"),\"\",I41/'S4 Input'!$D41),\"\")","v":0.14038201750103318},{"$f":"IFERROR(IF(OR(J41=\"\",'S4 Input'!$D41=\"\"),\"\",J41/'S4 Input'!$D41),\"\")","v":0.17234138871413318},{"$f":"IFERROR(IF(OR(K41=\"\",'S4 Input'!$D41=\"\"),\"\",K41/'S4 Input'!$D41),\"\")","v":0.20963053386067693},{"$f":"IFERROR(IF(OR(L41=\"\",'S4 Input'!$D41=\"\"),\"\",L41/'S4 Input'!$D41),\"\")","v":0.25275034017111303},{"$f":"IFERROR(IF(OR(M41=\"\",'S4 Input'!$D41=\"\"),\"\",M41/'S4 Input'!$D41),\"\")","v":0.30220170933794033},{"$f":"IFERROR(IF(OR(N41=\"\",'S4 Input'!$D41=\"\"),\"\",N41/'S4 Input'!$D41),\"\")","v":0.35848695026516686},{"$f":"IFERROR(IF(OR(O41=\"\",'S4 Input'!$D41=\"\"),\"\",O41/'S4 Input'!$D41),\"\")","v":0.42211264894260297},{"$f":"IFERROR(IF(OR(P41=\"\",'S4 Input'!$D41=\"\"),\"\",P41/'S4 Input'!$D41),\"\")","v":0.49359279473564299},{"$f":"IFERROR(IF(OR(Q41=\"\",'S4 Input'!$D41=\"\"),\"\",Q41/'S4 Input'!$D41),\"\")","v":0.57345041299652322},{"$f":"IFERROR(IF(OR(R41=\"\",'S4 Input'!$D41=\"\"),\"\",R41/'S4 Input'!$D41),\"\")","v":0.66221559048936829},{"$f":"IFERROR(IF(OR(S41=\"\",'S4 Input'!$D41=\"\"),\"\",S41/'S4 Input'!$D41),\"\")","v":0.76041769452442654},{"$f":"IFERROR(IF(OR(T41=\"\",'S4 Input'!$D41=\"\"),\"\",T41/'S4 Input'!$D41),\"\")","v":0.86856986975472716},{"$f":"IFERROR(IF(OR(U41=\"\",'S4 Input'!$D41=\"\"),\"\",U41/'S4 Input'!$D41),\"\")","v":0.98714459604093396},{"$f":"IFERROR(IF(OR(V41=\"\",'S4 Input'!$D41=\"\"),\"\",V41/'S4 Input'!$D41),\"\")","v":1.116540192088755},{"$f":"IFERROR(IF(OR(W41=\"\",'S4 Input'!$D41=\"\"),\"\",W41/'S4 Input'!$D41),\"\")","v":1.2570395640244059}]
[1,"OVERHEAD CONDUCTORS ","> 22 kv & < = 66 kv",{"$f":"IFERROR(repcalc('S4 Input'!$CV42:$GH42,'S4 Input'!$G42,'S4 Input'!$E42,'S4 Input'!$F42,20,TRUE,TRUE),\"\")","v":2.8709201811247631},4.1211017708140654,5.8554627252710922,8.2353702642724524,11.465645785006771,15.802579588883782,21.562212163847533,29.128461426482051,38.960544918886065,51.599019463373047,67.669651428004698,87.884253917125619,113.03759920120127,143.99955118985105,181.70167673211992,227.11779423553557,281.23820500697639,345.03771997506465,419.43802600774666,505.26540676825368,{"$f":"IFERROR(IF(OR(D42=\"\",'S4 Input'!$D42=\"\"),\"\",D42/'S4 Input'!$D42),\"\")","v":2.2325042212254696E-2},{"$f":"IFERROR(IF(OR(E42=\"\",'S4 Input'!$D42=\"\"),\"\",E42/'S4 Input'!$D42),\"\")","v":3.2046788203765574E-2},{"$f":"IFERROR(IF(OR(F42=\"\",'S4 Input'!$D42=\"\"),\"\",F42/'S4 Input'!$D42),\"\")","v":4.5533642270314353E-2},{"$f":"IFERROR(IF(OR(G42=\"\",'S4 Input'!$D42=\"\"),\"\",G42/'S4 Input'!$D42),\"\")","v":6.4040439017499701E-2},{"$f":"IFERROR(IF(OR(H42=\"\",'S4 Input'!$D42=\"\"),\"\",H42/'S4 Input'!$D42),\"\")","v":8.9159924342010963E-2},{"$f":"IFERROR(IF(OR(I42=\"\",'S4 Input'!$D42=\"\"),\"\",I42/'S4 Input'!$D42),\"\")","v":0.12288508008819955},{"$f":"IFERROR(IF(OR(J42=\"\",'S4 Input'!$D42=\"\"),\"\",J42/'S4 Input'!$D42),\"\")","v":0.16767352151145312},{"$f":"IFERROR(IF(OR(K42=\"\",'S4 Input'!$D42=\"\"),\"\",K42/'S4 Input'!$D42),\"\")","v":0.22651069688376829},{"$f":"IFERROR(IF(OR(L42=\"\",'S4 Input'!$D42=\"\"),\"\",L42/'S4 Input'!$D42),\"\")","v":0.30296760447927529},{"$f":"IFERROR(IF(OR(M42=\"\",'S4 Input'!$D42=\"\"),\"\",M42/'S4 Input'!$D42),\"\")","v":0.40124775854250538},{"$f":"IFERROR(IF(OR(N42=\"\",'S4 Input'!$D42=\"\"),\"\",N42/'S4 Input'!$D42),\"\")","v":0.52621728550700986},{"$f":"IFERROR(IF(OR(O42=\"\",'S4 Input'!$D42=\"\"),\"\",O42/'S4 Input'!$D42),\"\")","v":0.68341143421258876},{"$f":"IFERROR(IF(OR(P42=\"\",'S4 Input'!$D42=\"\"),\"\",P42/'S4 Input'!$D42),\"\")","v":0.8790105661349551},{"$f":"IFERROR(IF(OR(Q42=\"\",'S4 Input'!$D42=\"\"),\"\",Q42/'S4 Input'!$D42),\"\")","v":1.1197789753944567},{"$f":"IFERROR(IF(OR(R42=\"\",'S4 Input'!$D42=\"\"),\"\",R42/'S4 Input'!$D42),\"\")","v":1.4129607746505819},{"$f":"IFERROR(IF(OR(S42=\"\",'S4 Input'!$D42=\"\"),\"\",S42/'S4 Input'!$D42),\"\")","v":1.7661286359678698},{"$f":"IFERROR(IF(OR(T42=\"\",'S4 Input'!$D42=\"\"),\"\",T42/'S4 Input'!$D42),\"\")","v":2.1869834068391443},{"$f":"IFERROR(IF(OR(U42=\"\",'S4 Input'!$D42=\"\"),\"\",U42/'S4 Input'!$D42),\"\")","v":2.6831054774380996},{"$f":"IFERROR(IF(OR(V42=\"\",'S4 Input'!$D42=\"\"),\"\",V42/'S4 Input'!$D42),\"\")","v":3.2616621310520482},{"$f":"IFERROR(IF(OR(W42=\"\",'S4 Input'!$D42=\"\"),\"\",W42/'S4 Input'!$D42),\"\")","v":3.9290787701642125}]
[1,"OVERHEAD CONDUCTORS ","> 66 kv & < = 132 kv",{"$f":"IFERROR(repcalc('S4 Input'!$CV43:$GH43,'S4 Input'!$G43,'S4 Input'!$E43,'S4 Input'!$F43,20,TRUE,TRUE),\"\")","v":61.796782489758712},82.463074582548614,108.86796042747081,142.2054729684894,183.79704643394021,235.07088593504778,297.53041074376745,372.71118474412373,462.12651914329763,567.2028667963981,689.20716393975749,829.1693281769243,987.80408643624071,1165.437069138181,1361.9405564478,1576.6843071925125,1808.5064817714672,2055.7087730795593,2316.0785219645641,2586.9389061625088,{"$f":"IFERROR(IF(OR(D43=\"\",'S4 Input'!$D43=\"\"),\"\",D43/'S4 Input'!$D43),\"\")","v":0.16329675609345223},{"$f":"IFERROR(IF(OR(E43=\"\",'S4 Input'!$D43=\"\"),\"\",E43/'S4 Input'!$D43),\"\")","v":0.21790701771656557},{"$f":"IFERROR(IF(OR(F43=\"\",'S4 Input'!$D43=\"\"),\"\",F43/'S4 Input'!$D43),\"\")","v":0.28768139802849019},{"$f":"IFERROR(IF(OR(G43=\"\",'S4 Input'!$D43=\"\"),\"\",G43/'S4 Input'!$D43),\"\")","v":0.37577510509285578},{"$f":"IFERROR(IF(OR(H43=\"\",'S4 Input'!$D43=\"\"),\"\",H43/'S4 Input'!$D43),\"\")","v":0.485680002307467},{"$f":"IFERROR(IF(OR(I43=\"\",'S4 Input'!$D43=\"\"),\"\",I43/'S4 Input'!$D43),\"\")","v":0.62117009298289616},{"$f":"IFERROR(IF(OR(J43=\"\",'S4 Input'!$D43=\"\"),\"\",J43/'S4 Input'!$D43),\"\")","v":0.78621813233822546},{"$f":"IFERROR(IF(OR(K43=\"\",'S4 Input'!$D43=\"\"),\"\",K43/'S4 Input'!$D43),\"\")","v":0.98488181708407296},{"$f":"IFERROR(IF(OR(L43=\"\",'S4 Input'!$D43=\"\"),\"\",L43/'S4 Input'!$D43),\"\")","v":1.2211600416796038},{"$f":"IFERROR(IF(OR(M43=\"\",'S4 Input'!$D43=\"\"),\"\",M43/'S4 Input'!$D43),\"\")","v":1.498822179133811},{"$f":"IFERROR(IF(OR(N43=\"\",'S4 Input'!$D43=\"\"),\"\",N43/'S4 Input'!$D43),\"\")","v":1.8212160829956174},{"$f":"IFERROR(IF(OR(O43=\"\",'S4 Input'!$D43=\"\"),\"\",O43/'S4 Input'!$D43),\"\")","v":2.191063289839049},{"$f":"IFERROR(IF(OR(P43=\"\",'S4 Input'!$D43=\"\"),\"\",P43/'S4 Input'!$D43),\"\")","v":2.6102524512117853},{"$f":"IFERROR(IF(OR(Q43=\"\",'S4 Input'!$D43=\"\"),\"\",Q43/'S4 Input'!$D43),\"\")","v":3.079644038957285},{"$f":"IFERROR(IF(OR(R43=\"\",'S4 Input'!$D43=\"\"),\"\",R43/'S4 Input'!$D43),\"\")","v":3.5989005559778842},{"$f":"IFERROR(IF(OR(S43=\"\",'S4 Input'!$D43=\"\"),\"\",S43/'S4 Input'!$D43),\"\")","v":4.1663566026379817},{"$f":"IFERROR(IF(OR(T43=\"\",'S4 Input'!$D43=\"\"),\"\",T43/'S4 Input'!$D43),\"\")","v":4.7789420411362871},{"$f":"IFERROR(IF(OR(U43=\"\",'S4 Input'!$D43=\"\"),\"\",U43/'S4 Input'!$D43),\"\")","v":5.4321691290703544},{"$f":"IFERROR(IF(OR(V43=\"\",'S4 Input'!$D43=\"\"),\"\",V43/'S4 Input'!$D43),\"\")","v":6.1201909590877062},{"$f":"IFERROR(IF(OR(W43=\"\",'S4 Input'!$D43=\"\"),\"\",W43/'S4 Input'!$D43),\"\")","v":6.8359340821391479}]
["","OVERHEAD CONDUCTORS ","> 132 kv",{"$f":"IFERROR(repcalc('S4 Input'!$CV44:$GH44,'S4 Input'!$G44,'S4 Input'!$E44,'S4 Input'!$F44,20,TRUE,TRUE),\"\")","v":""},"","","","","","","","","","","","","","","","","","","",{"$f":"IFERROR(IF(OR(D44=\"\",'S4 Input'!$D44=\"\"),\"\",D44/'S4 Input'!$D44),\"\")","v":""},{"$f":"IFERROR(IF(OR(E44=\"\",'S4 Input'!$D44=\"\"),\"\",E44/'S4 Input'!$D44),\"\")","v":""},{"$f":"IFERROR(IF(OR(F44=\"\",'S4 Input'!$D44=\"\"),\"\",F44/'S4 Input'!$D44),\"\")","v":""},{"$f":"IFERROR(IF(OR(G44=\"\",'S4 Input'!$D44=\"\"),\"\",G44/'S4 Input'!$D44),\"\")","v":""},{"$f":"IFERROR(IF(OR(H44=\"\",'S4 Input'!$D44=\"\"),\"\",H44/'S4 Input'!$D44),\"\")","v":""},{"$f":"IFERROR(IF(OR(I44=\"\",'S4 Input'!$D44=\"\"),\"\",I44/'S4 Input'!$D44),\"\")","v":""},{"$f":"IFERROR(IF(OR(J44=\"\",'S4 Input'!$D44=\"\"),\"\",J44/'S4 Input'!$D44),\"\")","v":""},{"$f":"IFERROR(IF(OR(K44=\"\",'S4 Input'!$D44=\"\"),\"\",K44/'S4 Input'!$D44),\"\")","v":""},{"$f":"IFERROR(IF(OR(L44=\"\",'S4 Input'!$D44=\"\"),\"\",L44/'S4 Input'!$D44),\"\")","v":""},{"$f":"IFERROR(IF(OR(M44=\"\",'S4 Input'!$D44=\"\"),\"\",M44/'S4 Input'!$D44),\"\")","v":""},{"$f":"IFERROR(IF(OR(N44=\"\",'S4 Input'!$D44=\"\"),\"\",N44/'S4 Input'!$D44),\"\")","v":""},{"$f":"IFERROR(IF(OR(O44=\"\",'S4 Input'!$D44=\"\"),\"\",O44/'S4 Input'!$D44),\"\")","v":""},{"$f":"IFERROR(IF(OR(P44=\"\",'S4 Input'!$D44=\"\"),\"\",P44/'S4 Input'!$D44),\"\")","v":""},{"$f":"IFERROR(IF(OR(Q44=\"\",'S4 Input'!$D44=\"\"),\"\",Q44/'S4 Input'!$D44),\"\")","v":""},{"$f":"IFERROR(IF(OR(R44=\"\",'S4 Input'!$D44=\"\"),\"\",R44/'S4 Input'!$D44),\"\")","v":""},{"$f":"IFERROR(IF(OR(S44=\"\",'S4 Input'!$D44=\"\"),\"\",S44/'S4 Input'!$D44),\"\")","v":""},{"$f":"IFERROR(IF(OR(T44=\"\",'S4 Input'!$D44=\"\"),\"\",T44/'S4 Input'!$D44),\"\")","v":""},{"$f":"IFERROR(IF(OR(U44=\"\",'S4 Input'!$D44=\"\"),\"\",U44/'S4 Input'!$D44),\"\")","v":""},{"$f":"IFERROR(IF(OR(V44=\"\",'S4 Input'!$D44=\"\"),\"\",V44/'S4 Input'!$D44),\"\")","v":""},{"$f":"IFERROR(IF(OR(W44=\"\",'S4 Input'!$D44=\"\"),\"\",W44/'S4 Input'!$D44),\"\")","v":""}]
[6,"UNDERGROUND CABLES ","˂ = 1 kv",{"$f":"IFERROR(repcalc('S4 Input'!$CV45:$GH45,'S4 Input'!$G45,'S4 Input'!$E45,'S4 Input'!$F45,20,TRUE,TRUE),\"\")","v":2877.0079275692051},3625.0986445180133,4539.1235940201541,5646.1986992084494,6974.7578640057072,8553.5989772279136,10410.630585106293,12571.330436519165,15056.957707193902,17882.595528937472,21055.136329232395,24571.355254297636,28416.241794338959,32561.771782941189,36966.297006877925,41574.705003293762,46319.456673840104,51122.54619649017,55898.351222467412,60557.258808730563,{"$f":"IFERROR(IF(OR(D45=\"\",'S4 Input'!$D45=\"\"),\"\",D45/'S4 Input'!$D45),\"\")","v":7.8821499239281385},{"$f":"IFERROR(IF(OR(E45=\"\",'S4 Input'!$D45=\"\"),\"\",E45/'S4 Input'!$D45),\"\")","v":9.9316970006619254},{"$f":"IFERROR(IF(OR(F45=\"\",'S4 Input'!$D45=\"\"),\"\",F45/'S4 Input'!$D45),\"\")","v":12.435854746335506},{"$f":"IFERROR(IF(OR(G45=\"\",'S4 Input'!$D45=\"\"),\"\",G45/'S4 Input'!$D45),\"\")","v":15.468912762103784},{"$f":"IFERROR(IF(OR(H45=\"\",'S4 Input'!$D45=\"\"),\"\",H45/'S4 Input'!$D45),\"\")","v":19.108771526270793},{"$f":"IFERROR(IF(OR(I45=\"\",'S4 Input'!$D45=\"\"),\"\",I45/'S4 Input'!$D45),\"\")","v":23.434328727982635},{"$f":"IFERROR(IF(OR(J45=\"\",'S4 Input'!$D45=\"\"),\"\",J45/'S4 Input'!$D45),\"\")","v":28.522045521011396},{"$f":"IFERROR(IF(OR(K45=\"\",'S4 Input'!$D45=\"\"),\"\",K45/'S4 Input'!$D45),\"\")","v":34.44172339406996},{"$f":"IFERROR(IF(OR(L45=\"\",'S4 Input'!$D45=\"\"),\"\",L45/'S4 Input'!$D45),\"\")","v":41.251606194433329},{"$f":"IFERROR(IF(OR(M45=\"\",'S4 Input'!$D45=\"\"),\"\",M45/'S4 Input'!$D45),\"\")","v":48.993017237579927},{"$f":"IFERROR(IF(OR(N45=\"\",'S4 Input'!$D45=\"\"),\"\",N45/'S4 Input'!$D45),\"\")","v":57.684839734166367},{"$f":"IFERROR(IF(OR(O45=\"\",'S4 Input'!$D45=\"\"),\"\",O45/'S4 Input'!$D45),\"\")","v":67.31823853961717},{"$f":"IFERROR(IF(OR(P45=\"\",'S4 Input'!$D45=\"\"),\"\",P45/'S4 Input'!$D45),\"\")","v":77.85208930126754},{"$f":"IFERROR(IF(OR(Q45=\"\",'S4 Input'!$D45=\"\"),\"\",Q45/'S4 Input'!$D45),\"\")","v":89.209614100273114},{"$f":"IFERROR(IF(OR(R45=\"\",'S4 Input'!$D45=\"\"),\"\",R45/'S4 Input'!$D45),\"\")","v":101.27670916320719},{"$f":"IFERROR(IF(OR(S45=\"\",'S4 Input'!$D45=\"\"),\"\",S45/'S4 Input'!$D45),\"\")","v":113.9023826590287},{"$f":"IFERROR(IF(OR(T45=\"\",'S4 Input'!$D45=\"\"),\"\",T45/'S4 Input'!$D45),\"\")","v":126.90159745460738},{"$f":"IFERROR(IF(OR(U45=\"\",'S4 Input'!$D45=\"\"),\"\",U45/'S4 Input'!$D45),\"\")","v":140.06064069282439},{"$f":"IFERROR(IF(OR(V45=\"\",'S4 Input'!$D45=\"\"),\"\",V45/'S4 Input'!$D45),\"\")","v":153.14493248829655},{"$f":"IFERROR(IF(OR(W45=\"\",'S4 Input'!$D45=\"\"),\"\",W45/'S4 Input'!$D45),\"\")","v":165.90895990885326}]
["","UNDERGROUND CABLES ","> 1 kv & < = 11 kv",{"$f":"IFERROR(repcalc('S4 Input'!$CV46:$GH46,'S4 Input'!$G46,'S4 Input'!$E46,'S4 Input'!$F46,20,TRUE,TRUE),\"\")","v":""},"","","","","","","","","","","","","","","","","","","",{"$f":"IFERROR(IF(OR(D46=\"\",'S4 Input'!$D46=\"\"),\"\",D46/'S4 Input'!$D46),\"\")","v":""},{"$f":"IFERROR(IF(OR(E46=\"\",'S4 Input'!$D46=\"\"),\"\",E46/'S4 Input'!$D46),\"\")","v":""},{"$f":"IFERROR(IF(OR(F46=\"\",'S4 Input'!$D46=\"\"),\"\",F46/'S4 Input'!$D46),\"\")","v":""},{"$f":"IFERROR(IF(OR(G46=\"\",'S4 Input'!$D46=\"\"),\"\",G46/'S4 Input'!$D46),\"\")","v":""},{"$f":"IFERROR(IF(OR(H46=\"\",'S4 Input'!$D46=\"\"),\"\",H46/'S4 Input'!$D46),\"\")","v":""},{"$f":"IFERROR(IF(OR(I46=\"\",'S4 Input'!$D46=\"\"),\"\",I46/'S4 Input'!$D46),\"\")","v":""},{"$f":"IFERROR(IF(OR(J46=\"\",'S4 Input'!$D46=\"\"),\"\",J46/'S4 Input'!$D46),\"\")","v":""},{"$f":"IFERROR(IF(OR(K46=\"\",'S4 Input'!$D46=\"\"),\"\",K46/'S4 Input'!$D46),\"\")","v":""},{"$f":"IFERROR(IF(OR(L46=\"\",'S4 Input'!$D46=\"\"),\"\",L46/'S4 Input'!$D46),\"\")","v":""},{"$f":"IFERROR(IF(OR(M46=\"\",'S4 Input'!$D46=\"\"),\"\",M46/'S4 Input'!$D46),\"\")","v":""},{"$f":"IFERROR(IF(OR(N46=\"\",'S4 Input'!$D46=\"\"),\"\",N46/'S4 Input'!$D46),\"\")","v":""},{"$f":"IFERROR(IF(OR(O46=\"\",'S4 Input'!$D46=\"\"),\"\",O46/'S4 Input'!$D46),\"\")","v":""},{"$f":"IFERROR(IF(OR(P46=\"\",'S4 Input'!$D46=\"\"),\"\",P46/'S4 Input'!$D46),\"\")","v":""},{"$f":"IFERROR(IF(OR(Q46=\"\",'S4 Input'!$D46=\"\"),\"\",Q46/'S4 Input'!$D46),\"\")","v":""},{"$f":"IFERROR(IF(OR(R46=\"\",'S4 Input'!$D46=\"\"),\"\",R46/'S4 Input'!$D46),\"\")","v":""},{"$f":"IFERROR(IF(OR(S46=\"\",'S4 Input'!$D46=\"\"),\"\",S46/'S4 Input'!$D46),\"\")","v":""},{"$f":"IFERROR(IF(OR(T46=\"\",'S4 Input'!$D46=\"\"),\"\",T46/'S4 Input'!$D46),\"\")","v":""},{"$f":"IFERROR(IF(OR(U46=\"\",'S4 Input'!$D46=\"\"),\"\",U46/'S4 Input'!$D46),\"\")","v":""},{"$f":"IFERROR(IF(OR(V46=\"\",'S4 Input'!$D46=\"\"),\"\",V46/'S4 Input'!$D46),\"\")","v":""},{"$f":"IFERROR(IF(OR(W46=\"\",'S4 Input'!$D46=\"\"),\"\",W46/'S4 Input'!$D46),\"\")","v":""}]
["","UNDERGROUND CABLES ","> 11 kv & < = 22 kv",{"$f":"IFERROR(repcalc('S4 Input'!$CV47:$GH47,'S4 Input'!$G47,'S4 Input'!$E47,'S4 Input'!$F47,20,TRUE,TRUE),\"\")","v":""},"","","","","","","","","","","","","","","","","","","",{"$f":"IFERROR(IF(OR(D47=\"\",'S4 Input'!$D47=\"\"),\"\",D47/'S4 Input'!$D47),\"\")","v":""},{"$f":"IFERROR(IF(OR(E47=\"\",'S4 Input'!$D47=\"\"),\"\",E47/'S4 Input'!$D47),\"\")","v":""},{"$f":"IFERROR(IF(OR(F47=\"\",'S4 Input'!$D47=\"\"),\"\",F47/'S4 Input'!$D47),\"\")","v":""},{"$f":"IFERROR(IF(OR(G47=\"\",'S4 Input'!$D47=\"\"),\"\",G47/'S4 Input'!$D47),\"\")","v":""},{"$f":"IFERROR(IF(OR(H47=\"\",'S4 Input'!$D47=\"\"),\"\",H47/'S4 Input'!$D47),\"\")","v":""},{"$f":"IFERROR(IF(OR(I47=\"\",'S4 Input'!$D47=\"\"),\"\",I47/'S4 Input'!$D47),\"\")","v":""},{"$f":"IFERROR(IF(OR(J47=\"\",'S4 Input'!$D47=\"\"),\"\",J47/'S4 Input'!$D47),\"\")","v":""},{"$f":"IFERROR(IF(OR(K47=\"\",'S4 Input'!$D47=\"\"),\"\",K47/'S4 Input'!$D47),\"\")","v":""},{"$f":"IFERROR(IF(OR(L47=\"\",'S4 Input'!$D47=\"\"),\"\",L47/'S4 Input'!$D47),\"\")","v":""},{"$f":"IFERROR(IF(OR(M47=\"\",'S4 Input'!$D47=\"\"),\"\",M47/'S4 Input'!$D47),\"\")","v":""},{"$f":"IFERROR(IF(OR(N47=\"\",'S4 Input'!$D47=\"\"),\"\",N47/'S4 Input'!$D47),\"\")","v":""},{"$f":"IFERROR(IF(OR(O47=\"\",'S4 Input'!$D47=\"\"),\"\",O47/'S4 Input'!$D47),\"\")","v":""},{"$f":"IFERROR(IF(OR(P47=\"\",'S4 Input'!$D47=\"\"),\"\",P47/'S4 Input'!$D47),\"\")","v":""},{"$f":"IFERROR(IF(OR(Q47=\"\",'S4 Input'!$D47=\"\"),\"\",Q47/'S4 Input'!$D47),\"\")","v":""},{"$f":"IFERROR(IF(OR(R47=\"\",'S4 Input'!$D47=\"\"),\"\",R47/'S4 Input'!$D47),\"\")","v":""},{"$f":"IFERROR(IF(OR(S47=\"\",'S4 Input'!$D47=\"\"),\"\",S47/'S4 Input'!$D47),\"\")","v":""},{"$f":"IFERROR(IF(OR(T47=\"\",'S4 Input'!$D47=\"\"),\"\",T47/'S4 Input'!$D47),\"\")","v":""},{"$f":"IFERROR(IF(OR(U47=\"\",'S4 Input'!$D47=\"\"),\"\",U47/'S4 Input'!$D47),\"\")","v":""},{"$f":"IFERROR(IF(OR(V47=\"\",'S4 Input'!$D47=\"\"),\"\",V47/'S4 Input'!$D47),\"\")","v":""},{"$f":"IFERROR(IF(OR(W47=\"\",'S4 Input'!$D47=\"\"),\"\",W47/'S4 Input'!$D47),\"\")","v":""}]
["","UNDERGROUND CABLES ","> 22 kv & < = 33 kv",{"$f":"IFERROR(repcalc('S4 Input'!$CV48:$GH48,'S4 Input'!$G48,'S4 Input'!$E48,'S4 Input'!$F48,20,TRUE,TRUE),\"\")","v":""},"","","","","","","","","","","","","","","","","","","",{"$f":"IFERROR(IF(OR(D48=\"\",'S4 Input'!$D48=\"\"),\"\",D48/'S4 Input'!$D48),\"\")","v":""},{"$f":"IFERROR(IF(OR(E48=\"\",'S4 Input'!$D48=\"\"),\"\",E48/'S4 Input'!$D48),\"\")","v":""},{"$f":"IFERROR(IF(OR(F48=\"\",'S4 Input'!$D48=\"\"),\"\",F48/'S4 Input'!$D48),\"\")","v":""},{"$f":"IFERROR(IF(OR(G48=\"\",'S4 Input'!$D48=\"\"),\"\",G48/'S4 Input'!$D48),\"\")","v":""},{"$f":"IFERROR(IF(OR(H48=\"\",'S4 Input'!$D48=\"\"),\"\",H48/'S4 Input'!$D48),\"\")","v":""},{"$f":"IFERROR(IF(OR(I48=\"\",'S4 Input'!$D48=\"\"),\"\",I48/'S4 Input'!$D48),\"\")","v":""},{"$f":"IFERROR(IF(OR(J48=\"\",'S4 Input'!$D48=\"\"),\"\",J48/'S4 Input'!$D48),\"\")","v":""},{"$f":"IFERROR(IF(OR(K48=\"\",'S4 Input'!$D48=\"\"),\"\",K48/'S4 Input'!$D48),\"\")","v":""},{"$f":"IFERROR(IF(OR(L48=\"\",'S4 Input'!$D48=\"\"),\"\",L48/'S4 Input'!$D48),\"\")","v":""},{"$f":"IFERROR(IF(OR(M48=\"\",'S4 Input'!$D48=\"\"),\"\",M48/'S4 Input'!$D48),\"\")","v":""},{"$f":"IFERROR(IF(OR(N48=\"\",'S4 Input'!$D48=\"\"),\"\",N48/'S4 Input'!$D48),\"\")","v":""},{"$f":"IFERROR(IF(OR(O48=\"\",'S4 Input'!$D48=\"\"),\"\",O48/'S4 Input'!$D48),\"\")","v":""},{"$f":"IFERROR(IF(OR(P48=\"\",'S4 Input'!$D48=\"\"),\"\",P48/'S4 Input'!$D48),\"\")","v":""},{"$f":"IFERROR(IF(OR(Q48=\"\",'S4 Input'!$D48=\"\"),\"\",Q48/'S4 Input'!$D48),\"\")","v":""},{"$f":"IFERROR(IF(OR(R48=\"\",'S4 Input'!$D48=\"\"),\"\",R48/'S4 Input'!$D48),\"\")","v":""},{"$f":"IFERROR(IF(OR(S48=\"\",'S4 Input'!$D48=\"\"),\"\",S48/'S4 Input'!$D48),\"\")","v":""},{"$f":"IFERROR(IF(OR(T48=\"\",'S4 Input'!$D48=\"\"),\"\",T48/'S4 Input'!$D48),\"\")","v":""},{"$f":"IFERROR(IF(OR(U48=\"\",'S4 Input'!$D48=\"\"),\"\",U48/'S4 Input'!$D48),\"\")","v":""},{"$f":"IFERROR(IF(OR(V48=\"\",'S4 Input'!$D48=\"\"),\"\",V48/'S4 Input'!$D48),\"\")","v":""},{"$f":"IFERROR(IF(OR(W48=\"\",'S4 Input'!$D48=\"\"),\"\",W48/'S4 Input'!$D48),\"\")","v":""}]
["","UNDERGROUND CABLES ","> 33 kv & < = 66 kv",{"$f":"IFERROR(repcalc('S4 Input'!$CV49:$GH49,'S4 Input'!$G49,'S4 Input'!$E49,'S4 Input'!$F49,20,TRUE,TRUE),\"\")","v":""},"","","","","","","","","","","","","","","","","","","",{"$f":"IFERROR(IF(OR(D49=\"\",'S4 Input'!$D49=\"\"),\"\",D49/'S4 Input'!$D49),\"\")","v":""},{"$f":"IFERROR(IF(OR(E49=\"\",'S4 Input'!$D49=\"\"),\"\",E49/'S4 Input'!$D49),\"\")","v":""},{"$f":"IFERROR(IF(OR(F49=\"\",'S4 Input'!$D49=\"\"),\"\",F49/'S4 Input'!$D49),\"\")","v":""},{"$f":"IFERROR(IF(OR(G49=\"\",'S4 Input'!$D49=\"\"),\"\",G49/'S4 Input'!$D49),\"\")","v":""},{"$f":"IFERROR(IF(OR(H49=\"\",'S4 Input'!$D49=\"\"),\"\",H49/'S4 Input'!$D49),\"\")","v":""},{"$f":"IFERROR(IF(OR(I49=\"\",'S4 Input'!$D49=\"\"),\"\",I49/'S4 Input'!$D49),\"\")","v":""},{"$f":"IFERROR(IF(OR(J49=\"\",'S4 Input'!$D49=\"\"),\"\",J49/'S4 Input'!$D49),\"\")","v":""},{"$f":"IFERROR(IF(OR(K49=\"\",'S4 Input'!$D49=\"\"),\"\",K49/'S4 Input'!$D49),\"\")","v":""},{"$f":"IFERROR(IF(OR(L49=\"\",'S4 Input'!$D49=\"\"),\"\",L49/'S4 Input'!$D49),\"\")","v":""},{"$f":"IFERROR(IF(OR(M49=\"\",'S4 Input'!$D49=\"\"),\"\",M49/'S4 Input'!$D49),\"\")","v":""},{"$f":"IFERROR(IF(OR(N49=\"\",'S4 Input'!$D49=\"\"),\"\",N49/'S4 Input'!$D49),\"\")","v":""},{"$f":"IFERROR(IF(OR(O49=\"\",'S4 Input'!$D49=\"\"),\"\",O49/'S4 Input'!$D49),\"\")","v":""},{"$f":"IFERROR(IF(OR(P49=\"\",'S4 Input'!$D49=\"\"),\"\",P49/'S4 Input'!$D49),\"\")","v":""},{"$f":"IFERROR(IF(OR(Q49=\"\",'S4 Input'!$D49=\"\"),\"\",Q49/'S4 Input'!$D49),\"\")","v":""},{"$f":"IFERROR(IF(OR(R49=\"\",'S4 Input'!$D49=\"\"),\"\",R49/'S4 Input'!$D49),\"\")","v":""},{"$f":"IFERROR(IF(OR(S49=\"\",'S4 Input'!$D49=\"\"),\"\",S49/'S4 Input'!$D49),\"\")","v":""},{"$f":"IFERROR(IF(OR(T49=\"\",'S4 Input'!$D49=\"\"),\"\",T49/'S4 Input'!$D49),\"\")","v":""},{"$f":"IFERROR(IF(OR(U49=\"\",'S4 Input'!$D49=\"\"),\"\",U49/'S4 Input'!$D49),\"\")","v":""},{"$f":"IFERROR(IF(OR(V49=\"\",'S4 Input'!$D49=\"\"),\"\",V49/'S4 Input'!$D49),\"\")","v":""},{"$f":"IFERROR(IF(OR(W49=\"\",'S4 Input'!$D49=\"\"),\"\",W49/'S4 Input'!$D49),\"\")","v":""}]
["","UNDERGROUND CABLES ","> 66 kv & < = 132 kv",{"$f":"IFERROR(repcalc('S4 Input'!$CV50:$GH50,'S4 Input'!$G50,'S4 Input'!$E50,'S4 Input'!$F50,20,TRUE,TRUE),\"\")","v":""},"","","","","","","","","","","","","","","","","","","",{"$f":"IFERROR(IF(OR(D50=\"\",'S4 Input'!$D50=\"\"),\"\",D50/'S4 Input'!$D50),\"\")","v":""},{"$f":"IFERROR(IF(OR(E50=\"\",'S4 Input'!$D50=\"\"),\"\",E50/'S4 Input'!$D50),\"\")","v":""},{"$f":"IFERROR(IF(OR(F50=\"\",'S4 Input'!$D50=\"\"),\"\",F50/'S4 Input'!$D50),\"\")","v":""},{"$f":"IFERROR(IF(OR(G50=\"\",'S4 Input'!$D50=\"\"),\"\",G50/'S4 Input'!$D50),\"\")","v":""},{"$f":"IFERROR(IF(OR(H50=\"\",'S4 Input'!$D50=\"\"),\"\",H50/'S4 Input'!$D50),\"\")","v":""},{"$f":"IFERROR(IF(OR(I50=\"\",'S4 Input'!$D50=\"\"),\"\",I50/'S4 Input'!$D50),\"\")","v":""},{"$f":"IFERROR(IF(OR(J50=\"\",'S4 Input'!$D50=\"\"),\"\",J50/'S4 Input'!$D50),\"\")","v":""},{"$f":"IFERROR(IF(OR(K50=\"\",'S4 Input'!$D50=\"\"),\"\",K50/'S4 Input'!$D50),\"\")","v":""},{"$f":"IFERROR(IF(OR(L50=\"\",'S4 Input'!$D50=\"\"),\"\",L50/'S4 Input'!$D50),\"\")","v":""},{"$f":"IFERROR(IF(OR(M50=\"\",'S4 Input'!$D50=\"\"),\"\",M50/'S4 Input'!$D50),\"\")","v":""},{"$f":"IFERROR(IF(OR(N50=\"\",'S4 Input'!$D50=\"\"),\"\",N50/'S4 Input'!$D50),\"\")","v":""},{"$f":"IFERROR(IF(OR(O50=\"\",'S4 Input'!$D50=\"\"),\"\",O50/'S4 Input'!$D50),\"\")","v":""},{"$f":"IFERROR(IF(OR(P50=\"\",'S4 Input'!$D50=\"\"),\"\",P50/'S4 Input'!$D50),\"\")","v":""},{"$f":"IFERROR(IF(OR(Q50=\"\",'S4 Input'!$D50=\"\"),\"\",Q50/'S4 Input'!$D50),\"\")","v":""},{"$f":"IFERROR(IF(OR(R50=\"\",'S4 Input'!$D50=\"\"),\"\",R50/'S4 Input'!$D50),\"\")","v":""},{"$f":"IFERROR(IF(OR(S50=\"\",'S4 Input'!$D50=\"\"),\"\",S50/'S4 Input'!$D50),\"\")","v":""},{"$f":"IFERROR(IF(OR(T50=\"\",'S4 Input'!$D50=\"\"),\"\",T50/'S4 Input'!$D50),\"\")","v":""},{"$f":"IFERROR(IF(OR(U50=\"\",'S4 Input'!$D50=\"\"),\"\",U50/'S4 Input'!$D50),\"\")","v":""},{"$f":"IFERROR(IF(OR(V50=\"\",'S4 Input'!$D50=\"\"),\"\",V50/'S4 Input'!$D50),\"\")","v":""},{"$f":"IFERROR(IF(OR(W50=\"\",'S4 Input'!$D50=\"\"),\"\",W50/'S4 Input'!$D50),\"\")","v":""}]
[3,"SERVICE LINES ","˂ = 11 kv ; residential ; simple type",{"$f":"IFERROR(repcalc('S4 Input'!$CV51:$GH51,'S4 Input'!$G51,'S4 Input'!$E51,'S4 Input'!$F51,20,TRUE,TRUE),\"\")","v":2550.8477103524719},2826.6204790359784,3097.471662794158,3358.0255005165932,3603.2858101777933,3828.9052883339018,4031.4065436917572,4208.3354488223458,4358.3346283637648,4481.133538953367,4577.4604382081325,4648.8893852471047,4697.6412623061287,4726.3610173649404,4737.8937107519951,4735.0797556863918,4720.5855759585847,4696.7805667251459,4665.6655696992557,4628.8527723253064,{"$f":"IFERROR(IF(OR(D51=\"\",'S4 Input'!$D51=\"\"),\"\",D51/'S4 Input'!$D51),\"\")","v":3759.0743640926248},{"$f":"IFERROR(IF(OR(E51=\"\",'S4 Input'!$D51=\"\"),\"\",E51/'S4 Input'!$D51),\"\")","v":4165.4688112663343},{"$f":"IFERROR(IF(OR(F51=\"\",'S4 Input'!$D51=\"\"),\"\",F51/'S4 Input'!$D51),\"\")","v":4564.6105307885973},{"$f":"IFERROR(IF(OR(G51=\"\",'S4 Input'!$D51=\"\"),\"\",G51/'S4 Input'!$D51),\"\")","v":4948.577495132783},{"$f":"IFERROR(IF(OR(H51=\"\",'S4 Input'!$D51=\"\"),\"\",H51/'S4 Input'!$D51),\"\")","v":5310.0070461150499},{"$f":"IFERROR(IF(OR(I51=\"\",'S4 Input'!$D51=\"\"),\"\",I51/'S4 Input'!$D51),\"\")","v":5642.4927499595142},{"$f":"IFERROR(IF(OR(J51=\"\",'S4 Input'!$D51=\"\"),\"\",J51/'S4 Input'!$D51),\"\")","v":5940.9101249454579},{"$f":"IFERROR(IF(OR(K51=\"\",'S4 Input'!$D51=\"\"),\"\",K51/'S4 Input'!$D51),\"\")","v":6201.642629220074},{"$f":"IFERROR(IF(OR(L51=\"\",'S4 Input'!$D51=\"\"),\"\",L51/'S4 Input'!$D51),\"\")","v":6422.6899571968443},{"$f":"IFERROR(IF(OR(M51=\"\",'S4 Input'!$D51=\"\"),\"\",M51/'S4 Input'!$D51),\"\")","v":6603.6534207789527},{"$f":"IFERROR(IF(OR(N51=\"\",'S4 Input'!$D51=\"\"),\"\",N51/'S4 Input'!$D51),\"\")","v":6745.6062218386005},{"$f":"IFERROR(IF(OR(O51=\"\",'S4 Input'!$D51=\"\"),\"\",O51/'S4 Input'!$D51),\"\")","v":6850.8679834790983},{"$f":"IFERROR(IF(OR(P51=\"\",'S4 Input'!$D51=\"\"),\"\",P51/'S4 Input'!$D51),\"\")","v":6922.7115241617557},{"$f":"IFERROR(IF(OR(Q51=\"\",'S4 Input'!$D51=\"\"),\"\",Q51/'S4 Input'!$D51),\"\")","v":6965.0345897632224},{"$f":"IFERROR(IF(OR(R51=\"\",'S4 Input'!$D51=\"\"),\"\",R51/'S4 Input'!$D51),\"\")","v":6982.029823106348},{"$f":"IFERROR(IF(OR(S51=\"\",'S4 Input'!$D51=\"\"),\"\",S51/'S4 Input'!$D51),\"\")","v":6977.883018769151},{"$f":"IFERROR(IF(OR(T51=\"\",'S4 Input'!$D51=\"\"),\"\",T51/'S4 Input'!$D51),\"\")","v":6956.5235706052226},{"$f":"IFERROR(IF(OR(U51=\"\",'S4 Input'!$D51=\"\"),\"\",U51/'S4 Input'!$D51),\"\")","v":6921.4431541682716},{"$f":"IFERROR(IF(OR(V51=\"\",'S4 Input'!$D51=\"\"),\"\",V51/'S4 Input'!$D51),\"\")","v":6875.590323682095},{"$f":"IFERROR(IF(OR(W51=\"\",'S4 Input'!$D51=\"\"),\"\",W51/'S4 Input'!$D51),\"\")","v":6821.3408903202626}]
["","SERVICE LINES ","˂ = 11 kv ; residential ; complex type",{"$f":"IFERROR(repcalc('S4 Input'!$CV52:$GH52,'S4 Input'!$G52,'S4 Input'!$E52,'S4 Input'!$F52,20,TRUE,TRUE),\"\")","v":""},"","","","","","","","","","","","","","","","","","","",{"$f":"IFERROR(IF(OR(D52=\"\",'S4 Input'!$D52=\"\"),\"\",D52/'S4 Input'!$D52),\"\")","v":""},{"$f":"IFERROR(IF(OR(E52=\"\",'S4 Input'!$D52=\"\"),\"\",E52/'S4 Input'!$D52),\"\")","v":""},{"$f":"IFERROR(IF(OR(F52=\"\",'S4 Input'!$D52=\"\"),\"\",F52/'S4 Input'!$D52),\"\")","v":""},{"$f":"IFERROR(IF(OR(G52=\"\",'S4 Input'!$D52=\"\"),\"\",G52/'S4 Input'!$D52),\"\")","v":""},{"$f":"IFERROR(IF(OR(H52=\"\",'S4 Input'!$D52=\"\"),\"\",H52/'S4 Input'!$D52),\"\")","v":""},{"$f":"IFERROR(IF(OR(I52=\"\",'S4 Input'!$D52=\"\"),\"\",I52/'S4 Input'!$D52),\"\")","v":""},{"$f":"IFERROR(IF(OR(J52=\"\",'S4 Input'!$D52=\"\"),\"\",J52/'S4 Input'!$D52),\"\")","v":""},{"$f":"IFERROR(IF(OR(K52=\"\",'S4 Input'!$D52=\"\"),\"\",K52/'S4 Input'!$D52),\"\")","v":""},{"$f":"IFERROR(IF(OR(L52=\"\",'S4 Input'!$D52=\"\"),\"\",L52/'S4 Input'!$D52),\"\")","v":""},{"$f":"IFERROR(IF(OR(M52=\"\",'S4 Input'!$D52=\"\"),\"\",M52/'S4 Input'!$D52),\"\")","v":""},{"$f":"IFERROR(IF(OR(N52=\"\",'S4 Input'!$D52=\"\"),\"\",N52/'S4 Input'!$D52),\"\")","v":""},{"$f":"IFERROR(IF(OR(O52=\"\",'S4 Input'!$D52=\"\"),\"\",O52/'S4 Input'!$D52),\"\")","v":""},{"$f":"IFERROR(IF(OR(P52=\"\",'S4 Input'!$D52=\"\"),\"\",P52/'S4 Input'!$D52),\"\")","v":""},{"$f":"IFERROR(IF(OR(Q52=\"\",'S4 Input'!$D52=\"\"),\"\",Q52/'S4 Input'!$D52),\"\")","v":""},{"$f":"IFERROR(IF(OR(R52=\"\",'S4 Input'!$D52=\"\"),\"\",R52/'S4 Input'!$D52),\"\")","v":""},{"$f":"IFERROR(IF(OR(S52=\"\",'S4 Input'!$D52=\"\"),\"\",S52/'S4 Input'!$D52),\"\")","v":""},{"$f":"IFERROR(IF(OR(T52=\"\",'S4 Input'!$D52=\"\"),\"\",T52/'S4 Input'!$D52),\"\")","v":""},{"$f":"IFERROR(IF(OR(U52=\"\",'S4 Input'!$D52=\"\"),\"\",U52/'S4 Input'!$D52),\"\")","v":""},{"$f":"IFERROR(IF(OR(V52=\"\",'S4 Input'!$D52=\"\"),\"\",V52/'S4 Input'!$D52),\"\")","v":""},{"$f":"IFERROR(IF(OR(W52=\"\",'S4 Input'!$D52=\"\"),\"\",W52/'S4 Input'!$D52),\"\")","v":""}]
[5,"TRANSFORMERS ","pole mounted ; < = 22 kv ; < = 60 kva ; single phase",{"$f":"IFERROR(repcalc('S4 Input'!$CV53:$GH53,'S4 Input'!$G53,'S4 Input'!$E53,'S4 Input'!$F53,20,TRUE,TRUE),\"\")","v":83.34418086616401},88.529203266474624,94.458197210940568,101.28086930905206,109.1708412736761,118.32621959691294,128.96836623211203,141.3384756341909,155.69164479891614,172.28824486925646,191.38256854659926,213.2089362283923,237.96568913253543,265.79776632862706,296.77883372400623,330.89417882899022,368.02577262075135,407.9409942199099,450.28648312870524,494.58840304156524,{"$f":"IFERROR(IF(OR(D53=\"\",'S4 Input'!$D53=\"\"),\"\",D53/'S4 Input'!$D53),\"\")","v":8.5726727958767963},{"$f":"IFERROR(IF(OR(E53=\"\",'S4 Input'!$D53=\"\"),\"\",E53/'S4 Input'!$D53),\"\")","v":9.1059973785316153},{"$f":"IFERROR(IF(OR(F53=\"\",'S4 Input'!$D53=\"\"),\"\",F53/'S4 Input'!$D53),\"\")","v":9.7158458954456037},{"$f":"IFERROR(IF(OR(G53=\"\",'S4 Input'!$D53=\"\"),\"\",G53/'S4 Input'!$D53),\"\")","v":10.417616971516175},{"$f":"IFERROR(IF(OR(H53=\"\",'S4 Input'!$D53=\"\"),\"\",H53/'S4 Input'!$D53),\"\")","v":11.229169107711238},{"$f":"IFERROR(IF(OR(I53=\"\",'S4 Input'!$D53=\"\"),\"\",I53/'S4 Input'!$D53),\"\")","v":12.170879277178344},{"$f":"IFERROR(IF(OR(J53=\"\",'S4 Input'!$D53=\"\"),\"\",J53/'S4 Input'!$D53),\"\")","v":13.26551647921414},{"$f":"IFERROR(IF(OR(K53=\"\",'S4 Input'!$D53=\"\"),\"\",K53/'S4 Input'!$D53),\"\")","v":14.537889658134821},{"$f":"IFERROR(IF(OR(L53=\"\",'S4 Input'!$D53=\"\"),\"\",L53/'S4 Input'!$D53),\"\")","v":16.014237755318071},{"$f":"IFERROR(IF(OR(M53=\"\",'S4 Input'!$D53=\"\"),\"\",M53/'S4 Input'!$D53),\"\")","v":17.721342203984083},{"$f":"IFERROR(IF(OR(N53=\"\",'S4 Input'!$D53=\"\"),\"\",N53/'S4 Input'!$D53),\"\")","v":19.68535921684883},{"$f":"IFERROR(IF(OR(O53=\"\",'S4 Input'!$D53=\"\"),\"\",O53/'S4 Input'!$D53),\"\")","v":21.93039068172072},{"$f":"IFERROR(IF(OR(P53=\"\",'S4 Input'!$D53=\"\"),\"\",P53/'S4 Input'!$D53),\"\")","v":24.476837715334234},{"$f":"IFERROR(IF(OR(Q53=\"\",'S4 Input'!$D53=\"\"),\"\",Q53/'S4 Input'!$D53),\"\")","v":27.339608559705713},{"$f":"IFERROR(IF(OR(R53=\"\",'S4 Input'!$D53=\"\"),\"\",R53/'S4 Input'!$D53),\"\")","v":30.52628039314882},{"$f":"IFERROR(IF(OR(S53=\"\",'S4 Input'!$D53=\"\"),\"\",S53/'S4 Input'!$D53),\"\")","v":34.035339908330606},{"$f":"IFERROR(IF(OR(T53=\"\",'S4 Input'!$D53=\"\"),\"\",T53/'S4 Input'!$D53),\"\")","v":37.854646795242594},{"$f":"IFERROR(IF(OR(U53=\"\",'S4 Input'!$D53=\"\"),\"\",U53/'S4 Input'!$D53),\"\")","v":41.960273976268958},{"$f":"IFERROR(IF(OR(V53=\"\",'S4 Input'!$D53=\"\"),\"\",V53/'S4 Input'!$D53),\"\")","v":46.315875255492863},{"$f":"IFERROR(IF(OR(W53=\"\",'S4 Input'!$D53=\"\"),\"\",W53/'S4 Input'!$D53),\"\")","v":50.872712453904548}]
[5,"TRANSFORMERS ","pole mounted ; < = 22 kv ; > 60 kva and < = 600 kva ; single phase",{"$f":"IFERROR(repcalc('S4 Input'!$CV54:$GH54,'S4 Input'!$G54,'S4 Input'!$E54,'S4 Input'!$F54,20,TRUE,TRUE),\"\")","v":1.2604596634115253},1.3965234210923803,1.5385907353850643,1.6880763450042275,1.8472821183924357,2.0194794096044193,2.2089423021987673,2.4209267783245951,2.6615951570028393,2.9378897506196697,3.2573642921878592,3.6279859695040027,4.0579244894934412,4.5553470140509296,5.1282384793323113,5.7842650969746989,6.5306941612273626,7.3743753178919507,8.3217773207926573,9.3790608057294058,{"$f":"IFERROR(IF(OR(D54=\"\",'S4 Input'!$D54=\"\"),\"\",D54/'S4 Input'!$D54),\"\")","v":8.9157685933275985E-2},{"$f":"IFERROR(IF(OR(E54=\"\",'S4 Input'!$D54=\"\"),\"\",E54/'S4 Input'!$D54),\"\")","v":9.8782055618678893E-2},{"$f":"IFERROR(IF(OR(F54=\"\",'S4 Input'!$D54=\"\"),\"\",F54/'S4 Input'!$D54),\"\")","v":0.10883108245925911},{"$f":"IFERROR(IF(OR(G54=\"\",'S4 Input'!$D54=\"\"),\"\",G54/'S4 Input'!$D54),\"\")","v":0.11940483695600915},{"$f":"IFERROR(IF(OR(H54=\"\",'S4 Input'!$D54=\"\"),\"\",H54/'S4 Input'!$D54),\"\")","v":0.13066614007783373},{"$f":"IFERROR(IF(OR(I54=\"\",'S4 Input'!$D54=\"\"),\"\",I54/'S4 Input'!$D54),\"\")","v":0.14284638864436514},{"$f":"IFERROR(IF(OR(J54=\"\",'S4 Input'!$D54=\"\"),\"\",J54/'S4 Input'!$D54),\"\")","v":0.15624790680815728},{"$f":"IFERROR(IF(OR(K54=\"\",'S4 Input'!$D54=\"\"),\"\",K54/'S4 Input'!$D54),\"\")","v":0.17124247259537356},{"$f":"IFERROR(IF(OR(L54=\"\",'S4 Input'!$D54=\"\"),\"\",L54/'S4 Input'!$D54),\"\")","v":0.18826597310326726},{"$f":"IFERROR(IF(OR(M54=\"\",'S4 Input'!$D54=\"\"),\"\",M54/'S4 Input'!$D54),\"\")","v":0.20780946768529804},{"$f":"IFERROR(IF(OR(N54=\"\",'S4 Input'!$D54=\"\"),\"\",N54/'S4 Input'!$D54),\"\")","v":0.23040726408262266},{"$f":"IFERROR(IF(OR(O54=\"\",'S4 Input'!$D54=\"\"),\"\",O54/'S4 Input'!$D54),\"\")","v":0.25662291545601235},{"$f":"IFERROR(IF(OR(P54=\"\",'S4 Input'!$D54=\"\"),\"\",P54/'S4 Input'!$D54),\"\")","v":0.28703430000765018},{"$f":"IFERROR(IF(OR(Q54=\"\",'S4 Input'!$D54=\"\"),\"\",Q54/'S4 Input'!$D54),\"\")","v":0.32221911591885505},{"$f":"IFERROR(IF(OR(R54=\"\",'S4 Input'!$D54=\"\"),\"\",R54/'S4 Input'!$D54),\"\")","v":0.36274217176751766},{"$f":"IFERROR(IF(OR(S54=\"\",'S4 Input'!$D54=\"\"),\"\",S54/'S4 Input'!$D54),\"\")","v":0.40914573138744426},{"$f":"IFERROR(IF(OR(T54=\"\",'S4 Input'!$D54=\"\"),\"\",T54/'S4 Input'!$D54),\"\")","v":0.46194384148482415},{"$f":"IFERROR(IF(OR(U54=\"\",'S4 Input'!$D54=\"\"),\"\",U54/'S4 Input'!$D54),\"\")","v":0.52162100671051181},{"$f":"IFERROR(IF(OR(V54=\"\",'S4 Input'!$D54=\"\"),\"\",V54/'S4 Input'!$D54),\"\")","v":0.58863478960187277},{"$f":"IFERROR(IF(OR(W54=\"\",'S4 Input'!$D54=\"\"),\"\",W54/'S4 Input'!$D54),\"\")","v":0.66342095819476155}]
["","TRANSFORMERS ","pole mounted ; < = 22 kv ; > 600 kva ; single phase",{"$f":"IFERROR(repcalc('S4 Input'!$CV55:$GH55,'S4 Input'!$G55,'S4 Input'!$E55,'S4 Input'!$F55,20,TRUE,TRUE),\"\")","v":""},"","","","","","","","","","","","","","","","","","","",{"$f":"IFERROR(IF(OR(D55=\"\",'S4 Input'!$D55=\"\"),\"\",D55/'S4 Input'!$D55),\"\")","v":""},{"$f":"IFERROR(IF(OR(E55=\"\",'S4 Input'!$D55=\"\"),\"\",E55/'S4 Input'!$D55),\"\")","v":""},{"$f":"IFERROR(IF(OR(F55=\"\",'S4 Input'!$D55=\"\"),\"\",F55/'S4 Input'!$D55),\"\")","v":""},{"$f":"IFERROR(IF(OR(G55=\"\",'S4 Input'!$D55=\"\"),\"\",G55/'S4 Input'!$D55),\"\")","v":""},{"$f":"IFERROR(IF(OR(H55=\"\",'S4 Input'!$D55=\"\"),\"\",H55/'S4 Input'!$D55),\"\")","v":""},{"$f":"IFERROR(IF(OR(I55=\"\",'S4 Input'!$D55=\"\"),\"\",I55/'S4 Input'!$D55),\"\")","v":""},{"$f":"IFERROR(IF(OR(J55=\"\",'S4 Input'!$D55=\"\"),\"\",J55/'S4 Input'!$D55),\"\")","v":""},{"$f":"IFERROR(IF(OR(K55=\"\",'S4 Input'!$D55=\"\"),\"\",K55/'S4 Input'!$D55),\"\")","v":""},{"$f":"IFERROR(IF(OR(L55=\"\",'S4 Input'!$D55=\"\"),\"\",L55/'S4 Input'!$D55),\"\")","v":""},{"$f":"IFERROR(IF(OR(M55=\"\",'S4 Input'!$D55=\"\"),\"\",M55/'S4 Input'!$D55),\"\")","v":""},{"$f":"IFERROR(IF(OR(N55=\"\",'S4 Input'!$D55=\"\"),\"\",N55/'S4 Input'!$D55),\"\")","v":""},{"$f":"IFERROR(IF(OR(O55=\"\",'S4 Input'!$D55=\"\"),\"\",O55/'S4 Input'!$D55),\"\")","v":""},{"$f":"IFERROR(IF(OR(P55=\"\",'S4 Input'!$D55=\"\"),\"\",P55/'S4 Input'!$D55),\"\")","v":""},{"$f":"IFERROR(IF(OR(Q55=\"\",'S4 Input'!$D55=\"\"),\"\",Q55/'S4 Input'!$D55),\"\")","v":""},{"$f":"IFERROR(IF(OR(R55=\"\",'S4 Input'!$D55=\"\"),\"\",R55/'S4 Input'!$D55),\"\")","v":""},{"$f":"IFERROR(IF(OR(S55=\"\",'S4 Input'!$D55=\"\"),\"\",S55/'S4 Input'!$D55),\"\")","v":""},{"$f":"IFERROR(IF(OR(T55=\"\",'S4 Input'!$D55=\"\"),\"\",T55/'S4 Input'!$D55),\"\")","v":""},{"$f":"IFERROR(IF(OR(U55=\"\",'S4 Input'!$D55=\"\"),\"\",U55/'S4 Input'!$D55),\"\")","v":""},{"$f":"IFERROR(IF(OR(V55=\"\",'S4 Input'!$D55=\"\"),\"\",V55/'S4 Input'!$D55),\"\")","v":""},{"$f":"IFERROR(IF(OR(W55=\"\",'S4 Input'!$D55=\"\"),\"\",W55/'S4 Input'!$D55),\"\")","v":""}]
[5,"TRANSFORMERS ","pole mounted ; < = 22 kv ; < = 60 kva ; multiple phase",{"$f":"IFERROR(repcalc('S4 Input'!$CV56:$GH56,'S4 Input'!$G56,'S4 Input'!$E56,'S4 Input'!$F56,20,TRUE,TRUE),\"\")","v":55.108524178721311},61.731691925068468,68.792810793549933,76.293775054919337,84.238757911883056,92.635497645834363,101.49682907820674,110.84250891916375,120.70134281344529,131.11355415846052,142.13324479470523,153.83069583493938,166.29415845194325,179.63070766063211,193.96569563353873,209.4403607138228,226.20723400015834,244.42313879495975,264.23979124368543,285.79226541091862,{"$f":"IFERROR(IF(OR(D56=\"\",'S4 Input'!$D56=\"\"),\"\",D56/'S4 Input'!$D56),\"\")","v":3.6788587376134418},{"$f":"IFERROR(IF(OR(E56=\"\",'S4 Input'!$D56=\"\"),\"\",E56/'S4 Input'!$D56),\"\")","v":4.1209990216702037},{"$f":"IFERROR(IF(OR(F56=\"\",'S4 Input'!$D56=\"\"),\"\",F56/'S4 Input'!$D56),\"\")","v":4.5923754418115807},{"$f":"IFERROR(IF(OR(G56=\"\",'S4 Input'!$D56=\"\"),\"\",G56/'S4 Input'!$D56),\"\")","v":5.0931144531480532},{"$f":"IFERROR(IF(OR(H56=\"\",'S4 Input'!$D56=\"\"),\"\",H56/'S4 Input'!$D56),\"\")","v":5.6234946445815917},{"$f":"IFERROR(IF(OR(I56=\"\",'S4 Input'!$D56=\"\"),\"\",I56/'S4 Input'!$D56),\"\")","v":6.1840325976128261},{"$f":"IFERROR(IF(OR(J56=\"\",'S4 Input'!$D56=\"\"),\"\",J56/'S4 Input'!$D56),\"\")","v":6.7755851215227159},{"$f":"IFERROR(IF(OR(K56=\"\",'S4 Input'!$D56=\"\"),\"\",K56/'S4 Input'!$D56),\"\")","v":7.3994711074790942},{"$f":"IFERROR(IF(OR(L56=\"\",'S4 Input'!$D56=\"\"),\"\",L56/'S4 Input'!$D56),\"\")","v":8.0576135229252621},{"$f":"IFERROR(IF(OR(M56=\"\",'S4 Input'!$D56=\"\"),\"\",M56/'S4 Input'!$D56),\"\")","v":8.7526975458662637},{"$f":"IFERROR(IF(OR(N56=\"\",'S4 Input'!$D56=\"\"),\"\",N56/'S4 Input'!$D56),\"\")","v":9.4883348322409073},{"$f":"IFERROR(IF(OR(O56=\"\",'S4 Input'!$D56=\"\"),\"\",O56/'S4 Input'!$D56),\"\")","v":10.269217111497932},{"$f":"IFERROR(IF(OR(P56=\"\",'S4 Input'!$D56=\"\"),\"\",P56/'S4 Input'!$D56),\"\")","v":11.1012357335315},{"$f":"IFERROR(IF(OR(Q56=\"\",'S4 Input'!$D56=\"\"),\"\",Q56/'S4 Input'!$D56),\"\")","v":11.991538664288283},{"$f":"IFERROR(IF(OR(R56=\"\",'S4 Input'!$D56=\"\"),\"\",R56/'S4 Input'!$D56),\"\")","v":12.94849399095758},{"$f":"IFERROR(IF(OR(S56=\"\",'S4 Input'!$D56=\"\"),\"\",S56/'S4 Input'!$D56),\"\")","v":13.981530307764379},{"$f":"IFERROR(IF(OR(T56=\"\",'S4 Input'!$D56=\"\"),\"\",T56/'S4 Input'!$D56),\"\")","v":15.100830075107996},{"$f":"IFERROR(IF(OR(U56=\"\",'S4 Input'!$D56=\"\"),\"\",U56/'S4 Input'!$D56),\"\")","v":16.316862286396379},{"$f":"IFERROR(IF(OR(V56=\"\",'S4 Input'!$D56=\"\"),\"\",V56/'S4 Input'!$D56),\"\")","v":17.63975499850774},{"$f":"IFERROR(IF(OR(W56=\"\",'S4 Input'!$D56=\"\"),\"\",W56/'S4 Input'!$D56),\"\")","v":19.078525299272371}]
[5,"TRANSFORMERS ","pole mounted ; < = 22 kv ; > 60 kva and < = 600 kva ; multiple phase",{"$f":"IFERROR(repcalc('S4 Input'!$CV57:$GH57,'S4 Input'!$G57,'S4 Input'!$E57,'S4 Input'!$F57,20,TRUE,TRUE),\"\")","v":480.40485374518556},556.37388158594263,639.71252155397008,730.4053245883332,828.38682584755088,933.57265535695205,1045.8955712791517,1165.3422258961648,1291.9855222412907,1426.007002970382,1567.7039956137851,1717.4773051515856,1875.7970767833024,2043.1469119251137,2219.9491586094982,2406.477173652182,2602.7628797282209,2808.5097322894708,3023.0219481444406,3245.1603240185568,{"$f":"IFERROR(IF(OR(D57=\"\",'S4 Input'!$D57=\"\"),\"\",D57/'S4 Input'!$D57),\"\")","v":20.442744327210772},{"$f":"IFERROR(IF(OR(E57=\"\",'S4 Input'!$D57=\"\"),\"\",E57/'S4 Input'!$D57),\"\")","v":23.675466479845593},{"$f":"IFERROR(IF(OR(F57=\"\",'S4 Input'!$D57=\"\"),\"\",F57/'S4 Input'!$D57),\"\")","v":27.221788912190352},{"$f":"IFERROR(IF(OR(G57=\"\",'S4 Input'!$D57=\"\"),\"\",G57/'S4 Input'!$D57),\"\")","v":31.081054217892209},{"$f":"IFERROR(IF(OR(H57=\"\",'S4 Input'!$D57=\"\"),\"\",H57/'S4 Input'!$D57),\"\")","v":35.250476661115265},{"$f":"IFERROR(IF(OR(I57=\"\",'S4 Input'!$D57=\"\"),\"\",I57/'S4 Input'!$D57),\"\")","v":39.726466032877148},{"$f":"IFERROR(IF(OR(J57=\"\",'S4 Input'!$D57=\"\"),\"\",J57/'S4 Input'!$D57),\"\")","v":44.506160980551954},{"$f":"IFERROR(IF(OR(K57=\"\",'S4 Input'!$D57=\"\"),\"\",K57/'S4 Input'!$D57),\"\")","v":49.588993516568394},{"$f":"IFERROR(IF(OR(L57=\"\",'S4 Input'!$D57=\"\"),\"\",L57/'S4 Input'!$D57),\"\")","v":54.978065895324605},{"$f":"IFERROR(IF(OR(M57=\"\",'S4 Input'!$D57=\"\"),\"\",M57/'S4 Input'!$D57),\"\")","v":60.681103330396468},{"$f":"IFERROR(IF(OR(N57=\"\",'S4 Input'!$D57=\"\"),\"\",N57/'S4 Input'!$D57),\"\")","v":66.710758047582559},{"$f":"IFERROR(IF(OR(O57=\"\",'S4 Input'!$D57=\"\"),\"\",O57/'S4 Input'!$D57),\"\")","v":73.084085565096515},{"$f":"IFERROR(IF(OR(P57=\"\",'S4 Input'!$D57=\"\"),\"\",P57/'S4 Input'!$D57),\"\")","v":79.821092046563635},{"$f":"IFERROR(IF(OR(Q57=\"\",'S4 Input'!$D57=\"\"),\"\",Q57/'S4 Input'!$D57),\"\")","v":86.942356260141963},{"$f":"IFERROR(IF(OR(R57=\"\",'S4 Input'!$D57=\"\"),\"\",R57/'S4 Input'!$D57),\"\")","v":94.465850448987979},{"$f":"IFERROR(IF(OR(S57=\"\",'S4 Input'!$D57=\"\"),\"\",S57/'S4 Input'!$D57),\"\")","v":102.4032068092596},{"$f":"IFERROR(IF(OR(T57=\"\",'S4 Input'!$D57=\"\"),\"\",T57/'S4 Input'!$D57),\"\")","v":110.75578375163759},{"$f":"IFERROR(IF(OR(U57=\"\",'S4 Input'!$D57=\"\"),\"\",U57/'S4 Input'!$D57),\"\")","v":119.51096236868983},{"$f":"IFERROR(IF(OR(V57=\"\",'S4 Input'!$D57=\"\"),\"\",V57/'S4 Input'!$D57),\"\")","v":128.63913488734758},{"$f":"IFERROR(IF(OR(W57=\"\",'S4 Input'!$D57=\"\"),\"\",W57/'S4 Input'!$D57),\"\")","v":138.09182460905694}]
["","TRANSFORMERS ","pole mounted ; < = 22 kv ; > 600 kva ; multiple phase",{"$f":"IFERROR(repcalc('S4 Input'!$CV58:$GH58,'S4 Input'!$G58,'S4 Input'!$E58,'S4 Input'!$F58,20,TRUE,TRUE),\"\")","v":""},"","","","","","","","","","","","","","","","","","","",{"$f":"IFERROR(IF(OR(D58=\"\",'S4 Input'!$D58=\"\"),\"\",D58/'S4 Input'!$D58),\"\")","v":""},{"$f":"IFERROR(IF(OR(E58=\"\",'S4 Input'!$D58=\"\"),\"\",E58/'S4 Input'!$D58),\"\")","v":""},{"$f":"IFERROR(IF(OR(F58=\"\",'S4 Input'!$D58=\"\"),\"\",F58/'S4 Input'!$D58),\"\")","v":""},{"$f":"IFERROR(IF(OR(G58=\"\",'S4 Input'!$D58=\"\"),\"\",G58/'S4 Input'!$D58),\"\")","v":""},{"$f":"IFERROR(IF(OR(H58=\"\",'S4 Input'!$D58=\"\"),\"\",H58/'S4 Input'!$D58),\"\")","v":""},{"$f":"IFERROR(IF(OR(I58=\"\",'S4 Input'!$D58=\"\"),\"\",I58/'S4 Input'!$D58),\"\")","v":""},{"$f":"IFERROR(IF(OR(J58=\"\",'S4 Input'!$D58=\"\"),\"\",J58/'S4 Input'!$D58),\"\")","v":""},{"$f":"IFERROR(IF(OR(K58=\"\",'S4 Input'!$D58=\"\"),\"\",K58/'S4 Input'!$D58),\"\")","v":""},{"$f":"IFERROR(IF(OR(L58=\"\",'S4 Input'!$D58=\"\"),\"\",L58/'S4 Input'!$D58),\"\")","v":""},{"$f":"IFERROR(IF(OR(M58=\"\",'S4 Input'!$D58=\"\"),\"\",M58/'S4 Input'!$D58),\"\")","v":""},{"$f":"IFERROR(IF(OR(N58=\"\",'S4 Input'!$D58=\"\"),\"\",N58/'S4 Input'!$D58),\"\")","v":""},{"$f":"IFERROR(IF(OR(O58=\"\",'S4 Input'!$D58=\"\"),\"\",O58/'S4 Input'!$D58),\"\")","v":""},{"$f":"IFERROR(IF(OR(P58=\"\",'S4 Input'!$D58=\"\"),\"\",P58/'S4 Input'!$D58),\"\")","v":""},{"$f":"IFERROR(IF(OR(Q58=\"\",'S4 Input'!$D58=\"\"),\"\",Q58/'S4 Input'!$D58),\"\")","v":""},{"$f":"IFERROR(IF(OR(R58=\"\",'S4 Input'!$D58=\"\"),\"\",R58/'S4 Input'!$D58),\"\")","v":""},{"$f":"IFERROR(IF(OR(S58=\"\",'S4 Input'!$D58=\"\"),\"\",S58/'S4 Input'!$D58),\"\")","v":""},{"$f":"IFERROR(IF(OR(T58=\"\",'S4 Input'!$D58=\"\"),\"\",T58/'S4 Input'!$D58),\"\")","v":""},{"$f":"IFERROR(IF(OR(U58=\"\",'S4 Input'!$D58=\"\"),\"\",U58/'S4 Input'!$D58),\"\")","v":""},{"$f":"IFERROR(IF(OR(V58=\"\",'S4 Input'!$D58=\"\"),\"\",V58/'S4 Input'!$D58),\"\")","v":""},{"$f":"IFERROR(IF(OR(W58=\"\",'S4 Input'!$D58=\"\"),\"\",W58/'S4 Input'!$D58),\"\")","v":""}]
["","TRANSFORMERS ","kiosk mounted ; < = 22 kv ; < = 60 kva ; single phase",{"$f":"IFERROR(repcalc('S4 Input'!$CV59:$GH59,'S4 Input'!$G59,'S4 Input'!$E59,'S4 Input'!$F59,20,TRUE,TRUE),\"\")","v":""},"","","","","","","","","","","","","","","","","","","",{"$f":"IFERROR(IF(OR(D59=\"\",'S4 Input'!$D59=\"\"),\"\",D59/'S4 Input'!$D59),\"\")","v":""},{"$f":"IFERROR(IF(OR(E59=\"\",'S4 Input'!$D59=\"\"),\"\",E59/'S4 Input'!$D59),\"\")","v":""},{"$f":"IFERROR(IF(OR(F59=\"\",'S4 Input'!$D59=\"\"),\"\",F59/'S4 Input'!$D59),\"\")","v":""},{"$f":"IFERROR(IF(OR(G59=\"\",'S4 Input'!$D59=\"\"),\"\",G59/'S4 Input'!$D59),\"\")","v":""},{"$f":"IFERROR(IF(OR(H59=\"\",'S4 Input'!$D59=\"\"),\"\",H59/'S4 Input'!$D59),\"\")","v":""},{"$f":"IFERROR(IF(OR(I59=\"\",'S4 Input'!$D59=\"\"),\"\",I59/'S4 Input'!$D59),\"\")","v":""},{"$f":"IFERROR(IF(OR(J59=\"\",'S4 Input'!$D59=\"\"),\"\",J59/'S4 Input'!$D59),\"\")","v":""},{"$f":"IFERROR(IF(OR(K59=\"\",'S4 Input'!$D59=\"\"),\"\",K59/'S4 Input'!$D59),\"\")","v":""},{"$f":"IFERROR(IF(OR(L59=\"\",'S4 Input'!$D59=\"\"),\"\",L59/'S4 Input'!$D59),\"\")","v":""},{"$f":"IFERROR(IF(OR(M59=\"\",'S4 Input'!$D59=\"\"),\"\",M59/'S4 Input'!$D59),\"\")","v":""},{"$f":"IFERROR(IF(OR(N59=\"\",'S4 Input'!$D59=\"\"),\"\",N59/'S4 Input'!$D59),\"\")","v":""},{"$f":"IFERROR(IF(OR(O59=\"\",'S4 Input'!$D59=\"\"),\"\",O59/'S4 Input'!$D59),\"\")","v":""},{"$f":"IFERROR(IF(OR(P59=\"\",'S4 Input'!$D59=\"\"),\"\",P59/'S4 Input'!$D59),\"\")","v":""},{"$f":"IFERROR(IF(OR(Q59=\"\",'S4 Input'!$D59=\"\"),\"\",Q59/'S4 Input'!$D59),\"\")","v":""},{"$f":"IFERROR(IF(OR(R59=\"\",'S4 Input'!$D59=\"\"),\"\",R59/'S4 Input'!$D59),\"\")","v":""},{"$f":"IFERROR(IF(OR(S59=\"\",'S4 Input'!$D59=\"\"),\"\",S59/'S4 Input'!$D59),\"\")","v":""},{"$f":"IFERROR(IF(OR(T59=\"\",'S4 Input'!$D59=\"\"),\"\",T59/'S4 Input'!$D59),\"\")","v":""},{"$f":"IFERROR(IF(OR(U59=\"\",'S4 Input'!$D59=\"\"),\"\",U59/'S4 Input'!$D59),\"\")","v":""},{"$f":"IFERROR(IF(OR(V59=\"\",'S4 Input'!$D59=\"\"),\"\",V59/'S4 Input'!$D59),\"\")","v":""},{"$f":"IFERROR(IF(OR(W59=\"\",'S4 Input'!$D59=\"\"),\"\",W59/'S4 Input'!$D59),\"\")","v":""}]
[5,"TRANSFORMERS ","kiosk mounted ; < = 22 kv ; < = 60 kva ; multiple phase",{"$f":"IFERROR(repcalc('S4 Input'!$CV60:$GH60,'S4 Input'!$G60,'S4 Input'!$E60,'S4 Input'!$F60,20,TRUE,TRUE),\"\")","v":4.40228817832966E-9},1.0332416334834562E-8,2.3785628412320868E-8,5.370524313104121E-8,1.18934565184466E-7,2.583383350256306E-7,5.5037539204666818E-7,1.1500548742670517E-6,2.3570431890901331E-6,4.7381189358219254E-6,9.3418703153508227E-6,1.8065549891270889E-5,3.4265575402671492E-5,6.3746211794146886E-5,1.1631621407824224E-4,2.0816881731045649E-4,3.6541018354209796E-4,6.2912245635168894E-4,1.0623785951579729E-3,1.759596272616419E-3,{"$f":"IFERROR(IF(OR(D60=\"\",'S4 Input'!$D60=\"\"),\"\",D60/'S4 Input'!$D60),\"\")","v":2.4911408952442998E-10},{"$f":"IFERROR(IF(OR(E60=\"\",'S4 Input'!$D60=\"\"),\"\",E60/'S4 Input'!$D60),\"\")","v":5.8468468750182594E-10},{"$f":"IFERROR(IF(OR(F60=\"\",'S4 Input'!$D60=\"\"),\"\",F60/'S4 Input'!$D60),\"\")","v":1.345967125657355E-9},{"$f":"IFERROR(IF(OR(G60=\"\",'S4 Input'!$D60=\"\"),\"\",G60/'S4 Input'!$D60),\"\")","v":3.0390406541612889E-9},{"$f":"IFERROR(IF(OR(H60=\"\",'S4 Input'!$D60=\"\"),\"\",H60/'S4 Input'!$D60),\"\")","v":6.7301990961786459E-9},{"$f":"IFERROR(IF(OR(I60=\"\",'S4 Input'!$D60=\"\"),\"\",I60/'S4 Input'!$D60),\"\")","v":1.4618697484630668E-8},{"$f":"IFERROR(IF(OR(J60=\"\",'S4 Input'!$D60=\"\"),\"\",J60/'S4 Input'!$D60),\"\")","v":3.1144318393617415E-8},{"$f":"IFERROR(IF(OR(K60=\"\",'S4 Input'!$D60=\"\"),\"\",K60/'S4 Input'!$D60),\"\")","v":6.5078627591088966E-8},{"$f":"IFERROR(IF(OR(L60=\"\",'S4 Input'!$D60=\"\"),\"\",L60/'S4 Input'!$D60),\"\")","v":1.3337897117010991E-7},{"$f":"IFERROR(IF(OR(M60=\"\",'S4 Input'!$D60=\"\"),\"\",M60/'S4 Input'!$D60),\"\")","v":2.6811788255161161E-7},{"$f":"IFERROR(IF(OR(N60=\"\",'S4 Input'!$D60=\"\"),\"\",N60/'S4 Input'!$D60),\"\")","v":5.2863225299960148E-7},{"$f":"IFERROR(IF(OR(O60=\"\",'S4 Input'!$D60=\"\"),\"\",O60/'S4 Input'!$D60),\"\")","v":1.0222826926858913E-6},{"$f":"IFERROR(IF(OR(P60=\"\",'S4 Input'!$D60=\"\"),\"\",P60/'S4 Input'!$D60),\"\")","v":1.9390001909656904E-6},{"$f":"IFERROR(IF(OR(Q60=\"\",'S4 Input'!$D60=\"\"),\"\",Q60/'S4 Input'!$D60),\"\")","v":3.6072330725417632E-6},{"$f":"IFERROR(IF(OR(R60=\"\",'S4 Input'!$D60=\"\"),\"\",R60/'S4 Input'!$D60),\"\")","v":6.5820333865613114E-6},{"$f":"IFERROR(IF(OR(S60=\"\",'S4 Input'!$D60=\"\"),\"\",S60/'S4 Input'!$D60),\"\")","v":1.1779734376986634E-5},{"$f":"IFERROR(IF(OR(T60=\"\",'S4 Input'!$D60=\"\"),\"\",T60/'S4 Input'!$D60),\"\")","v":2.0677616159736099E-5},{"$f":"IFERROR(IF(OR(U60=\"\",'S4 Input'!$D60=\"\"),\"\",U60/'S4 Input'!$D60),\"\")","v":3.5600410869260433E-5},{"$f":"IFERROR(IF(OR(V60=\"\",'S4 Input'!$D60=\"\"),\"\",V60/'S4 Input'!$D60),\"\")","v":6.0117253969375004E-5},{"$f":"IFERROR(IF(OR(W60=\"\",'S4 Input'!$D60=\"\"),\"\",W60/'S4 Input'!$D60),\"\")","v":9.9570997087641209E-5}]
[5,"TRANSFORMERS ","kiosk mounted ; < = 22 kv ; > 60 kva and < = 600 kva ; multiple phase",{"$f":"IFERROR(repcalc('S4 Input'!$CV61:$GH61,'S4 Input'!$G61,'S4 Input'!$E61,'S4 Input'!$F61,20,TRUE,TRUE),\"\")","v":619.75345386849062},742.66942420689463,884.42950943845574,1045.9322062753884,1227.5422635125892,1428.9773508436674,1649.2236771438977,1886.4946115932933,2138.2447042742142,2401.2480218463188,2671.7445178538492,2945.651628315803,3218.8310567977765,3487.3936090335883,3748.018850979679,3998.2621368337755,4236.8198434409087,4463.7248300617748,4680.4482552301324,4889.8906235800305,{"$f":"IFERROR(IF(OR(D61=\"\",'S4 Input'!$D61=\"\"),\"\",D61/'S4 Input'!$D61),\"\")","v":15.182575233229876},{"$f":"IFERROR(IF(OR(E61=\"\",'S4 Input'!$D61=\"\"),\"\",E61/'S4 Input'!$D61),\"\")","v":18.193741940538406},{"$f":"IFERROR(IF(OR(F61=\"\",'S4 Input'!$D61=\"\"),\"\",F61/'S4 Input'!$D61),\"\")","v":21.666547369314543},{"$f":"IFERROR(IF(OR(G61=\"\",'S4 Input'!$D61=\"\"),\"\",G61/'S4 Input'!$D61),\"\")","v":25.623002681972721},{"$f":"IFERROR(IF(OR(H61=\"\",'S4 Input'!$D61=\"\"),\"\",H61/'S4 Input'!$D61),\"\")","v":30.072043409223074},{"$f":"IFERROR(IF(OR(I61=\"\",'S4 Input'!$D61=\"\"),\"\",I61/'S4 Input'!$D61),\"\")","v":35.006753089219927},{"$f":"IFERROR(IF(OR(J61=\"\",'S4 Input'!$D61=\"\"),\"\",J61/'S4 Input'!$D61),\"\")","v":40.402296103983517},{"$f":"IFERROR(IF(OR(K61=\"\",'S4 Input'!$D61=\"\"),\"\",K61/'S4 Input'!$D61),\"\")","v":46.214903989346126},{"$f":"IFERROR(IF(OR(L61=\"\",'S4 Input'!$D61=\"\"),\"\",L61/'S4 Input'!$D61),\"\")","v":52.382218908274737},{"$f":"IFERROR(IF(OR(M61=\"\",'S4 Input'!$D61=\"\"),\"\",M61/'S4 Input'!$D61),\"\")","v":58.825212699923441},{"$f":"IFERROR(IF(OR(N61=\"\",'S4 Input'!$D61=\"\"),\"\",N61/'S4 Input'!$D61),\"\")","v":65.451772625204384},{"$f":"IFERROR(IF(OR(O61=\"\",'S4 Input'!$D61=\"\"),\"\",O61/'S4 Input'!$D61),\"\")","v":72.161884986091152},{"$f":"IFERROR(IF(OR(P61=\"\",'S4 Input'!$D61=\"\"),\"\",P61/'S4 Input'!$D61),\"\")","v":78.85417076394242},{"$f":"IFERROR(IF(OR(Q61=\"\",'S4 Input'!$D61=\"\"),\"\",Q61/'S4 Input'!$D61),\"\")","v":85.433353386801457},{"$f":"IFERROR(IF(OR(R61=\"\",'S4 Input'!$D61=\"\"),\"\",R61/'S4 Input'!$D61),\"\")","v":91.818089637686327},{"$f":"IFERROR(IF(OR(S61=\"\",'S4 Input'!$D61=\"\"),\"\",S61/'S4 Input'!$D61),\"\")","v":97.948491155217326},{"$f":"IFERROR(IF(OR(T61=\"\",'S4 Input'!$D61=\"\"),\"\",T61/'S4 Input'!$D61),\"\")","v":103.79262208409172},{"$f":"IFERROR(IF(OR(U61=\"\",'S4 Input'!$D61=\"\"),\"\",U61/'S4 Input'!$D61),\"\")","v":109.35128740279656},{"$f":"IFERROR(IF(OR(V61=\"\",'S4 Input'!$D61=\"\"),\"\",V61/'S4 Input'!$D61),\"\")","v":114.66052720917942},{"$f":"IFERROR(IF(OR(W61=\"\",'S4 Input'!$D61=\"\"),\"\",W61/'S4 Input'!$D61),\"\")","v":119.79139738771485}]
[5,"TRANSFORMERS ","kiosk mounted ; < = 22 kv ; > 600 kva ; multiple phase",{"$f":"IFERROR(repcalc('S4 Input'!$CV62:$GH62,'S4 Input'!$G62,'S4 Input'!$E62,'S4 Input'!$F62,20,TRUE,TRUE),\"\")","v":636.02736193138844},696.26512350246639,765.97925776643149,846.17033125203852,937.75367678739167,1041.5446336434763,1158.2543658424404,1288.4948853353703,1432.7892214350777,1591.5806027574602,1765.2335881804836,1954.0205989874089,2158.0892619769174,2377.4090718736188,2611.6995978811779,2860.3461708358423,3122.3121043641572,3396.0585755666416,3679.484060462165,3969.8946133324866,{"$f":"IFERROR(IF(OR(D62=\"\",'S4 Input'!$D62=\"\"),\"\",D62/'S4 Input'!$D62),\"\")","v":10.765397565811369},{"$f":"IFERROR(IF(OR(E62=\"\",'S4 Input'!$D62=\"\"),\"\",E62/'S4 Input'!$D62),\"\")","v":11.784981770204707},{"$f":"IFERROR(IF(OR(F62=\"\",'S4 Input'!$D62=\"\"),\"\",F62/'S4 Input'!$D62),\"\")","v":12.964963035521555},{"$f":"IFERROR(IF(OR(G62=\"\",'S4 Input'!$D62=\"\"),\"\",G62/'S4 Input'!$D62),\"\")","v":14.32227694836998},{"$f":"IFERROR(IF(OR(H62=\"\",'S4 Input'!$D62=\"\"),\"\",H62/'S4 Input'!$D62),\"\")","v":15.872416429950192},{"$f":"IFERROR(IF(OR(I62=\"\",'S4 Input'!$D62=\"\"),\"\",I62/'S4 Input'!$D62),\"\")","v":17.629181910760217},{"$f":"IFERROR(IF(OR(J62=\"\",'S4 Input'!$D62=\"\"),\"\",J62/'S4 Input'!$D62),\"\")","v":19.604610551292133},{"$f":"IFERROR(IF(OR(K62=\"\",'S4 Input'!$D62=\"\"),\"\",K62/'S4 Input'!$D62),\"\")","v":21.809061264326782},{"$f":"IFERROR(IF(OR(L62=\"\",'S4 Input'!$D62=\"\"),\"\",L62/'S4 Input'!$D62),\"\")","v":24.251386842728124},{"$f":"IFERROR(IF(OR(M62=\"\",'S4 Input'!$D62=\"\"),\"\",M62/'S4 Input'!$D62),\"\")","v":26.939089372960161},{"$f":"IFERROR(IF(OR(N62=\"\",'S4 Input'!$D62=\"\"),\"\",N62/'S4 Input'!$D62),\"\")","v":29.878339377695902},{"$f":"IFERROR(IF(OR(O62=\"\",'S4 Input'!$D62=\"\"),\"\",O62/'S4 Input'!$D62),\"\")","v":33.073747858906685},{"$f":"IFERROR(IF(OR(P62=\"\",'S4 Input'!$D62=\"\"),\"\",P62/'S4 Input'!$D62),\"\")","v":36.52781354742438},{"$f":"IFERROR(IF(OR(Q62=\"\",'S4 Input'!$D62=\"\"),\"\",Q62/'S4 Input'!$D62),\"\")","v":40.240020111032663},{"$f":"IFERROR(IF(OR(R62=\"\",'S4 Input'!$D62=\"\"),\"\",R62/'S4 Input'!$D62),\"\")","v":44.205620978761573},{"$f":"IFERROR(IF(OR(S62=\"\",'S4 Input'!$D62=\"\"),\"\",S62/'S4 Input'!$D62),\"\")","v":48.414212261855205},{"$f":"IFERROR(IF(OR(T62=\"\",'S4 Input'!$D62=\"\"),\"\",T62/'S4 Input'!$D62),\"\")","v":52.848247009302831},{"$f":"IFERROR(IF(OR(U62=\"\",'S4 Input'!$D62=\"\"),\"\",U62/'S4 Input'!$D62),\"\")","v":57.481679108487562},{"$f":"IFERROR(IF(OR(V62=\"\",'S4 Input'!$D62=\"\"),\"\",V62/'S4 Input'!$D62),\"\")","v":62.278938169666631},{"$f":"IFERROR(IF(OR(W62=\"\",'S4 Input'!$D62=\"\"),\"\",W62/'S4 Input'!$D62),\"\")","v":67.194426474230099}]
["","TRANSFORMERS ","ground outdoor / indoor chamber mounted ; ˂ 22 kv ; < = 60 kva ; single phase",{"$f":"IFERROR(repcalc('S4 Input'!$CV63:$GH63,'S4 Input'!$G63,'S4 Input'!$E63,'S4 Input'!$F63,20,TRUE,TRUE),\"\")","v":""},"","","","","","","","","","","","","","","","","","","",{"$f":"IFERROR(IF(OR(D63=\"\",'S4 Input'!$D63=\"\"),\"\",D63/'S4 Input'!$D63),\"\")","v":""},{"$f":"IFERROR(IF(OR(E63=\"\",'S4 Input'!$D63=\"\"),\"\",E63/'S4 Input'!$D63),\"\")","v":""},{"$f":"IFERROR(IF(OR(F63=\"\",'S4 Input'!$D63=\"\"),\"\",F63/'S4 Input'!$D63),\"\")","v":""},{"$f":"IFERROR(IF(OR(G63=\"\",'S4 Input'!$D63=\"\"),\"\",G63/'S4 Input'!$D63),\"\")","v":""},{"$f":"IFERROR(IF(OR(H63=\"\",'S4 Input'!$D63=\"\"),\"\",H63/'S4 Input'!$D63),\"\")","v":""},{"$f":"IFERROR(IF(OR(I63=\"\",'S4 Input'!$D63=\"\"),\"\",I63/'S4 Input'!$D63),\"\")","v":""},{"$f":"IFERROR(IF(OR(J63=\"\",'S4 Input'!$D63=\"\"),\"\",J63/'S4 Input'!$D63),\"\")","v":""},{"$f":"IFERROR(IF(OR(K63=\"\",'S4 Input'!$D63=\"\"),\"\",K63/'S4 Input'!$D63),\"\")","v":""},{"$f":"IFERROR(IF(OR(L63=\"\",'S4 Input'!$D63=\"\"),\"\",L63/'S4 Input'!$D63),\"\")","v":""},{"$f":"IFERROR(IF(OR(M63=\"\",'S4 Input'!$D63=\"\"),\"\",M63/'S4 Input'!$D63),\"\")","v":""},{"$f":"IFERROR(IF(OR(N63=\"\",'S4 Input'!$D63=\"\"),\"\",N63/'S4 Input'!$D63),\"\")","v":""},{"$f":"IFERROR(IF(OR(O63=\"\",'S4 Input'!$D63=\"\"),\"\",O63/'S4 Input'!$D63),\"\")","v":""},{"$f":"IFERROR(IF(OR(P63=\"\",'S4 Input'!$D63=\"\"),\"\",P63/'S4 Input'!$D63),\"\")","v":""},{"$f":"IFERROR(IF(OR(Q63=\"\",'S4 Input'!$D63=\"\"),\"\",Q63/'S4 Input'!$D63),\"\")","v":""},{"$f":"IFERROR(IF(OR(R63=\"\",'S4 Input'!$D63=\"\"),\"\",R63/'S4 Input'!$D63),\"\")","v":""},{"$f":"IFERROR(IF(OR(S63=\"\",'S4 Input'!$D63=\"\"),\"\",S63/'S4 Input'!$D63),\"\")","v":""},{"$f":"IFERROR(IF(OR(T63=\"\",'S4 Input'!$D63=\"\"),\"\",T63/'S4 Input'!$D63),\"\")","v":""},{"$f":"IFERROR(IF(OR(U63=\"\",'S4 Input'!$D63=\"\"),\"\",U63/'S4 Input'!$D63),\"\")","v":""},{"$f":"IFERROR(IF(OR(V63=\"\",'S4 Input'!$D63=\"\"),\"\",V63/'S4 Input'!$D63),\"\")","v":""},{"$f":"IFERROR(IF(OR(W63=\"\",'S4 Input'!$D63=\"\"),\"\",W63/'S4 Input'!$D63),\"\")","v":""}]
["","TRANSFORMERS ","ground outdoor / indoor chamber mounted ; ˂ 22 kv ; < = 60 kva ; multiple phase",{"$f":"IFERROR(repcalc('S4 Input'!$CV64:$GH64,'S4 Input'!$G64,'S4 Input'!$E64,'S4 Input'!$F64,20,TRUE,TRUE),\"\")","v":6.5609826906171822},3.4081878671006334,1.7227172906705175,0.84730610299139075,0.40551096726044406,0.18884331587916373,8.5573977586112543E-2,3.7735115750595551E-2,1.6196902971327105E-2,6.7766485673104778E-3,2.7839177259150242E-3,1.164152835478867E-3,5.7514442597634663E-4,4.6312575243016179E-4,6.3817398020460663E-4,1.0918409544035698E-3,1.9302261811219132E-3,3.3621891149642311E-3,5.7143777026219082E-3,9.4586969377444246E-3,{"$f":"IFERROR(IF(OR(D64=\"\",'S4 Input'!$D64=\"\"),\"\",D64/'S4 Input'!$D64),\"\")","v":0.49389037035363798},{"$f":"IFERROR(IF(OR(E64=\"\",'S4 Input'!$D64=\"\"),\"\",E64/'S4 Input'!$D64),\"\")","v":0.25655778216338571},{"$f":"IFERROR(IF(OR(F64=\"\",'S4 Input'!$D64=\"\"),\"\",F64/'S4 Input'!$D64),\"\")","v":0.12968079948155464},{"$f":"IFERROR(IF(OR(G64=\"\",'S4 Input'!$D64=\"\"),\"\",G64/'S4 Input'!$D64),\"\")","v":6.3782568060692477E-2},{"$f":"IFERROR(IF(OR(H64=\"\",'S4 Input'!$D64=\"\"),\"\",H64/'S4 Input'!$D64),\"\")","v":3.0525604356362479E-2},{"$f":"IFERROR(IF(OR(I64=\"\",'S4 Input'!$D64=\"\"),\"\",I64/'S4 Input'!$D64),\"\")","v":1.4215537460836623E-2},{"$f":"IFERROR(IF(OR(J64=\"\",'S4 Input'!$D64=\"\"),\"\",J64/'S4 Input'!$D64),\"\")","v":6.4417428723109937E-3},{"$f":"IFERROR(IF(OR(K64=\"\",'S4 Input'!$D64=\"\"),\"\",K64/'S4 Input'!$D64),\"\")","v":2.8405821463378801E-3},{"$f":"IFERROR(IF(OR(L64=\"\",'S4 Input'!$D64=\"\"),\"\",L64/'S4 Input'!$D64),\"\")","v":1.2192524785243995E-3},{"$f":"IFERROR(IF(OR(M64=\"\",'S4 Input'!$D64=\"\"),\"\",M64/'S4 Input'!$D64),\"\")","v":5.1012502676646778E-4},{"$f":"IFERROR(IF(OR(N64=\"\",'S4 Input'!$D64=\"\"),\"\",N64/'S4 Input'!$D64),\"\")","v":2.0956466759964722E-4},{"$f":"IFERROR(IF(OR(O64=\"\",'S4 Input'!$D64=\"\"),\"\",O64/'S4 Input'!$D64),\"\")","v":8.7633804595331027E-5},{"$f":"IFERROR(IF(OR(P64=\"\",'S4 Input'!$D64=\"\"),\"\",P64/'S4 Input'!$D64),\"\")","v":4.3295083518284273E-5},{"$f":"IFERROR(IF(OR(Q64=\"\",'S4 Input'!$D64=\"\"),\"\",Q64/'S4 Input'!$D64),\"\")","v":3.4862666184922256E-5},{"$f":"IFERROR(IF(OR(R64=\"\",'S4 Input'!$D64=\"\"),\"\",R64/'S4 Input'!$D64),\"\")","v":4.8039752320038371E-5},{"$f":"IFERROR(IF(OR(S64=\"\",'S4 Input'!$D64=\"\"),\"\",S64/'S4 Input'!$D64),\"\")","v":8.2190391099312926E-5},{"$f":"IFERROR(IF(OR(T64=\"\",'S4 Input'!$D64=\"\"),\"\",T64/'S4 Input'!$D64),\"\")","v":1.4530142334073321E-4},{"$f":"IFERROR(IF(OR(U64=\"\",'S4 Input'!$D64=\"\"),\"\",U64/'S4 Input'!$D64),\"\")","v":2.5309513917227673E-4},{"$f":"IFERROR(IF(OR(V64=\"\",'S4 Input'!$D64=\"\"),\"\",V64/'S4 Input'!$D64),\"\")","v":4.3016058004917825E-4},{"$f":"IFERROR(IF(OR(W64=\"\",'S4 Input'!$D64=\"\"),\"\",W64/'S4 Input'!$D64),\"\")","v":7.1202128612931433E-4}]
["","TRANSFORMERS ","ground outdoor / indoor chamber mounted ; ˂ 22 kv ; > 60 kva and < = 600 kva ; multiple phase",{"$f":"IFERROR(repcalc('S4 Input'!$CV65:$GH65,'S4 Input'!$G65,'S4 Input'!$E65,'S4 Input'!$F65,20,TRUE,TRUE),\"\")","v":25.610597939681519},26.976096110835876,28.281302769083169,29.533244316223733,30.743046292637128,31.925287001360061,33.097137717507429,34.277309652893358,35.484836111979298,36.737731359083732,38.051585030249406,39.438170078423532,40.904159363844691,42.45005646649998,44.069445742958742,45.748652070078613,47.466871383525188,49.196791103675409,50.905669701573906,52.556794014219825,{"$f":"IFERROR(IF(OR(D65=\"\",'S4 Input'!$D65=\"\"),\"\",D65/'S4 Input'!$D65),\"\")","v":0.62740244134198242},{"$f":"IFERROR(IF(OR(E65=\"\",'S4 Input'!$D65=\"\"),\"\",E65/'S4 Input'!$D65),\"\")","v":0.66085409632668868},{"$f":"IFERROR(IF(OR(F65=\"\",'S4 Input'!$D65=\"\"),\"\",F65/'S4 Input'!$D65),\"\")","v":0.69282874392253258},{"$f":"IFERROR(IF(OR(G65=\"\",'S4 Input'!$D65=\"\"),\"\",G65/'S4 Input'!$D65),\"\")","v":0.72349851527825815},{"$f":"IFERROR(IF(OR(H65=\"\",'S4 Input'!$D65=\"\"),\"\",H65/'S4 Input'!$D65),\"\")","v":0.75313596128126858},{"$f":"IFERROR(IF(OR(I65=\"\",'S4 Input'!$D65=\"\"),\"\",I65/'S4 Input'!$D65),\"\")","v":0.78209821779138999},{"$f":"IFERROR(IF(OR(J65=\"\",'S4 Input'!$D65=\"\"),\"\",J65/'S4 Input'!$D65),\"\")","v":0.81080594269226169},{"$f":"IFERROR(IF(OR(K65=\"\",'S4 Input'!$D65=\"\"),\"\",K65/'S4 Input'!$D65),\"\")","v":0.83971751887678991},{"$f":"IFERROR(IF(OR(L65=\"\",'S4 Input'!$D65=\"\"),\"\",L65/'S4 Input'!$D65),\"\")","v":0.86929921978825953},{"$f":"IFERROR(IF(OR(M65=\"\",'S4 Input'!$D65=\"\"),\"\",M65/'S4 Input'!$D65),\"\")","v":0.89999235466275374},{"$f":"IFERROR(IF(OR(N65=\"\",'S4 Input'!$D65=\"\"),\"\",N65/'S4 Input'!$D65),\"\")","v":0.93217883475966168},{"$f":"IFERROR(IF(OR(O65=\"\",'S4 Input'!$D65=\"\"),\"\",O65/'S4 Input'!$D65),\"\")","v":0.96614707112812326},{"$f":"IFERROR(IF(OR(P65=\"\",'S4 Input'!$D65=\"\"),\"\",P65/'S4 Input'!$D65),\"\")","v":1.0020605339383502},{"$f":"IFERROR(IF(OR(Q65=\"\",'S4 Input'!$D65=\"\"),\"\",Q65/'S4 Input'!$D65),\"\")","v":1.0399315597751442},{"$f":"IFERROR(IF(OR(R65=\"\",'S4 Input'!$D65=\"\"),\"\",R65/'S4 Input'!$D65),\"\")","v":1.0796029797055251},{"$f":"IFERROR(IF(OR(S65=\"\",'S4 Input'!$D65=\"\"),\"\",S65/'S4 Input'!$D65),\"\")","v":1.1207397837595821},{"$f":"IFERROR(IF(OR(T65=\"\",'S4 Input'!$D65=\"\"),\"\",T65/'S4 Input'!$D65),\"\")","v":1.1628323188326124},{"$f":"IFERROR(IF(OR(U65=\"\",'S4 Input'!$D65=\"\"),\"\",U65/'S4 Input'!$D65),\"\")","v":1.2052114877338671},{"$f":"IFERROR(IF(OR(V65=\"\",'S4 Input'!$D65=\"\"),\"\",V65/'S4 Input'!$D65),\"\")","v":1.2470751961409778},{"$f":"IFERROR(IF(OR(W65=\"\",'S4 Input'!$D65=\"\"),\"\",W65/'S4 Input'!$D65),\"\")","v":1.2875240535691788}]
["","TRANSFORMERS ","ground outdoor / indoor chamber mounted ; ˂ 22 kv ; > 600 kva ; multiple phase",{"$f":"IFERROR(repcalc('S4 Input'!$CV66:$GH66,'S4 Input'!$G66,'S4 Input'!$E66,'S4 Input'!$F66,20,TRUE,TRUE),\"\")","v":43.873358072502342},44.303072681573141,45.243494779713707,46.761938802240188,48.912644370736544,51.73424880160389,55.246751048648761,59.448153985369565,64.311107967972006,69.77997337392145,75.768763457536153,82.160418393544873,88.807798833023313,95.536677978586795,102.15086254449157,108.43939440976109,114.18558822701047,119.17746091228727,123.21892550768757,126.14097570611182,{"$f":"IFERROR(IF(OR(D66=\"\",'S4 Input'!$D66=\"\"),\"\",D66/'S4 Input'!$D66),\"\")","v":0.74260035097143862},{"$f":"IFERROR(IF(OR(E66=\"\",'S4 Input'!$D66=\"\"),\"\",E66/'S4 Input'!$D66),\"\")","v":0.74987369938908643},{"$f":"IFERROR(IF(OR(F66=\"\",'S4 Input'!$D66=\"\"),\"\",F66/'S4 Input'!$D66),\"\")","v":0.76579128151230613},{"$f":"IFERROR(IF(OR(G66=\"\",'S4 Input'!$D66=\"\"),\"\",G66/'S4 Input'!$D66),\"\")","v":0.79149246130791817},{"$f":"IFERROR(IF(OR(H66=\"\",'S4 Input'!$D66=\"\"),\"\",H66/'S4 Input'!$D66),\"\")","v":0.82789529847762666},{"$f":"IFERROR(IF(OR(I66=\"\",'S4 Input'!$D66=\"\"),\"\",I66/'S4 Input'!$D66),\"\")","v":0.87565376814393436},{"$f":"IFERROR(IF(OR(J66=\"\",'S4 Input'!$D66=\"\"),\"\",J66/'S4 Input'!$D66),\"\")","v":0.93510637254984819},{"$f":"IFERROR(IF(OR(K66=\"\",'S4 Input'!$D66=\"\"),\"\",K66/'S4 Input'!$D66),\"\")","v":1.0062193083371076},{"$f":"IFERROR(IF(OR(L66=\"\",'S4 Input'!$D66=\"\"),\"\",L66/'S4 Input'!$D66),\"\")","v":1.0885296555020281},{"$f":"IFERROR(IF(OR(M66=\"\",'S4 Input'!$D66=\"\"),\"\",M66/'S4 Input'!$D66),\"\")","v":1.1810956579302525},{"$f":"IFERROR(IF(OR(N66=\"\",'S4 Input'!$D66=\"\"),\"\",N66/'S4 Input'!$D66),\"\")","v":1.2824619041755767},{"$f":"IFERROR(IF(OR(O66=\"\",'S4 Input'!$D66=\"\"),\"\",O66/'S4 Input'!$D66),\"\")","v":1.3906470399229869},{"$f":"IFERROR(IF(OR(P66=\"\",'S4 Input'!$D66=\"\"),\"\",P66/'S4 Input'!$D66),\"\")","v":1.5031605849140011},{"$f":"IFERROR(IF(OR(Q66=\"\",'S4 Input'!$D66=\"\"),\"\",Q66/'S4 Input'!$D66),\"\")","v":1.6170535768040297},{"$f":"IFERROR(IF(OR(R66=\"\",'S4 Input'!$D66=\"\"),\"\",R66/'S4 Input'!$D66),\"\")","v":1.7290052485204734},{"$f":"IFERROR(IF(OR(S66=\"\",'S4 Input'!$D66=\"\"),\"\",S66/'S4 Input'!$D66),\"\")","v":1.8354449234258474},{"$f":"IFERROR(IF(OR(T66=\"\",'S4 Input'!$D66=\"\"),\"\",T66/'S4 Input'!$D66),\"\")","v":1.932704985862548},{"$f":"IFERROR(IF(OR(U66=\"\",'S4 Input'!$D66=\"\"),\"\",U66/'S4 Input'!$D66),\"\")","v":2.0171974106722788},{"$f":"IFERROR(IF(OR(V66=\"\",'S4 Input'!$D66=\"\"),\"\",V66/'S4 Input'!$D66),\"\")","v":2.085603230487195},{"$f":"IFERROR(IF(OR(W66=\"\",'S4 Input'!$D66=\"\"),\"\",W66/'S4 Input'!$D66),\"\")","v":2.1350618449684515}]
["","TRANSFORMERS ","ground outdoor / indoor chamber mounted ; > = 22 kv & < = 33 kv ; < = 15 mva",{"$f":"IFERROR(repcalc('S4 Input'!$CV67:$GH67,'S4 Input'!$G67,'S4 Input'!$E67,'S4 Input'!$F67,20,TRUE,TRUE),\"\")","v":""},"","","","","","","","","","","","","","","","","","","",{"$f":"IFERROR(IF(OR(D67=\"\",'S4 Input'!$D67=\"\"),\"\",D67/'S4 Input'!$D67),\"\")","v":""},{"$f":"IFERROR(IF(OR(E67=\"\",'S4 Input'!$D67=\"\"),\"\",E67/'S4 Input'!$D67),\"\")","v":""},{"$f":"IFERROR(IF(OR(F67=\"\",'S4 Input'!$D67=\"\"),\"\",F67/'S4 Input'!$D67),\"\")","v":""},{"$f":"IFERROR(IF(OR(G67=\"\",'S4 Input'!$D67=\"\"),\"\",G67/'S4 Input'!$D67),\"\")","v":""},{"$f":"IFERROR(IF(OR(H67=\"\",'S4 Input'!$D67=\"\"),\"\",H67/'S4 Input'!$D67),\"\")","v":""},{"$f":"IFERROR(IF(OR(I67=\"\",'S4 Input'!$D67=\"\"),\"\",I67/'S4 Input'!$D67),\"\")","v":""},{"$f":"IFERROR(IF(OR(J67=\"\",'S4 Input'!$D67=\"\"),\"\",J67/'S4 Input'!$D67),\"\")","v":""},{"$f":"IFERROR(IF(OR(K67=\"\",'S4 Input'!$D67=\"\"),\"\",K67/'S4 Input'!$D67),\"\")","v":""},{"$f":"IFERROR(IF(OR(L67=\"\",'S4 Input'!$D67=\"\"),\"\",L67/'S4 Input'!$D67),\"\")","v":""},{"$f":"IFERROR(IF(OR(M67=\"\",'S4 Input'!$D67=\"\"),\"\",M67/'S4 Input'!$D67),\"\")","v":""},{"$f":"IFERROR(IF(OR(N67=\"\",'S4 Input'!$D67=\"\"),\"\",N67/'S4 Input'!$D67),\"\")","v":""},{"$f":"IFERROR(IF(OR(O67=\"\",'S4 Input'!$D67=\"\"),\"\",O67/'S4 Input'!$D67),\"\")","v":""},{"$f":"IFERROR(IF(OR(P67=\"\",'S4 Input'!$D67=\"\"),\"\",P67/'S4 Input'!$D67),\"\")","v":""},{"$f":"IFERROR(IF(OR(Q67=\"\",'S4 Input'!$D67=\"\"),\"\",Q67/'S4 Input'!$D67),\"\")","v":""},{"$f":"IFERROR(IF(OR(R67=\"\",'S4 Input'!$D67=\"\"),\"\",R67/'S4 Input'!$D67),\"\")","v":""},{"$f":"IFERROR(IF(OR(S67=\"\",'S4 Input'!$D67=\"\"),\"\",S67/'S4 Input'!$D67),\"\")","v":""},{"$f":"IFERROR(IF(OR(T67=\"\",'S4 Input'!$D67=\"\"),\"\",T67/'S4 Input'!$D67),\"\")","v":""},{"$f":"IFERROR(IF(OR(U67=\"\",'S4 Input'!$D67=\"\"),\"\",U67/'S4 Input'!$D67),\"\")","v":""},{"$f":"IFERROR(IF(OR(V67=\"\",'S4 Input'!$D67=\"\"),\"\",V67/'S4 Input'!$D67),\"\")","v":""},{"$f":"IFERROR(IF(OR(W67=\"\",'S4 Input'!$D67=\"\"),\"\",W67/'S4 Input'!$D67),\"\")","v":""}]
["","TRANSFORMERS ","ground outdoor / indoor chamber mounted ; > = 22 kv & < = 33 kv ; > 15 mva and < = 40 mva",{"$f":"IFERROR(repcalc('S4 Input'!$CV68:$GH68,'S4 Input'!$G68,'S4 Input'!$E68,'S4 Input'!$F68,20,TRUE,TRUE),\"\")","v":""},"","","","","","","","","","","","","","","","","","","",{"$f":"IFERROR(IF(OR(D68=\"\",'S4 Input'!$D68=\"\"),\"\",D68/'S4 Input'!$D68),\"\")","v":""},{"$f":"IFERROR(IF(OR(E68=\"\",'S4 Input'!$D68=\"\"),\"\",E68/'S4 Input'!$D68),\"\")","v":""},{"$f":"IFERROR(IF(OR(F68=\"\",'S4 Input'!$D68=\"\"),\"\",F68/'S4 Input'!$D68),\"\")","v":""},{"$f":"IFERROR(IF(OR(G68=\"\",'S4 Input'!$D68=\"\"),\"\",G68/'S4 Input'!$D68),\"\")","v":""},{"$f":"IFERROR(IF(OR(H68=\"\",'S4 Input'!$D68=\"\"),\"\",H68/'S4 Input'!$D68),\"\")","v":""},{"$f":"IFERROR(IF(OR(I68=\"\",'S4 Input'!$D68=\"\"),\"\",I68/'S4 Input'!$D68),\"\")","v":""},{"$f":"IFERROR(IF(OR(J68=\"\",'S4 Input'!$D68=\"\"),\"\",J68/'S4 Input'!$D68),\"\")","v":""},{"$f":"IFERROR(IF(OR(K68=\"\",'S4 Input'!$D68=\"\"),\"\",K68/'S4 Input'!$D68),\"\")","v":""},{"$f":"IFERROR(IF(OR(L68=\"\",'S4 Input'!$D68=\"\"),\"\",L68/'S4 Input'!$D68),\"\")","v":""},{"$f":"IFERROR(IF(OR(M68=\"\",'S4 Input'!$D68=\"\"),\"\",M68/'S4 Input'!$D68),\"\")","v":""},{"$f":"IFERROR(IF(OR(N68=\"\",'S4 Input'!$D68=\"\"),\"\",N68/'S4 Input'!$D68),\"\")","v":""},{"$f":"IFERROR(IF(OR(O68=\"\",'S4 Input'!$D68=\"\"),\"\",O68/'S4 Input'!$D68),\"\")","v":""},{"$f":"IFERROR(IF(OR(P68=\"\",'S4 Input'!$D68=\"\"),\"\",P68/'S4 Input'!$D68),\"\")","v":""},{"$f":"IFERROR(IF(OR(Q68=\"\",'S4 Input'!$D68=\"\"),\"\",Q68/'S4 Input'!$D68),\"\")","v":""},{"$f":"IFERROR(IF(OR(R68=\"\",'S4 Input'!$D68=\"\"),\"\",R68/'S4 Input'!$D68),\"\")","v":""},{"$f":"IFERROR(IF(OR(S68=\"\",'S4 Input'!$D68=\"\"),\"\",S68/'S4 Input'!$D68),\"\")","v":""},{"$f":"IFERROR(IF(OR(T68=\"\",'S4 Input'!$D68=\"\"),\"\",T68/'S4 Input'!$D68),\"\")","v":""},{"$f":"IFERROR(IF(OR(U68=\"\",'S4 Input'!$D68=\"\"),\"\",U68/'S4 Input'!$D68),\"\")","v":""},{"$f":"IFERROR(IF(OR(V68=\"\",'S4 Input'!$D68=\"\"),\"\",V68/'S4 Input'!$D68),\"\")","v":""},{"$f":"IFERROR(IF(OR(W68=\"\",'S4 Input'!$D68=\"\"),\"\",W68/'S4 Input'!$D68),\"\")","v":""}]
["","TRANSFORMERS ","ground outdoor / indoor chamber mounted ; > 33 kv & < = 66 kv ; < = 15 mva",{"$f":"IFERROR(repcalc('S4 Input'!$CV69:$GH69,'S4 Input'!$G69,'S4 Input'!$E69,'S4 Input'!$F69,20,TRUE,TRUE),\"\")","v":""},"","","","","","","","","","","","","","","","","","","",{"$f":"IFERROR(IF(OR(D69=\"\",'S4 Input'!$D69=\"\"),\"\",D69/'S4 Input'!$D69),\"\")","v":""},{"$f":"IFERROR(IF(OR(E69=\"\",'S4 Input'!$D69=\"\"),\"\",E69/'S4 Input'!$D69),\"\")","v":""},{"$f":"IFERROR(IF(OR(F69=\"\",'S4 Input'!$D69=\"\"),\"\",F69/'S4 Input'!$D69),\"\")","v":""},{"$f":"IFERROR(IF(OR(G69=\"\",'S4 Input'!$D69=\"\"),\"\",G69/'S4 Input'!$D69),\"\")","v":""},{"$f":"IFERROR(IF(OR(H69=\"\",'S4 Input'!$D69=\"\"),\"\",H69/'S4 Input'!$D69),\"\")","v":""},{"$f":"IFERROR(IF(OR(I69=\"\",'S4 Input'!$D69=\"\"),\"\",I69/'S4 Input'!$D69),\"\")","v":""},{"$f":"IFERROR(IF(OR(J69=\"\",'S4 Input'!$D69=\"\"),\"\",J69/'S4 Input'!$D69),\"\")","v":""},{"$f":"IFERROR(IF(OR(K69=\"\",'S4 Input'!$D69=\"\"),\"\",K69/'S4 Input'!$D69),\"\")","v":""},{"$f":"IFERROR(IF(OR(L69=\"\",'S4 Input'!$D69=\"\"),\"\",L69/'S4 Input'!$D69),\"\")","v":""},{"$f":"IFERROR(IF(OR(M69=\"\",'S4 Input'!$D69=\"\"),\"\",M69/'S4 Input'!$D69),\"\")","v":""},{"$f":"IFERROR(IF(OR(N69=\"\",'S4 Input'!$D69=\"\"),\"\",N69/'S4 Input'!$D69),\"\")","v":""},{"$f":"IFERROR(IF(OR(O69=\"\",'S4 Input'!$D69=\"\"),\"\",O69/'S4 Input'!$D69),\"\")","v":""},{"$f":"IFERROR(IF(OR(P69=\"\",'S4 Input'!$D69=\"\"),\"\",P69/'S4 Input'!$D69),\"\")","v":""},{"$f":"IFERROR(IF(OR(Q69=\"\",'S4 Input'!$D69=\"\"),\"\",Q69/'S4 Input'!$D69),\"\")","v":""},{"$f":"IFERROR(IF(OR(R69=\"\",'S4 Input'!$D69=\"\"),\"\",R69/'S4 Input'!$D69),\"\")","v":""},{"$f":"IFERROR(IF(OR(S69=\"\",'S4 Input'!$D69=\"\"),\"\",S69/'S4 Input'!$D69),\"\")","v":""},{"$f":"IFERROR(IF(OR(T69=\"\",'S4 Input'!$D69=\"\"),\"\",T69/'S4 Input'!$D69),\"\")","v":""},{"$f":"IFERROR(IF(OR(U69=\"\",'S4 Input'!$D69=\"\"),\"\",U69/'S4 Input'!$D69),\"\")","v":""},{"$f":"IFERROR(IF(OR(V69=\"\",'S4 Input'!$D69=\"\"),\"\",V69/'S4 Input'!$D69),\"\")","v":""},{"$f":"IFERROR(IF(OR(W69=\"\",'S4 Input'!$D69=\"\"),\"\",W69/'S4 Input'!$D69),\"\")","v":""}]
["","TRANSFORMERS ","ground outdoor / indoor chamber mounted ; > 33 kv & < = 66 kv ; > 15 mva and < = 40 mva",{"$f":"IFERROR(repcalc('S4 Input'!$CV70:$GH70,'S4 Input'!$G70,'S4 Input'!$E70,'S4 Input'!$F70,20,TRUE,TRUE),\"\")","v":""},"","","","","","","","","","","","","","","","","","","",{"$f":"IFERROR(IF(OR(D70=\"\",'S4 Input'!$D70=\"\"),\"\",D70/'S4 Input'!$D70),\"\")","v":""},{"$f":"IFERROR(IF(OR(E70=\"\",'S4 Input'!$D70=\"\"),\"\",E70/'S4 Input'!$D70),\"\")","v":""},{"$f":"IFERROR(IF(OR(F70=\"\",'S4 Input'!$D70=\"\"),\"\",F70/'S4 Input'!$D70),\"\")","v":""},{"$f":"IFERROR(IF(OR(G70=\"\",'S4 Input'!$D70=\"\"),\"\",G70/'S4 Input'!$D70),\"\")","v":""},{"$f":"IFERROR(IF(OR(H70=\"\",'S4 Input'!$D70=\"\"),\"\",H70/'S4 Input'!$D70),\"\")","v":""},{"$f":"IFERROR(IF(OR(I70=\"\",'S4 Input'!$D70=\"\"),\"\",I70/'S4 Input'!$D70),\"\")","v":""},{"$f":"IFERROR(IF(OR(J70=\"\",'S4 Input'!$D70=\"\"),\"\",J70/'S4 Input'!$D70),\"\")","v":""},{"$f":"IFERROR(IF(OR(K70=\"\",'S4 Input'!$D70=\"\"),\"\",K70/'S4 Input'!$D70),\"\")","v":""},{"$f":"IFERROR(IF(OR(L70=\"\",'S4 Input'!$D70=\"\"),\"\",L70/'S4 Input'!$D70),\"\")","v":""},{"$f":"IFERROR(IF(OR(M70=\"\",'S4 Input'!$D70=\"\"),\"\",M70/'S4 Input'!$D70),\"\")","v":""},{"$f":"IFERROR(IF(OR(N70=\"\",'S4 Input'!$D70=\"\"),\"\",N70/'S4 Input'!$D70),\"\")","v":""},{"$f":"IFERROR(IF(OR(O70=\"\",'S4 Input'!$D70=\"\"),\"\",O70/'S4 Input'!$D70),\"\")","v":""},{"$f":"IFERROR(IF(OR(P70=\"\",'S4 Input'!$D70=\"\"),\"\",P70/'S4 Input'!$D70),\"\")","v":""},{"$f":"IFERROR(IF(OR(Q70=\"\",'S4 Input'!$D70=\"\"),\"\",Q70/'S4 Input'!$D70),\"\")","v":""},{"$f":"IFERROR(IF(OR(R70=\"\",'S4 Input'!$D70=\"\"),\"\",R70/'S4 Input'!$D70),\"\")","v":""},{"$f":"IFERROR(IF(OR(S70=\"\",'S4 Input'!$D70=\"\"),\"\",S70/'S4 Input'!$D70),\"\")","v":""},{"$f":"IFERROR(IF(OR(T70=\"\",'S4 Input'!$D70=\"\"),\"\",T70/'S4 Input'!$D70),\"\")","v":""},{"$f":"IFERROR(IF(OR(U70=\"\",'S4 Input'!$D70=\"\"),\"\",U70/'S4 Input'!$D70),\"\")","v":""},{"$f":"IFERROR(IF(OR(V70=\"\",'S4 Input'!$D70=\"\"),\"\",V70/'S4 Input'!$D70),\"\")","v":""},{"$f":"IFERROR(IF(OR(W70=\"\",'S4 Input'!$D70=\"\"),\"\",W70/'S4 Input'!$D70),\"\")","v":""}]
["","TRANSFORMERS ","ground outdoor / indoor chamber mounted ; > 66 kv & < = 132 kv ; < = 100 mva",{"$f":"IFERROR(repcalc('S4 Input'!$CV71:$GH71,'S4 Input'!$G71,'S4 Input'!$E71,'S4 Input'!$F71,20,TRUE,TRUE),\"\")","v":""},"","","","","","","","","","","","","","","","","","","",{"$f":"IFERROR(IF(OR(D71=\"\",'S4 Input'!$D71=\"\"),\"\",D71/'S4 Input'!$D71),\"\")","v":""},{"$f":"IFERROR(IF(OR(E71=\"\",'S4 Input'!$D71=\"\"),\"\",E71/'S4 Input'!$D71),\"\")","v":""},{"$f":"IFERROR(IF(OR(F71=\"\",'S4 Input'!$D71=\"\"),\"\",F71/'S4 Input'!$D71),\"\")","v":""},{"$f":"IFERROR(IF(OR(G71=\"\",'S4 Input'!$D71=\"\"),\"\",G71/'S4 Input'!$D71),\"\")","v":""},{"$f":"IFERROR(IF(OR(H71=\"\",'S4 Input'!$D71=\"\"),\"\",H71/'S4 Input'!$D71),\"\")","v":""},{"$f":"IFERROR(IF(OR(I71=\"\",'S4 Input'!$D71=\"\"),\"\",I71/'S4 Input'!$D71),\"\")","v":""},{"$f":"IFERROR(IF(OR(J71=\"\",'S4 Input'!$D71=\"\"),\"\",J71/'S4 Input'!$D71),\"\")","v":""},{"$f":"IFERROR(IF(OR(K71=\"\",'S4 Input'!$D71=\"\"),\"\",K71/'S4 Input'!$D71),\"\")","v":""},{"$f":"IFERROR(IF(OR(L71=\"\",'S4 Input'!$D71=\"\"),\"\",L71/'S4 Input'!$D71),\"\")","v":""},{"$f":"IFERROR(IF(OR(M71=\"\",'S4 Input'!$D71=\"\"),\"\",M71/'S4 Input'!$D71),\"\")","v":""},{"$f":"IFERROR(IF(OR(N71=\"\",'S4 Input'!$D71=\"\"),\"\",N71/'S4 Input'!$D71),\"\")","v":""},{"$f":"IFERROR(IF(OR(O71=\"\",'S4 Input'!$D71=\"\"),\"\",O71/'S4 Input'!$D71),\"\")","v":""},{"$f":"IFERROR(IF(OR(P71=\"\",'S4 Input'!$D71=\"\"),\"\",P71/'S4 Input'!$D71),\"\")","v":""},{"$f":"IFERROR(IF(OR(Q71=\"\",'S4 Input'!$D71=\"\"),\"\",Q71/'S4 Input'!$D71),\"\")","v":""},{"$f":"IFERROR(IF(OR(R71=\"\",'S4 Input'!$D71=\"\"),\"\",R71/'S4 Input'!$D71),\"\")","v":""},{"$f":"IFERROR(IF(OR(S71=\"\",'S4 Input'!$D71=\"\"),\"\",S71/'S4 Input'!$D71),\"\")","v":""},{"$f":"IFERROR(IF(OR(T71=\"\",'S4 Input'!$D71=\"\"),\"\",T71/'S4 Input'!$D71),\"\")","v":""},{"$f":"IFERROR(IF(OR(U71=\"\",'S4 Input'!$D71=\"\"),\"\",U71/'S4 Input'!$D71),\"\")","v":""},{"$f":"IFERROR(IF(OR(V71=\"\",'S4 Input'!$D71=\"\"),\"\",V71/'S4 Input'!$D71),\"\")","v":""},{"$f":"IFERROR(IF(OR(W71=\"\",'S4 Input'!$D71=\"\"),\"\",W71/'S4 Input'!$D71),\"\")","v":""}]
["","TRANSFORMERS ","ground outdoor / indoor chamber mounted ; > 66 kv & < = 132 kv ; > 100 mva",{"$f":"IFERROR(repcalc('S4 Input'!$CV72:$GH72,'S4 Input'!$G72,'S4 Input'!$E72,'S4 Input'!$F72,20,TRUE,TRUE),\"\")","v":""},"","","","","","","","","","","","","","","","","","","",{"$f":"IFERROR(IF(OR(D72=\"\",'S4 Input'!$D72=\"\"),\"\",D72/'S4 Input'!$D72),\"\")","v":""},{"$f":"IFERROR(IF(OR(E72=\"\",'S4 Input'!$D72=\"\"),\"\",E72/'S4 Input'!$D72),\"\")","v":""},{"$f":"IFERROR(IF(OR(F72=\"\",'S4 Input'!$D72=\"\"),\"\",F72/'S4 Input'!$D72),\"\")","v":""},{"$f":"IFERROR(IF(OR(G72=\"\",'S4 Input'!$D72=\"\"),\"\",G72/'S4 Input'!$D72),\"\")","v":""},{"$f":"IFERROR(IF(OR(H72=\"\",'S4 Input'!$D72=\"\"),\"\",H72/'S4 Input'!$D72),\"\")","v":""},{"$f":"IFERROR(IF(OR(I72=\"\",'S4 Input'!$D72=\"\"),\"\",I72/'S4 Input'!$D72),\"\")","v":""},{"$f":"IFERROR(IF(OR(J72=\"\",'S4 Input'!$D72=\"\"),\"\",J72/'S4 Input'!$D72),\"\")","v":""},{"$f":"IFERROR(IF(OR(K72=\"\",'S4 Input'!$D72=\"\"),\"\",K72/'S4 Input'!$D72),\"\")","v":""},{"$f":"IFERROR(IF(OR(L72=\"\",'S4 Input'!$D72=\"\"),\"\",L72/'S4 Input'!$D72),\"\")","v":""},{"$f":"IFERROR(IF(OR(M72=\"\",'S4 Input'!$D72=\"\"),\"\",M72/'S4 Input'!$D72),\"\")","v":""},{"$f":"IFERROR(IF(OR(N72=\"\",'S4 Input'!$D72=\"\"),\"\",N72/'S4 Input'!$D72),\"\")","v":""},{"$f":"IFERROR(IF(OR(O72=\"\",'S4 Input'!$D72=\"\"),\"\",O72/'S4 Input'!$D72),\"\")","v":""},{"$f":"IFERROR(IF(OR(P72=\"\",'S4 Input'!$D72=\"\"),\"\",P72/'S4 Input'!$D72),\"\")","v":""},{"$f":"IFERROR(IF(OR(Q72=\"\",'S4 Input'!$D72=\"\"),\"\",Q72/'S4 Input'!$D72),\"\")","v":""},{"$f":"IFERROR(IF(OR(R72=\"\",'S4 Input'!$D72=\"\"),\"\",R72/'S4 Input'!$D72),\"\")","v":""},{"$f":"IFERROR(IF(OR(S72=\"\",'S4 Input'!$D72=\"\"),\"\",S72/'S4 Input'!$D72),\"\")","v":""},{"$f":"IFERROR(IF(OR(T72=\"\",'S4 Input'!$D72=\"\"),\"\",T72/'S4 Input'!$D72),\"\")","v":""},{"$f":"IFERROR(IF(OR(U72=\"\",'S4 Input'!$D72=\"\"),\"\",U72/'S4 Input'!$D72),\"\")","v":""},{"$f":"IFERROR(IF(OR(V72=\"\",'S4 Input'!$D72=\"\"),\"\",V72/'S4 Input'!$D72),\"\")","v":""},{"$f":"IFERROR(IF(OR(W72=\"\",'S4 Input'!$D72=\"\"),\"\",W72/'S4 Input'!$D72),\"\")","v":""}]
[4,"SWITCHGEAR ","˂ = 11 kv ; fuse",{"$f":"IFERROR(repcalc('S4 Input'!$CV73:$GH73,'S4 Input'!$G73,'S4 Input'!$E73,'S4 Input'!$F73,20,TRUE,TRUE),\"\")","v":243.3874942882274},276.78322378303869,313.38543458924613,353.40226833990221,397.06429265618516,444.6269032532727,496.37044203985215,552.5968486275392,613.62162357588193,679.76000821902255,751.30661573079021,828.50829587353587,911.53076447463536,1000.4204239742179,1095.0637528248642,1195.1475291835873,1300.1238426007214,1409.1842037961817,1521.2469792135801,1634.9617911002665,{"$f":"IFERROR(IF(OR(D73=\"\",'S4 Input'!$D73=\"\"),\"\",D73/'S4 Input'!$D73),\"\")","v":91.153143896224122},{"$f":"IFERROR(IF(OR(E73=\"\",'S4 Input'!$D73=\"\"),\"\",E73/'S4 Input'!$D73),\"\")","v":103.66046579072935},{"$f":"IFERROR(IF(OR(F73=\"\",'S4 Input'!$D73=\"\"),\"\",F73/'S4 Input'!$D73),\"\")","v":117.36867458056582},{"$f":"IFERROR(IF(OR(G73=\"\",'S4 Input'!$D73=\"\"),\"\",G73/'S4 Input'!$D73),\"\")","v":132.35572317898377},{"$f":"IFERROR(IF(OR(H73=\"\",'S4 Input'!$D73=\"\"),\"\",H73/'S4 Input'!$D73),\"\")","v":148.7079634489354},{"$f":"IFERROR(IF(OR(I73=\"\",'S4 Input'!$D73=\"\"),\"\",I73/'S4 Input'!$D73),\"\")","v":166.5210458364067},{"$f":"IFERROR(IF(OR(J73=\"\",'S4 Input'!$D73=\"\"),\"\",J73/'S4 Input'!$D73),\"\")","v":185.89996360088065},{"$f":"IFERROR(IF(OR(K73=\"\",'S4 Input'!$D73=\"\"),\"\",K73/'S4 Input'!$D73),\"\")","v":206.95779874332882},{"$f":"IFERROR(IF(OR(L73=\"\",'S4 Input'!$D73=\"\"),\"\",L73/'S4 Input'!$D73),\"\")","v":229.81271209197266},{"$f":"IFERROR(IF(OR(M73=\"\",'S4 Input'!$D73=\"\"),\"\",M73/'S4 Input'!$D73),\"\")","v":254.58276739029708},{"$f":"IFERROR(IF(OR(N73=\"\",'S4 Input'!$D73=\"\"),\"\",N73/'S4 Input'!$D73),\"\")","v":281.3783027520426},{"$f":"IFERROR(IF(OR(O73=\"\",'S4 Input'!$D73=\"\"),\"\",O73/'S4 Input'!$D73),\"\")","v":310.29176800489699},{"$f":"IFERROR(IF(OR(P73=\"\",'S4 Input'!$D73=\"\"),\"\",P73/'S4 Input'!$D73),\"\")","v":341.38522680871614},{"$f":"IFERROR(IF(OR(Q73=\"\",'S4 Input'!$D73=\"\"),\"\",Q73/'S4 Input'!$D73),\"\")","v":374.67605774046683},{"$f":"IFERROR(IF(OR(R73=\"\",'S4 Input'!$D73=\"\"),\"\",R73/'S4 Input'!$D73),\"\")","v":410.12174486901012},{"$f":"IFERROR(IF(OR(S73=\"\",'S4 Input'!$D73=\"\"),\"\",S73/'S4 Input'!$D73),\"\")","v":447.60498078786344},{"$f":"IFERROR(IF(OR(T73=\"\",'S4 Input'!$D73=\"\"),\"\",T73/'S4 Input'!$D73),\"\")","v":486.92056284186714},{"$f":"IFERROR(IF(OR(U73=\"\",'S4 Input'!$D73=\"\"),\"\",U73/'S4 Input'!$D73),\"\")","v":527.7656967568056},{"$f":"IFERROR(IF(OR(V73=\"\",'S4 Input'!$D73=\"\"),\"\",V73/'S4 Input'!$D73),\"\")","v":569.73529064619242},{"$f":"IFERROR(IF(OR(W73=\"\",'S4 Input'!$D73=\"\"),\"\",W73/'S4 Input'!$D73),\"\")","v":612.32360292309215}]
[4,"SWITCHGEAR ","˂ = 11 kv ; switch",{"$f":"IFERROR(repcalc('S4 Input'!$CV74:$GH74,'S4 Input'!$G74,'S4 Input'!$E74,'S4 Input'!$F74,20,TRUE,TRUE),\"\")","v":409.2946003736123},484.78856671315305,572.11877025767399,672.84409364213673,788.61816953617085,921.13969147750413,1072.082499979289,1243.0053644651668,1435.2434085783641,1649.7854791695793,1887.1442470155787,2147.2281989287007,2429.226644255471,2731.5201096733654,3051.6287546751851,3386.2104896848041,3731.1182037487088,4081.5219242232711,4432.096999633789,4777.2738302307462,{"$f":"IFERROR(IF(OR(D74=\"\",'S4 Input'!$D74=\"\"),\"\",D74/'S4 Input'!$D74),\"\")","v":26.797236265351163},{"$f":"IFERROR(IF(OR(E74=\"\",'S4 Input'!$D74=\"\"),\"\",E74/'S4 Input'!$D74),\"\")","v":31.739958819624981},{"$f":"IFERROR(IF(OR(F74=\"\",'S4 Input'!$D74=\"\"),\"\",F74/'S4 Input'!$D74),\"\")","v":37.457620609806298},{"$f":"IFERROR(IF(OR(G74=\"\",'S4 Input'!$D74=\"\"),\"\",G74/'S4 Input'!$D74),\"\")","v":44.052284419623241},{"$f":"IFERROR(IF(OR(H74=\"\",'S4 Input'!$D74=\"\"),\"\",H74/'S4 Input'!$D74),\"\")","v":51.632216483968023},{"$f":"IFERROR(IF(OR(I74=\"\",'S4 Input'!$D74=\"\"),\"\",I74/'S4 Input'!$D74),\"\")","v":60.308633251900488},{"$f":"IFERROR(IF(OR(J74=\"\",'S4 Input'!$D74=\"\"),\"\",J74/'S4 Input'!$D74),\"\")","v":70.191124001316098},{"$f":"IFERROR(IF(OR(K74=\"\",'S4 Input'!$D74=\"\"),\"\",K74/'S4 Input'!$D74),\"\")","v":81.381744103799051},{"$f":"IFERROR(IF(OR(L74=\"\",'S4 Input'!$D74=\"\"),\"\",L74/'S4 Input'!$D74),\"\")","v":93.967906448936276},{"$f":"IFERROR(IF(OR(M74=\"\",'S4 Input'!$D74=\"\"),\"\",M74/'S4 Input'!$D74),\"\")","v":108.01435257659716},{"$f":"IFERROR(IF(OR(N74=\"\",'S4 Input'!$D74=\"\"),\"\",N74/'S4 Input'!$D74),\"\")","v":123.55464794285862},{"$f":"IFERROR(IF(OR(O74=\"\",'S4 Input'!$D74=\"\"),\"\",O74/'S4 Input'!$D74),\"\")","v":140.58280101861442},{"$f":"IFERROR(IF(OR(P74=\"\",'S4 Input'!$D74=\"\"),\"\",P74/'S4 Input'!$D74),\"\")","v":159.04573446309473},{"$f":"IFERROR(IF(OR(Q74=\"\",'S4 Input'!$D74=\"\"),\"\",Q74/'S4 Input'!$D74),\"\")","v":178.83741851385099},{"$f":"IFERROR(IF(OR(R74=\"\",'S4 Input'!$D74=\"\"),\"\",R74/'S4 Input'!$D74),\"\")","v":199.79549365792812},{"$f":"IFERROR(IF(OR(S74=\"\",'S4 Input'!$D74=\"\"),\"\",S74/'S4 Input'!$D74),\"\")","v":221.70114742159774},{"$f":"IFERROR(IF(OR(T74=\"\",'S4 Input'!$D74=\"\"),\"\",T74/'S4 Input'!$D74),\"\")","v":244.28286116782317},{"$f":"IFERROR(IF(OR(U74=\"\",'S4 Input'!$D74=\"\"),\"\",U74/'S4 Input'!$D74),\"\")","v":267.22440810551467},{"$f":"IFERROR(IF(OR(V74=\"\",'S4 Input'!$D74=\"\"),\"\",V74/'S4 Input'!$D74),\"\")","v":290.17717395178653},{"$f":"IFERROR(IF(OR(W74=\"\",'S4 Input'!$D74=\"\"),\"\",W74/'S4 Input'!$D74),\"\")","v":312.7765072300374}]
[4,"SWITCHGEAR ","˂ = 11 kv ; circuit breaker",{"$f":"IFERROR(repcalc('S4 Input'!$CV75:$GH75,'S4 Input'!$G75,'S4 Input'!$E75,'S4 Input'!$F75,20,TRUE,TRUE),\"\")","v":995.48205323478521},1086.5234593051164,1190.053918434852,1309.5017851124767,1448.1028356369334,1608.502293154703,1792.3444989827817,1999.896150382348,2229.7518902013612,2478.6680350274823,2741.5610303013068,3011.6923407097584,3281.0423218188348,3540.8543421917057,3782.3097097457485,3997.2766050876276,4179.0647266238311,4323.1134563267642,4427.5457493565864,4493.5321184499553,{"$f":"IFERROR(IF(OR(D75=\"\",'S4 Input'!$D75=\"\"),\"\",D75/'S4 Input'!$D75),\"\")","v":8.4085510453615857},{"$f":"IFERROR(IF(OR(E75=\"\",'S4 Input'!$D75=\"\"),\"\",E75/'S4 Input'!$D75),\"\")","v":9.1775516593820203},{"$f":"IFERROR(IF(OR(F75=\"\",'S4 Input'!$D75=\"\"),\"\",F75/'S4 Input'!$D75),\"\")","v":10.052043718292886},{"$f":"IFERROR(IF(OR(G75=\"\",'S4 Input'!$D75=\"\"),\"\",G75/'S4 Input'!$D75),\"\")","v":11.060985547986995},{"$f":"IFERROR(IF(OR(H75=\"\",'S4 Input'!$D75=\"\"),\"\",H75/'S4 Input'!$D75),\"\")","v":12.231708821690017},{"$f":"IFERROR(IF(OR(I75=\"\",'S4 Input'!$D75=\"\"),\"\",I75/'S4 Input'!$D75),\"\")","v":13.586556979729462},{"$f":"IFERROR(IF(OR(J75=\"\",'S4 Input'!$D75=\"\"),\"\",J75/'S4 Input'!$D75),\"\")","v":15.139419301028068},{"$f":"IFERROR(IF(OR(K75=\"\",'S4 Input'!$D75=\"\"),\"\",K75/'S4 Input'!$D75),\"\")","v":16.892548500767379},{"$f":"IFERROR(IF(OR(L75=\"\",'S4 Input'!$D75=\"\"),\"\",L75/'S4 Input'!$D75),\"\")","v":18.834073930640383},{"$f":"IFERROR(IF(OR(M75=\"\",'S4 Input'!$D75=\"\"),\"\",M75/'S4 Input'!$D75),\"\")","v":20.936597128305117},{"$f":"IFERROR(IF(OR(N75=\"\",'S4 Input'!$D75=\"\"),\"\",N75/'S4 Input'!$D75),\"\")","v":23.157178768169793},{"$f":"IFERROR(IF(OR(O75=\"\",'S4 Input'!$D75=\"\"),\"\",O75/'S4 Input'!$D75),\"\")","v":25.438900377453457},{"$f":"IFERROR(IF(OR(P75=\"\",'S4 Input'!$D75=\"\"),\"\",P75/'S4 Input'!$D75),\"\")","v":27.714022322508438},{"$f":"IFERROR(IF(OR(Q75=\"\",'S4 Input'!$D75=\"\"),\"\",Q75/'S4 Input'!$D75),\"\")","v":29.908579852104161},{"$f":"IFERROR(IF(OR(R75=\"\",'S4 Input'!$D75=\"\"),\"\",R75/'S4 Input'!$D75),\"\")","v":31.948084006556122},{"$f":"IFERROR(IF(OR(S75=\"\",'S4 Input'!$D75=\"\"),\"\",S75/'S4 Input'!$D75),\"\")","v":33.763847642546835},{"$f":"IFERROR(IF(OR(T75=\"\",'S4 Input'!$D75=\"\"),\"\",T75/'S4 Input'!$D75),\"\")","v":35.299359703673915},{"$f":"IFERROR(IF(OR(U75=\"\",'S4 Input'!$D75=\"\"),\"\",U75/'S4 Input'!$D75),\"\")","v":36.516097959065583},{"$f":"IFERROR(IF(OR(V75=\"\",'S4 Input'!$D75=\"\"),\"\",V75/'S4 Input'!$D75),\"\")","v":37.398207549963765},{"$f":"IFERROR(IF(OR(W75=\"\",'S4 Input'!$D75=\"\"),\"\",W75/'S4 Input'!$D75),\"\")","v":37.955575461335641}]
[4,"SWITCHGEAR ","> 11 kv & < = 22 kv ; switch",{"$f":"IFERROR(repcalc('S4 Input'!$CV76:$GH76,'S4 Input'!$G76,'S4 Input'!$E76,'S4 Input'!$F76,20,TRUE,TRUE),\"\")","v":1.2397134612199445},1.5442556812364765,1.9107273558189495,2.3479773654083207,2.8651192557262166,3.4714233779158183,4.1763296033447066,4.9896568615919117,5.9220822414795649,6.9859430673769314,8.1963778977800068,9.5727671625635882,11.140365023484838,12.931938735246582,14.989161628232916,17.363454727915421,20.115954614577216,23.31631428910843,27.04012774519855,31.364908310548504,{"$f":"IFERROR(IF(OR(D76=\"\",'S4 Input'!$D76=\"\"),\"\",D76/'S4 Input'!$D76),\"\")","v":0.23224135742832774},{"$f":"IFERROR(IF(OR(E76=\"\",'S4 Input'!$D76=\"\"),\"\",E76/'S4 Input'!$D76),\"\")","v":0.28929268483851522},{"$f":"IFERROR(IF(OR(F76=\"\",'S4 Input'!$D76=\"\"),\"\",F76/'S4 Input'!$D76),\"\")","v":0.35794554844484666},{"$f":"IFERROR(IF(OR(G76=\"\",'S4 Input'!$D76=\"\"),\"\",G76/'S4 Input'!$D76),\"\")","v":0.43985765066777216},{"$f":"IFERROR(IF(OR(H76=\"\",'S4 Input'!$D76=\"\"),\"\",H76/'S4 Input'!$D76),\"\")","v":0.53673627492042242},{"$f":"IFERROR(IF(OR(I76=\"\",'S4 Input'!$D76=\"\"),\"\",I76/'S4 Input'!$D76),\"\")","v":0.65031807971355604},{"$f":"IFERROR(IF(OR(J76=\"\",'S4 Input'!$D76=\"\"),\"\",J76/'S4 Input'!$D76),\"\")","v":0.78237148057941908},{"$f":"IFERROR(IF(OR(K76=\"\",'S4 Input'!$D76=\"\"),\"\",K76/'S4 Input'!$D76),\"\")","v":0.9347359038090538},{"$f":"IFERROR(IF(OR(L76=\"\",'S4 Input'!$D76=\"\"),\"\",L76/'S4 Input'!$D76),\"\")","v":1.1094115387034575},{"$f":"IFERROR(IF(OR(M76=\"\",'S4 Input'!$D76=\"\"),\"\",M76/'S4 Input'!$D76),\"\")","v":1.3087095943026068},{"$f":"IFERROR(IF(OR(N76=\"\",'S4 Input'!$D76=\"\"),\"\",N76/'S4 Input'!$D76),\"\")","v":1.5354660480195066},{"$f":"IFERROR(IF(OR(O76=\"\",'S4 Input'!$D76=\"\"),\"\",O76/'S4 Input'!$D76),\"\")","v":1.7933115269970115},{"$f":"IFERROR(IF(OR(P76=\"\",'S4 Input'!$D76=\"\"),\"\",P76/'S4 Input'!$D76),\"\")","v":2.0869770122163445},{"$f":"IFERROR(IF(OR(Q76=\"\",'S4 Input'!$D76=\"\"),\"\",Q76/'S4 Input'!$D76),\"\")","v":2.4226009477207735},{"$f":"IFERROR(IF(OR(R76=\"\",'S4 Input'!$D76=\"\"),\"\",R76/'S4 Input'!$D76),\"\")","v":2.8079901946275743},{"$f":"IFERROR(IF(OR(S76=\"\",'S4 Input'!$D76=\"\"),\"\",S76/'S4 Input'!$D76),\"\")","v":3.252777695652497},{"$f":"IFERROR(IF(OR(T76=\"\",'S4 Input'!$D76=\"\"),\"\",T76/'S4 Input'!$D76),\"\")","v":3.7684164541206053},{"$f":"IFERROR(IF(OR(U76=\"\",'S4 Input'!$D76=\"\"),\"\",U76/'S4 Input'!$D76),\"\")","v":4.3679548945119899},{"$f":"IFERROR(IF(OR(V76=\"\",'S4 Input'!$D76=\"\"),\"\",V76/'S4 Input'!$D76),\"\")","v":5.0655543954492543},{"$f":"IFERROR(IF(OR(W76=\"\",'S4 Input'!$D76=\"\"),\"\",W76/'S4 Input'!$D76),\"\")","v":5.8757358934287529}]
["","SWITCHGEAR ","> 11 kv & < = 22 kv ; circuit breaker",{"$f":"IFERROR(repcalc('S4 Input'!$CV77:$GH77,'S4 Input'!$G77,'S4 Input'!$E77,'S4 Input'!$F77,20,TRUE,TRUE),\"\")","v":1.522560576606204E-2},2.6719050492978381E-2,4.6033205744267239E-2,7.7864765692278529E-2,0.12931485250454935,0.21086974492807287,0.33764663235366971,0.53090921821119574,0.81982152412192322,1.2433569100257178,1.8522150988845609,2.7105287466472254,3.8970731745950671,5.5056427567929065,7.6442420839009229,10.432775741385672,13.99901877116436,18.47281241974467,23.978644831565664,30.627016925151825,{"$f":"IFERROR(IF(OR(D77=\"\",'S4 Input'!$D77=\"\"),\"\",D77/'S4 Input'!$D77),\"\")","v":1.7057060424410518E-4},{"$f":"IFERROR(IF(OR(E77=\"\",'S4 Input'!$D77=\"\"),\"\",E77/'S4 Input'!$D77),\"\")","v":2.993302635994121E-4},{"$f":"IFERROR(IF(OR(F77=\"\",'S4 Input'!$D77=\"\"),\"\",F77/'S4 Input'!$D77),\"\")","v":5.157043890230517E-4},{"$f":"IFERROR(IF(OR(G77=\"\",'S4 Input'!$D77=\"\"),\"\",G77/'S4 Input'!$D77),\"\")","v":8.7230947244555776E-4},{"$f":"IFERROR(IF(OR(H77=\"\",'S4 Input'!$D77=\"\"),\"\",H77/'S4 Input'!$D77),\"\")","v":1.4486985193458901E-3},{"$f":"IFERROR(IF(OR(I77=\"\",'S4 Input'!$D77=\"\"),\"\",I77/'S4 Input'!$D77),\"\")","v":2.362348031455996E-3},{"$f":"IFERROR(IF(OR(J77=\"\",'S4 Input'!$D77=\"\"),\"\",J77/'S4 Input'!$D77),\"\")","v":3.7826140375923092E-3},{"$f":"IFERROR(IF(OR(K77=\"\",'S4 Input'!$D77=\"\"),\"\",K77/'S4 Input'!$D77),\"\")","v":5.9477112136255578E-3},{"$f":"IFERROR(IF(OR(L77=\"\",'S4 Input'!$D77=\"\"),\"\",L77/'S4 Input'!$D77),\"\")","v":9.1843605364784996E-3},{"$f":"IFERROR(IF(OR(M77=\"\",'S4 Input'!$D77=\"\"),\"\",M77/'S4 Input'!$D77),\"\")","v":1.3929175803756723E-2},{"$f":"IFERROR(IF(OR(N77=\"\",'S4 Input'!$D77=\"\"),\"\",N77/'S4 Input'!$D77),\"\")","v":2.0750139827671883E-2},{"$f":"IFERROR(IF(OR(O77=\"\",'S4 Input'!$D77=\"\"),\"\",O77/'S4 Input'!$D77),\"\")","v":3.0365722930195987E-2},{"$f":"IFERROR(IF(OR(P77=\"\",'S4 Input'!$D77=\"\"),\"\",P77/'S4 Input'!$D77),\"\")","v":4.3658435426973424E-2},{"$f":"IFERROR(IF(OR(Q77=\"\",'S4 Input'!$D77=\"\"),\"\",Q77/'S4 Input'!$D77),\"\")","v":6.1679044250023081E-2},{"$f":"IFERROR(IF(OR(R77=\"\",'S4 Input'!$D77=\"\"),\"\",R77/'S4 Input'!$D77),\"\")","v":8.5637511654581305E-2},{"$f":"IFERROR(IF(OR(S77=\"\",'S4 Input'!$D77=\"\"),\"\",S77/'S4 Input'!$D77),\"\")","v":0.11687711408619074},{"$f":"IFERROR(IF(OR(T77=\"\",'S4 Input'!$D77=\"\"),\"\",T77/'S4 Input'!$D77),\"\")","v":0.15682929975400667},{"$f":"IFERROR(IF(OR(U77=\"\",'S4 Input'!$D77=\"\"),\"\",U77/'S4 Input'!$D77),\"\")","v":0.2069486643051848},{"$f":"IFERROR(IF(OR(V77=\"\",'S4 Input'!$D77=\"\"),\"\",V77/'S4 Input'!$D77),\"\")","v":0.26862983323735423},{"$f":"IFERROR(IF(OR(W77=\"\",'S4 Input'!$D77=\"\"),\"\",W77/'S4 Input'!$D77),\"\")","v":0.34311073486232396}]
[4,"SWITCHGEAR ","> 22 kv & < = 33 kv ; switch",{"$f":"IFERROR(repcalc('S4 Input'!$CV78:$GH78,'S4 Input'!$G78,'S4 Input'!$E78,'S4 Input'!$F78,20,TRUE,TRUE),\"\")","v":0.10563539179744046},0.14607023315516687,0.19900012395187375,0.26730141917422084,0.35430649962598654,0.46389673643281409,0.60065329265983247,0.77008756177086213,0.9789700990924044,1.2357684399124482,1.5511893525500182,1.9387999347013347,2.4156759063089619,3.0029973326075492,3.7264860774530897,4.6165608111664405,5.7080799768071655,7.0395557247284968,8.6517557125622915,10.585665331848196,{"$f":"IFERROR(IF(OR(D78=\"\",'S4 Input'!$D78=\"\"),\"\",D78/'S4 Input'!$D78),\"\")","v":4.1236350088856913E-3},{"$f":"IFERROR(IF(OR(E78=\"\",'S4 Input'!$D78=\"\"),\"\",E78/'S4 Input'!$D78),\"\")","v":5.7020693249261586E-3},{"$f":"IFERROR(IF(OR(F78=\"\",'S4 Input'!$D78=\"\"),\"\",F78/'S4 Input'!$D78),\"\")","v":7.7682665244814464E-3},{"$f":"IFERROR(IF(OR(G78=\"\",'S4 Input'!$D78=\"\"),\"\",G78/'S4 Input'!$D78),\"\")","v":1.0434509412766279E-2},{"$f":"IFERROR(IF(OR(H78=\"\",'S4 Input'!$D78=\"\"),\"\",H78/'S4 Input'!$D78),\"\")","v":1.3830882442648015E-2},{"$f":"IFERROR(IF(OR(I78=\"\",'S4 Input'!$D78=\"\"),\"\",I78/'S4 Input'!$D78),\"\")","v":1.8108900722688673E-2},{"$f":"IFERROR(IF(OR(J78=\"\",'S4 Input'!$D78=\"\"),\"\",J78/'S4 Input'!$D78),\"\")","v":2.3447396783116421E-2},{"$f":"IFERROR(IF(OR(K78=\"\",'S4 Input'!$D78=\"\"),\"\",K78/'S4 Input'!$D78),\"\")","v":3.0061516084637589E-2},{"$f":"IFERROR(IF(OR(L78=\"\",'S4 Input'!$D78=\"\"),\"\",L78/'S4 Input'!$D78),\"\")","v":3.8215557348532006E-2},{"$f":"IFERROR(IF(OR(M78=\"\",'S4 Input'!$D78=\"\"),\"\",M78/'S4 Input'!$D78),\"\")","v":4.8240063438875783E-2},{"$f":"IFERROR(IF(OR(N78=\"\",'S4 Input'!$D78=\"\"),\"\",N78/'S4 Input'!$D78),\"\")","v":6.0552989019547261E-2},{"$f":"IFERROR(IF(OR(O78=\"\",'S4 Input'!$D78=\"\"),\"\",O78/'S4 Input'!$D78),\"\")","v":7.5683945976081787E-2},{"$f":"IFERROR(IF(OR(P78=\"\",'S4 Input'!$D78=\"\"),\"\",P78/'S4 Input'!$D78),\"\")","v":9.4299510494348079E-2},{"$f":"IFERROR(IF(OR(Q78=\"\",'S4 Input'!$D78=\"\"),\"\",Q78/'S4 Input'!$D78),\"\")","v":0.11722647799779246},{"$f":"IFERROR(IF(OR(R78=\"\",'S4 Input'!$D78=\"\"),\"\",R78/'S4 Input'!$D78),\"\")","v":0.14546893979033845},{"$f":"IFERROR(IF(OR(S78=\"\",'S4 Input'!$D78=\"\"),\"\",S78/'S4 Input'!$D78),\"\")","v":0.18021433401865725},{"$f":"IFERROR(IF(OR(T78=\"\",'S4 Input'!$D78=\"\"),\"\",T78/'S4 Input'!$D78),\"\")","v":0.22282341197745983},{"$f":"IFERROR(IF(OR(U78=\"\",'S4 Input'!$D78=\"\"),\"\",U78/'S4 Input'!$D78),\"\")","v":0.27479955287291774},{"$f":"IFERROR(IF(OR(V78=\"\",'S4 Input'!$D78=\"\"),\"\",V78/'S4 Input'!$D78),\"\")","v":0.33773418300052244},{"$f":"IFERROR(IF(OR(W78=\"\",'S4 Input'!$D78=\"\"),\"\",W78/'S4 Input'!$D78),\"\")","v":0.41322722822347185}]
[4,"SWITCHGEAR ","> 22 kv & < = 33 kv ; circuit breaker",{"$f":"IFERROR(repcalc('S4 Input'!$CV79:$GH79,'S4 Input'!$G79,'S4 Input'!$E79,'S4 Input'!$F79,20,TRUE,TRUE),\"\")","v":600.47768912828803},720.25524673419523,853.33067766736042,998.660311473467,1154.5723804436698,1318.7637396854277,1488.3386860710204,1659.8923966432455,1829.637557250642,1993.5684675367791,2147.6527807242824,2288.0375945142755,2411.2543430567648,2514.406223827888,2595.3229200203655,2652.670117029671,2686.0054952432924,2695.7780385378796,2683.2730117847341,2650.5101567241004,{"$f":"IFERROR(IF(OR(D79=\"\",'S4 Input'!$D79=\"\"),\"\",D79/'S4 Input'!$D79),\"\")","v":2.0044581345453776},{"$f":"IFERROR(IF(OR(E79=\"\",'S4 Input'!$D79=\"\"),\"\",E79/'S4 Input'!$D79),\"\")","v":2.4042883097974754},{"$f":"IFERROR(IF(OR(F79=\"\",'S4 Input'!$D79=\"\"),\"\",F79/'S4 Input'!$D79),\"\")","v":2.8485081948515671},{"$f":"IFERROR(IF(OR(G79=\"\",'S4 Input'!$D79=\"\"),\"\",G79/'S4 Input'!$D79),\"\")","v":3.3336339071757686},{"$f":"IFERROR(IF(OR(H79=\"\",'S4 Input'!$D79=\"\"),\"\",H79/'S4 Input'!$D79),\"\")","v":3.854084909068622},{"$f":"IFERROR(IF(OR(I79=\"\",'S4 Input'!$D79=\"\"),\"\",I79/'S4 Input'!$D79),\"\")","v":4.4021730589080921},{"$f":"IFERROR(IF(OR(J79=\"\",'S4 Input'!$D79=\"\"),\"\",J79/'S4 Input'!$D79),\"\")","v":4.968232192913784},{"$f":"IFERROR(IF(OR(K79=\"\",'S4 Input'!$D79=\"\"),\"\",K79/'S4 Input'!$D79),\"\")","v":5.5408966513837372},{"$f":"IFERROR(IF(OR(L79=\"\",'S4 Input'!$D79=\"\"),\"\",L79/'S4 Input'!$D79),\"\")","v":6.1075239784924982},{"$f":"IFERROR(IF(OR(M79=\"\",'S4 Input'!$D79=\"\"),\"\",M79/'S4 Input'!$D79),\"\")","v":6.6547427221289075},{"$f":"IFERROR(IF(OR(N79=\"\",'S4 Input'!$D79=\"\"),\"\",N79/'S4 Input'!$D79),\"\")","v":7.1690924816060555},{"$f":"IFERROR(IF(OR(O79=\"\",'S4 Input'!$D79=\"\"),\"\",O79/'S4 Input'!$D79),\"\")","v":7.6377118609147034},{"$f":"IFERROR(IF(OR(P79=\"\",'S4 Input'!$D79=\"\"),\"\",P79/'S4 Input'!$D79),\"\")","v":8.0490224198245102},{"$f":"IFERROR(IF(OR(Q79=\"\",'S4 Input'!$D79=\"\"),\"\",Q79/'S4 Input'!$D79),\"\")","v":8.3933543246542985},{"$f":"IFERROR(IF(OR(R79=\"\",'S4 Input'!$D79=\"\"),\"\",R79/'S4 Input'!$D79),\"\")","v":8.663462828001034},{"$f":"IFERROR(IF(OR(S79=\"\",'S4 Input'!$D79=\"\"),\"\",S79/'S4 Input'!$D79),\"\")","v":8.8548938463716773},{"$f":"IFERROR(IF(OR(T79=\"\",'S4 Input'!$D79=\"\"),\"\",T79/'S4 Input'!$D79),\"\")","v":8.9661708700450156},{"$f":"IFERROR(IF(OR(U79=\"\",'S4 Input'!$D79=\"\"),\"\",U79/'S4 Input'!$D79),\"\")","v":8.9987926547618962},{"$f":"IFERROR(IF(OR(V79=\"\",'S4 Input'!$D79=\"\"),\"\",V79/'S4 Input'!$D79),\"\")","v":8.9570495508100425},{"$f":"IFERROR(IF(OR(W79=\"\",'S4 Input'!$D79=\"\"),\"\",W79/'S4 Input'!$D79),\"\")","v":8.8476836700684061}]
[4,"SWITCHGEAR ","> 33 kv & < = 66 kv ; switch",{"$f":"IFERROR(repcalc('S4 Input'!$CV80:$GH80,'S4 Input'!$G80,'S4 Input'!$E80,'S4 Input'!$F80,20,TRUE,TRUE),\"\")","v":2.9226814379325021E-5},5.3698586786865849E-5,9.7047085499377022E-5,1.7252425792329442E-4,3.0170106750034752E-4,5.1900899583040376E-4,8.7833095859585339E-4,1.4623200369156693E-3,2.395219236113591E-3,3.8599940929261432E-3,6.1205300799736595E-3,9.5494393368644216E-3,1.4661617140442248E-2,2.2153049261329483E-2,3.2943483621700104E-2,4.8220471631809959E-2,6.9481040872441127E-2,9.8566031482472047E-2,0.13768112679957664,0.18939809194029564,{"$f":"IFERROR(IF(OR(D80=\"\",'S4 Input'!$D80=\"\"),\"\",D80/'S4 Input'!$D80),\"\")","v":1.2427405339999657E-6},{"$f":"IFERROR(IF(OR(E80=\"\",'S4 Input'!$D80=\"\"),\"\",E80/'S4 Input'!$D80),\"\")","v":2.2832940173514166E-6},{"$f":"IFERROR(IF(OR(F80=\"\",'S4 Input'!$D80=\"\"),\"\",F80/'S4 Input'!$D80),\"\")","v":4.1264964867998536E-6},{"$f":"IFERROR(IF(OR(G80=\"\",'S4 Input'!$D80=\"\"),\"\",G80/'S4 Input'!$D80),\"\")","v":7.3358281760331307E-6},{"$f":"IFERROR(IF(OR(H80=\"\",'S4 Input'!$D80=\"\"),\"\",H80/'S4 Input'!$D80),\"\")","v":1.2828498544780526E-5},{"$f":"IFERROR(IF(OR(I80=\"\",'S4 Input'!$D80=\"\"),\"\",I80/'S4 Input'!$D80),\"\")","v":2.2068553495359005E-5},{"$f":"IFERROR(IF(OR(J80=\"\",'S4 Input'!$D80=\"\"),\"\",J80/'S4 Input'!$D80),\"\")","v":3.7347124813105313E-5},{"$f":"IFERROR(IF(OR(K80=\"\",'S4 Input'!$D80=\"\"),\"\",K80/'S4 Input'!$D80),\"\")","v":6.2178667848281519E-5},{"$f":"IFERROR(IF(OR(L80=\"\",'S4 Input'!$D80=\"\"),\"\",L80/'S4 Input'!$D80),\"\")","v":1.0184606484654925E-4},{"$f":"IFERROR(IF(OR(M80=\"\",'S4 Input'!$D80=\"\"),\"\",M80/'S4 Input'!$D80),\"\")","v":1.6412911301318952E-4},{"$f":"IFERROR(IF(OR(N80=\"\",'S4 Input'!$D80=\"\"),\"\",N80/'S4 Input'!$D80),\"\")","v":2.6024837059662406E-4},{"$f":"IFERROR(IF(OR(O80=\"\",'S4 Input'!$D80=\"\"),\"\",O80/'S4 Input'!$D80),\"\")","v":4.0604751468535671E-4},{"$f":"IFERROR(IF(OR(P80=\"\",'S4 Input'!$D80=\"\"),\"\",P80/'S4 Input'!$D80),\"\")","v":6.2342018113699903E-4},{"$f":"IFERROR(IF(OR(Q80=\"\",'S4 Input'!$D80=\"\"),\"\",Q80/'S4 Input'!$D80),\"\")","v":9.4196007513658948E-4},{"$f":"IFERROR(IF(OR(R80=\"\",'S4 Input'!$D80=\"\"),\"\",R80/'S4 Input'!$D80),\"\")","v":1.4007753940098143E-3},{"$f":"IFERROR(IF(OR(S80=\"\",'S4 Input'!$D80=\"\"),\"\",S80/'S4 Input'!$D80),\"\")","v":2.050361489544919E-3},{"$f":"IFERROR(IF(OR(T80=\"\",'S4 Input'!$D80=\"\"),\"\",T80/'S4 Input'!$D80),\"\")","v":2.9543728138148552E-3},{"$f":"IFERROR(IF(OR(U80=\"\",'S4 Input'!$D80=\"\"),\"\",U80/'S4 Input'!$D80),\"\")","v":4.1910829216281371E-3},{"$f":"IFERROR(IF(OR(V80=\"\",'S4 Input'!$D80=\"\"),\"\",V80/'S4 Input'!$D80),\"\")","v":5.8542787051626115E-3},{"$f":"IFERROR(IF(OR(W80=\"\",'S4 Input'!$D80=\"\"),\"\",W80/'S4 Input'!$D80),\"\")","v":8.0533130590845266E-3}]
[4,"SWITCHGEAR ","> 33 kv & < = 66 kv ; circuit breaker",{"$f":"IFERROR(repcalc('S4 Input'!$CV81:$GH81,'S4 Input'!$G81,'S4 Input'!$E81,'S4 Input'!$F81,20,TRUE,TRUE),\"\")","v":96.904972894576929},103.83871270930186,112.34955776532711,122.70949529375437,135.09724978519151,149.57324497986173,166.06356820880279,184.35484791087674,204.1009802757554,224.84163409403453,246.03153158392027,267.07872409019973,287.38949334911229,306.41711245119194,323.71146912384694,338.96644838677491,352.06195655655006,363.09752525141084,372.41456718223782,380.6045924645673,{"$f":"IFERROR(IF(OR(D81=\"\",'S4 Input'!$D81=\"\"),\"\",D81/'S4 Input'!$D81),\"\")","v":0.54264114836092536},{"$f":"IFERROR(IF(OR(E81=\"\",'S4 Input'!$D81=\"\"),\"\",E81/'S4 Input'!$D81),\"\")","v":0.58146818089713448},{"$f":"IFERROR(IF(OR(F81=\"\",'S4 Input'!$D81=\"\"),\"\",F81/'S4 Input'!$D81),\"\")","v":0.6291265682509779},{"$f":"IFERROR(IF(OR(G81=\"\",'S4 Input'!$D81=\"\"),\"\",G81/'S4 Input'!$D81),\"\")","v":0.68713936397704556},{"$f":"IFERROR(IF(OR(H81=\"\",'S4 Input'!$D81=\"\"),\"\",H81/'S4 Input'!$D81),\"\")","v":0.7565073759794807},{"$f":"IFERROR(IF(OR(I81=\"\",'S4 Input'!$D81=\"\"),\"\",I81/'S4 Input'!$D81),\"\")","v":0.83756896055521601},{"$f":"IFERROR(IF(OR(J81=\"\",'S4 Input'!$D81=\"\"),\"\",J81/'S4 Input'!$D81),\"\")","v":0.92991022712293203},{"$f":"IFERROR(IF(OR(K81=\"\",'S4 Input'!$D81=\"\"),\"\",K81/'S4 Input'!$D81),\"\")","v":1.032336353729689},{"$f":"IFERROR(IF(OR(L81=\"\",'S4 Input'!$D81=\"\"),\"\",L81/'S4 Input'!$D81),\"\")","v":1.1429092543982804},{"$f":"IFERROR(IF(OR(M81=\"\",'S4 Input'!$D81=\"\"),\"\",M81/'S4 Input'!$D81),\"\")","v":1.2590512011893025},{"$f":"IFERROR(IF(OR(N81=\"\",'S4 Input'!$D81=\"\"),\"\",N81/'S4 Input'!$D81),\"\")","v":1.3777087887629673},{"$f":"IFERROR(IF(OR(O81=\"\",'S4 Input'!$D81=\"\"),\"\",O81/'S4 Input'!$D81),\"\")","v":1.4955672677473839},{"$f":"IFERROR(IF(OR(P81=\"\",'S4 Input'!$D81=\"\"),\"\",P81/'S4 Input'!$D81),\"\")","v":1.6093019794503669},{"$f":"IFERROR(IF(OR(Q81=\"\",'S4 Input'!$D81=\"\"),\"\",Q81/'S4 Input'!$D81),\"\")","v":1.715851403816437},{"$f":"IFERROR(IF(OR(R81=\"\",'S4 Input'!$D81=\"\"),\"\",R81/'S4 Input'!$D81),\"\")","v":1.8126950361367564},{"$f":"IFERROR(IF(OR(S81=\"\",'S4 Input'!$D81=\"\"),\"\",S81/'S4 Input'!$D81),\"\")","v":1.8981187168642972},{"$f":"IFERROR(IF(OR(T81=\"\",'S4 Input'!$D81=\"\"),\"\",T81/'S4 Input'!$D81),\"\")","v":1.9714499544608184},{"$f":"IFERROR(IF(OR(U81=\"\",'S4 Input'!$D81=\"\"),\"\",U81/'S4 Input'!$D81),\"\")","v":2.0332460985648972},{"$f":"IFERROR(IF(OR(V81=\"\",'S4 Input'!$D81=\"\"),\"\",V81/'S4 Input'!$D81),\"\")","v":2.0854189662893541},{"$f":"IFERROR(IF(OR(W81=\"\",'S4 Input'!$D81=\"\"),\"\",W81/'S4 Input'!$D81),\"\")","v":2.1312808513047208}]
["","SWITCHGEAR ","> 66 kv & < = 132 kv ; switch",{"$f":"IFERROR(repcalc('S4 Input'!$CV82:$GH82,'S4 Input'!$G82,'S4 Input'!$E82,'S4 Input'!$F82,20,TRUE,TRUE),\"\")","v":""},"","","","","","","","","","","","","","","","","","","",{"$f":"IFERROR(IF(OR(D82=\"\",'S4 Input'!$D82=\"\"),\"\",D82/'S4 Input'!$D82),\"\")","v":""},{"$f":"IFERROR(IF(OR(E82=\"\",'S4 Input'!$D82=\"\"),\"\",E82/'S4 Input'!$D82),\"\")","v":""},{"$f":"IFERROR(IF(OR(F82=\"\",'S4 Input'!$D82=\"\"),\"\",F82/'S4 Input'!$D82),\"\")","v":""},{"$f":"IFERROR(IF(OR(G82=\"\",'S4 Input'!$D82=\"\"),\"\",G82/'S4 Input'!$D82),\"\")","v":""},{"$f":"IFERROR(IF(OR(H82=\"\",'S4 Input'!$D82=\"\"),\"\",H82/'S4 Input'!$D82),\"\")","v":""},{"$f":"IFERROR(IF(OR(I82=\"\",'S4 Input'!$D82=\"\"),\"\",I82/'S4 Input'!$D82),\"\")","v":""},{"$f":"IFERROR(IF(OR(J82=\"\",'S4 Input'!$D82=\"\"),\"\",J82/'S4 Input'!$D82),\"\")","v":""},{"$f":"IFERROR(IF(OR(K82=\"\",'S4 Input'!$D82=\"\"),\"\",K82/'S4 Input'!$D82),\"\")","v":""},{"$f":"IFERROR(IF(OR(L82=\"\",'S4 Input'!$D82=\"\"),\"\",L82/'S4 Input'!$D82),\"\")","v":""},{"$f":"IFERROR(IF(OR(M82=\"\",'S4 Input'!$D82=\"\"),\"\",M82/'S4 Input'!$D82),\"\")","v":""},{"$f":"IFERROR(IF(OR(N82=\"\",'S4 Input'!$D82=\"\"),\"\",N82/'S4 Input'!$D82),\"\")","v":""},{"$f":"IFERROR(IF(OR(O82=\"\",'S4 Input'!$D82=\"\"),\"\",O82/'S4 Input'!$D82),\"\")","v":""},{"$f":"IFERROR(IF(OR(P82=\"\",'S4 Input'!$D82=\"\"),\"\",P82/'S4 Input'!$D82),\"\")","v":""},{"$f":"IFERROR(IF(OR(Q82=\"\",'S4 Input'!$D82=\"\"),\"\",Q82/'S4 Input'!$D82),\"\")","v":""},{"$f":"IFERROR(IF(OR(R82=\"\",'S4 Input'!$D82=\"\"),\"\",R82/'S4 Input'!$D82),\"\")","v":""},{"$f":"IFERROR(IF(OR(S82=\"\",'S4 Input'!$D82=\"\"),\"\",S82/'S4 Input'!$D82),\"\")","v":""},{"$f":"IFERROR(IF(OR(T82=\"\",'S4 Input'!$D82=\"\"),\"\",T82/'S4 Input'!$D82),\"\")","v":""},{"$f":"IFERROR(IF(OR(U82=\"\",'S4 Input'!$D82=\"\"),\"\",U82/'S4 Input'!$D82),\"\")","v":""},{"$f":"IFERROR(IF(OR(V82=\"\",'S4 Input'!$D82=\"\"),\"\",V82/'S4 Input'!$D82),\"\")","v":""},{"$f":"IFERROR(IF(OR(W82=\"\",'S4 Input'!$D82=\"\"),\"\",W82/'S4 Input'!$D82),\"\")","v":""}]
[4,"SWITCHGEAR ","> 66 kv & < = 132 kv ; circuit breaker",{"$f":"IFERROR(repcalc('S4 Input'!$CV83:$GH83,'S4 Input'!$G83,'S4 Input'!$E83,'S4 Input'!$F83,20,TRUE,TRUE),\"\")","v":232.77247586992956},255.77891129641068,279.26485591154523,303.30594475934731,328.0433350430028,353.69175676867718,380.55536013861564,409.05217078934993,439.74547599453189,473.37793711922586,510.90222456158801,553.50094680660777,602.58879772689113,659.79108782662081,726.89482031145963,805.77076313747909,898.26713808067404,1006.0773764553611,1130.5859324375413,1272.6977011570243,{"$f":"IFERROR(IF(OR(D83=\"\",'S4 Input'!$D83=\"\"),\"\",D83/'S4 Input'!$D83),\"\")","v":1.1918272077539802},{"$f":"IFERROR(IF(OR(E83=\"\",'S4 Input'!$D83=\"\"),\"\",E83/'S4 Input'!$D83),\"\")","v":1.3096233328853597},{"$f":"IFERROR(IF(OR(F83=\"\",'S4 Input'!$D83=\"\"),\"\",F83/'S4 Input'!$D83),\"\")","v":1.4298746112528311},{"$f":"IFERROR(IF(OR(G83=\"\",'S4 Input'!$D83=\"\"),\"\",G83/'S4 Input'!$D83),\"\")","v":1.5529683047222091},{"$f":"IFERROR(IF(OR(H83=\"\",'S4 Input'!$D83=\"\"),\"\",H83/'S4 Input'!$D83),\"\")","v":1.6796271576587742},{"$f":"IFERROR(IF(OR(I83=\"\",'S4 Input'!$D83=\"\"),\"\",I83/'S4 Input'!$D83),\"\")","v":1.8109506173348586},{"$f":"IFERROR(IF(OR(J83=\"\",'S4 Input'!$D83=\"\"),\"\",J83/'S4 Input'!$D83),\"\")","v":1.948495974770051},{"$f":"IFERROR(IF(OR(K83=\"\",'S4 Input'!$D83=\"\"),\"\",K83/'S4 Input'!$D83),\"\")","v":2.0944035789265527},{"$f":"IFERROR(IF(OR(L83=\"\",'S4 Input'!$D83=\"\"),\"\",L83/'S4 Input'!$D83),\"\")","v":2.2515575384001538},{"$f":"IFERROR(IF(OR(M83=\"\",'S4 Input'!$D83=\"\"),\"\",M83/'S4 Input'!$D83),\"\")","v":2.4237603818950042},{"$f":"IFERROR(IF(OR(N83=\"\",'S4 Input'!$D83=\"\"),\"\",N83/'S4 Input'!$D83),\"\")","v":2.6158899133537776},{"$f":"IFERROR(IF(OR(O83=\"\",'S4 Input'!$D83=\"\"),\"\",O83/'S4 Input'!$D83),\"\")","v":2.8340012514637829},{"$f":"IFERROR(IF(OR(P83=\"\",'S4 Input'!$D83=\"\"),\"\",P83/'S4 Input'!$D83),\"\")","v":3.0853378241333815},{"$f":"IFERROR(IF(OR(Q83=\"\",'S4 Input'!$D83=\"\"),\"\",Q83/'S4 Input'!$D83),\"\")","v":3.3782214454975734},{"$f":"IFERROR(IF(OR(R83=\"\",'S4 Input'!$D83=\"\"),\"\",R83/'S4 Input'!$D83),\"\")","v":3.7218018186425716},{"$f":"IFERROR(IF(OR(S83=\"\",'S4 Input'!$D83=\"\"),\"\",S83/'S4 Input'!$D83),\"\")","v":4.1256575337393473},{"$f":"IFERROR(IF(OR(T83=\"\",'S4 Input'!$D83=\"\"),\"\",T83/'S4 Input'!$D83),\"\")","v":4.5992517414046636},{"$f":"IFERROR(IF(OR(U83=\"\",'S4 Input'!$D83=\"\"),\"\",U83/'S4 Input'!$D83),\"\")","v":5.1512550437246238},{"$f":"IFERROR(IF(OR(V83=\"\",'S4 Input'!$D83=\"\"),\"\",V83/'S4 Input'!$D83),\"\")","v":5.7887560371867623},{"$f":"IFERROR(IF(OR(W83=\"\",'S4 Input'!$D83=\"\"),\"\",W83/'S4 Input'!$D83),\"\")","v":6.516387909765049}]
[0,0,0,{"$f":"IFERROR(repcalc('S4 Input'!$CV84:$GH84,'S4 Input'!$G84,'S4 Input'!$E84,'S4 Input'!$F84,20,TRUE,TRUE),\"\")","v":""},"","","","","","","","","","","","","","","","","","","",{"$f":"IFERROR(IF(OR(D84=\"\",'S4 Input'!$D84=\"\"),\"\",D84/'S4 Input'!$D84),\"\")","v":""},{"$f":"IFERROR(IF(OR(E84=\"\",'S4 Input'!$D84=\"\"),\"\",E84/'S4 Input'!$D84),\"\")","v":""},{"$f":"IFERROR(IF(OR(F84=\"\",'S4 Input'!$D84=\"\"),\"\",F84/'S4 Input'!$D84),\"\")","v":""},{"$f":"IFERROR(IF(OR(G84=\"\",'S4 Input'!$D84=\"\"),\"\",G84/'S4 Input'!$D84),\"\")","v":""},{"$f":"IFERROR(IF(OR(H84=\"\",'S4 Input'!$D84=\"\"),\"\",H84/'S4 Input'!$D84),\"\")","v":""},{"$f":"IFERROR(IF(OR(I84=\"\",'S4 Input'!$D84=\"\"),\"\",I84/'S4 Input'!$D84),\"\")","v":""},{"$f":"IFERROR(IF(OR(J84=\"\",'S4 Input'!$D84=\"\"),\"\",J84/'S4 Input'!$D84),\"\")","v":""},{"$f":"IFERROR(IF(OR(K84=\"\",'S4 Input'!$D84=\"\"),\"\",K84/'S4 Input'!$D84),\"\")","v":""},{"$f":"IFERROR(IF(OR(L84=\"\",'S4 Input'!$D84=\"\"),\"\",L84/'S4 Input'!$D84),\"\")","v":""},{"$f":"IFERROR(IF(OR(M84=\"\",'S4 Input'!$D84=\"\"),\"\",M84/'S4 Input'!$D84),\"\")","v":""},{"$f":"IFERROR(IF(OR(N84=\"\",'S4 Input'!$D84=\"\"),\"\",N84/'S4 Input'!$D84),\"\")","v":""},{"$f":"IFERROR(IF(OR(O84=\"\",'S4 Input'!$D84=\"\"),\"\",O84/'S4 Input'!$D84),\"\")","v":""},{"$f":"IFERROR(IF(OR(P84=\"\",'S4 Input'!$D84=\"\"),\"\",P84/'S4 Input'!$D84),\"\")","v":""},{"$f":"IFERROR(IF(OR(Q84=\"\",'S4 Input'!$D84=\"\"),\"\",Q84/'S4 Input'!$D84),\"\")","v":""},{"$f":"IFERROR(IF(OR(R84=\"\",'S4 Input'!$D84=\"\"),\"\",R84/'S4 Input'!$D84),\"\")","v":""},{"$f":"IFERROR(IF(OR(S84=\"\",'S4 Input'!$D84=\"\"),\"\",S84/'S4 Input'!$D84),\"\")","v":""},{"$f":"IFERROR(IF(OR(T84=\"\",'S4 Input'!$D84=\"\"),\"\",T84/'S4 Input'!$D84),\"\")","v":""},{"$f":"IFERROR(IF(OR(U84=\"\",'S4 Input'!$D84=\"\"),\"\",U84/'S4 Input'!$D84),\"\")","v":""},{"$f":"IFERROR(IF(OR(V84=\"\",'S4 Input'!$D84=\"\"),\"\",V84/'S4 Input'!$D84),\"\")","v":""},{"$f":"IFERROR(IF(OR(W84=\"\",'S4 Input'!$D84=\"\"),\"\",W84/'S4 Input'!$D84),\"\")","v":""}]
[0,0,0,{"$f":"IFERROR(repcalc('S4 Input'!$CV85:$GH85,'S4 Input'!$G85,'S4 Input'!$E85,'S4 Input'!$F85,20,TRUE,TRUE),\"\")","v":""},"","","","","","","","","","","","","","","","","","","",{"$f":"IFERROR(IF(OR(D85=\"\",'S4 Input'!$D85=\"\"),\"\",D85/'S4 Input'!$D85),\"\")","v":""},{"$f":"IFERROR(IF(OR(E85=\"\",'S4 Input'!$D85=\"\"),\"\",E85/'S4 Input'!$D85),\"\")","v":""},{"$f":"IFERROR(IF(OR(F85=\"\",'S4 Input'!$D85=\"\"),\"\",F85/'S4 Input'!$D85),\"\")","v":""},{"$f":"IFERROR(IF(OR(G85=\"\",'S4 Input'!$D85=\"\"),\"\",G85/'S4 Input'!$D85),\"\")","v":""},{"$f":"IFERROR(IF(OR(H85=\"\",'S4 Input'!$D85=\"\"),\"\",H85/'S4 Input'!$D85),\"\")","v":""},{"$f":"IFERROR(IF(OR(I85=\"\",'S4 Input'!$D85=\"\"),\"\",I85/'S4 Input'!$D85),\"\")","v":""},{"$f":"IFERROR(IF(OR(J85=\"\",'S4 Input'!$D85=\"\"),\"\",J85/'S4 Input'!$D85),\"\")","v":""},{"$f":"IFERROR(IF(OR(K85=\"\",'S4 Input'!$D85=\"\"),\"\",K85/'S4 Input'!$D85),\"\")","v":""},{"$f":"IFERROR(IF(OR(L85=\"\",'S4 Input'!$D85=\"\"),\"\",L85/'S4 Input'!$D85),\"\")","v":""},{"$f":"IFERROR(IF(OR(M85=\"\",'S4 Input'!$D85=\"\"),\"\",M85/'S4 Input'!$D85),\"\")","v":""},{"$f":"IFERROR(IF(OR(N85=\"\",'S4 Input'!$D85=\"\"),\"\",N85/'S4 Input'!$D85),\"\")","v":""},{"$f":"IFERROR(IF(OR(O85=\"\",'S4 Input'!$D85=\"\"),\"\",O85/'S4 Input'!$D85),\"\")","v":""},{"$f":"IFERROR(IF(OR(P85=\"\",'S4 Input'!$D85=\"\"),\"\",P85/'S4 Input'!$D85),\"\")","v":""},{"$f":"IFERROR(IF(OR(Q85=\"\",'S4 Input'!$D85=\"\"),\"\",Q85/'S4 Input'!$D85),\"\")","v":""},{"$f":"IFERROR(IF(OR(R85=\"\",'S4 Input'!$D85=\"\"),\"\",R85/'S4 Input'!$D85),\"\")","v":""},{"$f":"IFERROR(IF(OR(S85=\"\",'S4 Input'!$D85=\"\"),\"\",S85/'S4 Input'!$D85),\"\")","v":""},{"$f":"IFERROR(IF(OR(T85=\"\",'S4 Input'!$D85=\"\"),\"\",T85/'S4 Input'!$D85),\"\")","v":""},{"$f":"IFERROR(IF(OR(U85=\"\",'S4 Input'!$D85=\"\"),\"\",U85/'S4 Input'!$D85),\"\")","v":""},{"$f":"IFERROR(IF(OR(V85=\"\",'S4 Input'!$D85=\"\"),\"\",V85/'S4 Input'!$D85),\"\")","v":""},{"$f":"IFERROR(IF(OR(W85=\"\",'S4 Input'!$D85=\"\"),\"\",W85/'S4 Input'!$D85),\"\")","v":""}]
[0,0,0,{"$f":"IFERROR(repcalc('S4 Input'!$CV86:$GH86,'S4 Input'!$G86,'S4 Input'!$E86,'S4 Input'!$F86,20,TRUE,TRUE),\"\")","v":""},"","","","","","","","","","","","","","","","","","","",{"$f":"IFERROR(IF(OR(D86=\"\",'S4 Input'!$D86=\"\"),\"\",D86/'S4 Input'!$D86),\"\")","v":""},{"$f":"IFERROR(IF(OR(E86=\"\",'S4 Input'!$D86=\"\"),\"\",E86/'S4 Input'!$D86),\"\")","v":""},{"$f":"IFERROR(IF(OR(F86=\"\",'S4 Input'!$D86=\"\"),\"\",F86/'S4 Input'!$D86),\"\")","v":""},{"$f":"IFERROR(IF(OR(G86=\"\",'S4 Input'!$D86=\"\"),\"\",G86/'S4 Input'!$D86),\"\")","v":""},{"$f":"IFERROR(IF(OR(H86=\"\",'S4 Input'!$D86=\"\"),\"\",H86/'S4 Input'!$D86),\"\")","v":""},{"$f":"IFERROR(IF(OR(I86=\"\",'S4 Input'!$D86=\"\"),\"\",I86/'S4 Input'!$D86),\"\")","v":""},{"$f":"IFERROR(IF(OR(J86=\"\",'S4 Input'!$D86=\"\"),\"\",J86/'S4 Input'!$D86),\"\")","v":""},{"$f":"IFERROR(IF(OR(K86=\"\",'S4 Input'!$D86=\"\"),\"\",K86/'S4 Input'!$D86),\"\")","v":""},{"$f":"IFERROR(IF(OR(L86=\"\",'S4 Input'!$D86=\"\"),\"\",L86/'S4 Input'!$D86),\"\")","v":""},{"$f":"IFERROR(IF(OR(M86=\"\",'S4 Input'!$D86=\"\"),\"\",M86/'S4 Input'!$D86),\"\")","v":""},{"$f":"IFERROR(IF(OR(N86=\"\",'S4 Input'!$D86=\"\"),\"\",N86/'S4 Input'!$D86),\"\")","v":""},{"$f":"IFERROR(IF(OR(O86=\"\",'S4 Input'!$D86=\"\"),\"\",O86/'S4 Input'!$D86),\"\")","v":""},{"$f":"IFERROR(IF(OR(P86=\"\",'S4 Input'!$D86=\"\"),\"\",P86/'S4 Input'!$D86),\"\")","v":""},{"$f":"IFERROR(IF(OR(Q86=\"\",'S4 Input'!$D86=\"\"),\"\",Q86/'S4 Input'!$D86),\"\")","v":""},{"$f":"IFERROR(IF(OR(R86=\"\",'S4 Input'!$D86=\"\"),\"\",R86/'S4 Input'!$D86),\"\")","v":""},{"$f":"IFERROR(IF(OR(S86=\"\",'S4 Input'!$D86=\"\"),\"\",S86/'S4 Input'!$D86),\"\")","v":""},{"$f":"IFERROR(IF(OR(T86=\"\",'S4 Input'!$D86=\"\"),\"\",T86/'S4 Input'!$D86),\"\")","v":""},{"$f":"IFERROR(IF(OR(U86=\"\",'S4 Input'!$D86=\"\"),\"\",U86/'S4 Input'!$D86),\"\")","v":""},{"$f":"IFERROR(IF(OR(V86=\"\",'S4 Input'!$D86=\"\"),\"\",V86/'S4 Input'!$D86),\"\")","v":""},{"$f":"IFERROR(IF(OR(W86=\"\",'S4 Input'!$D86=\"\"),\"\",W86/'S4 Input'!$D86),\"\")","v":""}]
[0,0,0,{"$f":"IFERROR(repcalc('S4 Input'!$CV87:$GH87,'S4 Input'!$G87,'S4 Input'!$E87,'S4 Input'!$F87,20,TRUE,TRUE),\"\")","v":""},"","","","","","","","","","","","","","","","","","","",{"$f":"IFERROR(IF(OR(D87=\"\",'S4 Input'!$D87=\"\"),\"\",D87/'S4 Input'!$D87),\"\")","v":""},{"$f":"IFERROR(IF(OR(E87=\"\",'S4 Input'!$D87=\"\"),\"\",E87/'S4 Input'!$D87),\"\")","v":""},{"$f":"IFERROR(IF(OR(F87=\"\",'S4 Input'!$D87=\"\"),\"\",F87/'S4 Input'!$D87),\"\")","v":""},{"$f":"IFERROR(IF(OR(G87=\"\",'S4 Input'!$D87=\"\"),\"\",G87/'S4 Input'!$D87),\"\")","v":""},{"$f":"IFERROR(IF(OR(H87=\"\",'S4 Input'!$D87=\"\"),\"\",H87/'S4 Input'!$D87),\"\")","v":""},{"$f":"IFERROR(IF(OR(I87=\"\",'S4 Input'!$D87=\"\"),\"\",I87/'S4 Input'!$D87),\"\")","v":""},{"$f":"IFERROR(IF(OR(J87=\"\",'S4 Input'!$D87=\"\"),\"\",J87/'S4 Input'!$D87),\"\")","v":""},{"$f":"IFERROR(IF(OR(K87=\"\",'S4 Input'!$D87=\"\"),\"\",K87/'S4 Input'!$D87),\"\")","v":""},{"$f":"IFERROR(IF(OR(L87=\"\",'S4 Input'!$D87=\"\"),\"\",L87/'S4 Input'!$D87),\"\")","v":""},{"$f":"IFERROR(IF(OR(M87=\"\",'S4 Input'!$D87=\"\"),\"\",M87/'S4 Input'!$D87),\"\")","v":""},{"$f":"IFERROR(IF(OR(N87=\"\",'S4 Input'!$D87=\"\"),\"\",N87/'S4 Input'!$D87),\"\")","v":""},{"$f":"IFERROR(IF(OR(O87=\"\",'S4 Input'!$D87=\"\"),\"\",O87/'S4 Input'!$D87),\"\")","v":""},{"$f":"IFERROR(IF(OR(P87=\"\",'S4 Input'!$D87=\"\"),\"\",P87/'S4 Input'!$D87),\"\")","v":""},{"$f":"IFERROR(IF(OR(Q87=\"\",'S4 Input'!$D87=\"\"),\"\",Q87/'S4 Input'!$D87),\"\")","v":""},{"$f":"IFERROR(IF(OR(R87=\"\",'S4 Input'!$D87=\"\"),\"\",R87/'S4 Input'!$D87),\"\")","v":""},{"$f":"IFERROR(IF(OR(S87=\"\",'S4 Input'!$D87=\"\"),\"\",S87/'S4 Input'!$D87),\"\")","v":""},{"$f":"IFERROR(IF(OR(T87=\"\",'S4 Input'!$D87=\"\"),\"\",T87/'S4 Input'!$D87),\"\")","v":""},{"$f":"IFERROR(IF(OR(U87=\"\",'S4 Input'!$D87=\"\"),\"\",U87/'S4 Input'!$D87),\"\")","v":""},{"$f":"IFERROR(IF(OR(V87=\"\",'S4 Input'!$D87=\"\"),\"\",V87/'S4 Input'!$D87),\"\")","v":""},{"$f":"IFERROR(IF(OR(W87=\"\",'S4 Input'!$D87=\"\"),\"\",W87/'S4 Input'!$D87),\"\")","v":""}]
[0,0,0,{"$f":"IFERROR(repcalc('S4 Input'!$CV88:$GH88,'S4 Input'!$G88,'S4 Input'!$E88,'S4 Input'!$F88,20,TRUE,TRUE),\"\")","v":""},"","","","","","","","","","","","","","","","","","","",{"$f":"IFERROR(IF(OR(D88=\"\",'S4 Input'!$D88=\"\"),\"\",D88/'S4 Input'!$D88),\"\")","v":""},{"$f":"IFERROR(IF(OR(E88=\"\",'S4 Input'!$D88=\"\"),\"\",E88/'S4 Input'!$D88),\"\")","v":""},{"$f":"IFERROR(IF(OR(F88=\"\",'S4 Input'!$D88=\"\"),\"\",F88/'S4 Input'!$D88),\"\")","v":""},{"$f":"IFERROR(IF(OR(G88=\"\",'S4 Input'!$D88=\"\"),\"\",G88/'S4 Input'!$D88),\"\")","v":""},{"$f":"IFERROR(IF(OR(H88=\"\",'S4 Input'!$D88=\"\"),\"\",H88/'S4 Input'!$D88),\"\")","v":""},{"$f":"IFERROR(IF(OR(I88=\"\",'S4 Input'!$D88=\"\"),\"\",I88/'S4 Input'!$D88),\"\")","v":""},{"$f":"IFERROR(IF(OR(J88=\"\",'S4 Input'!$D88=\"\"),\"\",J88/'S4 Input'!$D88),\"\")","v":""},{"$f":"IFERROR(IF(OR(K88=\"\",'S4 Input'!$D88=\"\"),\"\",K88/'S4 Input'!$D88),\"\")","v":""},{"$f":"IFERROR(IF(OR(L88=\"\",'S4 Input'!$D88=\"\"),\"\",L88/'S4 Input'!$D88),\"\")","v":""},{"$f":"IFERROR(IF(OR(M88=\"\",'S4 Input'!$D88=\"\"),\"\",M88/'S4 Input'!$D88),\"\")","v":""},{"$f":"IFERROR(IF(OR(N88=\"\",'S4 Input'!$D88=\"\"),\"\",N88/'S4 Input'!$D88),\"\")","v":""},{"$f":"IFERROR(IF(OR(O88=\"\",'S4 Input'!$D88=\"\"),\"\",O88/'S4 Input'!$D88),\"\")","v":""},{"$f":"IFERROR(IF(OR(P88=\"\",'S4 Input'!$D88=\"\"),\"\",P88/'S4 Input'!$D88),\"\")","v":""},{"$f":"IFERROR(IF(OR(Q88=\"\",'S4 Input'!$D88=\"\"),\"\",Q88/'S4 Input'!$D88),\"\")","v":""},{"$f":"IFERROR(IF(OR(R88=\"\",'S4 Input'!$D88=\"\"),\"\",R88/'S4 Input'!$D88),\"\")","v":""},{"$f":"IFERROR(IF(OR(S88=\"\",'S4 Input'!$D88=\"\"),\"\",S88/'S4 Input'!$D88),\"\")","v":""},{"$f":"IFERROR(IF(OR(T88=\"\",'S4 Input'!$D88=\"\"),\"\",T88/'S4 Input'!$D88),\"\")","v":""},{"$f":"IFERROR(IF(OR(U88=\"\",'S4 Input'!$D88=\"\"),\"\",U88/'S4 Input'!$D88),\"\")","v":""},{"$f":"IFERROR(IF(OR(V88=\"\",'S4 Input'!$D88=\"\"),\"\",V88/'S4 Input'!$D88),\"\")","v":""},{"$f":"IFERROR(IF(OR(W88=\"\",'S4 Input'!$D88=\"\"),\"\",W88/'S4 Input'!$D88),\"\")","v":""}]