## Info
Creation Date | 2018-03-23
Client | Endeavour Energy
Project | Tariff Structure Statement 2017
Description | LRMC calculations
Author | Stuart Morrison
Version | 2.1

## Control and results
Control and results
Insert description
Parameter control
| Discount rate | 6.18% |  | Opex proportion of capex | 1.997% | Asset life | 43 | Proportion of program renewal capex to steady/falling ZS | 100%
Results
|  | LRMC for growing substations ($/kW pa) | LRMC for steady/falling substations ($/kW pa)
| LV | 133.2444 | 72.8808
| HV | 11.8079 | 5.0156
| ST | 8.8591 | 4.1532

## LRMC calculation ->
LRMC calculation ->
Insert description

## LRMC by ZS type
LRMC by ZS type
Insert description
LRMC by type
|  | Discount rate | 1 | 0.9418 | 0.88698 | 0.83536 | 0.78674 | 0.74095 | 0.69782 | 0.65721 | 0.61895 | 0.58293
Growing ZS
Capex
| Capex flows |  | 2019 | 2020 | 2021 | 2022 | 2023 | 2024 | 2025 | 2026 | 2027 | 2028
| LV |  | 82625500.1449 | 124078719.243 | 129558881.524 | 117953010.2285 | 102526068.0875 | 104504782.7714 | 120858924.5004 | 85490035.5189 | 64768492.1965 | 64930931.9499
| HV |  | 8032284.5761 | 12067943.4328 | 12601462.0817 | 11471577.8821 | 9969695.1082 | 10162331.9556 | 11754481.8139 | 8311160.0845 | 6293823.8763 | 6309638.1229
| ST |  | 6228793.7813 | 11286694.6656 | 13504366.8089 | 11268629.8895 | 8192651.8043 | 8444716.273 | 11688351.7101 | 4563257.3966 | 377230.9272 | 377230.9272
| Annualised Capex |  | 2019 | 2020 | 2021 | 2022 | 2023 | 2024 | 2025 | 2026 | 2027 | 2028
| LV |  | 5525570.6527 | 8297749.8288 | 8664235.04 | 7888093.7553 | 6856418.805 | 6988745.1179 | 8082426.4322 | 5717136.1206 | 4331385.336 | 4342248.4754
| HV |  | 537158.091 | 807042.3048 | 842721.302 | 767160.4284 | 666722.1936 | 679604.7603 | 786079.5957 | 555807.858 | 420898.7352 | 421956.3111
| ST |  | 416549.8552 | 754796.3849 | 903102.95 | 753588.3051 | 547882.6306 | 564739.4125 | 781657.1528 | 305167.3044 | 25227.2741 | 25227.2741
| Annualised capitalised overheads |  | 2019 | 2020 | 2021 | 2022 | 2023 | 2024 | 2025 | 2026 | 2027 | 2028
| LV |  | 1544717.2212 | 2022483.0702 | 2149921.9135 | 2004645.7499 | 1788392.8832 | 1769405.8483 | 1814183.9919 | 1246475.3797 | 918944.3349 | 908688.8449
| HV |  | 150166.8164 | 196707.4728 | 209110.7854 | 194962.806 | 173904.3749 | 172061.8819 | 176443.6745 | 121179.6949 | 89297.6446 | 88301.486
| ST |  | 116449.8249 | 183973.1182 | 224093.7386 | 191513.6457 | 142906.8768 | 142980.3495 | 175451.0116 | 66533.9295 | 5352.2046 | 5279.2333
| Cumulative annualised capex and capitalised overheads | NPV | 2019 | 2020 | 2021 | 2022 | 2023 | 2024 | 2025 | 2026 | 2027 | 2028
| LV | 347718414.4589 | 7070287.874 | 17390520.773 | 28204677.7265 | 38097417.2317 | 46742228.9199 | 55500379.8862 | 65396990.3102 | 72360601.8106 | 77610931.4815 | 82861868.8018
| HV | 33814020.9137 | 687324.9074 | 1691074.685 | 2742906.7724 | 3705030.0067 | 4545656.5752 | 5397323.2174 | 6359846.4877 | 7036834.0406 | 7547030.4204 | 8057288.2174
| ST | 30009313.4074 | 532999.6801 | 1471769.1832 | 2598965.8717 | 3544067.8226 | 4234857.33 | 4942577.092 | 5899685.2564 | 6271386.4902 | 6301965.969 | 6332472.4763
Opex
| Incremental opex |  | 2019 | 2020 | 2021 | 2022 | 2023 | 2024 | 2025 | 2026 | 2027 | 2028
| LV |  | 2110952.2105 | 3081277.4302 | 3228746.6837 | 2953642.157 | 2581052.5212 | 2614891.8505 | 2954797.8843 | 2079102.2023 | 1567573.375 | 1567754.7989
| HV |  | 205212.2995 | 299686.215 | 314041.9895 | 287257.9172 | 250983.0639 | 254279.2618 | 287377.3545 | 202125.9101 | 152327.6272 | 152345.9644
| ST |  | 159135.9324 | 280285.2717 | 336543.3464 | 282175.9295 | 206246.7135 | 211301.523 | 285760.5845 | 110977.5946 | 9130.0127 | 9108.2259
| Cumulative opex | NPV | 2019 | 2020 | 2021 | 2022 | 2023 | 2024 | 2025 | 2026 | 2027 | 2028
| LV | 103817124.3844 | 2110952.2105 | 5192229.6408 | 8420976.3245 | 11374618.4815 | 13955671.0027 | 16570562.8532 | 19525360.7376 | 21604462.9399 | 23172036.3149 | 24739791.1138
| HV | 10095739.1647 | 205212.2995 | 504898.5145 | 818940.5039 | 1106198.4211 | 1357181.485 | 1611460.7467 | 1898838.1012 | 2100964.0114 | 2253291.6386 | 2405637.603
| ST | 8959780.3658 | 159135.9324 | 439421.2041 | 775964.5505 | 1058140.48 | 1264387.1935 | 1475688.7165 | 1761449.301 | 1872426.8956 | 1881556.9083 | 1890665.1342
Demand
| Additional demand served in growing substations | NPV (MW) | 2019 | 2020 | 2021 | 2022 | 2023 | 2024 | 2025 | 2026 | 2027 | 2028
| LV | 3388.7771 | 117.8461 | 235.5876 | 323.544 | 396.3578 | 465.8969 | 527.9572 | 586.869 | 637.4909 | 685.5411 | 721.2587
| HV | 3718.6899 | 129.319 | 258.5232 | 355.0424 | 434.945 | 511.2541 | 579.3562 | 644.0033 | 699.5535 | 752.2816 | 791.4765
| ST | 4398.749 | 152.9683 | 305.8008 | 419.9712 | 514.486 | 604.7502 | 685.3065 | 761.7761 | 827.485 | 889.8559 | 936.2186
LRMC calculation
| LRMC | LRMC ($/MW pa) | 2019: LRMC ($/kW pa)
| LV | 133244.3916 | 2019: 133.2444
| HV | 11807.8575 | 2019: 11.8079
| ST | 8859.1311 | 2019: 8.8591
Steady and falling ZS
Capex
| Capex flows |  | 2019 | 2020 | 2021 | 2022 | 2023 | 2024 | 2025 | 2026 | 2027 | 2028
| LV |  | 121160714.0383 | 127302055.826 | 129859422.1366 | 132817242.8565 | 139295541.8479 | 144191989.9139 | 171320970.5133 | 192145913.7815 | 209186975.5194 | 216457333.4364
| HV |  | 9494005.757 | 9397443.9596 | 9441094.4531 | 9578152.1843 | 10213711.6949 | 10768286.7457 | 13424019.2089 | 15354067.336 | 16915737.4375 | 17565127.0287
| ST |  | 8614137.8622 | 9846500.2144 | 9209911.9817 | 8830604.9592 | 9456746.4573 | 11770223.3404 | 13400510.2779 | 15579018.8825 | 16938287.0432 | 17618539.5349
| Annualised Capex |  | 2019 | 2020 | 2021 | 2022 | 2023 | 2024 | 2025 | 2026 | 2027 | 2028
| LV |  | 8102608.5722 | 8513310.0855 | 8684333.6583 | 8882137.5728 | 9315373.0597 | 9642822.4511 | 11457069.8538 | 12849735.4978 | 13989354.5072 | 14475558.8421
| HV |  | 634910.5239 | 628452.965 | 631372.0867 | 640537.8064 | 683040.7743 | 720127.9159 | 897729.7136 | 1026801.4562 | 1131237.9615 | 1174665.8144
| ST |  | 576069.4614 | 658483.5495 | 615911.786 | 590545.6732 | 632418.8126 | 787132.3084 | 896157.5566 | 1041845.0646 | 1132745.9638 | 1178237.7695
| Annualised capitalised overheads |  | 2019 | 2020 | 2021 | 2022 | 2023 | 2024 | 2025 | 2026 | 2027 | 2028
| LV |  | 2265148.667 | 2075023.4552 | 2154909.1351 | 2257267.7111 | 2429773.8161 | 2441363.3852 | 2571657.5211 | 2801556.3379 | 2967973.7721 | 3029255.2161
| HV |  | 177494.2865 | 153178.3325 | 156667.1124 | 162783.485 | 178160.8292 | 182321.5076 | 201504.6953 | 223867.8086 | 240002.8249 | 245818.6647
| ST |  | 161044.7995 | 160497.9493 | 152830.8315 | 150078.7022 | 164956.8581 | 199285.6352 | 201151.8084 | 227147.6829 | 240322.7618 | 246566.1567
| Cumulative annualised capex and capitalised overheads | NPV | 2019 | 2020 | 2021 | 2022 | 2023 | 2024 | 2025 | 2026 | 2027 | 2028
| LV | 452920690.0043 | 10367757.2392 | 20956090.7799 | 31795333.5732 | 42934738.8571 | 54679885.7328 | 66764071.5691 | 80792798.944 | 96444090.7797 | 113401419.0591 | 130906233.1173
| HV | 34204159.6446 | 812404.8104 | 1594036.1079 | 2382075.307 | 3185396.5984 | 4046598.2019 | 4949047.6254 | 6048282.0344 | 7298951.2992 | 8670192.0856 | 10090676.5648
| ST | 33502371.6271 | 737114.2609 | 1556095.7597 | 2324838.3772 | 3065462.7526 | 3862838.4233 | 4849256.367 | 5946565.732 | 7215558.4795 | 8588627.205 | 10013431.1313
Opex
| Opex flows |  | 2019 | 2020 | 2021 | 2022 | 2023 | 2024 | 2025 | 2026 | 2027 | 2028
| LV |  | 3095466.6136 | 3161323.3424 | 3236236.4791 | 3325854.9902 | 3506709.232 | 3607934.9608 | 4188510.2263 | 4672953.8722 | 5062892.8063 | 5226353.8048
| HV |  | 242556.9879 | 233369.0431 | 235282.2288 | 239844.952 | 257126.0833 | 269441.307 | 328194.7421 | 373408.1407 | 409406.7768 | 424109.3015
| ST |  | 220077.7403 | 244520.5678 | 229520.913 | 221125.7435 | 238069.7879 | 294511.5073 | 327619.9882 | 378878.9216 | 409952.5384 | 425398.9443
| Cumulative opex | NPV | 2019 | 2020 | 2021 | 2022 | 2023 | 2024 | 2025 | 2026 | 2027 | 2028
| LV | 135227016.0428 | 3095466.6136 | 6256789.956 | 9493026.4351 | 12818881.4253 | 16325590.6573 | 19933525.6181 | 24122035.8444 | 28794989.7166 | 33857882.5229 | 39084236.3277
| HV | 10212221.5811 | 242556.9879 | 475926.031 | 711208.2598 | 951053.2118 | 1208179.2951 | 1477620.602 | 1805815.3441 | 2179223.4849 | 2588630.2616 | 3012739.5631
| ST | 10002691.0792 | 220077.7403 | 464598.3081 | 694119.221 | 915244.9645 | 1153314.7524 | 1447826.2597 | 1775446.2479 | 2154325.1695 | 2564277.7079 | 2989676.6523
Demand
| Total demand served in steady/falling substations | NPV (MW) | 2019 | 2020 | 2021 | 2022 | 2023 | 2024 | 2025 | 2026 | 2027 | 2028
| LV | 8069.9932 | 1053.5539 | 1053.7751 | 1050.3637 | 1043.4571 | 1039.5407 | 1035.8465 | 1032.3242 | 1029.5888 | 1030.0776 | 1030.5491
| HV | 8855.6437 | 1156.1222 | 1156.3649 | 1152.6213 | 1145.0424 | 1140.7447 | 1136.6908 | 1132.8256 | 1129.8239 | 1130.3603 | 1130.8777
| ST | 10475.1282 | 1367.5492 | 1367.8363 | 1363.4081 | 1354.4431 | 1349.3595 | 1344.5643 | 1339.9922 | 1336.4416 | 1337.0761 | 1337.6881
LRMC calculation
| LRMC | LRMC ($/MW pa) | 2019: LRMC ($/kW pa)
| LV | 72880.8177 | 2019: 72.8808
| HV | 5015.6017 | 2019: 5.0156
| ST | 4153.1771 | 2019: 4.1532

## Capex allocation ->
Capex allocation ->
Insert description

## Allocation of site-spec costs
Allocation of site-spec costs
Allocation of site specific costs to each ZS type
Unallocated capex
| High growth | 2019 | 2020 | 2021 | 2022 | 2023 | 2024 | 2025 | 2026 | 2027 | 2028
| LV | 0 | 0 | 0 | 0 | 0 | 0 | 0 | 0 | 0 | 0
| HV | 1000400 | 0 | 0 | 0 | 0 | 0 | 0 | 0 | 0 | 0
| ST | 37787000 | 71728836.5854 | 80502427.4242 | 59558000 | 26993500 | 30847500 | 46480000 | 29216000 | 2140000 | 2140000
| Small growth | 2019 | 2020 | 2021 | 2022 | 2023 | 2024 | 2025 | 2026 | 2027 | 2028
| LV | 0 | 0 | 0 | 0 | 0 | 0 | 0 | 0 | 0 | 0
| HV | 0 | 0 | 0 | 0 | 0 | 0 | 0 | 0 | 0 | 0
| ST | 0 | 0 | 2379535.9905 | 0 | 4972500 | 7582500 | 28822439.0244 | 0 | 0 | 0
| Steady/falling | 2019 | 2020 | 2021 | 2022 | 2023 | 2024 | 2025 | 2026 | 2027 | 2028
| LV | 0 | 0 | 0 | 0 | 0 | 0 | 0 | 0 | 0 | 0
| HV | 6600000 | 0 | 3000000 | 4000000 | 5500000 | 0 | 0 | 0 | 0 | 0
| ST | 19100114 | 10361000 | 3771428.5714 | 0 | 0 | 6970000 | 6970000 | 11134000 | 11933000 | 11933000
Capex allocated by coincident demand
| High growth | 2019 | 2020 | 2021 | 2022 | 2023 | 2024 | 2025 | 2026 | 2027 | 2028
| LV | 30022587.4869 | 55259583.7467 | 62018719.9713 | 45883224.174 | 20795675.0015 | 23764779.8399 | 35807989.852 | 22507879.3355 | 1648646.6928 | 1648646.6928
| HV | 2922835.035 | 5379771.0629 | 6037803.625 | 4466939.9396 | 2024553.2634 | 2313609.0834 | 3486070.1903 | 2191244.1196 | 160503.2317 | 160503.2317
| ST | 5841977.4781 | 11089481.7758 | 12445903.8279 | 9207835.8864 | 4173271.7351 | 4769111.0767 | 7185939.9577 | 4516876.5449 | 330850.0755 | 330850.0755
| Small growth | 2019 | 2020 | 2021 | 2022 | 2023 | 2024 | 2025 | 2026 | 2027 | 2028
| LV | 0 | 0 | 1833184.1781 | 0 | 3830792.3739 | 5841525.0227 | 22204681.6716 | 0 | 0 | 0
| HV | 0 | 0 | 178468.7927 | 0 | 372945.0091 | 568698.9505 | 2161726.4521 | 0 | 0 | 0
| ST | 0 | 0 | 367883.0197 | 0 | 768762.617 | 1172276.0269 | 4456030.9007 | 0 | 0 | 0
| Steady/falling | 2019 | 2020 | 2021 | 2022 | 2023 | 2024 | 2025 | 2026 | 2027 | 2028
| LV | 20729109.3542 | 7982069.3386 | 5639339.7134 | 3645130.0592 | 5012053.8314 | 5369657.6865 | 5369657.6865 | 8577585.1767 | 9193131.3017 | 9193131.3017
| HV | 2018072.7957 | 777090.6463 | 549015.2938 | 354869.9408 | 487946.1686 | 522760.5255 | 522760.5255 | 835066.8137 | 894993.0202 | 894993.0202
| ST | 2952931.85 | 1601840.0151 | 583073.5643 | 0 | 0 | 1077581.788 | 1077581.788 | 1721348.0097 | 1844875.678 | 1844875.678
Unallocated replacement expenditure for growing substations
| High growth | 2019 | 2020 | 2021 | 2022 | 2023 | 2024 | 2025 | 2026 | 2027 | 2028
| LV | 0 | 0 | 0 | 0 | 0 | 0 | 0 | 0 | 0 | 0
| HV | 0 | 0 | 0 | 0 | 0 | 0 | 0 | 0 | 0 | 0
| ST | 163333 | 0 | 0 | 4000000 | 5000000 | 6000000 | 0 | 0 | 0 | 0
| Small growth | 2019 | 2020 | 2021 | 2022 | 2023 | 2024 | 2025 | 2026 | 2027 | 2028
| LV | 0 | 0 | 0 | 0 | 0 | 0 | 0 | 0 | 0 | 0
| HV | 1740000 | 0 | 0 | 0 | 0 | 0 | 0 | 0 | 0 | 0
| ST | 2531300.09 | 0 | 0 | 0 | 0 | 0 | 0 | 0 | 0 | 0
Replacement expenditure for growing substations allocated by coincident demand
| High growth | 2019 | 2020 | 2021 | 2022 | 2023 | 2024 | 2025 | 2026 | 2027 | 2028
| LV | 125831.0328 | 0 | 0 | 3081582.6034 | 3851978.2543 | 4622373.9052 | 0 | 0 | 0 | 0
| HV | 12250.2217 | 0 | 0 | 300006.0405 | 375007.5506 | 450009.0607 | 0 | 0 | 0 | 0
| ST | 25251.7455 | 0 | 0 | 618411.3561 | 773014.1951 | 927617.0341 | 0 | 0 | 0 | 0
| Small growth | 2019 | 2020 | 2021 | 2022 | 2023 | 2024 | 2025 | 2026 | 2027 | 2028
| LV | 3535734.1561 | 0 | 0 | 0 | 0 | 0 | 0 | 0 | 0 | 0
| HV | 344219.7536 | 0 | 0 | 0 | 0 | 0 | 0 | 0 | 0 | 0
| ST | 391346.1803 | 0 | 0 | 0 | 0 | 0 | 0 | 0 | 0 | 0
Unallocated disaggregated expenditure for steady/falling substations
| Augex | 2019 | 2020 | 2021 | 2022 | 2023 | 2024 | 2025 | 2026 | 2027 | 2028
| LV | 0 | 0 | 0 | 0 | 0 | 0 | 0 | 0 | 0 | 0
| HV | 0 | 0 | 0 | 0 | 0 | 0 | 0 | 0 | 0 | 0
| ST | 300000 | 0 | 0 | 0 | 0 | 0 | 0 | 4134000 | 11933000 | 11933000
| Repex | 2019 | 2020 | 2021 | 2022 | 2023 | 2024 | 2025 | 2026 | 2027 | 2028
| LV | 0 | 0 | 0 | 0 | 0 | 0 | 0 | 0 | 0 | 0
| HV | 6600000 | 0 | 3000000 | 4000000 | 5500000 | 0 | 0 | 0 | 0 | 0
| ST | 18800114 | 10361000 | 3771428.5714 | 0 | 0 | 6970000 | 6970000 | 7000000 | 0 | 0
Disaggregated expenditure for steady/falling substations allocated by coincident demand
| Augex | 2019 | 2020 | 2021 | 2022 | 2023 | 2024 | 2025 | 2026 | 2027 | 2028
| LV | 231118.6953 | 0 | 0 | 0 | 0 | 0 | 0 | 3184815.6207 | 9193131.3017 | 9193131.3017
| HV | 22500.453 | 0 | 0 | 0 | 0 | 0 | 0 | 310056.2428 | 894993.0202 | 894993.0202
| ST | 46380.8517 | 0 | 0 | 0 | 0 | 0 | 0 | 639128.1365 | 1844875.678 | 1844875.678
| Repex | 2019 | 2020 | 2021 | 2022 | 2023 | 2024 | 2025 | 2026 | 2027 | 2028
| LV | 20497990.659 | 7982069.3386 | 5639339.7134 | 3645130.0592 | 5012053.8314 | 5369657.6865 | 5369657.6865 | 5392769.556 | 0 | 0
| HV | 1995572.3427 | 777090.6463 | 549015.2938 | 354869.9408 | 487946.1686 | 522760.5255 | 522760.5255 | 525010.5708 | 0 | 0
| ST | 2906550.9983 | 1601840.0151 | 583073.5643 | 0 | 0 | 1077581.788 | 1077581.788 | 1082219.8732 | 0 | 0
Allocation of site specific costs to each ZS
| Customer connection costs | [13 empty] | Augex | [13 empty] | Repex
| ZS | Major customer | Network level | ZS classification | 2019 | 2020 | 2021 | 2022 | 2023 | 2024 | 2025 | 2026 | 2027 | 2028 | ZS | Major customer | Network level | ZS classification | 2019 | 2020 | 2021 | 2022 | 2023 | 2024 | 2025 | 2026 | 2027 | 2028 | ZS | Major customer | Network level | ZS classification | 2019 | 2020 | 2021 | 2022 | 2023 | 2024 | 2025 | 2026 | 2027 | 2028
| Jasper_Road | No | LV | Small growth | 0 | 0 | 0 | 0 | 0 | 0 | 0 | 0 | 0 | 0 | Jasper_Road | No | LV | Small growth | 0 | 0 | 0 | 0 | 0 | 0 | 0 | 0 | 0 | 0 | Jasper_Road | No | LV | Small growth | 0 | 0 | 0 | 0 | 0 | 0 | 0 | 0 | 0 | 0
| Northmead | No | LV | Steady/falling | 0 | 0 | 0 | 0 | 0 | 0 | 0 | 0 | 0 | 0 | Northmead | No | LV | Steady/falling | 0 | 0 | 0 | 0 | 0 | 0 | 0 | 0 | 0 | 0 | Northmead | No | LV | Steady/falling | 0 | 0 | 0 | 0 | 0 | 0 | 0 | 0 | 0 | 0
| North_Rocks | No | LV | Steady/falling | 0 | 0 | 0 | 0 | 0 | 0 | 0 | 0 | 0 | 0 | North_Rocks | No | LV | Steady/falling | 0 | 0 | 0 | 0 | 0 | 0 | 0 | 0 | 0 | 0 | North_Rocks | No | LV | Steady/falling | 0 | 0 | 0 | 0 | 0 | 0 | 0 | 0 | 0 | 0
| Seven_Hills | No | LV | Small growth | 0 | 0 | 0 | 0 | 0 | 0 | 0 | 0 | 0 | 0 | Seven_Hills | No | LV | Small growth | 0 | 0 | 0 | 0 | 0 | 0 | 0 | 0 | 0 | 0 | Seven_Hills | No | LV | Small growth | 0 | 0 | 0 | 0 | 0 | 0 | 0 | 0 | 0 | 0
| Westmead | No | LV | High growth | 0 | 0 | 0 | 0 | 0 | 0 | 0 | 0 | 0 | 0 | Westmead | No | LV | High growth | 0 | 0 | 0 | 0 | 0 | 0 | 0 | 0 | 0 | 0 | Westmead | No | LV | High growth | 0 | 0 | 0 | 0 | 0 | 0 | 0 | 0 | 0 | 0
| Undiversified | Exclude | LV | High growth | 0 | 0 | 0 | 0 | 0 | 0 | 0 | 0 | 0 | 0 | Undiversified | Exclude | LV | High growth | 0 | 0 | 0 | 0 | 0 | 0 | 0 | 0 | 0 | 0 | Undiversified | Exclude | LV | High growth | 0 | 0 | 0 | 0 | 0 | 0 | 0 | 0 | 0 | 0
| Diversified | Exclude | LV | Small growth | 0 | 0 | 0 | 0 | 0 | 0 | 0 | 0 | 0 | 0 | Diversified | Exclude | LV | Small growth | 0 | 0 | 0 | 0 | 0 | 0 | 0 | 0 | 0 | 0 | Diversified | Exclude | LV | Small growth | 0 | 0 | 0 | 0 | 0 | 0 | 0 | 0 | 0 | 0
| Estimated System Normal | Exclude | LV | Small growth | 0 | 0 | 0 | 0 | 0 | 0 | 0 | 0 | 0 | 0 | Estimated System Normal | Exclude | LV | Small growth | 0 | 0 | 0 | 0 | 0 | 0 | 0 | 0 | 0 | 0 | Estimated System Normal | Exclude | LV | Small growth | 0 | 0 | 0 | 0 | 0 | 0 | 0 | 0 | 0 | 0
| Bulli | No | LV | Small growth | 0 | 0 | 0 | 0 | 0 | 0 | 0 | 0 | 0 | 0 | Bulli | No | LV | Small growth | 0 | 0 | 0 | 0 | 0 | 0 | 0 | 0 | 0 | 0 | Bulli | No | LV | Small growth | 0 | 0 | 0 | 0 | 0 | 0 | 0 | 0 | 0 | 0
| Corrimal | No | LV | Steady/falling | 0 | 0 | 0 | 0 | 0 | 0 | 0 | 0 | 0 | 0 | Corrimal | No | LV | Steady/falling | 0 | 0 | 0 | 0 | 0 | 0 | 0 | 0 | 0 | 0 | Corrimal | No | LV | Steady/falling | 0 | 0 | 0 | 0 | 0 | 0 | 0 | 0 | 0 | 0
| Darkes_Forest | No | LV | Steady/falling | 0 | 0 | 0 | 0 | 0 | 0 | 0 | 0 | 0 | 0 | Darkes_Forest | No | LV | Steady/falling | 0 | 0 | 0 | 0 | 0 | 0 | 0 | 0 | 0 | 0 | Darkes_Forest | No | LV | Steady/falling | 0 | 0 | 0 | 0 | 0 | 0 | 0 | 0 | 0 | 0
| Helensburgh | No | LV | Steady/falling | 0 | 0 | 0 | 0 | 0 | 0 | 0 | 0 | 0 | 0 | Helensburgh | No | LV | Steady/falling | 0 | 0 | 0 | 0 | 0 | 0 | 0 | 0 | 0 | 0 | Helensburgh | No | LV | Steady/falling | 0 | 0 | 0 | 0 | 0 | 0 | 0 | 0 | 0 | 0
| Helenburgh_Colliery | Yes | LV | Steady/falling | 0 | 0 | 0 | 0 | 0 | 0 | 0 | 0 | 0 | 0 | Helenburgh_Colliery | Yes | LV | Steady/falling | 0 | 0 | 0 | 0 | 0 | 0 | 0 | 0 | 0 | 0 | Helenburgh_Colliery | Yes | LV | Steady/falling | 0 | 0 | 0 | 0 | 0 | 0 | 0 | 0 | 0 | 0
| Mt_Ousley | No | LV | Steady/falling | 0 | 0 | 0 | 0 | 0 | 0 | 0 | 0 | 0 | 0 | Mt_Ousley | No | LV | Steady/falling | 0 | 0 | 0 | 0 | 0 | 0 | 0 | 0 | 0 | 0 | Mt_Ousley | No | LV | Steady/falling | 0 | 0 | 0 | 0 | 0 | 0 | 0 | 0 | 0 | 0
| Russell_Vale | No | LV | Small growth | 0 | 0 | 0 | 0 | 0 | 0 | 0 | 0 | 0 | 0 | Russell_Vale | No | LV | Small growth | 0 | 0 | 0 | 0 | 0 | 0 | 0 | 0 | 0 | 0 | Russell_Vale | No | LV | Small growth | 0 | 0 | 0 | 0 | 0 | 0 | 0 | 0 | 0 | 0
| South_Bulli_Colliery | Yes | LV | Steady/falling | 0 | 0 | 0 | 0 | 0 | 0 | 0 | 0 | 0 | 0 | South_Bulli_Colliery | Yes | LV | Steady/falling | 0 | 0 | 0 | 0 | 0 | 0 | 0 | 0 | 0 | 0 | South_Bulli_Colliery | Yes | LV | Steady/falling | 0 | 0 | 0 | 0 | 0 | 0 | 0 | 0 | 0 | 0
| Wombarra | No | LV | Small growth | 0 | 0 | 0 | 0 | 0 | 0 | 0 | 0 | 0 | 0 | Wombarra | No | LV | Small growth | 0 | 0 | 0 | 0 | 0 | 0 | 0 | 0 | 0 | 0 | Wombarra | No | LV | Small growth | 0 | 0 | 0 | 0 | 0 | 0 | 0 | 0 | 0 | 0
| ABC_Tissues | Yes | LV | Steady/falling | 0 | 0 | 0 | 0 | 0 | 0 | 0 | 0 | 0 | 0 | ABC_Tissues | Yes | LV | Steady/falling | 0 | 0 | 0 | 0 | 0 | 0 | 0 | 0 | 0 | 0 | ABC_Tissues | Yes | LV | Steady/falling | 0 | 0 | 0 | 0 | 0 | 0 | 0 | 0 | 0 | 0
| Sydney_Trains_Blacktown | Yes | LV | Steady/falling | 0 | 0 | 0 | 0 | 0 | 0 | 0 | 0 | 0 | 0 | Sydney_Trains_Blacktown | Yes | LV | Steady/falling | 0 | 0 | 0 | 0 | 0 | 0 | 0 | 0 | 0 | 0 | Sydney_Trains_Blacktown | Yes | LV | Steady/falling | 0 | 0 | 0 | 0 | 0 | 0 | 0 | 0 | 0 | 0
| Bossley_Park | No | LV | Steady/falling | 0 | 0 | 0 | 0 | 0 | 0 | 0 | 0 | 0 | 0 | Bossley_Park | No | LV | Steady/falling | 0 | 0 | 0 | 0 | 0 | 0 | 0 | 0 | 0 | 0 | Bossley_Park | No | LV | Steady/falling | 0 | 0 | 0 | 0 | 0 | 0 | 0 | 0 | 0 | 0
| Doonside | No | LV | Steady/falling | 0 | 0 | 0 | 0 | 0 | 0 | 0 | 0 | 0 | 0 | Doonside | No | LV | Steady/falling | 0 | 0 | 0 | 0 | 0 | 0 | 0 | 0 | 0 | 0 | Doonside | No | LV | Steady/falling | 0 | 0 | 0 | 0 | 0 | 0 | 0 | 0 | 0 | 0
| Fujitsu_Data | Yes | LV | High growth | 0 | 0 | 0 | 0 | 0 | 0 | 0 | 0 | 0 | 0 | Fujitsu_Data | Yes | LV | High growth | 0 | 0 | 0 | 0 | 0 | 0 | 0 | 0 | 0 | 0 | Fujitsu_Data | Yes | LV | High growth | 0 | 0 | 0 | 0 | 0 | 0 | 0 | 0 | 0 | 0
| Greystanes | No | LV | Steady/falling | 0 | 0 | 0 | 0 | 0 | 0 | 0 | 0 | 0 | 0 | Greystanes | No | LV | Steady/falling | 0 | 0 | 0 | 0 | 0 | 0 | 0 | 0 | 0 | 0 | Greystanes | No | LV | Steady/falling | 0 | 0 | 0 | 0 | 0 | 0 | 0 | 0 | 0 | 0
| Holroyd | No | LV | Steady/falling | 0 | 0 | 0 | 0 | 0 | 0 | 0 | 0 | 0 | 0 | Holroyd | No | LV | Steady/falling | 0 | 0 | 0 | 0 | 0 | 0 | 0 | 0 | 0 | 0 | Holroyd | No | LV | Steady/falling | 0 | 0 | 0 | 0 | 0 | 0 | 0 | 0 | 0 | 0
| Leabons_Lane | No | LV | Small growth | 0 | 0 | 0 | 0 | 0 | 0 | 0 | 0 | 0 | 0 | Leabons_Lane | No | LV | Small growth | 0 | 0 | 0 | 0 | 0 | 0 | 0 | 0 | 0 | 0 | Leabons_Lane | No | LV | Small growth | 0 | 0 | 0 | 0 | 0 | 0 | 0 | 0 | 0 | 0
| Marayong | No | LV | Steady/falling | 0 | 0 | 0 | 0 | 0 | 0 | 0 | 0 | 0 | 0 | Marayong | No | LV | Steady/falling | 0 | 0 | 0 | 0 | 0 | 0 | 0 | 0 | 0 | 0 | Marayong | No | LV | Steady/falling | 0 | 0 | 0 | 0 | 0 | 0 | 0 | 0 | 0 | 0
| Newton | No | LV | Small growth | 0 | 0 | 0 | 0 | 0 | 0 | 0 | 0 | 0 | 0 | Newton | No | LV | Small growth | 0 | 0 | 0 | 0 | 0 | 0 | 0 | 0 | 0 | 0 | Newton | No | LV | Small growth | 0 | 0 | 0 | 0 | 0 | 0 | 0 | 0 | 0 | 0
| Prospect | No | LV | Small growth | 0 | 0 | 0 | 0 | 0 | 0 | 0 | 0 | 0 | 0 | Prospect | No | LV | Small growth | 0 | 0 | 0 | 0 | 0 | 0 | 0 | 0 | 0 | 0 | Prospect | No | LV | Small growth | 0 | 0 | 0 | 0 | 0 | 0 | 0 | 0 | 0 | 0
| Prspect_East | Yes | LV | Steady/falling | 0 | 0 | 0 | 0 | 0 | 0 | 0 | 0 | 0 | 0 | Prspect_East | Yes | LV | Steady/falling | 0 | 0 | 0 | 0 | 0 | 0 | 0 | 0 | 0 | 0 | Prspect_East | Yes | LV | Steady/falling | 0 | 0 | 0 | 0 | 0 | 0 | 0 | 0 | 0 | 0
| Prospect_South | Yes | LV | Steady/falling | 0 | 0 | 0 | 0 | 0 | 0 | 0 | 0 | 0 | 0 | Prospect_South | Yes | LV | Steady/falling | 0 | 0 | 0 | 0 | 0 | 0 | 0 | 0 | 0 | 0 | Prospect_South | Yes | LV | Steady/falling | 0 | 0 | 0 | 0 | 0 | 0 | 0 | 0 | 0 | 0
| Quarries | No | LV | High growth | 0 | 0 | 0 | 0 | 0 | 0 | 0 | 0 | 0 | 0 | Quarries | No | LV | High growth | 0 | 0 | 0 | 0 | 0 | 0 | 0 | 0 | 0 | 0 | Quarries | No | LV | High growth | 0 | 0 | 0 | 0 | 0 | 0 | 0 | 0 | 0 | 0
| Sydney_Trains_Toongabbie | Yes | LV | Steady/falling | 0 | 0 | 0 | 0 | 0 | 0 | 0 | 0 | 0 | 0 | Sydney_Trains_Toongabbie | Yes | LV | Steady/falling | 0 | 0 | 0 | 0 | 0 | 0 | 0 | 0 | 0 | 0 | Sydney_Trains_Toongabbie | Yes | LV | Steady/falling | 0 | 0 | 0 | 0 | 0 | 0 | 0 | 0 | 0 | 0
| ING_Alcan | Yes | LV | Steady/falling | 0 | 0 | 0 | 0 | 0 | 0 | 0 | 0 | 0 | 0 | ING_Alcan | Yes | LV | Steady/falling | 0 | 0 | 0 | 0 | 0 | 0 | 0 | 0 | 0 | 0 | ING_Alcan | Yes | LV | Steady/falling | 0 | 0 | 0 | 0 | 0 | 0 | 0 | 0 | 0 | 0
| Granville | No | LV | Steady/falling | 0 | 0 | 0 | 0 | 0 | 0 | 0 | 0 | 0 | 0 | Granville | No | LV | Steady/falling | 0 | 0 | 0 | 0 | 0 | 0 | 0 | 0 | 0 | 0 | Granville | No | LV | Steady/falling | 0 | 0 | 0 | 0 | 0 | 0 | 0 | 0 | 0 | 0
| Lennox | No | LV | Small growth | 0 | 0 | 0 | 0 | 0 | 0 | 0 | 0 | 0 | 0 | Lennox | No | LV | Small growth | 0 | 0 | 0 | 0 | 0 | 0 | 0 | 0 | 0 | 0 | Lennox | No | LV | Small growth | 0 | 0 | 0 | 0 | 0 | 0 | 0 | 0 | 0 | 0
| Parramatta | No | LV | Steady/falling | 0 | 0 | 0 | 0 | 0 | 0 | 0 | 0 | 0 | 0 | Parramatta | No | LV | Steady/falling | 0 | 0 | 0 | 0 | 0 | 0 | 0 | 0 | 0 | 0 | Parramatta | No | LV | Steady/falling | 0 | 0 | 0 | 0 | 0 | 0 | 0 | 0 | 0 | 0
| Rosehill | No | LV | High growth | 0 | 0 | 0 | 0 | 0 | 0 | 0 | 0 | 0 | 0 | Rosehill | No | LV | High growth | 0 | 0 | 0 | 0 | 0 | 0 | 0 | 0 | 0 | 0 | Rosehill | No | LV | High growth | 0 | 0 | 0 | 0 | 0 | 0 | 0 | 0 | 0 | 0
| Viva_Energy | Yes | LV | Steady/falling | 0 | 0 | 0 | 0 | 0 | 0 | 0 | 0 | 0 | 0 | Viva_Energy | Yes | LV | Steady/falling | 0 | 0 | 0 | 0 | 0 | 0 | 0 | 0 | 0 | 0 | Viva_Energy | Yes | LV | Steady/falling | 0 | 0 | 0 | 0 | 0 | 0 | 0 | 0 | 0 | 0
| Ausgrid_Auburn | Yes | LV | High growth | 0 | 0 | 0 | 0 | 0 | 0 | 0 | 0 | 0 | 0 | Ausgrid_Auburn | Yes | LV | High growth | 0 | 0 | 0 | 0 | 0 | 0 | 0 | 0 | 0 | 0 | Ausgrid_Auburn | Yes | LV | High growth | 0 | 0 | 0 | 0 | 0 | 0 | 0 | 0 | 0 | 0
| Ausgrid_Lidcombe | Yes | LV | High growth | 0 | 0 | 0 | 0 | 0 | 0 | 0 | 0 | 0 | 0 | Ausgrid_Lidcombe | Yes | LV | High growth | 0 | 0 | 0 | 0 | 0 | 0 | 0 | 0 | 0 | 0 | Ausgrid_Lidcombe | Yes | LV | High growth | 0 | 0 | 0 | 0 | 0 | 0 | 0 | 0 | 0 | 0
| Castle_Hill | No | LV | High growth | 0 | 0 | 0 | 0 | 0 | 0 | 0 | 0 | 0 | 0 | Castle_Hill | No | LV | High growth | 0 | 0 | 0 | 0 | 0 | 0 | 0 | 0 | 0 | 0 | Castle_Hill | No | LV | High growth | 0 | 0 | 0 | 0 | 0 | 0 | 0 | 0 | 0 | 0
| Dundas | No | LV | Steady/falling | 0 | 0 | 0 | 0 | 0 | 0 | 0 | 0 | 0 | 0 | Dundas | No | LV | Steady/falling | 0 | 0 | 0 | 0 | 0 | 0 | 0 | 0 | 0 | 0 | Dundas | No | LV | Steady/falling | 0 | 0 | 0 | 0 | 0 | 0 | 0 | 0 | 0 | 0
| Rydalmere | No | LV | Steady/falling | 0 | 0 | 0 | 0 | 0 | 0 | 0 | 0 | 0 | 0 | Rydalmere | No | LV | Steady/falling | 0 | 0 | 0 | 0 | 0 | 0 | 0 | 0 | 0 | 0 | Rydalmere | No | LV | Steady/falling | 0 | 0 | 0 | 0 | 0 | 0 | 0 | 0 | 0 | 0
| West_Pennant_Hills | No | LV | Small growth | 0 | 0 | 0 | 0 | 0 | 0 | 0 | 0 | 0 | 0 | West_Pennant_Hills | No | LV | Small growth | 0 | 0 | 0 | 0 | 0 | 0 | 0 | 0 | 0 | 0 | West_Pennant_Hills | No | LV | Small growth | 0 | 0 | 0 | 0 | 0 | 0 | 0 | 0 | 0 | 0
| M1_M2_tunnel | Yes | LV | High growth | 0 | 0 | 0 | 0 | 0 | 0 | 0 | 0 | 0 | 0 | M1_M2_tunnel | Yes | LV | High growth | 0 | 0 | 0 | 0 | 0 | 0 | 0 | 0 | 0 | 0 | M1_M2_tunnel | Yes | LV | High growth | 0 | 0 | 0 | 0 | 0 | 0 | 0 | 0 | 0 | 0
| Ausgrid_Carlingford | Yes | LV | Small growth | 0 | 0 | 0 | 0 | 0 | 0 | 0 | 0 | 0 | 0 | Ausgrid_Carlingford | Yes | LV | Small growth | 0 | 0 | 0 | 0 | 0 | 0 | 0 | 0 | 0 | 0 | Ausgrid_Carlingford | Yes | LV | Small growth | 0 | 0 | 0 | 0 | 0 | 0 | 0 | 0 | 0 | 0
| BlueScope_Steel | Yes | LV | Steady/falling | 0 | 0 | 0 | 0 | 0 | 0 | 0 | 0 | 0 | 0 | BlueScope_Steel | Yes | LV | Steady/falling | 0 | 0 | 0 | 0 | 0 | 0 | 0 | 0 | 0 | 0 | BlueScope_Steel | Yes | LV | Steady/falling | 0 | 0 | 0 | 0 | 0 | 0 | 0 | 0 | 0 | 0
| BOC_Gases | Yes | LV | Steady/falling | 0 | 0 | 0 | 0 | 0 | 0 | 0 | 0 | 0 | 0 | BOC_Gases | Yes | LV | Steady/falling | 0 | 0 | 0 | 0 | 0 | 0 | 0 | 0 | 0 | 0 | BOC_Gases | Yes | LV | Steady/falling | 0 | 0 | 0 | 0 | 0 | 0 | 0 | 0 | 0 | 0
| Burrawang | Yes | LV | Steady/falling | 0 | 0 | 0 | 0 | 0 | 0 | 0 | 0 | 0 | 0 | Burrawang | Yes | LV | Steady/falling | 0 | 0 | 0 | 0 | 0 | 0 | 0 | 0 | 0 | 0 | Burrawang | Yes | LV | Steady/falling | 0 | 0 | 0 | 0 | 0 | 0 | 0 | 0 | 0 | 0
| Batemans_Bay | Yes | LV | Steady/falling | 0 | 0 | 0 | 0 | 0 | 0 | 0 | 0 | 0 | 0 | Batemans_Bay | Yes | LV | Steady/falling | 0 | 0 | 0 | 0 | 0 | 0 | 0 | 0 | 0 | 0 | Batemans_Bay | Yes | LV | Steady/falling | 0 | 0 | 0 | 0 | 0 | 0 | 0 | 0 | 0 | 0
| Ulladulla | No | LV | Small growth | 0 | 0 | 0 | 0 | 0 | 0 | 0 | 0 | 0 | 0 | Ulladulla | No | LV | Small growth | 0 | 0 | 0 | 0 | 0 | 0 | 0 | 0 | 0 | 0 | Ulladulla | No | LV | Small growth | 0 | 0 | 0 | 0 | 0 | 0 | 0 | 0 | 0 | 0
| West_Dapto | No | LV | High growth | 0 | 0 | 0 | 0 | 0 | 0 | 0 | 0 | 0 | 0 | West_Dapto | No | LV | High growth | 0 | 0 | 0 | 0 | 0 | 0 | 0 | 0 | 0 | 0 | West_Dapto | No | LV | High growth | 0 | 0 | 0 | 0 | 0 | 0 | 0 | 0 | 0 | 0
| Yatte_Yattah | No | LV | Steady/falling | 0 | 0 | 0 | 0 | 0 | 0 | 0 | 0 | 0 | 0 | Yatte_Yattah | No | LV | Steady/falling | 0 | 0 | 0 | 0 | 0 | 0 | 0 | 0 | 0 | 0 | Yatte_Yattah | No | LV | Steady/falling | 0 | 0 | 0 | 0 | 0 | 0 | 0 | 0 | 0 | 0
| Edmondson_Park | No | LV | High growth | 0 | 0 | 0 | 0 | 0 | 0 | 0 | 0 | 0 | 0 | Edmondson_Park | No | LV | High growth | 0 | 0 | 0 | 0 | 0 | 0 | 0 | 0 | 0 | 0 | Edmondson_Park | No | LV | High growth | 0 | 0 | 0 | 0 | 0 | 0 | 0 | 0 | 0 | 0
| Sydney_Trains_Edmondson_Park | Yes | LV | Steady/falling | 0 | 0 | 0 | 0 | 0 | 0 | 0 | 0 | 0 | 0 | Sydney_Trains_Edmondson_Park | Yes | LV | Steady/falling | 0 | 0 | 0 | 0 | 0 | 0 | 0 | 0 | 0 | 0 | Sydney_Trains_Edmondson_Park | Yes | LV | Steady/falling | 0 | 0 | 0 | 0 | 0 | 0 | 0 | 0 | 0 | 0
| BCSC_Berrima | Yes | LV | Steady/falling | 0 | 0 | 0 | 0 | 0 | 0 | 0 | 0 | 0 | 0 | BCSC_Berrima | Yes | LV | Steady/falling | 0 | 0 | 0 | 0 | 0 | 0 | 0 | 0 | 0 | 0 | BCSC_Berrima | Yes | LV | Steady/falling | 0 | 0 | 0 | 0 | 0 | 0 | 0 | 0 | 0 | 0
| Berrima_junction | No | LV | Steady/falling | 0 | 0 | 0 | 0 | 0 | 0 | 0 | 0 | 0 | 0 | Berrima_junction | No | LV | Steady/falling | 0 | 0 | 0 | 0 | 0 | 0 | 0 | 0 | 0 | 0 | Berrima_junction | No | LV | Steady/falling | 0 | 0 | 0 | 0 | 0 | 0 | 0 | 0 | 0 | 0
| Bowral | No | LV | Steady/falling | 0 | 0 | 0 | 0 | 0 | 0 | 0 | 0 | 0 | 0 | Bowral | No | LV | Steady/falling | 0 | 0 | 0 | 0 | 0 | 0 | 0 | 0 | 0 | 0 | Bowral | No | LV | Steady/falling | 0 | 0 | 0 | 0 | 0 | 0 | 0 | 0 | 0 | 0
| Mittagong | No | LV | Steady/falling | 0 | 0 | 0 | 0 | 0 | 0 | 0 | 0 | 0 | 0 | Mittagong | No | LV | Steady/falling | 0 | 0 | 0 | 0 | 0 | 0 | 0 | 0 | 0 | 0 | Mittagong | No | LV | Steady/falling | 0 | 0 | 0 | 0 | 0 | 0 | 0 | 0 | 0 | 0
| Moss_Vale | No | LV | Steady/falling | 0 | 0 | 0 | 0 | 0 | 0 | 0 | 0 | 0 | 0 | Moss_Vale | No | LV | Steady/falling | 0 | 0 | 0 | 0 | 0 | 0 | 0 | 0 | 0 | 0 | Moss_Vale | No | LV | Steady/falling | 0 | 0 | 0 | 0 | 0 | 0 | 0 | 0 | 0 | 0
| Ringwood | No | LV | Steady/falling | 0 | 0 | 0 | 0 | 0 | 0 | 0 | 0 | 0 | 0 | Ringwood | No | LV | Steady/falling | 0 | 0 | 0 | 0 | 0 | 0 | 0 | 0 | 0 | 0 | Ringwood | No | LV | Steady/falling | 0 | 0 | 0 | 0 | 0 | 0 | 0 | 0 | 0 | 0
| Robertson | No | LV | Steady/falling | 0 | 0 | 0 | 0 | 0 | 0 | 0 | 0 | 0 | 0 | Robertson | No | LV | Steady/falling | 0 | 0 | 0 | 0 | 0 | 0 | 0 | 0 | 0 | 0 | Robertson | No | LV | Steady/falling | 0 | 0 | 0 | 0 | 0 | 0 | 0 | 0 | 0 | 0
| Tycan | Yes | LV | Steady/falling | 0 | 0 | 0 | 0 | 0 | 0 | 0 | 0 | 0 | 0 | Tycan | Yes | LV | Steady/falling | 0 | 0 | 0 | 0 | 0 | 0 | 0 | 0 | 0 | 0 | Tycan | Yes | LV | Steady/falling | 0 | 0 | 0 | 0 | 0 | 0 | 0 | 0 | 0 | 0
| Tyree | Yes | LV | Steady/falling | 0 | 0 | 0 | 0 | 0 | 0 | 0 | 0 | 0 | 0 | Tyree | Yes | LV | Steady/falling | 0 | 0 | 0 | 0 | 0 | 0 | 0 | 0 | 0 | 0 | Tyree | Yes | LV | Steady/falling | 0 | 0 | 0 | 0 | 0 | 0 | 0 | 0 | 0 | 0
| Water_Board_Dams | Yes | LV | Steady/falling | 0 | 0 | 0 | 0 | 0 | 0 | 0 | 0 | 0 | 0 | Water_Board_Dams | Yes | LV | Steady/falling | 0 | 0 | 0 | 0 | 0 | 0 | 0 | 0 | 0 | 0 | Water_Board_Dams | Yes | LV | Steady/falling | 0 | 0 | 0 | 0 | 0 | 0 | 0 | 0 | 0 | 0
| Cabramatta | No | LV | Steady/falling | 0 | 0 | 0 | 0 | 0 | 0 | 0 | 0 | 0 | 0 | Cabramatta | No | LV | Steady/falling | 0 | 0 | 0 | 0 | 0 | 0 | 0 | 0 | 0 | 0 | Cabramatta | No | LV | Steady/falling | 0 | 0 | 0 | 0 | 0 | 0 | 0 | 0 | 0 | 0
| Carramar | No | LV | Steady/falling | 0 | 0 | 0 | 0 | 0 | 0 | 0 | 0 | 0 | 0 | Carramar | No | LV | Steady/falling | 0 | 0 | 0 | 0 | 0 | 0 | 0 | 0 | 0 | 0 | Carramar | No | LV | Steady/falling | 0 | 0 | 0 | 0 | 0 | 0 | 0 | 0 | 0 | 0
| Comalco | Yes | LV | Steady/falling | 0 | 0 | 0 | 0 | 0 | 0 | 0 | 0 | 0 | 0 | Comalco | Yes | LV | Steady/falling | 0 | 0 | 0 | 0 | 0 | 0 | 0 | 0 | 0 | 0 | Comalco | Yes | LV | Steady/falling | 0 | 0 | 0 | 0 | 0 | 0 | 0 | 0 | 0 | 0
| Fairfield | No | LV | Small growth | 0 | 0 | 0 | 0 | 0 | 0 | 0 | 0 | 0 | 0 | Fairfield | No | LV | Small growth | 0 | 0 | 0 | 0 | 0 | 0 | 0 | 0 | 0 | 0 | Fairfield | No | LV | Small growth | 0 | 0 | 0 | 0 | 0 | 0 | 0 | 0 | 0 | 0
| Sherwood | No | LV | Steady/falling | 0 | 0 | 0 | 0 | 0 | 0 | 0 | 0 | 0 | 0 | Sherwood | No | LV | Steady/falling | 0 | 0 | 0 | 0 | 0 | 0 | 0 | 0 | 0 | 0 | Sherwood | No | LV | Steady/falling | 0 | 0 | 0 | 0 | 0 | 0 | 0 | 0 | 0 | 0
| Smithfield | No | LV | Steady/falling | 0 | 0 | 0 | 0 | 0 | 0 | 0 | 0 | 0 | 0 | Smithfield | No | LV | Steady/falling | 0 | 0 | 0 | 0 | 0 | 0 | 0 | 0 | 0 | 0 | Smithfield | No | LV | Steady/falling | 0 | 0 | 0 | 0 | 0 | 0 | 0 | 0 | 0 | 0
| South_Granville | No | LV | Steady/falling | 0 | 0 | 0 | 0 | 0 | 0 | 0 | 0 | 0 | 0 | South_Granville | No | LV | Steady/falling | 0 | 0 | 0 | 0 | 0 | 0 | 0 | 0 | 0 | 0 | South_Granville | No | LV | Steady/falling | 0 | 0 | 0 | 0 | 0 | 0 | 0 | 0 | 0 | 0
| Visy_Paper_SPC | Yes | LV | Steady/falling | 0 | 0 | 0 | 0 | 0 | 0 | 0 | 0 | 0 | 0 | Visy_Paper_SPC | Yes | LV | Steady/falling | 0 | 0 | 0 | 0 | 0 | 0 | 0 | 0 | 0 | 0 | Visy_Paper_SPC | Yes | LV | Steady/falling | 0 | 0 | 0 | 0 | 0 | 0 | 0 | 0 | 0 | 0
| Woodpark | No | LV | Small growth | 0 | 0 | 0 | 0 | 0 | 0 | 0 | 0 | 0 | 0 | Woodpark | No | LV | Small growth | 0 | 0 | 0 | 0 | 0 | 0 | 0 | 0 | 0 | 0 | Woodpark | No | LV | Small growth | 0 | 0 | 0 | 0 | 0 | 0 | 0 | 0 | 0 | 0
| Yennora | No | LV | Steady/falling | 0 | 0 | 0 | 0 | 0 | 0 | 0 | 0 | 0 | 0 | Yennora | No | LV | Steady/falling | 0 | 0 | 0 | 0 | 0 | 0 | 0 | 0 | 0 | 0 | Yennora | No | LV | Steady/falling | 0 | 0 | 0 | 0 | 0 | 0 | 0 | 0 | 0 | 0
| Ausgrid_Guildford | Yes | LV | Small growth | 0 | 0 | 0 | 0 | 0 | 0 | 0 | 0 | 0 | 0 | Ausgrid_Guildford | Yes | LV | Small growth | 0 | 0 | 0 | 0 | 0 | 0 | 0 | 0 | 0 | 0 | Ausgrid_Guildford | Yes | LV | Small growth | 0 | 0 | 0 | 0 | 0 | 0 | 0 | 0 | 0 | 0
| Cattai | No | LV | Steady/falling | 0 | 0 | 0 | 0 | 0 | 0 | 0 | 0 | 0 | 0 | Cattai | No | LV | Steady/falling | 0 | 0 | 0 | 0 | 0 | 0 | 0 | 0 | 0 | 0 | Cattai | No | LV | Steady/falling | 0 | 0 | 0 | 0 | 0 | 0 | 0 | 0 | 0 | 0
| Glossodia | No | LV | Steady/falling | 0 | 0 | 0 | 0 | 0 | 0 | 0 | 0 | 0 | 0 | Glossodia | No | LV | Steady/falling | 0 | 0 | 0 | 0 | 0 | 0 | 0 | 0 | 0 | 0 | Glossodia | No | LV | Steady/falling | 0 | 0 | 0 | 0 | 0 | 0 | 0 | 0 | 0 | 0
| Glenorie | No | LV | Steady/falling | 0 | 0 | 0 | 0 | 0 | 0 | 0 | 0 | 0 | 0 | Glenorie | No | LV | Steady/falling | 0 | 0 | 0 | 0 | 0 | 0 | 0 | 0 | 0 | 0 | Glenorie | No | LV | Steady/falling | 0 | 0 | 0 | 0 | 0 | 0 | 0 | 0 | 0 | 0
| East_Richmond | No | LV | Steady/falling | 0 | 0 | 0 | 0 | 0 | 0 | 0 | 0 | 0 | 0 | East_Richmond | No | LV | Steady/falling | 0 | 0 | 0 | 0 | 0 | 0 | 0 | 0 | 0 | 0 | East_Richmond | No | LV | Steady/falling | 0 | 0 | 0 | 0 | 0 | 0 | 0 | 0 | 0 | 0
| Sydney_Trains_Hawkesbury | Yes | LV | Steady/falling | 0 | 0 | 0 | 0 | 0 | 0 | 0 | 0 | 0 | 0 | Sydney_Trains_Hawkesbury | Yes | LV | Steady/falling | 0 | 0 | 0 | 0 | 0 | 0 | 0 | 0 | 0 | 0 | Sydney_Trains_Hawkesbury | Yes | LV | Steady/falling | 0 | 0 | 0 | 0 | 0 | 0 | 0 | 0 | 0 | 0
| Kurrajong | No | LV | Steady/falling | 0 | 0 | 0 | 0 | 0 | 0 | 0 | 0 | 0 | 0 | Kurrajong | No | LV | Steady/falling | 0 | 0 | 0 | 0 | 0 | 0 | 0 | 0 | 0 | 0 | Kurrajong | No | LV | Steady/falling | 0 | 0 | 0 | 0 | 0 | 0 | 0 | 0 | 0 | 0
| North_Richmond | No | LV | Small growth | 0 | 0 | 0 | 0 | 0 | 0 | 0 | 0 | 0 | 0 | North_Richmond | No | LV | Small growth | 0 | 0 | 0 | 0 | 0 | 0 | 0 | 0 | 0 | 0 | North_Richmond | No | LV | Small growth | 0 | 0 | 0 | 0 | 0 | 0 | 0 | 0 | 0 | 0
| Richmond_ | No | LV | Steady/falling | 0 | 0 | 0 | 0 | 0 | 0 | 0 | 0 | 0 | 0 | Richmond_ | No | LV | Steady/falling | 0 | 0 | 0 | 0 | 0 | 0 | 0 | 0 | 0 | 0 | Richmond_ | No | LV | Steady/falling | 0 | 0 | 0 | 0 | 0 | 0 | 0 | 0 | 0 | 0
| Riverstone | No | LV | High growth | 0 | 0 | 0 | 0 | 0 | 0 | 0 | 0 | 0 | 0 | Riverstone | No | LV | High growth | 0 | 0 | 0 | 0 | 0 | 0 | 0 | 0 | 0 | 0 | Riverstone | No | LV | High growth | 0 | 0 | 0 | 0 | 0 | 0 | 0 | 0 | 0 | 0
| South_Windsor | No | LV | Small growth | 0 | 0 | 0 | 0 | 0 | 0 | 0 | 0 | 0 | 0 | South_Windsor | No | LV | Small growth | 0 | 0 | 0 | 0 | 0 | 0 | 0 | 0 | 0 | 0 | South_Windsor | No | LV | Small growth | 0 | 0 | 0 | 0 | 0 | 0 | 0 | 0 | 0 | 0
| Windsor_ | No | LV | Small growth | 0 | 0 | 0 | 0 | 0 | 0 | 0 | 0 | 0 | 0 | Windsor_ | No | LV | Small growth | 0 | 0 | 0 | 0 | 0 | 0 | 0 | 0 | 0 | 0 | Windsor_ | No | LV | Small growth | 0 | 0 | 0 | 0 | 0 | 0 | 0 | 0 | 0 | 0
| Wisemans | No | LV | Steady/falling | 0 | 0 | 0 | 0 | 0 | 0 | 0 | 0 | 0 | 0 | Wisemans | No | LV | Steady/falling | 0 | 0 | 0 | 0 | 0 | 0 | 0 | 0 | 0 | 0 | Wisemans | No | LV | Steady/falling | 0 | 0 | 0 | 0 | 0 | 0 | 0 | 0 | 0 | 0
| Granville_132kV | No | LV | High growth | 0 | 0 | 0 | 0 | 0 | 0 | 0 | 0 | 0 | 0 | Granville_132kV | No | LV | High growth | 0 | 0 | 0 | 0 | 0 | 0 | 0 | 0 | 0 | 0 | Granville_132kV | No | LV | High growth | 0 | 0 | 0 | 0 | 0 | 0 | 0 | 0 | 0 | 0
| North_Parramatta | No | LV | High growth | 0 | 0 | 0 | 0 | 0 | 0 | 0 | 0 | 0 | 0 | North_Parramatta | No | LV | High growth | 0 | 0 | 0 | 0 | 0 | 0 | 0 | 0 | 0 | 0 | North_Parramatta | No | LV | High growth | 0 | 0 | 0 | 0 | 0 | 0 | 0 | 0 | 0 | 0
| West_Parramatta | No | LV | High growth | 0 | 0 | 0 | 0 | 0 | 0 | 0 | 0 | 0 | 0 | West_Parramatta | No | LV | High growth | 0 | 0 | 0 | 0 | 0 | 0 | 0 | 0 | 0 | 0 | West_Parramatta | No | LV | High growth | 0 | 0 | 0 | 0 | 0 | 0 | 0 | 0 | 0 | 0
| APC_Kandos | Yes | LV | Steady/falling | 0 | 0 | 0 | 0 | 0 | 0 | 0 | 0 | 0 | 0 | APC_Kandos | Yes | LV | Steady/falling | 0 | 0 | 0 | 0 | 0 | 0 | 0 | 0 | 0 | 0 | APC_Kandos | Yes | LV | Steady/falling | 0 | 0 | 0 | 0 | 0 | 0 | 0 | 0 | 0 | 0
| Bylong | No | LV | Steady/falling | 0 | 0 | 0 | 0 | 0 | 0 | 0 | 0 | 0 | 0 | Bylong | No | LV | Steady/falling | 0 | 0 | 0 | 0 | 0 | 0 | 0 | 0 | 0 | 0 | Bylong | No | LV | Steady/falling | 0 | 0 | 0 | 0 | 0 | 0 | 0 | 0 | 0 | 0
| Kepco_Mine | Yes | LV | High growth | 0 | 0 | 0 | 0 | 0 | 0 | 0 | 0 | 0 | 0 | Kepco_Mine | Yes | LV | High growth | 0 | 0 | 0 | 0 | 0 | 0 | 0 | 0 | 0 | 0 | Kepco_Mine | Yes | LV | High growth | 0 | 0 | 0 | 0 | 0 | 0 | 0 | 0 | 0 | 0
| Ilford_Hall | No | LV | Steady/falling | 0 | 0 | 0 | 0 | 0 | 0 | 0 | 0 | 0 | 0 | Ilford_Hall | No | LV | Steady/falling | 0 | 0 | 0 | 0 | 0 | 0 | 0 | 0 | 0 | 0 | Ilford_Hall | No | LV | Steady/falling | 0 | 0 | 0 | 0 | 0 | 0 | 0 | 0 | 0 | 0
| Kandos | No | LV | Steady/falling | 0 | 0 | 0 | 0 | 0 | 0 | 0 | 0 | 0 | 0 | Kandos | No | LV | Steady/falling | 0 | 0 | 0 | 0 | 0 | 0 | 0 | 0 | 0 | 0 | Kandos | No | LV | Steady/falling | 0 | 0 | 0 | 0 | 0 | 0 | 0 | 0 | 0 | 0
| Bow_Bowing | No | LV | Steady/falling | 0 | 0 | 0 | 0 | 0 | 0 | 0 | 0 | 0 | 0 | Bow_Bowing | No | LV | Steady/falling | 0 | 0 | 0 | 0 | 0 | 0 | 0 | 0 | 0 | 0 | Bow_Bowing | No | LV | Steady/falling | 0 | 0 | 0 | 0 | 0 | 0 | 0 | 0 | 0 | 0
| Macquarie_Fields | No | LV | Small growth | 0 | 0 | 0 | 0 | 0 | 0 | 0 | 0 | 0 | 0 | Macquarie_Fields | No | LV | Small growth | 0 | 0 | 0 | 0 | 0 | 0 | 0 | 0 | 0 | 0 | Macquarie_Fields | No | LV | Small growth | 0 | 0 | 0 | 0 | 0 | 0 | 0 | 0 | 0 | 0
| Minto | No | LV | Small growth | 0 | 0 | 0 | 0 | 0 | 0 | 0 | 0 | 0 | 0 | Minto | No | LV | Small growth | 0 | 0 | 0 | 0 | 0 | 0 | 0 | 0 | 0 | 0 | Minto | No | LV | Small growth | 0 | 0 | 0 | 0 | 0 | 0 | 0 | 0 | 0 | 0
| Blackheath | No | LV | Steady/falling | 0 | 0 | 0 | 0 | 0 | 0 | 0 | 0 | 0 | 0 | Blackheath | No | LV | Steady/falling | 0 | 0 | 0 | 0 | 0 | 0 | 0 | 0 | 0 | 0 | Blackheath | No | LV | Steady/falling | 0 | 0 | 0 | 0 | 0 | 0 | 0 | 0 | 0 | 0
| Katoomba | No | LV | Steady/falling | 0 | 0 | 0 | 0 | 0 | 0 | 0 | 0 | 0 | 0 | Katoomba | No | LV | Steady/falling | 0 | 0 | 0 | 0 | 0 | 0 | 0 | 0 | 0 | 0 | Katoomba | No | LV | Steady/falling | 0 | 0 | 0 | 0 | 0 | 0 | 0 | 0 | 0 | 0
| Wentworth_Falls | No | LV | Steady/falling | 0 | 0 | 0 | 0 | 0 | 0 | 0 | 0 | 0 | 0 | Wentworth_Falls | No | LV | Steady/falling | 0 | 0 | 0 | 0 | 0 | 0 | 0 | 0 | 0 | 0 | Wentworth_Falls | No | LV | Steady/falling | 0 | 0 | 0 | 0 | 0 | 0 | 0 | 0 | 0 | 0
| Hazelbrook | No | LV | Steady/falling | 0 | 0 | 0 | 0 | 0 | 0 | 0 | 0 | 0 | 0 | Hazelbrook | No | LV | Steady/falling | 0 | 0 | 0 | 0 | 0 | 0 | 0 | 0 | 0 | 0 | Hazelbrook | No | LV | Steady/falling | 0 | 0 | 0 | 0 | 0 | 0 | 0 | 0 | 0 | 0
| Sydney_Trains_Lawson | Yes | LV | Steady/falling | 0 | 0 | 0 | 0 | 0 | 0 | 0 | 0 | 0 | 0 | Sydney_Trains_Lawson | Yes | LV | Steady/falling | 0 | 0 | 0 | 0 | 0 | 0 | 0 | 0 | 0 | 0 | Sydney_Trains_Lawson | Yes | LV | Steady/falling | 0 | 0 | 0 | 0 | 0 | 0 | 0 | 0 | 0 | 0
| Abbotsbury | No | LV | Steady/falling | 0 | 0 | 0 | 0 | 0 | 0 | 0 | 0 | 0 | 0 | Abbotsbury | No | LV | Steady/falling | 0 | 0 | 0 | 0 | 0 | 0 | 0 | 0 | 0 | 0 | Abbotsbury | No | LV | Steady/falling | 0 | 0 | 0 | 0 | 0 | 0 | 0 | 0 | 0 | 0
| Anzac_Village | No | LV | High growth | 0 | 0 | 0 | 0 | 0 | 0 | 0 | 0 | 0 | 0 | Anzac_Village | No | LV | High growth | 0 | 0 | 0 | 0 | 0 | 0 | 0 | 0 | 0 | 0 | Anzac_Village | No | LV | High growth | 0 | 0 | 0 | 0 | 0 | 0 | 0 | 0 | 0 | 0
| Canley_Vale | No | LV | Steady/falling | 0 | 0 | 0 | 0 | 0 | 0 | 0 | 0 | 0 | 0 | Canley_Vale | No | LV | Steady/falling | 0 | 0 | 0 | 0 | 0 | 0 | 0 | 0 | 0 | 0 | Canley_Vale | No | LV | Steady/falling | 0 | 0 | 0 | 0 | 0 | 0 | 0 | 0 | 0 | 0
| Casula | No | LV | Small growth | 0 | 0 | 0 | 0 | 0 | 0 | 0 | 0 | 0 | 0 | Casula | No | LV | Small growth | 0 | 0 | 0 | 0 | 0 | 0 | 0 | 0 | 0 | 0 | Casula | No | LV | Small growth | 0 | 0 | 0 | 0 | 0 | 0 | 0 | 0 | 0 | 0
| Chipping_Norton | No | LV | Small growth | 0 | 0 | 0 | 0 | 0 | 0 | 0 | 0 | 0 | 0 | Chipping_Norton | No | LV | Small growth | 0 | 0 | 0 | 0 | 0 | 0 | 0 | 0 | 0 | 0 | Chipping_Norton | No | LV | Small growth | 0 | 0 | 0 | 0 | 0 | 0 | 0 | 0 | 0 | 0
| Liverpool_Military_Area | Yes | LV | High growth | 0 | 0 | 0 | 0 | 0 | 0 | 0 | 0 | 0 | 0 | Liverpool_Military_Area | Yes | LV | High growth | 0 | 0 | 0 | 0 | 0 | 0 | 0 | 0 | 0 | 0 | Liverpool_Military_Area | Yes | LV | High growth | 0 | 0 | 0 | 0 | 0 | 0 | 0 | 0 | 0 | 0
| Liverpool | No | LV | High growth | 0 | 0 | 0 | 0 | 0 | 0 | 0 | 0 | 0 | 0 | Liverpool | No | LV | High growth | 0 | 0 | 0 | 0 | 0 | 0 | 0 | 0 | 0 | 0 | Liverpool | No | LV | High growth | 0 | 0 | 0 | 0 | 0 | 0 | 0 | 0 | 0 | 0
| Moorebank | No | LV | Steady/falling | 0 | 0 | 0 | 0 | 0 | 0 | 0 | 0 | 0 | 0 | Moorebank | No | LV | Steady/falling | 0 | 0 | 0 | 0 | 0 | 0 | 0 | 0 | 0 | 0 | Moorebank | No | LV | Steady/falling | 0 | 0 | 0 | 0 | 0 | 0 | 0 | 0 | 0 | 0
| AWS_Data | No | LV | High growth | 0 | 0 | 0 | 0 | 0 | 0 | 0 | 0 | 0 | 0 | AWS_Data | No | LV | High growth | 0 | 0 | 0 | 0 | 0 | 0 | 0 | 0 | 0 | 0 | AWS_Data | No | LV | High growth | 0 | 0 | 0 | 0 | 0 | 0 | 0 | 0 | 0 | 0
| Oran_Park | No | LV | High growth | 0 | 0 | 0 | 0 | 0 | 0 | 0 | 0 | 0 | 0 | Oran_Park | No | LV | High growth | 0 | 0 | 0 | 0 | 0 | 0 | 0 | 0 | 0 | 0 | Oran_Park | No | LV | High growth | 0 | 0 | 0 | 0 | 0 | 0 | 0 | 0 | 0 | 0
| North_Leppington | No | LV | High growth | 0 | 0 | 0 | 0 | 0 | 0 | 0 | 0 | 0 | 0 | North_Leppington | No | LV | High growth | 0 | 0 | 0 | 0 | 0 | 0 | 0 | 0 | 0 | 0 | North_Leppington | No | LV | High growth | 0 | 0 | 0 | 0 | 0 | 0 | 0 | 0 | 0 | 0
| South_Leppington | No | LV | High growth | 0 | 0 | 0 | 0 | 0 | 0 | 0 | 0 | 0 | 0 | South_Leppington | No | LV | High growth | 0 | 0 | 0 | 0 | 0 | 0 | 0 | 0 | 0 | 0 | South_Leppington | No | LV | High growth | 0 | 0 | 0 | 0 | 0 | 0 | 0 | 0 | 0 | 0
| SW_Sector_Macarthur_132 | No | LV | High growth | 0 | 0 | 0 | 0 | 0 | 0 | 0 | 0 | 0 | 0 | SW_Sector_Macarthur_132 | No | LV | High growth | 0 | 0 | 0 | 0 | 0 | 0 | 0 | 0 | 0 | 0 | SW_Sector_Macarthur_132 | No | LV | High growth | 0 | 0 | 0 | 0 | 0 | 0 | 0 | 0 | 0 | 0
| Ambarvale | No | LV | Small growth | 0 | 0 | 0 | 0 | 0 | 0 | 0 | 0 | 0 | 0 | Ambarvale | No | LV | Small growth | 0 | 0 | 0 | 0 | 0 | 0 | 0 | 0 | 0 | 0 | Ambarvale | No | LV | Small growth | 0 | 0 | 0 | 0 | 0 | 0 | 0 | 0 | 0 | 0
| Appin | No | LV | Steady/falling | 0 | 0 | 0 | 0 | 0 | 0 | 0 | 0 | 0 | 0 | Appin | No | LV | Steady/falling | 0 | 0 | 0 | 0 | 0 | 0 | 0 | 0 | 0 | 0 | Appin | No | LV | Steady/falling | 0 | 0 | 0 | 0 | 0 | 0 | 0 | 0 | 0 | 0
| Appin_Top_Pit | Yes | LV | Steady/falling | 0 | 0 | 0 | 0 | 0 | 0 | 0 | 0 | 0 | 0 | Appin_Top_Pit | Yes | LV | Steady/falling | 0 | 0 | 0 | 0 | 0 | 0 | 0 | 0 | 0 | 0 | Appin_Top_Pit | Yes | LV | Steady/falling | 0 | 0 | 0 | 0 | 0 | 0 | 0 | 0 | 0 | 0
| Appin_Colliery | Yes | LV | Steady/falling | 0 | 0 | 0 | 0 | 0 | 0 | 0 | 0 | 0 | 0 | Appin_Colliery | Yes | LV | Steady/falling | 0 | 0 | 0 | 0 | 0 | 0 | 0 | 0 | 0 | 0 | Appin_Colliery | Yes | LV | Steady/falling | 0 | 0 | 0 | 0 | 0 | 0 | 0 | 0 | 0 | 0
| BHP_Douglas_Park | Yes | LV | Steady/falling | 0 | 0 | 0 | 0 | 0 | 0 | 0 | 0 | 0 | 0 | BHP_Douglas_Park | Yes | LV | Steady/falling | 0 | 0 | 0 | 0 | 0 | 0 | 0 | 0 | 0 | 0 | BHP_Douglas_Park | Yes | LV | Steady/falling | 0 | 0 | 0 | 0 | 0 | 0 | 0 | 0 | 0 | 0
| Broughton_Pass | Yes | LV | Steady/falling | 0 | 0 | 0 | 0 | 0 | 0 | 0 | 0 | 0 | 0 | Broughton_Pass | Yes | LV | Steady/falling | 0 | 0 | 0 | 0 | 0 | 0 | 0 | 0 | 0 | 0 | Broughton_Pass | Yes | LV | Steady/falling | 0 | 0 | 0 | 0 | 0 | 0 | 0 | 0 | 0 | 0
| Campbelltown | No | LV | Small growth | 0 | 0 | 0 | 0 | 0 | 0 | 0 | 0 | 0 | 0 | Campbelltown | No | LV | Small growth | 0 | 0 | 0 | 0 | 0 | 0 | 0 | 0 | 0 | 0 | Campbelltown | No | LV | Small growth | 0 | 0 | 0 | 0 | 0 | 0 | 0 | 0 | 0 | 0
| Kentlyn | No | LV | Steady/falling | 0 | 0 | 0 | 0 | 0 | 0 | 0 | 0 | 0 | 0 | Kentlyn | No | LV | Steady/falling | 0 | 0 | 0 | 0 | 0 | 0 | 0 | 0 | 0 | 0 | Kentlyn | No | LV | Steady/falling | 0 | 0 | 0 | 0 | 0 | 0 | 0 | 0 | 0 | 0
| SW_Sector_Macarthur_66 | No | LV | High growth | 0 | 0 | 0 | 0 | 0 | 0 | 0 | 0 | 0 | 0 | SW_Sector_Macarthur_66 | No | LV | High growth | 0 | 0 | 0 | 0 | 0 | 0 | 0 | 0 | 0 | 0 | SW_Sector_Macarthur_66 | No | LV | High growth | 0 | 0 | 0 | 0 | 0 | 0 | 0 | 0 | 0 | 0
| Tower_Colliery | Yes | LV | Steady/falling | 0 | 0 | 0 | 0 | 0 | 0 | 0 | 0 | 0 | 0 | Tower_Colliery | Yes | LV | Steady/falling | 0 | 0 | 0 | 0 | 0 | 0 | 0 | 0 | 0 | 0 | Tower_Colliery | Yes | LV | Steady/falling | 0 | 0 | 0 | 0 | 0 | 0 | 0 | 0 | 0 | 0
| Westcliff_Colliery | Yes | LV | Steady/falling | 0 | 0 | 0 | 0 | 0 | 0 | 0 | 0 | 0 | 0 | Westcliff_Colliery | Yes | LV | Steady/falling | 0 | 0 | 0 | 0 | 0 | 0 | 0 | 0 | 0 | 0 | Westcliff_Colliery | Yes | LV | Steady/falling | 0 | 0 | 0 | 0 | 0 | 0 | 0 | 0 | 0 | 0
| Claremont_Meadows | No | LV | Small growth | 0 | 0 | 0 | 0 | 0 | 0 | 0 | 0 | 0 | 0 | Claremont_Meadows | No | LV | Small growth | 0 | 0 | 0 | 0 | 0 | 0 | 0 | 0 | 0 | 0 | Claremont_Meadows | No | LV | Small growth | 0 | 0 | 0 | 0 | 0 | 0 | 0 | 0 | 0 | 0
| Horsley_Park | No | LV | Steady/falling | 0 | 0 | 0 | 0 | 0 | 0 | 0 | 0 | 0 | 0 | Horsley_Park | No | LV | Steady/falling | 0 | 0 | 0 | 0 | 0 | 0 | 0 | 0 | 0 | 0 | Horsley_Park | No | LV | Steady/falling | 0 | 0 | 0 | 0 | 0 | 0 | 0 | 0 | 0 | 0
| Plumpton | No | LV | Steady/falling | 0 | 0 | 0 | 0 | 0 | 0 | 0 | 0 | 0 | 0 | Plumpton | No | LV | Steady/falling | 0 | 0 | 0 | 0 | 0 | 0 | 0 | 0 | 0 | 0 | Plumpton | No | LV | Steady/falling | 0 | 0 | 0 | 0 | 0 | 0 | 0 | 0 | 0 | 0
| Simsmetal | Yes | LV | Steady/falling | 0 | 0 | 0 | 0 | 0 | 0 | 0 | 0 | 0 | 0 | Simsmetal | Yes | LV | Steady/falling | 0 | 0 | 0 | 0 | 0 | 0 | 0 | 0 | 0 | 0 | Simsmetal | Yes | LV | Steady/falling | 0 | 0 | 0 | 0 | 0 | 0 | 0 | 0 | 0 | 0
| St_Marys | No | LV | Steady/falling | 0 | 0 | 0 | 0 | 0 | 0 | 0 | 0 | 0 | 0 | St_Marys | No | LV | Steady/falling | 0 | 0 | 0 | 0 | 0 | 0 | 0 | 0 | 0 | 0 | St_Marys | No | LV | Steady/falling | 0 | 0 | 0 | 0 | 0 | 0 | 0 | 0 | 0 | 0
| Werrington | No | LV | Small growth | 0 | 0 | 0 | 0 | 0 | 0 | 0 | 0 | 0 | 0 | Werrington | No | LV | Small growth | 0 | 0 | 0 | 0 | 0 | 0 | 0 | 0 | 0 | 0 | Werrington | No | LV | Small growth | 0 | 0 | 0 | 0 | 0 | 0 | 0 | 0 | 0 | 0
| Whalan | No | LV | Small growth | 0 | 0 | 0 | 0 | 0 | 0 | 0 | 0 | 0 | 0 | Whalan | No | LV | Small growth | 0 | 0 | 0 | 0 | 0 | 0 | 0 | 0 | 0 | 0 | Whalan | No | LV | Small growth | 0 | 0 | 0 | 0 | 0 | 0 | 0 | 0 | 0 | 0
| Airly_Colliery | Yes | LV | Steady/falling | 0 | 0 | 0 | 0 | 0 | 0 | 0 | 0 | 0 | 0 | Airly_Colliery | Yes | LV | Steady/falling | 0 | 0 | 0 | 0 | 0 | 0 | 0 | 0 | 0 | 0 | Airly_Colliery | Yes | LV | Steady/falling | 0 | 0 | 0 | 0 | 0 | 0 | 0 | 0 | 0 | 0
| Angus_Place_Colliery | Yes | LV | Steady/falling | 0 | 0 | 0 | 0 | 0 | 0 | 0 | 0 | 0 | 0 | Angus_Place_Colliery | Yes | LV | Steady/falling | 0 | 0 | 0 | 0 | 0 | 0 | 0 | 0 | 0 | 0 | Angus_Place_Colliery | Yes | LV | Steady/falling | 0 | 0 | 0 | 0 | 0 | 0 | 0 | 0 | 0 | 0
| Angus_Place_East | Yes | LV | Steady/falling | 0 | 0 | 0 | 0 | 0 | 0 | 0 | 0 | 0 | 0 | Angus_Place_East | Yes | LV | Steady/falling | 0 | 0 | 0 | 0 | 0 | 0 | 0 | 0 | 0 | 0 | Angus_Place_East | Yes | LV | Steady/falling | 0 | 0 | 0 | 0 | 0 | 0 | 0 | 0 | 0 | 0
| Baal_Bone | Yes | LV | Steady/falling | 0 | 0 | 0 | 0 | 0 | 0 | 0 | 0 | 0 | 0 | Baal_Bone | Yes | LV | Steady/falling | 0 | 0 | 0 | 0 | 0 | 0 | 0 | 0 | 0 | 0 | Baal_Bone | Yes | LV | Steady/falling | 0 | 0 | 0 | 0 | 0 | 0 | 0 | 0 | 0 | 0
| Blackmans_Flat | No | LV | Steady/falling | 0 | 0 | 0 | 0 | 0 | 0 | 0 | 0 | 0 | 0 | Blackmans_Flat | No | LV | Steady/falling | 0 | 0 | 0 | 0 | 0 | 0 | 0 | 0 | 0 | 0 | Blackmans_Flat | No | LV | Steady/falling | 0 | 0 | 0 | 0 | 0 | 0 | 0 | 0 | 0 | 0
| Charbon_Coal | Yes | LV | Steady/falling | 0 | 0 | 0 | 0 | 0 | 0 | 0 | 0 | 0 | 0 | Charbon_Coal | Yes | LV | Steady/falling | 0 | 0 | 0 | 0 | 0 | 0 | 0 | 0 | 0 | 0 | Charbon_Coal | Yes | LV | Steady/falling | 0 | 0 | 0 | 0 | 0 | 0 | 0 | 0 | 0 | 0
| Clarence_Colliery | Yes | LV | Steady/falling | 0 | 0 | 0 | 0 | 0 | 0 | 0 | 0 | 0 | 0 | Clarence_Colliery | Yes | LV | Steady/falling | 0 | 0 | 0 | 0 | 0 | 0 | 0 | 0 | 0 | 0 | Clarence_Colliery | Yes | LV | Steady/falling | 0 | 0 | 0 | 0 | 0 | 0 | 0 | 0 | 0 | 0
| Hartley_Vale | No | LV | Steady/falling | 0 | 0 | 0 | 0 | 0 | 0 | 0 | 0 | 0 | 0 | Hartley_Vale | No | LV | Steady/falling | 0 | 0 | 0 | 0 | 0 | 0 | 0 | 0 | 0 | 0 | Hartley_Vale | No | LV | Steady/falling | 0 | 0 | 0 | 0 | 0 | 0 | 0 | 0 | 0 | 0
| Invincible_Colliery | Yes | LV | Steady/falling | 0 | 0 | 0 | 0 | 0 | 0 | 0 | 0 | 0 | 0 | Invincible_Colliery | Yes | LV | Steady/falling | 0 | 0 | 0 | 0 | 0 | 0 | 0 | 0 | 0 | 0 | Invincible_Colliery | Yes | LV | Steady/falling | 0 | 0 | 0 | 0 | 0 | 0 | 0 | 0 | 0 | 0
| Springvale_Borehole | Yes | LV | Steady/falling | 0 | 0 | 0 | 0 | 0 | 0 | 0 | 0 | 0 | 0 | Springvale_Borehole | Yes | LV | Steady/falling | 0 | 0 | 0 | 0 | 0 | 0 | 0 | 0 | 0 | 0 | Springvale_Borehole | Yes | LV | Steady/falling | 0 | 0 | 0 | 0 | 0 | 0 | 0 | 0 | 0 | 0
| Springvale_No3_Shaft | Yes | LV | Steady/falling | 0 | 0 | 0 | 0 | 0 | 0 | 0 | 0 | 0 | 0 | Springvale_No3_Shaft | Yes | LV | Steady/falling | 0 | 0 | 0 | 0 | 0 | 0 | 0 | 0 | 0 | 0 | Springvale_No3_Shaft | Yes | LV | Steady/falling | 0 | 0 | 0 | 0 | 0 | 0 | 0 | 0 | 0 | 0
| Unimin_Mine | Yes | LV | Steady/falling | 0 | 0 | 0 | 0 | 0 | 0 | 0 | 0 | 0 | 0 | Unimin_Mine | Yes | LV | Steady/falling | 0 | 0 | 0 | 0 | 0 | 0 | 0 | 0 | 0 | 0 | Unimin_Mine | Yes | LV | Steady/falling | 0 | 0 | 0 | 0 | 0 | 0 | 0 | 0 | 0 | 0
| Kingsgate_Mining | Yes | LV | Steady/falling | 0 | 0 | 0 | 0 | 0 | 0 | 0 | 0 | 0 | 0 | Kingsgate_Mining | Yes | LV | Steady/falling | 0 | 0 | 0 | 0 | 0 | 0 | 0 | 0 | 0 | 0 | Kingsgate_Mining | Yes | LV | Steady/falling | 0 | 0 | 0 | 0 | 0 | 0 | 0 | 0 | 0 | 0
| Albion_Park | No | LV | Steady/falling | 0 | 0 | 0 | 0 | 0 | 0 | 0 | 0 | 0 | 0 | Albion_Park | No | LV | Steady/falling | 0 | 0 | 0 | 0 | 0 | 0 | 0 | 0 | 0 | 0 | Albion_Park | No | LV | Steady/falling | 0 | 0 | 0 | 0 | 0 | 0 | 0 | 0 | 0 | 0
| Calderwood | No | LV | High growth | 0 | 0 | 0 | 0 | 0 | 0 | 0 | 0 | 0 | 0 | Calderwood | No | LV | High growth | 0 | 0 | 0 | 0 | 0 | 0 | 0 | 0 | 0 | 0 | Calderwood | No | LV | High growth | 0 | 0 | 0 | 0 | 0 | 0 | 0 | 0 | 0 | 0
| Dapto | No | LV | High growth | 0 | 0 | 0 | 0 | 0 | 0 | 0 | 0 | 0 | 0 | Dapto | No | LV | High growth | 0 | 0 | 0 | 0 | 0 | 0 | 0 | 0 | 0 | 0 | Dapto | No | LV | High growth | 0 | 0 | 0 | 0 | 0 | 0 | 0 | 0 | 0 | 0
| Gerringong | No | LV | Small growth | 0 | 0 | 0 | 0 | 0 | 0 | 0 | 0 | 0 | 0 | Gerringong | No | LV | Small growth | 0 | 0 | 0 | 0 | 0 | 0 | 0 | 0 | 0 | 0 | Gerringong | No | LV | Small growth | 0 | 0 | 0 | 0 | 0 | 0 | 0 | 0 | 0 | 0
| Illawarra_Health | Yes | LV | Steady/falling | 0 | 0 | 0 | 0 | 0 | 0 | 0 | 0 | 0 | 0 | Illawarra_Health | Yes | LV | Steady/falling | 0 | 0 | 0 | 0 | 0 | 0 | 0 | 0 | 0 | 0 | Illawarra_Health | Yes | LV | Steady/falling | 0 | 0 | 0 | 0 | 0 | 0 | 0 | 0 | 0 | 0
| Jamberoo | No | LV | Steady/falling | 0 | 0 | 0 | 0 | 0 | 0 | 0 | 0 | 0 | 0 | Jamberoo | No | LV | Steady/falling | 0 | 0 | 0 | 0 | 0 | 0 | 0 | 0 | 0 | 0 | Jamberoo | No | LV | Steady/falling | 0 | 0 | 0 | 0 | 0 | 0 | 0 | 0 | 0 | 0
| Kiama | No | LV | Small growth | 0 | 0 | 0 | 0 | 0 | 0 | 0 | 0 | 0 | 0 | Kiama | No | LV | Small growth | 0 | 0 | 0 | 0 | 0 | 0 | 0 | 0 | 0 | 0 | Kiama | No | LV | Small growth | 0 | 0 | 0 | 0 | 0 | 0 | 0 | 0 | 0 | 0
| Sydney_Trains_Mount_Terry | Yes | LV | Steady/falling | 0 | 0 | 0 | 0 | 0 | 0 | 0 | 0 | 0 | 0 | Sydney_Trains_Mount_Terry | Yes | LV | Steady/falling | 0 | 0 | 0 | 0 | 0 | 0 | 0 | 0 | 0 | 0 | Sydney_Trains_Mount_Terry | Yes | LV | Steady/falling | 0 | 0 | 0 | 0 | 0 | 0 | 0 | 0 | 0 | 0
| Sydney_Trains_Bombo | Yes | LV | Steady/falling | 0 | 0 | 0 | 0 | 0 | 0 | 0 | 0 | 0 | 0 | Sydney_Trains_Bombo | Yes | LV | Steady/falling | 0 | 0 | 0 | 0 | 0 | 0 | 0 | 0 | 0 | 0 | Sydney_Trains_Bombo | Yes | LV | Steady/falling | 0 | 0 | 0 | 0 | 0 | 0 | 0 | 0 | 0 | 0
| Shellharbour | No | LV | Small growth | 0 | 0 | 0 | 0 | 0 | 0 | 0 | 0 | 0 | 0 | Shellharbour | No | LV | Small growth | 0 | 0 | 0 | 0 | 0 | 0 | 0 | 0 | 0 | 0 | Shellharbour | No | LV | Small growth | 0 | 0 | 0 | 0 | 0 | 0 | 0 | 0 | 0 | 0
| Warilla | No | LV | Steady/falling | 0 | 0 | 0 | 0 | 0 | 0 | 0 | 0 | 0 | 0 | Warilla | No | LV | Steady/falling | 0 | 0 | 0 | 0 | 0 | 0 | 0 | 0 | 0 | 0 | Warilla | No | LV | Steady/falling | 0 | 0 | 0 | 0 | 0 | 0 | 0 | 0 | 0 | 0
| Camden | No | LV | Steady/falling | 0 | 0 | 0 | 0 | 0 | 0 | 0 | 0 | 0 | 0 | Camden | No | LV | Steady/falling | 0 | 0 | 0 | 0 | 0 | 0 | 0 | 0 | 0 | 0 | Camden | No | LV | Steady/falling | 0 | 0 | 0 | 0 | 0 | 0 | 0 | 0 | 0 | 0
| Cawdor | No | LV | Steady/falling | 0 | 0 | 0 | 0 | 0 | 0 | 0 | 0 | 0 | 0 | Cawdor | No | LV | Steady/falling | 0 | 0 | 0 | 0 | 0 | 0 | 0 | 0 | 0 | 0 | Cawdor | No | LV | Steady/falling | 0 | 0 | 0 | 0 | 0 | 0 | 0 | 0 | 0 | 0
| Sydney_Trains_Nepean | Yes | LV | Steady/falling | 0 | 0 | 0 | 0 | 0 | 0 | 0 | 0 | 0 | 0 | Sydney_Trains_Nepean | Yes | LV | Steady/falling | 0 | 0 | 0 | 0 | 0 | 0 | 0 | 0 | 0 | 0 | Sydney_Trains_Nepean | Yes | LV | Steady/falling | 0 | 0 | 0 | 0 | 0 | 0 | 0 | 0 | 0 | 0
| Oakdale | No | LV | Steady/falling | 0 | 0 | 0 | 0 | 0 | 0 | 0 | 0 | 0 | 0 | Oakdale | No | LV | Steady/falling | 0 | 0 | 0 | 0 | 0 | 0 | 0 | 0 | 0 | 0 | Oakdale | No | LV | Steady/falling | 0 | 0 | 0 | 0 | 0 | 0 | 0 | 0 | 0 | 0
| The_Oaks | No | LV | Steady/falling | 0 | 0 | 0 | 0 | 0 | 0 | 0 | 0 | 0 | 0 | The_Oaks | No | LV | Steady/falling | 0 | 0 | 0 | 0 | 0 | 0 | 0 | 0 | 0 | 0 | The_Oaks | No | LV | Steady/falling | 0 | 0 | 0 | 0 | 0 | 0 | 0 | 0 | 0 | 0
| Wollondilly_Wash | No | LV | Steady/falling | 0 | 0 | 0 | 0 | 0 | 0 | 0 | 0 | 0 | 0 | Wollondilly_Wash | No | LV | Steady/falling | 0 | 0 | 0 | 0 | 0 | 0 | 0 | 0 | 0 | 0 | Wollondilly_Wash | No | LV | Steady/falling | 0 | 0 | 0 | 0 | 0 | 0 | 0 | 0 | 0 | 0
| BCSC_Maldon | Yes | LV | Steady/falling | 0 | 0 | 0 | 0 | 0 | 0 | 0 | 0 | 0 | 0 | BCSC_Maldon | Yes | LV | Steady/falling | 0 | 0 | 0 | 0 | 0 | 0 | 0 | 0 | 0 | 0 | BCSC_Maldon | Yes | LV | Steady/falling | 0 | 0 | 0 | 0 | 0 | 0 | 0 | 0 | 0 | 0
| Brooks_Point | Yes | LV | Steady/falling | 0 | 0 | 0 | 0 | 0 | 0 | 0 | 0 | 0 | 0 | Brooks_Point | Yes | LV | Steady/falling | 0 | 0 | 0 | 0 | 0 | 0 | 0 | 0 | 0 | 0 | Brooks_Point | Yes | LV | Steady/falling | 0 | 0 | 0 | 0 | 0 | 0 | 0 | 0 | 0 | 0
| Maldon | No | LV | Small growth | 0 | 0 | 0 | 0 | 0 | 0 | 0 | 0 | 0 | 0 | Maldon | No | LV | Small growth | 0 | 0 | 0 | 0 | 0 | 0 | 0 | 0 | 0 | 0 | Maldon | No | LV | Small growth | 0 | 0 | 0 | 0 | 0 | 0 | 0 | 0 | 0 | 0
| Narellan | No | LV | Small growth | 0 | 0 | 0 | 0 | 0 | 0 | 0 | 0 | 0 | 0 | Narellan | No | LV | Small growth | 0 | 0 | 0 | 0 | 0 | 0 | 0 | 0 | 0 | 0 | Narellan | No | LV | Small growth | 0 | 0 | 0 | 0 | 0 | 0 | 0 | 0 | 0 | 0
| Nepean_ZS | No | LV | Small growth | 0 | 0 | 0 | 0 | 0 | 0 | 0 | 0 | 0 | 0 | Nepean_ZS | No | LV | Small growth | 0 | 0 | 0 | 0 | 0 | 0 | 0 | 0 | 0 | 0 | Nepean_ZS | No | LV | Small growth | 0 | 0 | 0 | 0 | 0 | 0 | 0 | 0 | 0 | 0
| Tahmoor | No | LV | Steady/falling | 0 | 0 | 0 | 0 | 0 | 0 | 0 | 0 | 0 | 0 | Tahmoor | No | LV | Steady/falling | 0 | 0 | 0 | 0 | 0 | 0 | 0 | 0 | 0 | 0 | Tahmoor | No | LV | Steady/falling | 0 | 0 | 0 | 0 | 0 | 0 | 0 | 0 | 0 | 0
| Tahmoor_Colliery | Yes | LV | Steady/falling | 0 | 0 | 0 | 0 | 0 | 0 | 0 | 0 | 0 | 0 | Tahmoor_Colliery | Yes | LV | Steady/falling | 0 | 0 | 0 | 0 | 0 | 0 | 0 | 0 | 0 | 0 | Tahmoor_Colliery | Yes | LV | Steady/falling | 0 | 0 | 0 | 0 | 0 | 0 | 0 | 0 | 0 | 0
| Wilton | No | LV | High growth | 0 | 0 | 0 | 0 | 0 | 0 | 0 | 0 | 0 | 0 | Wilton | No | LV | High growth | 0 | 0 | 0 | 0 | 0 | 0 | 0 | 0 | 0 | 0 | Wilton | No | LV | High growth | 0 | 0 | 0 | 0 | 0 | 0 | 0 | 0 | 0 | 0
| Diversified with 2/3 of generation | Exclude | LV | Small growth | 0 | 0 | 0 | 0 | 0 | 0 | 0 | 0 | 0 | 0 | Diversified with 2/3 of generation | Exclude | LV | Small growth | 0 | 0 | 0 | 0 | 0 | 0 | 0 | 0 | 0 | 0 | Diversified with 2/3 of generation | Exclude | LV | Small growth | 0 | 0 | 0 | 0 | 0 | 0 | 0 | 0 | 0 | 0
| Cement_Australia | Yes | LV | Steady/falling | 0 | 0 | 0 | 0 | 0 | 0 | 0 | 0 | 0 | 0 | Cement_Australia | Yes | LV | Steady/falling | 0 | 0 | 0 | 0 | 0 | 0 | 0 | 0 | 0 | 0 | Cement_Australia | Yes | LV | Steady/falling | 0 | 0 | 0 | 0 | 0 | 0 | 0 | 0 | 0 | 0
| CRM | Yes | LV | Steady/falling | 0 | 0 | 0 | 0 | 0 | 0 | 0 | 0 | 0 | 0 | CRM | Yes | LV | Steady/falling | 0 | 0 | 0 | 0 | 0 | 0 | 0 | 0 | 0 | 0 | CRM | Yes | LV | Steady/falling | 0 | 0 | 0 | 0 | 0 | 0 | 0 | 0 | 0 | 0
| Metal_Manufacturers | Yes | LV | Steady/falling | 0 | 0 | 0 | 0 | 0 | 0 | 0 | 0 | 0 | 0 | Metal_Manufacturers | Yes | LV | Steady/falling | 0 | 0 | 0 | 0 | 0 | 0 | 0 | 0 | 0 | 0 | Metal_Manufacturers | Yes | LV | Steady/falling | 0 | 0 | 0 | 0 | 0 | 0 | 0 | 0 | 0 | 0
| Morgan_Cement | Yes | LV | Steady/falling | 0 | 0 | 0 | 0 | 0 | 0 | 0 | 0 | 0 | 0 | Morgan_Cement | Yes | LV | Steady/falling | 0 | 0 | 0 | 0 | 0 | 0 | 0 | 0 | 0 | 0 | Morgan_Cement | Yes | LV | Steady/falling | 0 | 0 | 0 | 0 | 0 | 0 | 0 | 0 | 0 | 0
| Port_Central | No | LV | Small growth | 0 | 0 | 0 | 0 | 0 | 0 | 0 | 0 | 0 | 0 | Port_Central | No | LV | Small growth | 0 | 0 | 0 | 0 | 0 | 0 | 0 | 0 | 0 | 0 | Port_Central | No | LV | Small growth | 0 | 0 | 0 | 0 | 0 | 0 | 0 | 0 | 0 | 0
| Sydney_Trains_Port_Kembla | Yes | LV | Steady/falling | 0 | 0 | 0 | 0 | 0 | 0 | 0 | 0 | 0 | 0 | Sydney_Trains_Port_Kembla | Yes | LV | Steady/falling | 0 | 0 | 0 | 0 | 0 | 0 | 0 | 0 | 0 | 0 | Sydney_Trains_Port_Kembla | Yes | LV | Steady/falling | 0 | 0 | 0 | 0 | 0 | 0 | 0 | 0 | 0 | 0
| Cambridge_Park | No | LV | Steady/falling | 0 | 0 | 0 | 0 | 0 | 0 | 0 | 0 | 0 | 0 | Cambridge_Park | No | LV | Steady/falling | 0 | 0 | 0 | 0 | 0 | 0 | 0 | 0 | 0 | 0 | Cambridge_Park | No | LV | Steady/falling | 0 | 0 | 0 | 0 | 0 | 0 | 0 | 0 | 0 | 0
| Cranebrook | No | LV | Small growth | 0 | 0 | 0 | 0 | 0 | 0 | 0 | 0 | 0 | 0 | Cranebrook | No | LV | Small growth | 0 | 0 | 0 | 0 | 0 | 0 | 0 | 0 | 0 | 0 | Cranebrook | No | LV | Small growth | 0 | 0 | 0 | 0 | 0 | 0 | 0 | 0 | 0 | 0
| Emu_Plains | No | LV | Small growth | 0 | 0 | 0 | 0 | 0 | 0 | 0 | 0 | 0 | 0 | Emu_Plains | No | LV | Small growth | 0 | 0 | 0 | 0 | 0 | 0 | 0 | 0 | 0 | 0 | Emu_Plains | No | LV | Small growth | 0 | 0 | 0 | 0 | 0 | 0 | 0 | 0 | 0 | 0
| Jordan_Springs | No | LV | Small growth | 0 | 0 | 0 | 0 | 0 | 0 | 0 | 0 | 0 | 0 | Jordan_Springs | No | LV | Small growth | 0 | 0 | 0 | 0 | 0 | 0 | 0 | 0 | 0 | 0 | Jordan_Springs | No | LV | Small growth | 0 | 0 | 0 | 0 | 0 | 0 | 0 | 0 | 0 | 0
| Kingswood | No | LV | Small growth | 0 | 0 | 0 | 0 | 0 | 0 | 0 | 0 | 0 | 0 | Kingswood | No | LV | Small growth | 0 | 0 | 0 | 0 | 0 | 0 | 0 | 0 | 0 | 0 | Kingswood | No | LV | Small growth | 0 | 0 | 0 | 0 | 0 | 0 | 0 | 0 | 0 | 0
| Test_Australia | Yes | LV | Steady/falling | 0 | 0 | 0 | 0 | 0 | 0 | 0 | 0 | 0 | 0 | Test_Australia | Yes | LV | Steady/falling | 0 | 0 | 0 | 0 | 0 | 0 | 0 | 0 | 0 | 0 | Test_Australia | Yes | LV | Steady/falling | 0 | 0 | 0 | 0 | 0 | 0 | 0 | 0 | 0 | 0
| Glenmore_Park | No | LV | Small growth | 0 | 0 | 0 | 0 | 0 | 0 | 0 | 0 | 0 | 0 | Glenmore_Park | No | LV | Small growth | 0 | 0 | 0 | 0 | 0 | 0 | 0 | 0 | 0 | 0 | Glenmore_Park | No | LV | Small growth | 0 | 0 | 0 | 0 | 0 | 0 | 0 | 0 | 0 | 0
| Luddenham | No | LV | High growth | 0 | 0 | 0 | 0 | 0 | 0 | 0 | 0 | 0 | 0 | Luddenham | No | LV | High growth | 0 | 0 | 0 | 0 | 0 | 0 | 0 | 0 | 0 | 0 | Luddenham | No | LV | High growth | 0 | 0 | 0 | 0 | 0 | 0 | 0 | 0 | 0 | 0
| North_Warragamba | No | LV | Steady/falling | 0 | 0 | 0 | 0 | 0 | 0 | 0 | 0 | 0 | 0 | North_Warragamba | No | LV | Steady/falling | 0 | 0 | 0 | 0 | 0 | 0 | 0 | 0 | 0 | 0 | North_Warragamba | No | LV | Steady/falling | 0 | 0 | 0 | 0 | 0 | 0 | 0 | 0 | 0 | 0
| Penrith_11kv | No | LV | High growth | 0 | 0 | 0 | 0 | 0 | 0 | 0 | 0 | 0 | 0 | Penrith_11kv | No | LV | High growth | 0 | 0 | 0 | 0 | 0 | 0 | 0 | 0 | 0 | 0 | Penrith_11kv | No | LV | High growth | 0 | 0 | 0 | 0 | 0 | 0 | 0 | 0 | 0 | 0
| APM | Yes | LV | Steady/falling | 0 | 0 | 0 | 0 | 0 | 0 | 0 | 0 | 0 | 0 | APM | Yes | LV | Steady/falling | 0 | 0 | 0 | 0 | 0 | 0 | 0 | 0 | 0 | 0 | APM | Yes | LV | Steady/falling | 0 | 0 | 0 | 0 | 0 | 0 | 0 | 0 | 0 | 0
| Bamarang | Yes | LV | Steady/falling | 0 | 0 | 0 | 0 | 0 | 0 | 0 | 0 | 0 | 0 | Bamarang | Yes | LV | Steady/falling | 0 | 0 | 0 | 0 | 0 | 0 | 0 | 0 | 0 | 0 | Bamarang | Yes | LV | Steady/falling | 0 | 0 | 0 | 0 | 0 | 0 | 0 | 0 | 0 | 0
| Berry | No | LV | Steady/falling | 0 | 0 | 0 | 0 | 0 | 0 | 0 | 0 | 0 | 0 | Berry | No | LV | Steady/falling | 0 | 0 | 0 | 0 | 0 | 0 | 0 | 0 | 0 | 0 | Berry | No | LV | Steady/falling | 0 | 0 | 0 | 0 | 0 | 0 | 0 | 0 | 0 | 0
| Bolong_Road | No | LV | Steady/falling | 0 | 0 | 0 | 0 | 0 | 0 | 0 | 0 | 0 | 0 | Bolong_Road | No | LV | Steady/falling | 0 | 0 | 0 | 0 | 0 | 0 | 0 | 0 | 0 | 0 | Bolong_Road | No | LV | Steady/falling | 0 | 0 | 0 | 0 | 0 | 0 | 0 | 0 | 0 | 0
| Bomaderry | No | LV | High growth | 0 | 0 | 0 | 0 | 0 | 0 | 0 | 0 | 0 | 0 | Bomaderry | No | LV | High growth | 0 | 0 | 0 | 0 | 0 | 0 | 0 | 0 | 0 | 0 | Bomaderry | No | LV | High growth | 0 | 0 | 0 | 0 | 0 | 0 | 0 | 0 | 0 | 0
| Brundee | Yes | LV | Steady/falling | 0 | 0 | 0 | 0 | 0 | 0 | 0 | 0 | 0 | 0 | Brundee | Yes | LV | Steady/falling | 0 | 0 | 0 | 0 | 0 | 0 | 0 | 0 | 0 | 0 | Brundee | Yes | LV | Steady/falling | 0 | 0 | 0 | 0 | 0 | 0 | 0 | 0 | 0 | 0
| Burrier | Yes | LV | Steady/falling | 0 | 0 | 0 | 0 | 0 | 0 | 0 | 0 | 0 | 0 | Burrier | Yes | LV | Steady/falling | 0 | 0 | 0 | 0 | 0 | 0 | 0 | 0 | 0 | 0 | Burrier | Yes | LV | Steady/falling | 0 | 0 | 0 | 0 | 0 | 0 | 0 | 0 | 0 | 0
| Culburra | No | LV | Steady/falling | 0 | 0 | 0 | 0 | 0 | 0 | 0 | 0 | 0 | 0 | Culburra | No | LV | Steady/falling | 0 | 0 | 0 | 0 | 0 | 0 | 0 | 0 | 0 | 0 | Culburra | No | LV | Steady/falling | 0 | 0 | 0 | 0 | 0 | 0 | 0 | 0 | 0 | 0
| HMAS_Albatross | Yes | LV | High growth | 0 | 0 | 0 | 0 | 0 | 0 | 0 | 0 | 0 | 0 | HMAS_Albatross | Yes | LV | High growth | 0 | 0 | 0 | 0 | 0 | 0 | 0 | 0 | 0 | 0 | HMAS_Albatross | Yes | LV | High growth | 0 | 0 | 0 | 0 | 0 | 0 | 0 | 0 | 0 | 0
| Huskisson | No | LV | Small growth | 0 | 0 | 0 | 0 | 0 | 0 | 0 | 0 | 0 | 0 | Huskisson | No | LV | Small growth | 0 | 0 | 0 | 0 | 0 | 0 | 0 | 0 | 0 | 0 | Huskisson | No | LV | Small growth | 0 | 0 | 0 | 0 | 0 | 0 | 0 | 0 | 0 | 0
| Kangaroo_Valley | No | LV | Steady/falling | 0 | 0 | 0 | 0 | 0 | 0 | 0 | 0 | 0 | 0 | Kangaroo_Valley | No | LV | Steady/falling | 0 | 0 | 0 | 0 | 0 | 0 | 0 | 0 | 0 | 0 | Kangaroo_Valley | No | LV | Steady/falling | 0 | 0 | 0 | 0 | 0 | 0 | 0 | 0 | 0 | 0
| Manildra | Yes | LV | Small growth | 0 | 0 | 0 | 0 | 0 | 0 | 0 | 0 | 0 | 0 | Manildra | Yes | LV | Small growth | 0 | 0 | 0 | 0 | 0 | 0 | 0 | 0 | 0 | 0 | Manildra | Yes | LV | Small growth | 0 | 0 | 0 | 0 | 0 | 0 | 0 | 0 | 0 | 0
| Nowra_ | No | LV | Steady/falling | 0 | 0 | 0 | 0 | 0 | 0 | 0 | 0 | 0 | 0 | Nowra_ | No | LV | Steady/falling | 0 | 0 | 0 | 0 | 0 | 0 | 0 | 0 | 0 | 0 | Nowra_ | No | LV | Steady/falling | 0 | 0 | 0 | 0 | 0 | 0 | 0 | 0 | 0 | 0
| South_Nowra | No | LV | Small growth | 0 | 0 | 0 | 0 | 0 | 0 | 0 | 0 | 0 | 0 | South_Nowra | No | LV | Small growth | 0 | 0 | 0 | 0 | 0 | 0 | 0 | 0 | 0 | 0 | South_Nowra | No | LV | Small growth | 0 | 0 | 0 | 0 | 0 | 0 | 0 | 0 | 0 | 0
| Sussex_Inlet | No | LV | Steady/falling | 0 | 0 | 0 | 0 | 0 | 0 | 0 | 0 | 0 | 0 | Sussex_Inlet | No | LV | Steady/falling | 0 | 0 | 0 | 0 | 0 | 0 | 0 | 0 | 0 | 0 | Sussex_Inlet | No | LV | Steady/falling | 0 | 0 | 0 | 0 | 0 | 0 | 0 | 0 | 0 | 0
| BHP_cordeaux_colliery | Yes | LV | Steady/falling | 0 | 0 | 0 | 0 | 0 | 0 | 0 | 0 | 0 | 0 | BHP_cordeaux_colliery | Yes | LV | Steady/falling | 0 | 0 | 0 | 0 | 0 | 0 | 0 | 0 | 0 | 0 | BHP_cordeaux_colliery | Yes | LV | Steady/falling | 0 | 0 | 0 | 0 | 0 | 0 | 0 | 0 | 0 | 0
| Dendrobium_Mine | Yes | LV | Steady/falling | 0 | 0 | 0 | 0 | 0 | 0 | 0 | 0 | 0 | 0 | Dendrobium_Mine | Yes | LV | Steady/falling | 0 | 0 | 0 | 0 | 0 | 0 | 0 | 0 | 0 | 0 | Dendrobium_Mine | Yes | LV | Steady/falling | 0 | 0 | 0 | 0 | 0 | 0 | 0 | 0 | 0 | 0
| Dendrobium_vent_fan_b | Yes | LV | Steady/falling | 0 | 0 | 0 | 0 | 0 | 0 | 0 | 0 | 0 | 0 | Dendrobium_vent_fan_b | Yes | LV | Steady/falling | 0 | 0 | 0 | 0 | 0 | 0 | 0 | 0 | 0 | 0 | Dendrobium_vent_fan_b | Yes | LV | Steady/falling | 0 | 0 | 0 | 0 | 0 | 0 | 0 | 0 | 0 | 0
| Grain_Terminal | Yes | LV | Steady/falling | 0 | 0 | 0 | 0 | 0 | 0 | 0 | 0 | 0 | 0 | Grain_Terminal | Yes | LV | Steady/falling | 0 | 0 | 0 | 0 | 0 | 0 | 0 | 0 | 0 | 0 | Grain_Terminal | Yes | LV | Steady/falling | 0 | 0 | 0 | 0 | 0 | 0 | 0 | 0 | 0 | 0
| Figtree | No | LV | Steady/falling | 0 | 0 | 0 | 0 | 0 | 0 | 0 | 0 | 0 | 0 | Figtree | No | LV | Steady/falling | 0 | 0 | 0 | 0 | 0 | 0 | 0 | 0 | 0 | 0 | Figtree | No | LV | Steady/falling | 0 | 0 | 0 | 0 | 0 | 0 | 0 | 0 | 0 | 0
| Inner_Harbour | No | LV | Steady/falling | 0 | 0 | 0 | 0 | 0 | 0 | 0 | 0 | 0 | 0 | Inner_Harbour | No | LV | Steady/falling | 0 | 0 | 0 | 0 | 0 | 0 | 0 | 0 | 0 | 0 | Inner_Harbour | No | LV | Steady/falling | 0 | 0 | 0 | 0 | 0 | 0 | 0 | 0 | 0 | 0
| Kenny_Street | No | LV | Small growth | 0 | 0 | 0 | 0 | 0 | 0 | 0 | 0 | 0 | 0 | Kenny_Street | No | LV | Small growth | 0 | 0 | 0 | 0 | 0 | 0 | 0 | 0 | 0 | 0 | Kenny_Street | No | LV | Small growth | 0 | 0 | 0 | 0 | 0 | 0 | 0 | 0 | 0 | 0
| Kembla_Grange | No | LV | High growth | 0 | 0 | 0 | 0 | 0 | 0 | 0 | 0 | 0 | 0 | Kembla_Grange | No | LV | High growth | 0 | 0 | 0 | 0 | 0 | 0 | 0 | 0 | 0 | 0 | Kembla_Grange | No | LV | High growth | 0 | 0 | 0 | 0 | 0 | 0 | 0 | 0 | 0 | 0
| Lysaghts | Yes | LV | Steady/falling | 0 | 0 | 0 | 0 | 0 | 0 | 0 | 0 | 0 | 0 | Lysaghts | Yes | LV | Steady/falling | 0 | 0 | 0 | 0 | 0 | 0 | 0 | 0 | 0 | 0 | Lysaghts | Yes | LV | Steady/falling | 0 | 0 | 0 | 0 | 0 | 0 | 0 | 0 | 0 | 0
| Nepean_conveyors | Yes | LV | Steady/falling | 0 | 0 | 0 | 0 | 0 | 0 | 0 | 0 | 0 | 0 | Nepean_conveyors | Yes | LV | Steady/falling | 0 | 0 | 0 | 0 | 0 | 0 | 0 | 0 | 0 | 0 | Nepean_conveyors | Yes | LV | Steady/falling | 0 | 0 | 0 | 0 | 0 | 0 | 0 | 0 | 0 | 0
| North_Wollongong | No | LV | Small growth | 0 | 0 | 0 | 0 | 0 | 0 | 0 | 0 | 0 | 0 | North_Wollongong | No | LV | Small growth | 0 | 0 | 0 | 0 | 0 | 0 | 0 | 0 | 0 | 0 | North_Wollongong | No | LV | Small growth | 0 | 0 | 0 | 0 | 0 | 0 | 0 | 0 | 0 | 0
| Orrcon | Yes | LV | Steady/falling | 0 | 0 | 0 | 0 | 0 | 0 | 0 | 0 | 0 | 0 | Orrcon | Yes | LV | Steady/falling | 0 | 0 | 0 | 0 | 0 | 0 | 0 | 0 | 0 | 0 | Orrcon | Yes | LV | Steady/falling | 0 | 0 | 0 | 0 | 0 | 0 | 0 | 0 | 0 | 0
| Port_Kembla | No | LV | Small growth | 0 | 0 | 0 | 0 | 0 | 0 | 0 | 0 | 0 | 0 | Port_Kembla | No | LV | Small growth | 0 | 0 | 0 | 0 | 0 | 0 | 0 | 0 | 0 | 0 | Port_Kembla | No | LV | Small growth | 0 | 0 | 0 | 0 | 0 | 0 | 0 | 0 | 0 | 0
| South_Wollongong | No | LV | Small growth | 0 | 0 | 0 | 0 | 0 | 0 | 0 | 0 | 0 | 0 | South_Wollongong | No | LV | Small growth | 0 | 0 | 0 | 0 | 0 | 0 | 0 | 0 | 0 | 0 | South_Wollongong | No | LV | Small growth | 0 | 0 | 0 | 0 | 0 | 0 | 0 | 0 | 0 | 0
| Telstra_HVC | No | LV | Steady/falling | 0 | 0 | 0 | 0 | 0 | 0 | 0 | 0 | 0 | 0 | Telstra_HVC | No | LV | Steady/falling | 0 | 0 | 0 | 0 | 0 | 0 | 0 | 0 | 0 | 0 | Telstra_HVC | No | LV | Steady/falling | 0 | 0 | 0 | 0 | 0 | 0 | 0 | 0 | 0 | 0
| Unanderra | No | LV | High growth | 0 | 0 | 0 | 0 | 0 | 0 | 0 | 0 | 0 | 0 | Unanderra | No | LV | High growth | 0 | 0 | 0 | 0 | 0 | 0 | 0 | 0 | 0 | 0 | Unanderra | No | LV | High growth | 0 | 0 | 0 | 0 | 0 | 0 | 0 | 0 | 0 | 0
| West_Wollongong | No | LV | Steady/falling | 0 | 0 | 0 | 0 | 0 | 0 | 0 | 0 | 0 | 0 | West_Wollongong | No | LV | Steady/falling | 0 | 0 | 0 | 0 | 0 | 0 | 0 | 0 | 0 | 0 | West_Wollongong | No | LV | Steady/falling | 0 | 0 | 0 | 0 | 0 | 0 | 0 | 0 | 0 | 0
| Wongawilli_Colliery | Yes | LV | Steady/falling | 0 | 0 | 0 | 0 | 0 | 0 | 0 | 0 | 0 | 0 | Wongawilli_Colliery | Yes | LV | Steady/falling | 0 | 0 | 0 | 0 | 0 | 0 | 0 | 0 | 0 | 0 | Wongawilli_Colliery | Yes | LV | Steady/falling | 0 | 0 | 0 | 0 | 0 | 0 | 0 | 0 | 0 | 0
| Wongawilli_No4_Airshaft | Yes | LV | Steady/falling | 0 | 0 | 0 | 0 | 0 | 0 | 0 | 0 | 0 | 0 | Wongawilli_No4_Airshaft | Yes | LV | Steady/falling | 0 | 0 | 0 | 0 | 0 | 0 | 0 | 0 | 0 | 0 | Wongawilli_No4_Airshaft | Yes | LV | Steady/falling | 0 | 0 | 0 | 0 | 0 | 0 | 0 | 0 | 0 | 0
| Kellyville | No | LV | Steady/falling | 0 | 0 | 0 | 0 | 0 | 0 | 0 | 0 | 0 | 0 | Kellyville | No | LV | Steady/falling | 0 | 0 | 0 | 0 | 0 | 0 | 0 | 0 | 0 | 0 | Kellyville | No | LV | Steady/falling | 0 | 0 | 0 | 0 | 0 | 0 | 0 | 0 | 0 | 0
| Kenthurst | No | LV | Steady/falling | 0 | 0 | 0 | 0 | 0 | 0 | 0 | 0 | 0 | 0 | Kenthurst | No | LV | Steady/falling | 0 | 0 | 0 | 0 | 0 | 0 | 0 | 0 | 0 | 0 | Kenthurst | No | LV | Steady/falling | 0 | 0 | 0 | 0 | 0 | 0 | 0 | 0 | 0 | 0
| Airtrunk_Data | Yes | LV | High growth | 0 | 0 | 0 | 0 | 0 | 0 | 0 | 0 | 0 | 0 | Airtrunk_Data | Yes | LV | High growth | 0 | 0 | 0 | 0 | 0 | 0 | 0 | 0 | 0 | 0 | Airtrunk_Data | Yes | LV | High growth | 0 | 0 | 0 | 0 | 0 | 0 | 0 | 0 | 0 | 0
| Arndell_Park | No | LV | Small growth | 0 | 0 | 0 | 0 | 0 | 0 | 0 | 0 | 0 | 0 | Arndell_Park | No | LV | Small growth | 0 | 0 | 0 | 0 | 0 | 0 | 0 | 0 | 0 | 0 | Arndell_Park | No | LV | Small growth | 0 | 0 | 0 | 0 | 0 | 0 | 0 | 0 | 0 | 0
| Baulkham_Hills_11kv | No | LV | Steady/falling | 0 | 0 | 0 | 0 | 0 | 0 | 0 | 0 | 0 | 0 | Baulkham_Hills_11kv | No | LV | Steady/falling | 0 | 0 | 0 | 0 | 0 | 0 | 0 | 0 | 0 | 0 | Baulkham_Hills_11kv | No | LV | Steady/falling | 0 | 0 | 0 | 0 | 0 | 0 | 0 | 0 | 0 | 0
| Bella_Vista | No | LV | High growth | 0 | 0 | 0 | 0 | 0 | 0 | 0 | 0 | 0 | 0 | Bella_Vista | No | LV | High growth | 0 | 0 | 0 | 0 | 0 | 0 | 0 | 0 | 0 | 0 | Bella_Vista | No | LV | High growth | 0 | 0 | 0 | 0 | 0 | 0 | 0 | 0 | 0 | 0
| One_Steel_Mini_Mill | Yes | LV | Steady/falling | 0 | 0 | 0 | 0 | 0 | 0 | 0 | 0 | 0 | 0 | One_Steel_Mini_Mill | Yes | LV | Steady/falling | 0 | 0 | 0 | 0 | 0 | 0 | 0 | 0 | 0 | 0 | One_Steel_Mini_Mill | Yes | LV | Steady/falling | 0 | 0 | 0 | 0 | 0 | 0 | 0 | 0 | 0 | 0
| Bringelly | No | LV | Steady/falling | 0 | 0 | 0 | 0 | 0 | 0 | 0 | 0 | 0 | 0 | Bringelly | No | LV | Steady/falling | 0 | 0 | 0 | 0 | 0 | 0 | 0 | 0 | 0 | 0 | Bringelly | No | LV | Steady/falling | 0 | 0 | 0 | 0 | 0 | 0 | 0 | 0 | 0 | 0
| Eastern_Creek | No | LV | High growth | 0 | 0 | 0 | 0 | 0 | 0 | 0 | 0 | 0 | 0 | Eastern_Creek | No | LV | High growth | 0 | 0 | 0 | 0 | 0 | 0 | 0 | 0 | 0 | 0 | Eastern_Creek | No | LV | High growth | 0 | 0 | 0 | 0 | 0 | 0 | 0 | 0 | 0 | 0
| Huntingwood | No | LV | High growth | 0 | 0 | 0 | 0 | 0 | 0 | 0 | 0 | 0 | 0 | Huntingwood | No | LV | High growth | 0 | 0 | 0 | 0 | 0 | 0 | 0 | 0 | 0 | 0 | Huntingwood | No | LV | High growth | 0 | 0 | 0 | 0 | 0 | 0 | 0 | 0 | 0 | 0
| Mamre | No | LV | High growth | 0 | 0 | 0 | 0 | 0 | 0 | 0 | 0 | 0 | 0 | Mamre | No | LV | High growth | 0 | 0 | 0 | 0 | 0 | 0 | 0 | 0 | 0 | 0 | Mamre | No | LV | High growth | 0 | 0 | 0 | 0 | 0 | 0 | 0 | 0 | 0 | 0
| North_Eastern_Creek | No | LV | High growth | 0 | 0 | 0 | 0 | 0 | 0 | 0 | 0 | 0 | 0 | North_Eastern_Creek | No | LV | High growth | 0 | 0 | 0 | 0 | 0 | 0 | 0 | 0 | 0 | 0 | North_Eastern_Creek | No | LV | High growth | 0 | 0 | 0 | 0 | 0 | 0 | 0 | 0 | 0 | 0
| Quakers_Hill | No | LV | Steady/falling | 0 | 0 | 0 | 0 | 0 | 0 | 0 | 0 | 0 | 0 | Quakers_Hill | No | LV | Steady/falling | 0 | 0 | 0 | 0 | 0 | 0 | 0 | 0 | 0 | 0 | Quakers_Hill | No | LV | Steady/falling | 0 | 0 | 0 | 0 | 0 | 0 | 0 | 0 | 0 | 0
| Rooty_Hill | No | LV | Small growth | 0 | 0 | 0 | 0 | 0 | 0 | 0 | 0 | 0 | 0 | Rooty_Hill | No | LV | Small growth | 0 | 0 | 0 | 0 | 0 | 0 | 0 | 0 | 0 | 0 | Rooty_Hill | No | LV | Small growth | 0 | 0 | 0 | 0 | 0 | 0 | 0 | 0 | 0 | 0
| Science_Park | No | LV | High growth | 0 | 0 | 0 | 0 | 0 | 0 | 0 | 0 | 0 | 0 | Science_Park | No | LV | High growth | 0 | 0 | 0 | 0 | 0 | 0 | 0 | 0 | 0 | 0 | Science_Park | No | LV | High growth | 0 | 0 | 0 | 0 | 0 | 0 | 0 | 0 | 0 | 0
| Southpipe_Oakdale_Industrial | No | LV | High growth | 0 | 0 | 0 | 0 | 0 | 0 | 0 | 0 | 0 | 0 | Southpipe_Oakdale_Industrial | No | LV | High growth | 0 | 0 | 0 | 0 | 0 | 0 | 0 | 0 | 0 | 0 | Southpipe_Oakdale_Industrial | No | LV | High growth | 0 | 0 | 0 | 0 | 0 | 0 | 0 | 0 | 0 | 0
| West_Castle_Hill | No | LV | High growth | 0 | 0 | 0 | 0 | 0 | 0 | 0 | 0 | 0 | 0 | West_Castle_Hill | No | LV | High growth | 0 | 0 | 0 | 0 | 0 | 0 | 0 | 0 | 0 | 0 | West_Castle_Hill | No | LV | High growth | 0 | 0 | 0 | 0 | 0 | 0 | 0 | 0 | 0 | 0
| West_Wetherill_Park | No | LV | Steady/falling | 0 | 0 | 0 | 0 | 0 | 0 | 0 | 0 | 0 | 0 | West_Wetherill_Park | No | LV | Steady/falling | 0 | 0 | 0 | 0 | 0 | 0 | 0 | 0 | 0 | 0 | West_Wetherill_Park | No | LV | Steady/falling | 0 | 0 | 0 | 0 | 0 | 0 | 0 | 0 | 0 | 0
| Wetherill_Park | No | LV | Steady/falling | 0 | 0 | 0 | 0 | 0 | 0 | 0 | 0 | 0 | 0 | Wetherill_Park | No | LV | Steady/falling | 0 | 0 | 0 | 0 | 0 | 0 | 0 | 0 | 0 | 0 | Wetherill_Park | No | LV | Steady/falling | 0 | 0 | 0 | 0 | 0 | 0 | 0 | 0 | 0 | 0
| Box_Hill | No | LV | High growth | 0 | 0 | 0 | 0 | 0 | 0 | 0 | 0 | 0 | 0 | Box_Hill | No | LV | High growth | 0 | 0 | 0 | 0 | 0 | 0 | 0 | 0 | 0 | 0 | Box_Hill | No | LV | High growth | 0 | 0 | 0 | 0 | 0 | 0 | 0 | 0 | 0 | 0
| Cheriton_Avenue | No | LV | High growth | 0 | 0 | 0 | 0 | 0 | 0 | 0 | 0 | 0 | 0 | Cheriton_Avenue | No | LV | High growth | 0 | 0 | 0 | 0 | 0 | 0 | 0 | 0 | 0 | 0 | Cheriton_Avenue | No | LV | High growth | 0 | 0 | 0 | 0 | 0 | 0 | 0 | 0 | 0 | 0
| Darling_St_Data | No | LV | Steady/falling | 0 | 0 | 0 | 0 | 0 | 0 | 0 | 0 | 0 | 0 | Darling_St_Data | No | LV | Steady/falling | 0 | 0 | 0 | 0 | 0 | 0 | 0 | 0 | 0 | 0 | Darling_St_Data | No | LV | Steady/falling | 0 | 0 | 0 | 0 | 0 | 0 | 0 | 0 | 0 | 0
| Marsden_Park | No | LV | High growth | 0 | 0 | 0 | 0 | 0 | 0 | 0 | 0 | 0 | 0 | Marsden_Park | No | LV | High growth | 0 | 0 | 0 | 0 | 0 | 0 | 0 | 0 | 0 | 0 | Marsden_Park | No | LV | High growth | 0 | 0 | 0 | 0 | 0 | 0 | 0 | 0 | 0 | 0
| Mungerie_Park | No | LV | High growth | 0 | 0 | 0 | 0 | 0 | 0 | 0 | 0 | 0 | 0 | Mungerie_Park | No | LV | High growth | 0 | 0 | 0 | 0 | 0 | 0 | 0 | 0 | 0 | 0 | Mungerie_Park | No | LV | High growth | 0 | 0 | 0 | 0 | 0 | 0 | 0 | 0 | 0 | 0
| NWRL_Rouse_Hill | Yes | LV | High growth | 0 | 0 | 0 | 0 | 0 | 0 | 0 | 0 | 0 | 0 | NWRL_Rouse_Hill | Yes | LV | High growth | 0 | 0 | 0 | 0 | 0 | 0 | 0 | 0 | 0 | 0 | NWRL_Rouse_Hill | Yes | LV | High growth | 0 | 0 | 0 | 0 | 0 | 0 | 0 | 0 | 0 | 0
| Schofields | No | LV | High growth | 0 | 0 | 0 | 0 | 0 | 0 | 0 | 0 | 0 | 0 | Schofields | No | LV | High growth | 0 | 0 | 0 | 0 | 0 | 0 | 0 | 0 | 0 | 0 | Schofields | No | LV | High growth | 0 | 0 | 0 | 0 | 0 | 0 | 0 | 0 | 0 | 0
| South_Marsden_Park | No | LV | High growth | 0 | 0 | 0 | 0 | 0 | 0 | 0 | 0 | 0 | 0 | South_Marsden_Park | No | LV | High growth | 0 | 0 | 0 | 0 | 0 | 0 | 0 | 0 | 0 | 0 | South_Marsden_Park | No | LV | High growth | 0 | 0 | 0 | 0 | 0 | 0 | 0 | 0 | 0 | 0
| Parklea | No | LV | High growth | 0 | 0 | 0 | 0 | 0 | 0 | 0 | 0 | 0 | 0 | Parklea | No | LV | High growth | 0 | 0 | 0 | 0 | 0 | 0 | 0 | 0 | 0 | 0 | Parklea | No | LV | High growth | 0 | 0 | 0 | 0 | 0 | 0 | 0 | 0 | 0 | 0
| Lithgow | No | LV | Steady/falling | 0 | 0 | 0 | 0 | 0 | 0 | 0 | 0 | 0 | 0 | Lithgow | No | LV | Steady/falling | 0 | 0 | 0 | 0 | 0 | 0 | 0 | 0 | 0 | 0 | Lithgow | No | LV | Steady/falling | 0 | 0 | 0 | 0 | 0 | 0 | 0 | 0 | 0 | 0
| Meadow_Flat | No | LV | Steady/falling | 0 | 0 | 0 | 0 | 0 | 0 | 0 | 0 | 0 | 0 | Meadow_Flat | No | LV | Steady/falling | 0 | 0 | 0 | 0 | 0 | 0 | 0 | 0 | 0 | 0 | Meadow_Flat | No | LV | Steady/falling | 0 | 0 | 0 | 0 | 0 | 0 | 0 | 0 | 0 | 0
| Portland | No | LV | Steady/falling | 0 | 0 | 0 | 0 | 0 | 0 | 0 | 0 | 0 | 0 | Portland | No | LV | Steady/falling | 0 | 0 | 0 | 0 | 0 | 0 | 0 | 0 | 0 | 0 | Portland | No | LV | Steady/falling | 0 | 0 | 0 | 0 | 0 | 0 | 0 | 0 | 0 | 0
| Springvale_Colliery | Yes | LV | Steady/falling | 0 | 0 | 0 | 0 | 0 | 0 | 0 | 0 | 0 | 0 | Springvale_Colliery | Yes | LV | Steady/falling | 0 | 0 | 0 | 0 | 0 | 0 | 0 | 0 | 0 | 0 | Springvale_Colliery | Yes | LV | Steady/falling | 0 | 0 | 0 | 0 | 0 | 0 | 0 | 0 | 0 | 0
| Sydney_Trains_Wallerawang | Yes | LV | Steady/falling | 0 | 0 | 0 | 0 | 0 | 0 | 0 | 0 | 0 | 0 | Sydney_Trains_Wallerawang | Yes | LV | Steady/falling | 0 | 0 | 0 | 0 | 0 | 0 | 0 | 0 | 0 | 0 | Sydney_Trains_Wallerawang | Yes | LV | Steady/falling | 0 | 0 | 0 | 0 | 0 | 0 | 0 | 0 | 0 | 0
| Blaxland | No | LV | Steady/falling | 0 | 0 | 0 | 0 | 0 | 0 | 0 | 0 | 0 | 0 | Blaxland | No | LV | Steady/falling | 0 | 0 | 0 | 0 | 0 | 0 | 0 | 0 | 0 | 0 | Blaxland | No | LV | Steady/falling | 0 | 0 | 0 | 0 | 0 | 0 | 0 | 0 | 0 | 0
| Springwood | No | LV | Steady/falling | 0 | 0 | 0 | 0 | 0 | 0 | 0 | 0 | 0 | 0 | Springwood | No | LV | Steady/falling | 0 | 0 | 0 | 0 | 0 | 0 | 0 | 0 | 0 | 0 | Springwood | No | LV | Steady/falling | 0 | 0 | 0 | 0 | 0 | 0 | 0 | 0 | 0 | 0
| Bonnyrigg | No | LV | Small growth | 0 | 0 | 0 | 0 | 0 | 0 | 0 | 0 | 0 | 0 | Bonnyrigg | No | LV | Small growth | 0 | 0 | 0 | 0 | 0 | 0 | 0 | 0 | 0 | 0 | Bonnyrigg | No | LV | Small growth | 0 | 0 | 0 | 0 | 0 | 0 | 0 | 0 | 0 | 0
| Hinchinbrook | No | LV | Small growth | 0 | 0 | 0 | 0 | 0 | 0 | 0 | 0 | 0 | 0 | Hinchinbrook | No | LV | Small growth | 0 | 0 | 0 | 0 | 0 | 0 | 0 | 0 | 0 | 0 | Hinchinbrook | No | LV | Small growth | 0 | 0 | 0 | 0 | 0 | 0 | 0 | 0 | 0 | 0
| Homepride | No | LV | High growth | 0 | 0 | 0 | 0 | 0 | 0 | 0 | 0 | 0 | 0 | Homepride | No | LV | High growth | 0 | 0 | 0 | 0 | 0 | 0 | 0 | 0 | 0 | 0 | Homepride | No | LV | High growth | 0 | 0 | 0 | 0 | 0 | 0 | 0 | 0 | 0 | 0
| Hoxton_Park | No | LV | Steady/falling | 0 | 0 | 0 | 0 | 0 | 0 | 0 | 0 | 0 | 0 | Hoxton_Park | No | LV | Steady/falling | 0 | 0 | 0 | 0 | 0 | 0 | 0 | 0 | 0 | 0 | Hoxton_Park | No | LV | Steady/falling | 0 | 0 | 0 | 0 | 0 | 0 | 0 | 0 | 0 | 0
| Kemps_Creek | No | LV | High growth | 0 | 0 | 0 | 0 | 0 | 0 | 0 | 0 | 0 | 0 | Kemps_Creek | No | LV | High growth | 0 | 0 | 0 | 0 | 0 | 0 | 0 | 0 | 0 | 0 | Kemps_Creek | No | LV | High growth | 0 | 0 | 0 | 0 | 0 | 0 | 0 | 0 | 0 | 0
| Prestons | No | LV | Steady/falling | 0 | 0 | 0 | 0 | 0 | 0 | 0 | 0 | 0 | 0 | Prestons | No | LV | Steady/falling | 0 | 0 | 0 | 0 | 0 | 0 | 0 | 0 | 0 | 0 | Prestons | No | LV | Steady/falling | 0 | 0 | 0 | 0 | 0 | 0 | 0 | 0 | 0 | 0
| West_Liverpool_ZS | No | LV | Small growth | 0 | 0 | 0 | 0 | 0 | 0 | 0 | 0 | 0 | 0 | West_Liverpool_ZS | No | LV | Small growth | 0 | 0 | 0 | 0 | 0 | 0 | 0 | 0 | 0 | 0 | West_Liverpool_ZS | No | LV | Small growth | 0 | 0 | 0 | 0 | 0 | 0 | 0 | 0 | 0 | 0
| Tomerong_ZS | No | LV | Steady/falling | 0 | 0 | 0 | 0 | 0 | 0 | 0 | 0 | 0 | 0 | Tomerong_ZS | No | LV | Steady/falling | 0 | 0 | 0 | 0 | 0 | 0 | 0 | 0 | 0 | 0 | Tomerong_ZS | No | LV | Steady/falling | 0 | 0 | 0 | 0 | 0 | 0 | 0 | 0 | 0 | 0
| Jasper_Road | No | HV | Small growth | 0 | 0 | 0 | 0 | 0 | 0 | 0 | 0 | 0 | 0 | Jasper_Road | No | HV | Small growth | 0 | 0 | 0 | 0 | 0 | 0 | 0 | 0 | 0 | 0 | Jasper_Road | No | HV | Small growth | 0 | 0 | 0 | 0 | 0 | 0 | 0 | 0 | 0 | 0
| Northmead | No | HV | Steady/falling | 0 | 0 | 0 | 0 | 0 | 0 | 0 | 0 | 0 | 0 | Northmead | No | HV | Steady/falling | 0 | 0 | 0 | 0 | 0 | 0 | 0 | 0 | 0 | 0 | Northmead | No | HV | Steady/falling | 0 | 0 | 0 | 0 | 0 | 0 | 0 | 0 | 0 | 0
| North_Rocks | No | HV | Steady/falling | 0 | 0 | 0 | 0 | 0 | 0 | 0 | 0 | 0 | 0 | North_Rocks | No | HV | Steady/falling | 0 | 0 | 0 | 0 | 0 | 0 | 0 | 0 | 0 | 0 | North_Rocks | No | HV | Steady/falling | 2100000 | 0 | 0 | 0 | 0 | 0 | 0 | 0 | 0 | 0
| Seven_Hills | No | HV | Small growth | 0 | 0 | 0 | 0 | 0 | 0 | 0 | 0 | 0 | 0 | Seven_Hills | No | HV | Small growth | 0 | 0 | 0 | 0 | 0 | 0 | 0 | 0 | 0 | 0 | Seven_Hills | No | HV | Small growth | 0 | 0 | 0 | 0 | 0 | 0 | 0 | 0 | 0 | 0
| Westmead | No | HV | High growth | 0 | 0 | 0 | 0 | 0 | 0 | 0 | 0 | 0 | 0 | Westmead | No | HV | High growth | 0 | 0 | 0 | 0 | 0 | 0 | 0 | 0 | 0 | 0 | Westmead | No | HV | High growth | 0 | 0 | 0 | 0 | 0 | 0 | 0 | 0 | 0 | 0
| Undiversified | Exclude | HV | High growth | 0 | 0 | 0 | 0 | 0 | 0 | 0 | 0 | 0 | 0 | Undiversified | Exclude | HV | High growth | 0 | 0 | 0 | 0 | 0 | 0 | 0 | 0 | 0 | 0 | Undiversified | Exclude | HV | High growth | 0 | 0 | 0 | 0 | 0 | 0 | 0 | 0 | 0 | 0
| Diversified | Exclude | HV | Small growth | 0 | 0 | 0 | 0 | 0 | 0 | 0 | 0 | 0 | 0 | Diversified | Exclude | HV | Small growth | 0 | 0 | 0 | 0 | 0 | 0 | 0 | 0 | 0 | 0 | Diversified | Exclude | HV | Small growth | 0 | 0 | 0 | 0 | 0 | 0 | 0 | 0 | 0 | 0
| Estimated System Normal | Exclude | HV | Small growth | 0 | 0 | 0 | 0 | 0 | 0 | 0 | 0 | 0 | 0 | Estimated System Normal | Exclude | HV | Small growth | 0 | 0 | 0 | 0 | 0 | 0 | 0 | 0 | 0 | 0 | Estimated System Normal | Exclude | HV | Small growth | 0 | 0 | 0 | 0 | 0 | 0 | 0 | 0 | 0 | 0
| Bulli | No | HV | Small growth | 0 | 0 | 0 | 0 | 0 | 0 | 0 | 0 | 0 | 0 | Bulli | No | HV | Small growth | 0 | 0 | 0 | 0 | 0 | 0 | 0 | 0 | 0 | 0 | Bulli | No | HV | Small growth | 0 | 0 | 0 | 0 | 0 | 0 | 0 | 0 | 0 | 0
| Corrimal | No | HV | Steady/falling | 0 | 0 | 0 | 0 | 0 | 0 | 0 | 0 | 0 | 0 | Corrimal | No | HV | Steady/falling | 0 | 0 | 0 | 0 | 0 | 0 | 0 | 0 | 0 | 0 | Corrimal | No | HV | Steady/falling | 0 | 0 | 0 | 0 | 0 | 0 | 0 | 0 | 0 | 0
| Darkes_Forest | No | HV | Steady/falling | 0 | 0 | 0 | 0 | 0 | 0 | 0 | 0 | 0 | 0 | Darkes_Forest | No | HV | Steady/falling | 0 | 0 | 0 | 0 | 0 | 0 | 0 | 0 | 0 | 0 | Darkes_Forest | No | HV | Steady/falling | 0 | 0 | 0 | 0 | 0 | 0 | 0 | 0 | 0 | 0
| Helensburgh | No | HV | Steady/falling | 0 | 0 | 0 | 0 | 0 | 0 | 0 | 0 | 0 | 0 | Helensburgh | No | HV | Steady/falling | 0 | 0 | 0 | 0 | 0 | 0 | 0 | 0 | 0 | 0 | Helensburgh | No | HV | Steady/falling | 0 | 0 | 0 | 0 | 0 | 0 | 0 | 0 | 0 | 0
| Helenburgh_Colliery | Yes | HV | Steady/falling | 0 | 0 | 0 | 0 | 0 | 0 | 0 | 0 | 0 | 0 | Helenburgh_Colliery | Yes | HV | Steady/falling | 0 | 0 | 0 | 0 | 0 | 0 | 0 | 0 | 0 | 0 | Helenburgh_Colliery | Yes | HV | Steady/falling | 0 | 0 | 0 | 0 | 0 | 0 | 0 | 0 | 0 | 0
| Mt_Ousley | No | HV | Steady/falling | 0 | 0 | 0 | 0 | 0 | 0 | 0 | 0 | 0 | 0 | Mt_Ousley | No | HV | Steady/falling | 0 | 0 | 0 | 0 | 0 | 0 | 0 | 0 | 0 | 0 | Mt_Ousley | No | HV | Steady/falling | 0 | 0 | 0 | 0 | 0 | 0 | 0 | 0 | 0 | 0
| Russell_Vale | No | HV | Small growth | 0 | 0 | 0 | 0 | 0 | 0 | 0 | 0 | 0 | 0 | Russell_Vale | No | HV | Small growth | 0 | 0 | 0 | 0 | 0 | 0 | 0 | 0 | 0 | 0 | Russell_Vale | No | HV | Small growth | 0 | 0 | 0 | 0 | 0 | 0 | 0 | 0 | 0 | 0
| South_Bulli_Colliery | Yes | HV | Steady/falling | 0 | 0 | 0 | 0 | 0 | 0 | 0 | 0 | 0 | 0 | South_Bulli_Colliery | Yes | HV | Steady/falling | 0 | 0 | 0 | 0 | 0 | 0 | 0 | 0 | 0 | 0 | South_Bulli_Colliery | Yes | HV | Steady/falling | 0 | 0 | 0 | 0 | 0 | 0 | 0 | 0 | 0 | 0
| Wombarra | No | HV | Small growth | 0 | 0 | 0 | 0 | 0 | 0 | 0 | 0 | 0 | 0 | Wombarra | No | HV | Small growth | 0 | 0 | 0 | 0 | 0 | 0 | 0 | 0 | 0 | 0 | Wombarra | No | HV | Small growth | 0 | 0 | 0 | 0 | 0 | 0 | 0 | 0 | 0 | 0
| ABC_Tissues | Yes | HV | Steady/falling | 0 | 0 | 0 | 0 | 0 | 0 | 0 | 0 | 0 | 0 | ABC_Tissues | Yes | HV | Steady/falling | 0 | 0 | 0 | 0 | 0 | 0 | 0 | 0 | 0 | 0 | ABC_Tissues | Yes | HV | Steady/falling | 0 | 0 | 0 | 0 | 0 | 0 | 0 | 0 | 0 | 0
| Sydney_Trains_Blacktown | Yes | HV | Steady/falling | 0 | 0 | 0 | 0 | 0 | 0 | 0 | 0 | 0 | 0 | Sydney_Trains_Blacktown | Yes | HV | Steady/falling | 0 | 0 | 0 | 0 | 0 | 0 | 0 | 0 | 0 | 0 | Sydney_Trains_Blacktown | Yes | HV | Steady/falling | 0 | 0 | 0 | 0 | 0 | 0 | 0 | 0 | 0 | 0
| Bossley_Park | No | HV | Steady/falling | 0 | 0 | 0 | 0 | 0 | 0 | 0 | 0 | 0 | 0 | Bossley_Park | No | HV | Steady/falling | 0 | 0 | 0 | 0 | 0 | 0 | 0 | 0 | 0 | 0 | Bossley_Park | No | HV | Steady/falling | 0 | 0 | 0 | 0 | 0 | 0 | 0 | 0 | 0 | 0
| Doonside | No | HV | Steady/falling | 0 | 0 | 0 | 0 | 0 | 0 | 0 | 0 | 0 | 0 | Doonside | No | HV | Steady/falling | 0 | 0 | 0 | 0 | 0 | 0 | 0 | 0 | 0 | 0 | Doonside | No | HV | Steady/falling | 0 | 0 | 0 | 0 | 0 | 0 | 0 | 0 | 0 | 0
| Fujitsu_Data | Yes | HV | High growth | 0 | 0 | 0 | 0 | 0 | 0 | 0 | 0 | 0 | 0 | Fujitsu_Data | Yes | HV | High growth | 0 | 0 | 0 | 0 | 0 | 0 | 0 | 0 | 0 | 0 | Fujitsu_Data | Yes | HV | High growth | 0 | 0 | 0 | 0 | 0 | 0 | 0 | 0 | 0 | 0
| Greystanes | No | HV | Steady/falling | 0 | 0 | 0 | 0 | 0 | 0 | 0 | 0 | 0 | 0 | Greystanes | No | HV | Steady/falling | 0 | 0 | 0 | 0 | 0 | 0 | 0 | 0 | 0 | 0 | Greystanes | No | HV | Steady/falling | 0 | 0 | 0 | 0 | 0 | 0 | 0 | 0 | 0 | 0
| Holroyd | No | HV | Steady/falling | 0 | 0 | 0 | 0 | 0 | 0 | 0 | 0 | 0 | 0 | Holroyd | No | HV | Steady/falling | 0 | 0 | 0 | 0 | 0 | 0 | 0 | 0 | 0 | 0 | Holroyd | No | HV | Steady/falling | 0 | 0 | 0 | 0 | 0 | 0 | 0 | 0 | 0 | 0
| Leabons_Lane | No | HV | Small growth | 0 | 0 | 0 | 0 | 0 | 0 | 0 | 0 | 0 | 0 | Leabons_Lane | No | HV | Small growth | 0 | 0 | 0 | 0 | 0 | 0 | 0 | 0 | 0 | 0 | Leabons_Lane | No | HV | Small growth | 0 | 0 | 0 | 0 | 0 | 0 | 0 | 0 | 0 | 0
| Marayong | No | HV | Steady/falling | 0 | 0 | 0 | 0 | 0 | 0 | 0 | 0 | 0 | 0 | Marayong | No | HV | Steady/falling | 0 | 0 | 0 | 0 | 0 | 0 | 0 | 0 | 0 | 0 | Marayong | No | HV | Steady/falling | 0 | 0 | 0 | 0 | 0 | 0 | 0 | 0 | 0 | 0
| Newton | No | HV | Small growth | 0 | 0 | 0 | 0 | 0 | 0 | 0 | 0 | 0 | 0 | Newton | No | HV | Small growth | 0 | 0 | 0 | 0 | 0 | 0 | 0 | 0 | 0 | 0 | Newton | No | HV | Small growth | 0 | 0 | 0 | 0 | 0 | 0 | 0 | 0 | 0 | 0
| Prospect | No | HV | Small growth | 0 | 0 | 0 | 0 | 0 | 0 | 0 | 0 | 0 | 0 | Prospect | No | HV | Small growth | 0 | 0 | 0 | 0 | 0 | 0 | 0 | 0 | 0 | 0 | Prospect | No | HV | Small growth | 0 | 0 | 0 | 0 | 0 | 0 | 0 | 0 | 0 | 0
| Prspect_East | Yes | HV | Steady/falling | 0 | 0 | 0 | 0 | 0 | 0 | 0 | 0 | 0 | 0 | Prspect_East | Yes | HV | Steady/falling | 0 | 0 | 0 | 0 | 0 | 0 | 0 | 0 | 0 | 0 | Prspect_East | Yes | HV | Steady/falling | 0 | 0 | 0 | 0 | 0 | 0 | 0 | 0 | 0 | 0
| Prospect_South | Yes | HV | Steady/falling | 0 | 0 | 0 | 0 | 0 | 0 | 0 | 0 | 0 | 0 | Prospect_South | Yes | HV | Steady/falling | 0 | 0 | 0 | 0 | 0 | 0 | 0 | 0 | 0 | 0 | Prospect_South | Yes | HV | Steady/falling | 0 | 0 | 0 | 0 | 0 | 0 | 0 | 0 | 0 | 0
| Quarries | No | HV | High growth | 0 | 0 | 0 | 0 | 0 | 0 | 0 | 0 | 0 | 0 | Quarries | No | HV | High growth | 0 | 0 | 0 | 0 | 0 | 0 | 0 | 0 | 0 | 0 | Quarries | No | HV | High growth | 0 | 0 | 0 | 0 | 0 | 0 | 0 | 0 | 0 | 0
| Sydney_Trains_Toongabbie | Yes | HV | Steady/falling | 0 | 0 | 0 | 0 | 0 | 0 | 0 | 0 | 0 | 0 | Sydney_Trains_Toongabbie | Yes | HV | Steady/falling | 0 | 0 | 0 | 0 | 0 | 0 | 0 | 0 | 0 | 0 | Sydney_Trains_Toongabbie | Yes | HV | Steady/falling | 0 | 0 | 0 | 0 | 0 | 0 | 0 | 0 | 0 | 0
| ING_Alcan | Yes | HV | Steady/falling | 0 | 0 | 0 | 0 | 0 | 0 | 0 | 0 | 0 | 0 | ING_Alcan | Yes | HV | Steady/falling | 0 | 0 | 0 | 0 | 0 | 0 | 0 | 0 | 0 | 0 | ING_Alcan | Yes | HV | Steady/falling | 0 | 0 | 0 | 0 | 0 | 0 | 0 | 0 | 0 | 0
| Granville | No | HV | Steady/falling | 0 | 0 | 0 | 0 | 0 | 0 | 0 | 0 | 0 | 0 | Granville | No | HV | Steady/falling | 0 | 0 | 0 | 0 | 0 | 0 | 0 | 0 | 0 | 0 | Granville | No | HV | Steady/falling | 0 | 0 | 0 | 0 | 0 | 0 | 0 | 0 | 0 | 0
| Lennox | No | HV | Small growth | 0 | 0 | 0 | 0 | 0 | 0 | 0 | 0 | 0 | 0 | Lennox | No | HV | Small growth | 0 | 0 | 0 | 0 | 0 | 0 | 0 | 0 | 0 | 0 | Lennox | No | HV | Small growth | 0 | 0 | 0 | 0 | 0 | 0 | 0 | 0 | 0 | 0
| Parramatta | No | HV | Steady/falling | 0 | 0 | 0 | 0 | 0 | 0 | 0 | 0 | 0 | 0 | Parramatta | No | HV | Steady/falling | 0 | 0 | 0 | 0 | 0 | 0 | 0 | 0 | 0 | 0 | Parramatta | No | HV | Steady/falling | 0 | 0 | 0 | 0 | 0 | 0 | 0 | 0 | 0 | 0
| Rosehill | No | HV | High growth | 0 | 0 | 0 | 0 | 0 | 0 | 0 | 0 | 0 | 0 | Rosehill | No | HV | High growth | 0 | 0 | 0 | 0 | 0 | 0 | 0 | 0 | 0 | 0 | Rosehill | No | HV | High growth | 0 | 0 | 0 | 0 | 0 | 0 | 0 | 0 | 0 | 0
| Viva_Energy | Yes | HV | Steady/falling | 0 | 0 | 0 | 0 | 0 | 0 | 0 | 0 | 0 | 0 | Viva_Energy | Yes | HV | Steady/falling | 0 | 0 | 0 | 0 | 0 | 0 | 0 | 0 | 0 | 0 | Viva_Energy | Yes | HV | Steady/falling | 0 | 0 | 0 | 0 | 0 | 0 | 0 | 0 | 0 | 0
| Ausgrid_Auburn | Yes | HV | High growth | 0 | 0 | 0 | 0 | 0 | 0 | 0 | 0 | 0 | 0 | Ausgrid_Auburn | Yes | HV | High growth | 0 | 0 | 0 | 0 | 0 | 0 | 0 | 0 | 0 | 0 | Ausgrid_Auburn | Yes | HV | High growth | 0 | 0 | 0 | 0 | 0 | 0 | 0 | 0 | 0 | 0
| Ausgrid_Lidcombe | Yes | HV | High growth | 0 | 0 | 0 | 0 | 0 | 0 | 0 | 0 | 0 | 0 | Ausgrid_Lidcombe | Yes | HV | High growth | 0 | 0 | 0 | 0 | 0 | 0 | 0 | 0 | 0 | 0 | Ausgrid_Lidcombe | Yes | HV | High growth | 0 | 0 | 0 | 0 | 0 | 0 | 0 | 0 | 0 | 0
| Castle_Hill | No | HV | High growth | 0 | 0 | 0 | 0 | 0 | 0 | 0 | 0 | 0 | 0 | Castle_Hill | No | HV | High growth | 0 | 0 | 0 | 0 | 0 | 0 | 0 | 0 | 0 | 0 | Castle_Hill | No | HV | High growth | 0 | 0 | 0 | 0 | 0 | 0 | 0 | 0 | 0 | 0
| Dundas | No | HV | Steady/falling | 0 | 0 | 0 | 0 | 0 | 0 | 0 | 0 | 0 | 0 | Dundas | No | HV | Steady/falling | 0 | 0 | 0 | 0 | 0 | 0 | 0 | 0 | 0 | 0 | Dundas | No | HV | Steady/falling | 0 | 0 | 0 | 0 | 0 | 0 | 0 | 0 | 0 | 0
| Rydalmere | No | HV | Steady/falling | 0 | 0 | 0 | 0 | 0 | 0 | 0 | 0 | 0 | 0 | Rydalmere | No | HV | Steady/falling | 0 | 0 | 0 | 0 | 0 | 0 | 0 | 0 | 0 | 0 | Rydalmere | No | HV | Steady/falling | 0 | 0 | 0 | 0 | 0 | 0 | 0 | 0 | 0 | 0
| West_Pennant_Hills | No | HV | Small growth | 0 | 0 | 0 | 0 | 0 | 0 | 0 | 0 | 0 | 0 | West_Pennant_Hills | No | HV | Small growth | 0 | 0 | 0 | 0 | 0 | 0 | 0 | 0 | 0 | 0 | West_Pennant_Hills | No | HV | Small growth | 0 | 0 | 0 | 0 | 0 | 0 | 0 | 0 | 0 | 0
| M1_M2_tunnel | Yes | HV | High growth | 0 | 0 | 0 | 0 | 0 | 0 | 0 | 0 | 0 | 0 | M1_M2_tunnel | Yes | HV | High growth | 0 | 0 | 0 | 0 | 0 | 0 | 0 | 0 | 0 | 0 | M1_M2_tunnel | Yes | HV | High growth | 0 | 0 | 0 | 0 | 0 | 0 | 0 | 0 | 0 | 0
| Ausgrid_Carlingford | Yes | HV | Small growth | 0 | 0 | 0 | 0 | 0 | 0 | 0 | 0 | 0 | 0 | Ausgrid_Carlingford | Yes | HV | Small growth | 0 | 0 | 0 | 0 | 0 | 0 | 0 | 0 | 0 | 0 | Ausgrid_Carlingford | Yes | HV | Small growth | 0 | 0 | 0 | 0 | 0 | 0 | 0 | 0 | 0 | 0
| BlueScope_Steel | Yes | HV | Steady/falling | 0 | 0 | 0 | 0 | 0 | 0 | 0 | 0 | 0 | 0 | BlueScope_Steel | Yes | HV | Steady/falling | 0 | 0 | 0 | 0 | 0 | 0 | 0 | 0 | 0 | 0 | BlueScope_Steel | Yes | HV | Steady/falling | 0 | 0 | 0 | 0 | 0 | 0 | 0 | 0 | 0 | 0
| BOC_Gases | Yes | HV | Steady/falling | 0 | 0 | 0 | 0 | 0 | 0 | 0 | 0 | 0 | 0 | BOC_Gases | Yes | HV | Steady/falling | 0 | 0 | 0 | 0 | 0 | 0 | 0 | 0 | 0 | 0 | BOC_Gases | Yes | HV | Steady/falling | 0 | 0 | 0 | 0 | 0 | 0 | 0 | 0 | 0 | 0
| Burrawang | Yes | HV | Steady/falling | 0 | 0 | 0 | 0 | 0 | 0 | 0 | 0 | 0 | 0 | Burrawang | Yes | HV | Steady/falling | 0 | 0 | 0 | 0 | 0 | 0 | 0 | 0 | 0 | 0 | Burrawang | Yes | HV | Steady/falling | 0 | 0 | 0 | 0 | 0 | 0 | 0 | 0 | 0 | 0
| Batemans_Bay | Yes | HV | Steady/falling | 0 | 0 | 0 | 0 | 0 | 0 | 0 | 0 | 0 | 0 | Batemans_Bay | Yes | HV | Steady/falling | 0 | 0 | 0 | 0 | 0 | 0 | 0 | 0 | 0 | 0 | Batemans_Bay | Yes | HV | Steady/falling | 0 | 0 | 0 | 0 | 0 | 0 | 0 | 0 | 0 | 0
| Ulladulla | No | HV | Small growth | 0 | 0 | 0 | 0 | 0 | 0 | 0 | 0 | 0 | 0 | Ulladulla | No | HV | Small growth | 0 | 0 | 0 | 0 | 0 | 0 | 0 | 0 | 0 | 0 | Ulladulla | No | HV | Small growth | 0 | 0 | 0 | 0 | 0 | 0 | 0 | 0 | 0 | 0
| West_Dapto | No | HV | High growth | 0 | 0 | 0 | 0 | 0 | 0 | 0 | 0 | 0 | 0 | West_Dapto | No | HV | High growth | 0 | 0 | 0 | 0 | 0 | 0 | 0 | 0 | 0 | 0 | West_Dapto | No | HV | High growth | 0 | 0 | 0 | 0 | 0 | 0 | 0 | 0 | 0 | 0
| Yatte_Yattah | No | HV | Steady/falling | 0 | 0 | 0 | 0 | 0 | 0 | 0 | 0 | 0 | 0 | Yatte_Yattah | No | HV | Steady/falling | 0 | 0 | 0 | 0 | 0 | 0 | 0 | 0 | 0 | 0 | Yatte_Yattah | No | HV | Steady/falling | 0 | 0 | 0 | 0 | 0 | 0 | 0 | 0 | 0 | 0
| Edmondson_Park | No | HV | High growth | 0 | 0 | 0 | 0 | 0 | 0 | 0 | 0 | 0 | 0 | Edmondson_Park | No | HV | High growth | 0 | 0 | 0 | 0 | 0 | 0 | 0 | 0 | 0 | 0 | Edmondson_Park | No | HV | High growth | 0 | 0 | 0 | 0 | 0 | 0 | 0 | 0 | 0 | 0
| Sydney_Trains_Edmondson_Park | Yes | HV | Steady/falling | 0 | 0 | 0 | 0 | 0 | 0 | 0 | 0 | 0 | 0 | Sydney_Trains_Edmondson_Park | Yes | HV | Steady/falling | 0 | 0 | 0 | 0 | 0 | 0 | 0 | 0 | 0 | 0 | Sydney_Trains_Edmondson_Park | Yes | HV | Steady/falling | 0 | 0 | 0 | 0 | 0 | 0 | 0 | 0 | 0 | 0
| BCSC_Berrima | Yes | HV | Steady/falling | 0 | 0 | 0 | 0 | 0 | 0 | 0 | 0 | 0 | 0 | BCSC_Berrima | Yes | HV | Steady/falling | 0 | 0 | 0 | 0 | 0 | 0 | 0 | 0 | 0 | 0 | BCSC_Berrima | Yes | HV | Steady/falling | 0 | 0 | 0 | 0 | 0 | 0 | 0 | 0 | 0 | 0
| Berrima_junction | No | HV | Steady/falling | 0 | 0 | 0 | 0 | 0 | 0 | 0 | 0 | 0 | 0 | Berrima_junction | No | HV | Steady/falling | 0 | 0 | 0 | 0 | 0 | 0 | 0 | 0 | 0 | 0 | Berrima_junction | No | HV | Steady/falling | 0 | 0 | 0 | 0 | 0 | 0 | 0 | 0 | 0 | 0
| Bowral | No | HV | Steady/falling | 0 | 0 | 0 | 0 | 0 | 0 | 0 | 0 | 0 | 0 | Bowral | No | HV | Steady/falling | 0 | 0 | 0 | 0 | 0 | 0 | 0 | 0 | 0 | 0 | Bowral | No | HV | Steady/falling | 0 | 0 | 0 | 0 | 0 | 0 | 0 | 0 | 0 | 0
| Mittagong | No | HV | Steady/falling | 0 | 0 | 0 | 0 | 0 | 0 | 0 | 0 | 0 | 0 | Mittagong | No | HV | Steady/falling | 0 | 0 | 0 | 0 | 0 | 0 | 0 | 0 | 0 | 0 | Mittagong | No | HV | Steady/falling | 0 | 0 | 0 | 0 | 0 | 0 | 0 | 0 | 0 | 0
| Moss_Vale | No | HV | Steady/falling | 0 | 0 | 0 | 0 | 0 | 0 | 0 | 0 | 0 | 0 | Moss_Vale | No | HV | Steady/falling | 0 | 0 | 0 | 0 | 0 | 0 | 0 | 0 | 0 | 0 | Moss_Vale | No | HV | Steady/falling | 0 | 0 | 0 | 0 | 0 | 0 | 0 | 0 | 0 | 0
| Ringwood | No | HV | Steady/falling | 0 | 0 | 0 | 0 | 0 | 0 | 0 | 0 | 0 | 0 | Ringwood | No | HV | Steady/falling | 0 | 0 | 0 | 0 | 0 | 0 | 0 | 0 | 0 | 0 | Ringwood | No | HV | Steady/falling | 0 | 0 | 0 | 0 | 0 | 0 | 0 | 0 | 0 | 0
| Robertson | No | HV | Steady/falling | 0 | 0 | 0 | 0 | 0 | 0 | 0 | 0 | 0 | 0 | Robertson | No | HV | Steady/falling | 0 | 0 | 0 | 0 | 0 | 0 | 0 | 0 | 0 | 0 | Robertson | No | HV | Steady/falling | 0 | 0 | 0 | 0 | 0 | 0 | 0 | 0 | 0 | 0
| Tycan | Yes | HV | Steady/falling | 0 | 0 | 0 | 0 | 0 | 0 | 0 | 0 | 0 | 0 | Tycan | Yes | HV | Steady/falling | 0 | 0 | 0 | 0 | 0 | 0 | 0 | 0 | 0 | 0 | Tycan | Yes | HV | Steady/falling | 0 | 0 | 0 | 0 | 0 | 0 | 0 | 0 | 0 | 0
| Tyree | Yes | HV | Steady/falling | 0 | 0 | 0 | 0 | 0 | 0 | 0 | 0 | 0 | 0 | Tyree | Yes | HV | Steady/falling | 0 | 0 | 0 | 0 | 0 | 0 | 0 | 0 | 0 | 0 | Tyree | Yes | HV | Steady/falling | 0 | 0 | 0 | 0 | 0 | 0 | 0 | 0 | 0 | 0
| Water_Board_Dams | Yes | HV | Steady/falling | 0 | 0 | 0 | 0 | 0 | 0 | 0 | 0 | 0 | 0 | Water_Board_Dams | Yes | HV | Steady/falling | 0 | 0 | 0 | 0 | 0 | 0 | 0 | 0 | 0 | 0 | Water_Board_Dams | Yes | HV | Steady/falling | 0 | 0 | 0 | 0 | 0 | 0 | 0 | 0 | 0 | 0
| Cabramatta | No | HV | Steady/falling | 0 | 0 | 0 | 0 | 0 | 0 | 0 | 0 | 0 | 0 | Cabramatta | No | HV | Steady/falling | 0 | 0 | 0 | 0 | 0 | 0 | 0 | 0 | 0 | 0 | Cabramatta | No | HV | Steady/falling | 0 | 0 | 0 | 0 | 0 | 0 | 0 | 0 | 0 | 0
| Carramar | No | HV | Steady/falling | 0 | 0 | 0 | 0 | 0 | 0 | 0 | 0 | 0 | 0 | Carramar | No | HV | Steady/falling | 0 | 0 | 0 | 0 | 0 | 0 | 0 | 0 | 0 | 0 | Carramar | No | HV | Steady/falling | 0 | 0 | 0 | 0 | 0 | 0 | 0 | 0 | 0 | 0
| Comalco | Yes | HV | Steady/falling | 0 | 0 | 0 | 0 | 0 | 0 | 0 | 0 | 0 | 0 | Comalco | Yes | HV | Steady/falling | 0 | 0 | 0 | 0 | 0 | 0 | 0 | 0 | 0 | 0 | Comalco | Yes | HV | Steady/falling | 0 | 0 | 0 | 0 | 0 | 0 | 0 | 0 | 0 | 0
| Fairfield | No | HV | Small growth | 0 | 0 | 0 | 0 | 0 | 0 | 0 | 0 | 0 | 0 | Fairfield | No | HV | Small growth | 0 | 0 | 0 | 0 | 0 | 0 | 0 | 0 | 0 | 0 | Fairfield | No | HV | Small growth | 0 | 0 | 0 | 0 | 0 | 0 | 0 | 0 | 0 | 0
| Sherwood | No | HV | Steady/falling | 0 | 0 | 0 | 0 | 0 | 0 | 0 | 0 | 0 | 0 | Sherwood | No | HV | Steady/falling | 0 | 0 | 0 | 0 | 0 | 0 | 0 | 0 | 0 | 0 | Sherwood | No | HV | Steady/falling | 0 | 0 | 0 | 0 | 0 | 0 | 0 | 0 | 0 | 0
| Smithfield | No | HV | Steady/falling | 0 | 0 | 0 | 0 | 0 | 0 | 0 | 0 | 0 | 0 | Smithfield | No | HV | Steady/falling | 0 | 0 | 0 | 0 | 0 | 0 | 0 | 0 | 0 | 0 | Smithfield | No | HV | Steady/falling | 0 | 0 | 0 | 0 | 0 | 0 | 0 | 0 | 0 | 0
| South_Granville | No | HV | Steady/falling | 0 | 0 | 0 | 0 | 0 | 0 | 0 | 0 | 0 | 0 | South_Granville | No | HV | Steady/falling | 0 | 0 | 0 | 0 | 0 | 0 | 0 | 0 | 0 | 0 | South_Granville | No | HV | Steady/falling | 0 | 0 | 0 | 0 | 0 | 0 | 0 | 0 | 0 | 0
| Visy_Paper_SPC | Yes | HV | Steady/falling | 0 | 0 | 0 | 0 | 0 | 0 | 0 | 0 | 0 | 0 | Visy_Paper_SPC | Yes | HV | Steady/falling | 0 | 0 | 0 | 0 | 0 | 0 | 0 | 0 | 0 | 0 | Visy_Paper_SPC | Yes | HV | Steady/falling | 0 | 0 | 0 | 0 | 0 | 0 | 0 | 0 | 0 | 0
| Woodpark | No | HV | Small growth | 0 | 0 | 0 | 0 | 0 | 0 | 0 | 0 | 0 | 0 | Woodpark | No | HV | Small growth | 0 | 0 | 0 | 0 | 0 | 0 | 0 | 0 | 0 | 0 | Woodpark | No | HV | Small growth | 0 | 0 | 0 | 0 | 0 | 0 | 0 | 0 | 0 | 0
| Yennora | No | HV | Steady/falling | 0 | 0 | 0 | 0 | 0 | 0 | 0 | 0 | 0 | 0 | Yennora | No | HV | Steady/falling | 0 | 0 | 0 | 0 | 0 | 0 | 0 | 0 | 0 | 0 | Yennora | No | HV | Steady/falling | 0 | 0 | 0 | 0 | 0 | 0 | 0 | 0 | 0 | 0
| Ausgrid_Guildford | Yes | HV | Small growth | 0 | 0 | 0 | 0 | 0 | 0 | 0 | 0 | 0 | 0 | Ausgrid_Guildford | Yes | HV | Small growth | 0 | 0 | 0 | 0 | 0 | 0 | 0 | 0 | 0 | 0 | Ausgrid_Guildford | Yes | HV | Small growth | 0 | 0 | 0 | 0 | 0 | 0 | 0 | 0 | 0 | 0
| Cattai | No | HV | Steady/falling | 0 | 0 | 0 | 0 | 0 | 0 | 0 | 0 | 0 | 0 | Cattai | No | HV | Steady/falling | 0 | 0 | 0 | 0 | 0 | 0 | 0 | 0 | 0 | 0 | Cattai | No | HV | Steady/falling | 0 | 0 | 0 | 0 | 0 | 0 | 0 | 0 | 0 | 0
| Glossodia | No | HV | Steady/falling | 0 | 0 | 0 | 0 | 0 | 0 | 0 | 0 | 0 | 0 | Glossodia | No | HV | Steady/falling | 0 | 0 | 0 | 0 | 0 | 0 | 0 | 0 | 0 | 0 | Glossodia | No | HV | Steady/falling | 0 | 0 | 0 | 0 | 0 | 0 | 0 | 0 | 0 | 0
| Glenorie | No | HV | Steady/falling | 0 | 0 | 0 | 0 | 0 | 0 | 0 | 0 | 0 | 0 | Glenorie | No | HV | Steady/falling | 0 | 0 | 0 | 0 | 0 | 0 | 0 | 0 | 0 | 0 | Glenorie | No | HV | Steady/falling | 0 | 0 | 0 | 0 | 0 | 0 | 0 | 0 | 0 | 0
| East_Richmond | No | HV | Steady/falling | 0 | 0 | 0 | 0 | 0 | 0 | 0 | 0 | 0 | 0 | East_Richmond | No | HV | Steady/falling | 0 | 0 | 0 | 0 | 0 | 0 | 0 | 0 | 0 | 0 | East_Richmond | No | HV | Steady/falling | 0 | 0 | 0 | 0 | 0 | 0 | 0 | 0 | 0 | 0
| Sydney_Trains_Hawkesbury | Yes | HV | Steady/falling | 0 | 0 | 0 | 0 | 0 | 0 | 0 | 0 | 0 | 0 | Sydney_Trains_Hawkesbury | Yes | HV | Steady/falling | 0 | 0 | 0 | 0 | 0 | 0 | 0 | 0 | 0 | 0 | Sydney_Trains_Hawkesbury | Yes | HV | Steady/falling | 0 | 0 | 0 | 0 | 0 | 0 | 0 | 0 | 0 | 0
| Kurrajong | No | HV | Steady/falling | 0 | 0 | 0 | 0 | 0 | 0 | 0 | 0 | 0 | 0 | Kurrajong | No | HV | Steady/falling | 0 | 0 | 0 | 0 | 0 | 0 | 0 | 0 | 0 | 0 | Kurrajong | No | HV | Steady/falling | 0 | 0 | 0 | 0 | 0 | 0 | 0 | 0 | 0 | 0
| North_Richmond | No | HV | Small growth | 0 | 0 | 0 | 0 | 0 | 0 | 0 | 0 | 0 | 0 | North_Richmond | No | HV | Small growth | 0 | 0 | 0 | 0 | 0 | 0 | 0 | 0 | 0 | 0 | North_Richmond | No | HV | Small growth | 0 | 0 | 0 | 0 | 0 | 0 | 0 | 0 | 0 | 0
| Richmond_ | No | HV | Steady/falling | 0 | 0 | 0 | 0 | 0 | 0 | 0 | 0 | 0 | 0 | Richmond_ | No | HV | Steady/falling | 0 | 0 | 0 | 0 | 0 | 0 | 0 | 0 | 0 | 0 | Richmond_ | No | HV | Steady/falling | 0 | 0 | 0 | 0 | 0 | 0 | 0 | 0 | 0 | 0
| Riverstone | No | HV | High growth | 0 | 0 | 0 | 0 | 0 | 0 | 0 | 0 | 0 | 0 | Riverstone | No | HV | High growth | 0 | 0 | 0 | 0 | 0 | 0 | 0 | 0 | 0 | 0 | Riverstone | No | HV | High growth | 0 | 0 | 0 | 0 | 0 | 0 | 0 | 0 | 0 | 0
| South_Windsor | No | HV | Small growth | 0 | 0 | 0 | 0 | 0 | 0 | 0 | 0 | 0 | 0 | South_Windsor | No | HV | Small growth | 0 | 0 | 0 | 0 | 0 | 0 | 0 | 0 | 0 | 0 | South_Windsor | No | HV | Small growth | 0 | 0 | 0 | 0 | 0 | 0 | 0 | 0 | 0 | 0
| Windsor_ | No | HV | Small growth | 0 | 0 | 0 | 0 | 0 | 0 | 0 | 0 | 0 | 0 | Windsor_ | No | HV | Small growth | 0 | 0 | 0 | 0 | 0 | 0 | 0 | 0 | 0 | 0 | Windsor_ | No | HV | Small growth | 0 | 0 | 0 | 0 | 0 | 0 | 0 | 0 | 0 | 0
| Wisemans | No | HV | Steady/falling | 0 | 0 | 0 | 0 | 0 | 0 | 0 | 0 | 0 | 0 | Wisemans | No | HV | Steady/falling | 0 | 0 | 0 | 0 | 0 | 0 | 0 | 0 | 0 | 0 | Wisemans | No | HV | Steady/falling | 0 | 0 | 0 | 0 | 0 | 0 | 0 | 0 | 0 | 0
| Granville_132kV | No | HV | High growth | 0 | 0 | 0 | 0 | 0 | 0 | 0 | 0 | 0 | 0 | Granville_132kV | No | HV | High growth | 0 | 0 | 0 | 0 | 0 | 0 | 0 | 0 | 0 | 0 | Granville_132kV | No | HV | High growth | 0 | 0 | 0 | 0 | 0 | 0 | 0 | 0 | 0 | 0
| North_Parramatta | No | HV | High growth | 0 | 0 | 0 | 0 | 0 | 0 | 0 | 0 | 0 | 0 | North_Parramatta | No | HV | High growth | 0 | 0 | 0 | 0 | 0 | 0 | 0 | 0 | 0 | 0 | North_Parramatta | No | HV | High growth | 0 | 0 | 0 | 0 | 0 | 0 | 0 | 0 | 0 | 0
| West_Parramatta | No | HV | High growth | 0 | 0 | 0 | 0 | 0 | 0 | 0 | 0 | 0 | 0 | West_Parramatta | No | HV | High growth | 0 | 0 | 0 | 0 | 0 | 0 | 0 | 0 | 0 | 0 | West_Parramatta | No | HV | High growth | 0 | 0 | 0 | 0 | 0 | 0 | 0 | 0 | 0 | 0
| APC_Kandos | Yes | HV | Steady/falling | 0 | 0 | 0 | 0 | 0 | 0 | 0 | 0 | 0 | 0 | APC_Kandos | Yes | HV | Steady/falling | 0 | 0 | 0 | 0 | 0 | 0 | 0 | 0 | 0 | 0 | APC_Kandos | Yes | HV | Steady/falling | 0 | 0 | 0 | 0 | 0 | 0 | 0 | 0 | 0 | 0
| Bylong | No | HV | Steady/falling | 0 | 0 | 0 | 0 | 0 | 0 | 0 | 0 | 0 | 0 | Bylong | No | HV | Steady/falling | 0 | 0 | 0 | 0 | 0 | 0 | 0 | 0 | 0 | 0 | Bylong | No | HV | Steady/falling | 0 | 0 | 0 | 0 | 0 | 0 | 0 | 0 | 0 | 0
| Kepco_Mine | Yes | HV | High growth | 0 | 0 | 0 | 0 | 0 | 0 | 0 | 0 | 0 | 0 | Kepco_Mine | Yes | HV | High growth | 0 | 0 | 0 | 0 | 0 | 0 | 0 | 0 | 0 | 0 | Kepco_Mine | Yes | HV | High growth | 0 | 0 | 0 | 0 | 0 | 0 | 0 | 0 | 0 | 0
| Ilford_Hall | No | HV | Steady/falling | 0 | 0 | 0 | 0 | 0 | 0 | 0 | 0 | 0 | 0 | Ilford_Hall | No | HV | Steady/falling | 0 | 0 | 0 | 0 | 0 | 0 | 0 | 0 | 0 | 0 | Ilford_Hall | No | HV | Steady/falling | 0 | 0 | 0 | 0 | 0 | 0 | 0 | 0 | 0 | 0
| Kandos | No | HV | Steady/falling | 0 | 0 | 0 | 0 | 0 | 0 | 0 | 0 | 0 | 0 | Kandos | No | HV | Steady/falling | 0 | 0 | 0 | 0 | 0 | 0 | 0 | 0 | 0 | 0 | Kandos | No | HV | Steady/falling | 0 | 0 | 0 | 0 | 0 | 0 | 0 | 0 | 0 | 0
| Bow_Bowing | No | HV | Steady/falling | 0 | 0 | 0 | 0 | 0 | 0 | 0 | 0 | 0 | 0 | Bow_Bowing | No | HV | Steady/falling | 0 | 0 | 0 | 0 | 0 | 0 | 0 | 0 | 0 | 0 | Bow_Bowing | No | HV | Steady/falling | 0 | 0 | 0 | 0 | 0 | 0 | 0 | 0 | 0 | 0
| Macquarie_Fields | No | HV | Small growth | 0 | 0 | 0 | 0 | 0 | 0 | 0 | 0 | 0 | 0 | Macquarie_Fields | No | HV | Small growth | 0 | 0 | 0 | 0 | 0 | 0 | 0 | 0 | 0 | 0 | Macquarie_Fields | No | HV | Small growth | 0 | 0 | 0 | 0 | 0 | 0 | 0 | 0 | 0 | 0
| Minto | No | HV | Small growth | 0 | 0 | 0 | 0 | 0 | 0 | 0 | 0 | 0 | 0 | Minto | No | HV | Small growth | 0 | 0 | 0 | 0 | 0 | 0 | 0 | 0 | 0 | 0 | Minto | No | HV | Small growth | 0 | 0 | 0 | 0 | 0 | 0 | 0 | 0 | 0 | 0
| Blackheath | No | HV | Steady/falling | 0 | 0 | 0 | 0 | 0 | 0 | 0 | 0 | 0 | 0 | Blackheath | No | HV | Steady/falling | 0 | 0 | 0 | 0 | 0 | 0 | 0 | 0 | 0 | 0 | Blackheath | No | HV | Steady/falling | 0 | 0 | 0 | 0 | 0 | 0 | 0 | 0 | 0 | 0
| Katoomba | No | HV | Steady/falling | 0 | 0 | 0 | 0 | 0 | 0 | 0 | 0 | 0 | 0 | Katoomba | No | HV | Steady/falling | 0 | 0 | 0 | 0 | 0 | 0 | 0 | 0 | 0 | 0 | Katoomba | No | HV | Steady/falling | 0 | 0 | 0 | 0 | 0 | 0 | 0 | 0 | 0 | 0
| Wentworth_Falls | No | HV | Steady/falling | 0 | 0 | 0 | 0 | 0 | 0 | 0 | 0 | 0 | 0 | Wentworth_Falls | No | HV | Steady/falling | 0 | 0 | 0 | 0 | 0 | 0 | 0 | 0 | 0 | 0 | Wentworth_Falls | No | HV | Steady/falling | 0 | 0 | 0 | 0 | 0 | 0 | 0 | 0 | 0 | 0
| Hazelbrook | No | HV | Steady/falling | 0 | 0 | 0 | 0 | 0 | 0 | 0 | 0 | 0 | 0 | Hazelbrook | No | HV | Steady/falling | 0 | 0 | 0 | 0 | 0 | 0 | 0 | 0 | 0 | 0 | Hazelbrook | No | HV | Steady/falling | 0 | 0 | 0 | 0 | 0 | 0 | 0 | 0 | 0 | 0
| Sydney_Trains_Lawson | Yes | HV | Steady/falling | 0 | 0 | 0 | 0 | 0 | 0 | 0 | 0 | 0 | 0 | Sydney_Trains_Lawson | Yes | HV | Steady/falling | 0 | 0 | 0 | 0 | 0 | 0 | 0 | 0 | 0 | 0 | Sydney_Trains_Lawson | Yes | HV | Steady/falling | 0 | 0 | 0 | 0 | 0 | 0 | 0 | 0 | 0 | 0
| Abbotsbury | No | HV | Steady/falling | 0 | 0 | 0 | 0 | 0 | 0 | 0 | 0 | 0 | 0 | Abbotsbury | No | HV | Steady/falling | 0 | 0 | 0 | 0 | 0 | 0 | 0 | 0 | 0 | 0 | Abbotsbury | No | HV | Steady/falling | 0 | 0 | 0 | 0 | 0 | 0 | 0 | 0 | 0 | 0
| Anzac_Village | No | HV | High growth | 0 | 0 | 0 | 0 | 0 | 0 | 0 | 0 | 0 | 0 | Anzac_Village | No | HV | High growth | 0 | 0 | 0 | 0 | 0 | 0 | 0 | 0 | 0 | 0 | Anzac_Village | No | HV | High growth | 0 | 0 | 0 | 0 | 0 | 0 | 0 | 0 | 0 | 0
| Canley_Vale | No | HV | Steady/falling | 0 | 0 | 0 | 0 | 0 | 0 | 0 | 0 | 0 | 0 | Canley_Vale | No | HV | Steady/falling | 0 | 0 | 0 | 0 | 0 | 0 | 0 | 0 | 0 | 0 | Canley_Vale | No | HV | Steady/falling | 0 | 0 | 0 | 0 | 0 | 0 | 0 | 0 | 0 | 0
| Casula | No | HV | Small growth | 0 | 0 | 0 | 0 | 0 | 0 | 0 | 0 | 0 | 0 | Casula | No | HV | Small growth | 0 | 0 | 0 | 0 | 0 | 0 | 0 | 0 | 0 | 0 | Casula | No | HV | Small growth | 0 | 0 | 0 | 0 | 0 | 0 | 0 | 0 | 0 | 0
| Chipping_Norton | No | HV | Small growth | 0 | 0 | 0 | 0 | 0 | 0 | 0 | 0 | 0 | 0 | Chipping_Norton | No | HV | Small growth | 0 | 0 | 0 | 0 | 0 | 0 | 0 | 0 | 0 | 0 | Chipping_Norton | No | HV | Small growth | 0 | 0 | 0 | 0 | 0 | 0 | 0 | 0 | 0 | 0
| Liverpool_Military_Area | Yes | HV | High growth | 0 | 0 | 0 | 0 | 0 | 0 | 0 | 0 | 0 | 0 | Liverpool_Military_Area | Yes | HV | High growth | 0 | 0 | 0 | 0 | 0 | 0 | 0 | 0 | 0 | 0 | Liverpool_Military_Area | Yes | HV | High growth | 0 | 0 | 0 | 0 | 0 | 0 | 0 | 0 | 0 | 0
| Liverpool | No | HV | High growth | 0 | 0 | 0 | 0 | 0 | 0 | 0 | 0 | 0 | 0 | Liverpool | No | HV | High growth | 950000 | 0 | 0 | 0 | 0 | 0 | 0 | 0 | 0 | 0 | Liverpool | No | HV | High growth | 0 | 0 | 0 | 0 | 0 | 0 | 0 | 0 | 0 | 0
| Moorebank | No | HV | Steady/falling | 0 | 0 | 0 | 0 | 0 | 0 | 0 | 0 | 0 | 0 | Moorebank | No | HV | Steady/falling | 0 | 0 | 0 | 0 | 0 | 0 | 0 | 0 | 0 | 0 | Moorebank | No | HV | Steady/falling | 0 | 0 | 0 | 0 | 0 | 0 | 0 | 0 | 0 | 0
| AWS_Data | No | HV | High growth | 0 | 0 | 0 | 0 | 0 | 0 | 0 | 0 | 0 | 0 | AWS_Data | No | HV | High growth | 0 | 0 | 0 | 0 | 0 | 0 | 0 | 0 | 0 | 0 | AWS_Data | No | HV | High growth | 0 | 0 | 0 | 0 | 0 | 0 | 0 | 0 | 0 | 0
| Oran_Park | No | HV | High growth | 0 | 0 | 0 | 0 | 0 | 0 | 0 | 0 | 0 | 0 | Oran_Park | No | HV | High growth | 0 | 0 | 0 | 0 | 0 | 0 | 0 | 0 | 0 | 0 | Oran_Park | No | HV | High growth | 0 | 0 | 0 | 0 | 0 | 0 | 0 | 0 | 0 | 0
| North_Leppington | No | HV | High growth | 0 | 0 | 0 | 0 | 0 | 0 | 0 | 0 | 0 | 0 | North_Leppington | No | HV | High growth | 0 | 0 | 0 | 0 | 0 | 0 | 0 | 0 | 0 | 0 | North_Leppington | No | HV | High growth | 0 | 0 | 0 | 0 | 0 | 0 | 0 | 0 | 0 | 0
| South_Leppington | No | HV | High growth | 0 | 0 | 0 | 0 | 0 | 0 | 0 | 0 | 0 | 0 | South_Leppington | No | HV | High growth | 0 | 0 | 0 | 0 | 0 | 0 | 0 | 0 | 0 | 0 | South_Leppington | No | HV | High growth | 0 | 0 | 0 | 0 | 0 | 0 | 0 | 0 | 0 | 0
| SW_Sector_Macarthur_132 | No | HV | High growth | 0 | 0 | 0 | 0 | 0 | 0 | 0 | 0 | 0 | 0 | SW_Sector_Macarthur_132 | No | HV | High growth | 0 | 0 | 0 | 0 | 0 | 0 | 0 | 0 | 0 | 0 | SW_Sector_Macarthur_132 | No | HV | High growth | 0 | 0 | 0 | 0 | 0 | 0 | 0 | 0 | 0 | 0
| Ambarvale | No | HV | Small growth | 0 | 0 | 0 | 0 | 0 | 0 | 0 | 0 | 0 | 0 | Ambarvale | No | HV | Small growth | 0 | 0 | 0 | 0 | 0 | 0 | 0 | 0 | 0 | 0 | Ambarvale | No | HV | Small growth | 0 | 0 | 0 | 0 | 0 | 0 | 0 | 0 | 0 | 0
| Appin | No | HV | Steady/falling | 0 | 0 | 0 | 0 | 0 | 0 | 0 | 0 | 0 | 0 | Appin | No | HV | Steady/falling | 0 | 0 | 0 | 0 | 0 | 0 | 0 | 0 | 0 | 0 | Appin | No | HV | Steady/falling | 0 | 0 | 0 | 0 | 0 | 0 | 0 | 0 | 0 | 0
| Appin_Top_Pit | Yes | HV | Steady/falling | 0 | 0 | 0 | 0 | 0 | 0 | 0 | 0 | 0 | 0 | Appin_Top_Pit | Yes | HV | Steady/falling | 0 | 0 | 0 | 0 | 0 | 0 | 0 | 0 | 0 | 0 | Appin_Top_Pit | Yes | HV | Steady/falling | 0 | 0 | 0 | 0 | 0 | 0 | 0 | 0 | 0 | 0
| Appin_Colliery | Yes | HV | Steady/falling | 0 | 0 | 0 | 0 | 0 | 0 | 0 | 0 | 0 | 0 | Appin_Colliery | Yes | HV | Steady/falling | 0 | 0 | 0 | 0 | 0 | 0 | 0 | 0 | 0 | 0 | Appin_Colliery | Yes | HV | Steady/falling | 0 | 0 | 0 | 0 | 0 | 0 | 0 | 0 | 0 | 0
| BHP_Douglas_Park | Yes | HV | Steady/falling | 0 | 0 | 0 | 0 | 0 | 0 | 0 | 0 | 0 | 0 | BHP_Douglas_Park | Yes | HV | Steady/falling | 0 | 0 | 0 | 0 | 0 | 0 | 0 | 0 | 0 | 0 | BHP_Douglas_Park | Yes | HV | Steady/falling | 0 | 0 | 0 | 0 | 0 | 0 | 0 | 0 | 0 | 0
| Broughton_Pass | Yes | HV | Steady/falling | 0 | 0 | 0 | 0 | 0 | 0 | 0 | 0 | 0 | 0 | Broughton_Pass | Yes | HV | Steady/falling | 0 | 0 | 0 | 0 | 0 | 0 | 0 | 0 | 0 | 0 | Broughton_Pass | Yes | HV | Steady/falling | 0 | 0 | 0 | 0 | 0 | 0 | 0 | 0 | 0 | 0
| Campbelltown | No | HV | Small growth | 0 | 0 | 0 | 0 | 0 | 0 | 0 | 0 | 0 | 0 | Campbelltown | No | HV | Small growth | 0 | 0 | 0 | 0 | 0 | 0 | 0 | 0 | 0 | 0 | Campbelltown | No | HV | Small growth | 0 | 0 | 0 | 0 | 0 | 0 | 0 | 0 | 0 | 0
| Kentlyn | No | HV | Steady/falling | 0 | 0 | 0 | 0 | 0 | 0 | 0 | 0 | 0 | 0 | Kentlyn | No | HV | Steady/falling | 0 | 0 | 0 | 0 | 0 | 0 | 0 | 0 | 0 | 0 | Kentlyn | No | HV | Steady/falling | 0 | 0 | 0 | 0 | 0 | 0 | 0 | 0 | 0 | 0
| SW_Sector_Macarthur_66 | No | HV | High growth | 0 | 0 | 0 | 0 | 0 | 0 | 0 | 0 | 0 | 0 | SW_Sector_Macarthur_66 | No | HV | High growth | 0 | 0 | 0 | 0 | 0 | 0 | 0 | 0 | 0 | 0 | SW_Sector_Macarthur_66 | No | HV | High growth | 0 | 0 | 0 | 0 | 0 | 0 | 0 | 0 | 0 | 0
| Tower_Colliery | Yes | HV | Steady/falling | 0 | 0 | 0 | 0 | 0 | 0 | 0 | 0 | 0 | 0 | Tower_Colliery | Yes | HV | Steady/falling | 0 | 0 | 0 | 0 | 0 | 0 | 0 | 0 | 0 | 0 | Tower_Colliery | Yes | HV | Steady/falling | 0 | 0 | 0 | 0 | 0 | 0 | 0 | 0 | 0 | 0
| Westcliff_Colliery | Yes | HV | Steady/falling | 0 | 0 | 0 | 0 | 0 | 0 | 0 | 0 | 0 | 0 | Westcliff_Colliery | Yes | HV | Steady/falling | 0 | 0 | 0 | 0 | 0 | 0 | 0 | 0 | 0 | 0 | Westcliff_Colliery | Yes | HV | Steady/falling | 0 | 0 | 0 | 0 | 0 | 0 | 0 | 0 | 0 | 0
| Claremont_Meadows | No | HV | Small growth | 0 | 0 | 0 | 0 | 0 | 0 | 0 | 0 | 0 | 0 | Claremont_Meadows | No | HV | Small growth | 0 | 0 | 0 | 0 | 0 | 0 | 0 | 0 | 0 | 0 | Claremont_Meadows | No | HV | Small growth | 0 | 0 | 0 | 0 | 0 | 0 | 0 | 0 | 0 | 0
| Horsley_Park | No | HV | Steady/falling | 0 | 0 | 0 | 0 | 0 | 0 | 0 | 0 | 0 | 0 | Horsley_Park | No | HV | Steady/falling | 0 | 0 | 0 | 0 | 0 | 0 | 0 | 0 | 0 | 0 | Horsley_Park | No | HV | Steady/falling | 2610000 | 0 | 0 | 0 | 0 | 0 | 0 | 0 | 0 | 0
| Plumpton | No | HV | Steady/falling | 0 | 0 | 0 | 0 | 0 | 0 | 0 | 0 | 0 | 0 | Plumpton | No | HV | Steady/falling | 0 | 0 | 0 | 0 | 0 | 0 | 0 | 0 | 0 | 0 | Plumpton | No | HV | Steady/falling | 0 | 0 | 0 | 0 | 0 | 0 | 0 | 0 | 0 | 0
| Simsmetal | Yes | HV | Steady/falling | 0 | 0 | 0 | 0 | 0 | 0 | 0 | 0 | 0 | 0 | Simsmetal | Yes | HV | Steady/falling | 0 | 0 | 0 | 0 | 0 | 0 | 0 | 0 | 0 | 0 | Simsmetal | Yes | HV | Steady/falling | 0 | 0 | 0 | 0 | 0 | 0 | 0 | 0 | 0 | 0
| St_Marys | No | HV | Steady/falling | 0 | 0 | 0 | 0 | 0 | 0 | 0 | 0 | 0 | 0 | St_Marys | No | HV | Steady/falling | 0 | 0 | 0 | 0 | 0 | 0 | 0 | 0 | 0 | 0 | St_Marys | No | HV | Steady/falling | 0 | 0 | 0 | 0 | 0 | 0 | 0 | 0 | 0 | 0
| Werrington | No | HV | Small growth | 0 | 0 | 0 | 0 | 0 | 0 | 0 | 0 | 0 | 0 | Werrington | No | HV | Small growth | 0 | 0 | 0 | 0 | 0 | 0 | 0 | 0 | 0 | 0 | Werrington | No | HV | Small growth | 0 | 0 | 0 | 0 | 0 | 0 | 0 | 0 | 0 | 0
| Whalan | No | HV | Small growth | 0 | 0 | 0 | 0 | 0 | 0 | 0 | 0 | 0 | 0 | Whalan | No | HV | Small growth | 0 | 0 | 0 | 0 | 0 | 0 | 0 | 0 | 0 | 0 | Whalan | No | HV | Small growth | 0 | 0 | 0 | 0 | 0 | 0 | 0 | 0 | 0 | 0
| Airly_Colliery | Yes | HV | Steady/falling | 0 | 0 | 0 | 0 | 0 | 0 | 0 | 0 | 0 | 0 | Airly_Colliery | Yes | HV | Steady/falling | 0 | 0 | 0 | 0 | 0 | 0 | 0 | 0 | 0 | 0 | Airly_Colliery | Yes | HV | Steady/falling | 0 | 0 | 0 | 0 | 0 | 0 | 0 | 0 | 0 | 0
| Angus_Place_Colliery | Yes | HV | Steady/falling | 0 | 0 | 0 | 0 | 0 | 0 | 0 | 0 | 0 | 0 | Angus_Place_Colliery | Yes | HV | Steady/falling | 0 | 0 | 0 | 0 | 0 | 0 | 0 | 0 | 0 | 0 | Angus_Place_Colliery | Yes | HV | Steady/falling | 0 | 0 | 0 | 0 | 0 | 0 | 0 | 0 | 0 | 0
| Angus_Place_East | Yes | HV | Steady/falling | 0 | 0 | 0 | 0 | 0 | 0 | 0 | 0 | 0 | 0 | Angus_Place_East | Yes | HV | Steady/falling | 0 | 0 | 0 | 0 | 0 | 0 | 0 | 0 | 0 | 0 | Angus_Place_East | Yes | HV | Steady/falling | 0 | 0 | 0 | 0 | 0 | 0 | 0 | 0 | 0 | 0
| Baal_Bone | Yes | HV | Steady/falling | 0 | 0 | 0 | 0 | 0 | 0 | 0 | 0 | 0 | 0 | Baal_Bone | Yes | HV | Steady/falling | 0 | 0 | 0 | 0 | 0 | 0 | 0 | 0 | 0 | 0 | Baal_Bone | Yes | HV | Steady/falling | 0 | 0 | 0 | 0 | 0 | 0 | 0 | 0 | 0 | 0
| Blackmans_Flat | No | HV | Steady/falling | 0 | 0 | 0 | 0 | 0 | 0 | 0 | 0 | 0 | 0 | Blackmans_Flat | No | HV | Steady/falling | 0 | 0 | 0 | 0 | 0 | 0 | 0 | 0 | 0 | 0 | Blackmans_Flat | No | HV | Steady/falling | 0 | 0 | 0 | 0 | 0 | 0 | 0 | 0 | 0 | 0
| Charbon_Coal | Yes | HV | Steady/falling | 0 | 0 | 0 | 0 | 0 | 0 | 0 | 0 | 0 | 0 | Charbon_Coal | Yes | HV | Steady/falling | 0 | 0 | 0 | 0 | 0 | 0 | 0 | 0 | 0 | 0 | Charbon_Coal | Yes | HV | Steady/falling | 0 | 0 | 0 | 0 | 0 | 0 | 0 | 0 | 0 | 0
| Clarence_Colliery | Yes | HV | Steady/falling | 0 | 0 | 0 | 0 | 0 | 0 | 0 | 0 | 0 | 0 | Clarence_Colliery | Yes | HV | Steady/falling | 0 | 0 | 0 | 0 | 0 | 0 | 0 | 0 | 0 | 0 | Clarence_Colliery | Yes | HV | Steady/falling | 0 | 0 | 0 | 0 | 0 | 0 | 0 | 0 | 0 | 0
| Hartley_Vale | No | HV | Steady/falling | 0 | 0 | 0 | 0 | 0 | 0 | 0 | 0 | 0 | 0 | Hartley_Vale | No | HV | Steady/falling | 0 | 0 | 0 | 0 | 0 | 0 | 0 | 0 | 0 | 0 | Hartley_Vale | No | HV | Steady/falling | 0 | 0 | 0 | 0 | 0 | 0 | 0 | 0 | 0 | 0
| Invincible_Colliery | Yes | HV | Steady/falling | 0 | 0 | 0 | 0 | 0 | 0 | 0 | 0 | 0 | 0 | Invincible_Colliery | Yes | HV | Steady/falling | 0 | 0 | 0 | 0 | 0 | 0 | 0 | 0 | 0 | 0 | Invincible_Colliery | Yes | HV | Steady/falling | 0 | 0 | 0 | 0 | 0 | 0 | 0 | 0 | 0 | 0
| Springvale_Borehole | Yes | HV | Steady/falling | 0 | 0 | 0 | 0 | 0 | 0 | 0 | 0 | 0 | 0 | Springvale_Borehole | Yes | HV | Steady/falling | 0 | 0 | 0 | 0 | 0 | 0 | 0 | 0 | 0 | 0 | Springvale_Borehole | Yes | HV | Steady/falling | 0 | 0 | 0 | 0 | 0 | 0 | 0 | 0 | 0 | 0
| Springvale_No3_Shaft | Yes | HV | Steady/falling | 0 | 0 | 0 | 0 | 0 | 0 | 0 | 0 | 0 | 0 | Springvale_No3_Shaft | Yes | HV | Steady/falling | 0 | 0 | 0 | 0 | 0 | 0 | 0 | 0 | 0 | 0 | Springvale_No3_Shaft | Yes | HV | Steady/falling | 0 | 0 | 0 | 0 | 0 | 0 | 0 | 0 | 0 | 0
| Unimin_Mine | Yes | HV | Steady/falling | 0 | 0 | 0 | 0 | 0 | 0 | 0 | 0 | 0 | 0 | Unimin_Mine | Yes | HV | Steady/falling | 0 | 0 | 0 | 0 | 0 | 0 | 0 | 0 | 0 | 0 | Unimin_Mine | Yes | HV | Steady/falling | 0 | 0 | 0 | 0 | 0 | 0 | 0 | 0 | 0 | 0
| Kingsgate_Mining | Yes | HV | Steady/falling | 0 | 0 | 0 | 0 | 0 | 0 | 0 | 0 | 0 | 0 | Kingsgate_Mining | Yes | HV | Steady/falling | 0 | 0 | 0 | 0 | 0 | 0 | 0 | 0 | 0 | 0 | Kingsgate_Mining | Yes | HV | Steady/falling | 0 | 0 | 0 | 0 | 0 | 0 | 0 | 0 | 0 | 0
| Albion_Park | No | HV | Steady/falling | 0 | 0 | 0 | 0 | 0 | 0 | 0 | 0 | 0 | 0 | Albion_Park | No | HV | Steady/falling | 0 | 0 | 0 | 0 | 0 | 0 | 0 | 0 | 0 | 0 | Albion_Park | No | HV | Steady/falling | 0 | 0 | 0 | 0 | 0 | 0 | 0 | 0 | 0 | 0
| Calderwood | No | HV | High growth | 0 | 0 | 0 | 0 | 0 | 0 | 0 | 0 | 0 | 0 | Calderwood | No | HV | High growth | 0 | 0 | 0 | 0 | 0 | 0 | 0 | 0 | 0 | 0 | Calderwood | No | HV | High growth | 0 | 0 | 0 | 0 | 0 | 0 | 0 | 0 | 0 | 0
| Dapto | No | HV | High growth | 0 | 0 | 0 | 0 | 0 | 0 | 0 | 0 | 0 | 0 | Dapto | No | HV | High growth | 0 | 0 | 0 | 0 | 0 | 0 | 0 | 0 | 0 | 0 | Dapto | No | HV | High growth | 0 | 0 | 0 | 0 | 0 | 0 | 0 | 0 | 0 | 0
| Gerringong | No | HV | Small growth | 0 | 0 | 0 | 0 | 0 | 0 | 0 | 0 | 0 | 0 | Gerringong | No | HV | Small growth | 0 | 0 | 0 | 0 | 0 | 0 | 0 | 0 | 0 | 0 | Gerringong | No | HV | Small growth | 0 | 0 | 0 | 0 | 0 | 0 | 0 | 0 | 0 | 0
| Illawarra_Health | Yes | HV | Steady/falling | 0 | 0 | 0 | 0 | 0 | 0 | 0 | 0 | 0 | 0 | Illawarra_Health | Yes | HV | Steady/falling | 0 | 0 | 0 | 0 | 0 | 0 | 0 | 0 | 0 | 0 | Illawarra_Health | Yes | HV | Steady/falling | 0 | 0 | 0 | 0 | 0 | 0 | 0 | 0 | 0 | 0
| Jamberoo | No | HV | Steady/falling | 0 | 0 | 0 | 0 | 0 | 0 | 0 | 0 | 0 | 0 | Jamberoo | No | HV | Steady/falling | 0 | 0 | 0 | 0 | 0 | 0 | 0 | 0 | 0 | 0 | Jamberoo | No | HV | Steady/falling | 0 | 0 | 0 | 0 | 0 | 0 | 0 | 0 | 0 | 0
| Kiama | No | HV | Small growth | 0 | 0 | 0 | 0 | 0 | 0 | 0 | 0 | 0 | 0 | Kiama | No | HV | Small growth | 0 | 0 | 0 | 0 | 0 | 0 | 0 | 0 | 0 | 0 | Kiama | No | HV | Small growth | 0 | 0 | 0 | 0 | 0 | 0 | 0 | 0 | 0 | 0
| Sydney_Trains_Mount_Terry | Yes | HV | Steady/falling | 0 | 0 | 0 | 0 | 0 | 0 | 0 | 0 | 0 | 0 | Sydney_Trains_Mount_Terry | Yes | HV | Steady/falling | 0 | 0 | 0 | 0 | 0 | 0 | 0 | 0 | 0 | 0 | Sydney_Trains_Mount_Terry | Yes | HV | Steady/falling | 0 | 0 | 0 | 0 | 0 | 0 | 0 | 0 | 0 | 0
| Sydney_Trains_Bombo | Yes | HV | Steady/falling | 0 | 0 | 0 | 0 | 0 | 0 | 0 | 0 | 0 | 0 | Sydney_Trains_Bombo | Yes | HV | Steady/falling | 0 | 0 | 0 | 0 | 0 | 0 | 0 | 0 | 0 | 0 | Sydney_Trains_Bombo | Yes | HV | Steady/falling | 0 | 0 | 0 | 0 | 0 | 0 | 0 | 0 | 0 | 0
| Shellharbour | No | HV | Small growth | 0 | 0 | 0 | 0 | 0 | 0 | 0 | 0 | 0 | 0 | Shellharbour | No | HV | Small growth | 0 | 0 | 0 | 0 | 0 | 0 | 0 | 0 | 0 | 0 | Shellharbour | No | HV | Small growth | 0 | 0 | 0 | 0 | 0 | 0 | 0 | 0 | 0 | 0
| Warilla | No | HV | Steady/falling | 0 | 0 | 0 | 0 | 0 | 0 | 0 | 0 | 0 | 0 | Warilla | No | HV | Steady/falling | 0 | 0 | 0 | 0 | 0 | 0 | 0 | 0 | 0 | 0 | Warilla | No | HV | Steady/falling | 0 | 0 | 0 | 0 | 0 | 0 | 0 | 0 | 0 | 0
| Camden | No | HV | Steady/falling | 0 | 0 | 0 | 0 | 0 | 0 | 0 | 0 | 0 | 0 | Camden | No | HV | Steady/falling | 0 | 0 | 0 | 0 | 0 | 0 | 0 | 0 | 0 | 0 | Camden | No | HV | Steady/falling | 0 | 0 | 0 | 0 | 0 | 0 | 0 | 0 | 0 | 0
| Cawdor | No | HV | Steady/falling | 0 | 0 | 0 | 0 | 0 | 0 | 0 | 0 | 0 | 0 | Cawdor | No | HV | Steady/falling | 0 | 0 | 0 | 0 | 0 | 0 | 0 | 0 | 0 | 0 | Cawdor | No | HV | Steady/falling | 0 | 0 | 0 | 0 | 0 | 0 | 0 | 0 | 0 | 0
| Sydney_Trains_Nepean | Yes | HV | Steady/falling | 0 | 0 | 0 | 0 | 0 | 0 | 0 | 0 | 0 | 0 | Sydney_Trains_Nepean | Yes | HV | Steady/falling | 0 | 0 | 0 | 0 | 0 | 0 | 0 | 0 | 0 | 0 | Sydney_Trains_Nepean | Yes | HV | Steady/falling | 0 | 0 | 0 | 0 | 0 | 0 | 0 | 0 | 0 | 0
| Oakdale | No | HV | Steady/falling | 0 | 0 | 0 | 0 | 0 | 0 | 0 | 0 | 0 | 0 | Oakdale | No | HV | Steady/falling | 0 | 0 | 0 | 0 | 0 | 0 | 0 | 0 | 0 | 0 | Oakdale | No | HV | Steady/falling | 0 | 0 | 0 | 0 | 0 | 0 | 0 | 0 | 0 | 0
| The_Oaks | No | HV | Steady/falling | 0 | 0 | 0 | 0 | 0 | 0 | 0 | 0 | 0 | 0 | The_Oaks | No | HV | Steady/falling | 0 | 0 | 0 | 0 | 0 | 0 | 0 | 0 | 0 | 0 | The_Oaks | No | HV | Steady/falling | 0 | 0 | 0 | 0 | 0 | 0 | 0 | 0 | 0 | 0
| Wollondilly_Wash | No | HV | Steady/falling | 0 | 0 | 0 | 0 | 0 | 0 | 0 | 0 | 0 | 0 | Wollondilly_Wash | No | HV | Steady/falling | 0 | 0 | 0 | 0 | 0 | 0 | 0 | 0 | 0 | 0 | Wollondilly_Wash | No | HV | Steady/falling | 0 | 0 | 0 | 0 | 0 | 0 | 0 | 0 | 0 | 0
| BCSC_Maldon | Yes | HV | Steady/falling | 0 | 0 | 0 | 0 | 0 | 0 | 0 | 0 | 0 | 0 | BCSC_Maldon | Yes | HV | Steady/falling | 0 | 0 | 0 | 0 | 0 | 0 | 0 | 0 | 0 | 0 | BCSC_Maldon | Yes | HV | Steady/falling | 0 | 0 | 0 | 0 | 0 | 0 | 0 | 0 | 0 | 0
| Brooks_Point | Yes | HV | Steady/falling | 0 | 0 | 0 | 0 | 0 | 0 | 0 | 0 | 0 | 0 | Brooks_Point | Yes | HV | Steady/falling | 0 | 0 | 0 | 0 | 0 | 0 | 0 | 0 | 0 | 0 | Brooks_Point | Yes | HV | Steady/falling | 0 | 0 | 0 | 0 | 0 | 0 | 0 | 0 | 0 | 0
| Maldon | No | HV | Small growth | 0 | 0 | 0 | 0 | 0 | 0 | 0 | 0 | 0 | 0 | Maldon | No | HV | Small growth | 0 | 0 | 0 | 0 | 0 | 0 | 0 | 0 | 0 | 0 | Maldon | No | HV | Small growth | 0 | 0 | 0 | 0 | 0 | 0 | 0 | 0 | 0 | 0
| Narellan | No | HV | Small growth | 0 | 0 | 0 | 0 | 0 | 0 | 0 | 0 | 0 | 0 | Narellan | No | HV | Small growth | 0 | 0 | 0 | 0 | 0 | 0 | 0 | 0 | 0 | 0 | Narellan | No | HV | Small growth | 0 | 0 | 0 | 0 | 0 | 0 | 0 | 0 | 0 | 0
| Nepean_ZS | No | HV | Small growth | 0 | 0 | 0 | 0 | 0 | 0 | 0 | 0 | 0 | 0 | Nepean_ZS | No | HV | Small growth | 0 | 0 | 0 | 0 | 0 | 0 | 0 | 0 | 0 | 0 | Nepean_ZS | No | HV | Small growth | 0 | 0 | 0 | 0 | 0 | 0 | 0 | 0 | 0 | 0
| Tahmoor | No | HV | Steady/falling | 0 | 0 | 0 | 0 | 0 | 0 | 0 | 0 | 0 | 0 | Tahmoor | No | HV | Steady/falling | 0 | 0 | 0 | 0 | 0 | 0 | 0 | 0 | 0 | 0 | Tahmoor | No | HV | Steady/falling | 0 | 0 | 0 | 0 | 0 | 0 | 0 | 0 | 0 | 0
| Tahmoor_Colliery | Yes | HV | Steady/falling | 0 | 0 | 0 | 0 | 0 | 0 | 0 | 0 | 0 | 0 | Tahmoor_Colliery | Yes | HV | Steady/falling | 0 | 0 | 0 | 0 | 0 | 0 | 0 | 0 | 0 | 0 | Tahmoor_Colliery | Yes | HV | Steady/falling | 0 | 0 | 0 | 0 | 0 | 0 | 0 | 0 | 0 | 0
| Wilton | No | HV | High growth | 0 | 0 | 0 | 0 | 0 | 0 | 0 | 0 | 0 | 0 | Wilton | No | HV | High growth | 0 | 0 | 0 | 0 | 0 | 0 | 0 | 0 | 0 | 0 | Wilton | No | HV | High growth | 0 | 0 | 0 | 0 | 0 | 0 | 0 | 0 | 0 | 0
| Diversified with 2/3 of generation | Exclude | HV | Small growth | 0 | 0 | 0 | 0 | 0 | 0 | 0 | 0 | 0 | 0 | Diversified with 2/3 of generation | Exclude | HV | Small growth | 0 | 0 | 0 | 0 | 0 | 0 | 0 | 0 | 0 | 0 | Diversified with 2/3 of generation | Exclude | HV | Small growth | 0 | 0 | 0 | 0 | 0 | 0 | 0 | 0 | 0 | 0
| Cement_Australia | Yes | HV | Steady/falling | 0 | 0 | 0 | 0 | 0 | 0 | 0 | 0 | 0 | 0 | Cement_Australia | Yes | HV | Steady/falling | 0 | 0 | 0 | 0 | 0 | 0 | 0 | 0 | 0 | 0 | Cement_Australia | Yes | HV | Steady/falling | 0 | 0 | 0 | 0 | 0 | 0 | 0 | 0 | 0 | 0
| CRM | Yes | HV | Steady/falling | 0 | 0 | 0 | 0 | 0 | 0 | 0 | 0 | 0 | 0 | CRM | Yes | HV | Steady/falling | 0 | 0 | 0 | 0 | 0 | 0 | 0 | 0 | 0 | 0 | CRM | Yes | HV | Steady/falling | 0 | 0 | 0 | 0 | 0 | 0 | 0 | 0 | 0 | 0
| Metal_Manufacturers | Yes | HV | Steady/falling | 0 | 0 | 0 | 0 | 0 | 0 | 0 | 0 | 0 | 0 | Metal_Manufacturers | Yes | HV | Steady/falling | 0 | 0 | 0 | 0 | 0 | 0 | 0 | 0 | 0 | 0 | Metal_Manufacturers | Yes | HV | Steady/falling | 0 | 0 | 0 | 0 | 0 | 0 | 0 | 0 | 0 | 0
| Morgan_Cement | Yes | HV | Steady/falling | 0 | 0 | 0 | 0 | 0 | 0 | 0 | 0 | 0 | 0 | Morgan_Cement | Yes | HV | Steady/falling | 0 | 0 | 0 | 0 | 0 | 0 | 0 | 0 | 0 | 0 | Morgan_Cement | Yes | HV | Steady/falling | 0 | 0 | 0 | 0 | 0 | 0 | 0 | 0 | 0 | 0
| Port_Central | No | HV | Small growth | 0 | 0 | 0 | 0 | 0 | 0 | 0 | 0 | 0 | 0 | Port_Central | No | HV | Small growth | 0 | 0 | 0 | 0 | 0 | 0 | 0 | 0 | 0 | 0 | Port_Central | No | HV | Small growth | 1740000 | 0 | 0 | 0 | 0 | 0 | 0 | 0 | 0 | 0
| Sydney_Trains_Port_Kembla | Yes | HV | Steady/falling | 0 | 0 | 0 | 0 | 0 | 0 | 0 | 0 | 0 | 0 | Sydney_Trains_Port_Kembla | Yes | HV | Steady/falling | 0 | 0 | 0 | 0 | 0 | 0 | 0 | 0 | 0 | 0 | Sydney_Trains_Port_Kembla | Yes | HV | Steady/falling | 0 | 0 | 0 | 0 | 0 | 0 | 0 | 0 | 0 | 0
| Cambridge_Park | No | HV | Steady/falling | 0 | 0 | 0 | 0 | 0 | 0 | 0 | 0 | 0 | 0 | Cambridge_Park | No | HV | Steady/falling | 0 | 0 | 0 | 0 | 0 | 0 | 0 | 0 | 0 | 0 | Cambridge_Park | No | HV | Steady/falling | 0 | 0 | 0 | 0 | 0 | 0 | 0 | 0 | 0 | 0
| Cranebrook | No | HV | Small growth | 0 | 0 | 0 | 0 | 0 | 0 | 0 | 0 | 0 | 0 | Cranebrook | No | HV | Small growth | 0 | 0 | 0 | 0 | 0 | 0 | 0 | 0 | 0 | 0 | Cranebrook | No | HV | Small growth | 0 | 0 | 0 | 0 | 0 | 0 | 0 | 0 | 0 | 0
| Emu_Plains | No | HV | Small growth | 0 | 0 | 0 | 0 | 0 | 0 | 0 | 0 | 0 | 0 | Emu_Plains | No | HV | Small growth | 0 | 0 | 0 | 0 | 0 | 0 | 0 | 0 | 0 | 0 | Emu_Plains | No | HV | Small growth | 0 | 0 | 0 | 0 | 0 | 0 | 0 | 0 | 0 | 0
| Jordan_Springs | No | HV | Small growth | 0 | 0 | 0 | 0 | 0 | 0 | 0 | 0 | 0 | 0 | Jordan_Springs | No | HV | Small growth | 0 | 0 | 0 | 0 | 0 | 0 | 0 | 0 | 0 | 0 | Jordan_Springs | No | HV | Small growth | 0 | 0 | 0 | 0 | 0 | 0 | 0 | 0 | 0 | 0
| Kingswood | No | HV | Small growth | 0 | 0 | 0 | 0 | 0 | 0 | 0 | 0 | 0 | 0 | Kingswood | No | HV | Small growth | 0 | 0 | 0 | 0 | 0 | 0 | 0 | 0 | 0 | 0 | Kingswood | No | HV | Small growth | 0 | 0 | 0 | 0 | 0 | 0 | 0 | 0 | 0 | 0
| Test_Australia | Yes | HV | Steady/falling | 0 | 0 | 0 | 0 | 0 | 0 | 0 | 0 | 0 | 0 | Test_Australia | Yes | HV | Steady/falling | 0 | 0 | 0 | 0 | 0 | 0 | 0 | 0 | 0 | 0 | Test_Australia | Yes | HV | Steady/falling | 0 | 0 | 0 | 0 | 0 | 0 | 0 | 0 | 0 | 0
| Glenmore_Park | No | HV | Small growth | 0 | 0 | 0 | 0 | 0 | 0 | 0 | 0 | 0 | 0 | Glenmore_Park | No | HV | Small growth | 0 | 0 | 0 | 0 | 0 | 0 | 0 | 0 | 0 | 0 | Glenmore_Park | No | HV | Small growth | 0 | 0 | 0 | 0 | 0 | 0 | 0 | 0 | 0 | 0
| Luddenham | No | HV | High growth | 0 | 0 | 0 | 0 | 0 | 0 | 0 | 0 | 0 | 0 | Luddenham | No | HV | High growth | 0 | 0 | 0 | 0 | 0 | 0 | 0 | 0 | 0 | 0 | Luddenham | No | HV | High growth | 0 | 0 | 0 | 0 | 0 | 0 | 0 | 0 | 0 | 0
| North_Warragamba | No | HV | Steady/falling | 0 | 0 | 0 | 0 | 0 | 0 | 0 | 0 | 0 | 0 | North_Warragamba | No | HV | Steady/falling | 0 | 0 | 0 | 0 | 0 | 0 | 0 | 0 | 0 | 0 | North_Warragamba | No | HV | Steady/falling | 0 | 0 | 0 | 0 | 0 | 0 | 0 | 0 | 0 | 0
| Penrith_11kv | No | HV | High growth | 0 | 0 | 0 | 0 | 0 | 0 | 0 | 0 | 0 | 0 | Penrith_11kv | No | HV | High growth | 50400 | 0 | 0 | 0 | 0 | 0 | 0 | 0 | 0 | 0 | Penrith_11kv | No | HV | High growth | 0 | 0 | 0 | 0 | 0 | 0 | 0 | 0 | 0 | 0
| APM | Yes | HV | Steady/falling | 0 | 0 | 0 | 0 | 0 | 0 | 0 | 0 | 0 | 0 | APM | Yes | HV | Steady/falling | 0 | 0 | 0 | 0 | 0 | 0 | 0 | 0 | 0 | 0 | APM | Yes | HV | Steady/falling | 0 | 0 | 0 | 0 | 0 | 0 | 0 | 0 | 0 | 0
| Bamarang | Yes | HV | Steady/falling | 0 | 0 | 0 | 0 | 0 | 0 | 0 | 0 | 0 | 0 | Bamarang | Yes | HV | Steady/falling | 0 | 0 | 0 | 0 | 0 | 0 | 0 | 0 | 0 | 0 | Bamarang | Yes | HV | Steady/falling | 0 | 0 | 0 | 0 | 0 | 0 | 0 | 0 | 0 | 0
| Berry | No | HV | Steady/falling | 0 | 0 | 0 | 0 | 0 | 0 | 0 | 0 | 0 | 0 | Berry | No | HV | Steady/falling | 0 | 0 | 0 | 0 | 0 | 0 | 0 | 0 | 0 | 0 | Berry | No | HV | Steady/falling | 0 | 0 | 0 | 0 | 0 | 0 | 0 | 0 | 0 | 0
| Bolong_Road | No | HV | Steady/falling | 0 | 0 | 0 | 0 | 0 | 0 | 0 | 0 | 0 | 0 | Bolong_Road | No | HV | Steady/falling | 0 | 0 | 0 | 0 | 0 | 0 | 0 | 0 | 0 | 0 | Bolong_Road | No | HV | Steady/falling | 0 | 0 | 0 | 0 | 0 | 0 | 0 | 0 | 0 | 0
| Bomaderry | No | HV | High growth | 0 | 0 | 0 | 0 | 0 | 0 | 0 | 0 | 0 | 0 | Bomaderry | No | HV | High growth | 0 | 0 | 0 | 0 | 0 | 0 | 0 | 0 | 0 | 0 | Bomaderry | No | HV | High growth | 0 | 0 | 0 | 0 | 0 | 0 | 0 | 0 | 0 | 0
| Brundee | Yes | HV | Steady/falling | 0 | 0 | 0 | 0 | 0 | 0 | 0 | 0 | 0 | 0 | Brundee | Yes | HV | Steady/falling | 0 | 0 | 0 | 0 | 0 | 0 | 0 | 0 | 0 | 0 | Brundee | Yes | HV | Steady/falling | 0 | 0 | 0 | 0 | 0 | 0 | 0 | 0 | 0 | 0
| Burrier | Yes | HV | Steady/falling | 0 | 0 | 0 | 0 | 0 | 0 | 0 | 0 | 0 | 0 | Burrier | Yes | HV | Steady/falling | 0 | 0 | 0 | 0 | 0 | 0 | 0 | 0 | 0 | 0 | Burrier | Yes | HV | Steady/falling | 0 | 0 | 0 | 0 | 0 | 0 | 0 | 0 | 0 | 0
| Culburra | No | HV | Steady/falling | 0 | 0 | 0 | 0 | 0 | 0 | 0 | 0 | 0 | 0 | Culburra | No | HV | Steady/falling | 0 | 0 | 0 | 0 | 0 | 0 | 0 | 0 | 0 | 0 | Culburra | No | HV | Steady/falling | 0 | 0 | 0 | 0 | 0 | 0 | 0 | 0 | 0 | 0
| HMAS_Albatross | Yes | HV | High growth | 0 | 0 | 0 | 0 | 0 | 0 | 0 | 0 | 0 | 0 | HMAS_Albatross | Yes | HV | High growth | 0 | 0 | 0 | 0 | 0 | 0 | 0 | 0 | 0 | 0 | HMAS_Albatross | Yes | HV | High growth | 0 | 0 | 0 | 0 | 0 | 0 | 0 | 0 | 0 | 0
| Huskisson | No | HV | Small growth | 0 | 0 | 0 | 0 | 0 | 0 | 0 | 0 | 0 | 0 | Huskisson | No | HV | Small growth | 0 | 0 | 0 | 0 | 0 | 0 | 0 | 0 | 0 | 0 | Huskisson | No | HV | Small growth | 0 | 0 | 0 | 0 | 0 | 0 | 0 | 0 | 0 | 0
| Kangaroo_Valley | No | HV | Steady/falling | 0 | 0 | 0 | 0 | 0 | 0 | 0 | 0 | 0 | 0 | Kangaroo_Valley | No | HV | Steady/falling | 0 | 0 | 0 | 0 | 0 | 0 | 0 | 0 | 0 | 0 | Kangaroo_Valley | No | HV | Steady/falling | 0 | 0 | 0 | 0 | 0 | 0 | 0 | 0 | 0 | 0
| Manildra | Yes | HV | Small growth | 0 | 0 | 0 | 0 | 0 | 0 | 0 | 0 | 0 | 0 | Manildra | Yes | HV | Small growth | 0 | 0 | 0 | 0 | 0 | 0 | 0 | 0 | 0 | 0 | Manildra | Yes | HV | Small growth | 0 | 0 | 0 | 0 | 0 | 0 | 0 | 0 | 0 | 0
| Nowra_ | No | HV | Steady/falling | 0 | 0 | 0 | 0 | 0 | 0 | 0 | 0 | 0 | 0 | Nowra_ | No | HV | Steady/falling | 0 | 0 | 0 | 0 | 0 | 0 | 0 | 0 | 0 | 0 | Nowra_ | No | HV | Steady/falling | 0 | 0 | 0 | 0 | 0 | 0 | 0 | 0 | 0 | 0
| South_Nowra | No | HV | Small growth | 0 | 0 | 0 | 0 | 0 | 0 | 0 | 0 | 0 | 0 | South_Nowra | No | HV | Small growth | 0 | 0 | 0 | 0 | 0 | 0 | 0 | 0 | 0 | 0 | South_Nowra | No | HV | Small growth | 0 | 0 | 0 | 0 | 0 | 0 | 0 | 0 | 0 | 0
| Sussex_Inlet | No | HV | Steady/falling | 0 | 0 | 0 | 0 | 0 | 0 | 0 | 0 | 0 | 0 | Sussex_Inlet | No | HV | Steady/falling | 0 | 0 | 0 | 0 | 0 | 0 | 0 | 0 | 0 | 0 | Sussex_Inlet | No | HV | Steady/falling | 0 | 0 | 0 | 0 | 0 | 0 | 0 | 0 | 0 | 0
| BHP_cordeaux_colliery | Yes | HV | Steady/falling | 0 | 0 | 0 | 0 | 0 | 0 | 0 | 0 | 0 | 0 | BHP_cordeaux_colliery | Yes | HV | Steady/falling | 0 | 0 | 0 | 0 | 0 | 0 | 0 | 0 | 0 | 0 | BHP_cordeaux_colliery | Yes | HV | Steady/falling | 0 | 0 | 0 | 0 | 0 | 0 | 0 | 0 | 0 | 0
| Dendrobium_Mine | Yes | HV | Steady/falling | 0 | 0 | 0 | 0 | 0 | 0 | 0 | 0 | 0 | 0 | Dendrobium_Mine | Yes | HV | Steady/falling | 0 | 0 | 0 | 0 | 0 | 0 | 0 | 0 | 0 | 0 | Dendrobium_Mine | Yes | HV | Steady/falling | 0 | 0 | 0 | 0 | 0 | 0 | 0 | 0 | 0 | 0
| Dendrobium_vent_fan_b | Yes | HV | Steady/falling | 0 | 0 | 0 | 0 | 0 | 0 | 0 | 0 | 0 | 0 | Dendrobium_vent_fan_b | Yes | HV | Steady/falling | 0 | 0 | 0 | 0 | 0 | 0 | 0 | 0 | 0 | 0 | Dendrobium_vent_fan_b | Yes | HV | Steady/falling | 0 | 0 | 0 | 0 | 0 | 0 | 0 | 0 | 0 | 0
| Grain_Terminal | Yes | HV | Steady/falling | 0 | 0 | 0 | 0 | 0 | 0 | 0 | 0 | 0 | 0 | Grain_Terminal | Yes | HV | Steady/falling | 0 | 0 | 0 | 0 | 0 | 0 | 0 | 0 | 0 | 0 | Grain_Terminal | Yes | HV | Steady/falling | 0 | 0 | 0 | 0 | 0 | 0 | 0 | 0 | 0 | 0
| Figtree | No | HV | Steady/falling | 0 | 0 | 0 | 0 | 0 | 0 | 0 | 0 | 0 | 0 | Figtree | No | HV | Steady/falling | 0 | 0 | 0 | 0 | 0 | 0 | 0 | 0 | 0 | 0 | Figtree | No | HV | Steady/falling | 0 | 0 | 0 | 0 | 0 | 0 | 0 | 0 | 0 | 0
| Inner_Harbour | No | HV | Steady/falling | 0 | 0 | 0 | 0 | 0 | 0 | 0 | 0 | 0 | 0 | Inner_Harbour | No | HV | Steady/falling | 0 | 0 | 0 | 0 | 0 | 0 | 0 | 0 | 0 | 0 | Inner_Harbour | No | HV | Steady/falling | 0 | 0 | 0 | 0 | 0 | 0 | 0 | 0 | 0 | 0
| Kenny_Street | No | HV | Small growth | 0 | 0 | 0 | 0 | 0 | 0 | 0 | 0 | 0 | 0 | Kenny_Street | No | HV | Small growth | 0 | 0 | 0 | 0 | 0 | 0 | 0 | 0 | 0 | 0 | Kenny_Street | No | HV | Small growth | 0 | 0 | 0 | 0 | 0 | 0 | 0 | 0 | 0 | 0
| Kembla_Grange | No | HV | High growth | 0 | 0 | 0 | 0 | 0 | 0 | 0 | 0 | 0 | 0 | Kembla_Grange | No | HV | High growth | 0 | 0 | 0 | 0 | 0 | 0 | 0 | 0 | 0 | 0 | Kembla_Grange | No | HV | High growth | 0 | 0 | 0 | 0 | 0 | 0 | 0 | 0 | 0 | 0
| Lysaghts | Yes | HV | Steady/falling | 0 | 0 | 0 | 0 | 0 | 0 | 0 | 0 | 0 | 0 | Lysaghts | Yes | HV | Steady/falling | 0 | 0 | 0 | 0 | 0 | 0 | 0 | 0 | 0 | 0 | Lysaghts | Yes | HV | Steady/falling | 0 | 0 | 0 | 0 | 0 | 0 | 0 | 0 | 0 | 0
| Nepean_conveyors | Yes | HV | Steady/falling | 0 | 0 | 0 | 0 | 0 | 0 | 0 | 0 | 0 | 0 | Nepean_conveyors | Yes | HV | Steady/falling | 0 | 0 | 0 | 0 | 0 | 0 | 0 | 0 | 0 | 0 | Nepean_conveyors | Yes | HV | Steady/falling | 0 | 0 | 0 | 0 | 0 | 0 | 0 | 0 | 0 | 0
| North_Wollongong | No | HV | Small growth | 0 | 0 | 0 | 0 | 0 | 0 | 0 | 0 | 0 | 0 | North_Wollongong | No | HV | Small growth | 0 | 0 | 0 | 0 | 0 | 0 | 0 | 0 | 0 | 0 | North_Wollongong | No | HV | Small growth | 0 | 0 | 0 | 0 | 0 | 0 | 0 | 0 | 0 | 0
| Orrcon | Yes | HV | Steady/falling | 0 | 0 | 0 | 0 | 0 | 0 | 0 | 0 | 0 | 0 | Orrcon | Yes | HV | Steady/falling | 0 | 0 | 0 | 0 | 0 | 0 | 0 | 0 | 0 | 0 | Orrcon | Yes | HV | Steady/falling | 0 | 0 | 0 | 0 | 0 | 0 | 0 | 0 | 0 | 0
| Port_Kembla | No | HV | Small growth | 0 | 0 | 0 | 0 | 0 | 0 | 0 | 0 | 0 | 0 | Port_Kembla | No | HV | Small growth | 0 | 0 | 0 | 0 | 0 | 0 | 0 | 0 | 0 | 0 | Port_Kembla | No | HV | Small growth | 0 | 0 | 0 | 0 | 0 | 0 | 0 | 0 | 0 | 0
| South_Wollongong | No | HV | Small growth | 0 | 0 | 0 | 0 | 0 | 0 | 0 | 0 | 0 | 0 | South_Wollongong | No | HV | Small growth | 0 | 0 | 0 | 0 | 0 | 0 | 0 | 0 | 0 | 0 | South_Wollongong | No | HV | Small growth | 0 | 0 | 0 | 0 | 0 | 0 | 0 | 0 | 0 | 0
| Telstra_HVC | No | HV | Steady/falling | 0 | 0 | 0 | 0 | 0 | 0 | 0 | 0 | 0 | 0 | Telstra_HVC | No | HV | Steady/falling | 0 | 0 | 0 | 0 | 0 | 0 | 0 | 0 | 0 | 0 | Telstra_HVC | No | HV | Steady/falling | 0 | 0 | 0 | 0 | 0 | 0 | 0 | 0 | 0 | 0
| Unanderra | No | HV | High growth | 0 | 0 | 0 | 0 | 0 | 0 | 0 | 0 | 0 | 0 | Unanderra | No | HV | High growth | 0 | 0 | 0 | 0 | 0 | 0 | 0 | 0 | 0 | 0 | Unanderra | No | HV | High growth | 0 | 0 | 0 | 0 | 0 | 0 | 0 | 0 | 0 | 0
| West_Wollongong | No | HV | Steady/falling | 0 | 0 | 0 | 0 | 0 | 0 | 0 | 0 | 0 | 0 | West_Wollongong | No | HV | Steady/falling | 0 | 0 | 0 | 0 | 0 | 0 | 0 | 0 | 0 | 0 | West_Wollongong | No | HV | Steady/falling | 0 | 0 | 3000000 | 4000000 | 5500000 | 0 | 0 | 0 | 0 | 0
| Wongawilli_Colliery | Yes | HV | Steady/falling | 0 | 0 | 0 | 0 | 0 | 0 | 0 | 0 | 0 | 0 | Wongawilli_Colliery | Yes | HV | Steady/falling | 0 | 0 | 0 | 0 | 0 | 0 | 0 | 0 | 0 | 0 | Wongawilli_Colliery | Yes | HV | Steady/falling | 0 | 0 | 0 | 0 | 0 | 0 | 0 | 0 | 0 | 0
| Wongawilli_No4_Airshaft | Yes | HV | Steady/falling | 0 | 0 | 0 | 0 | 0 | 0 | 0 | 0 | 0 | 0 | Wongawilli_No4_Airshaft | Yes | HV | Steady/falling | 0 | 0 | 0 | 0 | 0 | 0 | 0 | 0 | 0 | 0 | Wongawilli_No4_Airshaft | Yes | HV | Steady/falling | 0 | 0 | 0 | 0 | 0 | 0 | 0 | 0 | 0 | 0
| Kellyville | No | HV | Steady/falling | 0 | 0 | 0 | 0 | 0 | 0 | 0 | 0 | 0 | 0 | Kellyville | No | HV | Steady/falling | 0 | 0 | 0 | 0 | 0 | 0 | 0 | 0 | 0 | 0 | Kellyville | No | HV | Steady/falling | 1890000 | 0 | 0 | 0 | 0 | 0 | 0 | 0 | 0 | 0
| Kenthurst | No | HV | Steady/falling | 0 | 0 | 0 | 0 | 0 | 0 | 0 | 0 | 0 | 0 | Kenthurst | No | HV | Steady/falling | 0 | 0 | 0 | 0 | 0 | 0 | 0 | 0 | 0 | 0 | Kenthurst | No | HV | Steady/falling | 0 | 0 | 0 | 0 | 0 | 0 | 0 | 0 | 0 | 0
| Airtrunk_Data | Yes | HV | High growth | 0 | 0 | 0 | 0 | 0 | 0 | 0 | 0 | 0 | 0 | Airtrunk_Data | Yes | HV | High growth | 0 | 0 | 0 | 0 | 0 | 0 | 0 | 0 | 0 | 0 | Airtrunk_Data | Yes | HV | High growth | 0 | 0 | 0 | 0 | 0 | 0 | 0 | 0 | 0 | 0
| Arndell_Park | No | HV | Small growth | 0 | 0 | 0 | 0 | 0 | 0 | 0 | 0 | 0 | 0 | Arndell_Park | No | HV | Small growth | 0 | 0 | 0 | 0 | 0 | 0 | 0 | 0 | 0 | 0 | Arndell_Park | No | HV | Small growth | 0 | 0 | 0 | 0 | 0 | 0 | 0 | 0 | 0 | 0
| Baulkham_Hills_11kv | No | HV | Steady/falling | 0 | 0 | 0 | 0 | 0 | 0 | 0 | 0 | 0 | 0 | Baulkham_Hills_11kv | No | HV | Steady/falling | 0 | 0 | 0 | 0 | 0 | 0 | 0 | 0 | 0 | 0 | Baulkham_Hills_11kv | No | HV | Steady/falling | 0 | 0 | 0 | 0 | 0 | 0 | 0 | 0 | 0 | 0
| Bella_Vista | No | HV | High growth | 0 | 0 | 0 | 0 | 0 | 0 | 0 | 0 | 0 | 0 | Bella_Vista | No | HV | High growth | 0 | 0 | 0 | 0 | 0 | 0 | 0 | 0 | 0 | 0 | Bella_Vista | No | HV | High growth | 0 | 0 | 0 | 0 | 0 | 0 | 0 | 0 | 0 | 0
| One_Steel_Mini_Mill | Yes | HV | Steady/falling | 0 | 0 | 0 | 0 | 0 | 0 | 0 | 0 | 0 | 0 | One_Steel_Mini_Mill | Yes | HV | Steady/falling | 0 | 0 | 0 | 0 | 0 | 0 | 0 | 0 | 0 | 0 | One_Steel_Mini_Mill | Yes | HV | Steady/falling | 0 | 0 | 0 | 0 | 0 | 0 | 0 | 0 | 0 | 0
| Bringelly | No | HV | Steady/falling | 0 | 0 | 0 | 0 | 0 | 0 | 0 | 0 | 0 | 0 | Bringelly | No | HV | Steady/falling | 0 | 0 | 0 | 0 | 0 | 0 | 0 | 0 | 0 | 0 | Bringelly | No | HV | Steady/falling | 0 | 0 | 0 | 0 | 0 | 0 | 0 | 0 | 0 | 0
| Eastern_Creek | No | HV | High growth | 0 | 0 | 0 | 0 | 0 | 0 | 0 | 0 | 0 | 0 | Eastern_Creek | No | HV | High growth | 0 | 0 | 0 | 0 | 0 | 0 | 0 | 0 | 0 | 0 | Eastern_Creek | No | HV | High growth | 0 | 0 | 0 | 0 | 0 | 0 | 0 | 0 | 0 | 0
| Huntingwood | No | HV | High growth | 0 | 0 | 0 | 0 | 0 | 0 | 0 | 0 | 0 | 0 | Huntingwood | No | HV | High growth | 0 | 0 | 0 | 0 | 0 | 0 | 0 | 0 | 0 | 0 | Huntingwood | No | HV | High growth | 0 | 0 | 0 | 0 | 0 | 0 | 0 | 0 | 0 | 0
| Mamre | No | HV | High growth | 0 | 0 | 0 | 0 | 0 | 0 | 0 | 0 | 0 | 0 | Mamre | No | HV | High growth | 0 | 0 | 0 | 0 | 0 | 0 | 0 | 0 | 0 | 0 | Mamre | No | HV | High growth | 0 | 0 | 0 | 0 | 0 | 0 | 0 | 0 | 0 | 0
| North_Eastern_Creek | No | HV | High growth | 0 | 0 | 0 | 0 | 0 | 0 | 0 | 0 | 0 | 0 | North_Eastern_Creek | No | HV | High growth | 0 | 0 | 0 | 0 | 0 | 0 | 0 | 0 | 0 | 0 | North_Eastern_Creek | No | HV | High growth | 0 | 0 | 0 | 0 | 0 | 0 | 0 | 0 | 0 | 0
| Quakers_Hill | No | HV | Steady/falling | 0 | 0 | 0 | 0 | 0 | 0 | 0 | 0 | 0 | 0 | Quakers_Hill | No | HV | Steady/falling | 0 | 0 | 0 | 0 | 0 | 0 | 0 | 0 | 0 | 0 | Quakers_Hill | No | HV | Steady/falling | 0 | 0 | 0 | 0 | 0 | 0 | 0 | 0 | 0 | 0
| Rooty_Hill | No | HV | Small growth | 0 | 0 | 0 | 0 | 0 | 0 | 0 | 0 | 0 | 0 | Rooty_Hill | No | HV | Small growth | 0 | 0 | 0 | 0 | 0 | 0 | 0 | 0 | 0 | 0 | Rooty_Hill | No | HV | Small growth | 0 | 0 | 0 | 0 | 0 | 0 | 0 | 0 | 0 | 0
| Science_Park | No | HV | High growth | 0 | 0 | 0 | 0 | 0 | 0 | 0 | 0 | 0 | 0 | Science_Park | No | HV | High growth | 0 | 0 | 0 | 0 | 0 | 0 | 0 | 0 | 0 | 0 | Science_Park | No | HV | High growth | 0 | 0 | 0 | 0 | 0 | 0 | 0 | 0 | 0 | 0
| Southpipe_Oakdale_Industrial | No | HV | High growth | 0 | 0 | 0 | 0 | 0 | 0 | 0 | 0 | 0 | 0 | Southpipe_Oakdale_Industrial | No | HV | High growth | 0 | 0 | 0 | 0 | 0 | 0 | 0 | 0 | 0 | 0 | Southpipe_Oakdale_Industrial | No | HV | High growth | 0 | 0 | 0 | 0 | 0 | 0 | 0 | 0 | 0 | 0
| West_Castle_Hill | No | HV | High growth | 0 | 0 | 0 | 0 | 0 | 0 | 0 | 0 | 0 | 0 | West_Castle_Hill | No | HV | High growth | 0 | 0 | 0 | 0 | 0 | 0 | 0 | 0 | 0 | 0 | West_Castle_Hill | No | HV | High growth | 0 | 0 | 0 | 0 | 0 | 0 | 0 | 0 | 0 | 0
| West_Wetherill_Park | No | HV | Steady/falling | 0 | 0 | 0 | 0 | 0 | 0 | 0 | 0 | 0 | 0 | West_Wetherill_Park | No | HV | Steady/falling | 0 | 0 | 0 | 0 | 0 | 0 | 0 | 0 | 0 | 0 | West_Wetherill_Park | No | HV | Steady/falling | 0 | 0 | 0 | 0 | 0 | 0 | 0 | 0 | 0 | 0
| Wetherill_Park | No | HV | Steady/falling | 0 | 0 | 0 | 0 | 0 | 0 | 0 | 0 | 0 | 0 | Wetherill_Park | No | HV | Steady/falling | 0 | 0 | 0 | 0 | 0 | 0 | 0 | 0 | 0 | 0 | Wetherill_Park | No | HV | Steady/falling | 0 | 0 | 0 | 0 | 0 | 0 | 0 | 0 | 0 | 0
| Box_Hill | No | HV | High growth | 0 | 0 | 0 | 0 | 0 | 0 | 0 | 0 | 0 | 0 | Box_Hill | No | HV | High growth | 0 | 0 | 0 | 0 | 0 | 0 | 0 | 0 | 0 | 0 | Box_Hill | No | HV | High growth | 0 | 0 | 0 | 0 | 0 | 0 | 0 | 0 | 0 | 0
| Cheriton_Avenue | No | HV | High growth | 0 | 0 | 0 | 0 | 0 | 0 | 0 | 0 | 0 | 0 | Cheriton_Avenue | No | HV | High growth | 0 | 0 | 0 | 0 | 0 | 0 | 0 | 0 | 0 | 0 | Cheriton_Avenue | No | HV | High growth | 0 | 0 | 0 | 0 | 0 | 0 | 0 | 0 | 0 | 0
| Darling_St_Data | No | HV | Steady/falling | 0 | 0 | 0 | 0 | 0 | 0 | 0 | 0 | 0 | 0 | Darling_St_Data | No | HV | Steady/falling | 0 | 0 | 0 | 0 | 0 | 0 | 0 | 0 | 0 | 0 | Darling_St_Data | No | HV | Steady/falling | 0 | 0 | 0 | 0 | 0 | 0 | 0 | 0 | 0 | 0
| Marsden_Park | No | HV | High growth | 0 | 0 | 0 | 0 | 0 | 0 | 0 | 0 | 0 | 0 | Marsden_Park | No | HV | High growth | 0 | 0 | 0 | 0 | 0 | 0 | 0 | 0 | 0 | 0 | Marsden_Park | No | HV | High growth | 0 | 0 | 0 | 0 | 0 | 0 | 0 | 0 | 0 | 0
| Mungerie_Park | No | HV | High growth | 0 | 0 | 0 | 0 | 0 | 0 | 0 | 0 | 0 | 0 | Mungerie_Park | No | HV | High growth | 0 | 0 | 0 | 0 | 0 | 0 | 0 | 0 | 0 | 0 | Mungerie_Park | No | HV | High growth | 0 | 0 | 0 | 0 | 0 | 0 | 0 | 0 | 0 | 0
| NWRL_Rouse_Hill | Yes | HV | High growth | 0 | 0 | 0 | 0 | 0 | 0 | 0 | 0 | 0 | 0 | NWRL_Rouse_Hill | Yes | HV | High growth | 0 | 0 | 0 | 0 | 0 | 0 | 0 | 0 | 0 | 0 | NWRL_Rouse_Hill | Yes | HV | High growth | 0 | 0 | 0 | 0 | 0 | 0 | 0 | 0 | 0 | 0
| Schofields | No | HV | High growth | 0 | 0 | 0 | 0 | 0 | 0 | 0 | 0 | 0 | 0 | Schofields | No | HV | High growth | 0 | 0 | 0 | 0 | 0 | 0 | 0 | 0 | 0 | 0 | Schofields | No | HV | High growth | 0 | 0 | 0 | 0 | 0 | 0 | 0 | 0 | 0 | 0
| South_Marsden_Park | No | HV | High growth | 0 | 0 | 0 | 0 | 0 | 0 | 0 | 0 | 0 | 0 | South_Marsden_Park | No | HV | High growth | 0 | 0 | 0 | 0 | 0 | 0 | 0 | 0 | 0 | 0 | South_Marsden_Park | No | HV | High growth | 0 | 0 | 0 | 0 | 0 | 0 | 0 | 0 | 0 | 0
| Parklea | No | HV | High growth | 0 | 0 | 0 | 0 | 0 | 0 | 0 | 0 | 0 | 0 | Parklea | No | HV | High growth | 0 | 0 | 0 | 0 | 0 | 0 | 0 | 0 | 0 | 0 | Parklea | No | HV | High growth | 0 | 0 | 0 | 0 | 0 | 0 | 0 | 0 | 0 | 0
| Lithgow | No | HV | Steady/falling | 0 | 0 | 0 | 0 | 0 | 0 | 0 | 0 | 0 | 0 | Lithgow | No | HV | Steady/falling | 0 | 0 | 0 | 0 | 0 | 0 | 0 | 0 | 0 | 0 | Lithgow | No | HV | Steady/falling | 0 | 0 | 0 | 0 | 0 | 0 | 0 | 0 | 0 | 0
| Meadow_Flat | No | HV | Steady/falling | 0 | 0 | 0 | 0 | 0 | 0 | 0 | 0 | 0 | 0 | Meadow_Flat | No | HV | Steady/falling | 0 | 0 | 0 | 0 | 0 | 0 | 0 | 0 | 0 | 0 | Meadow_Flat | No | HV | Steady/falling | 0 | 0 | 0 | 0 | 0 | 0 | 0 | 0 | 0 | 0
| Portland | No | HV | Steady/falling | 0 | 0 | 0 | 0 | 0 | 0 | 0 | 0 | 0 | 0 | Portland | No | HV | Steady/falling | 0 | 0 | 0 | 0 | 0 | 0 | 0 | 0 | 0 | 0 | Portland | No | HV | Steady/falling | 0 | 0 | 0 | 0 | 0 | 0 | 0 | 0 | 0 | 0
| Springvale_Colliery | Yes | HV | Steady/falling | 0 | 0 | 0 | 0 | 0 | 0 | 0 | 0 | 0 | 0 | Springvale_Colliery | Yes | HV | Steady/falling | 0 | 0 | 0 | 0 | 0 | 0 | 0 | 0 | 0 | 0 | Springvale_Colliery | Yes | HV | Steady/falling | 0 | 0 | 0 | 0 | 0 | 0 | 0 | 0 | 0 | 0
| Sydney_Trains_Wallerawang | Yes | HV | Steady/falling | 0 | 0 | 0 | 0 | 0 | 0 | 0 | 0 | 0 | 0 | Sydney_Trains_Wallerawang | Yes | HV | Steady/falling | 0 | 0 | 0 | 0 | 0 | 0 | 0 | 0 | 0 | 0 | Sydney_Trains_Wallerawang | Yes | HV | Steady/falling | 0 | 0 | 0 | 0 | 0 | 0 | 0 | 0 | 0 | 0
| Blaxland | No | HV | Steady/falling | 0 | 0 | 0 | 0 | 0 | 0 | 0 | 0 | 0 | 0 | Blaxland | No | HV | Steady/falling | 0 | 0 | 0 | 0 | 0 | 0 | 0 | 0 | 0 | 0 | Blaxland | No | HV | Steady/falling | 0 | 0 | 0 | 0 | 0 | 0 | 0 | 0 | 0 | 0
| Springwood | No | HV | Steady/falling | 0 | 0 | 0 | 0 | 0 | 0 | 0 | 0 | 0 | 0 | Springwood | No | HV | Steady/falling | 0 | 0 | 0 | 0 | 0 | 0 | 0 | 0 | 0 | 0 | Springwood | No | HV | Steady/falling | 0 | 0 | 0 | 0 | 0 | 0 | 0 | 0 | 0 | 0
| Bonnyrigg | No | HV | Small growth | 0 | 0 | 0 | 0 | 0 | 0 | 0 | 0 | 0 | 0 | Bonnyrigg | No | HV | Small growth | 0 | 0 | 0 | 0 | 0 | 0 | 0 | 0 | 0 | 0 | Bonnyrigg | No | HV | Small growth | 0 | 0 | 0 | 0 | 0 | 0 | 0 | 0 | 0 | 0
| Hinchinbrook | No | HV | Small growth | 0 | 0 | 0 | 0 | 0 | 0 | 0 | 0 | 0 | 0 | Hinchinbrook | No | HV | Small growth | 0 | 0 | 0 | 0 | 0 | 0 | 0 | 0 | 0 | 0 | Hinchinbrook | No | HV | Small growth | 0 | 0 | 0 | 0 | 0 | 0 | 0 | 0 | 0 | 0
| Homepride | No | HV | High growth | 0 | 0 | 0 | 0 | 0 | 0 | 0 | 0 | 0 | 0 | Homepride | No | HV | High growth | 0 | 0 | 0 | 0 | 0 | 0 | 0 | 0 | 0 | 0 | Homepride | No | HV | High growth | 0 | 0 | 0 | 0 | 0 | 0 | 0 | 0 | 0 | 0
| Hoxton_Park | No | HV | Steady/falling | 0 | 0 | 0 | 0 | 0 | 0 | 0 | 0 | 0 | 0 | Hoxton_Park | No | HV | Steady/falling | 0 | 0 | 0 | 0 | 0 | 0 | 0 | 0 | 0 | 0 | Hoxton_Park | No | HV | Steady/falling | 0 | 0 | 0 | 0 | 0 | 0 | 0 | 0 | 0 | 0
| Kemps_Creek | No | HV | High growth | 0 | 0 | 0 | 0 | 0 | 0 | 0 | 0 | 0 | 0 | Kemps_Creek | No | HV | High growth | 0 | 0 | 0 | 0 | 0 | 0 | 0 | 0 | 0 | 0 | Kemps_Creek | No | HV | High growth | 0 | 0 | 0 | 0 | 0 | 0 | 0 | 0 | 0 | 0
| Prestons | No | HV | Steady/falling | 0 | 0 | 0 | 0 | 0 | 0 | 0 | 0 | 0 | 0 | Prestons | No | HV | Steady/falling | 0 | 0 | 0 | 0 | 0 | 0 | 0 | 0 | 0 | 0 | Prestons | No | HV | Steady/falling | 0 | 0 | 0 | 0 | 0 | 0 | 0 | 0 | 0 | 0
| West_Liverpool_ZS | No | HV | Small growth | 0 | 0 | 0 | 0 | 0 | 0 | 0 | 0 | 0 | 0 | West_Liverpool_ZS | No | HV | Small growth | 0 | 0 | 0 | 0 | 0 | 0 | 0 | 0 | 0 | 0 | West_Liverpool_ZS | No | HV | Small growth | 0 | 0 | 0 | 0 | 0 | 0 | 0 | 0 | 0 | 0
| Tomerong_ZS | No | HV | Steady/falling | 0 | 0 | 0 | 0 | 0 | 0 | 0 | 0 | 0 | 0 | Tomerong_ZS | No | HV | Steady/falling | 0 | 0 | 0 | 0 | 0 | 0 | 0 | 0 | 0 | 0 | Tomerong_ZS | No | HV | Steady/falling | 0 | 0 | 0 | 0 | 0 | 0 | 0 | 0 | 0 | 0
| Jasper_Road | No | ST | Small growth | 0 | 0 | 0 | 0 | 0 | 0 | 0 | 0 | 0 | 0 | Jasper_Road | No | ST | Small growth | 0 | 0 | 0 | 0 | 0 | 0 | 0 | 0 | 0 | 0 | Jasper_Road | No | ST | Small growth | 0 | 0 | 0 | 0 | 0 | 0 | 0 | 0 | 0 | 0
| Northmead | No | ST | Steady/falling | 0 | 0 | 0 | 0 | 0 | 0 | 0 | 0 | 0 | 0 | Northmead | No | ST | Steady/falling | 0 | 0 | 0 | 0 | 0 | 0 | 0 | 0 | 0 | 0 | Northmead | No | ST | Steady/falling | 0 | 0 | 0 | 0 | 0 | 0 | 0 | 0 | 0 | 0
| North_Rocks | No | ST | Steady/falling | 0 | 0 | 0 | 0 | 0 | 0 | 0 | 0 | 0 | 0 | North_Rocks | No | ST | Steady/falling | 0 | 0 | 0 | 0 | 0 | 0 | 0 | 0 | 0 | 0 | North_Rocks | No | ST | Steady/falling | 0 | 0 | 0 | 0 | 0 | 0 | 0 | 0 | 0 | 0
| Seven_Hills | No | ST | Small growth | 0 | 0 | 0 | 0 | 0 | 0 | 0 | 0 | 0 | 0 | Seven_Hills | No | ST | Small growth | 0 | 0 | 0 | 0 | 0 | 0 | 0 | 0 | 0 | 0 | Seven_Hills | No | ST | Small growth | 0 | 0 | 0 | 0 | 0 | 0 | 0 | 0 | 0 | 0
| Westmead | No | ST | High growth | 0 | 0 | 0 | 0 | 0 | 0 | 0 | 0 | 0 | 0 | Westmead | No | ST | High growth | 0 | 0 | 0 | 0 | 6417500 | 6417500 | 6040000 | 0 | 0 | 0 | Westmead | No | ST | High growth | 0 | 0 | 0 | 0 | 0 | 0 | 0 | 0 | 0 | 0
| Undiversified | Exclude | ST | High growth | 0 | 0 | 0 | 0 | 0 | 0 | 0 | 0 | 0 | 0 | Undiversified | Exclude | ST | High growth | 0 | 0 | 0 | 0 | 0 | 0 | 0 | 0 | 0 | 0 | Undiversified | Exclude | ST | High growth | 0 | 0 | 0 | 0 | 0 | 0 | 0 | 0 | 0 | 0
| Diversified | Exclude | ST | Small growth | 0 | 0 | 0 | 0 | 0 | 0 | 0 | 0 | 0 | 0 | Diversified | Exclude | ST | Small growth | 0 | 0 | 0 | 0 | 0 | 0 | 0 | 0 | 0 | 0 | Diversified | Exclude | ST | Small growth | 0 | 0 | 0 | 0 | 0 | 0 | 0 | 0 | 0 | 0
| Estimated System Normal | Exclude | ST | Small growth | 0 | 0 | 0 | 0 | 0 | 0 | 0 | 0 | 0 | 0 | Estimated System Normal | Exclude | ST | Small growth | 0 | 0 | 0 | 0 | 0 | 0 | 0 | 0 | 0 | 0 | Estimated System Normal | Exclude | ST | Small growth | 0 | 0 | 0 | 0 | 0 | 0 | 0 | 0 | 0 | 0
| Bulli | No | ST | Small growth | 0 | 0 | 0 | 0 | 0 | 0 | 0 | 0 | 0 | 0 | Bulli | No | ST | Small growth | 0 | 0 | 0 | 0 | 0 | 0 | 0 | 0 | 0 | 0 | Bulli | No | ST | Small growth | 0 | 0 | 0 | 0 | 0 | 0 | 0 | 0 | 0 | 0
| Corrimal | No | ST | Steady/falling | 0 | 0 | 0 | 0 | 0 | 0 | 0 | 0 | 0 | 0 | Corrimal | No | ST | Steady/falling | 0 | 0 | 0 | 0 | 0 | 0 | 0 | 0 | 0 | 0 | Corrimal | No | ST | Steady/falling | 0 | 0 | 0 | 0 | 0 | 0 | 0 | 0 | 0 | 0
| Darkes_Forest | No | ST | Steady/falling | 0 | 0 | 0 | 0 | 0 | 0 | 0 | 0 | 0 | 0 | Darkes_Forest | No | ST | Steady/falling | 0 | 0 | 0 | 0 | 0 | 0 | 0 | 0 | 0 | 0 | Darkes_Forest | No | ST | Steady/falling | 0 | 0 | 0 | 0 | 0 | 0 | 0 | 0 | 0 | 0
| Helensburgh | No | ST | Steady/falling | 0 | 0 | 0 | 0 | 0 | 0 | 0 | 0 | 0 | 0 | Helensburgh | No | ST | Steady/falling | 0 | 0 | 0 | 0 | 0 | 0 | 0 | 0 | 0 | 0 | Helensburgh | No | ST | Steady/falling | 0 | 0 | 0 | 0 | 0 | 0 | 0 | 0 | 0 | 0
| Helenburgh_Colliery | Yes | ST | Steady/falling | 0 | 0 | 0 | 0 | 0 | 0 | 0 | 0 | 0 | 0 | Helenburgh_Colliery | Yes | ST | Steady/falling | 0 | 0 | 0 | 0 | 0 | 0 | 0 | 0 | 0 | 0 | Helenburgh_Colliery | Yes | ST | Steady/falling | 0 | 0 | 0 | 0 | 0 | 0 | 0 | 0 | 0 | 0
| Mt_Ousley | No | ST | Steady/falling | 0 | 0 | 0 | 0 | 0 | 0 | 0 | 0 | 0 | 0 | Mt_Ousley | No | ST | Steady/falling | 0 | 0 | 0 | 0 | 0 | 0 | 0 | 0 | 0 | 0 | Mt_Ousley | No | ST | Steady/falling | 0 | 0 | 0 | 0 | 0 | 0 | 0 | 0 | 0 | 0
| Russell_Vale | No | ST | Small growth | 0 | 0 | 0 | 0 | 0 | 0 | 0 | 0 | 0 | 0 | Russell_Vale | No | ST | Small growth | 0 | 0 | 0 | 0 | 0 | 0 | 0 | 0 | 0 | 0 | Russell_Vale | No | ST | Small growth | 0 | 0 | 0 | 0 | 0 | 0 | 0 | 0 | 0 | 0
| South_Bulli_Colliery | Yes | ST | Steady/falling | 0 | 0 | 0 | 0 | 0 | 0 | 0 | 0 | 0 | 0 | South_Bulli_Colliery | Yes | ST | Steady/falling | 0 | 0 | 0 | 0 | 0 | 0 | 0 | 0 | 0 | 0 | South_Bulli_Colliery | Yes | ST | Steady/falling | 0 | 0 | 0 | 0 | 0 | 0 | 0 | 0 | 0 | 0
| Wombarra | No | ST | Small growth | 0 | 0 | 0 | 0 | 0 | 0 | 0 | 0 | 0 | 0 | Wombarra | No | ST | Small growth | 0 | 0 | 0 | 0 | 0 | 0 | 0 | 0 | 0 | 0 | Wombarra | No | ST | Small growth | 0 | 0 | 0 | 0 | 0 | 0 | 0 | 0 | 0 | 0
| ABC_Tissues | Yes | ST | Steady/falling | 0 | 0 | 0 | 0 | 0 | 0 | 0 | 0 | 0 | 0 | ABC_Tissues | Yes | ST | Steady/falling | 0 | 0 | 0 | 0 | 0 | 0 | 0 | 0 | 0 | 0 | ABC_Tissues | Yes | ST | Steady/falling | 0 | 0 | 0 | 0 | 0 | 0 | 0 | 0 | 0 | 0
| Sydney_Trains_Blacktown | Yes | ST | Steady/falling | 0 | 0 | 0 | 0 | 0 | 0 | 0 | 0 | 0 | 0 | Sydney_Trains_Blacktown | Yes | ST | Steady/falling | 0 | 0 | 0 | 0 | 0 | 0 | 0 | 0 | 0 | 0 | Sydney_Trains_Blacktown | Yes | ST | Steady/falling | 0 | 0 | 0 | 0 | 0 | 0 | 0 | 0 | 0 | 0
| Bossley_Park | No | ST | Steady/falling | 0 | 0 | 0 | 0 | 0 | 0 | 0 | 0 | 0 | 0 | Bossley_Park | No | ST | Steady/falling | 0 | 0 | 0 | 0 | 0 | 0 | 0 | 0 | 0 | 0 | Bossley_Park | No | ST | Steady/falling | 200000 | 0 | 0 | 0 | 0 | 0 | 0 | 0 | 0 | 0
| Doonside | No | ST | Steady/falling | 0 | 0 | 0 | 0 | 0 | 0 | 0 | 0 | 0 | 0 | Doonside | No | ST | Steady/falling | 0 | 0 | 0 | 0 | 0 | 0 | 0 | 0 | 0 | 0 | Doonside | No | ST | Steady/falling | 0 | 0 | 0 | 0 | 0 | 0 | 0 | 0 | 0 | 0
| Fujitsu_Data | Yes | ST | High growth | 0 | 0 | 0 | 0 | 0 | 0 | 0 | 0 | 0 | 0 | Fujitsu_Data | Yes | ST | High growth | 0 | 0 | 0 | 0 | 0 | 0 | 0 | 0 | 0 | 0 | Fujitsu_Data | Yes | ST | High growth | 0 | 0 | 0 | 0 | 0 | 0 | 0 | 0 | 0 | 0
| Greystanes | No | ST | Steady/falling | 0 | 0 | 0 | 0 | 0 | 0 | 0 | 0 | 0 | 0 | Greystanes | No | ST | Steady/falling | 0 | 0 | 0 | 0 | 0 | 0 | 0 | 0 | 0 | 0 | Greystanes | No | ST | Steady/falling | 0 | 0 | 0 | 0 | 0 | 6970000 | 6970000 | 7000000 | 0 | 0
| Holroyd | No | ST | Steady/falling | 0 | 0 | 0 | 0 | 0 | 0 | 0 | 0 | 0 | 0 | Holroyd | No | ST | Steady/falling | 0 | 0 | 0 | 0 | 0 | 0 | 0 | 0 | 0 | 0 | Holroyd | No | ST | Steady/falling | 0 | 0 | 0 | 0 | 0 | 0 | 0 | 0 | 0 | 0
| Leabons_Lane | No | ST | Small growth | 0 | 0 | 0 | 0 | 0 | 0 | 0 | 0 | 0 | 0 | Leabons_Lane | No | ST | Small growth | 0 | 0 | 0 | 0 | 0 | 0 | 0 | 0 | 0 | 0 | Leabons_Lane | No | ST | Small growth | 75000 | 0 | 0 | 0 | 0 | 0 | 0 | 0 | 0 | 0
| Marayong | No | ST | Steady/falling | 0 | 0 | 0 | 0 | 0 | 0 | 0 | 0 | 0 | 0 | Marayong | No | ST | Steady/falling | 0 | 0 | 0 | 0 | 0 | 0 | 0 | 0 | 0 | 0 | Marayong | No | ST | Steady/falling | 13051000 | 6698000 | 0 | 0 | 0 | 0 | 0 | 0 | 0 | 0
| Newton | No | ST | Small growth | 0 | 0 | 0 | 0 | 0 | 0 | 0 | 0 | 0 | 0 | Newton | No | ST | Small growth | 0 | 0 | 0 | 0 | 0 | 0 | 0 | 0 | 0 | 0 | Newton | No | ST | Small growth | 0 | 0 | 0 | 0 | 0 | 0 | 0 | 0 | 0 | 0
| Prospect | No | ST | Small growth | 0 | 0 | 0 | 0 | 0 | 0 | 0 | 0 | 0 | 0 | Prospect | No | ST | Small growth | 0 | 0 | 0 | 0 | 0 | 0 | 0 | 0 | 0 | 0 | Prospect | No | ST | Small growth | 2449406 | 0 | 0 | 0 | 0 | 0 | 0 | 0 | 0 | 0
| Prspect_East | Yes | ST | Steady/falling | 0 | 0 | 0 | 0 | 0 | 0 | 0 | 0 | 0 | 0 | Prspect_East | Yes | ST | Steady/falling | 0 | 0 | 0 | 0 | 0 | 0 | 0 | 0 | 0 | 0 | Prspect_East | Yes | ST | Steady/falling | 0 | 0 | 0 | 0 | 0 | 0 | 0 | 0 | 0 | 0
| Prospect_South | Yes | ST | Steady/falling | 0 | 0 | 0 | 0 | 0 | 0 | 0 | 0 | 0 | 0 | Prospect_South | Yes | ST | Steady/falling | 0 | 0 | 0 | 0 | 0 | 0 | 0 | 0 | 0 | 0 | Prospect_South | Yes | ST | Steady/falling | 0 | 0 | 0 | 0 | 0 | 0 | 0 | 0 | 0 | 0
| Quarries | No | ST | High growth | 0 | 0 | 0 | 0 | 0 | 0 | 0 | 0 | 0 | 0 | Quarries | No | ST | High growth | 0 | 0 | 0 | 0 | 0 | 0 | 0 | 0 | 0 | 0 | Quarries | No | ST | High growth | 0 | 0 | 0 | 0 | 0 | 0 | 0 | 0 | 0 | 0
| Sydney_Trains_Toongabbie | Yes | ST | Steady/falling | 0 | 0 | 0 | 0 | 0 | 0 | 0 | 0 | 0 | 0 | Sydney_Trains_Toongabbie | Yes | ST | Steady/falling | 0 | 0 | 0 | 0 | 0 | 0 | 0 | 0 | 0 | 0 | Sydney_Trains_Toongabbie | Yes | ST | Steady/falling | 0 | 0 | 0 | 0 | 0 | 0 | 0 | 0 | 0 | 0
| ING_Alcan | Yes | ST | Steady/falling | 0 | 0 | 0 | 0 | 0 | 0 | 0 | 0 | 0 | 0 | ING_Alcan | Yes | ST | Steady/falling | 0 | 0 | 0 | 0 | 0 | 0 | 0 | 0 | 0 | 0 | ING_Alcan | Yes | ST | Steady/falling | 0 | 0 | 0 | 0 | 0 | 0 | 0 | 0 | 0 | 0
| Granville | No | ST | Steady/falling | 0 | 0 | 0 | 0 | 0 | 0 | 0 | 0 | 0 | 0 | Granville | No | ST | Steady/falling | 0 | 0 | 0 | 0 | 0 | 0 | 0 | 0 | 0 | 0 | Granville | No | ST | Steady/falling | 0 | 0 | 0 | 0 | 0 | 0 | 0 | 0 | 0 | 0
| Lennox | No | ST | Small growth | 0 | 0 | 0 | 0 | 0 | 0 | 0 | 0 | 0 | 0 | Lennox | No | ST | Small growth | 0 | 0 | 0 | 0 | 0 | 0 | 0 | 0 | 0 | 0 | Lennox | No | ST | Small growth | 0 | 0 | 0 | 0 | 0 | 0 | 0 | 0 | 0 | 0
| Parramatta | No | ST | Steady/falling | 0 | 0 | 0 | 0 | 0 | 0 | 0 | 0 | 0 | 0 | Parramatta | No | ST | Steady/falling | 0 | 0 | 0 | 0 | 0 | 0 | 0 | 0 | 0 | 0 | Parramatta | No | ST | Steady/falling | 0 | 0 | 0 | 0 | 0 | 0 | 0 | 0 | 0 | 0
| Rosehill | No | ST | High growth | 0 | 0 | 0 | 0 | 0 | 0 | 0 | 0 | 0 | 0 | Rosehill | No | ST | High growth | 0 | 0 | 0 | 0 | 0 | 0 | 0 | 0 | 0 | 0 | Rosehill | No | ST | High growth | 0 | 0 | 0 | 0 | 0 | 0 | 0 | 0 | 0 | 0
| Viva_Energy | Yes | ST | Steady/falling | 0 | 0 | 0 | 0 | 0 | 0 | 0 | 0 | 0 | 0 | Viva_Energy | Yes | ST | Steady/falling | 0 | 0 | 0 | 0 | 0 | 0 | 0 | 0 | 0 | 0 | Viva_Energy | Yes | ST | Steady/falling | 0 | 0 | 0 | 0 | 0 | 0 | 0 | 0 | 0 | 0
| Ausgrid_Auburn | Yes | ST | High growth | 0 | 0 | 0 | 0 | 0 | 0 | 0 | 0 | 0 | 0 | Ausgrid_Auburn | Yes | ST | High growth | 0 | 0 | 0 | 0 | 0 | 0 | 0 | 0 | 0 | 0 | Ausgrid_Auburn | Yes | ST | High growth | 0 | 0 | 0 | 0 | 0 | 0 | 0 | 0 | 0 | 0
| Ausgrid_Lidcombe | Yes | ST | High growth | 0 | 0 | 0 | 0 | 0 | 0 | 0 | 0 | 0 | 0 | Ausgrid_Lidcombe | Yes | ST | High growth | 0 | 0 | 0 | 0 | 0 | 0 | 0 | 0 | 0 | 0 | Ausgrid_Lidcombe | Yes | ST | High growth | 0 | 0 | 0 | 0 | 0 | 0 | 0 | 0 | 0 | 0
| Castle_Hill | No | ST | High growth | 0 | 0 | 0 | 0 | 0 | 0 | 0 | 0 | 0 | 0 | Castle_Hill | No | ST | High growth | 0 | 0 | 0 | 0 | 0 | 0 | 0 | 0 | 0 | 0 | Castle_Hill | No | ST | High growth | 163333 | 0 | 0 | 0 | 0 | 0 | 0 | 0 | 0 | 0
| Dundas | No | ST | Steady/falling | 0 | 0 | 0 | 0 | 0 | 0 | 0 | 0 | 0 | 0 | Dundas | No | ST | Steady/falling | 0 | 0 | 0 | 0 | 0 | 0 | 0 | 0 | 0 | 0 | Dundas | No | ST | Steady/falling | 0 | 0 | 0 | 0 | 0 | 0 | 0 | 0 | 0 | 0
| Rydalmere | No | ST | Steady/falling | 0 | 0 | 0 | 0 | 0 | 0 | 0 | 0 | 0 | 0 | Rydalmere | No | ST | Steady/falling | 0 | 0 | 0 | 0 | 0 | 0 | 0 | 0 | 0 | 0 | Rydalmere | No | ST | Steady/falling | 0 | 0 | 0 | 0 | 0 | 0 | 0 | 0 | 0 | 0
| West_Pennant_Hills | No | ST | Small growth | 0 | 0 | 0 | 0 | 0 | 0 | 0 | 0 | 0 | 0 | West_Pennant_Hills | No | ST | Small growth | 0 | 0 | 0 | 0 | 0 | 0 | 0 | 0 | 0 | 0 | West_Pennant_Hills | No | ST | Small growth | 0 | 0 | 0 | 0 | 0 | 0 | 0 | 0 | 0 | 0
| M1_M2_tunnel | Yes | ST | High growth | 0 | 0 | 0 | 0 | 0 | 0 | 0 | 0 | 0 | 0 | M1_M2_tunnel | Yes | ST | High growth | 0 | 0 | 0 | 0 | 0 | 0 | 0 | 0 | 0 | 0 | M1_M2_tunnel | Yes | ST | High growth | 0 | 0 | 0 | 0 | 0 | 0 | 0 | 0 | 0 | 0
| Ausgrid_Carlingford | Yes | ST | Small growth | 0 | 0 | 0 | 0 | 0 | 0 | 0 | 0 | 0 | 0 | Ausgrid_Carlingford | Yes | ST | Small growth | 0 | 0 | 0 | 0 | 0 | 0 | 0 | 0 | 0 | 0 | Ausgrid_Carlingford | Yes | ST | Small growth | 0 | 0 | 0 | 0 | 0 | 0 | 0 | 0 | 0 | 0
| BlueScope_Steel | Yes | ST | Steady/falling | 0 | 0 | 0 | 0 | 0 | 0 | 0 | 0 | 0 | 0 | BlueScope_Steel | Yes | ST | Steady/falling | 0 | 0 | 0 | 0 | 0 | 0 | 0 | 0 | 0 | 0 | BlueScope_Steel | Yes | ST | Steady/falling | 0 | 0 | 0 | 0 | 0 | 0 | 0 | 0 | 0 | 0
| BOC_Gases | Yes | ST | Steady/falling | 0 | 0 | 0 | 0 | 0 | 0 | 0 | 0 | 0 | 0 | BOC_Gases | Yes | ST | Steady/falling | 0 | 0 | 0 | 0 | 0 | 0 | 0 | 0 | 0 | 0 | BOC_Gases | Yes | ST | Steady/falling | 0 | 0 | 0 | 0 | 0 | 0 | 0 | 0 | 0 | 0
| Burrawang | Yes | ST | Steady/falling | 0 | 0 | 0 | 0 | 0 | 0 | 0 | 0 | 0 | 0 | Burrawang | Yes | ST | Steady/falling | 0 | 0 | 0 | 0 | 0 | 0 | 0 | 0 | 0 | 0 | Burrawang | Yes | ST | Steady/falling | 0 | 0 | 0 | 0 | 0 | 0 | 0 | 0 | 0 | 0
| Batemans_Bay | Yes | ST | Steady/falling | 0 | 0 | 0 | 0 | 0 | 0 | 0 | 0 | 0 | 0 | Batemans_Bay | Yes | ST | Steady/falling | 0 | 0 | 0 | 0 | 0 | 0 | 0 | 0 | 0 | 0 | Batemans_Bay | Yes | ST | Steady/falling | 0 | 0 | 0 | 0 | 0 | 0 | 0 | 0 | 0 | 0
| Ulladulla | No | ST | Small growth | 0 | 0 | 0 | 0 | 0 | 0 | 0 | 0 | 0 | 0 | Ulladulla | No | ST | Small growth | 0 | 0 | 0 | 0 | 3972500 | 3972500 | 0 | 0 | 0 | 0 | Ulladulla | No | ST | Small growth | 0 | 0 | 0 | 0 | 0 | 0 | 0 | 0 | 0 | 0
| West_Dapto | No | ST | High growth | 0 | 0 | 0 | 0 | 0 | 0 | 0 | 0 | 0 | 0 | West_Dapto | No | ST | High growth | 0 | 2000000 | 0 | 2467000 | 4934000 | 4934000 | 0 | 0 | 0 | 0 | West_Dapto | No | ST | High growth | 0 | 0 | 0 | 0 | 0 | 0 | 0 | 0 | 0 | 0
| Yatte_Yattah | No | ST | Steady/falling | 0 | 0 | 0 | 0 | 0 | 0 | 0 | 0 | 0 | 0 | Yatte_Yattah | No | ST | Steady/falling | 0 | 0 | 0 | 0 | 0 | 0 | 0 | 0 | 0 | 0 | Yatte_Yattah | No | ST | Steady/falling | 0 | 0 | 0 | 0 | 0 | 0 | 0 | 0 | 0 | 0
| Edmondson_Park | No | ST | High growth | 0 | 0 | 0 | 0 | 0 | 0 | 0 | 0 | 0 | 0 | Edmondson_Park | No | ST | High growth | 2187000 | 1887804.878 | 5710.8864 | 0 | 0 | 0 | 0 | 0 | 0 | 0 | Edmondson_Park | No | ST | High growth | 0 | 0 | 0 | 0 | 0 | 0 | 0 | 0 | 0 | 0
| Sydney_Trains_Edmondson_Park | Yes | ST | Steady/falling | 0 | 0 | 0 | 0 | 0 | 0 | 0 | 0 | 0 | 0 | Sydney_Trains_Edmondson_Park | Yes | ST | Steady/falling | 0 | 0 | 0 | 0 | 0 | 0 | 0 | 0 | 0 | 0 | Sydney_Trains_Edmondson_Park | Yes | ST | Steady/falling | 0 | 0 | 0 | 0 | 0 | 0 | 0 | 0 | 0 | 0
| BCSC_Berrima | Yes | ST | Steady/falling | 0 | 0 | 0 | 0 | 0 | 0 | 0 | 0 | 0 | 0 | BCSC_Berrima | Yes | ST | Steady/falling | 0 | 0 | 0 | 0 | 0 | 0 | 0 | 0 | 0 | 0 | BCSC_Berrima | Yes | ST | Steady/falling | 0 | 0 | 0 | 0 | 0 | 0 | 0 | 0 | 0 | 0
| Berrima_junction | No | ST | Steady/falling | 0 | 0 | 0 | 0 | 0 | 0 | 0 | 0 | 0 | 0 | Berrima_junction | No | ST | Steady/falling | 0 | 0 | 0 | 0 | 0 | 0 | 0 | 0 | 0 | 0 | Berrima_junction | No | ST | Steady/falling | 0 | 0 | 0 | 0 | 0 | 0 | 0 | 0 | 0 | 0
| Bowral | No | ST | Steady/falling | 0 | 0 | 0 | 0 | 0 | 0 | 0 | 0 | 0 | 0 | Bowral | No | ST | Steady/falling | 0 | 0 | 0 | 0 | 0 | 0 | 0 | 0 | 0 | 0 | Bowral | No | ST | Steady/falling | 0 | 0 | 0 | 0 | 0 | 0 | 0 | 0 | 0 | 0
| Mittagong | No | ST | Steady/falling | 0 | 0 | 0 | 0 | 0 | 0 | 0 | 0 | 0 | 0 | Mittagong | No | ST | Steady/falling | 0 | 0 | 0 | 0 | 0 | 0 | 0 | 0 | 0 | 0 | Mittagong | No | ST | Steady/falling | 0 | 0 | 0 | 0 | 0 | 0 | 0 | 0 | 0 | 0
| Moss_Vale | No | ST | Steady/falling | 0 | 0 | 0 | 0 | 0 | 0 | 0 | 0 | 0 | 0 | Moss_Vale | No | ST | Steady/falling | 0 | 0 | 0 | 0 | 0 | 0 | 0 | 0 | 0 | 0 | Moss_Vale | No | ST | Steady/falling | 0 | 0 | 0 | 0 | 0 | 0 | 0 | 0 | 0 | 0
| Ringwood | No | ST | Steady/falling | 0 | 0 | 0 | 0 | 0 | 0 | 0 | 0 | 0 | 0 | Ringwood | No | ST | Steady/falling | 0 | 0 | 0 | 0 | 0 | 0 | 0 | 0 | 0 | 0 | Ringwood | No | ST | Steady/falling | 0 | 0 | 0 | 0 | 0 | 0 | 0 | 0 | 0 | 0
| Robertson | No | ST | Steady/falling | 0 | 0 | 0 | 0 | 0 | 0 | 0 | 0 | 0 | 0 | Robertson | No | ST | Steady/falling | 0 | 0 | 0 | 0 | 0 | 0 | 0 | 0 | 0 | 0 | Robertson | No | ST | Steady/falling | 0 | 0 | 0 | 0 | 0 | 0 | 0 | 0 | 0 | 0
| Tycan | Yes | ST | Steady/falling | 0 | 0 | 0 | 0 | 0 | 0 | 0 | 0 | 0 | 0 | Tycan | Yes | ST | Steady/falling | 0 | 0 | 0 | 0 | 0 | 0 | 0 | 0 | 0 | 0 | Tycan | Yes | ST | Steady/falling | 0 | 0 | 0 | 0 | 0 | 0 | 0 | 0 | 0 | 0
| Tyree | Yes | ST | Steady/falling | 0 | 0 | 0 | 0 | 0 | 0 | 0 | 0 | 0 | 0 | Tyree | Yes | ST | Steady/falling | 0 | 0 | 0 | 0 | 0 | 0 | 0 | 0 | 0 | 0 | Tyree | Yes | ST | Steady/falling | 0 | 0 | 0 | 0 | 0 | 0 | 0 | 0 | 0 | 0
| Water_Board_Dams | Yes | ST | Steady/falling | 0 | 0 | 0 | 0 | 0 | 0 | 0 | 0 | 0 | 0 | Water_Board_Dams | Yes | ST | Steady/falling | 0 | 0 | 0 | 0 | 0 | 0 | 0 | 0 | 0 | 0 | Water_Board_Dams | Yes | ST | Steady/falling | 0 | 0 | 0 | 0 | 0 | 0 | 0 | 0 | 0 | 0
| Cabramatta | No | ST | Steady/falling | 0 | 0 | 0 | 0 | 0 | 0 | 0 | 0 | 0 | 0 | Cabramatta | No | ST | Steady/falling | 0 | 0 | 0 | 0 | 0 | 0 | 0 | 0 | 0 | 0 | Cabramatta | No | ST | Steady/falling | 0 | 0 | 0 | 0 | 0 | 0 | 0 | 0 | 0 | 0
| Carramar | No | ST | Steady/falling | 0 | 0 | 0 | 0 | 0 | 0 | 0 | 0 | 0 | 0 | Carramar | No | ST | Steady/falling | 0 | 0 | 0 | 0 | 0 | 0 | 0 | 0 | 0 | 0 | Carramar | No | ST | Steady/falling | 0 | 0 | 0 | 0 | 0 | 0 | 0 | 0 | 0 | 0
| Comalco | Yes | ST | Steady/falling | 0 | 0 | 0 | 0 | 0 | 0 | 0 | 0 | 0 | 0 | Comalco | Yes | ST | Steady/falling | 0 | 0 | 0 | 0 | 0 | 0 | 0 | 0 | 0 | 0 | Comalco | Yes | ST | Steady/falling | 0 | 0 | 0 | 0 | 0 | 0 | 0 | 0 | 0 | 0
| Fairfield | No | ST | Small growth | 0 | 0 | 0 | 0 | 0 | 0 | 0 | 0 | 0 | 0 | Fairfield | No | ST | Small growth | 0 | 0 | 0 | 0 | 0 | 0 | 0 | 0 | 0 | 0 | Fairfield | No | ST | Small growth | 0 | 0 | 0 | 0 | 0 | 0 | 0 | 0 | 0 | 0
| Sherwood | No | ST | Steady/falling | 0 | 0 | 0 | 0 | 0 | 0 | 0 | 0 | 0 | 0 | Sherwood | No | ST | Steady/falling | 0 | 0 | 0 | 0 | 0 | 0 | 0 | 0 | 0 | 0 | Sherwood | No | ST | Steady/falling | 0 | 0 | 0 | 0 | 0 | 0 | 0 | 0 | 0 | 0
| Smithfield | No | ST | Steady/falling | 0 | 0 | 0 | 0 | 0 | 0 | 0 | 0 | 0 | 0 | Smithfield | No | ST | Steady/falling | 0 | 0 | 0 | 0 | 0 | 0 | 0 | 0 | 0 | 0 | Smithfield | No | ST | Steady/falling | 0 | 0 | 0 | 0 | 0 | 0 | 0 | 0 | 0 | 0
| South_Granville | No | ST | Steady/falling | 0 | 0 | 0 | 0 | 0 | 0 | 0 | 0 | 0 | 0 | South_Granville | No | ST | Steady/falling | 0 | 0 | 0 | 0 | 0 | 0 | 0 | 0 | 0 | 0 | South_Granville | No | ST | Steady/falling | 0 | 0 | 0 | 0 | 0 | 0 | 0 | 0 | 0 | 0
| Visy_Paper_SPC | Yes | ST | Steady/falling | 0 | 0 | 0 | 0 | 0 | 0 | 0 | 0 | 0 | 0 | Visy_Paper_SPC | Yes | ST | Steady/falling | 0 | 0 | 0 | 0 | 0 | 0 | 0 | 0 | 0 | 0 | Visy_Paper_SPC | Yes | ST | Steady/falling | 0 | 0 | 0 | 0 | 0 | 0 | 0 | 0 | 0 | 0
| Woodpark | No | ST | Small growth | 0 | 0 | 0 | 0 | 0 | 0 | 0 | 0 | 0 | 0 | Woodpark | No | ST | Small growth | 0 | 0 | 0 | 0 | 0 | 0 | 0 | 0 | 0 | 0 | Woodpark | No | ST | Small growth | 0 | 0 | 0 | 0 | 0 | 0 | 0 | 0 | 0 | 0
| Yennora | No | ST | Steady/falling | 0 | 0 | 0 | 0 | 0 | 0 | 0 | 0 | 0 | 0 | Yennora | No | ST | Steady/falling | 0 | 0 | 0 | 0 | 0 | 0 | 0 | 0 | 0 | 0 | Yennora | No | ST | Steady/falling | 0 | 0 | 0 | 0 | 0 | 0 | 0 | 0 | 0 | 0
| Ausgrid_Guildford | Yes | ST | Small growth | 0 | 0 | 0 | 0 | 0 | 0 | 0 | 0 | 0 | 0 | Ausgrid_Guildford | Yes | ST | Small growth | 0 | 0 | 0 | 0 | 0 | 0 | 0 | 0 | 0 | 0 | Ausgrid_Guildford | Yes | ST | Small growth | 0 | 0 | 0 | 0 | 0 | 0 | 0 | 0 | 0 | 0
| Cattai | No | ST | Steady/falling | 0 | 0 | 0 | 0 | 0 | 0 | 0 | 0 | 0 | 0 | Cattai | No | ST | Steady/falling | 0 | 0 | 0 | 0 | 0 | 0 | 0 | 0 | 0 | 0 | Cattai | No | ST | Steady/falling | 0 | 0 | 0 | 0 | 0 | 0 | 0 | 0 | 0 | 0
| Glossodia | No | ST | Steady/falling | 0 | 0 | 0 | 0 | 0 | 0 | 0 | 0 | 0 | 0 | Glossodia | No | ST | Steady/falling | 0 | 0 | 0 | 0 | 0 | 0 | 0 | 0 | 0 | 0 | Glossodia | No | ST | Steady/falling | 0 | 0 | 0 | 0 | 0 | 0 | 0 | 0 | 0 | 0
| Glenorie | No | ST | Steady/falling | 0 | 0 | 0 | 0 | 0 | 0 | 0 | 0 | 0 | 0 | Glenorie | No | ST | Steady/falling | 0 | 0 | 0 | 0 | 0 | 0 | 0 | 0 | 0 | 0 | Glenorie | No | ST | Steady/falling | 0 | 0 | 0 | 0 | 0 | 0 | 0 | 0 | 0 | 0
| East_Richmond | No | ST | Steady/falling | 0 | 0 | 0 | 0 | 0 | 0 | 0 | 0 | 0 | 0 | East_Richmond | No | ST | Steady/falling | 0 | 0 | 0 | 0 | 0 | 0 | 0 | 0 | 0 | 0 | East_Richmond | No | ST | Steady/falling | 0 | 0 | 0 | 0 | 0 | 0 | 0 | 0 | 0 | 0
| Sydney_Trains_Hawkesbury | Yes | ST | Steady/falling | 0 | 0 | 0 | 0 | 0 | 0 | 0 | 0 | 0 | 0 | Sydney_Trains_Hawkesbury | Yes | ST | Steady/falling | 0 | 0 | 0 | 0 | 0 | 0 | 0 | 0 | 0 | 0 | Sydney_Trains_Hawkesbury | Yes | ST | Steady/falling | 0 | 0 | 0 | 0 | 0 | 0 | 0 | 0 | 0 | 0
| Kurrajong | No | ST | Steady/falling | 0 | 0 | 0 | 0 | 0 | 0 | 0 | 0 | 0 | 0 | Kurrajong | No | ST | Steady/falling | 0 | 0 | 0 | 0 | 0 | 0 | 0 | 0 | 0 | 0 | Kurrajong | No | ST | Steady/falling | 0 | 0 | 0 | 0 | 0 | 0 | 0 | 0 | 0 | 0
| North_Richmond | No | ST | Small growth | 0 | 0 | 0 | 0 | 0 | 0 | 0 | 0 | 0 | 0 | North_Richmond | No | ST | Small growth | 0 | 0 | 0 | 0 | 0 | 0 | 0 | 0 | 0 | 0 | North_Richmond | No | ST | Small growth | 0 | 0 | 0 | 0 | 0 | 0 | 0 | 0 | 0 | 0
| Richmond_ | No | ST | Steady/falling | 0 | 0 | 0 | 0 | 0 | 0 | 0 | 0 | 0 | 0 | Richmond_ | No | ST | Steady/falling | 0 | 0 | 0 | 0 | 0 | 0 | 0 | 0 | 0 | 0 | Richmond_ | No | ST | Steady/falling | 0 | 0 | 0 | 0 | 0 | 0 | 0 | 0 | 0 | 0
| Riverstone | No | ST | High growth | 0 | 0 | 0 | 0 | 0 | 0 | 0 | 0 | 0 | 0 | Riverstone | No | ST | High growth | 0 | 6000000 | 0 | 4129000 | 8258000 | 8258000 | 0 | 0 | 0 | 0 | Riverstone | No | ST | High growth | 0 | 0 | 0 | 0 | 0 | 0 | 0 | 0 | 0 | 0
| South_Windsor | No | ST | Small growth | 0 | 0 | 0 | 0 | 0 | 0 | 0 | 0 | 0 | 0 | South_Windsor | No | ST | Small growth | 0 | 0 | 0 | 0 | 0 | 0 | 0 | 0 | 0 | 0 | South_Windsor | No | ST | Small growth | 0 | 0 | 0 | 0 | 0 | 0 | 0 | 0 | 0 | 0
| Windsor_ | No | ST | Small growth | 0 | 0 | 0 | 0 | 0 | 0 | 0 | 0 | 0 | 0 | Windsor_ | No | ST | Small growth | 0 | 0 | 0 | 0 | 0 | 0 | 0 | 0 | 0 | 0 | Windsor_ | No | ST | Small growth | 0 | 0 | 0 | 0 | 0 | 0 | 0 | 0 | 0 | 0
| Wisemans | No | ST | Steady/falling | 0 | 0 | 0 | 0 | 0 | 0 | 0 | 0 | 0 | 0 | Wisemans | No | ST | Steady/falling | 0 | 0 | 0 | 0 | 0 | 0 | 0 | 0 | 0 | 0 | Wisemans | No | ST | Steady/falling | 0 | 0 | 0 | 0 | 0 | 0 | 0 | 0 | 0 | 0
| Granville_132kV | No | ST | High growth | 0 | 0 | 0 | 0 | 0 | 0 | 0 | 0 | 0 | 0 | Granville_132kV | No | ST | High growth | 0 | 0 | 0 | 0 | 0 | 0 | 0 | 0 | 0 | 0 | Granville_132kV | No | ST | High growth | 0 | 0 | 0 | 0 | 0 | 0 | 0 | 0 | 0 | 0
| North_Parramatta | No | ST | High growth | 0 | 0 | 0 | 0 | 0 | 0 | 0 | 0 | 0 | 0 | North_Parramatta | No | ST | High growth | 0 | 0 | 0 | 0 | 0 | 0 | 0 | 0 | 0 | 0 | North_Parramatta | No | ST | High growth | 0 | 0 | 0 | 0 | 0 | 0 | 0 | 0 | 0 | 0
| West_Parramatta | No | ST | High growth | 0 | 0 | 0 | 0 | 0 | 0 | 0 | 0 | 0 | 0 | West_Parramatta | No | ST | High growth | 0 | 0 | 0 | 0 | 0 | 0 | 0 | 0 | 0 | 0 | West_Parramatta | No | ST | High growth | 0 | 0 | 0 | 0 | 0 | 0 | 0 | 0 | 0 | 0
| APC_Kandos | Yes | ST | Steady/falling | 0 | 0 | 0 | 0 | 0 | 0 | 0 | 0 | 0 | 0 | APC_Kandos | Yes | ST | Steady/falling | 0 | 0 | 0 | 0 | 0 | 0 | 0 | 0 | 0 | 0 | APC_Kandos | Yes | ST | Steady/falling | 0 | 0 | 0 | 0 | 0 | 0 | 0 | 0 | 0 | 0
| Bylong | No | ST | Steady/falling | 0 | 0 | 0 | 0 | 0 | 0 | 0 | 0 | 0 | 0 | Bylong | No | ST | Steady/falling | 0 | 0 | 0 | 0 | 0 | 0 | 0 | 0 | 0 | 0 | Bylong | No | ST | Steady/falling | 0 | 0 | 0 | 0 | 0 | 0 | 0 | 0 | 0 | 0
| Kepco_Mine | Yes | ST | High growth | 0 | 0 | 0 | 0 | 0 | 0 | 0 | 0 | 0 | 0 | Kepco_Mine | Yes | ST | High growth | 0 | 0 | 0 | 0 | 0 | 0 | 0 | 0 | 0 | 0 | Kepco_Mine | Yes | ST | High growth | 0 | 0 | 0 | 0 | 0 | 0 | 0 | 0 | 0 | 0
| Ilford_Hall | No | ST | Steady/falling | 0 | 0 | 0 | 0 | 0 | 0 | 0 | 0 | 0 | 0 | Ilford_Hall | No | ST | Steady/falling | 0 | 0 | 0 | 0 | 0 | 0 | 0 | 0 | 0 | 0 | Ilford_Hall | No | ST | Steady/falling | 0 | 0 | 0 | 0 | 0 | 0 | 0 | 0 | 0 | 0
| Kandos | No | ST | Steady/falling | 0 | 0 | 0 | 0 | 0 | 0 | 0 | 0 | 0 | 0 | Kandos | No | ST | Steady/falling | 0 | 0 | 0 | 0 | 0 | 0 | 0 | 0 | 0 | 0 | Kandos | No | ST | Steady/falling | 0 | 0 | 0 | 0 | 0 | 0 | 0 | 0 | 0 | 0
| Bow_Bowing | No | ST | Steady/falling | 0 | 0 | 0 | 0 | 0 | 0 | 0 | 0 | 0 | 0 | Bow_Bowing | No | ST | Steady/falling | 0 | 0 | 0 | 0 | 0 | 0 | 0 | 0 | 0 | 0 | Bow_Bowing | No | ST | Steady/falling | 0 | 0 | 0 | 0 | 0 | 0 | 0 | 0 | 0 | 0
| Macquarie_Fields | No | ST | Small growth | 0 | 0 | 0 | 0 | 0 | 0 | 0 | 0 | 0 | 0 | Macquarie_Fields | No | ST | Small growth | 0 | 0 | 0 | 0 | 0 | 0 | 0 | 0 | 0 | 0 | Macquarie_Fields | No | ST | Small growth | 0 | 0 | 0 | 0 | 0 | 0 | 0 | 0 | 0 | 0
| Minto | No | ST | Small growth | 0 | 0 | 0 | 0 | 0 | 0 | 0 | 0 | 0 | 0 | Minto | No | ST | Small growth | 0 | 0 | 0 | 0 | 0 | 0 | 0 | 0 | 0 | 0 | Minto | No | ST | Small growth | 0 | 0 | 0 | 0 | 0 | 0 | 0 | 0 | 0 | 0
| Blackheath | No | ST | Steady/falling | 0 | 0 | 0 | 0 | 0 | 0 | 0 | 0 | 0 | 0 | Blackheath | No | ST | Steady/falling | 0 | 0 | 0 | 0 | 0 | 0 | 0 | 0 | 0 | 0 | Blackheath | No | ST | Steady/falling | 0 | 0 | 0 | 0 | 0 | 0 | 0 | 0 | 0 | 0
| Katoomba | No | ST | Steady/falling | 0 | 0 | 0 | 0 | 0 | 0 | 0 | 0 | 0 | 0 | Katoomba | No | ST | Steady/falling | 0 | 0 | 0 | 0 | 0 | 0 | 0 | 0 | 0 | 0 | Katoomba | No | ST | Steady/falling | 0 | 0 | 0 | 0 | 0 | 0 | 0 | 0 | 0 | 0
| Wentworth_Falls | No | ST | Steady/falling | 0 | 0 | 0 | 0 | 0 | 0 | 0 | 0 | 0 | 0 | Wentworth_Falls | No | ST | Steady/falling | 0 | 0 | 0 | 0 | 0 | 0 | 0 | 0 | 0 | 0 | Wentworth_Falls | No | ST | Steady/falling | 0 | 0 | 0 | 0 | 0 | 0 | 0 | 0 | 0 | 0
| Hazelbrook | No | ST | Steady/falling | 0 | 0 | 0 | 0 | 0 | 0 | 0 | 0 | 0 | 0 | Hazelbrook | No | ST | Steady/falling | 0 | 0 | 0 | 0 | 0 | 0 | 0 | 0 | 0 | 0 | Hazelbrook | No | ST | Steady/falling | 0 | 0 | 0 | 0 | 0 | 0 | 0 | 0 | 0 | 0
| Sydney_Trains_Lawson | Yes | ST | Steady/falling | 0 | 0 | 0 | 0 | 0 | 0 | 0 | 0 | 0 | 0 | Sydney_Trains_Lawson | Yes | ST | Steady/falling | 0 | 0 | 0 | 0 | 0 | 0 | 0 | 0 | 0 | 0 | Sydney_Trains_Lawson | Yes | ST | Steady/falling | 0 | 0 | 0 | 0 | 0 | 0 | 0 | 0 | 0 | 0
| Abbotsbury | No | ST | Steady/falling | 0 | 0 | 0 | 0 | 0 | 0 | 0 | 0 | 0 | 0 | Abbotsbury | No | ST | Steady/falling | 0 | 0 | 0 | 0 | 0 | 0 | 0 | 0 | 0 | 0 | Abbotsbury | No | ST | Steady/falling | 0 | 0 | 0 | 0 | 0 | 0 | 0 | 0 | 0 | 0
| Anzac_Village | No | ST | High growth | 0 | 0 | 0 | 0 | 0 | 0 | 0 | 0 | 0 | 0 | Anzac_Village | No | ST | High growth | 0 | 0 | 0 | 0 | 0 | 0 | 0 | 0 | 0 | 0 | Anzac_Village | No | ST | High growth | 0 | 0 | 0 | 0 | 0 | 0 | 0 | 0 | 0 | 0
| Canley_Vale | No | ST | Steady/falling | 0 | 0 | 0 | 0 | 0 | 0 | 0 | 0 | 0 | 0 | Canley_Vale | No | ST | Steady/falling | 0 | 0 | 0 | 0 | 0 | 0 | 0 | 0 | 0 | 0 | Canley_Vale | No | ST | Steady/falling | 0 | 0 | 0 | 0 | 0 | 0 | 0 | 0 | 0 | 0
| Casula | No | ST | Small growth | 0 | 0 | 0 | 0 | 0 | 0 | 0 | 0 | 0 | 0 | Casula | No | ST | Small growth | 0 | 0 | 0 | 0 | 0 | 0 | 0 | 0 | 0 | 0 | Casula | No | ST | Small growth | 0 | 0 | 0 | 0 | 0 | 0 | 0 | 0 | 0 | 0
| Chipping_Norton | No | ST | Small growth | 0 | 0 | 0 | 0 | 0 | 0 | 0 | 0 | 0 | 0 | Chipping_Norton | No | ST | Small growth | 0 | 0 | 0 | 0 | 0 | 0 | 0 | 0 | 0 | 0 | Chipping_Norton | No | ST | Small growth | 0 | 0 | 0 | 0 | 0 | 0 | 0 | 0 | 0 | 0
| Liverpool_Military_Area | Yes | ST | High growth | 0 | 0 | 0 | 0 | 0 | 0 | 0 | 0 | 0 | 0 | Liverpool_Military_Area | Yes | ST | High growth | 0 | 0 | 0 | 0 | 0 | 0 | 0 | 0 | 0 | 0 | Liverpool_Military_Area | Yes | ST | High growth | 0 | 0 | 0 | 0 | 0 | 0 | 0 | 0 | 0 | 0
| Liverpool | No | ST | High growth | 0 | 0 | 0 | 0 | 0 | 0 | 0 | 0 | 0 | 0 | Liverpool | No | ST | High growth | 0 | 0 | 0 | 0 | 0 | 0 | 0 | 0 | 0 | 0 | Liverpool | No | ST | High growth | 0 | 0 | 0 | 0 | 0 | 0 | 0 | 0 | 0 | 0
| Moorebank | No | ST | Steady/falling | 0 | 0 | 0 | 0 | 0 | 0 | 0 | 0 | 0 | 0 | Moorebank | No | ST | Steady/falling | 0 | 0 | 0 | 0 | 0 | 0 | 0 | 0 | 0 | 0 | Moorebank | No | ST | Steady/falling | 0 | 0 | 0 | 0 | 0 | 0 | 0 | 0 | 0 | 0
| AWS_Data | No | ST | High growth | 0 | 0 | 0 | 0 | 0 | 0 | 0 | 0 | 0 | 0 | AWS_Data | No | ST | High growth | 0 | 0 | 0 | 0 | 0 | 0 | 0 | 0 | 0 | 0 | AWS_Data | No | ST | High growth | 0 | 0 | 0 | 0 | 0 | 0 | 0 | 0 | 0 | 0
| Oran_Park | No | ST | High growth | 0 | 0 | 0 | 0 | 0 | 0 | 0 | 0 | 0 | 0 | Oran_Park | No | ST | High growth | 0 | 0 | 0 | 0 | 0 | 0 | 0 | 0 | 0 | 0 | Oran_Park | No | ST | High growth | 0 | 0 | 0 | 0 | 0 | 0 | 0 | 0 | 0 | 0
| North_Leppington | No | ST | High growth | 0 | 0 | 0 | 0 | 0 | 0 | 0 | 0 | 0 | 0 | North_Leppington | No | ST | High growth | 10000000 | 2911434.1463 | 284587.7454 | 0 | 0 | 0 | 0 | 0 | 0 | 0 | North_Leppington | No | ST | High growth | 0 | 0 | 0 | 0 | 0 | 0 | 0 | 0 | 0 | 0
| South_Leppington | No | ST | High growth | 0 | 0 | 0 | 0 | 0 | 0 | 0 | 0 | 0 | 0 | South_Leppington | No | ST | High growth | 10900000 | 12195121.9512 | 1903628.7924 | 0 | 0 | 0 | 0 | 0 | 0 | 0 | South_Leppington | No | ST | High growth | 0 | 0 | 0 | 0 | 0 | 0 | 0 | 0 | 0 | 0
| SW_Sector_Macarthur_132 | No | ST | High growth | 0 | 0 | 0 | 0 | 0 | 0 | 0 | 0 | 0 | 0 | SW_Sector_Macarthur_132 | No | ST | High growth | 0 | 0 | 0 | 0 | 0 | 0 | 0 | 0 | 0 | 0 | SW_Sector_Macarthur_132 | No | ST | High growth | 0 | 0 | 0 | 0 | 0 | 0 | 0 | 0 | 0 | 0
| Ambarvale | No | ST | Small growth | 0 | 0 | 0 | 0 | 0 | 0 | 0 | 0 | 0 | 0 | Ambarvale | No | ST | Small growth | 0 | 0 | 0 | 0 | 0 | 0 | 0 | 0 | 0 | 0 | Ambarvale | No | ST | Small growth | 0 | 0 | 0 | 0 | 0 | 0 | 0 | 0 | 0 | 0
| Appin | No | ST | Steady/falling | 0 | 0 | 0 | 0 | 0 | 0 | 0 | 0 | 0 | 0 | Appin | No | ST | Steady/falling | 0 | 0 | 0 | 0 | 0 | 0 | 0 | 0 | 0 | 0 | Appin | No | ST | Steady/falling | 0 | 0 | 0 | 0 | 0 | 0 | 0 | 0 | 0 | 0
| Appin_Top_Pit | Yes | ST | Steady/falling | 0 | 0 | 0 | 0 | 0 | 0 | 0 | 0 | 0 | 0 | Appin_Top_Pit | Yes | ST | Steady/falling | 0 | 0 | 0 | 0 | 0 | 0 | 0 | 0 | 0 | 0 | Appin_Top_Pit | Yes | ST | Steady/falling | 0 | 0 | 0 | 0 | 0 | 0 | 0 | 0 | 0 | 0
| Appin_Colliery | Yes | ST | Steady/falling | 0 | 0 | 0 | 0 | 0 | 0 | 0 | 0 | 0 | 0 | Appin_Colliery | Yes | ST | Steady/falling | 0 | 0 | 0 | 0 | 0 | 0 | 0 | 0 | 0 | 0 | Appin_Colliery | Yes | ST | Steady/falling | 0 | 0 | 0 | 0 | 0 | 0 | 0 | 0 | 0 | 0
| BHP_Douglas_Park | Yes | ST | Steady/falling | 0 | 0 | 0 | 0 | 0 | 0 | 0 | 0 | 0 | 0 | BHP_Douglas_Park | Yes | ST | Steady/falling | 0 | 0 | 0 | 0 | 0 | 0 | 0 | 0 | 0 | 0 | BHP_Douglas_Park | Yes | ST | Steady/falling | 0 | 0 | 0 | 0 | 0 | 0 | 0 | 0 | 0 | 0
| Broughton_Pass | Yes | ST | Steady/falling | 0 | 0 | 0 | 0 | 0 | 0 | 0 | 0 | 0 | 0 | Broughton_Pass | Yes | ST | Steady/falling | 0 | 0 | 0 | 0 | 0 | 0 | 0 | 0 | 0 | 0 | Broughton_Pass | Yes | ST | Steady/falling | 0 | 0 | 0 | 0 | 0 | 0 | 0 | 0 | 0 | 0
| Campbelltown | No | ST | Small growth | 0 | 0 | 0 | 0 | 0 | 0 | 0 | 0 | 0 | 0 | Campbelltown | No | ST | Small growth | 0 | 0 | 0 | 0 | 0 | 0 | 0 | 0 | 0 | 0 | Campbelltown | No | ST | Small growth | 0 | 0 | 0 | 0 | 0 | 0 | 0 | 0 | 0 | 0
| Kentlyn | No | ST | Steady/falling | 0 | 0 | 0 | 0 | 0 | 0 | 0 | 0 | 0 | 0 | Kentlyn | No | ST | Steady/falling | 0 | 0 | 0 | 0 | 0 | 0 | 0 | 0 | 0 | 0 | Kentlyn | No | ST | Steady/falling | 0 | 0 | 0 | 0 | 0 | 0 | 0 | 0 | 0 | 0
| SW_Sector_Macarthur_66 | No | ST | High growth | 0 | 0 | 0 | 0 | 0 | 0 | 0 | 0 | 0 | 0 | SW_Sector_Macarthur_66 | No | ST | High growth | 0 | 0 | 0 | 0 | 0 | 3854000 | 7708000 | 7708000 | 0 | 0 | SW_Sector_Macarthur_66 | No | ST | High growth | 0 | 0 | 0 | 0 | 0 | 0 | 0 | 0 | 0 | 0
| Tower_Colliery | Yes | ST | Steady/falling | 0 | 0 | 0 | 0 | 0 | 0 | 0 | 0 | 0 | 0 | Tower_Colliery | Yes | ST | Steady/falling | 0 | 0 | 0 | 0 | 0 | 0 | 0 | 0 | 0 | 0 | Tower_Colliery | Yes | ST | Steady/falling | 0 | 0 | 0 | 0 | 0 | 0 | 0 | 0 | 0 | 0
| Westcliff_Colliery | Yes | ST | Steady/falling | 0 | 0 | 0 | 0 | 0 | 0 | 0 | 0 | 0 | 0 | Westcliff_Colliery | Yes | ST | Steady/falling | 0 | 0 | 0 | 0 | 0 | 0 | 0 | 0 | 0 | 0 | Westcliff_Colliery | Yes | ST | Steady/falling | 0 | 0 | 0 | 0 | 0 | 0 | 0 | 0 | 0 | 0
| Claremont_Meadows | No | ST | Small growth | 0 | 0 | 0 | 0 | 0 | 0 | 0 | 0 | 0 | 0 | Claremont_Meadows | No | ST | Small growth | 0 | 0 | 0 | 0 | 0 | 0 | 0 | 0 | 0 | 0 | Claremont_Meadows | No | ST | Small growth | 0 | 0 | 0 | 0 | 0 | 0 | 0 | 0 | 0 | 0
| Horsley_Park | No | ST | Steady/falling | 0 | 0 | 0 | 0 | 0 | 0 | 0 | 0 | 0 | 0 | Horsley_Park | No | ST | Steady/falling | 0 | 0 | 0 | 0 | 0 | 0 | 0 | 0 | 0 | 0 | Horsley_Park | No | ST | Steady/falling | 0 | 0 | 0 | 0 | 0 | 0 | 0 | 0 | 0 | 0
| Plumpton | No | ST | Steady/falling | 0 | 0 | 0 | 0 | 0 | 0 | 0 | 0 | 0 | 0 | Plumpton | No | ST | Steady/falling | 0 | 0 | 0 | 0 | 0 | 0 | 0 | 0 | 0 | 0 | Plumpton | No | ST | Steady/falling | 0 | 0 | 0 | 0 | 0 | 0 | 0 | 0 | 0 | 0
| Simsmetal | Yes | ST | Steady/falling | 0 | 0 | 0 | 0 | 0 | 0 | 0 | 0 | 0 | 0 | Simsmetal | Yes | ST | Steady/falling | 0 | 0 | 0 | 0 | 0 | 0 | 0 | 0 | 0 | 0 | Simsmetal | Yes | ST | Steady/falling | 0 | 0 | 0 | 0 | 0 | 0 | 0 | 0 | 0 | 0
| St_Marys | No | ST | Steady/falling | 0 | 0 | 0 | 0 | 0 | 0 | 0 | 0 | 0 | 0 | St_Marys | No | ST | Steady/falling | 0 | 0 | 0 | 0 | 0 | 0 | 0 | 0 | 0 | 0 | St_Marys | No | ST | Steady/falling | 0 | 0 | 0 | 0 | 0 | 0 | 0 | 0 | 0 | 0
| Werrington | No | ST | Small growth | 0 | 0 | 0 | 0 | 0 | 0 | 0 | 0 | 0 | 0 | Werrington | No | ST | Small growth | 0 | 0 | 0 | 0 | 0 | 0 | 0 | 0 | 0 | 0 | Werrington | No | ST | Small growth | 0 | 0 | 0 | 0 | 0 | 0 | 0 | 0 | 0 | 0
| Whalan | No | ST | Small growth | 0 | 0 | 0 | 0 | 0 | 0 | 0 | 0 | 0 | 0 | Whalan | No | ST | Small growth | 0 | 0 | 0 | 0 | 0 | 0 | 0 | 0 | 0 | 0 | Whalan | No | ST | Small growth | 0 | 0 | 0 | 0 | 0 | 0 | 0 | 0 | 0 | 0
| Airly_Colliery | Yes | ST | Steady/falling | 0 | 0 | 0 | 0 | 0 | 0 | 0 | 0 | 0 | 0 | Airly_Colliery | Yes | ST | Steady/falling | 0 | 0 | 0 | 0 | 0 | 0 | 0 | 0 | 0 | 0 | Airly_Colliery | Yes | ST | Steady/falling | 0 | 0 | 0 | 0 | 0 | 0 | 0 | 0 | 0 | 0
| Angus_Place_Colliery | Yes | ST | Steady/falling | 0 | 0 | 0 | 0 | 0 | 0 | 0 | 0 | 0 | 0 | Angus_Place_Colliery | Yes | ST | Steady/falling | 0 | 0 | 0 | 0 | 0 | 0 | 0 | 0 | 0 | 0 | Angus_Place_Colliery | Yes | ST | Steady/falling | 0 | 0 | 0 | 0 | 0 | 0 | 0 | 0 | 0 | 0
| Angus_Place_East | Yes | ST | Steady/falling | 0 | 0 | 0 | 0 | 0 | 0 | 0 | 0 | 0 | 0 | Angus_Place_East | Yes | ST | Steady/falling | 0 | 0 | 0 | 0 | 0 | 0 | 0 | 0 | 0 | 0 | Angus_Place_East | Yes | ST | Steady/falling | 0 | 0 | 0 | 0 | 0 | 0 | 0 | 0 | 0 | 0
| Baal_Bone | Yes | ST | Steady/falling | 0 | 0 | 0 | 0 | 0 | 0 | 0 | 0 | 0 | 0 | Baal_Bone | Yes | ST | Steady/falling | 0 | 0 | 0 | 0 | 0 | 0 | 0 | 0 | 0 | 0 | Baal_Bone | Yes | ST | Steady/falling | 0 | 0 | 0 | 0 | 0 | 0 | 0 | 0 | 0 | 0
| Blackmans_Flat | No | ST | Steady/falling | 0 | 0 | 0 | 0 | 0 | 0 | 0 | 0 | 0 | 0 | Blackmans_Flat | No | ST | Steady/falling | 0 | 0 | 0 | 0 | 0 | 0 | 0 | 0 | 0 | 0 | Blackmans_Flat | No | ST | Steady/falling | 0 | 0 | 0 | 0 | 0 | 0 | 0 | 0 | 0 | 0
| Charbon_Coal | Yes | ST | Steady/falling | 0 | 0 | 0 | 0 | 0 | 0 | 0 | 0 | 0 | 0 | Charbon_Coal | Yes | ST | Steady/falling | 0 | 0 | 0 | 0 | 0 | 0 | 0 | 0 | 0 | 0 | Charbon_Coal | Yes | ST | Steady/falling | 0 | 0 | 0 | 0 | 0 | 0 | 0 | 0 | 0 | 0
| Clarence_Colliery | Yes | ST | Steady/falling | 0 | 0 | 0 | 0 | 0 | 0 | 0 | 0 | 0 | 0 | Clarence_Colliery | Yes | ST | Steady/falling | 0 | 0 | 0 | 0 | 0 | 0 | 0 | 0 | 0 | 0 | Clarence_Colliery | Yes | ST | Steady/falling | 0 | 0 | 0 | 0 | 0 | 0 | 0 | 0 | 0 | 0
| Hartley_Vale | No | ST | Steady/falling | 0 | 0 | 0 | 0 | 0 | 0 | 0 | 0 | 0 | 0 | Hartley_Vale | No | ST | Steady/falling | 0 | 0 | 0 | 0 | 0 | 0 | 0 | 0 | 0 | 0 | Hartley_Vale | No | ST | Steady/falling | 0 | 0 | 0 | 0 | 0 | 0 | 0 | 0 | 0 | 0
| Invincible_Colliery | Yes | ST | Steady/falling | 0 | 0 | 0 | 0 | 0 | 0 | 0 | 0 | 0 | 0 | Invincible_Colliery | Yes | ST | Steady/falling | 0 | 0 | 0 | 0 | 0 | 0 | 0 | 0 | 0 | 0 | Invincible_Colliery | Yes | ST | Steady/falling | 0 | 0 | 0 | 0 | 0 | 0 | 0 | 0 | 0 | 0
| Springvale_Borehole | Yes | ST | Steady/falling | 0 | 0 | 0 | 0 | 0 | 0 | 0 | 0 | 0 | 0 | Springvale_Borehole | Yes | ST | Steady/falling | 0 | 0 | 0 | 0 | 0 | 0 | 0 | 0 | 0 | 0 | Springvale_Borehole | Yes | ST | Steady/falling | 0 | 0 | 0 | 0 | 0 | 0 | 0 | 0 | 0 | 0
| Springvale_No3_Shaft | Yes | ST | Steady/falling | 0 | 0 | 0 | 0 | 0 | 0 | 0 | 0 | 0 | 0 | Springvale_No3_Shaft | Yes | ST | Steady/falling | 0 | 0 | 0 | 0 | 0 | 0 | 0 | 0 | 0 | 0 | Springvale_No3_Shaft | Yes | ST | Steady/falling | 0 | 0 | 0 | 0 | 0 | 0 | 0 | 0 | 0 | 0
| Unimin_Mine | Yes | ST | Steady/falling | 0 | 0 | 0 | 0 | 0 | 0 | 0 | 0 | 0 | 0 | Unimin_Mine | Yes | ST | Steady/falling | 0 | 0 | 0 | 0 | 0 | 0 | 0 | 0 | 0 | 0 | Unimin_Mine | Yes | ST | Steady/falling | 0 | 0 | 0 | 0 | 0 | 0 | 0 | 0 | 0 | 0
| Kingsgate_Mining | Yes | ST | Steady/falling | 0 | 0 | 0 | 0 | 0 | 0 | 0 | 0 | 0 | 0 | Kingsgate_Mining | Yes | ST | Steady/falling | 0 | 0 | 0 | 0 | 0 | 0 | 0 | 0 | 0 | 0 | Kingsgate_Mining | Yes | ST | Steady/falling | 0 | 0 | 0 | 0 | 0 | 0 | 0 | 0 | 0 | 0
| Albion_Park | No | ST | Steady/falling | 0 | 0 | 0 | 0 | 0 | 0 | 0 | 0 | 0 | 0 | Albion_Park | No | ST | Steady/falling | 0 | 0 | 0 | 0 | 0 | 0 | 0 | 0 | 0 | 0 | Albion_Park | No | ST | Steady/falling | 2457614 | 0 | 0 | 0 | 0 | 0 | 0 | 0 | 0 | 0
| Calderwood | No | ST | High growth | 0 | 0 | 0 | 0 | 0 | 0 | 0 | 0 | 0 | 0 | Calderwood | No | ST | High growth | 200000 | 7851000 | 7851000 | 0 | 0 | 0 | 0 | 0 | 0 | 0 | Calderwood | No | ST | High growth | 0 | 0 | 0 | 0 | 0 | 0 | 0 | 0 | 0 | 0
| Dapto | No | ST | High growth | 0 | 0 | 0 | 0 | 0 | 0 | 0 | 0 | 0 | 0 | Dapto | No | ST | High growth | 0 | 0 | 0 | 0 | 0 | 0 | 0 | 0 | 0 | 0 | Dapto | No | ST | High growth | 0 | 0 | 0 | 0 | 0 | 0 | 0 | 0 | 0 | 0
| Gerringong | No | ST | Small growth | 0 | 0 | 0 | 0 | 0 | 0 | 0 | 0 | 0 | 0 | Gerringong | No | ST | Small growth | 0 | 0 | 0 | 0 | 0 | 0 | 0 | 0 | 0 | 0 | Gerringong | No | ST | Small growth | 6894.09 | 0 | 0 | 0 | 0 | 0 | 0 | 0 | 0 | 0
| Illawarra_Health | Yes | ST | Steady/falling | 0 | 0 | 0 | 0 | 0 | 0 | 0 | 0 | 0 | 0 | Illawarra_Health | Yes | ST | Steady/falling | 0 | 0 | 0 | 0 | 0 | 0 | 0 | 0 | 0 | 0 | Illawarra_Health | Yes | ST | Steady/falling | 0 | 0 | 0 | 0 | 0 | 0 | 0 | 0 | 0 | 0
| Jamberoo | No | ST | Steady/falling | 0 | 0 | 0 | 0 | 0 | 0 | 0 | 0 | 0 | 0 | Jamberoo | No | ST | Steady/falling | 0 | 0 | 0 | 0 | 0 | 0 | 0 | 0 | 0 | 0 | Jamberoo | No | ST | Steady/falling | 0 | 0 | 0 | 0 | 0 | 0 | 0 | 0 | 0 | 0
| Kiama | No | ST | Small growth | 0 | 0 | 0 | 0 | 0 | 0 | 0 | 0 | 0 | 0 | Kiama | No | ST | Small growth | 0 | 0 | 0 | 0 | 0 | 0 | 0 | 0 | 0 | 0 | Kiama | No | ST | Small growth | 0 | 0 | 0 | 0 | 0 | 0 | 0 | 0 | 0 | 0
| Sydney_Trains_Mount_Terry | Yes | ST | Steady/falling | 0 | 0 | 0 | 0 | 0 | 0 | 0 | 0 | 0 | 0 | Sydney_Trains_Mount_Terry | Yes | ST | Steady/falling | 0 | 0 | 0 | 0 | 0 | 0 | 0 | 0 | 0 | 0 | Sydney_Trains_Mount_Terry | Yes | ST | Steady/falling | 0 | 0 | 0 | 0 | 0 | 0 | 0 | 0 | 0 | 0
| Sydney_Trains_Bombo | Yes | ST | Steady/falling | 0 | 0 | 0 | 0 | 0 | 0 | 0 | 0 | 0 | 0 | Sydney_Trains_Bombo | Yes | ST | Steady/falling | 0 | 0 | 0 | 0 | 0 | 0 | 0 | 0 | 0 | 0 | Sydney_Trains_Bombo | Yes | ST | Steady/falling | 0 | 0 | 0 | 0 | 0 | 0 | 0 | 0 | 0 | 0
| Shellharbour | No | ST | Small growth | 0 | 0 | 0 | 0 | 0 | 0 | 0 | 0 | 0 | 0 | Shellharbour | No | ST | Small growth | 0 | 0 | 0 | 0 | 0 | 0 | 0 | 0 | 0 | 0 | Shellharbour | No | ST | Small growth | 0 | 0 | 0 | 0 | 0 | 0 | 0 | 0 | 0 | 0
| Warilla | No | ST | Steady/falling | 0 | 0 | 0 | 0 | 0 | 0 | 0 | 0 | 0 | 0 | Warilla | No | ST | Steady/falling | 0 | 0 | 0 | 0 | 0 | 0 | 0 | 0 | 0 | 0 | Warilla | No | ST | Steady/falling | 0 | 0 | 0 | 0 | 0 | 0 | 0 | 0 | 0 | 0
| Camden | No | ST | Steady/falling | 0 | 0 | 0 | 0 | 0 | 0 | 0 | 0 | 0 | 0 | Camden | No | ST | Steady/falling | 0 | 0 | 0 | 0 | 0 | 0 | 0 | 0 | 0 | 0 | Camden | No | ST | Steady/falling | 0 | 0 | 0 | 0 | 0 | 0 | 0 | 0 | 0 | 0
| Cawdor | No | ST | Steady/falling | 0 | 0 | 0 | 0 | 0 | 0 | 0 | 0 | 0 | 0 | Cawdor | No | ST | Steady/falling | 0 | 0 | 0 | 0 | 0 | 0 | 0 | 0 | 0 | 0 | Cawdor | No | ST | Steady/falling | 0 | 0 | 0 | 0 | 0 | 0 | 0 | 0 | 0 | 0
| Sydney_Trains_Nepean | Yes | ST | Steady/falling | 0 | 0 | 0 | 0 | 0 | 0 | 0 | 0 | 0 | 0 | Sydney_Trains_Nepean | Yes | ST | Steady/falling | 0 | 0 | 0 | 0 | 0 | 0 | 0 | 0 | 0 | 0 | Sydney_Trains_Nepean | Yes | ST | Steady/falling | 0 | 0 | 0 | 0 | 0 | 0 | 0 | 0 | 0 | 0
| Oakdale | No | ST | Steady/falling | 0 | 0 | 0 | 0 | 0 | 0 | 0 | 0 | 0 | 0 | Oakdale | No | ST | Steady/falling | 300000 | 0 | 0 | 0 | 0 | 0 | 0 | 0 | 0 | 0 | Oakdale | No | ST | Steady/falling | 0 | 0 | 0 | 0 | 0 | 0 | 0 | 0 | 0 | 0
| The_Oaks | No | ST | Steady/falling | 0 | 0 | 0 | 0 | 0 | 0 | 0 | 0 | 0 | 0 | The_Oaks | No | ST | Steady/falling | 0 | 0 | 0 | 0 | 0 | 0 | 0 | 0 | 0 | 0 | The_Oaks | No | ST | Steady/falling | 0 | 0 | 0 | 0 | 0 | 0 | 0 | 0 | 0 | 0
| Wollondilly_Wash | No | ST | Steady/falling | 0 | 0 | 0 | 0 | 0 | 0 | 0 | 0 | 0 | 0 | Wollondilly_Wash | No | ST | Steady/falling | 0 | 0 | 0 | 0 | 0 | 0 | 0 | 0 | 0 | 0 | Wollondilly_Wash | No | ST | Steady/falling | 0 | 0 | 0 | 0 | 0 | 0 | 0 | 0 | 0 | 0
| BCSC_Maldon | Yes | ST | Steady/falling | 0 | 0 | 0 | 0 | 0 | 0 | 0 | 0 | 0 | 0 | BCSC_Maldon | Yes | ST | Steady/falling | 0 | 0 | 0 | 0 | 0 | 0 | 0 | 0 | 0 | 0 | BCSC_Maldon | Yes | ST | Steady/falling | 0 | 0 | 0 | 0 | 0 | 0 | 0 | 0 | 0 | 0
| Brooks_Point | Yes | ST | Steady/falling | 0 | 0 | 0 | 0 | 0 | 0 | 0 | 0 | 0 | 0 | Brooks_Point | Yes | ST | Steady/falling | 0 | 0 | 0 | 0 | 0 | 0 | 0 | 0 | 0 | 0 | Brooks_Point | Yes | ST | Steady/falling | 0 | 0 | 0 | 0 | 0 | 0 | 0 | 0 | 0 | 0
| Maldon | No | ST | Small growth | 0 | 0 | 0 | 0 | 0 | 0 | 0 | 0 | 0 | 0 | Maldon | No | ST | Small growth | 0 | 0 | 0 | 0 | 0 | 0 | 0 | 0 | 0 | 0 | Maldon | No | ST | Small growth | 0 | 0 | 0 | 0 | 0 | 0 | 0 | 0 | 0 | 0
| Narellan | No | ST | Small growth | 0 | 0 | 0 | 0 | 0 | 0 | 0 | 0 | 0 | 0 | Narellan | No | ST | Small growth | 0 | 0 | 0 | 0 | 0 | 0 | 7280000 | 0 | 0 | 0 | Narellan | No | ST | Small growth | 0 | 0 | 0 | 0 | 0 | 0 | 0 | 0 | 0 | 0
| Nepean_ZS | No | ST | Small growth | 0 | 0 | 0 | 0 | 0 | 0 | 0 | 0 | 0 | 0 | Nepean_ZS | No | ST | Small growth | 0 | 0 | 0 | 0 | 0 | 0 | 7102439.0244 | 0 | 0 | 0 | Nepean_ZS | No | ST | Small growth | 0 | 0 | 0 | 0 | 0 | 0 | 0 | 0 | 0 | 0
| Tahmoor | No | ST | Steady/falling | 0 | 0 | 0 | 0 | 0 | 0 | 0 | 0 | 0 | 0 | Tahmoor | No | ST | Steady/falling | 0 | 0 | 0 | 0 | 0 | 0 | 0 | 0 | 0 | 0 | Tahmoor | No | ST | Steady/falling | 0 | 0 | 0 | 0 | 0 | 0 | 0 | 0 | 0 | 0
| Tahmoor_Colliery | Yes | ST | Steady/falling | 0 | 0 | 0 | 0 | 0 | 0 | 0 | 0 | 0 | 0 | Tahmoor_Colliery | Yes | ST | Steady/falling | 0 | 0 | 0 | 0 | 0 | 0 | 0 | 0 | 0 | 0 | Tahmoor_Colliery | Yes | ST | Steady/falling | 0 | 0 | 0 | 0 | 0 | 0 | 0 | 0 | 0 | 0
| Wilton | No | ST | High growth | 0 | 0 | 0 | 0 | 0 | 0 | 0 | 0 | 0 | 0 | Wilton | No | ST | High growth | 0 | 0 | 0 | 0 | 0 | 0 | 0 | 0 | 0 | 0 | Wilton | No | ST | High growth | 0 | 0 | 0 | 0 | 0 | 0 | 0 | 0 | 0 | 0
| Diversified with 2/3 of generation | Exclude | ST | Small growth | 0 | 0 | 0 | 0 | 0 | 0 | 0 | 0 | 0 | 0 | Diversified with 2/3 of generation | Exclude | ST | Small growth | 0 | 0 | 0 | 0 | 0 | 0 | 0 | 0 | 0 | 0 | Diversified with 2/3 of generation | Exclude | ST | Small growth | 0 | 0 | 0 | 0 | 0 | 0 | 0 | 0 | 0 | 0
| Cement_Australia | Yes | ST | Steady/falling | 0 | 0 | 0 | 0 | 0 | 0 | 0 | 0 | 0 | 0 | Cement_Australia | Yes | ST | Steady/falling | 0 | 0 | 0 | 0 | 0 | 0 | 0 | 0 | 0 | 0 | Cement_Australia | Yes | ST | Steady/falling | 0 | 0 | 0 | 0 | 0 | 0 | 0 | 0 | 0 | 0
| CRM | Yes | ST | Steady/falling | 0 | 0 | 0 | 0 | 0 | 0 | 0 | 0 | 0 | 0 | CRM | Yes | ST | Steady/falling | 0 | 0 | 0 | 0 | 0 | 0 | 0 | 0 | 0 | 0 | CRM | Yes | ST | Steady/falling | 0 | 0 | 0 | 0 | 0 | 0 | 0 | 0 | 0 | 0
| Metal_Manufacturers | Yes | ST | Steady/falling | 0 | 0 | 0 | 0 | 0 | 0 | 0 | 0 | 0 | 0 | Metal_Manufacturers | Yes | ST | Steady/falling | 0 | 0 | 0 | 0 | 0 | 0 | 0 | 0 | 0 | 0 | Metal_Manufacturers | Yes | ST | Steady/falling | 0 | 0 | 0 | 0 | 0 | 0 | 0 | 0 | 0 | 0
| Morgan_Cement | Yes | ST | Steady/falling | 0 | 0 | 0 | 0 | 0 | 0 | 0 | 0 | 0 | 0 | Morgan_Cement | Yes | ST | Steady/falling | 0 | 0 | 0 | 0 | 0 | 0 | 0 | 0 | 0 | 0 | Morgan_Cement | Yes | ST | Steady/falling | 0 | 0 | 0 | 0 | 0 | 0 | 0 | 0 | 0 | 0
| Port_Central | No | ST | Small growth | 0 | 0 | 0 | 0 | 0 | 0 | 0 | 0 | 0 | 0 | Port_Central | No | ST | Small growth | 0 | 0 | 0 | 0 | 0 | 0 | 0 | 0 | 0 | 0 | Port_Central | No | ST | Small growth | 0 | 0 | 0 | 0 | 0 | 0 | 0 | 0 | 0 | 0
| Sydney_Trains_Port_Kembla | Yes | ST | Steady/falling | 0 | 0 | 0 | 0 | 0 | 0 | 0 | 0 | 0 | 0 | Sydney_Trains_Port_Kembla | Yes | ST | Steady/falling | 0 | 0 | 0 | 0 | 0 | 0 | 0 | 0 | 0 | 0 | Sydney_Trains_Port_Kembla | Yes | ST | Steady/falling | 0 | 0 | 0 | 0 | 0 | 0 | 0 | 0 | 0 | 0
| Cambridge_Park | No | ST | Steady/falling | 0 | 0 | 0 | 0 | 0 | 0 | 0 | 0 | 0 | 0 | Cambridge_Park | No | ST | Steady/falling | 0 | 0 | 0 | 0 | 0 | 0 | 0 | 0 | 0 | 0 | Cambridge_Park | No | ST | Steady/falling | 0 | 0 | 0 | 0 | 0 | 0 | 0 | 0 | 0 | 0
| Cranebrook | No | ST | Small growth | 0 | 0 | 0 | 0 | 0 | 0 | 0 | 0 | 0 | 0 | Cranebrook | No | ST | Small growth | 0 | 0 | 0 | 0 | 1000000 | 3610000 | 14440000 | 0 | 0 | 0 | Cranebrook | No | ST | Small growth | 0 | 0 | 0 | 0 | 0 | 0 | 0 | 0 | 0 | 0
| Emu_Plains | No | ST | Small growth | 0 | 0 | 0 | 0 | 0 | 0 | 0 | 0 | 0 | 0 | Emu_Plains | No | ST | Small growth | 0 | 0 | 0 | 0 | 0 | 0 | 0 | 0 | 0 | 0 | Emu_Plains | No | ST | Small growth | 0 | 0 | 0 | 0 | 0 | 0 | 0 | 0 | 0 | 0
| Jordan_Springs | No | ST | Small growth | 0 | 0 | 0 | 0 | 0 | 0 | 0 | 0 | 0 | 0 | Jordan_Springs | No | ST | Small growth | 0 | 0 | 0 | 0 | 0 | 0 | 0 | 0 | 0 | 0 | Jordan_Springs | No | ST | Small growth | 0 | 0 | 0 | 0 | 0 | 0 | 0 | 0 | 0 | 0
| Kingswood | No | ST | Small growth | 0 | 0 | 0 | 0 | 0 | 0 | 0 | 0 | 0 | 0 | Kingswood | No | ST | Small growth | 0 | 0 | 0 | 0 | 0 | 0 | 0 | 0 | 0 | 0 | Kingswood | No | ST | Small growth | 0 | 0 | 0 | 0 | 0 | 0 | 0 | 0 | 0 | 0
| Test_Australia | Yes | ST | Steady/falling | 0 | 0 | 0 | 0 | 0 | 0 | 0 | 0 | 0 | 0 | Test_Australia | Yes | ST | Steady/falling | 0 | 0 | 0 | 0 | 0 | 0 | 0 | 0 | 0 | 0 | Test_Australia | Yes | ST | Steady/falling | 0 | 0 | 0 | 0 | 0 | 0 | 0 | 0 | 0 | 0
| Glenmore_Park | No | ST | Small growth | 0 | 0 | 0 | 0 | 0 | 0 | 0 | 0 | 0 | 0 | Glenmore_Park | No | ST | Small growth | 0 | 0 | 0 | 0 | 0 | 0 | 0 | 0 | 0 | 0 | Glenmore_Park | No | ST | Small growth | 0 | 0 | 0 | 0 | 0 | 0 | 0 | 0 | 0 | 0
| Luddenham | No | ST | High growth | 0 | 0 | 0 | 0 | 0 | 0 | 0 | 0 | 0 | 0 | Luddenham | No | ST | High growth | 0 | 0 | 0 | 0 | 0 | 0 | 11970000 | 5130000 | 0 | 0 | Luddenham | No | ST | High growth | 0 | 0 | 0 | 0 | 0 | 0 | 0 | 0 | 0 | 0
| North_Warragamba | No | ST | Steady/falling | 0 | 0 | 0 | 0 | 0 | 0 | 0 | 0 | 0 | 0 | North_Warragamba | No | ST | Steady/falling | 0 | 0 | 0 | 0 | 0 | 0 | 0 | 0 | 0 | 0 | North_Warragamba | No | ST | Steady/falling | 0 | 0 | 0 | 0 | 0 | 0 | 0 | 0 | 0 | 0
| Penrith_11kv | No | ST | High growth | 0 | 0 | 0 | 0 | 0 | 0 | 0 | 0 | 0 | 0 | Penrith_11kv | No | ST | High growth | 0 | 4615000 | 13230000 | 10230000 | 0 | 0 | 0 | 0 | 0 | 0 | Penrith_11kv | No | ST | High growth | 0 | 0 | 0 | 0 | 0 | 0 | 0 | 0 | 0 | 0
| APM | Yes | ST | Steady/falling | 0 | 0 | 0 | 0 | 0 | 0 | 0 | 0 | 0 | 0 | APM | Yes | ST | Steady/falling | 0 | 0 | 0 | 0 | 0 | 0 | 0 | 0 | 0 | 0 | APM | Yes | ST | Steady/falling | 0 | 0 | 0 | 0 | 0 | 0 | 0 | 0 | 0 | 0
| Bamarang | Yes | ST | Steady/falling | 0 | 0 | 0 | 0 | 0 | 0 | 0 | 0 | 0 | 0 | Bamarang | Yes | ST | Steady/falling | 0 | 0 | 0 | 0 | 0 | 0 | 0 | 0 | 0 | 0 | Bamarang | Yes | ST | Steady/falling | 0 | 0 | 0 | 0 | 0 | 0 | 0 | 0 | 0 | 0
| Berry | No | ST | Steady/falling | 0 | 0 | 0 | 0 | 0 | 0 | 0 | 0 | 0 | 0 | Berry | No | ST | Steady/falling | 0 | 0 | 0 | 0 | 0 | 0 | 0 | 0 | 0 | 0 | Berry | No | ST | Steady/falling | 0 | 0 | 0 | 0 | 0 | 0 | 0 | 0 | 0 | 0
| Bolong_Road | No | ST | Steady/falling | 0 | 0 | 0 | 0 | 0 | 0 | 0 | 0 | 0 | 0 | Bolong_Road | No | ST | Steady/falling | 0 | 0 | 0 | 0 | 0 | 0 | 0 | 0 | 0 | 0 | Bolong_Road | No | ST | Steady/falling | 0 | 0 | 0 | 0 | 0 | 0 | 0 | 0 | 0 | 0
| Bomaderry | No | ST | High growth | 0 | 0 | 0 | 0 | 0 | 0 | 0 | 0 | 0 | 0 | Bomaderry | No | ST | High growth | 0 | 0 | 0 | 3692000 | 7384000 | 7384000 | 0 | 0 | 0 | 0 | Bomaderry | No | ST | High growth | 0 | 0 | 0 | 0 | 0 | 0 | 0 | 0 | 0 | 0
| Brundee | Yes | ST | Steady/falling | 0 | 0 | 0 | 0 | 0 | 0 | 0 | 0 | 0 | 0 | Brundee | Yes | ST | Steady/falling | 0 | 0 | 0 | 0 | 0 | 0 | 0 | 0 | 0 | 0 | Brundee | Yes | ST | Steady/falling | 0 | 0 | 0 | 0 | 0 | 0 | 0 | 0 | 0 | 0
| Burrier | Yes | ST | Steady/falling | 0 | 0 | 0 | 0 | 0 | 0 | 0 | 0 | 0 | 0 | Burrier | Yes | ST | Steady/falling | 0 | 0 | 0 | 0 | 0 | 0 | 0 | 0 | 0 | 0 | Burrier | Yes | ST | Steady/falling | 0 | 0 | 0 | 0 | 0 | 0 | 0 | 0 | 0 | 0
| Culburra | No | ST | Steady/falling | 0 | 0 | 0 | 0 | 0 | 0 | 0 | 0 | 0 | 0 | Culburra | No | ST | Steady/falling | 0 | 0 | 0 | 0 | 0 | 0 | 0 | 0 | 3665000 | 3665000 | Culburra | No | ST | Steady/falling | 0 | 0 | 0 | 0 | 0 | 0 | 0 | 0 | 0 | 0
| HMAS_Albatross | Yes | ST | High growth | 0 | 0 | 0 | 0 | 0 | 0 | 0 | 0 | 0 | 0 | HMAS_Albatross | Yes | ST | High growth | 0 | 0 | 0 | 0 | 0 | 0 | 0 | 0 | 0 | 0 | HMAS_Albatross | Yes | ST | High growth | 0 | 0 | 0 | 0 | 0 | 0 | 0 | 0 | 0 | 0
| Huskisson | No | ST | Small growth | 0 | 0 | 0 | 0 | 0 | 0 | 0 | 0 | 0 | 0 | Huskisson | No | ST | Small growth | 0 | 0 | 0 | 0 | 0 | 0 | 0 | 0 | 0 | 0 | Huskisson | No | ST | Small growth | 0 | 0 | 0 | 0 | 0 | 0 | 0 | 0 | 0 | 0
| Kangaroo_Valley | No | ST | Steady/falling | 0 | 0 | 0 | 0 | 0 | 0 | 0 | 0 | 0 | 0 | Kangaroo_Valley | No | ST | Steady/falling | 0 | 0 | 0 | 0 | 0 | 0 | 0 | 0 | 0 | 0 | Kangaroo_Valley | No | ST | Steady/falling | 0 | 0 | 0 | 0 | 0 | 0 | 0 | 0 | 0 | 0
| Manildra | Yes | ST | Small growth | 0 | 0 | 0 | 0 | 0 | 0 | 0 | 0 | 0 | 0 | Manildra | Yes | ST | Small growth | 0 | 0 | 0 | 0 | 0 | 0 | 0 | 0 | 0 | 0 | Manildra | Yes | ST | Small growth | 0 | 0 | 0 | 0 | 0 | 0 | 0 | 0 | 0 | 0
| Nowra_ | No | ST | Steady/falling | 0 | 0 | 0 | 0 | 0 | 0 | 0 | 0 | 0 | 0 | Nowra_ | No | ST | Steady/falling | 0 | 0 | 0 | 0 | 0 | 0 | 0 | 0 | 0 | 0 | Nowra_ | No | ST | Steady/falling | 0 | 0 | 0 | 0 | 0 | 0 | 0 | 0 | 0 | 0
| South_Nowra | No | ST | Small growth | 0 | 0 | 0 | 0 | 0 | 0 | 0 | 0 | 0 | 0 | South_Nowra | No | ST | Small growth | 0 | 0 | 0 | 0 | 0 | 0 | 0 | 0 | 0 | 0 | South_Nowra | No | ST | Small growth | 0 | 0 | 0 | 0 | 0 | 0 | 0 | 0 | 0 | 0
| Sussex_Inlet | No | ST | Steady/falling | 0 | 0 | 0 | 0 | 0 | 0 | 0 | 0 | 0 | 0 | Sussex_Inlet | No | ST | Steady/falling | 0 | 0 | 0 | 0 | 0 | 0 | 0 | 0 | 0 | 0 | Sussex_Inlet | No | ST | Steady/falling | 2400000 | 3663000 | 3771428.5714 | 0 | 0 | 0 | 0 | 0 | 0 | 0
| BHP_cordeaux_colliery | Yes | ST | Steady/falling | 0 | 0 | 0 | 0 | 0 | 0 | 0 | 0 | 0 | 0 | BHP_cordeaux_colliery | Yes | ST | Steady/falling | 0 | 0 | 0 | 0 | 0 | 0 | 0 | 0 | 0 | 0 | BHP_cordeaux_colliery | Yes | ST | Steady/falling | 0 | 0 | 0 | 0 | 0 | 0 | 0 | 0 | 0 | 0
| Dendrobium_Mine | Yes | ST | Steady/falling | 0 | 0 | 0 | 0 | 0 | 0 | 0 | 0 | 0 | 0 | Dendrobium_Mine | Yes | ST | Steady/falling | 0 | 0 | 0 | 0 | 0 | 0 | 0 | 0 | 0 | 0 | Dendrobium_Mine | Yes | ST | Steady/falling | 0 | 0 | 0 | 0 | 0 | 0 | 0 | 0 | 0 | 0
| Dendrobium_vent_fan_b | Yes | ST | Steady/falling | 0 | 0 | 0 | 0 | 0 | 0 | 0 | 0 | 0 | 0 | Dendrobium_vent_fan_b | Yes | ST | Steady/falling | 0 | 0 | 0 | 0 | 0 | 0 | 0 | 0 | 0 | 0 | Dendrobium_vent_fan_b | Yes | ST | Steady/falling | 0 | 0 | 0 | 0 | 0 | 0 | 0 | 0 | 0 | 0
| Grain_Terminal | Yes | ST | Steady/falling | 0 | 0 | 0 | 0 | 0 | 0 | 0 | 0 | 0 | 0 | Grain_Terminal | Yes | ST | Steady/falling | 0 | 0 | 0 | 0 | 0 | 0 | 0 | 0 | 0 | 0 | Grain_Terminal | Yes | ST | Steady/falling | 0 | 0 | 0 | 0 | 0 | 0 | 0 | 0 | 0 | 0
| Figtree | No | ST | Steady/falling | 0 | 0 | 0 | 0 | 0 | 0 | 0 | 0 | 0 | 0 | Figtree | No | ST | Steady/falling | 0 | 0 | 0 | 0 | 0 | 0 | 0 | 0 | 0 | 0 | Figtree | No | ST | Steady/falling | 0 | 0 | 0 | 0 | 0 | 0 | 0 | 0 | 0 | 0
| Inner_Harbour | No | ST | Steady/falling | 0 | 0 | 0 | 0 | 0 | 0 | 0 | 0 | 0 | 0 | Inner_Harbour | No | ST | Steady/falling | 0 | 0 | 0 | 0 | 0 | 0 | 0 | 0 | 0 | 0 | Inner_Harbour | No | ST | Steady/falling | 0 | 0 | 0 | 0 | 0 | 0 | 0 | 0 | 0 | 0
| Kenny_Street | No | ST | Small growth | 0 | 0 | 0 | 0 | 0 | 0 | 0 | 0 | 0 | 0 | Kenny_Street | No | ST | Small growth | 0 | 0 | 0 | 0 | 0 | 0 | 0 | 0 | 0 | 0 | Kenny_Street | No | ST | Small growth | 0 | 0 | 0 | 0 | 0 | 0 | 0 | 0 | 0 | 0
| Kembla_Grange | No | ST | High growth | 0 | 0 | 0 | 0 | 0 | 0 | 0 | 0 | 0 | 0 | Kembla_Grange | No | ST | High growth | 0 | 0 | 0 | 0 | 0 | 0 | 0 | 0 | 0 | 0 | Kembla_Grange | No | ST | High growth | 0 | 0 | 0 | 0 | 0 | 0 | 0 | 0 | 0 | 0
| Lysaghts | Yes | ST | Steady/falling | 0 | 0 | 0 | 0 | 0 | 0 | 0 | 0 | 0 | 0 | Lysaghts | Yes | ST | Steady/falling | 0 | 0 | 0 | 0 | 0 | 0 | 0 | 0 | 0 | 0 | Lysaghts | Yes | ST | Steady/falling | 0 | 0 | 0 | 0 | 0 | 0 | 0 | 0 | 0 | 0
| Nepean_conveyors | Yes | ST | Steady/falling | 0 | 0 | 0 | 0 | 0 | 0 | 0 | 0 | 0 | 0 | Nepean_conveyors | Yes | ST | Steady/falling | 0 | 0 | 0 | 0 | 0 | 0 | 0 | 0 | 0 | 0 | Nepean_conveyors | Yes | ST | Steady/falling | 0 | 0 | 0 | 0 | 0 | 0 | 0 | 0 | 0 | 0
| North_Wollongong | No | ST | Small growth | 0 | 0 | 0 | 0 | 0 | 0 | 0 | 0 | 0 | 0 | North_Wollongong | No | ST | Small growth | 0 | 0 | 0 | 0 | 0 | 0 | 0 | 0 | 0 | 0 | North_Wollongong | No | ST | Small growth | 0 | 0 | 0 | 0 | 0 | 0 | 0 | 0 | 0 | 0
| Orrcon | Yes | ST | Steady/falling | 0 | 0 | 0 | 0 | 0 | 0 | 0 | 0 | 0 | 0 | Orrcon | Yes | ST | Steady/falling | 0 | 0 | 0 | 0 | 0 | 0 | 0 | 0 | 0 | 0 | Orrcon | Yes | ST | Steady/falling | 0 | 0 | 0 | 0 | 0 | 0 | 0 | 0 | 0 | 0
| Port_Kembla | No | ST | Small growth | 0 | 0 | 0 | 0 | 0 | 0 | 0 | 0 | 0 | 0 | Port_Kembla | No | ST | Small growth | 0 | 0 | 0 | 0 | 0 | 0 | 0 | 0 | 0 | 0 | Port_Kembla | No | ST | Small growth | 0 | 0 | 0 | 0 | 0 | 0 | 0 | 0 | 0 | 0
| South_Wollongong | No | ST | Small growth | 0 | 0 | 0 | 0 | 0 | 0 | 0 | 0 | 0 | 0 | South_Wollongong | No | ST | Small growth | 0 | 0 | 0 | 0 | 0 | 0 | 0 | 0 | 0 | 0 | South_Wollongong | No | ST | Small growth | 0 | 0 | 0 | 0 | 0 | 0 | 0 | 0 | 0 | 0
| Telstra_HVC | No | ST | Steady/falling | 0 | 0 | 0 | 0 | 0 | 0 | 0 | 0 | 0 | 0 | Telstra_HVC | No | ST | Steady/falling | 0 | 0 | 0 | 0 | 0 | 0 | 0 | 0 | 0 | 0 | Telstra_HVC | No | ST | Steady/falling | 0 | 0 | 0 | 0 | 0 | 0 | 0 | 0 | 0 | 0
| Unanderra | No | ST | High growth | 0 | 0 | 0 | 0 | 0 | 0 | 0 | 0 | 0 | 0 | Unanderra | No | ST | High growth | 0 | 0 | 0 | 0 | 0 | 0 | 0 | 0 | 0 | 0 | Unanderra | No | ST | High growth | 0 | 0 | 0 | 4000000 | 5000000 | 6000000 | 0 | 0 | 0 | 0
| West_Wollongong | No | ST | Steady/falling | 0 | 0 | 0 | 0 | 0 | 0 | 0 | 0 | 0 | 0 | West_Wollongong | No | ST | Steady/falling | 0 | 0 | 0 | 0 | 0 | 0 | 0 | 0 | 0 | 0 | West_Wollongong | No | ST | Steady/falling | 0 | 0 | 0 | 0 | 0 | 0 | 0 | 0 | 0 | 0
| Wongawilli_Colliery | Yes | ST | Steady/falling | 0 | 0 | 0 | 0 | 0 | 0 | 0 | 0 | 0 | 0 | Wongawilli_Colliery | Yes | ST | Steady/falling | 0 | 0 | 0 | 0 | 0 | 0 | 0 | 0 | 0 | 0 | Wongawilli_Colliery | Yes | ST | Steady/falling | 0 | 0 | 0 | 0 | 0 | 0 | 0 | 0 | 0 | 0
| Wongawilli_No4_Airshaft | Yes | ST | Steady/falling | 0 | 0 | 0 | 0 | 0 | 0 | 0 | 0 | 0 | 0 | Wongawilli_No4_Airshaft | Yes | ST | Steady/falling | 0 | 0 | 0 | 0 | 0 | 0 | 0 | 0 | 0 | 0 | Wongawilli_No4_Airshaft | Yes | ST | Steady/falling | 0 | 0 | 0 | 0 | 0 | 0 | 0 | 0 | 0 | 0
| Kellyville | No | ST | Steady/falling | 0 | 0 | 0 | 0 | 0 | 0 | 0 | 0 | 0 | 0 | Kellyville | No | ST | Steady/falling | 0 | 0 | 0 | 0 | 0 | 0 | 0 | 0 | 0 | 0 | Kellyville | No | ST | Steady/falling | 0 | 0 | 0 | 0 | 0 | 0 | 0 | 0 | 0 | 0
| Kenthurst | No | ST | Steady/falling | 0 | 0 | 0 | 0 | 0 | 0 | 0 | 0 | 0 | 0 | Kenthurst | No | ST | Steady/falling | 0 | 0 | 0 | 0 | 0 | 0 | 0 | 0 | 0 | 0 | Kenthurst | No | ST | Steady/falling | 0 | 0 | 0 | 0 | 0 | 0 | 0 | 0 | 0 | 0
| Airtrunk_Data | Yes | ST | High growth | 0 | 0 | 0 | 0 | 0 | 0 | 0 | 0 | 0 | 0 | Airtrunk_Data | Yes | ST | High growth | 0 | 0 | 0 | 0 | 0 | 0 | 0 | 0 | 0 | 0 | Airtrunk_Data | Yes | ST | High growth | 0 | 0 | 0 | 0 | 0 | 0 | 0 | 0 | 0 | 0
| Arndell_Park | No | ST | Small growth | 0 | 0 | 0 | 0 | 0 | 0 | 0 | 0 | 0 | 0 | Arndell_Park | No | ST | Small growth | 0 | 0 | 0 | 0 | 0 | 0 | 0 | 0 | 0 | 0 | Arndell_Park | No | ST | Small growth | 0 | 0 | 0 | 0 | 0 | 0 | 0 | 0 | 0 | 0
| Baulkham_Hills_11kv | No | ST | Steady/falling | 0 | 0 | 0 | 0 | 0 | 0 | 0 | 0 | 0 | 0 | Baulkham_Hills_11kv | No | ST | Steady/falling | 0 | 0 | 0 | 0 | 0 | 0 | 0 | 0 | 0 | 0 | Baulkham_Hills_11kv | No | ST | Steady/falling | 0 | 0 | 0 | 0 | 0 | 0 | 0 | 0 | 0 | 0
| Bella_Vista | No | ST | High growth | 0 | 0 | 0 | 0 | 0 | 0 | 0 | 0 | 0 | 0 | Bella_Vista | No | ST | High growth | 0 | 0 | 0 | 0 | 0 | 0 | 0 | 0 | 0 | 0 | Bella_Vista | No | ST | High growth | 0 | 0 | 0 | 0 | 0 | 0 | 0 | 0 | 0 | 0
| One_Steel_Mini_Mill | Yes | ST | Steady/falling | 0 | 0 | 0 | 0 | 0 | 0 | 0 | 0 | 0 | 0 | One_Steel_Mini_Mill | Yes | ST | Steady/falling | 0 | 0 | 0 | 0 | 0 | 0 | 0 | 0 | 0 | 0 | One_Steel_Mini_Mill | Yes | ST | Steady/falling | 0 | 0 | 0 | 0 | 0 | 0 | 0 | 0 | 0 | 0
| Bringelly | No | ST | Steady/falling | 0 | 0 | 0 | 0 | 0 | 0 | 0 | 0 | 0 | 0 | Bringelly | No | ST | Steady/falling | 0 | 0 | 0 | 0 | 0 | 0 | 0 | 4134000 | 8268000 | 8268000 | Bringelly | No | ST | Steady/falling | 0 | 0 | 0 | 0 | 0 | 0 | 0 | 0 | 0 | 0
| Eastern_Creek | No | ST | High growth | 0 | 0 | 0 | 0 | 0 | 0 | 0 | 0 | 0 | 0 | Eastern_Creek | No | ST | High growth | 0 | 0 | 0 | 0 | 0 | 0 | 0 | 0 | 0 | 0 | Eastern_Creek | No | ST | High growth | 0 | 0 | 0 | 0 | 0 | 0 | 0 | 0 | 0 | 0
| Huntingwood | No | ST | High growth | 0 | 0 | 0 | 0 | 0 | 0 | 0 | 0 | 0 | 0 | Huntingwood | No | ST | High growth | 0 | 0 | 0 | 0 | 0 | 0 | 0 | 0 | 0 | 0 | Huntingwood | No | ST | High growth | 0 | 0 | 0 | 0 | 0 | 0 | 0 | 0 | 0 | 0
| Mamre | No | ST | High growth | 0 | 0 | 0 | 0 | 0 | 0 | 0 | 0 | 0 | 0 | Mamre | No | ST | High growth | 0 | 0 | 0 | 0 | 0 | 0 | 0 | 0 | 0 | 0 | Mamre | No | ST | High growth | 0 | 0 | 0 | 0 | 0 | 0 | 0 | 0 | 0 | 0
| North_Eastern_Creek | No | ST | High growth | 0 | 0 | 0 | 0 | 0 | 0 | 0 | 0 | 0 | 0 | North_Eastern_Creek | No | ST | High growth | 0 | 0 | 0 | 0 | 0 | 0 | 0 | 0 | 0 | 0 | North_Eastern_Creek | No | ST | High growth | 0 | 0 | 0 | 0 | 0 | 0 | 0 | 0 | 0 | 0
| Quakers_Hill | No | ST | Steady/falling | 0 | 0 | 0 | 0 | 0 | 0 | 0 | 0 | 0 | 0 | Quakers_Hill | No | ST | Steady/falling | 0 | 0 | 0 | 0 | 0 | 0 | 0 | 0 | 0 | 0 | Quakers_Hill | No | ST | Steady/falling | 0 | 0 | 0 | 0 | 0 | 0 | 0 | 0 | 0 | 0
| Rooty_Hill | No | ST | Small growth | 0 | 0 | 0 | 0 | 0 | 0 | 0 | 0 | 0 | 0 | Rooty_Hill | No | ST | Small growth | 0 | 0 | 0 | 0 | 0 | 0 | 0 | 0 | 0 | 0 | Rooty_Hill | No | ST | Small growth | 0 | 0 | 0 | 0 | 0 | 0 | 0 | 0 | 0 | 0
| Science_Park | No | ST | High growth | 0 | 0 | 0 | 0 | 0 | 0 | 0 | 0 | 0 | 0 | Science_Park | No | ST | High growth | 0 | 6104000 | 18208000 | 16208000 | 0 | 0 | 0 | 0 | 0 | 0 | Science_Park | No | ST | High growth | 0 | 0 | 0 | 0 | 0 | 0 | 0 | 0 | 0 | 0
| Southpipe_Oakdale_Industrial | No | ST | High growth | 0 | 0 | 0 | 0 | 0 | 0 | 0 | 0 | 0 | 0 | Southpipe_Oakdale_Industrial | No | ST | High growth | 0 | 5452000 | 12904000 | 8904000 | 0 | 0 | 0 | 0 | 0 | 0 | Southpipe_Oakdale_Industrial | No | ST | High growth | 0 | 0 | 0 | 0 | 0 | 0 | 0 | 0 | 0 | 0
| West_Castle_Hill | No | ST | High growth | 0 | 0 | 0 | 0 | 0 | 0 | 0 | 0 | 0 | 0 | West_Castle_Hill | No | ST | High growth | 0 | 0 | 0 | 0 | 0 | 0 | 0 | 0 | 0 | 0 | West_Castle_Hill | No | ST | High growth | 0 | 0 | 0 | 0 | 0 | 0 | 0 | 0 | 0 | 0
| West_Wetherill_Park | No | ST | Steady/falling | 0 | 0 | 0 | 0 | 0 | 0 | 0 | 0 | 0 | 0 | West_Wetherill_Park | No | ST | Steady/falling | 0 | 0 | 0 | 0 | 0 | 0 | 0 | 0 | 0 | 0 | West_Wetherill_Park | No | ST | Steady/falling | 0 | 0 | 0 | 0 | 0 | 0 | 0 | 0 | 0 | 0
| Wetherill_Park | No | ST | Steady/falling | 0 | 0 | 0 | 0 | 0 | 0 | 0 | 0 | 0 | 0 | Wetherill_Park | No | ST | Steady/falling | 0 | 0 | 0 | 0 | 0 | 0 | 0 | 0 | 0 | 0 | Wetherill_Park | No | ST | Steady/falling | 0 | 0 | 0 | 0 | 0 | 0 | 0 | 0 | 0 | 0
| Box_Hill | No | ST | High growth | 0 | 0 | 0 | 0 | 0 | 0 | 0 | 0 | 0 | 0 | Box_Hill | No | ST | High growth | 0 | 4964000 | 15928000 | 13928000 | 0 | 0 | 0 | 0 | 0 | 0 | Box_Hill | No | ST | High growth | 0 | 0 | 0 | 0 | 0 | 0 | 0 | 0 | 0 | 0
| Cheriton_Avenue | No | ST | High growth | 0 | 0 | 0 | 0 | 0 | 0 | 0 | 0 | 0 | 0 | Cheriton_Avenue | No | ST | High growth | 0 | 0 | 0 | 0 | 0 | 0 | 0 | 7480000 | 0 | 0 | Cheriton_Avenue | No | ST | High growth | 0 | 0 | 0 | 0 | 0 | 0 | 0 | 0 | 0 | 0
| Darling_St_Data | No | ST | Steady/falling | 0 | 0 | 0 | 0 | 0 | 0 | 0 | 0 | 0 | 0 | Darling_St_Data | No | ST | Steady/falling | 0 | 0 | 0 | 0 | 0 | 0 | 0 | 0 | 0 | 0 | Darling_St_Data | No | ST | Steady/falling | 0 | 0 | 0 | 0 | 0 | 0 | 0 | 0 | 0 | 0
| Marsden_Park | No | ST | High growth | 0 | 0 | 0 | 0 | 0 | 0 | 0 | 0 | 0 | 0 | Marsden_Park | No | ST | High growth | 0 | 3462500 | 5462500 | 0 | 0 | 0 | 0 | 0 | 0 | 0 | Marsden_Park | No | ST | High growth | 0 | 0 | 0 | 0 | 0 | 0 | 0 | 0 | 0 | 0
| Mungerie_Park | No | ST | High growth | 0 | 0 | 0 | 0 | 0 | 0 | 0 | 0 | 0 | 0 | Mungerie_Park | No | ST | High growth | 0 | 0 | 0 | 0 | 0 | 0 | 0 | 0 | 0 | 0 | Mungerie_Park | No | ST | High growth | 0 | 0 | 0 | 0 | 0 | 0 | 0 | 0 | 0 | 0
| NWRL_Rouse_Hill | Yes | ST | High growth | 0 | 0 | 0 | 0 | 0 | 0 | 0 | 0 | 0 | 0 | NWRL_Rouse_Hill | Yes | ST | High growth | 0 | 0 | 0 | 0 | 0 | 0 | 0 | 0 | 0 | 0 | NWRL_Rouse_Hill | Yes | ST | High growth | 0 | 0 | 0 | 0 | 0 | 0 | 0 | 0 | 0 | 0
| Schofields | No | ST | High growth | 0 | 0 | 0 | 0 | 0 | 0 | 0 | 0 | 0 | 0 | Schofields | No | ST | High growth | 0 | 0 | 0 | 0 | 0 | 0 | 0 | 0 | 0 | 0 | Schofields | No | ST | High growth | 0 | 0 | 0 | 0 | 0 | 0 | 0 | 0 | 0 | 0
| South_Marsden_Park | No | ST | High growth | 0 | 0 | 0 | 0 | 0 | 0 | 0 | 0 | 0 | 0 | South_Marsden_Park | No | ST | High growth | 14500000 | 9560975.6098 | 0 | 0 | 0 | 0 | 0 | 0 | 0 | 0 | South_Marsden_Park | No | ST | High growth | 0 | 0 | 0 | 0 | 0 | 0 | 0 | 0 | 0 | 0
| Parklea | No | ST | High growth | 0 | 0 | 0 | 0 | 0 | 0 | 0 | 0 | 0 | 0 | Parklea | No | ST | High growth | 0 | 4725000 | 4725000 | 0 | 0 | 0 | 0 | 0 | 0 | 0 | Parklea | No | ST | High growth | 0 | 0 | 0 | 0 | 0 | 0 | 0 | 0 | 0 | 0
| Lithgow | No | ST | Steady/falling | 0 | 0 | 0 | 0 | 0 | 0 | 0 | 0 | 0 | 0 | Lithgow | No | ST | Steady/falling | 0 | 0 | 0 | 0 | 0 | 0 | 0 | 0 | 0 | 0 | Lithgow | No | ST | Steady/falling | 0 | 0 | 0 | 0 | 0 | 0 | 0 | 0 | 0 | 0
| Meadow_Flat | No | ST | Steady/falling | 0 | 0 | 0 | 0 | 0 | 0 | 0 | 0 | 0 | 0 | Meadow_Flat | No | ST | Steady/falling | 0 | 0 | 0 | 0 | 0 | 0 | 0 | 0 | 0 | 0 | Meadow_Flat | No | ST | Steady/falling | 0 | 0 | 0 | 0 | 0 | 0 | 0 | 0 | 0 | 0
| Portland | No | ST | Steady/falling | 0 | 0 | 0 | 0 | 0 | 0 | 0 | 0 | 0 | 0 | Portland | No | ST | Steady/falling | 0 | 0 | 0 | 0 | 0 | 0 | 0 | 0 | 0 | 0 | Portland | No | ST | Steady/falling | 0 | 0 | 0 | 0 | 0 | 0 | 0 | 0 | 0 | 0
| Springvale_Colliery | Yes | ST | Steady/falling | 0 | 0 | 0 | 0 | 0 | 0 | 0 | 0 | 0 | 0 | Springvale_Colliery | Yes | ST | Steady/falling | 0 | 0 | 0 | 0 | 0 | 0 | 0 | 0 | 0 | 0 | Springvale_Colliery | Yes | ST | Steady/falling | 0 | 0 | 0 | 0 | 0 | 0 | 0 | 0 | 0 | 0
| Sydney_Trains_Wallerawang | Yes | ST | Steady/falling | 0 | 0 | 0 | 0 | 0 | 0 | 0 | 0 | 0 | 0 | Sydney_Trains_Wallerawang | Yes | ST | Steady/falling | 0 | 0 | 0 | 0 | 0 | 0 | 0 | 0 | 0 | 0 | Sydney_Trains_Wallerawang | Yes | ST | Steady/falling | 0 | 0 | 0 | 0 | 0 | 0 | 0 | 0 | 0 | 0
| Blaxland | No | ST | Steady/falling | 0 | 0 | 0 | 0 | 0 | 0 | 0 | 0 | 0 | 0 | Blaxland | No | ST | Steady/falling | 0 | 0 | 0 | 0 | 0 | 0 | 0 | 0 | 0 | 0 | Blaxland | No | ST | Steady/falling | 691500 | 0 | 0 | 0 | 0 | 0 | 0 | 0 | 0 | 0
| Springwood | No | ST | Steady/falling | 0 | 0 | 0 | 0 | 0 | 0 | 0 | 0 | 0 | 0 | Springwood | No | ST | Steady/falling | 0 | 0 | 0 | 0 | 0 | 0 | 0 | 0 | 0 | 0 | Springwood | No | ST | Steady/falling | 0 | 0 | 0 | 0 | 0 | 0 | 0 | 0 | 0 | 0
| Bonnyrigg | No | ST | Small growth | 0 | 0 | 0 | 0 | 0 | 0 | 0 | 0 | 0 | 0 | Bonnyrigg | No | ST | Small growth | 0 | 0 | 0 | 0 | 0 | 0 | 0 | 0 | 0 | 0 | Bonnyrigg | No | ST | Small growth | 0 | 0 | 0 | 0 | 0 | 0 | 0 | 0 | 0 | 0
| Hinchinbrook | No | ST | Small growth | 0 | 0 | 0 | 0 | 0 | 0 | 0 | 0 | 0 | 0 | Hinchinbrook | No | ST | Small growth | 0 | 0 | 2379535.9905 | 0 | 0 | 0 | 0 | 0 | 0 | 0 | Hinchinbrook | No | ST | Small growth | 0 | 0 | 0 | 0 | 0 | 0 | 0 | 0 | 0 | 0
| Homepride | No | ST | High growth | 0 | 0 | 0 | 0 | 0 | 0 | 0 | 0 | 0 | 0 | Homepride | No | ST | High growth | 0 | 0 | 0 | 0 | 0 | 0 | 0 | 0 | 0 | 0 | Homepride | No | ST | High growth | 0 | 0 | 0 | 0 | 0 | 0 | 0 | 0 | 0 | 0
| Hoxton_Park | No | ST | Steady/falling | 0 | 0 | 0 | 0 | 0 | 0 | 0 | 0 | 0 | 0 | Hoxton_Park | No | ST | Steady/falling | 0 | 0 | 0 | 0 | 0 | 0 | 0 | 0 | 0 | 0 | Hoxton_Park | No | ST | Steady/falling | 0 | 0 | 0 | 0 | 0 | 0 | 0 | 0 | 0 | 0
| Kemps_Creek | No | ST | High growth | 0 | 0 | 0 | 0 | 0 | 0 | 0 | 0 | 0 | 0 | Kemps_Creek | No | ST | High growth | 0 | 0 | 0 | 0 | 0 | 0 | 20762000 | 8898000 | 2140000 | 2140000 | Kemps_Creek | No | ST | High growth | 0 | 0 | 0 | 0 | 0 | 0 | 0 | 0 | 0 | 0
| Prestons | No | ST | Steady/falling | 0 | 0 | 0 | 0 | 0 | 0 | 0 | 0 | 0 | 0 | Prestons | No | ST | Steady/falling | 0 | 0 | 0 | 0 | 0 | 0 | 0 | 0 | 0 | 0 | Prestons | No | ST | Steady/falling | 0 | 0 | 0 | 0 | 0 | 0 | 0 | 0 | 0 | 0
| West_Liverpool_ZS | No | ST | Small growth | 0 | 0 | 0 | 0 | 0 | 0 | 0 | 0 | 0 | 0 | West_Liverpool_ZS | No | ST | Small growth | 0 | 0 | 0 | 0 | 0 | 0 | 0 | 0 | 0 | 0 | West_Liverpool_ZS | No | ST | Small growth | 0 | 0 | 0 | 0 | 0 | 0 | 0 | 0 | 0 | 0
| Tomerong_ZS | No | ST | Steady/falling | 0 | 0 | 0 | 0 | 0 | 0 | 0 | 0 | 0 | 0 | Tomerong_ZS | No | ST | Steady/falling | 0 | 0 | 0 | 0 | 0 | 0 | 0 | 0 | 0 | 0 | Tomerong_ZS | No | ST | Steady/falling | 0 | 0 | 0 | 0 | 0 | 0 | 0 | 0 | 0 | 0

## Summary of program costs
Summary of program costs
Insert description
Allocation of Capex to growth or replacement costs for non-site specific expenditure
| Discount factor | 1 | 0.9418 | 0.88698 | 0.83536 | 0.78674 | 0.74095 | 0.69782 | 0.65721 | 0.61895 | 0.58293
Unallocated capex
| Customer Connection | 2019 | 2020 | 2021 | 2022 | 2023 | 2024 | 2025 | 2026 | 2027 | 2028
| LV | 0 | 0 | 0 | 0 | 0 | 0 | 0 | 0 | 0 | 0
| HV | 48419634.5023 | 63508067 | 61092884 | 61038250 | 61301768 | 62422734 | 62579319 | 62728453 | 62879547 | 63057801
| ST | 0 | 0 | 0 | 0 | 0 | 0 | 0 | 0 | 0 | 0
| Augex | 2019 | 2020 | 2021 | 2022 | 2023 | 2024 | 2025 | 2026 | 2027 | 2028
| LV | 120000 | 120000 | 120000 | 120000 | 120000 | 120000 | 120000 | 120000 | 120000 | 120000
| HV | 7057544 | 10800844 | 7103063 | 6647368 | 6275047 | 5947097 | 6000000 | 6000000 | 6000000 | 6000000
| ST | 2502000 | 1275609.7561 | 4466800 | 13329600 | 21025600 | 16192000 | 300000 | 300000 | 300000 | 300000
| Repex | 2019 | 2020 | 2021 | 2022 | 2023 | 2024 | 2025 | 2026 | 2027 | 2028
| LV | 23640801 | 30774000 | 32883000 | 34433000 | 34383000 | 33583000 | 33433000 | 34433000 | 35433000 | 36033000
| HV | 53310206.2174 | 52083000 | 53056000 | 55675000 | 57915000 | 57015500 | 78035500 | 87878000 | 98048000 | 101648000
| ST | 36617736.44 | 53328000 | 55800000 | 57118000 | 61168000 | 69162000 | 79707000 | 89634000 | 97627000 | 102027000
Capex allocated by coincident demand
| Customer Connection | 2019 | 2020 | 2021 | 2022 | 2023 | 2024 | 2025 | 2026 | 2027 | 2028
| LV | 44123966.2949 | 57873791.0058 | 55672876.9679 | 55623089.959 | 55863229.3047 | 56884746.0202 | 57027439.1928 | 57163342.3993 | 57301031.7196 | 57463471.473
| HV | 4295668.2074 | 5634275.9942 | 5420007.0321 | 5415160.041 | 5438538.6953 | 5537987.9798 | 5551879.8072 | 5565110.6007 | 5578515.2804 | 5594329.527
| ST | 0 | 0 | 0 | 0 | 0 | 0 | 0 | 0 | 0 | 0
| Augex | 2019 | 2020 | 2021 | 2022 | 2023 | 2024 | 2025 | 2026 | 2027 | 2028
| LV | 8478946.3631 | 10945344.4906 | 10034100.4067 | 16446696.0956 | 22036371.4074 | 18013731.8887 | 5818813.7841 | 5818813.7841 | 5818813.7841 | 5818813.7841
| HV | 813781.3337 | 1053896.3758 | 965182.632 | 1589477.9014 | 2133658.1405 | 1742035.9419 | 554805.3642 | 554805.3642 | 554805.3642 | 554805.3642
| ST | 386816.3032 | 197212.8898 | 690579.9613 | 2060794.003 | 3250617.4521 | 2503329.1694 | 46380.8517 | 46380.8517 | 46380.8517 | 46380.8517
| Repex | 2019 | 2020 | 2021 | 2022 | 2023 | 2024 | 2025 | 2026 | 2027 | 2028
| LV | 100431604.684 | 119319986.4874 | 124220082.4232 | 129172112.7973 | 134283488.0165 | 138822332.2274 | 165951312.8268 | 183568328.6048 | 199993844.2176 | 207264202.1347
| HV | 7475932.9612 | 8620353.3133 | 8892079.1594 | 9223282.2435 | 9725765.5263 | 10245526.2202 | 12901258.6833 | 14519000.5224 | 16020744.4172 | 16670134.0085
| ST | 5661206.0122 | 8244660.1993 | 8626838.4174 | 8830604.9592 | 9456746.4573 | 10692641.5524 | 12322928.4899 | 13857670.8728 | 15093411.3651 | 15773663.8568

## Demand calcuations ->
Demand calcuations ->
Insert description

## Demand forecast and growth rate
Demand forecast and growth rate
Demand forecast for each ZS (MW50)
| ZS | Major customer | 2019 to 2028 growth rate | ZS classification | 2013 | 2014 | 2015 | 2016 | 2017 | 2018 | 2019 | 2020 | 2021 | 2022 | 2023 | 2024 | 2025 | 2026 | 2027 | 2028
| Jasper_Road | No | 1.599% | Small growth | 30.7469 | 28.2307 | 31.0515 | 29.3394 | 29.258 | 30.564 | 31.4694 | 33.2619 | 34.7586 | 35.5947 | 36.1473 | 36.4202 | 36.4118 | 36.291 | 36.295 | 36.299
| Northmead | No | -0.1078% | Steady/falling | 21.7218 | 19.6945 | 19.807 | 19.4544 | 20.829 | 20.378 | 20.5705 | 20.6039 | 20.5572 | 20.4853 | 20.4215 | 20.3635 | 20.308 | 20.276 | 20.3239 | 20.3718
| North_Rocks | No | -0.123% | Steady/falling | 18.389 | 17.5907 | 17.5207 | 17.5048 | 18.478 | 18.135 | 18.7101 | 18.6464 | 18.5846 | 18.534 | 18.4905 | 18.4519 | 18.4149 | 18.3975 | 18.4508 | 18.504
| Seven_Hills | No | 0.0875% | Small growth | 28.2287 | 30.0189 | 26.9809 | 26.847 | 23.8 | 26.108 | 30.7112 | 31.1323 | 31.0827 | 31.0361 | 30.9912 | 30.9501 | 30.9126 | 30.8851 | 30.9195 | 30.9539
| Westmead | No | 4.954% | High growth | 23.4959 | 23.7028 | 23.5878 | 23.1089 | 22.653 | 23.116 | 25.4765 | 27.4464 | 30.5961 | 34.2053 | 37.0867 | 38.7938 | 39.3236 | 39.2852 | 39.3268 | 39.3684
| Undiversified | Exclude | 2.155% | High growth | 3885.7174 | 3855.2465 | 3855.5347 | 3913.8371 | 4028.972 | 4054.5639 | 4402.9821 | 4606.7238 | 4765.926 | 4872.3373 | 4974.3691 | 5057.0516 | 5133.613 | 5210.5561 | 5280.4611 | 5334.2401
| Diversified | Exclude | 1.273% | Small growth | 2719.1033 | 2549.8979 | 2512.9051 | 2492.827 | 2508.0911 | 2559.334 | 2713.5029 | 2795.2425 | 2864.6049 | 2900.0923 | 2930.4272 | 2952.988 | 2968.5371 | 2994.0007 | 3017.4024 | 3040.8307
| Estimated System Normal | Exclude | 1.716% | Small growth | 764.0401 | 502.3451 | 530.9878 | 484.6342 | 452.9604 | 438.3709 | 528.6531 | 559.4748 | 570.3813 | 580.8772 | 599.3993 | 606.1518 | 609.5929 | 611.0158 | 613.8885 | 616.1332
| Bulli | No | 0.08569% | Small growth | 9.181 | 8.567 | 8.2829 | 8.6485 | 8.74 | 8.854 | 8.8881 | 8.9683 | 9.0302 | 9.0599 | 9.0444 | 9.0078 | 8.9731 | 8.947 | 8.9519 | 8.9568
| Corrimal | No | -0.3512% | Steady/falling | 14.9537 | 14.1951 | 13.9975 | 14.457 | 14.705 | 14.854 | 15.0514 | 14.9713 | 14.8875 | 14.8144 | 14.7447 | 14.6793 | 14.6173 | 14.5699 | 14.5761 | 14.5823
| Darkes_Forest | No | -0.06951% | Steady/falling | 0.9456 | 0.9264 | 0.7632 | 0.686 | 0.696 | 0.898 | 0.89533 | 0.89274 | 0.89028 | 0.88844 | 0.88703 | 0.88582 | 0.88461 | 0.8844 | 0.88707 | 0.88974
| Helensburgh | No | -0.2474% | Steady/falling | 12.5856 | 11.3472 | 9.1872 | 6.365 | 8.15 | 8.784 | 8.7515 | 8.718 | 8.6832 | 8.6528 | 8.6239 | 8.5968 | 8.5711 | 8.5516 | 8.5551 | 8.5585
| Helenburgh_Colliery | Yes | 0% | Steady/falling | 0 | 2.3352 | 2.8471 | 7.742 | 7.849 | 8.266 | 7.849 | 7.849 | 7.849 | 7.849 | 7.849 | 7.849 | 7.849 | 7.849 | 7.849 | 7.849
| Mt_Ousley | No | -0.04906% | Steady/falling | 16.2662 | 15.7582 | 15.9621 | 16.002 | 16.875 | 17.067 | 17.0367 | 16.9968 | 16.959 | 16.9315 | 16.911 | 16.8937 | 16.8763 | 16.8748 | 16.9182 | 16.9616
| Russell_Vale | No | 0.1253% | Small growth | 11.8867 | 15.631 | 11.1389 | 10.34 | 12.91 | 13.67 | 14.0789 | 14.5999 | 14.5332 | 14.4725 | 14.4124 | 14.3554 | 14.3017 | 14.2562 | 14.2474 | 14.2385
| South_Bulli_Colliery | Yes | 0% | Steady/falling | 4.914 | 5.796 | 5.3809 | 3.784 | 2.438 | 1.854 | 2.438 | 2.438 | 2.438 | 2.438 | 2.438 | 2.438 | 2.438 | 2.438 | 2.438 | 2.438
| Wombarra | No | 1.07% | Small growth | 4.7394 | 4.2903 | 4.4403 | 3.317 | 3.848 | 4.13 | 4.1086 | 4.6714 | 4.6467 | 4.6239 | 4.6007 | 4.5785 | 4.5577 | 4.5388 | 4.5301 | 4.5215
| ABC_Tissues | Yes | 0% | Steady/falling | 4.392 | 4.077 | 4.32 | 3.845 | 3.846 | 3.702 | 3.702 | 3.702 | 3.702 | 3.702 | 3.702 | 3.702 | 3.702 | 3.702 | 3.702 | 3.702
| Sydney_Trains_Blacktown | Yes | 0% | Steady/falling | 16.848 | 14.544 | 16.272 | 19.172 | 16.163 | 7.199 | 7.199 | 7.199 | 7.199 | 7.199 | 7.199 | 7.199 | 7.199 | 7.199 | 7.199 | 7.199
| Bossley_Park | No | -0.06854% | Steady/falling | 31.5391 | 29.8395 | 29.9246 | 29.2799 | 30.586 | 28.62 | 29.3963 | 29.3038 | 29.2164 | 29.1515 | 29.102 | 29.0602 | 29.0184 | 29.0128 | 29.1141 | 29.2154
| Doonside | No | -0.461% | Steady/falling | 26.419 | 22.9048 | 20.7395 | 42.0961 | 40.78 | 38.455 | 38.8244 | 38.5971 | 38.3532 | 38.1318 | 37.9118 | 37.7023 | 37.5051 | 37.3359 | 37.2894 | 37.2428
| Fujitsu_Data | Yes | 8.837% | High growth | 0 | 0 | 0 | 0 | 0 | 0 | 11.97 | 15.39 | 18.81 | 22.23 | 25.65 | 25.65 | 25.65 | 25.65 | 25.65 | 25.65
| Greystanes | No | -0.4045% | Steady/falling | 21.9632 | 21.0104 | 20.575 | 21.3656 | 21.915 | 19.795 | 17.5115 | 17.4166 | 17.3164 | 17.2236 | 17.131 | 17.0434 | 16.9617 | 16.892 | 16.8881 | 16.8842
| Holroyd | No | -0.1136% | Steady/falling | 25.128 | 27.858 | 28.153 | 28.247 | 29.005 | 29.16 | 35.9043 | 36.1089 | 35.9615 | 35.8369 | 35.7227 | 35.6172 | 35.5163 | 35.4489 | 35.4938 | 35.5387
| Leabons_Lane | No | 1.823% | Small growth | 20.3414 | 19.0259 | 20.014 | 20.0893 | 19.21 | 16.688 | 17.6448 | 20.9226 | 20.8549 | 20.8018 | 20.7574 | 20.7178 | 20.6792 | 20.6625 | 20.7111 | 20.7597
| Marayong | No | -0.09703% | Steady/falling | 39.312 | 37.536 | 37.632 | 38.4 | 39.168 | 39.456 | 39.3743 | 39.289 | 39.2059 | 39.1315 | 39.0623 | 38.9996 | 38.9415 | 38.9039 | 38.9678 | 39.0318
| Newton | No | 0.3966% | Small growth | 32.9038 | 32.313 | 32.4084 | 31.0704 | 31.707 | 30.299 | 31.2023 | 31.894 | 31.8738 | 31.8764 | 31.9003 | 31.9303 | 31.9549 | 32.0187 | 32.1763 | 32.3339
| Prospect | No | 0.5027% | Small growth | 25.9517 | 26.2194 | 25.7083 | 25.4584 | 26.329 | 26.204 | 27.1811 | 28.5601 | 28.6279 | 28.5562 | 28.4899 | 28.4294 | 28.3728 | 28.3358 | 28.3858 | 28.4359
| Prspect_East | Yes | 0% | Steady/falling | 8.734 | 9.7106 | 10.0446 | 9.724 | 8.809 | 9.888 | 9.888 | 9.888 | 9.888 | 9.888 | 9.888 | 9.888 | 9.888 | 9.888 | 9.888 | 9.888
| Prospect_South | Yes | 0% | Steady/falling | 2.056 | 2.104 | 2.7505 | 3.891 | 4.066 | 3.367 | 3.367 | 3.367 | 3.367 | 3.367 | 3.367 | 3.367 | 3.367 | 3.367 | 3.367 | 3.367
| Quarries | No | 4.194% | High growth | 15.6419 | 16.6363 | 20.3119 | 23.2183 | 25.492 | 25.928 | 20.4101 | 27.508 | 29.7318 | 29.662 | 29.5984 | 29.5404 | 29.4856 | 29.4512 | 29.496 | 29.5408
| Sydney_Trains_Toongabbie | Yes | 0% | Steady/falling | 0 | 0 | 0 | 0 | 0 | 0 | 13.3 | 13.3 | 13.3 | 13.3 | 13.3 | 13.3 | 13.3 | 13.3 | 13.3 | 13.3
| ING_Alcan | Yes | 0% | Steady/falling | 1.3392 | 1.3296 | 1.1136 | 1.363 | 1.656 | 1.632 | 1.656 | 1.656 | 1.656 | 1.656 | 1.656 | 1.656 | 1.656 | 1.656 | 1.656 | 1.656
| Granville | No | #DIV/0! | Steady/falling | 13.7594 | 0 | 0 | 0 | 0 | 0 | 0 | 0 | 0 | 0 | 0 | 0 | 0 | 0 | 0 | 0
| Lennox | No | 1.699% | Small growth | 34.2104 | 29.857 | 28.1519 | 24.9533 | 21.316 | 19.626 | 22.3162 | 22.443 | 22.4658 | 22.6097 | 22.8723 | 23.2403 | 23.7032 | 24.3016 | 25.0858 | 25.9695
| Parramatta | No | #DIV/0! | Steady/falling | 36.8007 | 34.7195 | 37.1847 | 0 | 0 | 0 | 0 | 0 | 0 | 0 | 0 | 0 | 0 | 0 | 0 | 0
| Rosehill | No | 3.907% | High growth | 19.728 | 24.3 | 26.275 | 28.306 | 21.9 | 20.7 | 22.6832 | 22.6527 | 22.7743 | 23.1941 | 23.912 | 24.92 | 26.2116 | 27.8138 | 29.7774 | 32.0265
| Viva_Energy | Yes | 0% | Steady/falling | 37.8 | 20.682 | 14.04 | 3.456 | 2.808 | 2.808 | 2.808 | 2.808 | 2.808 | 2.808 | 2.808 | 2.808 | 2.808 | 2.808 | 2.808 | 2.808
| Ausgrid_Auburn | Yes | #DIV/0! | High growth | 0 | 0 | 0 | 0 | 0 | 0 | 0 | 0 | 23.58 | 23.85 | 24.12 | 24.39 | 24.66 | 24.93 | 25.2 | 25.47
| Ausgrid_Lidcombe | Yes | #DIV/0! | High growth | 0 | 0 | 0 | 0 | 0 | 0 | 0 | 0 | 20.61 | 20.97 | 21.42 | 21.87 | 22.32 | 22.68 | 23.13 | 23.58
| Castle_Hill | No | 2.737% | High growth | 26.4153 | 22.0098 | 22.0247 | 22.592 | 22.161 | 21.051 | 22.5842 | 23.0434 | 23.5808 | 24.2128 | 24.933 | 25.732 | 26.5295 | 27.2917 | 28.0801 | 28.7969
| Dundas | No | -0.009917% | Steady/falling | 33.8643 | 32.7032 | 33.0674 | 34.099 | 34.994 | 35.0338 | 36.673 | 37.7191 | 37.5825 | 37.3745 | 37.1728 | 36.9826 | 36.8025 | 36.658 | 36.6491 | 36.6403
| Rydalmere | No | -0.0742% | Steady/falling | 36.1643 | 35.3239 | 35.28 | 34.1458 | 35.652 | 34.717 | 35.0024 | 34.9114 | 34.8255 | 34.7551 | 34.6957 | 34.6439 | 34.5947 | 34.5756 | 34.6725 | 34.7693
| West_Pennant_Hills | No | 0.05455% | Small growth | 21.8412 | 21.0233 | 21.2667 | 21.9648 | 21.799 | 20.772 | 20.6144 | 20.5818 | 19.7784 | 20.2794 | 20.7773 | 21.0138 | 20.9926 | 20.8509 | 20.7834 | 20.7159
| M1_M2_tunnel | Yes | #DIV/0! | High growth | 0 | 0 | 0 | 0 | 0 | 0 | 0 | 5.32 | 5.32 | 5.32 | 5.32 | 5.32 | 5.32 | 5.32 | 5.32 | 5.32
| Ausgrid_Carlingford | Yes | 1.396% | Small growth | 105.785 | 99.025 | 97.51 | 98.65 | 96.853 | 87.41 | 86.2327 | 85.863 | 87.157 | 88.8206 | 90.3919 | 91.9631 | 93.257 | 94.551 | 96.1222 | 97.6935
| BlueScope_Steel | Yes | 0% | Steady/falling | 123.9095 | 119.5171 | 117.188 | 119.725 | 124.681 | 124.785 | 124.785 | 124.785 | 124.785 | 124.785 | 124.785 | 124.785 | 124.785 | 124.785 | 124.785 | 124.785
| BOC_Gases | Yes | 0% | Steady/falling | 25.7556 | 22.5205 | 24.8292 | 26.934 | 28.057 | 27.358 | 27.358 | 27.358 | 27.358 | 27.358 | 27.358 | 27.358 | 27.358 | 27.358 | 27.358 | 27.358
| Burrawang | Yes | 0% | Steady/falling | 3.2169 | 6.3879 | 6.3593 | 6.401 | 6.394 | 6.394 | 6.394 | 6.394 | 6.394 | 6.394 | 6.394 | 6.394 | 6.394 | 6.394 | 6.394 | 6.394
| Batemans_Bay | Yes | 0% | Steady/falling | 43.1 | 46.1879 | 33.696 | 37.008 | 43.632 | 50.343 | 50.343 | 50.343 | 50.343 | 50.343 | 50.343 | 50.343 | 50.343 | 50.343 | 50.343 | 50.343
| Ulladulla | No | 0.7129% | Small growth | 19.4504 | 25.2607 | 18.9217 | 20.43 | 20.433 | 27.55 | 22.7217 | 24.3654 | 24.4015 | 24.368 | 24.3074 | 24.2459 | 24.1865 | 24.1502 | 24.186 | 24.2218
| West_Dapto | No | #DIV/0! | High growth | 0 | 0 | 0 | 0 | 0 | 0 | 0 | 0 | 0 | 2.5689 | 3.0137 | 3.7552 | 4.7932 | 6.1277 | 7.7588 | 9.6865
| Yatte_Yattah | No | -0.3063% | Steady/falling | 3.285 | 3.7337 | 4.0966 | 3.665 | 3.098 | 4.807 | 4.7868 | 4.7659 | 4.7438 | 4.7242 | 4.705 | 4.6869 | 4.6699 | 4.6562 | 4.6563 | 4.6565
| Edmondson_Park | No | 16.36% | High growth | 0 | 0 | 0 | 0 | 2.6 | 3.83 | 5.3218 | 8.3228 | 12.5478 | 15.9174 | 17.7778 | 19.3834 | 20.6204 | 20.8047 | 20.8047 | 20.8047
| Sydney_Trains_Edmondson_Park | Yes | 0% | Steady/falling | 0 | 0 | 0 | 0 | 5.428 | 6.661 | 6.661 | 6.661 | 6.661 | 6.661 | 6.661 | 6.661 | 6.661 | 6.661 | 6.661 | 6.661
| BCSC_Berrima | Yes | 0% | Steady/falling | 22.6142 | 23.6123 | 22.63 | 22.588 | 22.32 | 22.44 | 22.44 | 22.44 | 22.44 | 22.44 | 22.44 | 22.44 | 22.44 | 22.44 | 22.44 | 22.44
| Berrima_junction | No | -0.02205% | Steady/falling | 1.4321 | 1.629 | 1.6746 | 3.644 | 1.616 | 1.205 | 1.2043 | 1.2035 | 1.2028 | 1.2021 | 1.2013 | 1.2007 | 1.2001 | 1.1997 | 1.2008 | 1.2019
| Bowral | No | -0.2787% | Steady/falling | 13.6675 | 13.3459 | 13.3673 | 12.808 | 13.062 | 13.744 | 13.6772 | 13.6096 | 13.5403 | 13.4817 | 13.4279 | 13.3781 | 13.3305 | 13.2983 | 13.3181 | 13.3379
| Mittagong | No | -0.3003% | Steady/falling | 10.7588 | 11.1963 | 11.4448 | 10.9955 | 12.568 | 14.502 | 14.6709 | 14.6042 | 14.5347 | 14.4732 | 14.4141 | 14.3587 | 14.3064 | 14.2659 | 14.2725 | 14.2792
| Moss_Vale | No | -0.3433% | Steady/falling | 13.932 | 13.6322 | 13.5938 | 13.0757 | 13.516 | 13.913 | 13.8408 | 13.7664 | 13.6893 | 13.6216 | 13.5569 | 13.4966 | 13.4395 | 13.3963 | 13.4076 | 13.419
| Ringwood | No | -0.4949% | Steady/falling | 4.0984 | 4.0535 | 4.3861 | 4.0137 | 4.135 | 4.426 | 4.4 | 4.3728 | 4.3435 | 4.3168 | 4.2901 | 4.2646 | 4.2407 | 4.22 | 4.2139 | 4.2079
| Robertson | No | -0.3135% | Steady/falling | 3.6699 | 3.3655 | 3.4605 | 3.079 | 3.323 | 3.692 | 3.6776 | 3.6627 | 3.6467 | 3.6322 | 3.6179 | 3.6043 | 3.5915 | 3.5806 | 3.5779 | 3.5752
| Tycan | Yes | #DIV/0! | Steady/falling | 0.74988 | 0.74474 | 0.97496 | 0 | 0 | 0 | 0 | 0 | 0 | 0 | 0 | 0 | 0 | 0 | 0 | 0
| Tyree | Yes | 0% | Steady/falling | 0.17725 | 0.1806 | 0.8964 | 0.686 | 0.691 | 1.116 | 1.116 | 1.116 | 1.116 | 1.116 | 1.116 | 1.116 | 1.116 | 1.116 | 1.116 | 1.116
| Water_Board_Dams | Yes | 0% | Steady/falling | 3.599 | 3.599 | 3.599 | 3.599 | 2.972 | 3.562 | 3.562 | 3.562 | 3.562 | 3.562 | 3.562 | 3.562 | 3.562 | 3.562 | 3.562 | 3.562
| Cabramatta | No | -0.1037% | Steady/falling | 20.9927 | 20.7365 | 21.6411 | 17.8684 | 17.474 | 17.155 | 17.0944 | 17.0349 | 16.9777 | 16.9334 | 16.8975 | 16.8663 | 16.8356 | 16.8258 | 16.8806 | 16.9354
| Carramar | No | -0.06132% | Steady/falling | 16.0862 | 16.0387 | 17.1726 | 15.3335 | 15.792 | 15.174 | 15.6521 | 15.6019 | 15.5545 | 15.5204 | 15.4954 | 15.4746 | 15.4534 | 15.4529 | 15.5094 | 15.566
| Comalco | Yes | #DIV/0! | Steady/falling | 13.704 | 13.112 | 20.4054 | 12.484 | 0 | 0 | 0 | 0 | 0 | 0 | 0 | 0 | 0 | 0 | 0 | 0
| Fairfield | No | 1.021% | Small growth | 23.11 | 27.42 | 23.12 | 23.64 | 25.69 | 26.57 | 32.9212 | 36.0827 | 36.0283 | 35.9875 | 35.9573 | 35.9325 | 35.9081 | 35.9085 | 35.9912 | 36.0738
| Sherwood | No | -0.1269% | Steady/falling | 28.3785 | 25.9689 | 26.2399 | 24.7109 | 25.278 | 25.053 | 26.4175 | 26.2846 | 26.5856 | 26.4666 | 26.3546 | 26.2501 | 26.1507 | 26.0778 | 26.0975 | 26.1173
| Smithfield | No | -0.3445% | Steady/falling | 30.8422 | 30.1551 | 29.8295 | 31.8289 | 33.391 | 32.914 | 32.7527 | 32.5858 | 32.4112 | 32.2562 | 32.1064 | 31.9658 | 31.8331 | 31.7288 | 31.7399 | 31.751
| South_Granville | No | -0.1786% | Steady/falling | 16.5362 | 16.4586 | 16.3787 | 16.5579 | 17.33 | 16.216 | 16.3304 | 16.2745 | 16.2186 | 16.169 | 16.1225 | 16.0797 | 16.0398 | 16.0122 | 16.041 | 16.0698
| Visy_Paper_SPC | Yes | 0% | Steady/falling | 16.3071 | 18.0565 | 18.4176 | 18.468 | 18.478 | 18.68 | 18.68 | 18.68 | 18.68 | 18.68 | 18.68 | 18.68 | 18.68 | 18.68 | 18.68 | 18.68
| Woodpark | No | 0.7061% | Small growth | 22.668 | 24.132 | 21.8826 | 20.985 | 21.14 | 21.042 | 21.25 | 22.679 | 22.6543 | 22.6295 | 22.6059 | 22.5851 | 22.5669 | 22.5558 | 22.5975 | 22.6392
| Yennora | No | -0.03265% | Steady/falling | 20.577 | 17.5384 | 17.4648 | 17.9683 | 18.383 | 18.565 | 19.4968 | 19.6415 | 19.588 | 19.54 | 19.4946 | 19.4528 | 19.4139 | 19.3863 | 19.4129 | 19.4395
| Ausgrid_Guildford | Yes | 0.6281% | Small growth | 19.22 | 21.168 | 19.872 | 35.951 | 22.487 | 24.068 | 18.9978 | 18.906 | 18.9978 | 19.1813 | 19.2731 | 19.4566 | 19.6402 | 19.732 | 19.9155 | 20.0991
| Cattai | No | -0.4441% | Steady/falling | 10.4603 | 10.2316 | 10.4521 | 10.685 | 11.286 | 11.064 | 11.914 | 11.8787 | 11.8011 | 11.7305 | 11.6604 | 11.5936 | 11.5307 | 11.4766 | 11.4614 | 11.4461
| Glossodia | No | -0.3887% | Steady/falling | 15.823 | 13.671 | 14.71 | 16.475 | 16.698 | 15.901 | 15.794 | 15.9636 | 15.8417 | 15.7296 | 15.6168 | 15.5089 | 15.4076 | 15.3179 | 15.2839 | 15.25
| Glenorie | No | -0.4316% | Steady/falling | 0 | 0 | 0 | 5 | 5.8 | 6.8 | 6.7645 | 6.7273 | 6.6875 | 6.6513 | 6.6153 | 6.5811 | 6.5488 | 6.5212 | 6.5137 | 6.5062
| East_Richmond | No | -0.2475% | Steady/falling | 0 | 0 | 0 | 18.1451 | 24.6263 | 24.921 | 25.3978 | 25.3998 | 25.2786 | 25.173 | 25.0723 | 24.978 | 24.8883 | 24.8201 | 24.8289 | 24.8377
| Sydney_Trains_Hawkesbury | Yes | 0% | Steady/falling | 4.968 | 2.88 | 4.392 | 5.688 | 6.48 | 4.116 | 4.116 | 4.116 | 4.116 | 4.116 | 4.116 | 4.116 | 4.116 | 4.116 | 4.116 | 4.116
| Kurrajong | No | -0.5846% | Steady/falling | 10.5904 | 10.1966 | 10.4203 | 10.2899 | 10.827 | 11.122 | 10.1548 | 10.1751 | 10.0842 | 10.0004 | 9.9157 | 9.8346 | 9.7584 | 9.6902 | 9.6616 | 9.6329
| North_Richmond | No | 0.9113% | Small growth | 17.9934 | 17.8764 | 18.4734 | 17.6448 | 15.035 | 13.777 | 14.7533 | 15.9835 | 16.2249 | 16.169 | 16.1156 | 16.0659 | 16.019 | 15.9837 | 15.9961 | 16.0085
| Richmond_ | No | #DIV/0! | Steady/falling | 21.3062 | 20.0905 | 20.2322 | 0 | 0 | 0 | 0 | 0 | 0 | 0 | 0 | 0 | 0 | 0 | 0 | 0
| Riverstone | No | 12.83% | High growth | 21.6035 | 12.7339 | 13.3401 | 14.574 | 15.445 | 16.532 | 12.9541 | 18.3564 | 20.1158 | 24.6905 | 25.2681 | 27.9199 | 30.734 | 33.6418 | 36.6063 | 38.3765
| South_Windsor | No | 0.7577% | Small growth | 33.4246 | 31.8685 | 34.2531 | 34.8482 | 35.758 | 32.804 | 33.6808 | 34.9891 | 36.3662 | 36.2617 | 36.1654 | 36.077 | 35.9934 | 35.9381 | 35.9933 | 36.0486
| Windsor_ | No | 0.1805% | Small growth | 17.0934 | 17.3034 | 17.7778 | 18.1384 | 19.322 | 22.4 | 24.4988 | 24.9717 | 24.9091 | 24.8627 | 24.8271 | 24.7969 | 24.7667 | 24.7621 | 24.8309 | 24.8997
| Wisemans | No | -0.262% | Steady/falling | 4.6392 | 5.0772 | 4.8357 | 5.258 | 5.561 | 6.099 | 6.0752 | 6.0506 | 6.0251 | 6.0024 | 5.9806 | 5.9601 | 5.9409 | 5.9261 | 5.9298 | 5.9335
| Granville_132kV | No | 2.765% | High growth | 0 | 20.2114 | 21.2776 | 22.8026 | 23.701 | 23.91 | 26.124 | 28.4766 | 31.8167 | 32.3844 | 32.7965 | 33.0428 | 33.1146 | 33.1368 | 33.2652 | 33.3935
| North_Parramatta | No | 3.032% | High growth | 36.1233 | 34.2514 | 32.2164 | 29.963 | 30.204 | 29.095 | 30.4323 | 32.3216 | 35.2944 | 35.5347 | 35.9122 | 36.4112 | 37.0187 | 37.7894 | 38.8046 | 39.8199
| West_Parramatta | No | 4.254% | High growth | 0 | 0 | 0 | 41.7448 | 46.084 | 47.666 | 52.01 | 54.3306 | 70.0829 | 70.4617 | 71.5265 | 73.0727 | 74.1332 | 74.6859 | 75.1784 | 75.6709
| APC_Kandos | Yes | #DIV/0! | Steady/falling | 1.325 | 0 | 0 | 0 | 0 | 0 | 0 | 0 | 0 | 0 | 0 | 0 | 0 | 0 | 0 | 0
| Bylong | No | -0.2974% | Steady/falling | 0.3492 | 0.3996 | 0.3528 | 0.308 | 0.338 | 0.392 | 0.39846 | 0.39705 | 0.39553 | 0.39412 | 0.39269 | 0.39133 | 0.39005 | 0.3889 | 0.38841 | 0.38792
| Kepco_Mine | Yes | #DIV/0! | High growth | 0 | 0 | 0 | 0 | 0 | 0 | 0 | 10.412 | 10.412 | 10.412 | 16.948 | 16.948 | 16.948 | 16.948 | 16.948 | 16.948
| Ilford_Hall | No | -0.5408% | Steady/falling | 0.3552 | 0.3264 | 0.3264 | 0.35 | 0.331 | 0.379 | 0.37682 | 0.37452 | 0.372 | 0.36965 | 0.36725 | 0.36495 | 0.36279 | 0.36082 | 0.35985 | 0.35888
| Kandos | No | -0.4469% | Steady/falling | 3.374 | 3.8432 | 3.9778 | 3.739 | 3.085 | 3.898 | 3.9936 | 3.9729 | 3.9504 | 3.9294 | 3.9081 | 3.8876 | 3.8684 | 3.8511 | 3.8435 | 3.8358
| Bow_Bowing | No | -0.1338% | Steady/falling | 42.912 | 46.224 | 43.104 | 50.186 | 44.544 | 46.224 | 51.0189 | 50.8969 | 50.7747 | 50.6624 | 50.5543 | 50.4544 | 50.3621 | 50.293 | 50.3504 | 50.4077
| Macquarie_Fields | No | 0.0295% | Small growth | 26.2813 | 24.8796 | 24.9877 | 23.4476 | 23.688 | 23.394 | 23.4958 | 23.5658 | 23.603 | 23.6271 | 23.6281 | 23.6071 | 23.5621 | 23.5115 | 23.5349 | 23.5583
| Minto | No | 0.1492% | Small growth | 55.4615 | 52.7908 | 53.3213 | 55.5227 | 56.207 | 56.574 | 58.0753 | 58.0716 | 58.148 | 58.331 | 58.5221 | 58.6419 | 58.6886 | 58.6909 | 58.7965 | 58.8598
| Blackheath | No | -0.4435% | Steady/falling | 4.4965 | 4.84 | 4.3 | 5 | 5 | 4.3 | 4.2777 | 4.2543 | 4.2291 | 4.206 | 4.183 | 4.1609 | 4.1402 | 4.1222 | 4.116 | 4.1099
| Katoomba | No | -0.07959% | Steady/falling | 16.506 | 13.644 | 14.112 | 12.348 | 14.256 | 13.428 | 13.3873 | 13.3478 | 13.3099 | 13.2813 | 13.2587 | 13.2392 | 13.2199 | 13.2152 | 13.2535 | 13.2918
| Wentworth_Falls | No | -0.3388% | Steady/falling | 6.0048 | 5.5584 | 6.3072 | 4.651 | 4.867 | 4.694 | 4.6712 | 4.6478 | 4.6233 | 4.6018 | 4.5812 | 4.5618 | 4.5435 | 4.5292 | 4.53 | 4.5307
| Hazelbrook | No | -0.435% | Steady/falling | 8.53 | 7.87 | 9.88 | 7.27 | 8.52 | 8.69 | 8.6477 | 8.603 | 8.5545 | 8.5097 | 8.4643 | 8.4209 | 8.3802 | 8.3437 | 8.3294 | 8.315
| Sydney_Trains_Lawson | Yes | 0% | Steady/falling | 15.1247 | 11.1319 | 13.9392 | 12.195 | 12.76 | 14.969 | 14.969 | 14.969 | 14.969 | 14.969 | 14.969 | 14.969 | 14.969 | 14.969 | 14.969 | 14.969
| Abbotsbury | No | -0.3635% | Steady/falling | 0 | 0 | 0 | 24.4 | 37 | 40.9 | 40.698 | 40.4896 | 40.2692 | 40.0743 | 39.8855 | 39.7072 | 39.5385 | 39.4032 | 39.3944 | 39.3857
| Anzac_Village | No | 5.405% | High growth | 25.4492 | 25.1619 | 24.6297 | 25.0732 | 22.396 | 20.892 | 20.8433 | 21.0425 | 21.7255 | 23.0143 | 24.6316 | 26.3118 | 28.0539 | 29.9766 | 31.8879 | 33.4746
| Canley_Vale | No | -0.3642% | Steady/falling | 25.3589 | 20.3453 | 24.9898 | 25.579 | 25.582 | 25.526 | 25.3779 | 25.2272 | 25.0712 | 24.9376 | 24.8125 | 24.6961 | 24.585 | 24.5052 | 24.5317 | 24.5582
| Casula | No | 0.2793% | Small growth | 0 | 0 | 18.11 | 22.5 | 29.19 | 32.08 | 32.1893 | 32.2802 | 32.3761 | 32.6532 | 32.9372 | 33.0676 | 33.042 | 32.9632 | 32.9855 | 33.0077
| Chipping_Norton | No | 0.8271% | Small growth | 0 | 0 | 6.31 | 16.13 | 19.01 | 20.47 | 22.9264 | 24.7971 | 24.8901 | 24.8349 | 24.782 | 24.7328 | 24.6869 | 24.6524 | 24.6714 | 24.6905
| Liverpool_Military_Area | Yes | 5.052% | High growth | 0 | 0 | 0 | 0.8764 | 7.551 | 8.004 | 8.3064 | 8.8104 | 9.516 | 10.4232 | 11.3304 | 12.036 | 12.54 | 12.8424 | 12.9432 | 12.9432
| Liverpool | No | 3.679% | High growth | 47.2005 | 45.3804 | 33.8256 | 36.6138 | 37.306 | 34.064 | 36.3054 | 37.2683 | 38.3614 | 39.6065 | 40.9939 | 42.5179 | 44.1716 | 45.9915 | 48.0609 | 50.258
| Moorebank | No | -0.04466% | Steady/falling | 36.045 | 37.152 | 32.4 | 26.46 | 27.48 | 30.52 | 30.9278 | 30.914 | 30.9002 | 30.8864 | 30.8726 | 30.8588 | 30.845 | 30.8312 | 30.8174 | 30.8037
| AWS_Data | No | 28.17% | High growth | 0 | 0 | 0 | 0 | 0 | 0 | 3.42 | 6.9825 | 10.545 | 14.1075 | 17.67 | 21.2325 | 24.795 | 28.3575 | 31.92 | 31.92
| Oran_Park | No | 10.89% | High growth | 2.9353 | 1.4217 | 5.0355 | 4.976 | 8.46 | 23.54 | 15.087 | 19.6485 | 23.13 | 27.0067 | 31.0862 | 34.728 | 37.0205 | 38.0182 | 38.2501 | 38.2366
| North_Leppington | No | #DIV/0! | High growth | 0 | 0 | 0 | 0 | 0 | 0 | 0 | 10.83 | 10.9144 | 11.324 | 12.2149 | 13.5871 | 15.4407 | 17.7756 | 20.5918 | 23.8893
| South_Leppington | No | 12.13% | High growth | 0 | 0 | 0 | 3.36 | 4.08 | 5.84 | 11.5402 | 14.3154 | 18.2301 | 22.1498 | 25.6583 | 28.4039 | 30.3868 | 31.6068 | 32.3305 | 32.3305
| SW_Sector_Macarthur_132 | No | #DIV/0! | High growth | 0 | 0 | 0 | 0 | 0 | 0 | 0 | 0 | 0 | 0.4608 | 1.8432 | 3.9168 | 5.2992 | 5.76 | 5.76 | 5.76
| Ambarvale | No | 1.789% | Small growth | 25.5996 | 24.6761 | 24.9727 | 25.4625 | 24.372 | 22.171 | 22.0371 | 22.2158 | 23.5006 | 24.7997 | 24.6653 | 25.652 | 25.5314 | 25.6673 | 25.8779 | 25.8496
| Appin | No | -0.6464% | Steady/falling | 3.7774 | 3.4784 | 3.3873 | 3.4425 | 4.131 | 4.421 | 4.3885 | 4.3543 | 4.3174 | 4.2833 | 4.2489 | 4.2161 | 4.1854 | 4.1581 | 4.1489 | 4.1397
| Appin_Top_Pit | Yes | 0% | Steady/falling | 3.9402 | 3.8528 | 3.9548 | 4.221 | 3.916 | 3.591 | 3.591 | 3.591 | 3.591 | 3.591 | 3.591 | 3.591 | 3.591 | 3.591 | 3.591 | 3.591
| Appin_Colliery | Yes | 0% | Steady/falling | 5.6869 | 5.5082 | 6.0847 | 5.574 | 5.906 | 6.376 | 6.376 | 6.376 | 6.376 | 6.376 | 6.376 | 6.376 | 6.376 | 6.376 | 6.376 | 6.376
| BHP_Douglas_Park | Yes | 0% | Steady/falling | 4.005 | 3.9865 | 4.3887 | 5.88 | 11.2585 | 11.512 | 11.512 | 11.512 | 11.512 | 11.512 | 11.512 | 11.512 | 11.512 | 11.512 | 11.512 | 11.512
| Broughton_Pass | Yes | 0% | Steady/falling | 2.688 | 4.8 | 4.8896 | 4.582 | 4.659 | 4.762 | 4.762 | 4.762 | 4.762 | 4.762 | 4.762 | 4.762 | 4.762 | 4.762 | 4.762 | 4.762
| Campbelltown | No | 0.9414% | Small growth | 49.4884 | 52.8293 | 52.4247 | 50.9791 | 52.26 | 50.394 | 51.4906 | 51.537 | 52.0616 | 52.9287 | 54.0784 | 54.8741 | 55.1668 | 55.3037 | 55.6624 | 56.0211
| Kentlyn | No | -0.1677% | Steady/falling | 26.9149 | 25.4102 | 25.85 | 25.9539 | 26.914 | 28 | 27.8688 | 27.7657 | 27.6856 | 27.6624 | 27.6441 | 27.6009 | 27.5323 | 27.4587 | 27.4634 | 27.451
| SW_Sector_Macarthur_66 | No | #DIV/0! | High growth | 0 | 0 | 0 | 0 | 0 | 0 | 0 | 0.2256 | 0.9024 | 2.0304 | 3.6096 | 5.64 | 9.1296 | 13.0704 | 17.3496 | 21.2904
| Tower_Colliery | Yes | 0% | Steady/falling | 3.9053 | 4.1676 | 3.7261 | 4.071 | 4.084 | 3.715 | 3.715 | 3.715 | 3.715 | 3.715 | 3.715 | 3.715 | 3.715 | 3.715 | 3.715 | 3.715
| Westcliff_Colliery | Yes | 0% | Steady/falling | 19.4756 | 17.2501 | 21.1864 | 17.196 | 16.038 | 14.2 | 14.2 | 14.2 | 14.2 | 14.2 | 14.2 | 14.2 | 14.2 | 14.2 | 14.2 | 14.2
| Claremont_Meadows | No | 0.498% | Small growth | 0 | 0 | 23.77 | 22.75 | 28.68 | 30.19 | 32.0224 | 33.2532 | 33.85 | 33.7398 | 33.6391 | 33.5464 | 33.4576 | 33.3993 | 33.4429 | 33.4865
| Horsley_Park | No | -0.3837% | Steady/falling | 11.1571 | 9.5729 | 9.9657 | 8.8584 | 9.448 | 8.573 | 9.2209 | 9.1754 | 9.1267 | 9.0824 | 9.0385 | 8.9967 | 8.9573 | 8.9237 | 8.9155 | 8.9073
| Plumpton | No | -0.4145% | Steady/falling | 30.1763 | 29.5925 | 30.3135 | 30.1773 | 31.206 | 29.68 | 29.5191 | 29.3525 | 29.1755 | 29.0177 | 28.8636 | 28.7178 | 28.58 | 28.467 | 28.4515 | 28.436
| Simsmetal | Yes | 0% | Steady/falling | 6.4344 | 6.7563 | 6.5377 | 6.539 | 6.751 | 6.629 | 6.629 | 6.629 | 6.629 | 6.629 | 6.629 | 6.629 | 6.629 | 6.629 | 6.629 | 6.629
| St_Marys | No | -0.2993% | Steady/falling | 35.5924 | 34.8217 | 33.938 | 33.3398 | 35.36 | 30.651 | 30.5138 | 30.41 | 30.2613 | 30.1277 | 29.9981 | 29.8765 | 29.7623 | 29.6718 | 29.6867 | 29.7016
| Werrington | No | 0.3073% | Small growth | 36.5153 | 36.6544 | 36.33 | 35.1356 | 35.799 | 34.463 | 36.6707 | 37.9941 | 37.8922 | 37.8043 | 37.7247 | 37.6529 | 37.5854 | 37.5453 | 37.6213 | 37.6973
| Whalan | No | 0.02117% | Small growth | 32.8258 | 33.5849 | 33.4452 | 32.3203 | 32.589 | 29.088 | 29.6403 | 29.5707 | 29.51 | 29.4718 | 29.4514 | 29.4382 | 29.4229 | 29.4452 | 29.571 | 29.6968
| Airly_Colliery | Yes | 0% | Steady/falling | 0 | 1.92 | 1.056 | 1.824 | 2.304 | 2.304 | 2.304 | 2.304 | 2.304 | 2.304 | 2.304 | 2.304 | 2.304 | 2.304 | 2.304 | 2.304
| Angus_Place_Colliery | Yes | 0% | Steady/falling | 8.83 | 8.5836 | 8.58 | 8.73 | 2.674 | 2.24 | 2.24 | 2.24 | 2.24 | 2.24 | 2.24 | 2.24 | 2.24 | 2.24 | 2.24 | 2.24
| Angus_Place_East | Yes | 0% | Steady/falling | 0 | 0 | 0 | 0.54 | 0.84 | 0.154 | 0.154 | 0.154 | 0.154 | 0.154 | 0.154 | 0.154 | 0.154 | 0.154 | 0.154 | 0.154
| Baal_Bone | Yes | 0% | Steady/falling | 5.534 | 1.2233 | 0.81272 | 0.818 | 0.845 | 0.821 | 0.821 | 0.821 | 0.821 | 0.821 | 0.821 | 0.821 | 0.821 | 0.821 | 0.821 | 0.821
| Blackmans_Flat | No | -0.3856% | Steady/falling | 3.828 | 4.392 | 4.272 | 4.68 | 5.256 | 4.632 | 4.6109 | 4.5887 | 4.5648 | 4.5427 | 4.5205 | 4.4994 | 4.4796 | 4.4622 | 4.4578 | 4.4534
| Charbon_Coal | Yes | #DIV/0! | Steady/falling | 2.7156 | 2.8524 | 2.5932 | 1.22 | 0.089 | 0.048 | 0 | 0 | 0 | 0 | 0 | 0 | 0 | 0 | 0 | 0
| Clarence_Colliery | Yes | 0% | Steady/falling | 7.3206 | 8.2837 | 8.7796 | 9.598 | 10.361 | 9.564 | 9.564 | 9.564 | 9.564 | 9.564 | 9.564 | 9.564 | 9.564 | 9.564 | 9.564 | 9.564
| Hartley_Vale | No | -0.3682% | Steady/falling | 1.23 | 0.87 | 1.53 | 0.69 | 1.26 | 0.57 | 0.56758 | 0.56503 | 0.56227 | 0.55971 | 0.55712 | 0.55465 | 0.55235 | 0.55029 | 0.54967 | 0.54905
| Invincible_Colliery | Yes | 0% | Steady/falling | 0.864 | 0.58812 | 0.05645 | 0.035 | 0.031 | 0.039 | 0.039 | 0.039 | 0.039 | 0.039 | 0.039 | 0.039 | 0.039 | 0.039 | 0.039 | 0.039
| Springvale_Borehole | Yes | 0% | Steady/falling | 3.2148 | 3.3264 | 1.92 | 1.834 | 1.687 | 1.503 | 1.503 | 1.503 | 1.503 | 1.503 | 1.503 | 1.503 | 1.503 | 1.503 | 1.503 | 1.503
| Springvale_No3_Shaft | Yes | 0% | Steady/falling | 4.536 | 4.824 | 7.02 | 7.416 | 8.22 | 8.659 | 8.659 | 8.659 | 8.659 | 8.659 | 8.659 | 8.659 | 8.659 | 8.659 | 8.659 | 8.659
| Unimin_Mine | Yes | #DIV/0! | Steady/falling | 0.4896 | 0.5636 | 0.4842 | 0.479 | 0.257 | 0 | 0 | 0 | 0 | 0 | 0 | 0 | 0 | 0 | 0 | 0
| Kingsgate_Mining | Yes | #DIV/0! | Steady/falling | 0 | 0 | 0 | 0 | 0 | 0 | 0 | 0 | 0 | 0 | 0 | 0 | 0 | 0 | 0 | 0
| Albion_Park | No | -0.4729% | Steady/falling | 19.2692 | 18.5678 | 18.4197 | 18.8144 | 19.798 | 19.817 | 20.7896 | 23.2151 | 23.9513 | 20.1888 | 20.1082 | 20.0327 | 19.9612 | 19.9062 | 19.9138 | 19.9214
| Calderwood | No | #DIV/0! | High growth | 0 | 0 | 0 | 0 | 0 | 0 | 0 | 0 | 0 | 4.218 | 4.826 | 5.434 | 6.042 | 6.65 | 7.258 | 7.866
| Dapto | No | 2.47% | High growth | 28.3616 | 27.7076 | 27.7601 | 28.4073 | 29.708 | 30.006 | 30.2566 | 31.3743 | 32.0669 | 34.3045 | 35.9694 | 37.0971 | 37.3974 | 37.4102 | 37.5725 | 37.6858
| Gerringong | No | 0.7445% | Small growth | 4.1 | 5.72 | 4.12 | 4.76 | 4.61 | 5.55 | 5.5797 | 6.0933 | 6.0666 | 6.043 | 6.0205 | 5.9992 | 5.9791 | 5.9634 | 5.9641 | 5.9648
| Illawarra_Health | Yes | #DIV/0! | Steady/falling | 0 | 0 | 0 | 0 | 0 | 0 | 0 | 0 | 0 | 0 | 0 | 0 | 0 | 0 | 0 | 0
| Jamberoo | No | -0.5284% | Steady/falling | 2.6527 | 2.6978 | 2.4239 | 2.4036 | 2.498 | 2.559 | 2.544 | 2.5281 | 2.5109 | 2.4951 | 2.479 | 2.4637 | 2.4493 | 2.4364 | 2.431 | 2.4255
| Kiama | No | 1.892% | Small growth | 9.724 | 9.4583 | 9.382 | 9.4399 | 9.563 | 9.703 | 10.6274 | 11.4994 | 12.802 | 12.7546 | 12.7084 | 12.6646 | 12.6233 | 12.5894 | 12.5851 | 12.5807
| Sydney_Trains_Mount_Terry | Yes | 0% | Steady/falling | 2.7 | 2.6835 | 3.201 | 5.923 | 4.739 | 3.717 | 3.717 | 3.717 | 3.717 | 3.717 | 3.717 | 3.717 | 3.717 | 3.717 | 3.717 | 3.717
| Sydney_Trains_Bombo | Yes | 0% | Steady/falling | 0.98771 | 0.98771 | 0.98771 | 0.98771 | 0.77377 | 0.77377 | 0.77377 | 0.77377 | 0.77377 | 0.77377 | 0.77377 | 0.77377 | 0.77377 | 0.77377 | 0.77377 | 0.77377
| Shellharbour | No | 0.5682% | Small growth | 23.521 | 28.722 | 21.525 | 21.796 | 27.5 | 29.59 | 36.1796 | 37.93 | 37.9217 | 38.04 | 38.0864 | 38.0387 | 37.9924 | 37.97 | 38.0211 | 38.0723
| Warilla | No | -0.227% | Steady/falling | 15.3271 | 15.5868 | 15.5439 | 15.7593 | 15.863 | 18.785 | 20.3278 | 20.2645 | 20.1973 | 20.1371 | 20.0781 | 20.0223 | 19.9697 | 19.9263 | 19.9212 | 19.9162
| Camden | No | #DIV/0! | Steady/falling | 28.961 | 0 | 0 | 0 | 0 | 0 | 0 | 0 | 0 | 0 | 0 | 0 | 0 | 0 | 0 | 0
| Cawdor | No | -0.3127% | Steady/falling | 0 | 13.7 | 23.2 | 24.1 | 23.8 | 26.5 | 26.3856 | 26.2675 | 26.143 | 26.033 | 25.9265 | 25.8262 | 25.7312 | 25.6556 | 25.6539 | 25.6523
| Sydney_Trains_Nepean | Yes | 0% | Steady/falling | 5.544 | 5.04 | 5.616 | 4.445 | 0.93 | 0.906 | 0.906 | 0.906 | 0.906 | 0.906 | 0.906 | 0.906 | 0.906 | 0.906 | 0.906 | 0.906
| Oakdale | No | -0.7283% | Steady/falling | 5.5565 | 6.4181 | 1.6027 | 1.6185 | 1.429 | 1.716 | 1.7023 | 1.6879 | 1.6722 | 1.6577 | 1.6431 | 1.629 | 1.6158 | 1.604 | 1.599 | 1.5939
| The_Oaks | No | -0.5217% | Steady/falling | 0 | 0 | 5.78 | 5 | 7.04 | 8.33 | 8.284 | 8.2352 | 8.1817 | 8.1319 | 8.0811 | 8.0322 | 7.9864 | 7.9444 | 7.9237 | 7.903
| Wollondilly_Wash | No | 0% | Steady/falling | 1.3968 | 1.3032 | 1.6992 | 1.786 | 1.709 | 1.728 | 1.728 | 1.728 | 1.728 | 1.728 | 1.728 | 1.728 | 1.728 | 1.728 | 1.728 | 1.728
| BCSC_Maldon | Yes | 0% | Steady/falling | 9.4368 | 9.9989 | 9.8744 | 8.201 | 8.046 | 8.164 | 8.164 | 8.164 | 8.164 | 8.164 | 8.164 | 8.164 | 8.164 | 8.164 | 8.164 | 8.164
| Brooks_Point | Yes | #DIV/0! | Steady/falling | 2.2248 | 2.2616 | 2.2814 | 2.258 | 0 | 0 | 0 | 0 | 0 | 0 | 0 | 0 | 0 | 0 | 0 | 0
| Maldon | No | 1.522% | Small growth | 18.008 | 17.6249 | 16.9565 | 16.84 | 17.349 | 17.436 | 17.3416 | 20.3964 | 20.2926 | 20.1994 | 20.1082 | 20.022 | 19.9408 | 19.8743 | 19.8702 | 19.8661
| Narellan | No | 0.9989% | Small growth | 48.7081 | 48.4759 | 49.5909 | 51.2508 | 57.085 | 62.088 | 63.9359 | 66.4376 | 67.465 | 68.3062 | 68.9419 | 69.3637 | 69.5598 | 69.5966 | 69.7578 | 69.9189
| Nepean_ZS | No | 0.7609% | Small growth | 0 | 31.666 | 27.2227 | 28.0993 | 31.355 | 31.786 | 33.0272 | 34.0044 | 34.714 | 35.1867 | 35.4493 | 35.5495 | 35.4869 | 35.367 | 35.363 | 35.3589
| Tahmoor | No | -0.4622% | Steady/falling | 13.7162 | 13.3751 | 13.4598 | 13.2956 | 14.347 | 14.333 | 14.2482 | 14.1602 | 14.0665 | 13.9826 | 13.9002 | 13.8221 | 13.7485 | 13.6873 | 13.6769 | 13.6664
| Tahmoor_Colliery | Yes | 0% | Steady/falling | 11.04 | 17.017 | 18.15 | 17.9782 | 17.35 | 17.2656 | 17.2656 | 17.2656 | 17.2656 | 17.2656 | 17.2656 | 17.2656 | 17.2656 | 17.2656 | 17.2656 | 17.2656
| Wilton | No | 18% | High growth | 0 | 0 | 2.16 | 2.28 | 3.54 | 2.46 | 2.6772 | 2.8526 | 3.1764 | 3.8404 | 4.8439 | 6.1872 | 7.8911 | 9.5961 | 10.9254 | 11.874
| Diversified with 2/3 of generation | Exclude | 1.309% | Small growth | 130.966 | 127.18 | 138.443 | 128.189 | 131.11 | 93.649 | 113.9308 | 118.746 | 120.101 | 121.4106 | 122.6674 | 123.9045 | 125.1282 | 126.2148 | 127.2853 | 128.0789
| Cement_Australia | Yes | 0% | Steady/falling | 0 | 0 | 2.7465 | 2.846 | 2.663 | 9.26 | 9.26 | 9.26 | 9.26 | 9.26 | 9.26 | 9.26 | 9.26 | 9.26 | 9.26 | 9.26
| CRM | Yes | 0% | Steady/falling | 1.5263 | 1.5975 | 1.446 | 1.21 | 0.605 | 0.602 | 0.602 | 0.602 | 0.602 | 0.602 | 0.602 | 0.602 | 0.602 | 0.602 | 0.602 | 0.602
| Metal_Manufacturers | Yes | 0% | Steady/falling | 9.8552 | 10.7562 | 10.2333 | 6.906 | 7.042 | 4.34 | 4.34 | 4.34 | 4.34 | 4.34 | 4.34 | 4.34 | 4.34 | 4.34 | 4.34 | 4.34
| Morgan_Cement | Yes | 0% | Steady/falling | 5.4215 | 2.9278 | 3.5805 | 4.489 | 4.352 | 6.484 | 6.484 | 6.484 | 6.484 | 6.484 | 6.484 | 6.484 | 6.484 | 6.484 | 6.484 | 6.484
| Port_Central | No | 0.08068% | Small growth | 12.1343 | 12.1443 | 10.453 | 10.348 | 11.121 | 10.369 | 10.4792 | 10.463 | 10.4507 | 10.445 | 10.4454 | 10.4479 | 10.4494 | 10.4629 | 10.5092 | 10.5555
| Sydney_Trains_Port_Kembla | Yes | 0% | Steady/falling | 4.852 | 4.9608 | 4.4939 | 5.031 | 4.813 | 5.002 | 5.002 | 5.002 | 5.002 | 5.002 | 5.002 | 5.002 | 5.002 | 5.002 | 5.002 | 5.002
| Cambridge_Park | No | -0.4882% | Steady/falling | 22.0011 | 21.4359 | 18.9994 | 17.8846 | 17.79 | 17.367 | 17.6489 | 17.6264 | 17.4995 | 17.3832 | 17.2664 | 17.1547 | 17.0498 | 16.9573 | 16.9229 | 16.8885
| Cranebrook | No | 0.6378% | Small growth | 40.7176 | 42.0178 | 36.204 | 33.0159 | 31.818 | 26.172 | 27.2651 | 29.253 | 29.1533 | 29.0689 | 28.9915 | 28.92 | 28.8518 | 28.8062 | 28.8384 | 28.8706
| Emu_Plains | No | 0.03242% | Small growth | 28.2374 | 27.8196 | 30.6542 | 30.2964 | 30.364 | 29.707 | 29.6047 | 30.2742 | 30.1404 | 30.0234 | 29.9125 | 29.8093 | 29.7116 | 29.6393 | 29.6653 | 29.6912
| Jordan_Springs | No | 0.1407% | Small growth | 0 | 5.7778 | 9.388 | 12.7 | 18 | 22.9 | 24.8574 | 25.5799 | 25.6026 | 25.5187 | 25.4347 | 25.3546 | 25.2794 | 25.2138 | 25.1939 | 25.174
| Kingswood | No | 0.6498% | Small growth | 51.2076 | 50.6872 | 45.0731 | 45.2296 | 46.226 | 41.692 | 42.8483 | 43.1846 | 45.7819 | 45.6491 | 45.531 | 45.4236 | 45.3204 | 45.26 | 45.3401 | 45.4202
| Test_Australia | Yes | #DIV/0! | Steady/falling | 0.2316 | 0.2556 | 0.2544 | 0.226 | 0.275 | 0.28 | 0 | 0 | 0 | 0 | 0 | 0 | 0 | 0 | 0 | 0
| Glenmore_Park | No | 0.1793% | Small growth | 37.4329 | 37.2259 | 38.1817 | 37.824 | 39.116 | 36.46 | 37.1095 | 37.2875 | 38.6355 | 38.4417 | 38.2512 | 38.0707 | 37.9005 | 37.7589 | 37.7357 | 37.7126
| Luddenham | No | 6.01% | High growth | 7.5839 | 7.5336 | 7.7489 | 7.63 | 8.073 | 7.873 | 7.9689 | 12.1137 | 13.7535 | 13.6999 | 13.6462 | 13.5949 | 13.5467 | 13.5042 | 13.4893 | 13.4744
| North_Warragamba | No | -0.4096% | Steady/falling | 8.2105 | 8.0938 | 8.1706 | 8.2338 | 8.77 | 9.468 | 9.4192 | 9.3682 | 9.3139 | 9.2647 | 9.2159 | 9.1697 | 9.1263 | 9.0896 | 9.0836 | 9.0776
| Penrith_11kv | No | 4.456% | High growth | 46.4011 | 45.643 | 43.8428 | 43.6023 | 43.379 | 42.07 | 46.3582 | 53.1949 | 54.4804 | 59.6761 | 68.0785 | 68.1021 | 68.1201 | 68.1927 | 68.4124 | 68.6322
| APM | Yes | 0% | Steady/falling | 2.6836 | 2.6898 | 2.6529 | 2.634 | 0.268 | 0.288 | 0.11484 | 0.11484 | 0.11484 | 0.11484 | 0.11484 | 0.11484 | 0.11484 | 0.11484 | 0.11484 | 0.11484
| Bamarang | Yes | 0% | Steady/falling | 0.3184 | 0.3184 | 0.3184 | 0.3184 | 0.3184 | 0.19344 | 0.19344 | 0.19344 | 0.19344 | 0.19344 | 0.19344 | 0.19344 | 0.19344 | 0.19344 | 0.19344 | 0.19344
| Berry | No | -0.3636% | Steady/falling | 6.7996 | 6.756 | 6.7209 | 6.7428 | 7.098 | 7.507 | 7.9223 | 7.9507 | 7.9071 | 7.8607 | 7.8142 | 7.7699 | 7.7282 | 7.6918 | 7.6793 | 7.6668
| Bolong_Road | No | -0.4002% | Steady/falling | 1.7795 | 2.6147 | 1.7798 | 2.018 | 2.157 | 2.864 | 2.8507 | 2.8367 | 2.8216 | 2.8078 | 2.7939 | 2.7806 | 2.7682 | 2.7572 | 2.7534 | 2.7496
| Bomaderry | No | 3.719% | High growth | 17.9606 | 17.2612 | 17.69 | 17.7145 | 18.396 | 17.472 | 19.0519 | 20.8144 | 20.8154 | 21.0178 | 21.4137 | 22.0063 | 22.7956 | 23.7898 | 25.0312 | 26.4648
| Brundee | Yes | 0% | Steady/falling | 0.3096 | 0.3132 | 0.3132 | 0.313 | 0.313 | 0.31 | 0.31 | 0.31 | 0.31 | 0.31 | 0.31 | 0.31 | 0.31 | 0.31 | 0.31 | 0.31
| Burrier | Yes | 0% | Steady/falling | 1.9476 | 1.9944 | 1.9908 | 1.922 | 2.012 | 2.012 | 2.012 | 2.012 | 2.012 | 2.012 | 2.012 | 2.012 | 2.012 | 2.012 | 2.012 | 2.012
| Culburra | No | -0.3898% | Steady/falling | 8.1792 | 10.656 | 8.5824 | 8.928 | 8.496 | 11.088 | 11.0353 | 10.9803 | 10.9213 | 10.8679 | 10.8149 | 10.7645 | 10.717 | 10.6765 | 10.6653 | 10.6541
| HMAS_Albatross | Yes | 12.09% | High growth | 0 | 0 | 0 | 3.7614 | 3.836 | 4.831 | 4.831 | 4.831 | 4.831 | 4.831 | 4.831 | 4.831 | 4.831 | 13.4954 | 13.4954 | 13.4954
| Huskisson | No | 1.06% | Small growth | 14.4511 | 22.0464 | 15.1056 | 13.313 | 14.774 | 15.3 | 15.244 | 15.2259 | 15.2539 | 15.2315 | 15.1686 | 15.1026 | 16.8432 | 16.7877 | 16.7745 | 16.7614
| Kangaroo_Valley | No | -0.3917% | Steady/falling | 2.0895 | 2.156 | 2.1722 | 2.1796 | 2.235 | 2.265 | 2.2522 | 2.2391 | 2.2254 | 2.2133 | 2.2018 | 2.1909 | 2.1807 | 2.1727 | 2.1734 | 2.1741
| Manildra | Yes | 1.486% | Small growth | 29.5251 | 29.8944 | 29.5056 | 28.5125 | 30.282 | 32.644 | 32.644 | 37.2788 | 37.2788 | 37.2788 | 37.2788 | 37.2788 | 37.2788 | 37.2788 | 37.2788 | 37.2788
| Nowra_ | No | -0.08651% | Steady/falling | 23.0261 | 22.6857 | 21.8299 | 21.9964 | 22.111 | 22.926 | 23.4292 | 23.4608 | 23.3979 | 23.335 | 23.2731 | 23.2174 | 23.1636 | 23.136 | 23.1917 | 23.2474
| South_Nowra | No | 0.5532% | Small growth | 8.3463 | 9.548 | 9.3739 | 8.9179 | 9.114 | 8.748 | 10.4156 | 10.4563 | 10.9478 | 10.9405 | 10.9281 | 10.9173 | 10.9071 | 10.9033 | 10.9245 | 10.9457
| Sussex_Inlet | No | -0.1541% | Steady/falling | 4.6656 | 6.192 | 4.6614 | 4.695 | 4.949 | 7.27 | 7.6341 | 7.6419 | 7.6384 | 7.6295 | 7.612 | 7.5869 | 7.5589 | 7.5358 | 7.5324 | 7.5289
| BHP_cordeaux_colliery | Yes | 0% | Steady/falling | 0 | 0 | 0 | 0 | 0.076 | 0.075 | 0.075 | 0.075 | 0.075 | 0.075 | 0.075 | 0.075 | 0.075 | 0.075 | 0.075 | 0.075
| Dendrobium_Mine | Yes | 0% | Steady/falling | 8.0414 | 8.9225 | 9.5211 | 9.138 | 9.704 | 9.895 | 9.895 | 9.895 | 9.895 | 9.895 | 9.895 | 9.895 | 9.895 | 9.895 | 9.895 | 9.895
| Dendrobium_vent_fan_b | Yes | 0% | Steady/falling | 0 | 0 | 0 | 0 | 0.613 | 0.618 | 0.618 | 0.618 | 0.618 | 0.618 | 0.618 | 0.618 | 0.618 | 0.618 | 0.618 | 0.618
| Grain_Terminal | Yes | 0% | Steady/falling | 3.7728 | 3.9504 | 3.9456 | 3.6 | 3.427 | 3.888 | 3.888 | 3.888 | 3.888 | 3.888 | 3.888 | 3.888 | 3.888 | 3.888 | 3.888 | 3.888
| Figtree | No | -0.1243% | Steady/falling | 0 | 11.2 | 19.5 | 18.1 | 21 | 24.1 | 25.1918 | 25.1692 | 25.1241 | 25.0649 | 24.9985 | 24.9375 | 24.8792 | 24.8422 | 24.8768 | 24.9114
| Inner_Harbour | No | 0% | Steady/falling | 8.7696 | 8.1936 | 8.208 | 8.453 | 8.525 | 7.77 | 7.77 | 7.77 | 7.77 | 7.77 | 7.77 | 7.77 | 7.77 | 7.77 | 7.77 | 7.77
| Kenny_Street | No | 1.491% | Small growth | 17.7305 | 16.8113 | 16.0185 | 16.9738 | 17.213 | 17.373 | 17.3466 | 19.2725 | 19.271 | 19.2911 | 19.3325 | 19.3792 | 19.4195 | 19.497 | 19.658 | 19.8189
| Kembla_Grange | No | 9.585% | High growth | 6.984 | 3.888 | 3.816 | 2.952 | 3.888 | 4.23 | 4.5492 | 4.792 | 4.9103 | 10.3811 | 10.373 | 10.3657 | 10.3588 | 10.3548 | 10.3614 | 10.368
| Lysaghts | Yes | 0% | Steady/falling | 29.2596 | 31.4542 | 30.8868 | 34.548 | 29.326 | 30.388 | 30.388 | 30.388 | 30.388 | 30.388 | 30.388 | 30.388 | 30.388 | 30.388 | 30.388 | 30.388
| Nepean_conveyors | Yes | 0% | Steady/falling | 0 | 0 | 0 | 0 | 0.218 | 0.256 | 0.256 | 0.256 | 0.256 | 0.256 | 0.256 | 0.256 | 0.256 | 0.256 | 0.256 | 0.256
| North_Wollongong | No | 0.1889% | Small growth | 10.119 | 12.7754 | 10.7899 | 11.264 | 13.401 | 13.437 | 14.381 | 14.5793 | 14.5549 | 14.5396 | 14.5313 | 14.5258 | 14.5196 | 14.5283 | 14.5779 | 14.6274
| Orrcon | Yes | #DIV/0! | Steady/falling | 0 | 0 | 0 | 0 | 0 | 0 | 0 | 0 | 0 | 0 | 0 | 0 | 0 | 0 | 0 | 0
| Port_Kembla | No | 0.5544% | Small growth | 11.4016 | 10.8261 | 10.3409 | 10.7317 | 10.784 | 12.8 | 12.7571 | 13.5926 | 13.5477 | 13.5089 | 13.4726 | 13.4389 | 13.407 | 13.3843 | 13.3961 | 13.4079
| South_Wollongong | No | 0.7704% | Small growth | 13.2231 | 13.1586 | 12.7633 | 13.0168 | 12.994 | 14.917 | 16.9646 | 18.1206 | 18.0927 | 18.0754 | 18.0662 | 18.0603 | 18.0534 | 18.0638 | 18.1207 | 18.1777
| Telstra_HVC | No | 0% | Steady/falling | 0 | 0 | 0 | 0 | 0 | 0 | 0.036 | 0.036 | 0.036 | 0.036 | 0.036 | 0.036 | 0.036 | 0.036 | 0.036 | 0.036
| Unanderra | No | 8.565% | High growth | 22.901 | 20.0989 | 11.0418 | 12.8207 | 11.328 | 12.56 | 12.7621 | 13.944 | 13.9931 | 17.8893 | 17.8706 | 20.7942 | 20.7792 | 23.7152 | 23.7568 | 26.7379
| West_Wollongong | No | -0.2987% | Steady/falling | 17.2082 | 13.878 | 8.4589 | 9.842 | 11.17 | 11.431 | 12.0196 | 11.9708 | 11.919 | 11.8726 | 11.8272 | 11.7842 | 11.7436 | 11.7101 | 11.7052 | 11.7002
| Wongawilli_Colliery | Yes | 0% | Steady/falling | 2.016 | 1.656 | 1.584 | 0.432 | 0.8 | 1.36 | 1.36 | 1.36 | 1.36 | 1.36 | 1.36 | 1.36 | 1.36 | 1.36 | 1.36 | 1.36
| Wongawilli_No4_Airshaft | Yes | 0% | Steady/falling | 3.348 | 3.78 | 3.636 | 0.54 | 0.936 | 2.016 | 2.016 | 2.016 | 2.016 | 2.016 | 2.016 | 2.016 | 2.016 | 2.016 | 2.016 | 2.016
| Kellyville | No | -0.3365% | Steady/falling | 21.2729 | 20.6414 | 20.7347 | 20.1135 | 19.513 | 17.076 | 17.3623 | 17.5556 | 17.4328 | 17.3205 | 17.2077 | 17.0999 | 16.9985 | 16.9093 | 16.8764 | 16.8435
| Kenthurst | No | -0.4127% | Steady/falling | 19.4361 | 18.52 | 20.0444 | 17.608 | 18.074 | 17.308 | 17.4829 | 17.4084 | 17.2954 | 17.1955 | 17.0987 | 17.0075 | 16.9211 | 16.852 | 16.8481 | 16.8441
| Airtrunk_Data | Yes | #DIV/0! | High growth | 0 | 0 | 0 | 0 | 0 | 0 | 0 | 0 | 0 | 14.25 | 18.05 | 21.85 | 25.65 | 29.45 | 33.25 | 37.05
| Arndell_Park | No | 1.018% | Small growth | 41.9641 | 40.7114 | 38.9264 | 28.8503 | 28.866 | 28.683 | 31.8734 | 35.0632 | 34.995 | 34.9386 | 34.8899 | 34.8468 | 34.8058 | 34.7867 | 34.8506 | 34.9144
| Baulkham_Hills_11kv | No | -0.1598% | Steady/falling | 31.9862 | 29.771 | 29.9991 | 29.56 | 30.772 | 30.203 | 30.3111 | 30.1967 | 30.0841 | 29.9906 | 29.9083 | 29.8342 | 29.7634 | 29.7249 | 29.8015 | 29.878
| Bella_Vista | No | 2.525% | High growth | 49.0093 | 47.9819 | 41.0427 | 42.3842 | 40.939 | 44.3533 | 47.3713 | 48.5625 | 48.4905 | 49.8344 | 51.3502 | 53.024 | 54.6957 | 56.2725 | 57.8561 | 59.2921
| One_Steel_Mini_Mill | Yes | 0% | Steady/falling | 73.3885 | 76.3319 | 76.4274 | 73.699 | 76.136 | 74.572 | 74.572 | 74.572 | 74.572 | 74.572 | 74.572 | 74.572 | 74.572 | 74.572 | 74.572 | 74.572
| Bringelly | No | -1.23% | Steady/falling | 12.7528 | 12.6951 | 13.389 | 12.876 | 12.747 | 11.862 | 12.494 | 11.5371 | 11.4685 | 11.4068 | 11.3463 | 11.2889 | 11.2349 | 11.19 | 11.1836 | 11.1772
| Eastern_Creek | No | 3.916% | High growth | 16.8 | 16.5 | 15.3 | 17.1 | 18.3 | 19.2 | 31.9574 | 36.0744 | 40.858 | 44.0475 | 45.1112 | 45.1119 | 45.1126 | 45.1173 | 45.1374 | 45.1575
| Huntingwood | No | 4.158% | High growth | 0 | 0 | 8.6 | 21.5 | 22.1 | 26.4 | 33.1233 | 39.4972 | 45.8779 | 37.6183 | 40.1117 | 42.6094 | 45.1063 | 47.6236 | 47.708 | 47.7923
| Mamre | No | 3.764% | High growth | 36.0408 | 31.3081 | 23.5983 | 44.5457 | 45.986 | 46.092 | 48.6804 | 53.2979 | 58.6071 | 63.937 | 67.0735 | 68.0205 | 67.8766 | 67.7692 | 67.827 | 67.8847
| North_Eastern_Creek | No | 3.053% | High growth | 2.64 | 10.16 | 9 | 9 | 10.2 | 10.2 | 14.8285 | 18.5999 | 19.4299 | 19.4254 | 19.4218 | 19.4189 | 19.4162 | 19.416 | 19.4267 | 19.4373
| Quakers_Hill | No | -0.1131% | Steady/falling | 42.8047 | 39.0681 | 39.4391 | 36.5622 | 37.016 | 35.378 | 38.6646 | 39.1046 | 38.9339 | 38.7825 | 38.6362 | 38.4985 | 38.3684 | 38.2654 | 38.2692 | 38.2729
| Rooty_Hill | No | 0.3316% | Small growth | 39.0924 | 37.4714 | 37.6351 | 35.216 | 34.692 | 33.87 | 35.0112 | 36.2958 | 36.2305 | 36.1637 | 36.0972 | 36.0372 | 35.9804 | 35.9477 | 36.0089 | 36.0701
| Science_Park | No | #DIV/0! | High growth | 0 | 0 | 0 | 0 | 0 | 0 | 0 | 0.4824 | 2.7648 | 5.184 | 7.6032 | 9.2448 | 11.4336 | 14.6592 | 17.8848 | 20.5056
| Southpipe_Oakdale_Industrial | No | 40.38% | High growth | 0 | 0 | 0 | 0 | 0 | 0 | 1.413 | 4.05 | 7.524 | 12.177 | 16.83 | 21.726 | 25.452 | 28.269 | 29.907 | 29.907
| West_Castle_Hill | No | 3.214% | High growth | 45.8652 | 37.666 | 37.7355 | 37.2601 | 39.354 | 39.234 | 40.3723 | 41.4199 | 42.6277 | 44.0148 | 45.5722 | 47.298 | 49.029 | 50.6384 | 52.2327 | 53.6685
| West_Wetherill_Park | No | -0.03721% | Steady/falling | 31.8672 | 30.4282 | 29.4 | 29.1 | 26.7 | 29.925 | 34.2558 | 34.2133 | 34.1746 | 34.1378 | 34.1034 | 34.0731 | 34.046 | 34.0301 | 34.0856 | 34.1412
| Wetherill_Park | No | -0.01445% | Steady/falling | 31.698 | 29.2089 | 27.71 | 28.019 | 36.492 | 27.662 | 30.2081 | 30.1737 | 30.1441 | 30.1164 | 30.0921 | 30.0714 | 30.0532 | 30.0464 | 30.1076 | 30.1688
| Box_Hill | No | #DIV/0! | High growth | 0 | 0 | 0 | 0 | 0 | 0 | 0 | 0 | 0 | 0 | 14.6571 | 18.321 | 22.2331 | 25.9932 | 29.3531 | 32.3128
| Cheriton_Avenue | No | 4.965% | High growth | 0 | 24.245 | 24.0229 | 23.8165 | 26.191 | 26.05 | 28.9484 | 29.4547 | 33.3761 | 34.0777 | 34.8779 | 35.7714 | 42.2416 | 43.0912 | 43.9739 | 44.7724
| Darling_St_Data | No | #DIV/0! | Steady/falling | 0 | 0 | 0 | 0 | 0 | 0 | 0 | 0 | 0 | 0 | 0 | 0 | 0 | 0 | 0 | 0
| Marsden_Park | No | 19.21% | High growth | 0 | 0 | 0 | 0 | 0 | 0 | 7.2756 | 12.9841 | 15.9775 | 19.4425 | 23.5375 | 27.6325 | 30.8455 | 33.3025 | 35.3815 | 35.3815
| Mungerie_Park | No | 4.279% | High growth | 38.5331 | 39.6126 | 40.1295 | 41.9681 | 46.215 | 48.167 | 61.0403 | 65.9504 | 71.6784 | 78.2223 | 72.1118 | 75.8414 | 79.4494 | 82.8114 | 86.0651 | 89.0004
| NWRL_Rouse_Hill | Yes | #DIV/0! | High growth | 0 | 0 | 0 | 0 | 0 | 0 | 0 | 22.8 | 22.8 | 22.8 | 22.8 | 22.8 | 22.8 | 22.8 | 22.8 | 22.8
| Schofields | No | 11.48% | High growth | 0 | 15.6815 | 15.0662 | 16.1344 | 19.655 | 16.403 | 25.9804 | 29.97 | 36.7057 | 43.0081 | 49.0132 | 53.9855 | 58.7323 | 63.5605 | 68.2532 | 69.094
| South_Marsden_Park | No | 9.871% | High growth | 0 | 0 | 0 | 0 | 0 | 4.57 | 12.656 | 14.3546 | 16.3358 | 17.4965 | 19.3535 | 21.2879 | 24.615 | 27.1684 | 29.5284 | 29.5284
| Parklea | No | 3.7% | High growth | 79.7047 | 78.2487 | 78.6285 | 79.6487 | 83.208 | 83.043 | 83.7232 | 86.2037 | 88.4009 | 91.5447 | 95.5952 | 100.5541 | 105.5305 | 109.7175 | 113.3544 | 116.1091
| Lithgow | No | -0.2028% | Steady/falling | 15.552 | 15.708 | 12.096 | 11.28 | 12.504 | 13.656 | 14.1361 | 14.1864 | 14.1229 | 14.067 | 14.0133 | 13.9627 | 13.9148 | 13.8773 | 13.8788 | 13.8802
| Meadow_Flat | No | -0.4518% | Steady/falling | 1.2109 | 0.70722 | 0.7149 | 0.659 | 0.818 | 0.909 | 0.90438 | 0.89953 | 0.89425 | 0.88939 | 0.8845 | 0.87981 | 0.8754 | 0.87148 | 0.86987 | 0.86827
| Portland | No | -0.3986% | Steady/falling | 3.288 | 2.796 | 3.06 | 2.316 | 2.4 | 2.772 | 2.7589 | 2.7452 | 2.7305 | 2.717 | 2.7036 | 2.6907 | 2.6787 | 2.6682 | 2.6649 | 2.6615
| Springvale_Colliery | Yes | 0% | Steady/falling | 3.2148 | 3.3264 | 4.1928 | 4.337 | 4.694 | 4.694 | 4.694 | 4.694 | 4.694 | 4.694 | 4.694 | 4.694 | 4.694 | 4.694 | 4.694 | 4.694
| Sydney_Trains_Wallerawang | Yes | 0% | Steady/falling | 2.112 | 2.112 | 2.112 | 2.112 | 3.435 | 2.931 | 2.931 | 2.931 | 2.931 | 2.931 | 2.931 | 2.931 | 2.931 | 2.931 | 2.931 | 2.931
| Blaxland | No | -0.5949% | Steady/falling | 21.3336 | 20.5172 | 20.5391 | 19.9851 | 20.461 | 20.225 | 20.0809 | 19.93 | 19.7682 | 19.6211 | 19.4747 | 19.3354 | 19.2043 | 19.0917 | 19.0613 | 19.0309
| Springwood | No | -0.5351% | Steady/falling | 21.0594 | 20.5822 | 21.1176 | 20.9343 | 21.234 | 22.075 | 21.9254 | 21.7697 | 21.604 | 21.4551 | 21.3086 | 21.1698 | 21.0389 | 20.9297 | 20.9108 | 20.8918
| Bonnyrigg | No | 0.2433% | Small growth | 52.0945 | 42.1402 | 38.2091 | 32.928 | 31.026 | 30.399 | 32.4731 | 34.1004 | 33.9076 | 33.7392 | 33.5782 | 33.427 | 33.2835 | 33.1731 | 33.1822 | 33.1912
| Hinchinbrook | No | 0.7023% | Small growth | 39.4242 | 34.4603 | 34.9347 | 39.5377 | 41.2 | 44.48 | 46.7846 | 46.5286 | 47.0164 | 47.4281 | 47.8475 | 48.2786 | 48.7195 | 49.1983 | 49.8203 | 49.8261
| Homepride | No | 2.986% | High growth | 27.5598 | 32.2012 | 33.4072 | 35.55 | 34.224 | 36.252 | 37.565 | 38.3503 | 39.2457 | 40.2629 | 41.3978 | 42.641 | 43.9839 | 45.4646 | 47.1578 | 48.9519
| Hoxton_Park | No | #DIV/0! | Steady/falling | 32.351 | 0 | 0 | 0 | 0 | 0 | 0 | 0 | 0 | 0 | 0 | 0 | 0 | 0 | 0 | 0
| Kemps_Creek | No | 8.911% | High growth | 11.3734 | 10.8858 | 10.8668 | 11.1971 | 11.737 | 11.456 | 12.2083 | 10.5047 | 11.8259 | 15.4987 | 20.9311 | 24.6081 | 25.9436 | 26.1157 | 26.328 | 26.3214
| Prestons | No | -0.1788% | Steady/falling | 32.357 | 27.4415 | 19.8909 | 21.7513 | 26.175 | 23.193 | 28.8452 | 29.227 | 29.2134 | 29.052 | 28.8906 | 28.7366 | 28.5919 | 28.4657 | 28.425 | 28.3844
| West_Liverpool_ZS | No | 0.5928% | Small growth | 0 | 32.1363 | 32.2095 | 32.8055 | 34.363 | 33.813 | 39.7238 | 40.5663 | 41.1983 | 41.6332 | 41.8643 | 41.8918 | 41.8185 | 41.771 | 41.8325 | 41.894
| Tomerong_ZS | No | -0.1845% | Steady/falling | 0 | 0 | 0 | 6.29 | 8.25 | 10.63 | 10.6323 | 10.6373 | 10.5944 | 10.5671 | 10.5503 | 10.5359 | 10.5138 | 10.4864 | 10.4744 | 10.457

## Raw Inputs ->
Raw Inputs ->
Insert description

## Raw demand forecast
Raw demand forecast
Raw input of demand forecast from Endeavour's workbook
| Location | Year | Actual_MVA | MW10 | MVAR10 | MVA10 | PF10 | MW50 | MVAR50 | MVA50 | PF50 | Major_Customer | TS | Gbook
| Jasper_Road | 2012 | 31.0366 | 34.265 | 16.5953 | 38.0722 | 0.9 | 30.7469 | 14.8914 | 34.1632 | 0.9 | No | Baulkham_Hills | SDF2018
| Jasper_Road | 2013 | 36.5327 | 31.749 | 15.3767 | 35.2767 | 0.9 | 28.2307 | 13.6728 | 31.3674 | 0.9 | No | Baulkham_Hills | SDF2018
| Jasper_Road | 2014 | 31.1468 | 34.57 | 10.0438 | 35.9995 | 0.96029 | 31.0515 | 9.0216 | 32.3355 | 0.96029 | No | Baulkham_Hills | SDF2018
| Jasper_Road | 2015 | 31.008 | 32.858 | 9.3668 | 34.167 | 0.96169 | 29.3394 | 8.3638 | 30.5083 | 0.96169 | No | Baulkham_Hills | SDF2018
| Jasper_Road | 2016 | 34.398 | 33.25 | 9.0126 | 34.4498 | 0.96517 | 29.258 | 7.9305 | 30.3138 | 0.96517 | No | Baulkham_Hills | SDF2018
| Jasper_Road | 2017 | 41.284 | 35.765 | 9.5014 | 37.0056 | 0.96648 | 30.564 | 8.1197 | 31.6242 | 0.96648 | No | Baulkham_Hills | SDF2018
| Jasper_Road | 2018 |  | 36.6704 | 9.7419 | 37.9424 | 0.96648 | 31.4694 | 8.3602 | 32.5609 | 0.96648 | No | Baulkham_Hills | SDF2018
| Jasper_Road | 2019 |  | 38.4629 | 10.2182 | 39.7971 | 0.96648 | 33.2619 | 8.8364 | 34.4156 | 0.96648 | No | Baulkham_Hills | SDF2018
| Jasper_Road | 2020 |  | 39.9596 | 10.6158 | 41.3457 | 0.96648 | 34.7586 | 9.2341 | 35.9643 | 0.96648 | No | Baulkham_Hills | SDF2018
| Jasper_Road | 2021 |  | 40.7957 | 10.8379 | 42.2108 | 0.96648 | 35.5947 | 9.4562 | 36.8294 | 0.96648 | No | Baulkham_Hills | SDF2018
| Jasper_Road | 2022 |  | 41.3483 | 10.9847 | 42.7826 | 0.96648 | 36.1473 | 9.603 | 37.4012 | 0.96648 | No | Baulkham_Hills | SDF2018
| Jasper_Road | 2023 |  | 41.6212 | 11.0572 | 43.0649 | 0.96648 | 36.4202 | 9.6755 | 37.6835 | 0.96648 | No | Baulkham_Hills | SDF2018
| Jasper_Road | 2024 |  | 41.6128 | 11.055 | 43.0562 | 0.96648 | 36.4118 | 9.6733 | 37.6748 | 0.96648 | No | Baulkham_Hills | SDF2018
| Jasper_Road | 2025 |  | 41.492 | 11.0229 | 42.9312 | 0.96648 | 36.291 | 9.6412 | 37.5498 | 0.96648 | No | Baulkham_Hills | SDF2018
| Jasper_Road | 2026 |  | 41.496 | 11.0239 | 42.9353 | 0.96648 | 36.295 | 9.6422 | 37.5539 | 0.96648 | No | Baulkham_Hills | SDF2018
| Jasper_Road | 2027 |  | 41.5 | 11.025 | 42.9395 | 0.96648 | 36.299 | 9.6433 | 37.5581 | 0.96648 | No | Baulkham_Hills | SDF2018
| Northmead | 2012 | 19.7447 | 23.577 | 1.3996 | 23.6185 | 0.99824 | 21.7218 | 1.2895 | 21.76 | 0.99824 | No | Baulkham_Hills | SDF2018
| Northmead | 2013 | 23.5028 | 21.55 | 2.0224 | 21.6447 | 0.99563 | 19.6945 | 1.8483 | 19.781 | 0.99563 | No | Baulkham_Hills | SDF2018
| Northmead | 2014 | 21.1478 | 21.662 | 6.5911 | 22.6425 | 0.95669 | 19.807 | 6.0267 | 20.7036 | 0.95669 | No | Baulkham_Hills | SDF2018
| Northmead | 2015 | 20.512 | 21.31 | 5.2706 | 21.9521 | 0.97075 | 19.4544 | 4.8117 | 20.0406 | 0.97075 | No | Baulkham_Hills | SDF2018
| Northmead | 2016 | 22.945 | 22.763 | 5.9465 | 23.5269 | 0.96753 | 20.829 | 5.4412 | 21.528 | 0.96753 | No | Baulkham_Hills | SDF2018
| Northmead | 2017 | 24.695 | 22.216 | 2.8085 | 22.3928 | 0.9921 | 20.378 | 2.5762 | 20.5402 | 0.9921 | No | Baulkham_Hills | SDF2018
| Northmead | 2018 |  | 22.4085 | 4.5317 | 22.8622 | 0.98016 | 20.5705 | 4.16 | 20.9869 | 0.98016 | No | Baulkham_Hills | SDF2018
| Northmead | 2019 |  | 22.4419 | 4.5385 | 22.8962 | 0.98016 | 20.6039 | 4.1668 | 21.021 | 0.98016 | No | Baulkham_Hills | SDF2018
| Northmead | 2020 |  | 22.3952 | 4.529 | 22.8486 | 0.98016 | 20.5572 | 4.1573 | 20.9734 | 0.98016 | No | Baulkham_Hills | SDF2018
| Northmead | 2021 |  | 22.3233 | 4.5145 | 22.7752 | 0.98016 | 20.4853 | 4.1428 | 20.9 | 0.98016 | No | Baulkham_Hills | SDF2018
| Northmead | 2022 |  | 22.2595 | 4.5016 | 22.7101 | 0.98016 | 20.4215 | 4.1299 | 20.8349 | 0.98016 | No | Baulkham_Hills | SDF2018
| Northmead | 2023 |  | 22.2015 | 4.4899 | 22.651 | 0.98016 | 20.3635 | 4.1182 | 20.7758 | 0.98016 | No | Baulkham_Hills | SDF2018
| Northmead | 2024 |  | 22.146 | 4.4786 | 22.5943 | 0.98016 | 20.308 | 4.1069 | 20.7191 | 0.98016 | No | Baulkham_Hills | SDF2018
| Northmead | 2025 |  | 22.114 | 4.4722 | 22.5616 | 0.98016 | 20.276 | 4.1004 | 20.6864 | 0.98016 | No | Baulkham_Hills | SDF2018
| Northmead | 2026 |  | 22.1619 | 4.4818 | 22.6105 | 0.98016 | 20.3239 | 4.1101 | 20.7353 | 0.98016 | No | Baulkham_Hills | SDF2018
| Northmead | 2027 |  | 22.2098 | 4.4915 | 22.6594 | 0.98016 | 20.3718 | 4.1198 | 20.7842 | 0.98016 | No | Baulkham_Hills | SDF2018
| North_Rocks | 2012 | 16.0135 | 20.209 | 1.2289 | 20.2463 | 0.99816 | 18.389 | 1.1183 | 18.423 | 0.99816 | No | Baulkham_Hills | SDF2018
| North_Rocks | 2013 | 19.3524 | 19.41 | 1.4847 | 19.4667 | 0.99709 | 17.5907 | 1.3456 | 17.6421 | 0.99709 | No | Baulkham_Hills | SDF2018
| North_Rocks | 2014 | 17.3094 | 19.34 | 1.1282 | 19.3729 | 0.9983 | 17.5207 | 1.022 | 17.5505 | 0.9983 | No | Baulkham_Hills | SDF2018
| North_Rocks | 2015 | 16.282 | 19.324 | 0.67758 | 19.3359 | 0.99939 | 17.5048 | 0.61379 | 17.5156 | 0.99939 | No | Baulkham_Hills | SDF2018
| North_Rocks | 2016 | 20.388 | 20.351 | 1.3989 | 20.399 | 0.99765 | 18.478 | 1.2702 | 18.5216 | 0.99765 | No | Baulkham_Hills | SDF2018
| North_Rocks | 2017 | 21.617 | 20.26 | 1.4213 | 20.3098 | 0.99755 | 18.135 | 1.2723 | 18.1796 | 0.99755 | No | Baulkham_Hills | SDF2018
| North_Rocks | 2018 |  | 20.8351 | 1.3127 | 20.8765 | 0.99802 | 18.7101 | 1.1789 | 18.7472 | 0.99802 | No | Baulkham_Hills | SDF2018
| North_Rocks | 2019 |  | 20.7714 | 1.3087 | 20.8126 | 0.99802 | 18.6464 | 1.1748 | 18.6833 | 0.99802 | No | Baulkham_Hills | SDF2018
| North_Rocks | 2020 |  | 20.7096 | 1.3048 | 20.7507 | 0.99802 | 18.5846 | 1.1709 | 18.6215 | 0.99802 | No | Baulkham_Hills | SDF2018
| North_Rocks | 2021 |  | 20.659 | 1.3016 | 20.7 | 0.99802 | 18.534 | 1.1678 | 18.5708 | 0.99802 | No | Baulkham_Hills | SDF2018
| North_Rocks | 2022 |  | 20.6155 | 1.2989 | 20.6564 | 0.99802 | 18.4905 | 1.165 | 18.5272 | 0.99802 | No | Baulkham_Hills | SDF2018
| North_Rocks | 2023 |  | 20.5769 | 1.2965 | 20.6177 | 0.99802 | 18.4519 | 1.1626 | 18.4884 | 0.99802 | No | Baulkham_Hills | SDF2018
| North_Rocks | 2024 |  | 20.5399 | 1.2941 | 20.5806 | 0.99802 | 18.4149 | 1.1603 | 18.4514 | 0.99802 | No | Baulkham_Hills | SDF2018
| North_Rocks | 2025 |  | 20.5225 | 1.293 | 20.5632 | 0.99802 | 18.3975 | 1.1592 | 18.434 | 0.99802 | No | Baulkham_Hills | SDF2018
| North_Rocks | 2026 |  | 20.5758 | 1.2964 | 20.6166 | 0.99802 | 18.4508 | 1.1625 | 18.4873 | 0.99802 | No | Baulkham_Hills | SDF2018
| North_Rocks | 2027 |  | 20.629 | 1.2998 | 20.6699 | 0.99802 | 18.504 | 1.1659 | 18.5407 | 0.99802 | No | Baulkham_Hills | SDF2018
| Seven_Hills | 2012 | 28.4222 | 28.2287 | 3.3103 | 28.4222 | 0.99319 | 28.2287 | 3.3103 | 28.4222 | 0.99319 | No | Baulkham_Hills | SDF2018
| Seven_Hills | 2013 | 31.3138 | 30.0189 | 8.9118 | 31.3138 | 0.95865 | 30.0189 | 8.9118 | 31.3138 | 0.95865 | No | Baulkham_Hills | SDF2018
| Seven_Hills | 2014 | 27.0742 | 26.9809 | 2.2452 | 27.0742 | 0.99656 | 26.9809 | 2.2452 | 27.0742 | 0.99656 | No | Baulkham_Hills | SDF2018
| Seven_Hills | 2015 | 27.067 | 26.847 | 3.444 | 27.067 | 0.99187 | 26.847 | 3.444 | 27.067 | 0.99187 | No | Baulkham_Hills | SDF2018
| Seven_Hills | 2016 | 23.889 | 23.8 | 2.0602 | 23.889 | 0.99627 | 23.8 | 2.0602 | 23.889 | 0.99627 | No | Baulkham_Hills | SDF2018
| Seven_Hills | 2017 | 27.216 | 26.108 | 7.6865 | 27.216 | 0.95929 | 26.108 | 7.6865 | 27.216 | 0.95929 | No | Baulkham_Hills | SDF2018
| Seven_Hills | 2018 |  | 30.7112 | 5.7985 | 31.2538 | 0.98264 | 30.7112 | 5.7985 | 31.2538 | 0.98264 | No | Baulkham_Hills | SDF2018
| Seven_Hills | 2019 |  | 31.1323 | 5.878 | 31.6823 | 0.98264 | 31.1323 | 5.878 | 31.6823 | 0.98264 | No | Baulkham_Hills | SDF2018
| Seven_Hills | 2020 |  | 31.0827 | 5.8686 | 31.6318 | 0.98264 | 31.0827 | 5.8686 | 31.6318 | 0.98264 | No | Baulkham_Hills | SDF2018
| Seven_Hills | 2021 |  | 31.0361 | 5.8598 | 31.5845 | 0.98264 | 31.0361 | 5.8598 | 31.5845 | 0.98264 | No | Baulkham_Hills | SDF2018
| Seven_Hills | 2022 |  | 30.9912 | 5.8514 | 31.5388 | 0.98264 | 30.9912 | 5.8514 | 31.5388 | 0.98264 | No | Baulkham_Hills | SDF2018
| Seven_Hills | 2023 |  | 30.9501 | 5.8436 | 31.497 | 0.98264 | 30.9501 | 5.8436 | 31.497 | 0.98264 | No | Baulkham_Hills | SDF2018
| Seven_Hills | 2024 |  | 30.9126 | 5.8365 | 31.4587 | 0.98264 | 30.9126 | 5.8365 | 31.4587 | 0.98264 | No | Baulkham_Hills | SDF2018
| Seven_Hills | 2025 |  | 30.8851 | 5.8313 | 31.4308 | 0.98264 | 30.8851 | 5.8313 | 31.4308 | 0.98264 | No | Baulkham_Hills | SDF2018
| Seven_Hills | 2026 |  | 30.9195 | 5.8378 | 31.4658 | 0.98264 | 30.9195 | 5.8378 | 31.4658 | 0.98264 | No | Baulkham_Hills | SDF2018
| Seven_Hills | 2027 |  | 30.9539 | 5.8443 | 31.5008 | 0.98264 | 30.9539 | 5.8443 | 31.5008 | 0.98264 | No | Baulkham_Hills | SDF2018
| Westmead | 2012 | 22.9992 | 24.5684 | 0.61545 | 24.5761 | 0.99969 | 23.4959 | 0.58859 | 23.5033 | 0.99969 | No | Baulkham_Hills | SDF2018
| Westmead | 2013 | 23.6781 | 24.7754 | 0.8543 | 24.7901 | 0.99941 | 23.7028 | 0.81732 | 23.7169 | 0.99941 | No | Baulkham_Hills | SDF2018
| Westmead | 2014 | 22.4202 | 24.6604 | 0.47523 | 24.665 | 0.99981 | 23.5878 | 0.45456 | 23.5922 | 0.99981 | No | Baulkham_Hills | SDF2018
| Westmead | 2015 | 23.2158 | 24.1815 | 0.1057 | 24.1817 | 0.99999 | 23.1089 | 0.10101 | 23.1091 | 0.99999 | No | Baulkham_Hills | SDF2018
| Westmead | 2016 | 25.261 | 23.73 | 11.4927 | 26.3666 | 0.9 | 22.653 | 10.9711 | 25.1699 | 0.9 | No | Baulkham_Hills | SDF2018
| Westmead | 2017 | 25.114 | 24.225 | 5.2224 | 24.7815 | 0.97754 | 23.116 | 4.9834 | 23.6471 | 0.97754 | No | Baulkham_Hills | SDF2018
| Westmead | 2018 |  | 26.5855 | 5.4803 | 27.1445 | 0.97941 | 25.4765 | 5.2517 | 26.0121 | 0.97941 | No | Baulkham_Hills | SDF2018
| Westmead | 2019 |  | 28.5554 | 5.8864 | 29.1558 | 0.97941 | 27.4464 | 5.6578 | 28.0235 | 0.97941 | No | Baulkham_Hills | SDF2018
| Westmead | 2020 |  | 31.7051 | 6.5357 | 32.3718 | 0.97941 | 30.5961 | 6.3071 | 31.2395 | 0.97941 | No | Baulkham_Hills | SDF2018
| Westmead | 2021 |  | 35.3143 | 7.2797 | 36.0568 | 0.97941 | 34.2053 | 7.0511 | 34.9245 | 0.97941 | No | Baulkham_Hills | SDF2018
| Westmead | 2022 |  | 38.1957 | 7.8737 | 38.9988 | 0.97941 | 37.0867 | 7.645 | 37.8665 | 0.97941 | No | Baulkham_Hills | SDF2018
| Westmead | 2023 |  | 39.9028 | 8.2255 | 40.7418 | 0.97941 | 38.7938 | 7.9969 | 39.6094 | 0.97941 | No | Baulkham_Hills | SDF2018
| Westmead | 2024 |  | 40.4326 | 8.3347 | 41.2827 | 0.97941 | 39.3236 | 8.1061 | 40.1504 | 0.97941 | No | Baulkham_Hills | SDF2018
| Westmead | 2025 |  | 40.3942 | 8.3268 | 41.2435 | 0.97941 | 39.2852 | 8.0982 | 40.1112 | 0.97941 | No | Baulkham_Hills | SDF2018
| Westmead | 2026 |  | 40.4358 | 8.3354 | 41.286 | 0.97941 | 39.3268 | 8.1068 | 40.1537 | 0.97941 | No | Baulkham_Hills | SDF2018
| Westmead | 2027 |  | 40.4774 | 8.344 | 41.3285 | 0.97941 | 39.3684 | 8.1154 | 40.1962 | 0.97941 | No | Baulkham_Hills | SDF2018
| Undiversified | 2012 | 118.2162 | 130.8481 | 23.1496 | 134.9353 | 0.96971 | 122.5823 | 21.198 | 126.2717 | 0.97078 | Exclude | Baulkham_Hills | SDF2018
| Undiversified | 2013 | 134.3798 | 127.5033 | 28.6499 | 132.492 | 0.96235 | 119.2376 | 26.5957 | 123.8213 | 0.96298 | Exclude | Baulkham_Hills | SDF2018
| Undiversified | 2014 | 119.0984 | 127.2133 | 20.4835 | 129.7541 | 0.98042 | 118.9479 | 18.77 | 121.2559 | 0.98097 | Exclude | Baulkham_Hills | SDF2018
| Undiversified | 2015 | 118.0848 | 124.5205 | 18.8648 | 126.7038 | 0.98277 | 116.2545 | 17.3343 | 118.2405 | 0.9832 | Exclude | Baulkham_Hills | SDF2018
| Undiversified | 2016 | 126.881 | 123.894 | 29.9109 | 128.6313 | 0.96317 | 115.018 | 27.6732 | 119.4222 | 0.96312 | Exclude | Baulkham_Hills | SDF2018
| Undiversified | 2017 | 139.926 | 128.574 | 26.6402 | 131.7057 | 0.97622 | 118.301 | 24.638 | 121.207 | 0.97602 | Exclude | Baulkham_Hills | SDF2018
| Undiversified | 2018 |  | 137.2108 | 26.8652 | 140.0793 | 0.97952 | 126.9378 | 24.7493 | 129.5611 | 0.97975 | Exclude | Baulkham_Hills | SDF2018
| Undiversified | 2019 |  | 141.3639 | 27.8297 | 144.344 | 0.97935 | 131.0909 | 25.7138 | 133.8258 | 0.97956 | Exclude | Baulkham_Hills | SDF2018
| Undiversified | 2020 |  | 145.8523 | 28.8539 | 148.9486 | 0.97921 | 135.5793 | 26.738 | 138.4304 | 0.9794 | Exclude | Baulkham_Hills | SDF2018
| Undiversified | 2021 |  | 150.1285 | 29.7936 | 153.3273 | 0.97914 | 139.8555 | 27.6776 | 142.8092 | 0.97932 | Exclude | Baulkham_Hills | SDF2018
| Undiversified | 2022 |  | 153.4103 | 30.5102 | 156.6867 | 0.97909 | 143.1373 | 28.3943 | 146.1685 | 0.97926 | Exclude | Baulkham_Hills | SDF2018
| Undiversified | 2023 |  | 155.2525 | 30.9127 | 158.5722 | 0.97906 | 144.9795 | 28.7968 | 148.0541 | 0.97923 | Exclude | Baulkham_Hills | SDF2018
| Undiversified | 2024 |  | 155.6438 | 30.999 | 158.9726 | 0.97906 | 145.3708 | 28.8831 | 148.4544 | 0.97923 | Exclude | Baulkham_Hills | SDF2018
| Undiversified | 2025 |  | 155.4077 | 30.9462 | 158.7303 | 0.97907 | 145.1347 | 28.8303 | 148.2122 | 0.97924 | Exclude | Baulkham_Hills | SDF2018
| Undiversified | 2026 |  | 155.589 | 30.9754 | 158.9142 | 0.97907 | 145.316 | 28.8595 | 148.3961 | 0.97924 | Exclude | Baulkham_Hills | SDF2018
| Undiversified | 2027 |  | 155.7702 | 31.0046 | 159.0981 | 0.97908 | 145.4972 | 28.8887 | 148.58 | 0.97925 | Exclude | Baulkham_Hills | SDF2018
| Diversified | 2012 | 124.1007 | 137.863 | 67.5066 | 153.5036 | 0.89811 | 122.884 | 60.1719 | 136.8252 | 0.89811 | Exclude | Baulkham_Hills | SDF2018
| Diversified | 2013 | 141.7966 | 138.877 | 34.2834 | 143.0461 | 0.97086 | 123.897 | 30.5855 | 127.6164 | 0.97086 | Exclude | Baulkham_Hills | SDF2018
| Diversified | 2014 | 112.1214 | 128.914 | 12.4755 | 129.5162 | 0.99535 | 113.934 | 11.0259 | 114.4663 | 0.99535 | Exclude | Baulkham_Hills | SDF2018
| Diversified | 2015 | 120.7391 | 126.229 | 52.1204 | 136.5661 | 0.92431 | 111.25 | 45.9355 | 120.3604 | 0.92431 | Exclude | Baulkham_Hills | SDF2018
| Diversified | 2016 | 134.1385 | 123.14 | 38.0489 | 128.8844 | 0.95543 | 110.04 | 34.0011 | 115.1733 | 0.95543 | Exclude | Baulkham_Hills | SDF2018
| Diversified | 2017 | 141.3567 | 132.86 | 28.3711 | 135.8554 | 0.97795 | 116.088 | 24.7896 | 118.7053 | 0.97795 | Exclude | Baulkham_Hills | SDF2018
| Diversified | 2018 |  | 133.8448 | 42.2255 | 140.3475 | 0.95367 | 123.8238 | 39.064 | 129.8397 | 0.95367 | Exclude | Baulkham_Hills | SDF2018
| Diversified | 2019 |  | 137.896 | 43.5035 | 144.5956 | 0.95367 | 127.8751 | 40.3421 | 134.0877 | 0.95367 | Exclude | Baulkham_Hills | SDF2018
| Diversified | 2020 |  | 142.2743 | 44.8848 | 149.1866 | 0.95367 | 132.2534 | 41.7234 | 138.6787 | 0.95367 | Exclude | Baulkham_Hills | SDF2018
| Diversified | 2021 |  | 146.4457 | 46.2008 | 153.5606 | 0.95367 | 136.4247 | 43.0394 | 143.0527 | 0.95367 | Exclude | Baulkham_Hills | SDF2018
| Diversified | 2022 |  | 149.647 | 47.2107 | 156.9174 | 0.95367 | 139.626 | 44.0493 | 146.4095 | 0.95367 | Exclude | Baulkham_Hills | SDF2018
| Diversified | 2023 |  | 151.444 | 47.7776 | 158.8017 | 0.95367 | 141.423 | 44.6162 | 148.2938 | 0.95367 | Exclude | Baulkham_Hills | SDF2018
| Diversified | 2024 |  | 151.8257 | 47.8981 | 159.202 | 0.95367 | 141.8047 | 44.7366 | 148.6941 | 0.95367 | Exclude | Baulkham_Hills | SDF2018
| Diversified | 2025 |  | 151.5954 | 47.8254 | 158.9605 | 0.95367 | 141.5744 | 44.664 | 148.4527 | 0.95367 | Exclude | Baulkham_Hills | SDF2018
| Diversified | 2026 |  | 151.7722 | 47.8812 | 159.1458 | 0.95367 | 141.7512 | 44.7198 | 148.638 | 0.95367 | Exclude | Baulkham_Hills | SDF2018
| Diversified | 2027 |  | 151.9489 | 47.937 | 159.3312 | 0.95367 | 141.9279 | 44.7755 | 148.8233 | 0.95367 | Exclude | Baulkham_Hills | SDF2018
| Estimated System Normal | 2012 | 115.1893 | 118.0838 | 57.8214 | 131.4804 | 0.89811 | 110.5021 | 54.1089 | 123.0385 | 0.89811 | Exclude | Baulkham_Hills | SDF2018
| Estimated System Normal | 2013 | 101.6979 | 97.3469 | 24.0312 | 100.2692 | 0.97086 | 90.9761 | 22.4585 | 93.7072 | 0.97086 | Exclude | Baulkham_Hills | SDF2018
| Estimated System Normal | 2014 | 91.4752 | 99.1961 | 9.5996 | 99.6595 | 0.99535 | 92.6993 | 8.9709 | 93.1324 | 0.99535 | Exclude | Baulkham_Hills | SDF2018
| Estimated System Normal | 2015 | 92.4557 | 91.695 | 37.8612 | 99.204 | 0.92431 | 85.5702 | 35.3322 | 92.5777 | 0.92431 | Exclude | Baulkham_Hills | SDF2018
| Estimated System Normal | 2016 | 91.1464 | 88.2853 | 27.2792 | 92.4037 | 0.95543 | 81.9647 | 25.3262 | 85.7883 | 0.95543 | Exclude | Baulkham_Hills | SDF2018
| Estimated System Normal | 2017 | 97.3626 | 89.6222 | 19.1381 | 91.6428 | 0.97795 | 82.4781 | 17.6125 | 84.3376 | 0.97795 | Exclude | Baulkham_Hills | SDF2018
| Estimated System Normal | 2018 |  | 104.5644 | 32.988 | 109.6445 | 0.95367 | 96.7129 | 30.5111 | 101.4116 | 0.95367 | Exclude | Baulkham_Hills | SDF2018
| Estimated System Normal | 2019 |  | 107.7478 | 33.9923 | 112.9826 | 0.95367 | 99.8964 | 31.5154 | 104.7497 | 0.95367 | Exclude | Baulkham_Hills | SDF2018
| Estimated System Normal | 2020 |  | 111.185 | 35.0767 | 116.5868 | 0.95367 | 103.3335 | 32.5997 | 108.3539 | 0.95367 | Exclude | Baulkham_Hills | SDF2018
| Estimated System Normal | 2021 |  | 114.4536 | 36.1079 | 120.0142 | 0.95367 | 106.6021 | 33.6309 | 111.7813 | 0.95367 | Exclude | Baulkham_Hills | SDF2018
| Estimated System Normal | 2022 |  | 116.9612 | 36.899 | 122.6436 | 0.95367 | 109.1098 | 34.422 | 114.4107 | 0.95367 | Exclude | Baulkham_Hills | SDF2018
| Estimated System Normal | 2023 |  | 118.3687 | 37.343 | 124.1195 | 0.95367 | 110.5173 | 34.8661 | 115.8866 | 0.95367 | Exclude | Baulkham_Hills | SDF2018
| Estimated System Normal | 2024 |  | 118.6676 | 37.4373 | 124.4329 | 0.95367 | 110.8161 | 34.9603 | 116.2 | 0.95367 | Exclude | Baulkham_Hills | SDF2018
| Estimated System Normal | 2025 |  | 118.4867 | 37.3803 | 124.2433 | 0.95367 | 110.6353 | 34.9033 | 116.0104 | 0.95367 | Exclude | Baulkham_Hills | SDF2018
| Estimated System Normal | 2026 |  | 118.624 | 37.4236 | 124.3872 | 0.95367 | 110.7726 | 34.9466 | 116.1543 | 0.95367 | Exclude | Baulkham_Hills | SDF2018
| Estimated System Normal | 2027 |  | 118.7613 | 37.4669 | 124.5312 | 0.95367 | 110.9098 | 34.9899 | 116.2983 | 0.95367 | Exclude | Baulkham_Hills | SDF2018
| Bulli | 2012 | 11.0898 | 10.159 | 1.9244 | 10.3397 | 0.98253 | 9.181 | 1.7391 | 9.3443 | 0.98253 | No | Bellambi | SDF2018
| Bulli | 2013 | 10.5698 | 9.545 | 2.8499 | 9.9614 | 0.9582 | 8.567 | 2.5579 | 8.9407 | 0.9582 | No | Bellambi | SDF2018
| Bulli | 2014 | 8.3019 | 9.261 | 2.4955 | 9.5913 | 0.96556 | 8.2829 | 2.2319 | 8.5783 | 0.96556 | No | Bellambi | SDF2018
| Bulli | 2015 | 7.831 | 9.627 | 0.85915 | 9.6653 | 0.99604 | 8.6485 | 0.77183 | 8.6829 | 0.99604 | No | Bellambi | SDF2018
| Bulli | 2016 | 10.161 | 9.747 | 1.7561 | 9.9039 | 0.98416 | 8.74 | 1.5746 | 8.8807 | 0.98416 | No | Bellambi | SDF2018
| Bulli | 2017 | 11.459 | 9.84 | 1.6565 | 9.9785 | 0.98612 | 8.854 | 1.4905 | 8.9786 | 0.98612 | No | Bellambi | SDF2018
| Bulli | 2018 |  | 9.8741 | 2.0678 | 10.0883 | 0.97877 | 8.8881 | 1.8613 | 9.0809 | 0.97877 | No | Bellambi | SDF2018
| Bulli | 2019 |  | 9.9543 | 2.0846 | 10.1702 | 0.97877 | 8.9683 | 1.8781 | 9.1628 | 0.97877 | No | Bellambi | SDF2018
| Bulli | 2020 |  | 10.0162 | 2.0976 | 10.2335 | 0.97877 | 9.0302 | 1.8911 | 9.2261 | 0.97877 | No | Bellambi | SDF2018
| Bulli | 2021 |  | 10.0459 | 2.1038 | 10.2638 | 0.97877 | 9.0599 | 1.8973 | 9.2564 | 0.97877 | No | Bellambi | SDF2018
| Bulli | 2022 |  | 10.0304 | 2.1005 | 10.248 | 0.97877 | 9.0444 | 1.894 | 9.2406 | 0.97877 | No | Bellambi | SDF2018
| Bulli | 2023 |  | 9.9938 | 2.0929 | 10.2106 | 0.97877 | 9.0078 | 1.8864 | 9.2032 | 0.97877 | No | Bellambi | SDF2018
| Bulli | 2024 |  | 9.9591 | 2.0856 | 10.1751 | 0.97877 | 8.9731 | 1.8791 | 9.1677 | 0.97877 | No | Bellambi | SDF2018
| Bulli | 2025 |  | 9.933 | 2.0801 | 10.1484 | 0.97877 | 8.947 | 1.8736 | 9.141 | 0.97877 | No | Bellambi | SDF2018
| Bulli | 2026 |  | 9.9379 | 2.0812 | 10.1535 | 0.97877 | 8.9519 | 1.8747 | 9.1461 | 0.97877 | No | Bellambi | SDF2018
| Bulli | 2027 |  | 9.9428 | 2.0822 | 10.1585 | 0.97877 | 8.9568 | 1.8757 | 9.1511 | 0.97877 | No | Bellambi | SDF2018
| Corrimal | 2012 | 16.343 | 16.617 | 0.67407 | 16.6307 | 0.99918 | 14.9537 | 0.6066 | 14.966 | 0.99918 | No | Bellambi | SDF2018
| Corrimal | 2013 | 17.7812 | 15.858 | 0.18424 | 15.8591 | 0.99993 | 14.1951 | 0.16492 | 14.1961 | 0.99993 | No | Bellambi | SDF2018
| Corrimal | 2014 | 14.6121 | 15.661 | 1.5616 | 15.7387 | 0.99507 | 13.9975 | 1.3957 | 14.0669 | 0.99507 | No | Bellambi | SDF2018
| Corrimal | 2015 | 13.052 | 16.12 | 4.556 | 16.7515 | 0.9623 | 14.457 | 4.0859 | 15.0233 | 0.9623 | No | Bellambi | SDF2018
| Corrimal | 2016 | 16.143 | 16.475 | 1.9596 | 16.5911 | 0.993 | 14.705 | 1.7491 | 14.8087 | 0.993 | No | Bellambi | SDF2018
| Corrimal | 2017 | 18.69 | 16.837 | 1.7487 | 16.9276 | 0.99465 | 14.854 | 1.5428 | 14.9339 | 0.99465 | No | Bellambi | SDF2018
| Corrimal | 2018 |  | 17.0344 | 1.079 | 17.0685 | 0.998 | 15.0514 | 0.95336 | 15.0815 | 0.998 | No | Bellambi | SDF2018
| Corrimal | 2019 |  | 16.9543 | 1.0739 | 16.9882 | 0.998 | 14.9713 | 0.94829 | 15.0013 | 0.998 | No | Bellambi | SDF2018
| Corrimal | 2020 |  | 16.8705 | 1.0686 | 16.9043 | 0.998 | 14.8875 | 0.94299 | 14.9174 | 0.998 | No | Bellambi | SDF2018
| Corrimal | 2021 |  | 16.7974 | 1.064 | 16.8311 | 0.998 | 14.8144 | 0.93835 | 14.8441 | 0.998 | No | Bellambi | SDF2018
| Corrimal | 2022 |  | 16.7277 | 1.0595 | 16.7612 | 0.998 | 14.7447 | 0.93394 | 14.7742 | 0.998 | No | Bellambi | SDF2018
| Corrimal | 2023 |  | 16.6623 | 1.0554 | 16.6957 | 0.998 | 14.6793 | 0.9298 | 14.7087 | 0.998 | No | Bellambi | SDF2018
| Corrimal | 2024 |  | 16.6003 | 1.0515 | 16.6336 | 0.998 | 14.6173 | 0.92587 | 14.6466 | 0.998 | No | Bellambi | SDF2018
| Corrimal | 2025 |  | 16.5529 | 1.0485 | 16.5861 | 0.998 | 14.5699 | 0.92287 | 14.5991 | 0.998 | No | Bellambi | SDF2018
| Corrimal | 2026 |  | 16.5591 | 1.0489 | 16.5923 | 0.998 | 14.5761 | 0.92326 | 14.6053 | 0.998 | No | Bellambi | SDF2018
| Corrimal | 2027 |  | 16.5653 | 1.0493 | 16.5985 | 0.998 | 14.5823 | 0.92365 | 14.6115 | 0.998 | No | Bellambi | SDF2018
| Darkes_Forest | 2012 | 1.0477 | 0.9456 | 0.4512 | 1.0477 | 0.90252 | 0.9456 | 0.4512 | 1.0477 | 0.90252 | No | Bellambi | SDF2018
| Darkes_Forest | 2013 | 1.0434 | 0.9264 | 0.48 | 1.0434 | 0.88789 | 0.9264 | 0.48 | 1.0434 | 0.88789 | No | Bellambi | SDF2018
| Darkes_Forest | 2014 | 0.76705 | 0.7632 | 0.0768 | 0.76705 | 0.99497 | 0.7632 | 0.0768 | 0.76705 | 0.99497 | No | Bellambi | SDF2018
| Darkes_Forest | 2015 | 0.694 | 0.686 | 0.10507 | 0.694 | 0.98847 | 0.686 | 0.10507 | 0.694 | 0.98847 | No | Bellambi | SDF2018
| Darkes_Forest | 2016 | 0.705 | 0.696 | 0.11229 | 0.705 | 0.98723 | 0.696 | 0.11229 | 0.705 | 0.98723 | No | Bellambi | SDF2018
| Darkes_Forest | 2017 | 0.898 | 0.898 |  | 0.898 | 1 | 0.898 |  | 0.898 | 1 | No | Bellambi | SDF2018
| Darkes_Forest | 2018 |  | 0.89533 | 0.2605 | 0.93246 | 0.96018 | 0.89533 | 0.2605 | 0.93246 | 0.96018 | No | Bellambi | SDF2018
| Darkes_Forest | 2019 |  | 0.89274 | 0.25975 | 0.92976 | 0.96018 | 0.89274 | 0.25975 | 0.92976 | 0.96018 | No | Bellambi | SDF2018
| Darkes_Forest | 2020 |  | 0.89028 | 0.25903 | 0.9272 | 0.96018 | 0.89028 | 0.25903 | 0.9272 | 0.96018 | No | Bellambi | SDF2018
| Darkes_Forest | 2021 |  | 0.88844 | 0.2585 | 0.92529 | 0.96018 | 0.88844 | 0.2585 | 0.92529 | 0.96018 | No | Bellambi | SDF2018
| Darkes_Forest | 2022 |  | 0.88703 | 0.25809 | 0.92381 | 0.96018 | 0.88703 | 0.25809 | 0.92381 | 0.96018 | No | Bellambi | SDF2018
| Darkes_Forest | 2023 |  | 0.88582 | 0.25774 | 0.92255 | 0.96018 | 0.88582 | 0.25774 | 0.92255 | 0.96018 | No | Bellambi | SDF2018
| Darkes_Forest | 2024 |  | 0.88461 | 0.25738 | 0.9213 | 0.96018 | 0.88461 | 0.25738 | 0.9213 | 0.96018 | No | Bellambi | SDF2018
| Darkes_Forest | 2025 |  | 0.8844 | 0.25732 | 0.92107 | 0.96018 | 0.8844 | 0.25732 | 0.92107 | 0.96018 | No | Bellambi | SDF2018
| Darkes_Forest | 2026 |  | 0.88707 | 0.2581 | 0.92386 | 0.96018 | 0.88707 | 0.2581 | 0.92386 | 0.96018 | No | Bellambi | SDF2018
| Darkes_Forest | 2027 |  | 0.88974 | 0.25888 | 0.92664 | 0.96018 | 0.88974 | 0.25888 | 0.92664 | 0.96018 | No | Bellambi | SDF2018
| Helensburgh | 2012 | 12.6259 | 12.5856 | 1.008 | 12.6259 | 0.99681 | 12.5856 | 1.008 | 12.6259 | 0.99681 | No | Bellambi | SDF2018
| Helensburgh | 2013 | 11.3869 | 11.3472 | 0.95039 | 11.3869 | 0.99651 | 11.3472 | 0.95039 | 11.3869 | 0.99651 | No | Bellambi | SDF2018
| Helensburgh | 2014 | 9.2864 | 9.1872 | 1.3536 | 9.2864 | 0.98932 | 9.1872 | 1.3536 | 9.2864 | 0.98932 | No | Bellambi | SDF2018
| Helensburgh | 2015 | 6.539 | 6.365 | 1.4984 | 6.539 | 0.97339 | 6.365 | 1.4984 | 6.539 | 0.97339 | No | Bellambi | SDF2018
| Helensburgh | 2016 | 8.47 | 8.15 | 2.3062 | 8.47 | 0.96222 | 8.15 | 2.3062 | 8.47 | 0.96222 | No | Bellambi | SDF2018
| Helensburgh | 2017 | 8.842 | 8.784 | 1.0111 | 8.842 | 0.99344 | 8.784 | 1.0111 | 8.842 | 0.99344 | No | Bellambi | SDF2018
| Helensburgh | 2018 |  | 8.7515 | 1.5183 | 8.8822 | 0.98528 | 8.7515 | 1.5183 | 8.8822 | 0.98528 | No | Bellambi | SDF2018
| Helensburgh | 2019 |  | 8.718 | 1.5125 | 8.8483 | 0.98528 | 8.718 | 1.5125 | 8.8483 | 0.98528 | No | Bellambi | SDF2018
| Helensburgh | 2020 |  | 8.6832 | 1.5065 | 8.8129 | 0.98528 | 8.6832 | 1.5065 | 8.8129 | 0.98528 | No | Bellambi | SDF2018
| Helensburgh | 2021 |  | 8.6528 | 1.5012 | 8.7821 | 0.98528 | 8.6528 | 1.5012 | 8.7821 | 0.98528 | No | Bellambi | SDF2018
| Helensburgh | 2022 |  | 8.6239 | 1.4962 | 8.7527 | 0.98528 | 8.6239 | 1.4962 | 8.7527 | 0.98528 | No | Bellambi | SDF2018
| Helensburgh | 2023 |  | 8.5968 | 1.4915 | 8.7252 | 0.98528 | 8.5968 | 1.4915 | 8.7252 | 0.98528 | No | Bellambi | SDF2018
| Helensburgh | 2024 |  | 8.5711 | 1.487 | 8.6991 | 0.98528 | 8.5711 | 1.487 | 8.6991 | 0.98528 | No | Bellambi | SDF2018
| Helensburgh | 2025 |  | 8.5516 | 1.4836 | 8.6793 | 0.98528 | 8.5516 | 1.4836 | 8.6793 | 0.98528 | No | Bellambi | SDF2018
| Helensburgh | 2026 |  | 8.5551 | 1.4842 | 8.6829 | 0.98528 | 8.5551 | 1.4842 | 8.6829 | 0.98528 | No | Bellambi | SDF2018
| Helensburgh | 2027 |  | 8.5585 | 1.4848 | 8.6864 | 0.98528 | 8.5585 | 1.4848 | 8.6864 | 0.98528 | No | Bellambi | SDF2018
| Helenburgh_Colliery | 2012 | [9 empty] | Yes | Bellambi | SDF2018
| Helenburgh_Colliery | 2013 | 2.6871 | 2.3352 | 1.5452 | 2.8002 | 0.83395 | 2.3352 | 1.5452 | 2.8002 | 0.83395 | Yes | Bellambi | SDF2018
| Helenburgh_Colliery | 2014 | 2.8512 | 2.8471 | 0.15222 | 2.8512 | 0.99857 | 2.8471 | 0.15222 | 2.8512 | 0.99857 | Yes | Bellambi | SDF2018
| Helenburgh_Colliery | 2015 | 7.889 | 7.742 | 1.5158 | 7.889 | 0.98137 | 7.742 | 1.5158 | 7.889 | 0.98137 | Yes | Bellambi | SDF2018
| Helenburgh_Colliery | 2016 | 8.136 | 7.849 | 2.1419 | 8.136 | 0.96472 | 7.849 | 2.1419 | 8.136 | 0.96472 | Yes | Bellambi | SDF2018
| Helenburgh_Colliery | 2017 | 8.638 | 8.266 | 2.5076 | 8.638 | 0.95693 | 8.266 | 2.5076 | 8.638 | 0.95693 | Yes | Bellambi | SDF2018
| Helenburgh_Colliery | 2018 |  | 7.849 | 2.264 | 8.169 | 0.96083 | 7.849 | 2.264 | 8.169 | 0.96083 | Yes | Bellambi | SDF2018
| Helenburgh_Colliery | 2019 |  | 7.849 | 2.264 | 8.169 | 0.96083 | 7.849 | 2.264 | 8.169 | 0.96083 | Yes | Bellambi | SDF2018
| Helenburgh_Colliery | 2020 |  | 7.849 | 2.264 | 8.169 | 0.96083 | 7.849 | 2.264 | 8.169 | 0.96083 | Yes | Bellambi | SDF2018
| Helenburgh_Colliery | 2021 |  | 7.849 | 2.264 | 8.169 | 0.96083 | 7.849 | 2.264 | 8.169 | 0.96083 | Yes | Bellambi | SDF2018
| Helenburgh_Colliery | 2022 |  | 7.849 | 2.264 | 8.169 | 0.96083 | 7.849 | 2.264 | 8.169 | 0.96083 | Yes | Bellambi | SDF2018
| Helenburgh_Colliery | 2023 |  | 7.849 | 2.264 | 8.169 | 0.96083 | 7.849 | 2.264 | 8.169 | 0.96083 | Yes | Bellambi | SDF2018
| Helenburgh_Colliery | 2024 |  | 7.849 | 2.264 | 8.169 | 0.96083 | 7.849 | 2.264 | 8.169 | 0.96083 | Yes | Bellambi | SDF2018
| Helenburgh_Colliery | 2025 |  | 7.849 | 2.264 | 8.169 | 0.96083 | 7.849 | 2.264 | 8.169 | 0.96083 | Yes | Bellambi | SDF2018
| Helenburgh_Colliery | 2026 |  | 7.849 | 2.264 | 8.169 | 0.96083 | 7.849 | 2.264 | 8.169 | 0.96083 | Yes | Bellambi | SDF2018
| Helenburgh_Colliery | 2027 |  | 7.849 | 2.264 | 8.169 | 0.96083 | 7.849 | 2.264 | 8.169 | 0.96083 | Yes | Bellambi | SDF2018
| Mt_Ousley | 2012 | 17.3377 | 17.806 | 4.4626 | 18.3567 | 0.97 | 16.2662 | 4.0767 | 16.7693 | 0.97 | No | Bellambi | SDF2018
| Mt_Ousley | 2013 | 18.8298 | 17.299 | 4.3355 | 17.834 | 0.97 | 15.7582 | 3.9494 | 16.2456 | 0.97 | No | Bellambi | SDF2018
| Mt_Ousley | 2014 | 16.8345 | 17.502 | 4.3864 | 18.0433 | 0.97 | 15.9621 | 4.0005 | 16.4558 | 0.97 | No | Bellambi | SDF2018
| Mt_Ousley | 2015 | 15.822 | 17.542 | 4.3964 | 18.0845 | 0.97 | 16.002 | 4.0105 | 16.4969 | 0.97 | No | Bellambi | SDF2018
| Mt_Ousley | 2016 | 18.788 | 18.202 | 4.5619 | 18.7649 | 0.97 | 16.875 | 4.2293 | 17.3969 | 0.97 | No | Bellambi | SDF2018
| Mt_Ousley | 2017 | 20.751 | 18.996 | 4.7608 | 19.5835 | 0.97 | 17.067 | 4.2774 | 17.5948 | 0.97 | No | Bellambi | SDF2018
| Mt_Ousley | 2018 |  | 18.9657 | 4.7532 | 19.5522 | 0.97 | 17.0367 | 4.2698 | 17.5636 | 0.97 | No | Bellambi | SDF2018
| Mt_Ousley | 2019 |  | 18.9258 | 4.7432 | 19.5111 | 0.97 | 16.9968 | 4.2598 | 17.5224 | 0.97 | No | Bellambi | SDF2018
| Mt_Ousley | 2020 |  | 18.888 | 4.7338 | 19.4722 | 0.97 | 16.959 | 4.2503 | 17.4835 | 0.97 | No | Bellambi | SDF2018
| Mt_Ousley | 2021 |  | 18.8605 | 4.7269 | 19.4438 | 0.97 | 16.9315 | 4.2434 | 17.4552 | 0.97 | No | Bellambi | SDF2018
| Mt_Ousley | 2022 |  | 18.84 | 4.7217 | 19.4227 | 0.97 | 16.911 | 4.2383 | 17.434 | 0.97 | No | Bellambi | SDF2018
| Mt_Ousley | 2023 |  | 18.8227 | 4.7174 | 19.4049 | 0.97 | 16.8937 | 4.234 | 17.4162 | 0.97 | No | Bellambi | SDF2018
| Mt_Ousley | 2024 |  | 18.8053 | 4.713 | 19.3869 | 0.97 | 16.8763 | 4.2296 | 17.3982 | 0.97 | No | Bellambi | SDF2018
| Mt_Ousley | 2025 |  | 18.8038 | 4.7127 | 19.3854 | 0.97 | 16.8748 | 4.2292 | 17.3967 | 0.97 | No | Bellambi | SDF2018
| Mt_Ousley | 2026 |  | 18.8472 | 4.7236 | 19.4301 | 0.97 | 16.9182 | 4.2401 | 17.4414 | 0.97 | No | Bellambi | SDF2018
| Mt_Ousley | 2027 |  | 18.8906 | 4.7344 | 19.4748 | 0.97 | 16.9616 | 4.251 | 17.4862 | 0.97 | No | Bellambi | SDF2018
| Russell_Vale | 2012 | 12.4079 | 11.8867 | 3.5584 | 12.4079 | 0.95799 | 11.8867 | 3.5584 | 12.4079 | 0.95799 | No | Bellambi | SDF2018
| Russell_Vale | 2013 | 16.1646 | 15.631 | 4.1166 | 16.164 | 0.96703 | 15.631 | 4.1166 | 16.164 | 0.96703 | No | Bellambi | SDF2018
| Russell_Vale | 2014 | 11.2414 | 11.1389 | 1.5147 | 11.2414 | 0.99088 | 11.1389 | 1.5147 | 11.2414 | 0.99088 | No | Bellambi | SDF2018
| Russell_Vale | 2015 | 10.5935 | 10.34 | 2.3037 | 10.5935 | 0.97607 | 10.34 | 2.3037 | 10.5935 | 0.97607 | No | Bellambi | SDF2018
| Russell_Vale | 2016 | 13.2265 | 12.91 | 2.8763 | 13.2265 | 0.97607 | 12.91 | 2.8763 | 13.2265 | 0.97607 | No | Bellambi | SDF2018
| Russell_Vale | 2017 | 13.7962 | 13.67 | 1.8618 | 13.7962 | 0.99085 | 13.67 | 1.8618 | 13.7962 | 0.99085 | No | Bellambi | SDF2018
| Russell_Vale | 2018 |  | 14.0789 | 3.1085 | 14.418 | 0.97648 | 14.0789 | 3.1085 | 14.418 | 0.97648 | No | Bellambi | SDF2018
| Russell_Vale | 2019 |  | 14.5999 | 3.2235 | 14.9515 | 0.97648 | 14.5999 | 3.2235 | 14.9515 | 0.97648 | No | Bellambi | SDF2018
| Russell_Vale | 2020 |  | 14.5332 | 3.2088 | 14.8832 | 0.97648 | 14.5332 | 3.2088 | 14.8832 | 0.97648 | No | Bellambi | SDF2018
| Russell_Vale | 2021 |  | 14.4725 | 3.1954 | 14.8211 | 0.97648 | 14.4725 | 3.1954 | 14.8211 | 0.97648 | No | Bellambi | SDF2018
| Russell_Vale | 2022 |  | 14.4124 | 3.1821 | 14.7596 | 0.97648 | 14.4124 | 3.1821 | 14.7596 | 0.97648 | No | Bellambi | SDF2018
| Russell_Vale | 2023 |  | 14.3554 | 3.1695 | 14.7011 | 0.97648 | 14.3554 | 3.1695 | 14.7011 | 0.97648 | No | Bellambi | SDF2018
| Russell_Vale | 2024 |  | 14.3017 | 3.1577 | 14.6462 | 0.97648 | 14.3017 | 3.1577 | 14.6462 | 0.97648 | No | Bellambi | SDF2018
| Russell_Vale | 2025 |  | 14.2562 | 3.1477 | 14.5996 | 0.97648 | 14.2562 | 3.1477 | 14.5996 | 0.97648 | No | Bellambi | SDF2018
| Russell_Vale | 2026 |  | 14.2474 | 3.1457 | 14.5905 | 0.97648 | 14.2474 | 3.1457 | 14.5905 | 0.97648 | No | Bellambi | SDF2018
| Russell_Vale | 2027 |  | 14.2385 | 3.1438 | 14.5815 | 0.97648 | 14.2385 | 3.1438 | 14.5815 | 0.97648 | No | Bellambi | SDF2018
| South_Bulli_Colliery | 2012 | 6.5198 | 4.914 | 4.2849 | 6.5198 | 0.7537 | 4.914 | 4.2849 | 6.5198 | 0.7537 | Yes | Bellambi | SDF2018
| South_Bulli_Colliery | 2013 | 8.0314 | 5.796 | 5.5597 | 8.0314 | 0.72166 | 5.796 | 5.5597 | 8.0314 | 0.72166 | Yes | Bellambi | SDF2018
| South_Bulli_Colliery | 2014 | 7.5703 | 5.3809 | 5.3249 | 7.5703 | 0.7108 | 5.3809 | 5.3249 | 7.5703 | 0.7108 | Yes | Bellambi | SDF2018
| South_Bulli_Colliery | 2015 | 5.417 | 3.784 | 3.9668 | 5.4822 | 0.69023 | 3.784 | 3.9668 | 5.4822 | 0.69023 | Yes | Bellambi | SDF2018
| South_Bulli_Colliery | 2016 | 3.941 | 2.438 | 3.0964 | 3.941 | 0.61862 | 2.438 | 3.0964 | 3.941 | 0.61862 | Yes | Bellambi | SDF2018
| South_Bulli_Colliery | 2017 | 2.382 | 1.854 | 1.4955 | 2.382 | 0.77834 | 1.854 | 1.4955 | 2.382 | 0.77834 | Yes | Bellambi | SDF2018
| South_Bulli_Colliery | 2018 |  | 2.438 | 1.9666 | 3.1323 | 0.77834 | 2.438 | 1.9666 | 3.1323 | 0.77834 | Yes | Bellambi | SDF2018
| South_Bulli_Colliery | 2019 |  | 2.438 | 1.9666 | 3.1323 | 0.77834 | 2.438 | 1.9666 | 3.1323 | 0.77834 | Yes | Bellambi | SDF2018
| South_Bulli_Colliery | 2020 |  | 2.438 | 1.9666 | 3.1323 | 0.77834 | 2.438 | 1.9666 | 3.1323 | 0.77834 | Yes | Bellambi | SDF2018
| South_Bulli_Colliery | 2021 |  | 2.438 | 1.9666 | 3.1323 | 0.77834 | 2.438 | 1.9666 | 3.1323 | 0.77834 | Yes | Bellambi | SDF2018
| South_Bulli_Colliery | 2022 |  | 2.438 | 1.9666 | 3.1323 | 0.77834 | 2.438 | 1.9666 | 3.1323 | 0.77834 | Yes | Bellambi | SDF2018
| South_Bulli_Colliery | 2023 |  | 2.438 | 1.9666 | 3.1323 | 0.77834 | 2.438 | 1.9666 | 3.1323 | 0.77834 | Yes | Bellambi | SDF2018
| South_Bulli_Colliery | 2024 |  | 2.438 | 1.9666 | 3.1323 | 0.77834 | 2.438 | 1.9666 | 3.1323 | 0.77834 | Yes | Bellambi | SDF2018
| South_Bulli_Colliery | 2025 |  | 2.438 | 1.9666 | 3.1323 | 0.77834 | 2.438 | 1.9666 | 3.1323 | 0.77834 | Yes | Bellambi | SDF2018
| South_Bulli_Colliery | 2026 |  | 2.438 | 1.9666 | 3.1323 | 0.77834 | 2.438 | 1.9666 | 3.1323 | 0.77834 | Yes | Bellambi | SDF2018
| South_Bulli_Colliery | 2027 |  | 2.438 | 1.9666 | 3.1323 | 0.77834 | 2.438 | 1.9666 | 3.1323 | 0.77834 | Yes | Bellambi | SDF2018
| Wombarra | 2012 | 4.8542 | 4.7394 | 1.0493 | 4.8542 | 0.97636 | 4.7394 | 1.0493 | 4.8542 | 0.97636 | No | Bellambi | SDF2018
| Wombarra | 2013 | 4.4142 | 4.2903 | 1.0384 | 4.4142 | 0.97194 | 4.2903 | 1.0384 | 4.4142 | 0.97194 | No | Bellambi | SDF2018
| Wombarra | 2014 | 4.5292 | 4.4403 | 0.89266 | 4.5292 | 0.98039 | 4.4403 | 0.89266 | 4.5292 | 0.98039 | No | Bellambi | SDF2018
| Wombarra | 2015 | 3.36 | 3.317 | 0.53583 | 3.36 | 0.9872 | 3.317 | 0.53583 | 3.36 | 0.9872 | No | Bellambi | SDF2018
| Wombarra | 2016 | 3.938 | 3.848 | 0.8371 | 3.938 | 0.97715 | 3.848 | 0.8371 | 3.938 | 0.97715 | No | Bellambi | SDF2018
| Wombarra | 2017 | 4.163 | 4.13 | 0.52313 | 4.163 | 0.99207 | 4.13 | 0.52313 | 4.163 | 0.99207 | No | Bellambi | SDF2018
| Wombarra | 2018 |  | 4.1086 | 0.81584 | 4.1888 | 0.98085 | 4.1086 | 0.81584 | 4.1888 | 0.98085 | No | Bellambi | SDF2018
| Wombarra | 2019 |  | 4.6714 | 0.92759 | 4.7626 | 0.98085 | 4.6714 | 0.92759 | 4.7626 | 0.98085 | No | Bellambi | SDF2018
| Wombarra | 2020 |  | 4.6467 | 0.92269 | 4.7375 | 0.98085 | 4.6467 | 0.92269 | 4.7375 | 0.98085 | No | Bellambi | SDF2018
| Wombarra | 2021 |  | 4.6239 | 0.91816 | 4.7142 | 0.98085 | 4.6239 | 0.91816 | 4.7142 | 0.98085 | No | Bellambi | SDF2018
| Wombarra | 2022 |  | 4.6007 | 0.91356 | 4.6906 | 0.98085 | 4.6007 | 0.91356 | 4.6906 | 0.98085 | No | Bellambi | SDF2018
| Wombarra | 2023 |  | 4.5785 | 0.90915 | 4.6679 | 0.98085 | 4.5785 | 0.90915 | 4.6679 | 0.98085 | No | Bellambi | SDF2018
| Wombarra | 2024 |  | 4.5577 | 0.905 | 4.6466 | 0.98085 | 4.5577 | 0.905 | 4.6466 | 0.98085 | No | Bellambi | SDF2018
| Wombarra | 2025 |  | 4.5388 | 0.90125 | 4.6274 | 0.98085 | 4.5388 | 0.90125 | 4.6274 | 0.98085 | No | Bellambi | SDF2018
| Wombarra | 2026 |  | 4.5301 | 0.89954 | 4.6186 | 0.98085 | 4.5301 | 0.89954 | 4.6186 | 0.98085 | No | Bellambi | SDF2018
| Wombarra | 2027 |  | 4.5215 | 0.89782 | 4.6097 | 0.98085 | 4.5215 | 0.89782 | 4.6097 | 0.98085 | No | Bellambi | SDF2018
| Undiversified | 2012 | 82.2261 | 79.6533 | 17.4129 | 82.7826 | 0.9622 | 75.4722 | 16.7743 | 78.5351 | 0.961 | No | Bellambi | SDF2018
| Undiversified | 2013 | 90.9084 | 83.028 | 21.06 | 87.4945 | 0.94895 | 78.8463 | 20.3625 | 83.2224 | 0.94742 | No | Bellambi | SDF2018
| Undiversified | 2014 | 75.994 | 76.1816 | 17.7583 | 79.6187 | 0.95683 | 72.0001 | 16.943 | 75.3465 | 0.95559 | No | Bellambi | SDF2018
| Undiversified | 2015 | 71.1975 | 75.523 | 19.7373 | 79.059 | 0.95527 | 71.3415 | 18.794 | 74.7608 | 0.95426 | No | Bellambi | SDF2018
| Undiversified | 2016 | 83.5085 | 80.315 | 19.6477 | 83.6765 | 0.95983 | 76.211 | 18.9231 | 79.5028 | 0.9586 | No | Bellambi | SDF2018
| Undiversified | 2017 | 89.6192 | 83.275 | 15.5653 | 85.2087 | 0.97731 | 78.377 | 14.7099 | 80.2265 | 0.97695 | No | Bellambi | SDF2018
| Undiversified | 2018 |  | 83.9954 | 17.8337 | 86.4318 | 0.97181 | 79.0974 | 17.0182 | 81.4487 | 0.97113 | No | Bellambi | SDF2018
| Undiversified | 2019 |  | 85.0034 | 18.0557 | 87.463 | 0.97188 | 80.1054 | 17.2401 | 82.48 | 0.97121 | No | Bellambi | SDF2018
| Undiversified | 2020 |  | 84.8152 | 18.0275 | 87.2722 | 0.97185 | 79.9172 | 17.212 | 82.2891 | 0.97118 | No | Bellambi | SDF2018
| Undiversified | 2021 |  | 84.6286 | 17.9985 | 87.0827 | 0.97182 | 79.7306 | 17.1829 | 82.0997 | 0.97114 | No | Bellambi | SDF2018
| Undiversified | 2022 |  | 84.4091 | 17.9624 | 86.8598 | 0.97179 | 79.5111 | 17.1468 | 81.8767 | 0.97111 | No | Bellambi | SDF2018
| Undiversified | 2023 |  | 84.1823 | 17.9242 | 86.6292 | 0.97175 | 79.2843 | 17.1086 | 81.6462 | 0.97107 | No | Bellambi | SDF2018
| Undiversified | 2024 |  | 83.9667 | 17.8878 | 86.4101 | 0.97172 | 79.0687 | 17.0723 | 81.427 | 0.97104 | No | Bellambi | SDF2018
| Undiversified | 2025 |  | 83.8076 | 17.8617 | 86.2485 | 0.9717 | 78.9096 | 17.0462 | 81.2655 | 0.97101 | No | Bellambi | SDF2018
| Undiversified | 2026 |  | 83.8508 | 17.8717 | 86.293 | 0.9717 | 78.9528 | 17.0562 | 81.3099 | 0.97101 | No | Bellambi | SDF2018
| Undiversified | 2027 |  | 83.894 | 17.8817 | 86.3374 | 0.9717 | 78.996 | 17.0662 | 81.3544 | 0.97101 | No | Bellambi | SDF2018
| Diversified | 2012 | 72.2972 | 72.11 | 5.2 | 72.2972 | 0.99741 | 72.11 | 5.2 | 72.2972 | 0.99741 | No | Bellambi | SDF2018
| Diversified | 2013 | 75.8267 | 75.36 | 8.4 | 75.8267 | 0.99385 | 75.36 | 8.4 | 75.8267 | 0.99385 | No | Bellambi | SDF2018
| Diversified | 2014 | 63.4873 | 63.48 | 0.96 | 63.4873 | 0.99989 | 63.48 | 0.96 | 63.4873 | 0.99989 | No | Bellambi | SDF2018
| Diversified | 2015 | 63.2008 | 62.88 | 6.36 | 63.2008 | 0.99492 | 62.88 | 6.36 | 63.2008 | 0.99492 | No | Bellambi | SDF2018
| Diversified | 2016 | 78.2099 | 75.24 | 24.7964 | 79.2207 | 0.94975 | 75.24 | 24.7964 | 79.2207 | 0.94975 | No | Bellambi | SDF2018
| Diversified | 2017 | 80.65 | 80.65 | 16.3767 | 82.2959 | 0.98 | 80.65 | 16.3767 | 82.2959 | 0.98 | No | Bellambi | SDF2018
| Diversified | 2018 |  | 78.4201 | 15.9239 | 80.0205 | 0.98 | 73.8472 | 14.9953 | 75.3543 | 0.98 | No | Bellambi | SDF2018
| Diversified | 2019 |  | 79.3611 | 16.115 | 80.9808 | 0.98 | 74.7883 | 15.1864 | 76.3146 | 0.98 | No | Bellambi | SDF2018
| Diversified | 2020 |  | 79.1855 | 16.0793 | 80.8015 | 0.98 | 74.6126 | 15.1507 | 76.1353 | 0.98 | No | Bellambi | SDF2018
| Diversified | 2021 |  | 79.0112 | 16.0439 | 80.6237 | 0.98 | 74.4383 | 15.1153 | 75.9575 | 0.98 | No | Bellambi | SDF2018
| Diversified | 2022 |  | 78.8064 | 16.0023 | 80.4146 | 0.98 | 74.2335 | 15.0737 | 75.7484 | 0.98 | No | Bellambi | SDF2018
| Diversified | 2023 |  | 78.5946 | 15.9593 | 80.1986 | 0.98 | 74.0217 | 15.0307 | 75.5323 | 0.98 | No | Bellambi | SDF2018
| Diversified | 2024 |  | 78.3933 | 15.9184 | 79.9931 | 0.98 | 73.8204 | 14.9899 | 75.3269 | 0.98 | No | Bellambi | SDF2018
| Diversified | 2025 |  | 78.2448 | 15.8883 | 79.8416 | 0.98 | 73.6719 | 14.9597 | 75.1754 | 0.98 | No | Bellambi | SDF2018
| Diversified | 2026 |  | 78.2851 | 15.8965 | 79.8828 | 0.98 | 73.7122 | 14.9679 | 75.2165 | 0.98 | No | Bellambi | SDF2018
| Diversified | 2027 |  | 78.3254 | 15.9047 | 79.9239 | 0.98 | 73.7525 | 14.9761 | 75.2577 | 0.98 | No | Bellambi | SDF2018
| ABC_Tissues | 2012 | 4.5498 | 4.392 | 1.188 | 4.5498 | 0.96531 | 4.392 | 1.188 | 4.5498 | 0.96531 | Yes | Blacktown | SDF2018
| ABC_Tissues | 2013 | 4.213 | 4.077 | 1.062 | 4.213 | 0.96771 | 4.077 | 1.062 | 4.213 | 0.96771 | Yes | Blacktown | SDF2018
| ABC_Tissues | 2014 | 4.4165 | 4.32 | 0.918 | 4.4165 | 0.97816 | 4.32 | 0.918 | 4.4165 | 0.97816 | Yes | Blacktown | SDF2018
| ABC_Tissues | 2015 | 3.905 | 3.845 | 0.91461 | 3.9523 | 0.97286 | 3.845 | 0.91461 | 3.9523 | 0.97286 | Yes | Blacktown | SDF2018
| ABC_Tissues | 2016 | 4.01 | 3.846 | 1.1351 | 4.01 | 0.9591 | 3.846 | 1.1351 | 4.01 | 0.9591 | Yes | Blacktown | SDF2018
| ABC_Tissues | 2017 | 3.782 | 3.702 | 0.77377 | 3.782 | 0.97885 | 3.702 | 0.77377 | 3.782 | 0.97885 | Yes | Blacktown | SDF2018
| ABC_Tissues | 2018 |  | 3.702 | 0.77377 | 3.782 | 0.97885 | 3.702 | 0.77377 | 3.782 | 0.97885 | Yes | Blacktown | SDF2018
| ABC_Tissues | 2019 |  | 3.702 | 0.77377 | 3.782 | 0.97885 | 3.702 | 0.77377 | 3.782 | 0.97885 | Yes | Blacktown | SDF2018
| ABC_Tissues | 2020 |  | 3.702 | 0.77377 | 3.782 | 0.97885 | 3.702 | 0.77377 | 3.782 | 0.97885 | Yes | Blacktown | SDF2018
| ABC_Tissues | 2021 |  | 3.702 | 0.77377 | 3.782 | 0.97885 | 3.702 | 0.77377 | 3.782 | 0.97885 | Yes | Blacktown | SDF2018
| ABC_Tissues | 2022 |  | 3.702 | 0.77377 | 3.782 | 0.97885 | 3.702 | 0.77377 | 3.782 | 0.97885 | Yes | Blacktown | SDF2018
| ABC_Tissues | 2023 |  | 3.702 | 0.77377 | 3.782 | 0.97885 | 3.702 | 0.77377 | 3.782 | 0.97885 | Yes | Blacktown | SDF2018
| ABC_Tissues | 2024 |  | 3.702 | 0.77377 | 3.782 | 0.97885 | 3.702 | 0.77377 | 3.782 | 0.97885 | Yes | Blacktown | SDF2018
| ABC_Tissues | 2025 |  | 3.702 | 0.77377 | 3.782 | 0.97885 | 3.702 | 0.77377 | 3.782 | 0.97885 | Yes | Blacktown | SDF2018
| ABC_Tissues | 2026 |  | 3.702 | 0.77377 | 3.782 | 0.97885 | 3.702 | 0.77377 | 3.782 | 0.97885 | Yes | Blacktown | SDF2018
| ABC_Tissues | 2027 |  | 3.702 | 0.77377 | 3.782 | 0.97885 | 3.702 | 0.77377 | 3.782 | 0.97885 | Yes | Blacktown | SDF2018
| Sydney_Trains_Blacktown | 2012 | 17.1988 | 16.848 | 3.456 | 17.1988 | 0.9796 | 16.848 | 3.456 | 17.1988 | 0.9796 | Yes | Blacktown | SDF2018
| Sydney_Trains_Blacktown | 2013 | 14.7732 | 14.544 | 2.592 | 14.7732 | 0.98449 | 14.544 | 2.592 | 14.7732 | 0.98449 | Yes | Blacktown | SDF2018
| Sydney_Trains_Blacktown | 2014 | 16.5506 | 16.272 | 3.024 | 16.5506 | 0.98317 | 16.272 | 3.024 | 16.5506 | 0.98317 | Yes | Blacktown | SDF2018
| Sydney_Trains_Blacktown | 2015 | 19.904 | 19.172 | 5.3482 | 19.904 | 0.96322 | 19.172 | 5.3482 | 19.904 | 0.96322 | Yes | Blacktown | SDF2018
| Sydney_Trains_Blacktown | 2016 | 16.325 | 16.163 | 2.2941 | 16.325 | 0.99008 | 16.163 | 2.2941 | 16.325 | 0.99008 | Yes | Blacktown | SDF2018
| Sydney_Trains_Blacktown | 2017 | 7.199 | 7.199 |  | 7.199 | 1 | 7.199 |  | 7.199 | 1 | Yes | Blacktown | SDF2018
| Sydney_Trains_Blacktown | 2018 |  | 7.199 | 1.3272 | 7.3203 | 0.98343 | 7.199 | 1.3272 | 7.3203 | 0.98343 | Yes | Blacktown | SDF2018
| Sydney_Trains_Blacktown | 2019 |  | 7.199 | 1.3272 | 7.3203 | 0.98343 | 7.199 | 1.3272 | 7.3203 | 0.98343 | Yes | Blacktown | SDF2018
| Sydney_Trains_Blacktown | 2020 |  | 7.199 | 1.3272 | 7.3203 | 0.98343 | 7.199 | 1.3272 | 7.3203 | 0.98343 | Yes | Blacktown | SDF2018
| Sydney_Trains_Blacktown | 2021 |  | 7.199 | 1.3272 | 7.3203 | 0.98343 | 7.199 | 1.3272 | 7.3203 | 0.98343 | Yes | Blacktown | SDF2018
| Sydney_Trains_Blacktown | 2022 |  | 7.199 | 1.3272 | 7.3203 | 0.98343 | 7.199 | 1.3272 | 7.3203 | 0.98343 | Yes | Blacktown | SDF2018
| Sydney_Trains_Blacktown | 2023 |  | 7.199 | 1.3272 | 7.3203 | 0.98343 | 7.199 | 1.3272 | 7.3203 | 0.98343 | Yes | Blacktown | SDF2018
| Sydney_Trains_Blacktown | 2024 |  | 7.199 | 1.3272 | 7.3203 | 0.98343 | 7.199 | 1.3272 | 7.3203 | 0.98343 | Yes | Blacktown | SDF2018
| Sydney_Trains_Blacktown | 2025 |  | 7.199 | 1.3272 | 7.3203 | 0.98343 | 7.199 | 1.3272 | 7.3203 | 0.98343 | Yes | Blacktown | SDF2018
| Sydney_Trains_Blacktown | 2026 |  | 7.199 | 1.3272 | 7.3203 | 0.98343 | 7.199 | 1.3272 | 7.3203 | 0.98343 | Yes | Blacktown | SDF2018
| Sydney_Trains_Blacktown | 2027 |  | 7.199 | 1.3272 | 7.3203 | 0.98343 | 7.199 | 1.3272 | 7.3203 | 0.98343 | Yes | Blacktown | SDF2018
| Bossley_Park | 2012 | 26.1639 | 34.417 | 2.628 | 34.5172 | 0.9971 | 31.5391 | 2.4083 | 31.6309 | 0.9971 | No | Blacktown | SDF2018
| Bossley_Park | 2013 | 29.9684 | 32.717 | 3.3981 | 32.893 | 0.99465 | 29.8395 | 3.0993 | 30 | 0.99465 | No | Blacktown | SDF2018
| Bossley_Park | 2014 | 28.7904 | 32.802 | 2.3695 | 32.8875 | 0.9974 | 29.9246 | 2.1617 | 30.0026 | 0.9974 | No | Blacktown | SDF2018
| Bossley_Park | 2015 | 26.565 | 32.157 | 3.3619 | 32.3323 | 0.99458 | 29.2799 | 3.0611 | 29.4395 | 0.99458 | No | Blacktown | SDF2018
| Bossley_Park | 2016 | 29.306 | 33.171 | 4.1805 | 33.4334 | 0.99215 | 30.586 | 3.8547 | 30.8279 | 0.99215 | No | Blacktown | SDF2018
| Bossley_Park | 2017 | 31.5726 | 31.183 | 3.9682 | 31.4345 | 0.992 | 28.62 | 3.6421 | 28.8508 | 0.992 | No | Blacktown | SDF2018
| Bossley_Park | 2018 |  | 31.9593 | 3.4703 | 32.1471 | 0.99416 | 29.3963 | 3.192 | 29.5691 | 0.99416 | No | Blacktown | SDF2018
| Bossley_Park | 2019 |  | 31.8668 | 3.4602 | 32.0541 | 0.99416 | 29.3038 | 3.1819 | 29.476 | 0.99416 | No | Blacktown | SDF2018
| Bossley_Park | 2020 |  | 31.7794 | 3.4508 | 31.9662 | 0.99416 | 29.2164 | 3.1725 | 29.3882 | 0.99416 | No | Blacktown | SDF2018
| Bossley_Park | 2021 |  | 31.7145 | 3.4437 | 31.901 | 0.99416 | 29.1515 | 3.1654 | 29.3229 | 0.99416 | No | Blacktown | SDF2018
| Bossley_Park | 2022 |  | 31.665 | 3.4383 | 31.8511 | 0.99416 | 29.102 | 3.16 | 29.2731 | 0.99416 | No | Blacktown | SDF2018
| Bossley_Park | 2023 |  | 31.6232 | 3.4338 | 31.8091 | 0.99416 | 29.0602 | 3.1555 | 29.231 | 0.99416 | No | Blacktown | SDF2018
| Bossley_Park | 2024 |  | 31.5814 | 3.4293 | 31.7671 | 0.99416 | 29.0184 | 3.151 | 29.189 | 0.99416 | No | Blacktown | SDF2018
| Bossley_Park | 2025 |  | 31.5758 | 3.4287 | 31.7614 | 0.99416 | 29.0128 | 3.1504 | 29.1834 | 0.99416 | No | Blacktown | SDF2018
| Bossley_Park | 2026 |  | 31.6771 | 3.4397 | 31.8633 | 0.99416 | 29.1141 | 3.1614 | 29.2853 | 0.99416 | No | Blacktown | SDF2018
| Bossley_Park | 2027 |  | 31.7784 | 3.4507 | 31.9652 | 0.99416 | 29.2154 | 3.1724 | 29.3872 | 0.99416 | No | Blacktown | SDF2018
| Doonside | 2012 | 20.4083 | 30.329 | 9.947 | 31.9185 | 0.9502 | 26.419 | 8.6646 | 27.8036 | 0.9502 | No | Blacktown | SDF2018
| Doonside | 2013 | 28.2357 | 25.8 | 6.9089 | 26.709 | 0.96596 | 22.9048 | 6.1336 | 23.7118 | 0.96596 | No | Blacktown | SDF2018
| Doonside | 2014 | 22.6915 | 23.01 | 2.5818 | 23.1544 | 0.99376 | 20.7395 | 2.327 | 20.8696 | 0.99376 | No | Blacktown | SDF2018
| Doonside | 2015 | [9 empty] | No | Blacktown | SDF2018
| Doonside | 2016 | [9 empty] | No | Blacktown | SDF2018
| Doonside | 2017 | [9 empty] | No | Blacktown | SDF2018
| Doonside | 2018 | [9 empty] | No | Blacktown | SDF2018
| Doonside | 2019 | [9 empty] | No | Blacktown | SDF2018
| Doonside | 2020 | [9 empty] | No | Blacktown | SDF2018
| Doonside | 2021 | [9 empty] | No | Blacktown | SDF2018
| Doonside | 2022 | [9 empty] | No | Blacktown | SDF2018
| Doonside | 2023 | [9 empty] | No | Blacktown | SDF2018
| Doonside | 2024 | [9 empty] | No | Blacktown | SDF2018
| Doonside | 2025 | [9 empty] | No | Blacktown | SDF2018
| Doonside | 2026 | [9 empty] | No | Blacktown | SDF2018
| Doonside | 2027 | [9 empty] | No | Blacktown | SDF2018
| Fujitsu_Data | 2012 | [9 empty] | Yes | Blacktown | SDF2018
| Fujitsu_Data | 2013 | [9 empty] | Yes | Blacktown | SDF2018
| Fujitsu_Data | 2014 | [9 empty] | Yes | Blacktown | SDF2018
| Fujitsu_Data | 2015 | [9 empty] | Yes | Blacktown | SDF2018
| Fujitsu_Data | 2016 | [9 empty] | Yes | Blacktown | SDF2018
| Fujitsu_Data | 2017 | [9 empty] | Yes | Blacktown | SDF2018
| Fujitsu_Data | 2018 |  | 11.97 | 5.7973 | 13.3 | 0.9 | 11.97 | 5.7973 | 13.3 | 0.9 | Yes | Blacktown | SDF2018
| Fujitsu_Data | 2019 |  | 15.39 | 7.4537 | 17.1 | 0.9 | 15.39 | 7.4537 | 17.1 | 0.9 | Yes | Blacktown | SDF2018
| Fujitsu_Data | 2020 |  | 18.81 | 9.1101 | 20.9 | 0.9 | 18.81 | 9.1101 | 20.9 | 0.9 | Yes | Blacktown | SDF2018
| Fujitsu_Data | 2021 |  | 22.23 | 10.7665 | 24.7 | 0.9 | 22.23 | 10.7665 | 24.7 | 0.9 | Yes | Blacktown | SDF2018
| Fujitsu_Data | 2022 |  | 25.65 | 12.4229 | 28.5 | 0.9 | 25.65 | 12.4229 | 28.5 | 0.9 | Yes | Blacktown | SDF2018
| Fujitsu_Data | 2023 |  | 25.65 | 12.4229 | 28.5 | 0.9 | 25.65 | 12.4229 | 28.5 | 0.9 | Yes | Blacktown | SDF2018
| Fujitsu_Data | 2024 |  | 25.65 | 12.4229 | 28.5 | 0.9 | 25.65 | 12.4229 | 28.5 | 0.9 | Yes | Blacktown | SDF2018
| Fujitsu_Data | 2025 |  | 25.65 | 12.4229 | 28.5 | 0.9 | 25.65 | 12.4229 | 28.5 | 0.9 | Yes | Blacktown | SDF2018
| Fujitsu_Data | 2026 |  | 25.65 | 12.4229 | 28.5 | 0.9 | 25.65 | 12.4229 | 28.5 | 0.9 | Yes | Blacktown | SDF2018
| Fujitsu_Data | 2027 |  | 25.65 | 12.4229 | 28.5 | 0.9 | 25.65 | 12.4229 | 28.5 | 0.9 | Yes | Blacktown | SDF2018
| Greystanes | 2012 | 18.7926 | 24.414 | 2.9059 | 24.5863 | 0.99299 | 21.9632 | 2.6142 | 22.1182 | 0.99299 | No | Blacktown | SDF2018
| Greystanes | 2013 | 23.1487 | 23.461 | 0.58194 | 23.4682 | 0.99969 | 21.0104 | 0.52115 | 21.0169 | 0.99969 | No | Blacktown | SDF2018
| Greystanes | 2014 | 20.0119 | 23.026 | 2.5138 | 23.1628 | 0.99409 | 20.575 | 2.2462 | 20.6973 | 0.99409 | No | Blacktown | SDF2018
| Greystanes | 2015 | 21.875 | 23.816 |  | 23.816 | 1 | 21.3656 |  | 21.3656 | 1 | No | Blacktown | SDF2018
| Greystanes | 2016 | 23.417 | 24.537 |  | 24.537 | 1 | 21.915 |  | 21.915 | 1 | No | Blacktown | SDF2018
| Greystanes | 2017 | 24.035 | 22.039 | 1.9757 | 22.1274 | 0.99601 | 19.795 | 1.7745 | 19.8744 | 0.99601 | No | Blacktown | SDF2018
| Greystanes | 2018 |  | 19.7555 | 1.4999 | 19.8124 | 0.99713 | 17.5115 | 1.3295 | 17.5619 | 0.99713 | No | Blacktown | SDF2018
| Greystanes | 2019 |  | 19.6606 | 1.4926 | 19.7172 | 0.99713 | 17.4166 | 1.3223 | 17.4667 | 0.99713 | No | Blacktown | SDF2018
| Greystanes | 2020 |  | 19.5604 | 1.485 | 19.6167 | 0.99713 | 17.3164 | 1.3147 | 17.3662 | 0.99713 | No | Blacktown | SDF2018
| Greystanes | 2021 |  | 19.4676 | 1.478 | 19.5236 | 0.99713 | 17.2236 | 1.3076 | 17.2731 | 0.99713 | No | Blacktown | SDF2018
| Greystanes | 2022 |  | 19.375 | 1.471 | 19.4308 | 0.99713 | 17.131 | 1.3006 | 17.1803 | 0.99713 | No | Blacktown | SDF2018
| Greystanes | 2023 |  | 19.2874 | 1.4643 | 19.3429 | 0.99713 | 17.0434 | 1.294 | 17.0925 | 0.99713 | No | Blacktown | SDF2018
| Greystanes | 2024 |  | 19.2057 | 1.4581 | 19.261 | 0.99713 | 16.9617 | 1.2877 | 17.0105 | 0.99713 | No | Blacktown | SDF2018
| Greystanes | 2025 |  | 19.136 | 1.4528 | 19.1911 | 0.99713 | 16.892 | 1.2825 | 16.9407 | 0.99713 | No | Blacktown | SDF2018
| Greystanes | 2026 |  | 19.1321 | 1.4525 | 19.1872 | 0.99713 | 16.8881 | 1.2822 | 16.9367 | 0.99713 | No | Blacktown | SDF2018
| Greystanes | 2027 |  | 19.1282 | 1.4522 | 19.1833 | 0.99713 | 16.8842 | 1.2819 | 16.9328 | 0.99713 | No | Blacktown | SDF2018
| Holroyd | 2012 | 21.9084 | 28.587 | 10.2275 | 30.3614 | 0.94156 | 25.128 | 8.99 | 26.6877 | 0.94156 | No | Blacktown | SDF2018
| Holroyd | 2013 | 33.2148 | 31.317 | 9.8657 | 32.8342 | 0.95379 | 27.858 | 8.776 | 29.2076 | 0.95379 | No | Blacktown | SDF2018
| Holroyd | 2014 | 29.2434 | 31.611 | 9.4426 | 32.9912 | 0.95816 | 28.153 | 8.4097 | 29.3822 | 0.95816 | No | Blacktown | SDF2018
| Holroyd | 2015 | 27.613 | 31.705 | 2.8771 | 31.8353 | 0.99591 | 28.247 | 2.5633 | 28.3631 | 0.99591 | No | Blacktown | SDF2018
| Holroyd | 2016 | 31.81 | 32.463 | 3.7488 | 32.6787 | 0.9934 | 29.005 | 3.3495 | 29.1978 | 0.9934 | No | Blacktown | SDF2018
| Holroyd | 2017 | 36.967 | 33.427 | 7.7996 | 34.3249 | 0.97384 | 29.16 | 6.804 | 29.9433 | 0.97384 | No | Blacktown | SDF2018
| Holroyd | 2018 |  | 40.1713 | 10.1652 | 41.4375 | 0.96944 | 35.9043 | 9.0855 | 37.036 | 0.96944 | No | Blacktown | SDF2018
| Holroyd | 2019 |  | 40.3759 | 10.217 | 41.6486 | 0.96944 | 36.1089 | 9.1373 | 37.2471 | 0.96944 | No | Blacktown | SDF2018
| Holroyd | 2020 |  | 40.2285 | 10.1797 | 41.4964 | 0.96944 | 35.9615 | 9.1 | 37.095 | 0.96944 | No | Blacktown | SDF2018
| Holroyd | 2021 |  | 40.1039 | 10.1482 | 41.368 | 0.96944 | 35.8369 | 9.0684 | 36.9665 | 0.96944 | No | Blacktown | SDF2018
| Holroyd | 2022 |  | 39.9897 | 10.1193 | 41.2501 | 0.96944 | 35.7227 | 9.0395 | 36.8486 | 0.96944 | No | Blacktown | SDF2018
| Holroyd | 2023 |  | 39.8842 | 10.0926 | 41.1413 | 0.96944 | 35.6172 | 9.0128 | 36.7398 | 0.96944 | No | Blacktown | SDF2018
| Holroyd | 2024 |  | 39.7833 | 10.0671 | 41.0373 | 0.96944 | 35.5163 | 8.9873 | 36.6358 | 0.96944 | No | Blacktown | SDF2018
| Holroyd | 2025 |  | 39.7159 | 10.05 | 40.9677 | 0.96944 | 35.4489 | 8.9703 | 36.5662 | 0.96944 | No | Blacktown | SDF2018
| Holroyd | 2026 |  | 39.7608 | 10.0614 | 41.0141 | 0.96944 | 35.4938 | 8.9816 | 36.6126 | 0.96944 | No | Blacktown | SDF2018
| Holroyd | 2027 |  | 39.8057 | 10.0728 | 41.0604 | 0.96944 | 35.5387 | 8.993 | 36.6589 | 0.96944 | No | Blacktown | SDF2018
| Leabons_Lane | 2012 | 16.7809 | 22.069 | 3.3031 | 22.3148 | 0.98898 | 20.3414 | 3.0446 | 20.568 | 0.98898 | No | Blacktown | SDF2018
| Leabons_Lane | 2013 | 20.0937 | 20.753 | 1.6036 | 20.8149 | 0.99703 | 19.0259 | 1.4701 | 19.0826 | 0.99703 | No | Blacktown | SDF2018
| Leabons_Lane | 2014 | 19.4207 | 21.742 | 6.7061 | 22.7527 | 0.95558 | 20.014 | 6.1731 | 20.9444 | 0.95558 | No | Blacktown | SDF2018
| Leabons_Lane | 2015 | 20.191 | 21.817 | 6.1226 | 22.6598 | 0.96281 | 20.0893 | 5.6378 | 20.8654 | 0.96281 | No | Blacktown | SDF2018
| Leabons_Lane | 2016 | 21.861 | 20.949 | 10.1458 | 23.2765 | 0.9 | 19.21 | 9.3036 | 21.3443 | 0.9 | No | Blacktown | SDF2018
| Leabons_Lane | 2017 | 22.61 | 18.378 | 8.9009 | 20.42 | 0.9 | 16.688 | 8.0824 | 18.5422 | 0.9 | No | Blacktown | SDF2018
| Leabons_Lane | 2018 |  | 19.3348 | 6.3046 | 20.3367 | 0.95073 | 17.6448 | 5.7535 | 18.5592 | 0.95073 | No | Blacktown | SDF2018
| Leabons_Lane | 2019 |  | 22.6126 | 7.3734 | 23.7844 | 0.95073 | 20.9226 | 6.8223 | 22.0068 | 0.95073 | No | Blacktown | SDF2018
| Leabons_Lane | 2020 |  | 22.5449 | 7.3513 | 23.7132 | 0.95073 | 20.8549 | 6.8003 | 21.9356 | 0.95073 | No | Blacktown | SDF2018
| Leabons_Lane | 2021 |  | 22.4918 | 7.334 | 23.6574 | 0.95073 | 20.8018 | 6.7829 | 21.8798 | 0.95073 | No | Blacktown | SDF2018
| Leabons_Lane | 2022 |  | 22.4474 | 7.3195 | 23.6106 | 0.95073 | 20.7574 | 6.7684 | 21.833 | 0.95073 | No | Blacktown | SDF2018
| Leabons_Lane | 2023 |  | 22.4078 | 7.3066 | 23.569 | 0.95073 | 20.7178 | 6.7556 | 21.7914 | 0.95073 | No | Blacktown | SDF2018
| Leabons_Lane | 2024 |  | 22.3692 | 7.294 | 23.5283 | 0.95073 | 20.6792 | 6.7429 | 21.7507 | 0.95073 | No | Blacktown | SDF2018
| Leabons_Lane | 2025 |  | 22.3525 | 7.2886 | 23.5108 | 0.95073 | 20.6625 | 6.7375 | 21.7332 | 0.95073 | No | Blacktown | SDF2018
| Leabons_Lane | 2026 |  | 22.4011 | 7.3044 | 23.5619 | 0.95073 | 20.7111 | 6.7534 | 21.7844 | 0.95073 | No | Blacktown | SDF2018
| Leabons_Lane | 2027 |  | 22.4497 | 7.3203 | 23.6131 | 0.95073 | 20.7597 | 6.7692 | 21.8355 | 0.95073 | No | Blacktown | SDF2018
| Marayong | 2012 | 39.8985 | 39.312 | 6.816 | 39.8985 | 0.9853 | 39.312 | 6.816 | 39.8985 | 0.9853 | No | Blacktown | SDF2018
| Marayong | 2013 | 38.1498 | 37.536 | 6.816 | 38.1498 | 0.98391 | 37.536 | 6.816 | 38.1498 | 0.98391 | No | Blacktown | SDF2018
| Marayong | 2014 | 38.0417 | 37.632 | 5.568 | 38.0417 | 0.98923 | 37.632 | 5.568 | 38.0417 | 0.98923 | No | Blacktown | SDF2018
| Marayong | 2015 | 38.919 | 38.4 | 6.3347 | 38.919 | 0.98666 | 38.4 | 6.3347 | 38.919 | 0.98666 | No | Blacktown | SDF2018
| Marayong | 2016 | 39.895 | 39.168 | 7.5815 | 39.895 | 0.98178 | 39.168 | 7.5815 | 39.895 | 0.98178 | No | Blacktown | SDF2018
| Marayong | 2017 | 40.125 | 39.456 | 7.2966 | 40.125 | 0.98333 | 39.456 | 7.2966 | 40.125 | 0.98333 | No | Blacktown | SDF2018
| Marayong | 2018 |  | 39.3743 | 6.8895 | 39.9725 | 0.98503 | 39.3743 | 6.8895 | 39.9725 | 0.98503 | No | Blacktown | SDF2018
| Marayong | 2019 |  | 39.289 | 6.8745 | 39.8859 | 0.98503 | 39.289 | 6.8745 | 39.8859 | 0.98503 | No | Blacktown | SDF2018
| Marayong | 2020 |  | 39.2059 | 6.86 | 39.8016 | 0.98503 | 39.2059 | 6.86 | 39.8016 | 0.98503 | No | Blacktown | SDF2018
| Marayong | 2021 |  | 39.1315 | 6.847 | 39.726 | 0.98503 | 39.1315 | 6.847 | 39.726 | 0.98503 | No | Blacktown | SDF2018
| Marayong | 2022 |  | 39.0623 | 6.8349 | 39.6558 | 0.98503 | 39.0623 | 6.8349 | 39.6558 | 0.98503 | No | Blacktown | SDF2018
| Marayong | 2023 |  | 38.9996 | 6.8239 | 39.5921 | 0.98503 | 38.9996 | 6.8239 | 39.5921 | 0.98503 | No | Blacktown | SDF2018
| Marayong | 2024 |  | 38.9415 | 6.8137 | 39.5331 | 0.98503 | 38.9415 | 6.8137 | 39.5331 | 0.98503 | No | Blacktown | SDF2018
| Marayong | 2025 |  | 38.9039 | 6.8071 | 39.495 | 0.98503 | 38.9039 | 6.8071 | 39.495 | 0.98503 | No | Blacktown | SDF2018
| Marayong | 2026 |  | 38.9678 | 6.8183 | 39.5599 | 0.98503 | 38.9678 | 6.8183 | 39.5599 | 0.98503 | No | Blacktown | SDF2018
| Marayong | 2027 |  | 39.0318 | 6.8295 | 39.6248 | 0.98503 | 39.0318 | 6.8295 | 39.6248 | 0.98503 | No | Blacktown | SDF2018
| Newton | 2012 | 31.1588 | 35.009 | 11.8262 | 36.9525 | 0.9474 | 32.9038 | 11.1151 | 34.7305 | 0.9474 | No | Blacktown | SDF2018
| Newton | 2013 | 36.4213 | 34.418 | 10.9609 | 36.1212 | 0.95285 | 32.313 | 10.2906 | 33.912 | 0.95285 | No | Blacktown | SDF2018
| Newton | 2014 | 32.6905 | 34.513 | 10.748 | 36.1478 | 0.95477 | 32.4084 | 10.0926 | 33.9436 | 0.95477 | No | Blacktown | SDF2018
| Newton | 2015 | 30.273 | 33.175 | 10.6031 | 34.8282 | 0.95253 | 31.0704 | 9.9304 | 32.6187 | 0.95253 | No | Blacktown | SDF2018
| Newton | 2016 | 32.4 | 33.596 | 9.7988 | 34.9958 | 0.96 | 31.707 | 9.2479 | 33.0281 | 0.96 | No | Blacktown | SDF2018
| Newton | 2017 | 34.101 | 32.046 | 9.2626 | 33.3578 | 0.96068 | 30.299 | 8.7576 | 31.5393 | 0.96068 | No | Blacktown | SDF2018
| Newton | 2018 |  | 32.9493 | 10.8299 | 34.6834 | 0.95 | 31.2023 | 10.2557 | 32.8445 | 0.95 | No | Blacktown | SDF2018
| Newton | 2019 |  | 33.641 | 11.0573 | 35.4116 | 0.95 | 31.894 | 10.4831 | 33.5727 | 0.95 | No | Blacktown | SDF2018
| Newton | 2020 |  | 33.6208 | 11.0506 | 35.3903 | 0.95 | 31.8738 | 10.4764 | 33.5514 | 0.95 | No | Blacktown | SDF2018
| Newton | 2021 |  | 33.6234 | 11.0515 | 35.3931 | 0.95 | 31.8764 | 10.4773 | 33.5541 | 0.95 | No | Blacktown | SDF2018
| Newton | 2022 |  | 33.6473 | 11.0593 | 35.4182 | 0.95 | 31.9003 | 10.4851 | 33.5792 | 0.95 | No | Blacktown | SDF2018
| Newton | 2023 |  | 33.6773 | 11.0692 | 35.4498 | 0.95 | 31.9303 | 10.495 | 33.6108 | 0.95 | No | Blacktown | SDF2018
| Newton | 2024 |  | 33.7019 | 11.0773 | 35.4757 | 0.95 | 31.9549 | 10.5031 | 33.6368 | 0.95 | No | Blacktown | SDF2018
| Newton | 2025 |  | 33.7657 | 11.0982 | 35.5428 | 0.95 | 32.0187 | 10.524 | 33.7039 | 0.95 | No | Blacktown | SDF2018
| Newton | 2026 |  | 33.9233 | 11.15 | 35.7087 | 0.95 | 32.1763 | 10.5758 | 33.8698 | 0.95 | No | Blacktown | SDF2018
| Newton | 2027 |  | 34.0809 | 11.2018 | 35.8746 | 0.95 | 32.3339 | 10.6276 | 34.0357 | 0.95 | No | Blacktown | SDF2018
| Prospect | 2012 | 22.3155 | 28.435 | 1.7772 | 28.4905 | 0.99805 | 25.9517 | 1.622 | 26.0023 | 0.99805 | No | Blacktown | SDF2018
| Prospect | 2013 | 29.9782 | 28.703 | 6.72 | 29.4792 | 0.97367 | 26.2194 | 6.1385 | 26.9284 | 0.97367 | No | Blacktown | SDF2018
| Prospect | 2014 | 25.33 | 28.191 | 2.0046 | 28.2622 | 0.99748 | 25.7083 | 1.8281 | 25.7732 | 0.99748 | No | Blacktown | SDF2018
| Prospect | 2015 | 25.421 | 27.942 | 2.1798 | 28.0269 | 0.99697 | 25.4584 | 1.986 | 25.5357 | 0.99697 | No | Blacktown | SDF2018
| Prospect | 2016 | 29.66 | 28.703 | 10.3451 | 30.5104 | 0.94076 | 26.329 | 9.4895 | 27.9869 | 0.94076 | No | Blacktown | SDF2018
| Prospect | 2017 | 31.657 | 28.639 | 4.9087 | 29.0566 | 0.98563 | 26.204 | 4.4913 | 26.5861 | 0.98563 | No | Blacktown | SDF2018
| Prospect | 2018 |  | 29.6161 | 5.6811 | 30.156 | 0.98209 | 27.1811 | 5.214 | 27.6766 | 0.98209 | No | Blacktown | SDF2018
| Prospect | 2019 |  | 30.9951 | 5.9456 | 31.5602 | 0.98209 | 28.5601 | 5.4785 | 29.0808 | 0.98209 | No | Blacktown | SDF2018
| Prospect | 2020 |  | 31.0629 | 5.9586 | 31.6292 | 0.98209 | 28.6279 | 5.4916 | 29.1498 | 0.98209 | No | Blacktown | SDF2018
| Prospect | 2021 |  | 30.9912 | 5.9449 | 31.5563 | 0.98209 | 28.5562 | 5.4778 | 29.0769 | 0.98209 | No | Blacktown | SDF2018
| Prospect | 2022 |  | 30.9249 | 5.9322 | 31.4887 | 0.98209 | 28.4899 | 5.4651 | 29.0093 | 0.98209 | No | Blacktown | SDF2018
| Prospect | 2023 |  | 30.8644 | 5.9206 | 31.4271 | 0.98209 | 28.4294 | 5.4535 | 28.9478 | 0.98209 | No | Blacktown | SDF2018
| Prospect | 2024 |  | 30.8078 | 5.9097 | 31.3695 | 0.98209 | 28.3728 | 5.4426 | 28.8901 | 0.98209 | No | Blacktown | SDF2018
| Prospect | 2025 |  | 30.7708 | 5.9026 | 31.3318 | 0.98209 | 28.3358 | 5.4355 | 28.8524 | 0.98209 | No | Blacktown | SDF2018
| Prospect | 2026 |  | 30.8208 | 5.9122 | 31.3828 | 0.98209 | 28.3858 | 5.4451 | 28.9034 | 0.98209 | No | Blacktown | SDF2018
| Prospect | 2027 |  | 30.8709 | 5.9218 | 31.4338 | 0.98209 | 28.4359 | 5.4547 | 28.9544 | 0.98209 | No | Blacktown | SDF2018
| Prspect_East | 2012 | 9.3324 | 8.734 | 3.2878 | 9.3324 | 0.93589 | 8.734 | 3.2878 | 9.3324 | 0.93589 | Yes | Blacktown | SDF2018
| Prspect_East | 2013 | 10.4192 | 9.7106 | 3.7768 | 10.4192 | 0.93199 | 9.7106 | 3.7768 | 10.4192 | 0.93199 | Yes | Blacktown | SDF2018
| Prspect_East | 2014 | 10.7869 | 10.0446 | 3.9324 | 10.7869 | 0.93118 | 10.0446 | 3.9324 | 10.7869 | 0.93118 | Yes | Blacktown | SDF2018
| Prspect_East | 2015 | 10.442 | 9.724 | 3.8052 | 10.442 | 0.93124 | 9.724 | 3.8052 | 10.442 | 0.93124 | Yes | Blacktown | SDF2018
| Prspect_East | 2016 | 9.421 | 8.809 | 3.3402 | 9.421 | 0.93504 | 8.809 | 3.3402 | 9.421 | 0.93504 | Yes | Blacktown | SDF2018
| Prspect_East | 2017 | 10.621 | 9.888 | 3.8773 | 10.621 | 0.93099 | 9.888 | 3.8773 | 10.621 | 0.93099 | Yes | Blacktown | SDF2018
| Prspect_East | 2018 |  | 9.888 | 3.8228 | 10.6012 | 0.93272 | 9.888 | 3.8228 | 10.6012 | 0.93272 | Yes | Blacktown | SDF2018
| Prspect_East | 2019 |  | 9.888 | 3.8228 | 10.6012 | 0.93272 | 9.888 | 3.8228 | 10.6012 | 0.93272 | Yes | Blacktown | SDF2018
| Prspect_East | 2020 |  | 9.888 | 3.8228 | 10.6012 | 0.93272 | 9.888 | 3.8228 | 10.6012 | 0.93272 | Yes | Blacktown | SDF2018
| Prspect_East | 2021 |  | 9.888 | 3.8228 | 10.6012 | 0.93272 | 9.888 | 3.8228 | 10.6012 | 0.93272 | Yes | Blacktown | SDF2018
| Prspect_East | 2022 |  | 9.888 | 3.8228 | 10.6012 | 0.93272 | 9.888 | 3.8228 | 10.6012 | 0.93272 | Yes | Blacktown | SDF2018
| Prspect_East | 2023 |  | 9.888 | 3.8228 | 10.6012 | 0.93272 | 9.888 | 3.8228 | 10.6012 | 0.93272 | Yes | Blacktown | SDF2018
| Prspect_East | 2024 |  | 9.888 | 3.8228 | 10.6012 | 0.93272 | 9.888 | 3.8228 | 10.6012 | 0.93272 | Yes | Blacktown | SDF2018
| Prspect_East | 2025 |  | 9.888 | 3.8228 | 10.6012 | 0.93272 | 9.888 | 3.8228 | 10.6012 | 0.93272 | Yes | Blacktown | SDF2018
| Prspect_East | 2026 |  | 9.888 | 3.8228 | 10.6012 | 0.93272 | 9.888 | 3.8228 | 10.6012 | 0.93272 | Yes | Blacktown | SDF2018
| Prspect_East | 2027 |  | 9.888 | 3.8228 | 10.6012 | 0.93272 | 9.888 | 3.8228 | 10.6012 | 0.93272 | Yes | Blacktown | SDF2018
| Prospect_South | 2012 | 2.2091 | 2.056 | 0.808 | 2.2091 | 0.93071 | 2.056 | 0.808 | 2.2091 | 0.93071 | Yes | Blacktown | SDF2018
| Prospect_South | 2013 | 2.2655 | 2.104 | 0.84 | 2.2655 | 0.92872 | 2.104 | 0.84 | 2.2655 | 0.92872 | Yes | Blacktown | SDF2018
| Prospect_South | 2014 | 3.0588 | 2.7505 | 1.3382 | 3.0588 | 0.89922 | 2.7505 | 1.3382 | 3.0588 | 0.89922 | Yes | Blacktown | SDF2018
| Prospect_South | 2015 | 4.392 | 3.891 | 2.0371 | 4.392 | 0.88593 | 3.891 | 2.0371 | 4.392 | 0.88593 | Yes | Blacktown | SDF2018
| Prospect_South | 2016 | 4.514 | 4.066 | 1.9606 | 4.514 | 0.90075 | 4.066 | 1.9606 | 4.514 | 0.90075 | Yes | Blacktown | SDF2018
| Prospect_South | 2017 | 3.597 | 3.367 | 1.2656 | 3.597 | 0.93606 | 3.367 | 1.2656 | 3.597 | 0.93606 | Yes | Blacktown | SDF2018
| Prospect_South | 2018 |  | 3.367 | 1.4989 | 3.6856 | 0.91356 | 3.367 | 1.4989 | 3.6856 | 0.91356 | Yes | Blacktown | SDF2018
| Prospect_South | 2019 |  | 3.367 | 1.4989 | 3.6856 | 0.91356 | 3.367 | 1.4989 | 3.6856 | 0.91356 | Yes | Blacktown | SDF2018
| Prospect_South | 2020 |  | 3.367 | 1.4989 | 3.6856 | 0.91356 | 3.367 | 1.4989 | 3.6856 | 0.91356 | Yes | Blacktown | SDF2018
| Prospect_South | 2021 |  | 3.367 | 1.4989 | 3.6856 | 0.91356 | 3.367 | 1.4989 | 3.6856 | 0.91356 | Yes | Blacktown | SDF2018
| Prospect_South | 2022 |  | 3.367 | 1.4989 | 3.6856 | 0.91356 | 3.367 | 1.4989 | 3.6856 | 0.91356 | Yes | Blacktown | SDF2018
| Prospect_South | 2023 |  | 3.367 | 1.4989 | 3.6856 | 0.91356 | 3.367 | 1.4989 | 3.6856 | 0.91356 | Yes | Blacktown | SDF2018
| Prospect_South | 2024 |  | 3.367 | 1.4989 | 3.6856 | 0.91356 | 3.367 | 1.4989 | 3.6856 | 0.91356 | Yes | Blacktown | SDF2018
| Prospect_South | 2025 |  | 3.367 | 1.4989 | 3.6856 | 0.91356 | 3.367 | 1.4989 | 3.6856 | 0.91356 | Yes | Blacktown | SDF2018
| Prospect_South | 2026 |  | 3.367 | 1.4989 | 3.6856 | 0.91356 | 3.367 | 1.4989 | 3.6856 | 0.91356 | Yes | Blacktown | SDF2018
| Prospect_South | 2027 |  | 3.367 | 1.4989 | 3.6856 | 0.91356 | 3.367 | 1.4989 | 3.6856 | 0.91356 | Yes | Blacktown | SDF2018
| Quarries | 2012 | 14.4982 | 17.031 | 6.0175 | 18.0628 | 0.94288 | 15.6419 | 5.5267 | 16.5896 | 0.94288 | No | Blacktown | SDF2018
| Quarries | 2013 | 18.9401 | 18.026 | 4.9654 | 18.6974 | 0.96409 | 16.6363 | 4.5826 | 17.2559 | 0.96409 | No | Blacktown | SDF2018
| Quarries | 2014 | 21.3409 | 21.701 | 5.7883 | 22.4597 | 0.96622 | 20.3119 | 5.4178 | 21.022 | 0.96622 | No | Blacktown | SDF2018
| Quarries | 2015 | 24.481 | 24.608 | 6.6221 | 25.4834 | 0.96565 | 23.2183 | 6.2481 | 24.0443 | 0.96565 | No | Blacktown | SDF2018
| Quarries | 2016 | 28.772 | 27.145 | 7.3188 | 28.1143 | 0.96552 | 25.492 | 6.8731 | 26.4023 | 0.96552 | No | Blacktown | SDF2018
| Quarries | 2017 | 30.094 | 27.667 | 8.106 | 28.83 | 0.95966 | 25.928 | 7.5965 | 27.0179 | 0.95966 | No | Blacktown | SDF2018
| Quarries | 2018 |  | 22.1491 | 6.4025 | 23.0559 | 0.96067 | 20.4101 | 5.8998 | 21.2457 | 0.96067 | No | Blacktown | SDF2018
| Quarries | 2019 |  | 29.247 | 8.4543 | 30.4444 | 0.96067 | 27.508 | 7.9516 | 28.6342 | 0.96067 | No | Blacktown | SDF2018
| Quarries | 2020 |  | 31.4708 | 9.0971 | 32.7593 | 0.96067 | 29.7318 | 8.5944 | 30.9491 | 0.96067 | No | Blacktown | SDF2018
| Quarries | 2021 |  | 31.401 | 9.0769 | 32.6865 | 0.96067 | 29.662 | 8.5742 | 30.8763 | 0.96067 | No | Blacktown | SDF2018
| Quarries | 2022 |  | 31.3374 | 9.0585 | 32.6204 | 0.96067 | 29.5984 | 8.5558 | 30.8102 | 0.96067 | No | Blacktown | SDF2018
| Quarries | 2023 |  | 31.2794 | 9.0418 | 32.5601 | 0.96067 | 29.5404 | 8.5391 | 30.7499 | 0.96067 | No | Blacktown | SDF2018
| Quarries | 2024 |  | 31.2246 | 9.0259 | 32.5029 | 0.96067 | 29.4856 | 8.5232 | 30.6927 | 0.96067 | No | Blacktown | SDF2018
| Quarries | 2025 |  | 31.1902 | 9.0159 | 32.4671 | 0.96067 | 29.4512 | 8.5133 | 30.6569 | 0.96067 | No | Blacktown | SDF2018
| Quarries | 2026 |  | 31.235 | 9.0289 | 32.5138 | 0.96067 | 29.496 | 8.5262 | 30.7036 | 0.96067 | No | Blacktown | SDF2018
| Quarries | 2027 |  | 31.2798 | 9.0419 | 32.5604 | 0.96067 | 29.5408 | 8.5392 | 30.7502 | 0.96067 | No | Blacktown | SDF2018
| Sydney_Trains_Toongabbie | 2012 | [9 empty] | Yes | Blacktown | SDF2018
| Sydney_Trains_Toongabbie | 2013 | [9 empty] | Yes | Blacktown | SDF2018
| Sydney_Trains_Toongabbie | 2014 | [9 empty] | Yes | Blacktown | SDF2018
| Sydney_Trains_Toongabbie | 2015 | [9 empty] | Yes | Blacktown | SDF2018
| Sydney_Trains_Toongabbie | 2016 | [9 empty] | Yes | Blacktown | SDF2018
| Sydney_Trains_Toongabbie | 2017 | [9 empty] | Yes | Blacktown | SDF2018
| Sydney_Trains_Toongabbie | 2018 |  | 13.3 | 4.3715 | 14 | 0.95 | 13.3 | 4.3715 | 14 | 0.95 | Yes | Blacktown | SDF2018
| Sydney_Trains_Toongabbie | 2019 |  | 13.3 | 4.3715 | 14 | 0.95 | 13.3 | 4.3715 | 14 | 0.95 | Yes | Blacktown | SDF2018
| Sydney_Trains_Toongabbie | 2020 |  | 13.3 | 4.3715 | 14 | 0.95 | 13.3 | 4.3715 | 14 | 0.95 | Yes | Blacktown | SDF2018
| Sydney_Trains_Toongabbie | 2021 |  | 13.3 | 4.3715 | 14 | 0.95 | 13.3 | 4.3715 | 14 | 0.95 | Yes | Blacktown | SDF2018
| Sydney_Trains_Toongabbie | 2022 |  | 13.3 | 4.3715 | 14 | 0.95 | 13.3 | 4.3715 | 14 | 0.95 | Yes | Blacktown | SDF2018
| Sydney_Trains_Toongabbie | 2023 |  | 13.3 | 4.3715 | 14 | 0.95 | 13.3 | 4.3715 | 14 | 0.95 | Yes | Blacktown | SDF2018
| Sydney_Trains_Toongabbie | 2024 |  | 13.3 | 4.3715 | 14 | 0.95 | 13.3 | 4.3715 | 14 | 0.95 | Yes | Blacktown | SDF2018
| Sydney_Trains_Toongabbie | 2025 |  | 13.3 | 4.3715 | 14 | 0.95 | 13.3 | 4.3715 | 14 | 0.95 | Yes | Blacktown | SDF2018
| Sydney_Trains_Toongabbie | 2026 |  | 13.3 | 4.3715 | 14 | 0.95 | 13.3 | 4.3715 | 14 | 0.95 | Yes | Blacktown | SDF2018
| Sydney_Trains_Toongabbie | 2027 |  | 13.3 | 4.3715 | 14 | 0.95 | 13.3 | 4.3715 | 14 | 0.95 | Yes | Blacktown | SDF2018
| Undiversified | 2012 | 245.2152 | 291.633 | 64.1883 | 300.3928 | 0.97084 | 271.2301 | 59.5412 | 279.3194 | 0.97104 | No | Blacktown | SDF2018
| Undiversified | 2013 | 289.8217 | 283.1666 | 60.0914 | 290.8378 | 0.97362 | 263.7789 | 56.0986 | 270.9361 | 0.97358 | No | Blacktown | SDF2018
| Undiversified | 2014 | 272.3737 | 287.6151 | 56.9353 | 294.6727 | 0.97605 | 268.8538 | 53.4367 | 275.4893 | 0.97591 | No | Blacktown | SDF2018
| Undiversified | 2015 | 253.981 | 270.252 | 50.2064 | 276.5912 | 0.97708 | 253.7609 | 47.8666 | 259.8416 | 0.9766 | No | Blacktown | SDF2018
| Undiversified | 2016 | 271.391 | 272.616 | 61.8492 | 281.7112 | 0.96771 | 256.296 | 58.4296 | 264.8673 | 0.96764 | No | Blacktown | SDF2018
| Undiversified | 2017 | 276.3606 | 256.991 | 58.1348 | 264.8752 | 0.97023 | 240.306 | 54.3615 | 247.678 | 0.97024 | No | Blacktown | SDF2018
| Undiversified | 2018 |  | 284.7356 | 68.8345 | 294.2907 | 0.96753 | 268.0506 | 65.211 | 277.1545 | 0.96715 | No | Blacktown | SDF2018
| Undiversified | 2019 |  | 300.534 | 74.123 | 310.9954 | 0.96636 | 283.849 | 70.4995 | 293.8593 | 0.96594 | No | Blacktown | SDF2018
| Undiversified | 2020 |  | 305.7396 | 76.3375 | 316.662 | 0.96551 | 289.0546 | 72.714 | 299.5259 | 0.96504 | No | Blacktown | SDF2018
| Undiversified | 2021 |  | 308.611 | 77.8849 | 319.9009 | 0.96471 | 291.926 | 74.2614 | 302.7648 | 0.9642 | No | Blacktown | SDF2018
| Undiversified | 2022 |  | 311.5549 | 79.4501 | 323.2148 | 0.96393 | 294.8699 | 75.8266 | 306.0787 | 0.96338 | No | Blacktown | SDF2018
| Undiversified | 2023 |  | 311.1294 | 79.3698 | 322.7805 | 0.9639 | 294.4444 | 75.7464 | 305.6444 | 0.96336 | No | Blacktown | SDF2018
| Undiversified | 2024 |  | 310.7215 | 79.2922 | 322.3642 | 0.96388 | 294.0365 | 75.6687 | 305.228 | 0.96333 | No | Blacktown | SDF2018
| Undiversified | 2025 |  | 310.5168 | 79.2611 | 322.1569 | 0.96387 | 293.8318 | 75.6376 | 305.0208 | 0.96332 | No | Blacktown | SDF2018
| Undiversified | 2026 |  | 311.0241 | 79.3846 | 322.6808 | 0.96388 | 294.3391 | 75.7611 | 305.5446 | 0.96333 | No | Blacktown | SDF2018
| Undiversified | 2027 |  | 311.5315 | 79.508 | 323.2046 | 0.96388 | 294.8465 | 75.8846 | 306.0685 | 0.96333 | No | Blacktown | SDF2018
| Diversified | 2012 | 222.2899 | 270.787 | 78.9339 | 282.057 | 0.96004 | 248.123 | 72.3274 | 258.4497 | 0.96004 | No | Blacktown | SDF2018
| Diversified | 2013 | 269.423 | 269.338 | 35.723 | 271.6967 | 0.99132 | 246.674 | 32.717 | 248.8342 | 0.99132 | No | Blacktown | SDF2018
| Diversified | 2014 | 243.9594 | 271.328 | 36.8505 | 273.819 | 0.9909 | 248.664 | 33.7724 | 250.9469 | 0.9909 | No | Blacktown | SDF2018
| Diversified | 2015 | 216.6476 | 264.956 | 28.6966 | 266.5055 | 0.99419 | 242.292 | 26.2419 | 243.7089 | 0.99419 | No | Blacktown | SDF2018
| Diversified | 2016 | 243.9581 | 266.8 | 53.9866 | 272.2073 | 0.98014 | 244.9 | 49.5552 | 249.8634 | 0.98014 | No | Blacktown | SDF2018
| Diversified | 2017 | 279.6071 | 263.509 | 37.84 | 266.2121 | 0.98985 | 242.408 | 34.8099 | 244.8946 | 0.98985 | No | Blacktown | SDF2018
| Diversified | 2018 |  | 274.3961 | 49.035 | 278.743 | 0.98441 | 253.9871 | 45.3878 | 258.0106 | 0.98441 | No | Blacktown | SDF2018
| Diversified | 2019 |  | 289.6209 | 51.7556 | 294.2089 | 0.98441 | 268.9566 | 48.0629 | 273.2173 | 0.98441 | No | Blacktown | SDF2018
| Diversified | 2020 |  | 294.6375 | 52.6521 | 299.305 | 0.98441 | 273.8891 | 48.9444 | 278.2279 | 0.98441 | No | Blacktown | SDF2018
| Diversified | 2021 |  | 297.4046 | 53.1466 | 302.1159 | 0.98441 | 276.6098 | 49.4306 | 280.9918 | 0.98441 | No | Blacktown | SDF2018
| Diversified | 2022 |  | 300.2416 | 53.6536 | 304.9979 | 0.98441 | 279.3993 | 49.929 | 283.8255 | 0.98441 | No | Blacktown | SDF2018
| Diversified | 2023 |  | 299.8315 | 53.5803 | 304.5813 | 0.98441 | 278.9961 | 49.857 | 283.4158 | 0.98441 | No | Blacktown | SDF2018
| Diversified | 2024 |  | 299.4385 | 53.5101 | 304.1821 | 0.98441 | 278.6096 | 49.7879 | 283.0233 | 0.98441 | No | Blacktown | SDF2018
| Diversified | 2025 |  | 299.2412 | 53.4748 | 303.9816 | 0.98441 | 278.4156 | 49.7533 | 282.8262 | 0.98441 | No | Blacktown | SDF2018
| Diversified | 2026 |  | 299.7301 | 53.5622 | 304.4783 | 0.98441 | 278.8964 | 49.8392 | 283.3145 | 0.98441 | No | Blacktown | SDF2018
| Diversified | 2027 |  | 300.219 | 53.6495 | 304.975 | 0.98441 | 279.3771 | 49.9251 | 283.8029 | 0.98441 | No | Blacktown | SDF2018
| ING_Alcan | 2012 | 1.5583 | 1.3392 | 0.7968 | 1.5583 | 0.85939 | 1.3392 | 0.7968 | 1.5583 | 0.85939 | Yes | Camellia | SDF2018
| ING_Alcan | 2013 | 1.5476 | 1.3296 | 0.792 | 1.5476 | 0.85913 | 1.3296 | 0.792 | 1.5476 | 0.85913 | Yes | Camellia | SDF2018
| ING_Alcan | 2014 | 1.2604 | 1.1136 | 0.5904 | 1.2604 | 0.88351 | 1.1136 | 0.5904 | 1.2604 | 0.88351 | Yes | Camellia | SDF2018
| ING_Alcan | 2015 | 1.591 | 1.363 | 0.82068 | 1.591 | 0.85669 | 1.363 | 0.82068 | 1.591 | 0.85669 | Yes | Camellia | SDF2018
| ING_Alcan | 2016 | 1.886 | 1.656 | 0.90259 | 1.886 | 0.87805 | 1.656 | 0.90259 | 1.886 | 0.87805 | Yes | Camellia | SDF2018
| ING_Alcan | 2017 | 1.847 | 1.632 | 0.86486 | 1.847 | 0.8836 | 1.632 | 0.86486 | 1.847 | 0.8836 | Yes | Camellia | SDF2018
| ING_Alcan | 2018 |  | 1.656 | 0.93823 | 1.9033 | 0.87006 | 1.656 | 0.93823 | 1.9033 | 0.87006 | Yes | Camellia | SDF2018
| ING_Alcan | 2019 |  | 1.656 | 0.93823 | 1.9033 | 0.87006 | 1.656 | 0.93823 | 1.9033 | 0.87006 | Yes | Camellia | SDF2018
| ING_Alcan | 2020 |  | 1.656 | 0.93823 | 1.9033 | 0.87006 | 1.656 | 0.93823 | 1.9033 | 0.87006 | Yes | Camellia | SDF2018
| ING_Alcan | 2021 |  | 1.656 | 0.93823 | 1.9033 | 0.87006 | 1.656 | 0.93823 | 1.9033 | 0.87006 | Yes | Camellia | SDF2018
| ING_Alcan | 2022 |  | 1.656 | 0.93823 | 1.9033 | 0.87006 | 1.656 | 0.93823 | 1.9033 | 0.87006 | Yes | Camellia | SDF2018
| ING_Alcan | 2023 |  | 1.656 | 0.93823 | 1.9033 | 0.87006 | 1.656 | 0.93823 | 1.9033 | 0.87006 | Yes | Camellia | SDF2018
| ING_Alcan | 2024 |  | 1.656 | 0.93823 | 1.9033 | 0.87006 | 1.656 | 0.93823 | 1.9033 | 0.87006 | Yes | Camellia | SDF2018
| ING_Alcan | 2025 |  | 1.656 | 0.93823 | 1.9033 | 0.87006 | 1.656 | 0.93823 | 1.9033 | 0.87006 | Yes | Camellia | SDF2018
| ING_Alcan | 2026 |  | 1.656 | 0.93823 | 1.9033 | 0.87006 | 1.656 | 0.93823 | 1.9033 | 0.87006 | Yes | Camellia | SDF2018
| ING_Alcan | 2027 |  | 1.656 | 0.93823 | 1.9033 | 0.87006 | 1.656 | 0.93823 | 1.9033 | 0.87006 | Yes | Camellia | SDF2018
| Granville | 2012 | 14.1571 | 14.7151 | 3.2496 | 15.0697 | 0.97647 | 13.7594 | 3.0385 | 14.0909 | 0.97647 | No | Camellia | SDF2018
| Granville | 2013 | [9 empty] | No | Camellia | SDF2018
| Granville | 2014 | [9 empty] | No | Camellia | SDF2018
| Granville | 2015 | [9 empty] | No | Camellia | SDF2018
| Granville | 2016 | [9 empty] | No | Camellia | SDF2018
| Granville | 2017 | [9 empty] | No | Camellia | SDF2018
| Granville | 2018 | [9 empty] | No | Camellia | SDF2018
| Granville | 2019 | [9 empty] | No | Camellia | SDF2018
| Granville | 2020 | [9 empty] | No | Camellia | SDF2018
| Granville | 2021 | [9 empty] | No | Camellia | SDF2018
| Granville | 2022 | [9 empty] | No | Camellia | SDF2018
| Granville | 2023 | [9 empty] | No | Camellia | SDF2018
| Granville | 2024 | [9 empty] | No | Camellia | SDF2018
| Granville | 2025 | [9 empty] | No | Camellia | SDF2018
| Granville | 2026 | [9 empty] | No | Camellia | SDF2018
| Granville | 2027 | [9 empty] | No | Camellia | SDF2018
| Lennox | 2012 | 34.7139 | 35.964 | 10.1536 | 37.3698 | 0.96238 | 34.2104 | 9.6585 | 35.5477 | 0.96238 | No | Camellia | SDF2018
| Lennox | 2013 | 31.8286 | 31.611 | 11.835 | 33.7539 | 0.93652 | 29.857 | 11.1783 | 31.881 | 0.93652 | No | Camellia | SDF2018
| Lennox | 2014 | 31.7852 | 29.906 | 10.1595 | 31.5845 | 0.94686 | 28.1519 | 9.5636 | 29.732 | 0.94686 | No | Camellia | SDF2018
| Lennox | 2015 | 21.161 | 26.707 | 2.0981 | 26.7893 | 0.99693 | 24.9533 | 1.9604 | 25.0302 | 0.99693 | No | Camellia | SDF2018
| Lennox | 2016 | 20.254 | 22.772 | 3.5221 | 23.0428 | 0.98825 | 21.316 | 3.2969 | 21.5695 | 0.98825 | No | Camellia | SDF2018
| Lennox | 2017 | 20.797 | 20.959 | 0.54393 | 20.9661 | 0.99966 | 19.626 | 0.50934 | 19.6326 | 0.99966 | No | Camellia | SDF2018
| Lennox | 2018 |  | 23.6492 | 5.7422 | 24.3364 | 0.97177 | 22.3162 | 5.4185 | 22.9646 | 0.97177 | No | Camellia | SDF2018
| Lennox | 2019 |  | 23.776 | 5.7729 | 24.4668 | 0.97177 | 22.443 | 5.4493 | 23.095 | 0.97177 | No | Camellia | SDF2018
| Lennox | 2020 |  | 23.7988 | 5.7785 | 24.4903 | 0.97177 | 22.4658 | 5.4548 | 23.1185 | 0.97177 | No | Camellia | SDF2018
| Lennox | 2021 |  | 23.9427 | 5.8134 | 24.6384 | 0.97177 | 22.6097 | 5.4898 | 23.2667 | 0.97177 | No | Camellia | SDF2018
| Lennox | 2022 |  | 24.2053 | 5.8772 | 24.9086 | 0.97177 | 22.8723 | 5.5535 | 23.5369 | 0.97177 | No | Camellia | SDF2018
| Lennox | 2023 |  | 24.5733 | 5.9665 | 25.2873 | 0.97177 | 23.2403 | 5.6429 | 23.9155 | 0.97177 | No | Camellia | SDF2018
| Lennox | 2024 |  | 25.0362 | 6.0789 | 25.7636 | 0.97177 | 23.7032 | 5.7553 | 24.3919 | 0.97177 | No | Camellia | SDF2018
| Lennox | 2025 |  | 25.6346 | 6.2242 | 26.3795 | 0.97177 | 24.3016 | 5.9006 | 25.0077 | 0.97177 | No | Camellia | SDF2018
| Lennox | 2026 |  | 26.4188 | 6.4146 | 27.1864 | 0.97177 | 25.0858 | 6.091 | 25.8147 | 0.97177 | No | Camellia | SDF2018
| Lennox | 2027 |  | 27.3025 | 6.6292 | 28.0958 | 0.97177 | 25.9695 | 6.3055 | 26.724 | 0.97177 | No | Camellia | SDF2018
| Parramatta | 2012 | 37.8951 | 38.771 | 14.708 | 41.467 | 0.93498 | 36.8007 | 13.9606 | 39.3597 | 0.93498 | No | Camellia | SDF2018
| Parramatta | 2013 | 36.8784 | 36.69 | 12.8164 | 38.8641 | 0.94406 | 34.7195 | 12.1281 | 36.7768 | 0.94406 | No | Camellia | SDF2018
| Parramatta | 2014 | 42.2933 | 39.155 | 4.2181 | 39.3815 | 0.99425 | 37.1847 | 4.0058 | 37.3998 | 0.99425 | No | Camellia | SDF2018
| Parramatta | 2015 | [9 empty] | No | Camellia | SDF2018
| Parramatta | 2016 | [9 empty] | No | Camellia | SDF2018
| Parramatta | 2017 | [9 empty] | No | Camellia | SDF2018
| Parramatta | 2018 | [9 empty] | No | Camellia | SDF2018
| Parramatta | 2019 | [9 empty] | No | Camellia | SDF2018
| Parramatta | 2020 | [9 empty] | No | Camellia | SDF2018
| Parramatta | 2021 | [9 empty] | No | Camellia | SDF2018
| Parramatta | 2022 | [9 empty] | No | Camellia | SDF2018
| Parramatta | 2023 | [9 empty] | No | Camellia | SDF2018
| Parramatta | 2024 | [9 empty] | No | Camellia | SDF2018
| Parramatta | 2025 | [9 empty] | No | Camellia | SDF2018
| Parramatta | 2026 | [9 empty] | No | Camellia | SDF2018
| Parramatta | 2027 | [9 empty] | No | Camellia | SDF2018
| Rosehill | 2012 | 19.8512 | 19.728 | 2.208 | 19.8512 | 0.9938 | 19.728 | 2.208 | 19.8512 | 0.9938 | No | Camellia | SDF2018
| Rosehill | 2013 | 26.5919 | 24.3 | 10.8 | 26.5919 | 0.91381 | 24.3 | 10.8 | 26.5919 | 0.91381 | No | Camellia | SDF2018
| Rosehill | 2014 | 28.8934 | 26.275 | 12.0188 | 28.8934 | 0.90938 | 26.275 | 12.0188 | 28.8934 | 0.90938 | No | Camellia | SDF2018
| Rosehill | 2015 | 28.492 | 28.306 | 3.2503 | 28.492 | 0.99347 | 28.306 | 3.2503 | 28.492 | 0.99347 | No | Camellia | SDF2018
| Rosehill | 2016 | 22.263 | 21.9 | 7.3707 | 23.1071 | 0.94776 | 21.9 | 7.3707 | 23.1071 | 0.94776 | No | Camellia | SDF2018
| Rosehill | 2017 | 20.994 | 20.7 | 3.5011 | 20.994 | 0.986 | 20.7 | 3.5011 | 20.994 | 0.986 | No | Camellia | SDF2018
| Rosehill | 2018 |  | 22.6832 | 7.3225 | 23.8358 | 0.95164 | 22.6832 | 7.3225 | 23.8358 | 0.95164 | No | Camellia | SDF2018
| Rosehill | 2019 |  | 22.6527 | 7.3126 | 23.8038 | 0.95164 | 22.6527 | 7.3126 | 23.8038 | 0.95164 | No | Camellia | SDF2018
| Rosehill | 2020 |  | 22.7743 | 7.3519 | 23.9315 | 0.95164 | 22.7743 | 7.3519 | 23.9315 | 0.95164 | No | Camellia | SDF2018
| Rosehill | 2021 |  | 23.1941 | 7.4874 | 24.3727 | 0.95164 | 23.1941 | 7.4874 | 24.3727 | 0.95164 | No | Camellia | SDF2018
| Rosehill | 2022 |  | 23.912 | 7.7191 | 25.127 | 0.95164 | 23.912 | 7.7191 | 25.127 | 0.95164 | No | Camellia | SDF2018
| Rosehill | 2023 |  | 24.92 | 8.0445 | 26.1863 | 0.95164 | 24.92 | 8.0445 | 26.1863 | 0.95164 | No | Camellia | SDF2018
| Rosehill | 2024 |  | 26.2116 | 8.4615 | 27.5435 | 0.95164 | 26.2116 | 8.4615 | 27.5435 | 0.95164 | No | Camellia | SDF2018
| Rosehill | 2025 |  | 27.8138 | 8.9787 | 29.2271 | 0.95164 | 27.8138 | 8.9787 | 29.2271 | 0.95164 | No | Camellia | SDF2018
| Rosehill | 2026 |  | 29.7774 | 9.6126 | 31.2905 | 0.95164 | 29.7774 | 9.6126 | 31.2905 | 0.95164 | No | Camellia | SDF2018
| Rosehill | 2027 |  | 32.0265 | 10.3386 | 33.6539 | 0.95164 | 32.0265 | 10.3386 | 33.6539 | 0.95164 | No | Camellia | SDF2018
| Viva_Energy | 2012 | 41.4731 | 37.8 | 17.064 | 41.4731 | 0.91143 | 37.8 | 17.064 | 41.4731 | 0.91143 | Yes | Camellia | SDF2018
| Viva_Energy | 2013 | 24.2648 | 20.682 | 12.69 | 24.2648 | 0.85235 | 20.682 | 12.69 | 24.2648 | 0.85235 | Yes | Camellia | SDF2018
| Viva_Energy | 2014 | 16.3733 | 14.04 | 8.424 | 16.3733 | 0.85749 | 14.04 | 8.424 | 16.3733 | 0.85749 | Yes | Camellia | SDF2018
| Viva_Energy | 2015 | 3.772 | 3.456 | 1.5113 | 3.772 | 0.91622 | 3.456 | 1.5113 | 3.772 | 0.91622 | Yes | Camellia | SDF2018
| Viva_Energy | 2016 | 3.189 | 2.808 | 1.5116 | 3.189 | 0.88053 | 2.808 | 1.5116 | 3.189 | 0.88053 | Yes | Camellia | SDF2018
| Viva_Energy | 2017 | 3.217 | 2.808 | 1.4869 | 3.1774 | 0.88374 | 2.808 | 1.4869 | 3.1774 | 0.88374 | Yes | Camellia | SDF2018
| Viva_Energy | 2018 |  | 2.808 | 1.4878 | 3.1778 | 0.88363 | 2.808 | 1.4878 | 3.1778 | 0.88363 | Yes | Camellia | SDF2018
| Viva_Energy | 2019 |  | 2.808 | 1.4878 | 3.1778 | 0.88363 | 2.808 | 1.4878 | 3.1778 | 0.88363 | Yes | Camellia | SDF2018
| Viva_Energy | 2020 |  | 2.808 | 1.4878 | 3.1778 | 0.88363 | 2.808 | 1.4878 | 3.1778 | 0.88363 | Yes | Camellia | SDF2018
| Viva_Energy | 2021 |  | 2.808 | 1.4878 | 3.1778 | 0.88363 | 2.808 | 1.4878 | 3.1778 | 0.88363 | Yes | Camellia | SDF2018
| Viva_Energy | 2022 |  | 2.808 | 1.4878 | 3.1778 | 0.88363 | 2.808 | 1.4878 | 3.1778 | 0.88363 | Yes | Camellia | SDF2018
| Viva_Energy | 2023 |  | 2.808 | 1.4878 | 3.1778 | 0.88363 | 2.808 | 1.4878 | 3.1778 | 0.88363 | Yes | Camellia | SDF2018
| Viva_Energy | 2024 |  | 2.808 | 1.4878 | 3.1778 | 0.88363 | 2.808 | 1.4878 | 3.1778 | 0.88363 | Yes | Camellia | SDF2018
| Viva_Energy | 2025 |  | 2.808 | 1.4878 | 3.1778 | 0.88363 | 2.808 | 1.4878 | 3.1778 | 0.88363 | Yes | Camellia | SDF2018
| Viva_Energy | 2026 |  | 2.808 | 1.4878 | 3.1778 | 0.88363 | 2.808 | 1.4878 | 3.1778 | 0.88363 | Yes | Camellia | SDF2018
| Viva_Energy | 2027 |  | 2.808 | 1.4878 | 3.1778 | 0.88363 | 2.808 | 1.4878 | 3.1778 | 0.88363 | Yes | Camellia | SDF2018
| Ausgrid_Auburn | 2012 | [9 empty] | Yes | Camellia | SDF2018
| Ausgrid_Auburn | 2013 | [9 empty] | Yes | Camellia | SDF2018
| Ausgrid_Auburn | 2014 | [9 empty] | Yes | Camellia | SDF2018
| Ausgrid_Auburn | 2015 | [9 empty] | Yes | Camellia | SDF2018
| Ausgrid_Auburn | 2016 | [9 empty] | Yes | Camellia | SDF2018
| Ausgrid_Auburn | 2017 | [9 empty] | Yes | Camellia | SDF2018
| Ausgrid_Auburn | 2018 | [9 empty] | Yes | Camellia | SDF2018
| Ausgrid_Auburn | 2019 | [9 empty] | Yes | Camellia | SDF2018
| Ausgrid_Auburn | 2020 |  | 23.58 | 11.4203 | 26.2 | 0.9 | 23.58 | 11.4203 | 26.2 | 0.9 | Yes | Camellia | SDF2018
| Ausgrid_Auburn | 2021 |  | 23.85 | 11.5511 | 26.5 | 0.9 | 23.85 | 11.5511 | 26.5 | 0.9 | Yes | Camellia | SDF2018
| Ausgrid_Auburn | 2022 |  | 24.12 | 11.6818 | 26.8 | 0.9 | 24.12 | 11.6818 | 26.8 | 0.9 | Yes | Camellia | SDF2018
| Ausgrid_Auburn | 2023 |  | 24.39 | 11.8126 | 27.1 | 0.9 | 24.39 | 11.8126 | 27.1 | 0.9 | Yes | Camellia | SDF2018
| Ausgrid_Auburn | 2024 |  | 24.66 | 11.9434 | 27.4 | 0.9 | 24.66 | 11.9434 | 27.4 | 0.9 | Yes | Camellia | SDF2018
| Ausgrid_Auburn | 2025 |  | 24.93 | 12.0742 | 27.7 | 0.9 | 24.93 | 12.0742 | 27.7 | 0.9 | Yes | Camellia | SDF2018
| Ausgrid_Auburn | 2026 |  | 25.2 | 12.2049 | 28 | 0.9 | 25.2 | 12.2049 | 28 | 0.9 | Yes | Camellia | SDF2018
| Ausgrid_Auburn | 2027 |  | 25.47 | 12.3357 | 28.3 | 0.9 | 25.47 | 12.3357 | 28.3 | 0.9 | Yes | Camellia | SDF2018
| Ausgrid_Lidcombe | 2012 | [9 empty] | Yes | Camellia | SDF2018
| Ausgrid_Lidcombe | 2013 | [9 empty] | Yes | Camellia | SDF2018
| Ausgrid_Lidcombe | 2014 | [9 empty] | Yes | Camellia | SDF2018
| Ausgrid_Lidcombe | 2015 | [9 empty] | Yes | Camellia | SDF2018
| Ausgrid_Lidcombe | 2016 | [9 empty] | Yes | Camellia | SDF2018
| Ausgrid_Lidcombe | 2017 | [9 empty] | Yes | Camellia | SDF2018
| Ausgrid_Lidcombe | 2018 | [9 empty] | Yes | Camellia | SDF2018
| Ausgrid_Lidcombe | 2019 | [9 empty] | Yes | Camellia | SDF2018
| Ausgrid_Lidcombe | 2020 |  | 20.61 | 9.9819 | 22.9 | 0.9 | 20.61 | 9.9819 | 22.9 | 0.9 | Yes | Camellia | SDF2018
| Ausgrid_Lidcombe | 2021 |  | 20.97 | 10.1562 | 23.3 | 0.9 | 20.97 | 10.1562 | 23.3 | 0.9 | Yes | Camellia | SDF2018
| Ausgrid_Lidcombe | 2022 |  | 21.42 | 10.3742 | 23.8 | 0.9 | 21.42 | 10.3742 | 23.8 | 0.9 | Yes | Camellia | SDF2018
| Ausgrid_Lidcombe | 2023 |  | 21.87 | 10.5921 | 24.3 | 0.9 | 21.87 | 10.5921 | 24.3 | 0.9 | Yes | Camellia | SDF2018
| Ausgrid_Lidcombe | 2024 |  | 22.32 | 10.8101 | 24.8 | 0.9 | 22.32 | 10.8101 | 24.8 | 0.9 | Yes | Camellia | SDF2018
| Ausgrid_Lidcombe | 2025 |  | 22.68 | 10.9844 | 25.2 | 0.9 | 22.68 | 10.9844 | 25.2 | 0.9 | Yes | Camellia | SDF2018
| Ausgrid_Lidcombe | 2026 |  | 23.13 | 11.2024 | 25.7 | 0.9 | 23.13 | 11.2024 | 25.7 | 0.9 | Yes | Camellia | SDF2018
| Ausgrid_Lidcombe | 2027 |  | 23.58 | 11.4203 | 26.2 | 0.9 | 23.58 | 11.4203 | 26.2 | 0.9 | Yes | Camellia | SDF2018
| Undiversified | 2012 | 149.6487 | 148.3173 | 48.18 | 156.7892 | 0.94597 | 143.6377 | 46.7264 | 151.8809 | 0.94573 | No | Camellia | SDF2018
| Undiversified | 2013 | 121.1113 | 114.6126 | 48.9334 | 125.0223 | 0.91674 | 110.8881 | 47.5884 | 121.0621 | 0.91596 | No | Camellia | SDF2018
| Undiversified | 2014 | 120.6056 | 110.4896 | 35.4107 | 117.4932 | 0.94039 | 106.7652 | 34.6026 | 113.6589 | 0.93935 | No | Camellia | SDF2018
| Undiversified | 2015 | 55.016 | 59.832 | 7.6804 | 60.6443 | 0.98661 | 58.0783 | 7.5426 | 58.8852 | 0.9863 | No | Camellia | SDF2018
| Undiversified | 2016 | 47.592 | 49.136 | 13.307 | 51.2249 | 0.95922 | 47.68 | 13.0818 | 49.7516 | 0.95836 | No | Camellia | SDF2018
| Undiversified | 2017 | 46.855 | 46.099 | 6.3969 | 46.9845 | 0.98115 | 44.766 | 6.3623 | 45.651 | 0.98061 | No | Camellia | SDF2018
| Undiversified | 2018 |  | 50.7964 | 15.4906 | 53.2532 | 0.95386 | 49.4634 | 15.167 | 51.8815 | 0.95339 | No | Camellia | SDF2018
| Undiversified | 2019 |  | 50.8927 | 15.5116 | 53.3517 | 0.95391 | 49.5597 | 15.1879 | 51.98 | 0.95344 | No | Camellia | SDF2018
| Undiversified | 2020 |  | 95.2271 | 36.9586 | 102.6029 | 0.92811 | 93.8941 | 36.6349 | 101.2312 | 0.92752 | No | Camellia | SDF2018
| Undiversified | 2021 |  | 96.4209 | 37.4342 | 103.8922 | 0.92809 | 95.0879 | 37.1105 | 102.5205 | 0.9275 | No | Camellia | SDF2018
| Undiversified | 2022 |  | 98.1213 | 38.0784 | 105.7168 | 0.92815 | 96.7883 | 37.7547 | 104.345 | 0.92758 | No | Camellia | SDF2018
| Undiversified | 2023 |  | 100.2173 | 38.8418 | 107.9547 | 0.92833 | 98.8843 | 38.5182 | 106.5829 | 0.92777 | No | Camellia | SDF2018
| Undiversified | 2024 |  | 102.6918 | 39.7199 | 110.5883 | 0.9286 | 101.3588 | 39.3963 | 109.2166 | 0.92805 | No | Camellia | SDF2018
| Undiversified | 2025 |  | 105.5224 | 40.6875 | 113.5877 | 0.929 | 104.1894 | 40.3639 | 112.216 | 0.92847 | No | Camellia | SDF2018
| Undiversified | 2026 |  | 108.9902 | 41.8605 | 117.258 | 0.92949 | 107.6572 | 41.5369 | 115.8863 | 0.92899 | No | Camellia | SDF2018
| Undiversified | 2027 |  | 112.843 | 43.1498 | 121.3308 | 0.93004 | 111.51 | 42.8262 | 119.959 | 0.92957 | No | Camellia | SDF2018
| Diversified | 2012 | 148.256 | 138.24 | 53.568 | 148.256 | 0.93244 | 138.24 | 53.568 | 148.256 | 0.93244 | No | Camellia | SDF2018
| Diversified | 2013 | 122.2528 | 112.275 | 48.3742 | 122.2528 | 0.91838 | 112.275 | 48.3742 | 122.2528 | 0.91838 | No | Camellia | SDF2018
| Diversified | 2014 | 95.5416 | 93.312 | 20.52 | 95.5416 | 0.97666 | 93.312 | 20.52 | 95.5416 | 0.97666 | No | Camellia | SDF2018
| Diversified | 2015 | 71.2473 | 69.12 | 17.28 | 71.2473 | 0.97014 | 69.12 | 17.28 | 71.2473 | 0.97014 | No | Camellia | SDF2018
| Diversified | 2016 | 47.5436 | 44.928 | 15.552 | 47.5436 | 0.94499 | 44.928 | 15.552 | 47.5436 | 0.94499 | No | Camellia | SDF2018
| Diversified | 2017 | 61.9223 | 60.048 | 15.12 | 61.9223 | 0.96973 | 60.048 | 15.12 | 61.9223 | 0.96973 | No | Camellia | SDF2018
| Diversified | 2018 |  | 48.0073 | 15.4258 | 50.4247 | 0.95206 | 46.7474 | 15.021 | 49.1015 | 0.95206 | No | Camellia | SDF2018
| Diversified | 2019 |  | 48.0983 | 15.455 | 50.5203 | 0.95206 | 46.8385 | 15.0502 | 49.1971 | 0.95206 | No | Camellia | SDF2018
| Diversified | 2020 |  | 89.9983 | 28.9185 | 94.5303 | 0.95206 | 88.7385 | 28.5137 | 93.2071 | 0.95206 | No | Camellia | SDF2018
| Diversified | 2021 |  | 91.1266 | 29.281 | 95.7154 | 0.95206 | 89.8668 | 28.8762 | 94.3921 | 0.95206 | No | Camellia | SDF2018
| Diversified | 2022 |  | 92.7337 | 29.7974 | 97.4034 | 0.95206 | 91.4739 | 29.3926 | 96.0801 | 0.95206 | No | Camellia | SDF2018
| Diversified | 2023 |  | 94.7146 | 30.4339 | 99.484 | 0.95206 | 93.4548 | 30.0291 | 98.1608 | 0.95206 | No | Camellia | SDF2018
| Diversified | 2024 |  | 97.0533 | 31.1854 | 101.9405 | 0.95206 | 95.7934 | 30.7806 | 100.6172 | 0.95206 | No | Camellia | SDF2018
| Diversified | 2025 |  | 99.7284 | 32.045 | 104.7504 | 0.95206 | 98.4686 | 31.6402 | 103.4271 | 0.95206 | No | Camellia | SDF2018
| Diversified | 2026 |  | 103.0058 | 33.098 | 108.1928 | 0.95206 | 101.746 | 32.6932 | 106.8695 | 0.95206 | No | Camellia | SDF2018
| Diversified | 2027 |  | 106.647 | 34.2681 | 112.0174 | 0.95206 | 105.3872 | 33.8633 | 110.6941 | 0.95206 | No | Camellia | SDF2018
| Castle_Hill | 2012 | 22.8139 | 28.451 | 2.1008 | 28.5285 | 0.99728 | 26.4153 | 1.9505 | 26.4872 | 0.99728 | No | Carlingford | SDF2018
| Castle_Hill | 2013 | 21.6165 | 24.045 | 4.3965 | 24.4436 | 0.98369 | 22.0098 | 4.0244 | 22.3747 | 0.98369 | No | Carlingford | SDF2018
| Castle_Hill | 2014 | 20.1267 | 24.06 | 6.2157 | 24.8499 | 0.96821 | 22.0247 | 5.6899 | 22.7478 | 0.96821 | No | Carlingford | SDF2018
| Castle_Hill | 2015 | 21.762 | 24.627 | 7.2768 | 25.6796 | 0.95901 | 22.592 | 6.6755 | 23.5576 | 0.95901 | No | Carlingford | SDF2018
| Castle_Hill | 2016 | 24.796 | 23.587 | 6.4378 | 24.4498 | 0.96471 | 22.161 | 6.0486 | 22.9716 | 0.96471 | No | Carlingford | SDF2018
| Castle_Hill | 2017 | 25.613 | 23.165 | 6.88 | 24.1651 | 0.95861 | 21.051 | 6.2521 | 21.9598 | 0.95861 | No | Carlingford | SDF2018
| Castle_Hill | 2018 |  | 24.6982 | 7.3353 | 25.7645 | 0.95861 | 22.5842 | 6.7075 | 23.5592 | 0.95861 | No | Carlingford | SDF2018
| Castle_Hill | 2019 |  | 25.1574 | 7.4717 | 26.2435 | 0.95861 | 23.0434 | 6.8438 | 24.0382 | 0.95861 | No | Carlingford | SDF2018
| Castle_Hill | 2020 |  | 25.6948 | 7.6313 | 26.8041 | 0.95861 | 23.5808 | 7.0034 | 24.5988 | 0.95861 | No | Carlingford | SDF2018
| Castle_Hill | 2021 |  | 26.3268 | 7.819 | 27.4633 | 0.95861 | 24.2128 | 7.1911 | 25.2581 | 0.95861 | No | Carlingford | SDF2018
| Castle_Hill | 2022 |  | 27.047 | 8.0329 | 28.2147 | 0.95861 | 24.933 | 7.405 | 26.0094 | 0.95861 | No | Carlingford | SDF2018
| Castle_Hill | 2023 |  | 27.846 | 8.2702 | 29.0481 | 0.95861 | 25.732 | 7.6423 | 26.8429 | 0.95861 | No | Carlingford | SDF2018
| Castle_Hill | 2024 |  | 28.6435 | 8.5071 | 29.8801 | 0.95861 | 26.5295 | 7.8792 | 27.6748 | 0.95861 | No | Carlingford | SDF2018
| Castle_Hill | 2025 |  | 29.4057 | 8.7334 | 30.6752 | 0.95861 | 27.2917 | 8.1056 | 28.4699 | 0.95861 | No | Carlingford | SDF2018
| Castle_Hill | 2026 |  | 30.1941 | 8.9676 | 31.4977 | 0.95861 | 28.0801 | 8.3397 | 29.2924 | 0.95861 | No | Carlingford | SDF2018
| Castle_Hill | 2027 |  | 30.9109 | 9.1805 | 32.2454 | 0.95861 | 28.7969 | 8.5526 | 30.0402 | 0.95861 | No | Carlingford | SDF2018
| Dundas | 2012 | 30.9754 | 38.457 | 5.918 | 38.9097 | 0.98837 | 33.8643 | 5.2112 | 34.2629 | 0.98837 | No | Carlingford | SDF2018
| Dundas | 2013 | 41.1086 | 37.296 | 4.6071 | 37.5795 | 0.99246 | 32.7032 | 4.0398 | 32.9518 | 0.99246 | No | Carlingford | SDF2018
| Dundas | 2014 | 36.6361 | 37.66 | 11.7739 | 39.4576 | 0.95444 | 33.0674 | 10.3381 | 34.6458 | 0.95444 | No | Carlingford | SDF2018
| Dundas | 2015 | 37.211 | 38.692 | 11.0314 | 40.2338 | 0.96168 | 34.099 | 9.7219 | 35.4578 | 0.96168 | No | Carlingford | SDF2018
| Dundas | 2016 | 42.228 | 40.14 | 10.8149 | 41.5714 | 0.96557 | 34.994 | 9.4284 | 36.2419 | 0.96557 | No | Carlingford | SDF2018
| Dundas | 2017 | 49.0061 | 40.0409 | 8.9341 | 41.0255 | 0.976 | 35.0338 | 7.8169 | 35.8953 | 0.976 | No | Carlingford | SDF2018
| Dundas | 2018 |  | 41.6801 | 9.8707 | 42.8329 | 0.97309 | 36.673 | 8.6849 | 37.6873 | 0.97309 | No | Carlingford | SDF2018
| Dundas | 2019 |  | 42.7262 | 10.1184 | 43.9079 | 0.97309 | 37.7191 | 8.9326 | 38.7623 | 0.97309 | No | Carlingford | SDF2018
| Dundas | 2020 |  | 42.5896 | 10.0861 | 43.7676 | 0.97309 | 37.5825 | 8.9003 | 38.622 | 0.97309 | No | Carlingford | SDF2018
| Dundas | 2021 |  | 42.3816 | 10.0368 | 43.5538 | 0.97309 | 37.3745 | 8.851 | 38.4082 | 0.97309 | No | Carlingford | SDF2018
| Dundas | 2022 |  | 42.1799 | 9.9891 | 43.3466 | 0.97309 | 37.1728 | 8.8033 | 38.201 | 0.97309 | No | Carlingford | SDF2018
| Dundas | 2023 |  | 41.9897 | 9.944 | 43.1511 | 0.97309 | 36.9826 | 8.7582 | 38.0055 | 0.97309 | No | Carlingford | SDF2018
| Dundas | 2024 |  | 41.8096 | 9.9013 | 42.966 | 0.97309 | 36.8025 | 8.7156 | 37.8204 | 0.97309 | No | Carlingford | SDF2018
| Dundas | 2025 |  | 41.6651 | 9.8671 | 42.8175 | 0.97309 | 36.658 | 8.6814 | 37.672 | 0.97309 | No | Carlingford | SDF2018
| Dundas | 2026 |  | 41.6562 | 9.865 | 42.8084 | 0.97309 | 36.6491 | 8.6792 | 37.6628 | 0.97309 | No | Carlingford | SDF2018
| Dundas | 2027 |  | 41.6474 | 9.8629 | 42.7993 | 0.97309 | 36.6403 | 8.6771 | 37.6537 | 0.97309 | No | Carlingford | SDF2018
| Rydalmere | 2012 | 35.2215 | 39.224 | 11.1116 | 40.7675 | 0.96214 | 36.1643 | 10.2448 | 37.5874 | 0.96214 | No | Carlingford | SDF2018
| Rydalmere | 2013 | 38.4676 | 38.384 | 9.0547 | 39.4375 | 0.97329 | 35.3239 | 8.3328 | 36.2934 | 0.97329 | No | Carlingford | SDF2018
| Rydalmere | 2014 | 34.2015 | 38.34 | 3.24 | 38.4767 | 0.99645 | 35.28 | 2.9814 | 35.4057 | 0.99645 | No | Carlingford | SDF2018
| Rydalmere | 2015 | 32.583 | 37.206 | 5.3112 | 37.5832 | 0.98996 | 34.1458 | 4.8744 | 34.492 | 0.98996 | No | Carlingford | SDF2018
| Rydalmere | 2016 | 38.716 | 38.571 | 11.8826 | 40.3599 | 0.95568 | 35.652 | 10.9833 | 37.3055 | 0.95568 | No | Carlingford | SDF2018
| Rydalmere | 2017 | 40.19 | 37.296 | 3.6395 | 37.4732 | 0.99527 | 34.717 | 3.3878 | 34.8819 | 0.99527 | No | Carlingford | SDF2018
| Rydalmere | 2018 |  | 37.5814 | 7.8645 | 38.3955 | 0.9788 | 35.0024 | 7.3248 | 35.7606 | 0.9788 | No | Carlingford | SDF2018
| Rydalmere | 2019 |  | 37.4904 | 7.8455 | 38.3025 | 0.9788 | 34.9114 | 7.3058 | 35.6676 | 0.9788 | No | Carlingford | SDF2018
| Rydalmere | 2020 |  | 37.4045 | 7.8275 | 38.2148 | 0.9788 | 34.8255 | 7.2878 | 35.5799 | 0.9788 | No | Carlingford | SDF2018
| Rydalmere | 2021 |  | 37.3341 | 7.8128 | 38.1428 | 0.9788 | 34.7551 | 7.2731 | 35.508 | 0.9788 | No | Carlingford | SDF2018
| Rydalmere | 2022 |  | 37.2747 | 7.8003 | 38.0821 | 0.9788 | 34.6957 | 7.2606 | 35.4472 | 0.9788 | No | Carlingford | SDF2018
| Rydalmere | 2023 |  | 37.2229 | 7.7895 | 38.0292 | 0.9788 | 34.6439 | 7.2498 | 35.3943 | 0.9788 | No | Carlingford | SDF2018
| Rydalmere | 2024 |  | 37.1737 | 7.7792 | 37.9789 | 0.9788 | 34.5947 | 7.2395 | 35.344 | 0.9788 | No | Carlingford | SDF2018
| Rydalmere | 2025 |  | 37.1546 | 7.7752 | 37.9594 | 0.9788 | 34.5756 | 7.2355 | 35.3245 | 0.9788 | No | Carlingford | SDF2018
| Rydalmere | 2026 |  | 37.2515 | 7.7955 | 38.0584 | 0.9788 | 34.6725 | 7.2558 | 35.4235 | 0.9788 | No | Carlingford | SDF2018
| Rydalmere | 2027 |  | 37.3483 | 7.8157 | 38.1573 | 0.9788 | 34.7693 | 7.276 | 35.5225 | 0.9788 | No | Carlingford | SDF2018
| West_Pennant_Hills | 2012 | 18.7018 | 24.945 | 1.4108 | 24.9849 | 0.9984 | 21.8412 | 1.2352 | 21.8761 | 0.9984 | No | Carlingford | SDF2018
| West_Pennant_Hills | 2013 | 25.4334 | 24.127 | 3.9212 | 24.4436 | 0.98705 | 21.0233 | 3.4168 | 21.2991 | 0.98705 | No | Carlingford | SDF2018
| West_Pennant_Hills | 2014 | 22.8996 | 24.371 | 8.9215 | 25.9526 | 0.93906 | 21.2667 | 7.7851 | 22.6469 | 0.93906 | No | Carlingford | SDF2018
| West_Pennant_Hills | 2015 | 21.851 | 25.069 | 2.49 | 25.1924 | 0.9951 | 21.9648 | 2.1817 | 22.0729 | 0.9951 | No | Carlingford | SDF2018
| West_Pennant_Hills | 2016 | 24.394 | 24.969 | 2.819 | 25.1276 | 0.99369 | 21.799 | 2.4611 | 21.9375 | 0.99369 | No | Carlingford | SDF2018
| West_Pennant_Hills | 2017 | 27.228 | 23.751 | 3.254 | 23.9729 | 0.99074 | 20.772 | 2.8459 | 20.966 | 0.99074 | No | Carlingford | SDF2018
| West_Pennant_Hills | 2018 |  | 23.5934 | 4.2709 | 23.9769 | 0.98401 | 20.6144 | 3.7317 | 20.9495 | 0.98401 | No | Carlingford | SDF2018
| West_Pennant_Hills | 2019 |  | 23.5608 | 4.265 | 23.9437 | 0.98401 | 20.5818 | 3.7257 | 20.9163 | 0.98401 | No | Carlingford | SDF2018
| West_Pennant_Hills | 2020 |  | 22.7574 | 4.1196 | 23.1273 | 0.98401 | 19.7784 | 3.5803 | 20.0998 | 0.98401 | No | Carlingford | SDF2018
| West_Pennant_Hills | 2021 |  | 23.2584 | 4.2103 | 23.6364 | 0.98401 | 20.2794 | 3.671 | 20.609 | 0.98401 | No | Carlingford | SDF2018
| West_Pennant_Hills | 2022 |  | 23.7563 | 4.3004 | 24.1424 | 0.98401 | 20.7773 | 3.7611 | 21.115 | 0.98401 | No | Carlingford | SDF2018
| West_Pennant_Hills | 2023 |  | 23.9928 | 4.3432 | 24.3828 | 0.98401 | 21.0138 | 3.804 | 21.3554 | 0.98401 | No | Carlingford | SDF2018
| West_Pennant_Hills | 2024 |  | 23.9716 | 4.3394 | 24.3612 | 0.98401 | 20.9926 | 3.8001 | 21.3338 | 0.98401 | No | Carlingford | SDF2018
| West_Pennant_Hills | 2025 |  | 23.8299 | 4.3137 | 24.2172 | 0.98401 | 20.8509 | 3.7745 | 21.1898 | 0.98401 | No | Carlingford | SDF2018
| West_Pennant_Hills | 2026 |  | 23.7624 | 4.3015 | 24.1486 | 0.98401 | 20.7834 | 3.7622 | 21.1212 | 0.98401 | No | Carlingford | SDF2018
| West_Pennant_Hills | 2027 |  | 23.6949 | 4.2893 | 24.08 | 0.98401 | 20.7159 | 3.75 | 21.0525 | 0.98401 | No | Carlingford | SDF2018
| M1_M2_tunnel | 2012 | [9 empty] | Yes | Carlingford | SDF2018
| M1_M2_tunnel | 2013 | [9 empty] | Yes | Carlingford | SDF2018
| M1_M2_tunnel | 2014 | [9 empty] | Yes | Carlingford | SDF2018
| M1_M2_tunnel | 2015 | [9 empty] | Yes | Carlingford | SDF2018
| M1_M2_tunnel | 2016 | [9 empty] | Yes | Carlingford | SDF2018
| M1_M2_tunnel | 2017 | [9 empty] | Yes | Carlingford | SDF2018
| M1_M2_tunnel | 2018 | [9 empty] | Yes | Carlingford | SDF2018
| M1_M2_tunnel | 2019 |  | 5.32 | 1.7486 | 5.6 | 0.95 | 5.32 | 1.7486 | 5.6 | 0.95 | Yes | Carlingford | SDF2018
| M1_M2_tunnel | 2020 |  | 5.32 | 1.7486 | 5.6 | 0.95 | 5.32 | 1.7486 | 5.6 | 0.95 | Yes | Carlingford | SDF2018
| M1_M2_tunnel | 2021 |  | 5.32 | 1.7486 | 5.6 | 0.95 | 5.32 | 1.7486 | 5.6 | 0.95 | Yes | Carlingford | SDF2018
| M1_M2_tunnel | 2022 |  | 5.32 | 1.7486 | 5.6 | 0.95 | 5.32 | 1.7486 | 5.6 | 0.95 | Yes | Carlingford | SDF2018
| M1_M2_tunnel | 2023 |  | 5.32 | 1.7486 | 5.6 | 0.95 | 5.32 | 1.7486 | 5.6 | 0.95 | Yes | Carlingford | SDF2018
| M1_M2_tunnel | 2024 |  | 5.32 | 1.7486 | 5.6 | 0.95 | 5.32 | 1.7486 | 5.6 | 0.95 | Yes | Carlingford | SDF2018
| M1_M2_tunnel | 2025 |  | 5.32 | 1.7486 | 5.6 | 0.95 | 5.32 | 1.7486 | 5.6 | 0.95 | Yes | Carlingford | SDF2018
| M1_M2_tunnel | 2026 |  | 5.32 | 1.7486 | 5.6 | 0.95 | 5.32 | 1.7486 | 5.6 | 0.95 | Yes | Carlingford | SDF2018
| M1_M2_tunnel | 2027 |  | 5.32 | 1.7486 | 5.6 | 0.95 | 5.32 | 1.7486 | 5.6 | 0.95 | Yes | Carlingford | SDF2018
| Ausgrid_Carlingford | 2012 | 115.9029 | 113.417 | 57.075 | 126.9684 | 0.89327 | 105.785 | 53.2343 | 118.4245 | 0.89327 | Yes | Carlingford | SDF2018
| Ausgrid_Carlingford | 2013 | 109.584 | 106.657 | 55.1224 | 120.0591 | 0.88837 | 99.025 | 51.178 | 111.4681 | 0.88837 | Yes | Carlingford | SDF2018
| Ausgrid_Carlingford | 2014 | 99.0504 | 105.142 | 46.0699 | 114.7923 | 0.91593 | 97.51 | 42.7258 | 106.4598 | 0.91593 | Yes | Carlingford | SDF2018
| Ausgrid_Carlingford | 2015 | 94.209 | 106.281 | 36.2781 | 112.3021 | 0.94639 | 98.65 | 33.6733 | 104.2387 | 0.94639 | Yes | Carlingford | SDF2018
| Ausgrid_Carlingford | 2016 | 110.529 | 104.047 | 36.2842 | 110.1922 | 0.94423 | 96.853 | 33.7755 | 102.5733 | 0.94423 | Yes | Carlingford | SDF2018
| Ausgrid_Carlingford | 2017 | 107.342 | 95.901 | 28.9528 | 100.1762 | 0.95732 | 87.41 | 26.3894 | 91.3067 | 0.95732 | Yes | Carlingford | SDF2018
| Ausgrid_Carlingford | 2018 |  | 86.2327 | 35.6203 | 93.3 | 0.92425 | 86.2327 | 35.6203 | 93.3 | 0.92425 | Yes | Carlingford | SDF2018
| Ausgrid_Carlingford | 2019 |  | 85.863 | 35.4676 | 92.9 | 0.92425 | 85.863 | 35.4676 | 92.9 | 0.92425 | Yes | Carlingford | SDF2018
| Ausgrid_Carlingford | 2020 |  | 87.157 | 36.0021 | 94.3 | 0.92425 | 87.157 | 36.0021 | 94.3 | 0.92425 | Yes | Carlingford | SDF2018
| Ausgrid_Carlingford | 2021 |  | 88.8206 | 36.6893 | 96.1 | 0.92425 | 88.8206 | 36.6893 | 96.1 | 0.92425 | Yes | Carlingford | SDF2018
| Ausgrid_Carlingford | 2022 |  | 90.3919 | 37.3383 | 97.8 | 0.92425 | 90.3919 | 37.3383 | 97.8 | 0.92425 | Yes | Carlingford | SDF2018
| Ausgrid_Carlingford | 2023 |  | 91.9631 | 37.9874 | 99.5 | 0.92425 | 91.9631 | 37.9874 | 99.5 | 0.92425 | Yes | Carlingford | SDF2018
| Ausgrid_Carlingford | 2024 |  | 93.257 | 38.5219 | 100.9 | 0.92425 | 93.257 | 38.5219 | 100.9 | 0.92425 | Yes | Carlingford | SDF2018
| Ausgrid_Carlingford | 2025 |  | 94.551 | 39.0564 | 102.3 | 0.92425 | 94.551 | 39.0564 | 102.3 | 0.92425 | Yes | Carlingford | SDF2018
| Ausgrid_Carlingford | 2026 |  | 96.1222 | 39.7054 | 104 | 0.92425 | 96.1222 | 39.7054 | 104 | 0.92425 | Yes | Carlingford | SDF2018
| Ausgrid_Carlingford | 2027 |  | 97.6935 | 40.3544 | 105.7 | 0.92425 | 97.6935 | 40.3544 | 105.7 | 0.92425 | Yes | Carlingford | SDF2018
| Undiversified | 2012 | 223.6156 | 244.494 | 77.6162 | 260.1589 | 0.93979 | 224.0701 | 71.8761 | 238.6381 | 0.93895 | No | Carlingford | SDF2018
| Undiversified | 2013 | 236.2101 | 230.509 | 77.1019 | 245.9633 | 0.93717 | 210.0852 | 70.9918 | 224.3872 | 0.93626 | No | Carlingford | SDF2018
| Undiversified | 2014 | 212.9143 | 229.573 | 76.221 | 243.5291 | 0.94269 | 209.1488 | 69.5203 | 221.906 | 0.94251 | No | Carlingford | SDF2018
| Undiversified | 2015 | 207.616 | 231.875 | 62.3875 | 240.991 | 0.96217 | 211.4516 | 57.1268 | 219.819 | 0.96194 | No | Carlingford | SDF2018
| Undiversified | 2016 | 240.663 | 231.314 | 68.2385 | 241.7009 | 0.95703 | 211.459 | 62.6969 | 221.0298 | 0.9567 | No | Carlingford | SDF2018
| Undiversified | 2017 | 249.3791 | 220.1539 | 51.6604 | 226.8128 | 0.97064 | 198.9838 | 46.6921 | 205.0097 | 0.97061 | No | Carlingford | SDF2018
| Undiversified | 2018 |  | 213.7858 | 64.9617 | 224.2697 | 0.95325 | 201.1067 | 62.0691 | 211.2566 | 0.95195 | No | Carlingford | SDF2018
| Undiversified | 2019 |  | 220.1177 | 66.9168 | 230.8976 | 0.95331 | 207.4386 | 64.0242 | 217.8845 | 0.95206 | No | Carlingford | SDF2018
| Undiversified | 2020 |  | 220.9233 | 67.4151 | 231.8137 | 0.95302 | 208.2442 | 64.5225 | 218.8005 | 0.95175 | No | Carlingford | SDF2018
| Undiversified | 2021 |  | 223.4415 | 68.3167 | 234.4964 | 0.95286 | 210.7624 | 65.4241 | 221.4832 | 0.9516 | No | Carlingford | SDF2018
| Undiversified | 2022 |  | 225.9698 | 69.2096 | 237.1858 | 0.95271 | 213.2907 | 66.317 | 224.1726 | 0.95146 | No | Carlingford | SDF2018
| Undiversified | 2023 |  | 228.3344 | 70.0828 | 239.7112 | 0.95254 | 215.6553 | 67.1902 | 226.698 | 0.95129 | No | Carlingford | SDF2018
| Undiversified | 2024 |  | 230.1754 | 70.7974 | 241.6862 | 0.95237 | 217.4963 | 67.9048 | 228.6731 | 0.95112 | No | Carlingford | SDF2018
| Undiversified | 2025 |  | 231.9263 | 71.4944 | 243.5694 | 0.9522 | 219.2472 | 68.6018 | 230.5562 | 0.95095 | No | Carlingford | SDF2018
| Undiversified | 2026 |  | 234.3065 | 72.3836 | 246.1131 | 0.95203 | 221.6274 | 69.491 | 233.0999 | 0.95078 | No | Carlingford | SDF2018
| Undiversified | 2027 |  | 236.615 | 73.2514 | 248.582 | 0.95186 | 223.9359 | 70.3588 | 235.5689 | 0.95062 | No | Carlingford | SDF2018
| Diversified | 2012 | 199.0898 | 243.233 | 18.7002 | 243.9508 | 0.99706 | 220.465 | 16.9497 | 221.1156 | 0.99706 | No | Carlingford | SDF2018
| Diversified | 2013 | 220.5369 | 224.569 | 17.2653 | 225.2317 | 0.99706 | 201.802 | 15.5149 | 202.3975 | 0.99706 | No | Carlingford | SDF2018
| Diversified | 2014 | 195.8402 | 227.746 | 17.5095 | 228.4181 | 0.99706 | 204.978 | 15.7591 | 205.5829 | 0.99706 | No | Carlingford | SDF2018
| Diversified | 2015 | 187.3914 | 223.885 | 17.2127 | 224.5457 | 0.99706 | 201.117 | 15.4622 | 201.7105 | 0.99706 | No | Carlingford | SDF2018
| Diversified | 2016 | 226.3861 | 220.93 | 16.9855 | 221.582 | 0.99706 | 200.2 | 15.3917 | 200.7908 | 0.99706 | No | Carlingford | SDF2018
| Diversified | 2017 | 231.802 | 217.304 | 16.7067 | 217.9453 | 0.99706 | 192.032 | 14.7638 | 192.5987 | 0.99706 | No | Carlingford | SDF2018
| Diversified | 2018 |  | 209.1118 | 16.0769 | 209.7289 | 0.99706 | 193.9837 | 14.9138 | 194.5562 | 0.99706 | No | Carlingford | SDF2018
| Diversified | 2019 |  | 215.3053 | 16.5531 | 215.9406 | 0.99706 | 200.0914 | 15.3834 | 200.6819 | 0.99706 | No | Carlingford | SDF2018
| Diversified | 2020 |  | 216.0932 | 16.6136 | 216.7309 | 0.99706 | 200.8684 | 15.4431 | 201.4611 | 0.99706 | No | Carlingford | SDF2018
| Diversified | 2021 |  | 218.5563 | 16.803 | 219.2013 | 0.99706 | 203.2974 | 15.6299 | 203.8973 | 0.99706 | No | Carlingford | SDF2018
| Diversified | 2022 |  | 221.0294 | 16.9931 | 221.6816 | 0.99706 | 205.7361 | 15.8174 | 206.3433 | 0.99706 | No | Carlingford | SDF2018
| Diversified | 2023 |  | 223.3423 | 17.171 | 224.0014 | 0.99706 | 208.017 | 15.9927 | 208.6309 | 0.99706 | No | Carlingford | SDF2018
| Diversified | 2024 |  | 225.143 | 17.3094 | 225.8074 | 0.99706 | 209.7928 | 16.1292 | 210.4119 | 0.99706 | No | Carlingford | SDF2018
| Diversified | 2025 |  | 226.8557 | 17.4411 | 227.5251 | 0.99706 | 211.4817 | 16.2591 | 212.1058 | 0.99706 | No | Carlingford | SDF2018
| Diversified | 2026 |  | 229.1838 | 17.6201 | 229.8601 | 0.99706 | 213.7775 | 16.4356 | 214.4084 | 0.99706 | No | Carlingford | SDF2018
| Diversified | 2027 |  | 231.4418 | 17.7937 | 232.1248 | 0.99706 | 216.0043 | 16.6068 | 216.6417 | 0.99706 | No | Carlingford | SDF2018
| BlueScope_Steel | 2012 | 144.0808 | 123.9095 | 73.5236 | 144.0808 | 0.86 | 123.9095 | 73.5236 | 144.0808 | 0.86 | Yes | Dapto_132kV | SDF2018
| BlueScope_Steel | 2013 | 138.9734 | 119.5171 | 70.9173 | 138.9734 | 0.86 | 119.5171 | 70.9173 | 138.9734 | 0.86 | Yes | Dapto_132kV | SDF2018
| BlueScope_Steel | 2014 | 136.2651 | 117.188 | 69.5352 | 136.2651 | 0.86 | 117.188 | 69.5352 | 136.2651 | 0.86 | Yes | Dapto_132kV | SDF2018
| BlueScope_Steel | 2015 | 139.2151 | 119.725 | 71.0406 | 139.2151 | 0.86 | 119.725 | 71.0406 | 139.2151 | 0.86 | Yes | Dapto_132kV | SDF2018
| BlueScope_Steel | 2016 | 144.9779 | 124.681 | 73.9814 | 144.9779 | 0.86 | 124.681 | 73.9814 | 144.9779 | 0.86 | Yes | Dapto_132kV | SDF2018
| BlueScope_Steel | 2017 | 145.0988 | 124.785 | 74.0431 | 145.0988 | 0.86 | 124.785 | 74.0431 | 145.0988 | 0.86 | Yes | Dapto_132kV | SDF2018
| BlueScope_Steel | 2018 |  | 124.785 | 74.0431 | 145.0988 | 0.86 | 124.785 | 74.0431 | 145.0988 | 0.86 | Yes | Dapto_132kV | SDF2018
| BlueScope_Steel | 2019 |  | 124.785 | 74.0431 | 145.0988 | 0.86 | 124.785 | 74.0431 | 145.0988 | 0.86 | Yes | Dapto_132kV | SDF2018
| BlueScope_Steel | 2020 |  | 124.785 | 74.0431 | 145.0988 | 0.86 | 124.785 | 74.0431 | 145.0988 | 0.86 | Yes | Dapto_132kV | SDF2018
| BlueScope_Steel | 2021 |  | 124.785 | 74.0431 | 145.0988 | 0.86 | 124.785 | 74.0431 | 145.0988 | 0.86 | Yes | Dapto_132kV | SDF2018
| BlueScope_Steel | 2022 |  | 124.785 | 74.0431 | 145.0988 | 0.86 | 124.785 | 74.0431 | 145.0988 | 0.86 | Yes | Dapto_132kV | SDF2018
| BlueScope_Steel | 2023 |  | 124.785 | 74.0431 | 145.0988 | 0.86 | 124.785 | 74.0431 | 145.0988 | 0.86 | Yes | Dapto_132kV | SDF2018
| BlueScope_Steel | 2024 |  | 124.785 | 74.0431 | 145.0988 | 0.86 | 124.785 | 74.0431 | 145.0988 | 0.86 | Yes | Dapto_132kV | SDF2018
| BlueScope_Steel | 2025 |  | 124.785 | 74.0431 | 145.0988 | 0.86 | 124.785 | 74.0431 | 145.0988 | 0.86 | Yes | Dapto_132kV | SDF2018
| BlueScope_Steel | 2026 |  | 124.785 | 74.0431 | 145.0988 | 0.86 | 124.785 | 74.0431 | 145.0988 | 0.86 | Yes | Dapto_132kV | SDF2018
| BlueScope_Steel | 2027 |  | 124.785 | 74.0431 | 145.0988 | 0.86 | 124.785 | 74.0431 | 145.0988 | 0.86 | Yes | Dapto_132kV | SDF2018
| BOC_Gases | 2012 | 26.1005 | 25.7556 | 4.2288 | 26.1005 | 0.98679 | 25.7556 | 4.2288 | 26.1005 | 0.98679 | Yes | Dapto_132kV | SDF2018
| BOC_Gases | 2013 | 22.7672 | 22.5205 | 3.3423 | 22.7672 | 0.98917 | 22.5205 | 3.3423 | 22.7672 | 0.98917 | Yes | Dapto_132kV | SDF2018
| BOC_Gases | 2014 | 24.8602 | 24.8292 | 1.2403 | 24.8602 | 0.99875 | 24.8292 | 1.2403 | 24.8602 | 0.99875 | Yes | Dapto_132kV | SDF2018
| BOC_Gases | 2015 | 26.948 | 26.934 | 0.86853 | 26.948 | 0.99948 | 26.934 | 0.86853 | 26.948 | 0.99948 | Yes | Dapto_132kV | SDF2018
| BOC_Gases | 2016 | 28.063 | 28.057 | 0.58028 | 28.063 | 0.99979 | 28.057 | 0.58028 | 28.063 | 0.99979 | Yes | Dapto_132kV | SDF2018
| BOC_Gases | 2017 | 27.367 | 27.358 | 0.7018 | 27.367 | 0.99967 | 27.358 | 0.7018 | 27.367 | 0.99967 | Yes | Dapto_132kV | SDF2018
| BOC_Gases | 2018 |  | 27.358 | 2.5727 | 27.4787 | 0.99561 | 27.358 | 2.5727 | 27.4787 | 0.99561 | Yes | Dapto_132kV | SDF2018
| BOC_Gases | 2019 |  | 27.358 | 2.5727 | 27.4787 | 0.99561 | 27.358 | 2.5727 | 27.4787 | 0.99561 | Yes | Dapto_132kV | SDF2018
| BOC_Gases | 2020 |  | 27.358 | 2.5727 | 27.4787 | 0.99561 | 27.358 | 2.5727 | 27.4787 | 0.99561 | Yes | Dapto_132kV | SDF2018
| BOC_Gases | 2021 |  | 27.358 | 2.5727 | 27.4787 | 0.99561 | 27.358 | 2.5727 | 27.4787 | 0.99561 | Yes | Dapto_132kV | SDF2018
| BOC_Gases | 2022 |  | 27.358 | 2.5727 | 27.4787 | 0.99561 | 27.358 | 2.5727 | 27.4787 | 0.99561 | Yes | Dapto_132kV | SDF2018
| BOC_Gases | 2023 |  | 27.358 | 2.5727 | 27.4787 | 0.99561 | 27.358 | 2.5727 | 27.4787 | 0.99561 | Yes | Dapto_132kV | SDF2018
| BOC_Gases | 2024 |  | 27.358 | 2.5727 | 27.4787 | 0.99561 | 27.358 | 2.5727 | 27.4787 | 0.99561 | Yes | Dapto_132kV | SDF2018
| BOC_Gases | 2025 |  | 27.358 | 2.5727 | 27.4787 | 0.99561 | 27.358 | 2.5727 | 27.4787 | 0.99561 | Yes | Dapto_132kV | SDF2018
| BOC_Gases | 2026 |  | 27.358 | 2.5727 | 27.4787 | 0.99561 | 27.358 | 2.5727 | 27.4787 | 0.99561 | Yes | Dapto_132kV | SDF2018
| BOC_Gases | 2027 |  | 27.358 | 2.5727 | 27.4787 | 0.99561 | 27.358 | 2.5727 | 27.4787 | 0.99561 | Yes | Dapto_132kV | SDF2018
| Burrawang | 2012 | 3.6837 | 3.2169 | 1.7947 | 3.6837 | 0.87329 | 3.2169 | 1.7947 | 3.6837 | 0.87329 | Yes | Dapto_132kV | SDF2018
| Burrawang | 2013 | 7.3147 | 6.3879 | 3.5637 | 7.3147 | 0.87329 | 6.3879 | 3.5637 | 7.3147 | 0.87329 | Yes | Dapto_132kV | SDF2018
| Burrawang | 2014 | 7.282 | 6.3593 | 3.5477 | 7.282 | 0.87329 | 6.3593 | 3.5477 | 7.282 | 0.87329 | Yes | Dapto_132kV | SDF2018
| Burrawang | 2015 | 7.3297 | 6.401 | 3.571 | 7.3297 | 0.87329 | 6.401 | 3.571 | 7.3297 | 0.87329 | Yes | Dapto_132kV | SDF2018
| Burrawang | 2016 | 7.3217 | 6.394 | 3.5671 | 7.3217 | 0.87329 | 6.394 | 3.5671 | 7.3217 | 0.87329 | Yes | Dapto_132kV | SDF2018
| Burrawang | 2017 | 7.3217 | 6.394 | 3.5671 | 7.3217 | 0.87329 | 6.394 | 3.5671 | 7.3217 | 0.87329 | Yes | Dapto_132kV | SDF2018
| Burrawang | 2018 |  | 6.394 | 3.5671 | 7.3217 | 0.87329 | 6.394 | 3.5671 | 7.3217 | 0.87329 | Yes | Dapto_132kV | SDF2018
| Burrawang | 2019 |  | 6.394 | 3.5671 | 7.3217 | 0.87329 | 6.394 | 3.5671 | 7.3217 | 0.87329 | Yes | Dapto_132kV | SDF2018
| Burrawang | 2020 |  | 6.394 | 3.5671 | 7.3217 | 0.87329 | 6.394 | 3.5671 | 7.3217 | 0.87329 | Yes | Dapto_132kV | SDF2018
| Burrawang | 2021 |  | 6.394 | 3.5671 | 7.3217 | 0.87329 | 6.394 | 3.5671 | 7.3217 | 0.87329 | Yes | Dapto_132kV | SDF2018
| Burrawang | 2022 |  | 6.394 | 3.5671 | 7.3217 | 0.87329 | 6.394 | 3.5671 | 7.3217 | 0.87329 | Yes | Dapto_132kV | SDF2018
| Burrawang | 2023 |  | 6.394 | 3.5671 | 7.3217 | 0.87329 | 6.394 | 3.5671 | 7.3217 | 0.87329 | Yes | Dapto_132kV | SDF2018
| Burrawang | 2024 |  | 6.394 | 3.5671 | 7.3217 | 0.87329 | 6.394 | 3.5671 | 7.3217 | 0.87329 | Yes | Dapto_132kV | SDF2018
| Burrawang | 2025 |  | 6.394 | 3.5671 | 7.3217 | 0.87329 | 6.394 | 3.5671 | 7.3217 | 0.87329 | Yes | Dapto_132kV | SDF2018
| Burrawang | 2026 |  | 6.394 | 3.5671 | 7.3217 | 0.87329 | 6.394 | 3.5671 | 7.3217 | 0.87329 | Yes | Dapto_132kV | SDF2018
| Burrawang | 2027 |  | 6.394 | 3.5671 | 7.3217 | 0.87329 | 6.394 | 3.5671 | 7.3217 | 0.87329 | Yes | Dapto_132kV | SDF2018
| Batemans_Bay | 2012 | 35.9944 | 43.1 | 0.63346 | 43.1047 | 0.99989 | 43.1 | 0.63346 | 43.1047 | 0.99989 | Yes | Dapto_132kV | SDF2018
| Batemans_Bay | 2013 | 46.4562 | 46.1879 | 4.9854 | 46.4562 | 0.99423 | 46.1879 | 4.9854 | 46.4562 | 0.99423 | Yes | Dapto_132kV | SDF2018
| Batemans_Bay | 2014 | 33.6963 | 33.696 | 0.14431 | 33.6963 | 0.99999 | 33.696 | 0.14431 | 33.6963 | 0.99999 | Yes | Dapto_132kV | SDF2018
| Batemans_Bay | 2015 | 37.702 | 37.008 | 7.2006 | 37.702 | 0.98159 | 37.008 | 7.2006 | 37.702 | 0.98159 | Yes | Dapto_132kV | SDF2018
| Batemans_Bay | 2016 | 43.638 | 43.632 | 0.72362 | 43.638 | 0.99986 | 43.632 | 0.72362 | 43.638 | 0.99986 | Yes | Dapto_132kV | SDF2018
| Batemans_Bay | 2017 | 50.362 | 50.343 | 1.3833 | 50.362 | 0.99962 | 50.343 | 1.3833 | 50.362 | 0.99962 | Yes | Dapto_132kV | SDF2018
| Batemans_Bay | 2018 |  | 50.343 | 1.3833 | 50.362 | 0.99962 | 50.343 | 1.3833 | 50.362 | 0.99962 | Yes | Dapto_132kV | SDF2018
| Batemans_Bay | 2019 |  | 50.343 | 1.3833 | 50.362 | 0.99962 | 50.343 | 1.3833 | 50.362 | 0.99962 | Yes | Dapto_132kV | SDF2018
| Batemans_Bay | 2020 |  | 50.343 | 1.3833 | 50.362 | 0.99962 | 50.343 | 1.3833 | 50.362 | 0.99962 | Yes | Dapto_132kV | SDF2018
| Batemans_Bay | 2021 |  | 50.343 | 1.3833 | 50.362 | 0.99962 | 50.343 | 1.3833 | 50.362 | 0.99962 | Yes | Dapto_132kV | SDF2018
| Batemans_Bay | 2022 |  | 50.343 | 1.3833 | 50.362 | 0.99962 | 50.343 | 1.3833 | 50.362 | 0.99962 | Yes | Dapto_132kV | SDF2018
| Batemans_Bay | 2023 |  | 50.343 | 1.3833 | 50.362 | 0.99962 | 50.343 | 1.3833 | 50.362 | 0.99962 | Yes | Dapto_132kV | SDF2018
| Batemans_Bay | 2024 |  | 50.343 | 1.3833 | 50.362 | 0.99962 | 50.343 | 1.3833 | 50.362 | 0.99962 | Yes | Dapto_132kV | SDF2018
| Batemans_Bay | 2025 |  | 50.343 | 1.3833 | 50.362 | 0.99962 | 50.343 | 1.3833 | 50.362 | 0.99962 | Yes | Dapto_132kV | SDF2018
| Batemans_Bay | 2026 |  | 50.343 | 1.3833 | 50.362 | 0.99962 | 50.343 | 1.3833 | 50.362 | 0.99962 | Yes | Dapto_132kV | SDF2018
| Batemans_Bay | 2027 |  | 50.343 | 1.3833 | 50.362 | 0.99962 | 50.343 | 1.3833 | 50.362 | 0.99962 | Yes | Dapto_132kV | SDF2018
| Ulladulla | 2012 | 20.1819 | 19.4504 | 5.3844 | 20.1819 | 0.96375 | 19.4504 | 5.3844 | 20.1819 | 0.96375 | No | Dapto_132kV | SDF2018
| Ulladulla | 2013 | 26.5683 | 25.2607 | 8.2324 | 26.5683 | 0.95078 | 25.2607 | 8.2324 | 26.5683 | 0.95078 | No | Dapto_132kV | SDF2018
| Ulladulla | 2014 | 19.583 | 18.9217 | 5.0464 | 19.583 | 0.96623 | 18.9217 | 5.0464 | 19.583 | 0.96623 | No | Dapto_132kV | SDF2018
| Ulladulla | 2015 | 21.254 | 20.43 | 5.8607 | 21.254 | 0.96123 | 20.43 | 5.8607 | 21.254 | 0.96123 | No | Dapto_132kV | SDF2018
| Ulladulla | 2016 | 21.138 | 20.433 | 5.4136 | 21.138 | 0.96665 | 20.433 | 5.4136 | 21.138 | 0.96665 | No | Dapto_132kV | SDF2018
| Ulladulla | 2017 | 28.568 | 27.55 | 7.5583 | 28.568 | 0.96437 | 27.55 | 7.5583 | 28.568 | 0.96437 | No | Dapto_132kV | SDF2018
| Ulladulla | 2018 |  | 22.8755 | 8.4536 | 24.3876 | 0.938 | 22.7217 | 8.3967 | 24.2235 | 0.938 | No | Dapto_132kV | SDF2018
| Ulladulla | 2019 |  | 24.3654 | 9.0042 | 25.9759 | 0.938 | 24.3654 | 9.0042 | 25.9759 | 0.938 | No | Dapto_132kV | SDF2018
| Ulladulla | 2020 |  | 24.4015 | 9.0175 | 26.0144 | 0.938 | 24.4015 | 9.0175 | 26.0144 | 0.938 | No | Dapto_132kV | SDF2018
| Ulladulla | 2021 |  | 24.368 | 9.0051 | 25.9787 | 0.938 | 24.368 | 9.0051 | 25.9787 | 0.938 | No | Dapto_132kV | SDF2018
| Ulladulla | 2022 |  | 24.3074 | 8.9827 | 25.9141 | 0.938 | 24.3074 | 8.9827 | 25.9141 | 0.938 | No | Dapto_132kV | SDF2018
| Ulladulla | 2023 |  | 24.2459 | 8.96 | 25.8485 | 0.938 | 24.2459 | 8.96 | 25.8485 | 0.938 | No | Dapto_132kV | SDF2018
| Ulladulla | 2024 |  | 24.1865 | 8.9381 | 25.7852 | 0.938 | 24.1865 | 8.9381 | 25.7852 | 0.938 | No | Dapto_132kV | SDF2018
| Ulladulla | 2025 |  | 24.1502 | 8.9246 | 25.7465 | 0.938 | 24.1502 | 8.9246 | 25.7465 | 0.938 | No | Dapto_132kV | SDF2018
| Ulladulla | 2026 |  | 24.186 | 8.9379 | 25.7846 | 0.938 | 24.186 | 8.9379 | 25.7846 | 0.938 | No | Dapto_132kV | SDF2018
| Ulladulla | 2027 |  | 24.2218 | 8.9511 | 25.8228 | 0.938 | 24.2218 | 8.9511 | 25.8228 | 0.938 | No | Dapto_132kV | SDF2018
| West_Dapto | 2012 | [9 empty] | No | Dapto_132kV | SDF2018
| West_Dapto | 2013 | [9 empty] | No | Dapto_132kV | SDF2018
| West_Dapto | 2014 | [9 empty] | No | Dapto_132kV | SDF2018
| West_Dapto | 2015 | [9 empty] | No | Dapto_132kV | SDF2018
| West_Dapto | 2016 | [9 empty] | No | Dapto_132kV | SDF2018
| West_Dapto | 2017 | [9 empty] | No | Dapto_132kV | SDF2018
| West_Dapto | 2018 | [9 empty] | No | Dapto_132kV | SDF2018
| West_Dapto | 2019 | [9 empty] | No | Dapto_132kV | SDF2018
| West_Dapto | 2020 | [9 empty] | No | Dapto_132kV | SDF2018
| West_Dapto | 2021 |  | 2.5689 | 0.84435 | 2.7041 | 0.95 | 2.5689 | 0.84435 | 2.7041 | 0.95 | No | Dapto_132kV | SDF2018
| West_Dapto | 2022 |  | 3.0137 | 0.99057 | 3.1724 | 0.95 | 3.0137 | 0.99057 | 3.1724 | 0.95 | No | Dapto_132kV | SDF2018
| West_Dapto | 2023 |  | 3.7552 | 1.2343 | 3.9528 | 0.95 | 3.7552 | 1.2343 | 3.9528 | 0.95 | No | Dapto_132kV | SDF2018
| West_Dapto | 2024 |  | 4.7932 | 1.5754 | 5.0454 | 0.95 | 4.7932 | 1.5754 | 5.0454 | 0.95 | No | Dapto_132kV | SDF2018
| West_Dapto | 2025 |  | 6.1277 | 2.0141 | 6.4502 | 0.95 | 6.1277 | 2.0141 | 6.4502 | 0.95 | No | Dapto_132kV | SDF2018
| West_Dapto | 2026 |  | 7.7588 | 2.5502 | 8.1672 | 0.95 | 7.7588 | 2.5502 | 8.1672 | 0.95 | No | Dapto_132kV | SDF2018
| West_Dapto | 2027 |  | 9.6865 | 3.1838 | 10.1964 | 0.95 | 9.6865 | 3.1838 | 10.1964 | 0.95 | No | Dapto_132kV | SDF2018
| Yatte_Yattah | 2012 | 3.4871 | 3.285 | 1.17 | 3.4871 | 0.94203 | 3.285 | 1.17 | 3.4871 | 0.94203 | No | Dapto_132kV | SDF2018
| Yatte_Yattah | 2013 | 3.9928 | 3.7337 | 1.4151 | 3.9928 | 0.9351 | 3.7337 | 1.4151 | 3.9928 | 0.9351 | No | Dapto_132kV | SDF2018
| Yatte_Yattah | 2014 | 4.3317 | 4.0966 | 1.4076 | 4.3317 | 0.94573 | 4.0966 | 1.4076 | 4.3317 | 0.94573 | No | Dapto_132kV | SDF2018
| Yatte_Yattah | 2015 | 3.861 | 3.665 | 1.2145 | 3.861 | 0.94924 | 3.665 | 1.2145 | 3.861 | 0.94924 | No | Dapto_132kV | SDF2018
| Yatte_Yattah | 2016 | 3.188 | 3.098 | 0.75216 | 3.188 | 0.97177 | 3.098 | 0.75216 | 3.188 | 0.97177 | No | Dapto_132kV | SDF2018
| Yatte_Yattah | 2017 | [9 empty] | No | Dapto_132kV | SDF2018
| Yatte_Yattah | 2018 | [9 empty] | No | Dapto_132kV | SDF2018
| Yatte_Yattah | 2019 | [9 empty] | No | Dapto_132kV | SDF2018
| Yatte_Yattah | 2020 | [9 empty] | No | Dapto_132kV | SDF2018
| Yatte_Yattah | 2021 | [9 empty] | No | Dapto_132kV | SDF2018
| Yatte_Yattah | 2022 | [9 empty] | No | Dapto_132kV | SDF2018
| Yatte_Yattah | 2023 | [9 empty] | No | Dapto_132kV | SDF2018
| Yatte_Yattah | 2024 | [9 empty] | No | Dapto_132kV | SDF2018
| Yatte_Yattah | 2025 | [9 empty] | No | Dapto_132kV | SDF2018
| Yatte_Yattah | 2026 | [9 empty] | No | Dapto_132kV | SDF2018
| Yatte_Yattah | 2027 | [9 empty] | No | Dapto_132kV | SDF2018
| Undiversified | 2012 | 230.0412 | 215.4324 | 85.5649 | 237.1515 | 0.90842 | 215.4324 | 85.5649 | 237.1515 | 0.90842 | No | Dapto_132kV | SDF2018
| Undiversified | 2013 | 242.0798 | 219.8741 | 91.041 | 242.0798 | 0.90827 | 219.8741 | 91.041 | 242.0798 | 0.90827 | No | Dapto_132kV | SDF2018
| Undiversified | 2014 | 221.6866 | 200.9942 | 79.5139 | 221.6866 | 0.90666 | 200.9942 | 79.5139 | 221.6866 | 0.90666 | No | Dapto_132kV | SDF2018
| Undiversified | 2015 | 232.4488 | 210.498 | 88.5415 | 232.4488 | 0.90557 | 210.498 | 88.5415 | 232.4488 | 0.90557 | No | Dapto_132kV | SDF2018
| Undiversified | 2016 | 245.1386 | 223.197 | 84.266 | 245.1386 | 0.91049 | 223.197 | 84.266 | 245.1386 | 0.91049 | No | Dapto_132kV | SDF2018
| Undiversified | 2017 | 258.7175 | 236.43 | 87.2535 | 258.7175 | 0.91385 | 236.43 | 87.2535 | 258.7175 | 0.91385 | No | Dapto_132kV | SDF2018
| Undiversified | 2018 |  | 231.7555 | 90.0197 | 254.6488 | 0.9101 | 231.6017 | 89.9628 | 254.4848 | 0.91008 | No | Dapto_132kV | SDF2018
| Undiversified | 2019 |  | 233.2454 | 90.5702 | 256.2372 | 0.91027 | 233.2454 | 90.5702 | 256.2372 | 0.91027 | No | Dapto_132kV | SDF2018
| Undiversified | 2020 |  | 233.2815 | 90.5836 | 256.2757 | 0.91028 | 233.2815 | 90.5836 | 256.2757 | 0.91028 | No | Dapto_132kV | SDF2018
| Undiversified | 2021 |  | 235.8169 | 91.4155 | 258.944 | 0.91069 | 235.8169 | 91.4155 | 258.944 | 0.91069 | No | Dapto_132kV | SDF2018
| Undiversified | 2022 |  | 236.2012 | 91.5394 | 259.3477 | 0.91075 | 236.2012 | 91.5394 | 259.3477 | 0.91075 | No | Dapto_132kV | SDF2018
| Undiversified | 2023 |  | 236.881 | 91.7603 | 260.0625 | 0.91086 | 236.881 | 91.7603 | 260.0625 | 0.91086 | No | Dapto_132kV | SDF2018
| Undiversified | 2024 |  | 237.8597 | 92.0796 | 261.0919 | 0.91102 | 237.8597 | 92.0796 | 261.0919 | 0.91102 | No | Dapto_132kV | SDF2018
| Undiversified | 2025 |  | 239.1579 | 92.5048 | 262.4579 | 0.91122 | 239.1579 | 92.5048 | 262.4579 | 0.91122 | No | Dapto_132kV | SDF2018
| Undiversified | 2026 |  | 240.8248 | 93.0541 | 264.2131 | 0.91148 | 240.8248 | 93.0541 | 264.2131 | 0.91148 | No | Dapto_132kV | SDF2018
| Undiversified | 2027 |  | 242.7883 | 93.701 | 266.2804 | 0.91178 | 242.7883 | 93.701 | 266.2804 | 0.91178 | No | Dapto_132kV | SDF2018
| Edmondson_Park | 2012 | [9 empty] | No | Denham_Court_TS | SDF2018
| Edmondson_Park | 2013 | [9 empty] | No | Denham_Court_TS | SDF2018
| Edmondson_Park | 2014 | [9 empty] | No | Denham_Court_TS | SDF2018
| Edmondson_Park | 2015 | [9 empty] | No | Denham_Court_TS | SDF2018
| Edmondson_Park | 2016 | 2.617 | 2.6 | 0.29781 | 2.617 | 0.9935 | 2.6 | 0.29781 | 2.617 | 0.9935 | No | Denham_Court_TS | SDF2018
| Edmondson_Park | 2017 | 3.83 | 3.83 |  | 3.83 | 1 | 3.83 |  | 3.83 | 1 | No | Denham_Court_TS | SDF2018
| Edmondson_Park | 2018 |  | 5.3218 | 2.5775 | 5.9132 | 0.9 | 5.3218 | 2.5775 | 5.9132 | 0.9 | No | Denham_Court_TS | SDF2018
| Edmondson_Park | 2019 | [9 empty] | No | Denham_Court_TS | SDF2018
| Edmondson_Park | 2020 | [9 empty] | No | Denham_Court_TS | SDF2018
| Edmondson_Park | 2021 | [9 empty] | No | Denham_Court_TS | SDF2018
| Edmondson_Park | 2022 | [9 empty] | No | Denham_Court_TS | SDF2018
| Edmondson_Park | 2023 | [9 empty] | No | Denham_Court_TS | SDF2018
| Edmondson_Park | 2024 | [9 empty] | No | Denham_Court_TS | SDF2018
| Edmondson_Park | 2025 | [9 empty] | No | Denham_Court_TS | SDF2018
| Edmondson_Park | 2026 | [9 empty] | No | Denham_Court_TS | SDF2018
| Edmondson_Park | 2027 | [5 empty] | 0 |  |  |  | No | Denham_Court_TS | SDF2018
| Sydney_Trains_Edmondson_Park | 2012 | [9 empty] | Yes | Denham_Court_TS | SDF2018
| Sydney_Trains_Edmondson_Park | 2013 | [9 empty] | Yes | Denham_Court_TS | SDF2018
| Sydney_Trains_Edmondson_Park | 2014 | [9 empty] | Yes | Denham_Court_TS | SDF2018
| Sydney_Trains_Edmondson_Park | 2015 | [9 empty] | Yes | Denham_Court_TS | SDF2018
| Sydney_Trains_Edmondson_Park | 2016 | 8.5 | 5.428 | 6.5412 | 8.5 | 0.63859 | 5.428 | 6.5412 | 8.5 | 0.63859 | Yes | Denham_Court_TS | SDF2018
| Sydney_Trains_Edmondson_Park | 2017 | 10.766 | 6.661 | 8.458 | 10.766 | 0.61871 | 6.661 | 8.458 | 10.766 | 0.61871 | Yes | Denham_Court_TS | SDF2018
| Sydney_Trains_Edmondson_Park | 2018 |  | 6.661 | 8.458 | 10.766 | 0.61871 | 6.661 | 8.458 | 10.766 | 0.61871 | Yes | Denham_Court_TS | SDF2018
| Sydney_Trains_Edmondson_Park | 2019 |  | 6.661 | 8.458 | 10.766 | 0.61871 | 6.661 | 8.458 | 10.766 | 0.61871 | Yes | Denham_Court_TS | SDF2018
| Sydney_Trains_Edmondson_Park | 2020 |  | 6.661 | 8.458 | 10.766 | 0.61871 | 6.661 | 8.458 | 10.766 | 0.61871 | Yes | Denham_Court_TS | SDF2018
| Sydney_Trains_Edmondson_Park | 2021 |  | 6.661 | 8.458 | 10.766 | 0.61871 | 6.661 | 8.458 | 10.766 | 0.61871 | Yes | Denham_Court_TS | SDF2018
| Sydney_Trains_Edmondson_Park | 2022 |  | 6.661 | 8.458 | 10.766 | 0.61871 | 6.661 | 8.458 | 10.766 | 0.61871 | Yes | Denham_Court_TS | SDF2018
| Sydney_Trains_Edmondson_Park | 2023 |  | 6.661 | 8.458 | 10.766 | 0.61871 | 6.661 | 8.458 | 10.766 | 0.61871 | Yes | Denham_Court_TS | SDF2018
| Sydney_Trains_Edmondson_Park | 2024 |  | 6.661 | 8.458 | 10.766 | 0.61871 | 6.661 | 8.458 | 10.766 | 0.61871 | Yes | Denham_Court_TS | SDF2018
| Sydney_Trains_Edmondson_Park | 2025 |  | 6.661 | 8.458 | 10.766 | 0.61871 | 6.661 | 8.458 | 10.766 | 0.61871 | Yes | Denham_Court_TS | SDF2018
| Sydney_Trains_Edmondson_Park | 2026 |  | 6.661 | 8.458 | 10.766 | 0.61871 | 6.661 | 8.458 | 10.766 | 0.61871 | Yes | Denham_Court_TS | SDF2018
| Sydney_Trains_Edmondson_Park | 2027 |  | 6.661 | 8.458 | 10.766 | 0.61871 | 6.661 | 8.458 | 10.766 | 0.61871 | Yes | Denham_Court_TS | SDF2018
| Undiversified | 2012 | [9 empty] | No | Denham_Court_TS | SDF2018
| Undiversified | 2013 | [9 empty] | No | Denham_Court_TS | SDF2018
| Undiversified | 2014 | [9 empty] | No | Denham_Court_TS | SDF2018
| Undiversified | 2015 | [9 empty] | No | Denham_Court_TS | SDF2018
| Undiversified | 2016 | 11.117 | 8.028 | 6.839 | 11.117 | 0.72214 | 8.028 | 6.839 | 11.117 | 0.72214 | No | Denham_Court_TS | SDF2018
| Undiversified | 2017 | 14.596 | 10.491 | 8.458 | 14.596 | 0.71876 | 10.491 | 8.458 | 14.596 | 0.71876 | No | Denham_Court_TS | SDF2018
| Undiversified | 2018 |  | 11.9828 | 11.0355 | 16.6792 | 0.71843 | 11.9828 | 11.0355 | 16.6792 | 0.71843 | No | Denham_Court_TS | SDF2018
| Undiversified | 2019 |  | 6.661 | 8.458 | 10.766 | 0.61871 | 6.661 | 8.458 | 10.766 | 0.61871 | No | Denham_Court_TS | SDF2018
| Undiversified | 2020 |  | 6.661 | 8.458 | 10.766 | 0.61871 | 6.661 | 8.458 | 10.766 | 0.61871 | No | Denham_Court_TS | SDF2018
| Undiversified | 2021 |  | 6.661 | 8.458 | 10.766 | 0.61871 | 6.661 | 8.458 | 10.766 | 0.61871 | No | Denham_Court_TS | SDF2018
| Undiversified | 2022 |  | 6.661 | 8.458 | 10.766 | 0.61871 | 6.661 | 8.458 | 10.766 | 0.61871 | No | Denham_Court_TS | SDF2018
| Undiversified | 2023 |  | 6.661 | 8.458 | 10.766 | 0.61871 | 6.661 | 8.458 | 10.766 | 0.61871 | No | Denham_Court_TS | SDF2018
| Undiversified | 2024 |  | 6.661 | 8.458 | 10.766 | 0.61871 | 6.661 | 8.458 | 10.766 | 0.61871 | No | Denham_Court_TS | SDF2018
| Undiversified | 2025 |  | 6.661 | 8.458 | 10.766 | 0.61871 | 6.661 | 8.458 | 10.766 | 0.61871 | No | Denham_Court_TS | SDF2018
| Undiversified | 2026 |  | 6.661 | 8.458 | 10.766 | 0.61871 | 6.661 | 8.458 | 10.766 | 0.61871 | No | Denham_Court_TS | SDF2018
| Undiversified | 2027 |  | 6.661 | 8.458 | 10.766 | 0.61871 | 6.661 | 8.458 | 10.766 | 0.61871 | No | Denham_Court_TS | SDF2018
| Diversified | 2012 | [9 empty] | No | Denham_Court_TS | SDF2018
| Diversified | 2013 | [9 empty] | No | Denham_Court_TS | SDF2018
| Diversified | 2014 | [9 empty] | No | Denham_Court_TS | SDF2018
| Diversified | 2015 | [9 empty] | No | Denham_Court_TS | SDF2018
| Diversified | 2016 | 10.1137 | 6.65 | 7.62 | 10.1137 | 0.65752 | 6.65 | 7.62 | 10.1137 | 0.65752 | No | Denham_Court_TS | SDF2018
| Diversified | 2017 | 12.4351 | 7.59 | 9.85 | 12.4351 | 0.61037 | 7.59 | 9.85 | 12.4351 | 0.61037 | No | Denham_Court_TS | SDF2018
| Diversified | 2018 |  | 9.2977 | 12.0661 | 15.2328 | 0.61037 | 9.2977 | 12.0661 | 15.2328 | 0.61037 | No | Denham_Court_TS | SDF2018
| Diversified | 2019 |  | 5.1684 | 6.7073 | 8.4676 | 0.61037 | 5.1684 | 6.7073 | 8.4676 | 0.61037 | No | Denham_Court_TS | SDF2018
| Diversified | 2020 |  | 5.1684 | 6.7073 | 8.4676 | 0.61037 | 5.1684 | 6.7073 | 8.4676 | 0.61037 | No | Denham_Court_TS | SDF2018
| Diversified | 2021 |  | 5.1684 | 6.7073 | 8.4676 | 0.61037 | 5.1684 | 6.7073 | 8.4676 | 0.61037 | No | Denham_Court_TS | SDF2018
| Diversified | 2022 |  | 5.1684 | 6.7073 | 8.4676 | 0.61037 | 5.1684 | 6.7073 | 8.4676 | 0.61037 | No | Denham_Court_TS | SDF2018
| Diversified | 2023 |  | 5.1684 | 6.7073 | 8.4676 | 0.61037 | 5.1684 | 6.7073 | 8.4676 | 0.61037 | No | Denham_Court_TS | SDF2018
| Diversified | 2024 |  | 5.1684 | 6.7073 | 8.4676 | 0.61037 | 5.1684 | 6.7073 | 8.4676 | 0.61037 | No | Denham_Court_TS | SDF2018
| Diversified | 2025 |  | 5.1684 | 6.7073 | 8.4676 | 0.61037 | 5.1684 | 6.7073 | 8.4676 | 0.61037 | No | Denham_Court_TS | SDF2018
| Diversified | 2026 |  | 5.1684 | 6.7073 | 8.4676 | 0.61037 | 5.1684 | 6.7073 | 8.4676 | 0.61037 | No | Denham_Court_TS | SDF2018
| Diversified | 2027 |  | 5.1684 | 6.7073 | 8.4676 | 0.61037 | 5.1684 | 6.7073 | 8.4676 | 0.61037 | No | Denham_Court_TS | SDF2018
| BCSC_Berrima | 2012 | 23.944 | 22.6142 | 7.8685 | 23.944 | 0.94446 | 22.6142 | 7.8685 | 23.944 | 0.94446 | Yes | Fairfax_Lane | SDF2018
| BCSC_Berrima | 2013 | 25.2336 | 23.6123 | 8.8992 | 25.2336 | 0.93575 | 23.6123 | 8.8992 | 25.2336 | 0.93575 | Yes | Fairfax_Lane | SDF2018
| BCSC_Berrima | 2014 | 23.9031 | 22.63 | 7.6968 | 23.9031 | 0.94674 | 22.63 | 7.6968 | 23.9031 | 0.94674 | Yes | Fairfax_Lane | SDF2018
| BCSC_Berrima | 2015 | 24.604 | 22.588 | 9.7539 | 24.604 | 0.91806 | 22.588 | 9.7539 | 24.604 | 0.91806 | Yes | Fairfax_Lane | SDF2018
| BCSC_Berrima | 2016 | 24.281 | 22.32 | 9.5595 | 24.281 | 0.91924 | 22.32 | 9.5595 | 24.281 | 0.91924 | Yes | Fairfax_Lane | SDF2018
| BCSC_Berrima | 2017 | 23.459 | 22.44 | 6.8389 | 23.459 | 0.95656 | 22.44 | 6.8389 | 23.459 | 0.95656 | Yes | Fairfax_Lane | SDF2018
| BCSC_Berrima | 2018 |  | 22.44 | 8.3805 | 23.9538 | 0.9368 | 22.44 | 8.3805 | 23.9538 | 0.9368 | Yes | Fairfax_Lane | SDF2018
| BCSC_Berrima | 2019 |  | 22.44 | 8.3805 | 23.9538 | 0.9368 | 22.44 | 8.3805 | 23.9538 | 0.9368 | Yes | Fairfax_Lane | SDF2018
| BCSC_Berrima | 2020 |  | 22.44 | 8.3805 | 23.9538 | 0.9368 | 22.44 | 8.3805 | 23.9538 | 0.9368 | Yes | Fairfax_Lane | SDF2018
| BCSC_Berrima | 2021 |  | 22.44 | 8.3805 | 23.9538 | 0.9368 | 22.44 | 8.3805 | 23.9538 | 0.9368 | Yes | Fairfax_Lane | SDF2018
| BCSC_Berrima | 2022 |  | 22.44 | 8.3805 | 23.9538 | 0.9368 | 22.44 | 8.3805 | 23.9538 | 0.9368 | Yes | Fairfax_Lane | SDF2018
| BCSC_Berrima | 2023 |  | 22.44 | 8.3805 | 23.9538 | 0.9368 | 22.44 | 8.3805 | 23.9538 | 0.9368 | Yes | Fairfax_Lane | SDF2018
| BCSC_Berrima | 2024 |  | 22.44 | 8.3805 | 23.9538 | 0.9368 | 22.44 | 8.3805 | 23.9538 | 0.9368 | Yes | Fairfax_Lane | SDF2018
| BCSC_Berrima | 2025 |  | 22.44 | 8.3805 | 23.9538 | 0.9368 | 22.44 | 8.3805 | 23.9538 | 0.9368 | Yes | Fairfax_Lane | SDF2018
| BCSC_Berrima | 2026 |  | 22.44 | 8.3805 | 23.9538 | 0.9368 | 22.44 | 8.3805 | 23.9538 | 0.9368 | Yes | Fairfax_Lane | SDF2018
| BCSC_Berrima | 2027 |  | 22.44 | 8.3805 | 23.9538 | 0.9368 | 22.44 | 8.3805 | 23.9538 | 0.9368 | Yes | Fairfax_Lane | SDF2018
| Berrima_junction | 2012 | 1.5913 | 1.4321 | 0.69362 | 1.5913 | 0.9 | 1.4321 | 0.69362 | 1.5913 | 0.9 | No | Fairfax_Lane | SDF2018
| Berrima_junction | 2013 | 1.7147 | 1.629 | 0.53542 | 1.7147 | 0.95 | 1.629 | 0.53542 | 1.7147 | 0.95 | No | Fairfax_Lane | SDF2018
| Berrima_junction | 2014 | 1.7627 | 1.6746 | 0.55042 | 1.7627 | 0.95 | 1.6746 | 0.55042 | 1.7627 | 0.95 | No | Fairfax_Lane | SDF2018
| Berrima_junction | 2015 | 3.836 | 3.644 | 1.1984 | 3.836 | 0.94995 | 3.644 | 1.1984 | 3.836 | 0.94995 | No | Fairfax_Lane | SDF2018
| Berrima_junction | 2016 | 1.701 | 1.616 | 0.53098 | 1.701 | 0.95003 | 1.616 | 0.53098 | 1.701 | 0.95003 | No | Fairfax_Lane | SDF2018
| Berrima_junction | 2017 | 1.269 | 1.205 | 0.39791 | 1.269 | 0.94957 | 1.205 | 0.39791 | 1.269 | 0.94957 | No | Fairfax_Lane | SDF2018
| Berrima_junction | 2018 |  | 1.2043 | 0.39769 | 1.2683 | 0.94957 | 1.2043 | 0.39769 | 1.2683 | 0.94957 | No | Fairfax_Lane | SDF2018
| Berrima_junction | 2019 |  | 1.2035 | 0.39743 | 1.2674 | 0.94957 | 1.2035 | 0.39743 | 1.2674 | 0.94957 | No | Fairfax_Lane | SDF2018
| Berrima_junction | 2020 |  | 1.2028 | 0.3972 | 1.2667 | 0.94957 | 1.2028 | 0.3972 | 1.2667 | 0.94957 | No | Fairfax_Lane | SDF2018
| Berrima_junction | 2021 |  | 1.2021 | 0.39695 | 1.2659 | 0.94957 | 1.2021 | 0.39695 | 1.2659 | 0.94957 | No | Fairfax_Lane | SDF2018
| Berrima_junction | 2022 |  | 1.2013 | 0.39671 | 1.2651 | 0.94957 | 1.2013 | 0.39671 | 1.2651 | 0.94957 | No | Fairfax_Lane | SDF2018
| Berrima_junction | 2023 |  | 1.2007 | 0.39649 | 1.2645 | 0.94957 | 1.2007 | 0.39649 | 1.2645 | 0.94957 | No | Fairfax_Lane | SDF2018
| Berrima_junction | 2024 |  | 1.2001 | 0.3963 | 1.2639 | 0.94957 | 1.2001 | 0.3963 | 1.2639 | 0.94957 | No | Fairfax_Lane | SDF2018
| Berrima_junction | 2025 |  | 1.1997 | 0.39617 | 1.2634 | 0.94957 | 1.1997 | 0.39617 | 1.2634 | 0.94957 | No | Fairfax_Lane | SDF2018
| Berrima_junction | 2026 |  | 1.2008 | 0.39653 | 1.2646 | 0.94957 | 1.2008 | 0.39653 | 1.2646 | 0.94957 | No | Fairfax_Lane | SDF2018
| Berrima_junction | 2027 |  | 1.2019 | 0.3969 | 1.2658 | 0.94957 | 1.2019 | 0.3969 | 1.2658 | 0.94957 | No | Fairfax_Lane | SDF2018
| Bowral | 2012 | 12.9509 | 15.213 | 4.1902 | 15.7795 | 0.9641 | 13.6675 | 3.7645 | 14.1765 | 0.9641 | No | Fairfax_Lane | SDF2018
| Bowral | 2013 | 18.4833 | 14.891 | 5.7857 | 15.9755 | 0.93211 | 13.3459 | 5.1854 | 14.3179 | 0.93211 | No | Fairfax_Lane | SDF2018
| Bowral | 2014 | 15.3202 | 14.913 | 3.2593 | 15.265 | 0.97694 | 13.3673 | 2.9215 | 13.6828 | 0.97694 | No | Fairfax_Lane | SDF2018
| Bowral | 2015 | 13.305 | 14.353 | 2.0213 | 14.4946 | 0.99023 | 12.808 | 1.8037 | 12.9344 | 0.99023 | No | Fairfax_Lane | SDF2018
| Bowral | 2016 | 15.667 | 14.666 | 4.246 | 15.2683 | 0.96055 | 13.062 | 3.7816 | 13.5984 | 0.96055 | No | Fairfax_Lane | SDF2018
| Bowral | 2017 | 18.24 | 15.327 | 4.0314 | 15.8483 | 0.96711 | 13.744 | 3.6151 | 14.2115 | 0.96711 | No | Fairfax_Lane | SDF2018
| Bowral | 2018 |  | 15.2602 | 4.2198 | 15.8329 | 0.96383 | 13.6772 | 3.782 | 14.1905 | 0.96383 | No | Fairfax_Lane | SDF2018
| Bowral | 2019 |  | 15.1926 | 4.2011 | 15.7627 | 0.96383 | 13.6096 | 3.7633 | 14.1203 | 0.96383 | No | Fairfax_Lane | SDF2018
| Bowral | 2020 |  | 15.1233 | 4.1819 | 15.6908 | 0.96383 | 13.5403 | 3.7442 | 14.0484 | 0.96383 | No | Fairfax_Lane | SDF2018
| Bowral | 2021 |  | 15.0647 | 4.1657 | 15.6301 | 0.96383 | 13.4817 | 3.728 | 13.9877 | 0.96383 | No | Fairfax_Lane | SDF2018
| Bowral | 2022 |  | 15.0109 | 4.1508 | 15.5742 | 0.96383 | 13.4279 | 3.7131 | 13.9318 | 0.96383 | No | Fairfax_Lane | SDF2018
| Bowral | 2023 |  | 14.9611 | 4.137 | 15.5225 | 0.96383 | 13.3781 | 3.6993 | 13.8801 | 0.96383 | No | Fairfax_Lane | SDF2018
| Bowral | 2024 |  | 14.9135 | 4.1239 | 15.4731 | 0.96383 | 13.3305 | 3.6862 | 13.8307 | 0.96383 | No | Fairfax_Lane | SDF2018
| Bowral | 2025 |  | 14.8813 | 4.115 | 15.4398 | 0.96383 | 13.2983 | 3.6773 | 13.7974 | 0.96383 | No | Fairfax_Lane | SDF2018
| Bowral | 2026 |  | 14.9011 | 4.1205 | 15.4603 | 0.96383 | 13.3181 | 3.6827 | 13.8179 | 0.96383 | No | Fairfax_Lane | SDF2018
| Bowral | 2027 |  | 14.9209 | 4.1259 | 15.4808 | 0.96383 | 13.3379 | 3.6882 | 13.8384 | 0.96383 | No | Fairfax_Lane | SDF2018
| Mittagong | 2012 | 11.4101 | 11.362 | 2.419 | 11.6167 | 0.97808 | 10.7588 | 2.2906 | 10.9999 | 0.97808 | No | Fairfax_Lane | SDF2018
| Mittagong | 2013 | 13.7603 | 12.121 | 3.4867 | 12.6125 | 0.96103 | 11.1963 | 3.2207 | 11.6503 | 0.96103 | No | Fairfax_Lane | SDF2018
| Mittagong | 2014 | 12.8014 | 12.48 | 4.037 | 13.1167 | 0.95146 | 11.4448 | 3.7022 | 12.0287 | 0.95146 | No | Fairfax_Lane | SDF2018
| Mittagong | 2015 | 12.5 | 11.991 |  | 11.991 | 1 | 10.9955 |  | 10.9955 | 1 | No | Fairfax_Lane | SDF2018
| Mittagong | 2016 | 14.608 | 13.99 | 1.7107 | 14.0942 | 0.99261 | 12.568 | 1.5368 | 12.6616 | 0.99261 | No | Fairfax_Lane | SDF2018
| Mittagong | 2017 | 19.097 | 15.888 | 1.7668 | 15.9859 | 0.99387 | 14.502 | 1.6127 | 14.5914 | 0.99387 | No | Fairfax_Lane | SDF2018
| Mittagong | 2018 |  | 16.0569 | 3.3016 | 16.3929 | 0.97951 | 14.6709 | 3.0166 | 14.9779 | 0.97951 | No | Fairfax_Lane | SDF2018
| Mittagong | 2019 |  | 15.9902 | 3.2879 | 16.3248 | 0.97951 | 14.6042 | 3.0029 | 14.9098 | 0.97951 | No | Fairfax_Lane | SDF2018
| Mittagong | 2020 |  | 15.9207 | 3.2736 | 16.2538 | 0.97951 | 14.5347 | 2.9886 | 14.8388 | 0.97951 | No | Fairfax_Lane | SDF2018
| Mittagong | 2021 |  | 15.8592 | 3.261 | 16.191 | 0.97951 | 14.4732 | 2.976 | 14.776 | 0.97951 | No | Fairfax_Lane | SDF2018
| Mittagong | 2022 |  | 15.8001 | 3.2488 | 16.1307 | 0.97951 | 14.4141 | 2.9638 | 14.7157 | 0.97951 | No | Fairfax_Lane | SDF2018
| Mittagong | 2023 |  | 15.7447 | 3.2374 | 16.0741 | 0.97951 | 14.3587 | 2.9524 | 14.6591 | 0.97951 | No | Fairfax_Lane | SDF2018
| Mittagong | 2024 |  | 15.6924 | 3.2267 | 16.0207 | 0.97951 | 14.3064 | 2.9417 | 14.6057 | 0.97951 | No | Fairfax_Lane | SDF2018
| Mittagong | 2025 |  | 15.6519 | 3.2183 | 15.9793 | 0.97951 | 14.2659 | 2.9334 | 14.5643 | 0.97951 | No | Fairfax_Lane | SDF2018
| Mittagong | 2026 |  | 15.6585 | 3.2197 | 15.9861 | 0.97951 | 14.2725 | 2.9347 | 14.5711 | 0.97951 | No | Fairfax_Lane | SDF2018
| Mittagong | 2027 |  | 15.6652 | 3.2211 | 15.9929 | 0.97951 | 14.2792 | 2.9361 | 14.5779 | 0.97951 | No | Fairfax_Lane | SDF2018
| Moss_Vale | 2012 | 14.2711 | 15.032 | 5.4123 | 15.9767 | 0.94087 | 13.932 | 5.0163 | 14.8075 | 0.94087 | No | Fairfax_Lane | SDF2018
| Moss_Vale | 2013 | 17.3979 | 14.732 | 5.668 | 15.7847 | 0.93331 | 13.6322 | 5.2448 | 14.6063 | 0.93331 | No | Fairfax_Lane | SDF2018
| Moss_Vale | 2014 | 15.9695 | 14.694 | 5.7435 | 15.7766 | 0.93138 | 13.5938 | 5.3134 | 14.5953 | 0.93138 | No | Fairfax_Lane | SDF2018
| Moss_Vale | 2015 | 14.01 | 14.176 | 5.2731 | 15.125 | 0.93726 | 13.0757 | 4.8638 | 13.951 | 0.93726 | No | Fairfax_Lane | SDF2018
| Moss_Vale | 2016 | 16.101 | 14.556 | 5.7328 | 15.6442 | 0.93044 | 13.516 | 5.3232 | 14.5265 | 0.93044 | No | Fairfax_Lane | SDF2018
| Moss_Vale | 2017 | 17.717 | 14.775 | 3.1815 | 15.1137 | 0.97759 | 13.913 | 2.9959 | 14.2319 | 0.97759 | No | Fairfax_Lane | SDF2018
| Moss_Vale | 2018 |  | 14.7028 | 5.2477 | 15.6112 | 0.94181 | 13.8408 | 4.9401 | 14.696 | 0.94181 | No | Fairfax_Lane | SDF2018
| Moss_Vale | 2019 |  | 14.6284 | 5.2212 | 15.5323 | 0.94181 | 13.7664 | 4.9135 | 14.617 | 0.94181 | No | Fairfax_Lane | SDF2018
| Moss_Vale | 2020 |  | 14.5513 | 5.1937 | 15.4504 | 0.94181 | 13.6893 | 4.886 | 14.5351 | 0.94181 | No | Fairfax_Lane | SDF2018
| Moss_Vale | 2021 |  | 14.4836 | 5.1695 | 15.3785 | 0.94181 | 13.6216 | 4.8618 | 14.4632 | 0.94181 | No | Fairfax_Lane | SDF2018
| Moss_Vale | 2022 |  | 14.4189 | 5.1464 | 15.3098 | 0.94181 | 13.5569 | 4.8388 | 14.3946 | 0.94181 | No | Fairfax_Lane | SDF2018
| Moss_Vale | 2023 |  | 14.3586 | 5.1249 | 15.2457 | 0.94181 | 13.4966 | 4.8172 | 14.3305 | 0.94181 | No | Fairfax_Lane | SDF2018
| Moss_Vale | 2024 |  | 14.3015 | 5.1045 | 15.1851 | 0.94181 | 13.4395 | 4.7968 | 14.2699 | 0.94181 | No | Fairfax_Lane | SDF2018
| Moss_Vale | 2025 |  | 14.2583 | 5.0891 | 15.1393 | 0.94181 | 13.3963 | 4.7814 | 14.224 | 0.94181 | No | Fairfax_Lane | SDF2018
| Moss_Vale | 2026 |  | 14.2696 | 5.0931 | 15.1513 | 0.94181 | 13.4076 | 4.7855 | 14.2361 | 0.94181 | No | Fairfax_Lane | SDF2018
| Moss_Vale | 2027 |  | 14.281 | 5.0972 | 15.1634 | 0.94181 | 13.419 | 4.7895 | 14.2481 | 0.94181 | No | Fairfax_Lane | SDF2018
| Ringwood | 2012 | 4.4706 | 4.409 | 1.0354 | 4.5289 | 0.97352 | 4.0984 | 0.96246 | 4.2099 | 0.97352 | No | Fairfax_Lane | SDF2018
| Ringwood | 2013 | 5.4372 | 4.365 | 1.4229 | 4.5911 | 0.95076 | 4.0535 | 1.3213 | 4.2634 | 0.95076 | No | Fairfax_Lane | SDF2018
| Ringwood | 2014 | 5.6404 | 4.697 | 1.2865 | 4.87 | 0.96448 | 4.3861 | 1.2013 | 4.5476 | 0.96448 | No | Fairfax_Lane | SDF2018
| Ringwood | 2015 | 5 | 4.325 |  | 4.325 | 1 | 4.0137 |  | 4.0137 | 1 | No | Fairfax_Lane | SDF2018
| Ringwood | 2016 | 5.47 | 4.507 | 0.87383 | 4.5909 | 0.98172 | 4.135 | 0.80171 | 4.212 | 0.98172 | No | Fairfax_Lane | SDF2018
| Ringwood | 2017 | 5.725 | 4.749 | 1.009 | 4.855 | 0.97817 | 4.426 | 0.94037 | 4.5248 | 0.97817 | No | Fairfax_Lane | SDF2018
| Ringwood | 2018 |  | 4.723 | 1.0814 | 4.8452 | 0.97477 | 4.4 | 1.0075 | 4.5139 | 0.97477 | No | Fairfax_Lane | SDF2018
| Ringwood | 2019 |  | 4.6958 | 1.0752 | 4.8173 | 0.97477 | 4.3728 | 1.0012 | 4.4859 | 0.97477 | No | Fairfax_Lane | SDF2018
| Ringwood | 2020 |  | 4.6665 | 1.0685 | 4.7873 | 0.97477 | 4.3435 | 0.99454 | 4.4559 | 0.97477 | No | Fairfax_Lane | SDF2018
| Ringwood | 2021 |  | 4.6398 | 1.0624 | 4.7598 | 0.97477 | 4.3168 | 0.98842 | 4.4285 | 0.97477 | No | Fairfax_Lane | SDF2018
| Ringwood | 2022 |  | 4.6131 | 1.0563 | 4.7324 | 0.97477 | 4.2901 | 0.98231 | 4.4011 | 0.97477 | No | Fairfax_Lane | SDF2018
| Ringwood | 2023 |  | 4.5876 | 1.0504 | 4.7064 | 0.97477 | 4.2646 | 0.97649 | 4.375 | 0.97477 | No | Fairfax_Lane | SDF2018
| Ringwood | 2024 |  | 4.5637 | 1.045 | 4.6818 | 0.97477 | 4.2407 | 0.97101 | 4.3505 | 0.97477 | No | Fairfax_Lane | SDF2018
| Ringwood | 2025 |  | 4.543 | 1.0402 | 4.6606 | 0.97477 | 4.22 | 0.96627 | 4.3292 | 0.97477 | No | Fairfax_Lane | SDF2018
| Ringwood | 2026 |  | 4.5369 | 1.0388 | 4.6543 | 0.97477 | 4.2139 | 0.96488 | 4.323 | 0.97477 | No | Fairfax_Lane | SDF2018
| Ringwood | 2027 |  | 4.5309 | 1.0374 | 4.6481 | 0.97477 | 4.2079 | 0.96348 | 4.3167 | 0.97477 | No | Fairfax_Lane | SDF2018
| Robertson | 2012 | 4.0776 | 3.6699 | 1.7774 | 4.0776 | 0.9 | 3.6699 | 1.7774 | 4.0776 | 0.9 | No | Fairfax_Lane | SDF2018
| Robertson | 2013 | 3.5426 | 3.3655 | 1.1062 | 3.5426 | 0.95 | 3.3655 | 1.1062 | 3.5426 | 0.95 | No | Fairfax_Lane | SDF2018
| Robertson | 2014 | 3.6427 | 3.4605 | 1.1374 | 3.6427 | 0.95 | 3.4605 | 1.1374 | 3.6427 | 0.95 | No | Fairfax_Lane | SDF2018
| Robertson | 2015 | 3.241 | 3.079 | 1.0118 | 3.241 | 0.95002 | 3.079 | 1.0118 | 3.241 | 0.95002 | No | Fairfax_Lane | SDF2018
| Robertson | 2016 | 3.498 | 3.323 | 1.0926 | 3.498 | 0.94997 | 3.323 | 1.0926 | 3.498 | 0.94997 | No | Fairfax_Lane | SDF2018
| Robertson | 2017 | 3.887 | 3.692 | 1.2157 | 3.887 | 0.94983 | 3.692 | 1.2157 | 3.887 | 0.94983 | No | Fairfax_Lane | SDF2018
| Robertson | 2018 |  | 3.6776 | 1.211 | 3.8719 | 0.94983 | 3.6776 | 1.211 | 3.8719 | 0.94983 | No | Fairfax_Lane | SDF2018
| Robertson | 2019 |  | 3.6627 | 1.206 | 3.8561 | 0.94983 | 3.6627 | 1.206 | 3.8561 | 0.94983 | No | Fairfax_Lane | SDF2018
| Robertson | 2020 |  | 3.6467 | 1.2008 | 3.8393 | 0.94983 | 3.6467 | 1.2008 | 3.8393 | 0.94983 | No | Fairfax_Lane | SDF2018
| Robertson | 2021 |  | 3.6322 | 1.196 | 3.824 | 0.94983 | 3.6322 | 1.196 | 3.824 | 0.94983 | No | Fairfax_Lane | SDF2018
| Robertson | 2022 |  | 3.6179 | 1.1913 | 3.809 | 0.94983 | 3.6179 | 1.1913 | 3.809 | 0.94983 | No | Fairfax_Lane | SDF2018
| Robertson | 2023 |  | 3.6043 | 1.1868 | 3.7946 | 0.94983 | 3.6043 | 1.1868 | 3.7946 | 0.94983 | No | Fairfax_Lane | SDF2018
| Robertson | 2024 |  | 3.5915 | 1.1826 | 3.7811 | 0.94983 | 3.5915 | 1.1826 | 3.7811 | 0.94983 | No | Fairfax_Lane | SDF2018
| Robertson | 2025 |  | 3.5806 | 1.179 | 3.7697 | 0.94983 | 3.5806 | 1.179 | 3.7697 | 0.94983 | No | Fairfax_Lane | SDF2018
| Robertson | 2026 |  | 3.5779 | 1.1781 | 3.7668 | 0.94983 | 3.5779 | 1.1781 | 3.7668 | 0.94983 | No | Fairfax_Lane | SDF2018
| Robertson | 2027 |  | 3.5752 | 1.1772 | 3.764 | 0.94983 | 3.5752 | 1.1772 | 3.764 | 0.94983 | No | Fairfax_Lane | SDF2018
| Tycan | 2012 | 0.88041 | 0.74988 | 0.4613 | 0.88041 | 0.85174 | 0.74988 | 0.4613 | 0.88041 | 0.85174 | Yes | Fairfax_Lane | SDF2018
| Tycan | 2013 | 0.95014 | 0.74474 | 0.59003 | 0.95014 | 0.78382 | 0.74474 | 0.59003 | 0.95014 | 0.78382 | Yes | Fairfax_Lane | SDF2018
| Tycan | 2014 | 1.0767 | 0.97496 | 0.4569 | 1.0767 | 0.9055 | 0.97496 | 0.4569 | 1.0767 | 0.9055 | Yes | Fairfax_Lane | SDF2018
| Tycan | 2015 | [9 empty] | Yes | Fairfax_Lane | SDF2018
| Tycan | 2016 | [9 empty] | Yes | Fairfax_Lane | SDF2018
| Tycan | 2017 | [9 empty] | Yes | Fairfax_Lane | SDF2018
| Tycan | 2018 | [9 empty] | Yes | Fairfax_Lane | SDF2018
| Tycan | 2019 | [9 empty] | Yes | Fairfax_Lane | SDF2018
| Tycan | 2020 | [9 empty] | Yes | Fairfax_Lane | SDF2018
| Tycan | 2021 | [9 empty] | Yes | Fairfax_Lane | SDF2018
| Tycan | 2022 | [9 empty] | Yes | Fairfax_Lane | SDF2018
| Tycan | 2023 | [9 empty] | Yes | Fairfax_Lane | SDF2018
| Tycan | 2024 | [9 empty] | Yes | Fairfax_Lane | SDF2018
| Tycan | 2025 | [9 empty] | Yes | Fairfax_Lane | SDF2018
| Tycan | 2026 | [9 empty] | Yes | Fairfax_Lane | SDF2018
| Tycan | 2027 | [9 empty] | Yes | Fairfax_Lane | SDF2018
| Tyree | 2012 | 0.22626 | 0.17725 | 0.14062 | 0.22626 | 0.78341 | 0.17725 | 0.14062 | 0.22626 | 0.78341 | Yes | Fairfax_Lane | SDF2018
| Tyree | 2013 | 0.18593 | 0.1806 | 0.04421 | 0.18593 | 0.97132 | 0.1806 | 0.04421 | 0.18593 | 0.97132 | Yes | Fairfax_Lane | SDF2018
| Tyree | 2014 | 0.9998 | 0.8964 | 0.4428 | 0.9998 | 0.89658 | 0.8964 | 0.4428 | 0.9998 | 0.89658 | Yes | Fairfax_Lane | SDF2018
| Tyree | 2015 | 0.728 | 0.686 | 0.2437 | 0.728 | 0.94231 | 0.686 | 0.2437 | 0.728 | 0.94231 | Yes | Fairfax_Lane | SDF2018
| Tyree | 2016 | 0.732 | 0.691 | 0.37594 | 0.78664 | 0.87842 | 0.691 | 0.37594 | 0.78664 | 0.87842 | Yes | Fairfax_Lane | SDF2018
| Tyree | 2017 | 1.167 | 1.116 | 0.34122 | 1.167 | 0.9563 | 1.116 | 0.34122 | 1.167 | 0.9563 | Yes | Fairfax_Lane | SDF2018
| Tyree | 2018 |  | 1.116 | 0.52549 | 1.2335 | 0.90472 | 1.116 | 0.52549 | 1.2335 | 0.90472 | Yes | Fairfax_Lane | SDF2018
| Tyree | 2019 |  | 1.116 | 0.52549 | 1.2335 | 0.90472 | 1.116 | 0.52549 | 1.2335 | 0.90472 | Yes | Fairfax_Lane | SDF2018
| Tyree | 2020 |  | 1.116 | 0.52549 | 1.2335 | 0.90472 | 1.116 | 0.52549 | 1.2335 | 0.90472 | Yes | Fairfax_Lane | SDF2018
| Tyree | 2021 |  | 1.116 | 0.52549 | 1.2335 | 0.90472 | 1.116 | 0.52549 | 1.2335 | 0.90472 | Yes | Fairfax_Lane | SDF2018
| Tyree | 2022 |  | 1.116 | 0.52549 | 1.2335 | 0.90472 | 1.116 | 0.52549 | 1.2335 | 0.90472 | Yes | Fairfax_Lane | SDF2018
| Tyree | 2023 |  | 1.116 | 0.52549 | 1.2335 | 0.90472 | 1.116 | 0.52549 | 1.2335 | 0.90472 | Yes | Fairfax_Lane | SDF2018
| Tyree | 2024 |  | 1.116 | 0.52549 | 1.2335 | 0.90472 | 1.116 | 0.52549 | 1.2335 | 0.90472 | Yes | Fairfax_Lane | SDF2018
| Tyree | 2025 |  | 1.116 | 0.52549 | 1.2335 | 0.90472 | 1.116 | 0.52549 | 1.2335 | 0.90472 | Yes | Fairfax_Lane | SDF2018
| Tyree | 2026 |  | 1.116 | 0.52549 | 1.2335 | 0.90472 | 1.116 | 0.52549 | 1.2335 | 0.90472 | Yes | Fairfax_Lane | SDF2018
| Tyree | 2027 |  | 1.116 | 0.52549 | 1.2335 | 0.90472 | 1.116 | 0.52549 | 1.2335 | 0.90472 | Yes | Fairfax_Lane | SDF2018
| Water_Board_Dams | 2012 | 2.2862 | 1.7 | 1.3237 | 2.1546 | 0.78902 | 1.7 | 1.3237 | 2.1546 | 0.78902 | Yes | Fairfax_Lane | SDF2018
| Water_Board_Dams | 2013 | 2.2328 | 1.7 | 1.3237 | 2.1546 | 0.78902 | 1.7 | 1.3237 | 2.1546 | 0.78902 | Yes | Fairfax_Lane | SDF2018
| Water_Board_Dams | 2014 | 2.2328 | 1.7 | 1.3237 | 2.1546 | 0.78902 | 1.7 | 1.3237 | 2.1546 | 0.78902 | Yes | Fairfax_Lane | SDF2018
| Water_Board_Dams | 2015 | 2.2328 | 1.7 | 1.3237 | 2.1546 | 0.78902 | 1.7 | 1.3237 | 2.1546 | 0.78902 | Yes | Fairfax_Lane | SDF2018
| Water_Board_Dams | 2016 | 1.124 | 1.073 | 0.33473 | 1.124 | 0.95463 | 1.073 | 0.33473 | 1.124 | 0.95463 | Yes | Fairfax_Lane | SDF2018
| Water_Board_Dams | 2017 | 1.875 | 1.781 | 0.58623 | 1.875 | 0.94987 | 1.781 | 0.58623 | 1.875 | 0.94987 | Yes | Fairfax_Lane | SDF2018
| Water_Board_Dams | 2018 |  | 1.781 | 1.1344 | 2.1116 | 0.84343 | 1.781 | 1.1344 | 2.1116 | 0.84343 | Yes | Fairfax_Lane | SDF2018
| Water_Board_Dams | 2019 |  | 1.781 | 1.1344 | 2.1116 | 0.84343 | 1.781 | 1.1344 | 2.1116 | 0.84343 | Yes | Fairfax_Lane | SDF2018
| Water_Board_Dams | 2020 |  | 1.781 | 1.1344 | 2.1116 | 0.84343 | 1.781 | 1.1344 | 2.1116 | 0.84343 | Yes | Fairfax_Lane | SDF2018
| Water_Board_Dams | 2021 |  | 1.781 | 1.1344 | 2.1116 | 0.84343 | 1.781 | 1.1344 | 2.1116 | 0.84343 | Yes | Fairfax_Lane | SDF2018
| Water_Board_Dams | 2022 |  | 1.781 | 1.1344 | 2.1116 | 0.84343 | 1.781 | 1.1344 | 2.1116 | 0.84343 | Yes | Fairfax_Lane | SDF2018
| Water_Board_Dams | 2023 |  | 1.781 | 1.1344 | 2.1116 | 0.84343 | 1.781 | 1.1344 | 2.1116 | 0.84343 | Yes | Fairfax_Lane | SDF2018
| Water_Board_Dams | 2024 |  | 1.781 | 1.1344 | 2.1116 | 0.84343 | 1.781 | 1.1344 | 2.1116 | 0.84343 | Yes | Fairfax_Lane | SDF2018
| Water_Board_Dams | 2025 |  | 1.781 | 1.1344 | 2.1116 | 0.84343 | 1.781 | 1.1344 | 2.1116 | 0.84343 | Yes | Fairfax_Lane | SDF2018
| Water_Board_Dams | 2026 |  | 1.781 | 1.1344 | 2.1116 | 0.84343 | 1.781 | 1.1344 | 2.1116 | 0.84343 | Yes | Fairfax_Lane | SDF2018
| Water_Board_Dams | 2027 |  | 1.781 | 1.1344 | 2.1116 | 0.84343 | 1.781 | 1.1344 | 2.1116 | 0.84343 | Yes | Fairfax_Lane | SDF2018
| Undiversified | 2012 | 76.1084 | 76.3594 | 25.322 | 80.7759 | 0.94532 | 72.8001 | 24.2989 | 77.068 | 0.94462 | No | Fairfax_Lane | SDF2018
| Undiversified | 2013 | 88.9386 | 77.3411 | 28.862 | 82.7454 | 0.93469 | 73.46 | 27.471 | 78.6196 | 0.93437 | No | Fairfax_Lane | SDF2018
| Undiversified | 2014 | 83.3493 | 78.1205 | 25.9344 | 82.5679 | 0.94614 | 74.1285 | 24.7465 | 78.3941 | 0.94559 | No | Fairfax_Lane | SDF2018
| Undiversified | 2015 | 79.4568 | 76.542 | 20.8259 | 80.4991 | 0.95084 | 72.5899 | 20.199 | 76.4581 | 0.94941 | No | Fairfax_Lane | SDF2018
| Undiversified | 2016 | 83.182 | 76.742 | 24.457 | 80.9883 | 0.94757 | 72.304 | 23.337 | 76.3891 | 0.94652 | No | Fairfax_Lane | SDF2018
| Undiversified | 2017 | 92.436 | 80.973 | 19.3688 | 83.4599 | 0.9702 | 76.819 | 18.5441 | 79.2166 | 0.96973 | No | Fairfax_Lane | SDF2018
| Undiversified | 2018 |  | 80.9619 | 25.4997 | 85.1214 | 0.95113 | 76.8079 | 24.3953 | 80.8173 | 0.95039 | No | Fairfax_Lane | SDF2018
| Undiversified | 2019 |  | 80.7102 | 25.4293 | 84.8596 | 0.9511 | 76.5562 | 24.3249 | 80.5556 | 0.95035 | No | Fairfax_Lane | SDF2018
| Undiversified | 2020 |  | 80.4483 | 25.3561 | 84.5872 | 0.95107 | 76.2943 | 24.2517 | 80.2832 | 0.95031 | No | Fairfax_Lane | SDF2018
| Undiversified | 2021 |  | 80.2185 | 25.2919 | 84.3483 | 0.95104 | 76.0645 | 24.1876 | 80.0443 | 0.95028 | No | Fairfax_Lane | SDF2018
| Undiversified | 2022 |  | 79.9992 | 25.2308 | 84.1202 | 0.95101 | 75.8452 | 24.1264 | 79.8162 | 0.95025 | No | Fairfax_Lane | SDF2018
| Undiversified | 2023 |  | 79.7939 | 25.1735 | 83.9068 | 0.95098 | 75.6399 | 24.0692 | 79.6028 | 0.95022 | No | Fairfax_Lane | SDF2018
| Undiversified | 2024 |  | 79.5996 | 25.1194 | 83.7048 | 0.95096 | 75.4456 | 24.015 | 79.4008 | 0.95019 | No | Fairfax_Lane | SDF2018
| Undiversified | 2025 |  | 79.4517 | 25.0782 | 83.551 | 0.95094 | 75.2977 | 23.9739 | 79.247 | 0.95017 | No | Fairfax_Lane | SDF2018
| Undiversified | 2026 |  | 79.4819 | 25.0872 | 83.5825 | 0.95094 | 75.3279 | 23.9829 | 79.2785 | 0.95017 | No | Fairfax_Lane | SDF2018
| Undiversified | 2027 |  | 79.512 | 25.0962 | 83.614 | 0.95094 | 75.358 | 23.9919 | 79.31 | 0.95017 | No | Fairfax_Lane | SDF2018
| Diversified | 2012 | 84.4253 | 80.064 | 26.784 | 84.4253 | 0.94834 | 80.064 | 26.784 | 84.4253 | 0.94834 | No | Fairfax_Lane | SDF2018
| Diversified | 2013 | 78.785 | 75.888 | 21.168 | 78.785 | 0.96323 | 75.888 | 21.168 | 78.785 | 0.96323 | No | Fairfax_Lane | SDF2018
| Diversified | 2014 | 74.1166 | 72.936 | 13.176 | 74.1166 | 0.98407 | 72.936 | 13.176 | 74.1166 | 0.98407 | No | Fairfax_Lane | SDF2018
| Diversified | 2015 | 67.7608 | 65.952 | 15.552 | 67.7608 | 0.97331 | 65.952 | 15.552 | 67.7608 | 0.97331 | No | Fairfax_Lane | SDF2018
| Diversified | 2016 | 76.1772 | 75.6 | 9.36 | 76.1772 | 0.99242 | 75.6 | 9.36 | 76.1772 | 0.99242 | No | Fairfax_Lane | SDF2018
| Diversified | 2017 | 71.9 | 71.83 | 3.1719 | 71.9 | 0.99903 | 71.83 | 3.1719 | 71.9 | 0.99903 | No | Fairfax_Lane | SDF2018
| Diversified | 2018 |  | 75.7038 | 16.6222 | 77.5072 | 0.97673 | 71.8196 | 15.7693 | 73.5305 | 0.97673 | No | Fairfax_Lane | SDF2018
| Diversified | 2019 |  | 75.4685 | 16.5705 | 77.2662 | 0.97673 | 71.5843 | 15.7177 | 73.2895 | 0.97673 | No | Fairfax_Lane | SDF2018
| Diversified | 2020 |  | 75.2236 | 16.5167 | 77.0155 | 0.97673 | 71.3394 | 15.6639 | 73.0388 | 0.97673 | No | Fairfax_Lane | SDF2018
| Diversified | 2021 |  | 75.0087 | 16.4696 | 76.7955 | 0.97673 | 71.1245 | 15.6167 | 72.8188 | 0.97673 | No | Fairfax_Lane | SDF2018
| Diversified | 2022 |  | 74.8036 | 16.4245 | 76.5856 | 0.97673 | 70.9194 | 15.5717 | 72.6088 | 0.97673 | No | Fairfax_Lane | SDF2018
| Diversified | 2023 |  | 74.6117 | 16.3824 | 76.3891 | 0.97673 | 70.7275 | 15.5295 | 72.4123 | 0.97673 | No | Fairfax_Lane | SDF2018
| Diversified | 2024 |  | 74.43 | 16.3425 | 76.2031 | 0.97673 | 70.5458 | 15.4896 | 72.2263 | 0.97673 | No | Fairfax_Lane | SDF2018
| Diversified | 2025 |  | 74.2918 | 16.3121 | 76.0615 | 0.97673 | 70.4075 | 15.4593 | 72.0847 | 0.97673 | No | Fairfax_Lane | SDF2018
| Diversified | 2026 |  | 74.3199 | 16.3183 | 76.0903 | 0.97673 | 70.4357 | 15.4655 | 72.1136 | 0.97673 | No | Fairfax_Lane | SDF2018
| Diversified | 2027 |  | 74.3481 | 16.3245 | 76.1192 | 0.97673 | 70.4639 | 15.4717 | 72.1425 | 0.97673 | No | Fairfax_Lane | SDF2018
| Cabramatta | 2012 | 19.7639 | 23.168 | 3.3036 | 23.4024 | 0.98999 | 20.9927 | 2.9934 | 21.205 | 0.98999 | No | Guildford | SDF2018
| Cabramatta | 2013 | 22.2932 | 22.912 | 3.0039 | 23.1081 | 0.99151 | 20.7365 | 2.7187 | 20.914 | 0.99151 | No | Guildford | SDF2018
| Cabramatta | 2014 | 24.2863 | 23.816 | 9.1422 | 25.5104 | 0.93358 | 21.6411 | 8.3074 | 23.1808 | 0.93358 | No | Guildford | SDF2018
| Cabramatta | 2015 | 14.526 | 20.044 | 0.74413 | 20.0578 | 0.99931 | 17.8684 | 0.66336 | 17.8807 | 0.99931 | No | Guildford | SDF2018
| Cabramatta | 2016 | 18.245 | 19.12 | 6.3613 | 20.1504 | 0.94886 | 17.474 | 5.8136 | 18.4157 | 0.94886 | No | Guildford | SDF2018
| Cabramatta | 2017 | 19.893 | 18.745 | 0.67801 | 18.7573 | 0.99935 | 17.155 | 0.6205 | 17.1662 | 0.99935 | No | Guildford | SDF2018
| Cabramatta | 2018 |  | 18.6844 | 4.0688 | 19.1223 | 0.9771 | 17.0944 | 3.7226 | 17.495 | 0.9771 | No | Guildford | SDF2018
| Cabramatta | 2019 |  | 18.6249 | 4.0559 | 19.0614 | 0.9771 | 17.0349 | 3.7096 | 17.4341 | 0.9771 | No | Guildford | SDF2018
| Cabramatta | 2020 |  | 18.5677 | 4.0434 | 19.0029 | 0.9771 | 16.9777 | 3.6972 | 17.3756 | 0.9771 | No | Guildford | SDF2018
| Cabramatta | 2021 |  | 18.5234 | 4.0338 | 18.9575 | 0.9771 | 16.9334 | 3.6875 | 17.3303 | 0.9771 | No | Guildford | SDF2018
| Cabramatta | 2022 |  | 18.4875 | 4.026 | 18.9208 | 0.9771 | 16.8975 | 3.6797 | 17.2935 | 0.9771 | No | Guildford | SDF2018
| Cabramatta | 2023 |  | 18.4563 | 4.0192 | 18.8888 | 0.9771 | 16.8663 | 3.6729 | 17.2615 | 0.9771 | No | Guildford | SDF2018
| Cabramatta | 2024 |  | 18.4256 | 4.0125 | 18.8575 | 0.9771 | 16.8356 | 3.6663 | 17.2302 | 0.9771 | No | Guildford | SDF2018
| Cabramatta | 2025 |  | 18.4158 | 4.0104 | 18.8474 | 0.9771 | 16.8258 | 3.6641 | 17.2202 | 0.9771 | No | Guildford | SDF2018
| Cabramatta | 2026 |  | 18.4706 | 4.0223 | 18.9035 | 0.9771 | 16.8806 | 3.676 | 17.2762 | 0.9771 | No | Guildford | SDF2018
| Cabramatta | 2027 |  | 18.5254 | 4.0342 | 18.9596 | 0.9771 | 16.9354 | 3.688 | 17.3323 | 0.9771 | No | Guildford | SDF2018
| Carramar | 2012 | 13.9134 | 17.45 | 3.4041 | 17.7789 | 0.9815 | 16.0862 | 3.1381 | 16.3894 | 0.9815 | No | Guildford | SDF2018
| Carramar | 2013 | 17.0002 | 17.403 | 0.54069 | 17.4114 | 0.99952 | 16.0387 | 0.4983 | 16.0464 | 0.99952 | No | Guildford | SDF2018
| Carramar | 2014 | 16.8397 | 18.537 | 3.1074 | 18.7956 | 0.98624 | 17.1726 | 2.8786 | 17.4122 | 0.98624 | No | Guildford | SDF2018
| Carramar | 2015 | 14.99 | 16.698 | 5.4269 | 17.5577 | 0.95103 | 15.3335 | 4.9834 | 16.123 | 0.95103 | No | Guildford | SDF2018
| Carramar | 2016 | 16.856 | 16.998 | 2.7991 | 17.2269 | 0.98671 | 15.792 | 2.6005 | 16.0047 | 0.98671 | No | Guildford | SDF2018
| Carramar | 2017 | 16.42 | 16.449 |  | 16.449 | 1 | 15.174 |  | 15.174 | 1 | No | Guildford | SDF2018
| Carramar | 2018 |  | 16.9271 | 3.0485 | 17.1995 | 0.98417 | 15.6521 | 2.8189 | 15.904 | 0.98417 | No | Guildford | SDF2018
| Carramar | 2019 |  | 16.8769 | 3.0395 | 17.1484 | 0.98417 | 15.6019 | 2.8098 | 15.8529 | 0.98417 | No | Guildford | SDF2018
| Carramar | 2020 |  | 16.8295 | 3.0309 | 17.1003 | 0.98417 | 15.5545 | 2.8013 | 15.8047 | 0.98417 | No | Guildford | SDF2018
| Carramar | 2021 |  | 16.7954 | 3.0248 | 17.0656 | 0.98417 | 15.5204 | 2.7952 | 15.7701 | 0.98417 | No | Guildford | SDF2018
| Carramar | 2022 |  | 16.7704 | 3.0203 | 17.0402 | 0.98417 | 15.4954 | 2.7907 | 15.7447 | 0.98417 | No | Guildford | SDF2018
| Carramar | 2023 |  | 16.7496 | 3.0165 | 17.019 | 0.98417 | 15.4746 | 2.7869 | 15.7235 | 0.98417 | No | Guildford | SDF2018
| Carramar | 2024 |  | 16.7284 | 3.0127 | 16.9975 | 0.98417 | 15.4534 | 2.7831 | 15.702 | 0.98417 | No | Guildford | SDF2018
| Carramar | 2025 |  | 16.7279 | 3.0126 | 16.997 | 0.98417 | 15.4529 | 2.783 | 15.7015 | 0.98417 | No | Guildford | SDF2018
| Carramar | 2026 |  | 16.7844 | 3.0228 | 17.0545 | 0.98417 | 15.5094 | 2.7932 | 15.7589 | 0.98417 | No | Guildford | SDF2018
| Carramar | 2027 |  | 16.841 | 3.033 | 17.1119 | 0.98417 | 15.566 | 2.8034 | 15.8164 | 0.98417 | No | Guildford | SDF2018
| Comalco | 2012 | 14.4127 | 13.704 | 4.464 | 14.4127 | 0.95083 | 13.704 | 4.464 | 14.4127 | 0.95083 | Yes | Guildford | SDF2018
| Comalco | 2013 | 13.5786 | 13.112 | 3.5291 | 13.5786 | 0.96563 | 13.112 | 3.5291 | 13.5786 | 0.96563 | Yes | Guildford | SDF2018
| Comalco | 2014 | 21.064 | 20.4054 | 5.226 | 21.064 | 0.96873 | 20.4054 | 5.226 | 21.064 | 0.96873 | Yes | Guildford | SDF2018
| Comalco | 2015 | 14.736 | 12.484 | 7.8294 | 14.736 | 0.84718 | 12.484 | 7.8294 | 14.736 | 0.84718 | Yes | Guildford | SDF2018
| Comalco | 2016 | [9 empty] | Yes | Guildford | SDF2018
| Comalco | 2017 | [9 empty] | Yes | Guildford | SDF2018
| Comalco | 2018 | [9 empty] | Yes | Guildford | SDF2018
| Comalco | 2019 | [9 empty] | Yes | Guildford | SDF2018
| Comalco | 2020 | [9 empty] | Yes | Guildford | SDF2018
| Comalco | 2021 | [9 empty] | Yes | Guildford | SDF2018
| Comalco | 2022 | [9 empty] | Yes | Guildford | SDF2018
| Comalco | 2023 | [9 empty] | Yes | Guildford | SDF2018
| Comalco | 2024 | [9 empty] | Yes | Guildford | SDF2018
| Comalco | 2025 | [9 empty] | Yes | Guildford | SDF2018
| Comalco | 2026 | [9 empty] | Yes | Guildford | SDF2018
| Comalco | 2027 | [9 empty] | Yes | Guildford | SDF2018
| Fairfield | 2012 | 25.0864 | 23.11 | 9.76 | 25.0864 | 0.92121 | 23.11 | 9.76 | 25.0864 | 0.92121 | No | Guildford | SDF2018
| Fairfield | 2013 | 27.5275 | 27.42 | 2.4304 | 27.5275 | 0.99609 | 27.42 | 2.4304 | 27.5275 | 0.99609 | No | Guildford | SDF2018
| Fairfield | 2014 | 23.1434 | 23.12 | 1.0405 | 23.1434 | 0.99899 | 23.12 | 1.0405 | 23.1434 | 0.99899 | No | Guildford | SDF2018
| Fairfield | 2015 | 23.658 | 23.64 | 0.92269 | 23.658 | 0.99924 | 23.64 | 0.92269 | 23.658 | 0.99924 | No | Guildford | SDF2018
| Fairfield | 2016 | 25.696 | 25.69 | 0.55526 | 25.696 | 0.99977 | 25.69 | 0.55526 | 25.696 | 0.99977 | No | Guildford | SDF2018
| Fairfield | 2017 | 26.763 | 26.57 | 3.2083 | 26.763 | 0.99279 | 26.57 | 3.2083 | 26.763 | 0.99279 | No | Guildford | SDF2018
| Fairfield | 2018 |  | 32.9212 | 2.44 | 33.0115 | 0.99726 | 32.9212 | 2.44 | 33.0115 | 0.99726 | No | Guildford | SDF2018
| Fairfield | 2019 |  | 36.0827 | 2.6743 | 36.1817 | 0.99726 | 36.0827 | 2.6743 | 36.1817 | 0.99726 | No | Guildford | SDF2018
| Fairfield | 2020 |  | 36.0283 | 2.6702 | 36.1271 | 0.99726 | 36.0283 | 2.6702 | 36.1271 | 0.99726 | No | Guildford | SDF2018
| Fairfield | 2021 |  | 35.9875 | 2.6672 | 36.0862 | 0.99726 | 35.9875 | 2.6672 | 36.0862 | 0.99726 | No | Guildford | SDF2018
| Fairfield | 2022 |  | 35.9573 | 2.665 | 36.0559 | 0.99726 | 35.9573 | 2.665 | 36.0559 | 0.99726 | No | Guildford | SDF2018
| Fairfield | 2023 |  | 35.9325 | 2.6631 | 36.031 | 0.99726 | 35.9325 | 2.6631 | 36.031 | 0.99726 | No | Guildford | SDF2018
| Fairfield | 2024 |  | 35.9081 | 2.6613 | 36.0066 | 0.99726 | 35.9081 | 2.6613 | 36.0066 | 0.99726 | No | Guildford | SDF2018
| Fairfield | 2025 |  | 35.9085 | 2.6614 | 36.007 | 0.99726 | 35.9085 | 2.6614 | 36.007 | 0.99726 | No | Guildford | SDF2018
| Fairfield | 2026 |  | 35.9912 | 2.6675 | 36.0899 | 0.99726 | 35.9912 | 2.6675 | 36.0899 | 0.99726 | No | Guildford | SDF2018
| Fairfield | 2027 |  | 36.0738 | 2.6736 | 36.1728 | 0.99726 | 36.0738 | 2.6736 | 36.1728 | 0.99726 | No | Guildford | SDF2018
| Sherwood | 2012 | 24.4826 | 29.797 | 0.4382 | 29.8002 | 0.99989 | 28.3785 | 0.41734 | 28.3816 | 0.99989 | No | Guildford | SDF2018
| Sherwood | 2013 | 27.2435 | 27.388 | 1.2317 | 27.4157 | 0.99899 | 25.9689 | 1.1679 | 25.9951 | 0.99899 | No | Guildford | SDF2018
| Sherwood | 2014 | 26.002 | 27.659 | 0.76612 | 27.6696 | 0.99962 | 26.2399 | 0.72682 | 26.25 | 0.99962 | No | Guildford | SDF2018
| Sherwood | 2015 | 23.481 | 26.13 | 0.72367 | 26.14 | 0.99962 | 24.7109 | 0.68437 | 24.7204 | 0.99962 | No | Guildford | SDF2018
| Sherwood | 2016 | 27.232 | 26.806 | 2.9187 | 26.9644 | 0.99412 | 25.278 | 2.7523 | 25.4274 | 0.99412 | No | Guildford | SDF2018
| Sherwood | 2017 | 30.42 | 27.556 |  | 27.556 | 1 | 25.053 |  | 25.053 | 1 | No | Guildford | SDF2018
| Sherwood | 2018 |  | 28.9205 | 1.871 | 28.981 | 0.99791 | 26.4175 | 1.7091 | 26.4728 | 0.99791 | No | Guildford | SDF2018
| Sherwood | 2019 |  | 28.7876 | 1.8624 | 28.8478 | 0.99791 | 26.2846 | 1.7005 | 26.3395 | 0.99791 | No | Guildford | SDF2018
| Sherwood | 2020 |  | 29.0886 | 1.8819 | 29.1494 | 0.99791 | 26.5856 | 1.72 | 26.6412 | 0.99791 | No | Guildford | SDF2018
| Sherwood | 2021 |  | 28.9696 | 1.8742 | 29.0302 | 0.99791 | 26.4666 | 1.7123 | 26.522 | 0.99791 | No | Guildford | SDF2018
| Sherwood | 2022 |  | 28.8576 | 1.867 | 28.918 | 0.99791 | 26.3546 | 1.705 | 26.4097 | 0.99791 | No | Guildford | SDF2018
| Sherwood | 2023 |  | 28.7531 | 1.8602 | 28.8133 | 0.99791 | 26.2501 | 1.6983 | 26.305 | 0.99791 | No | Guildford | SDF2018
| Sherwood | 2024 |  | 28.6537 | 1.8538 | 28.7136 | 0.99791 | 26.1507 | 1.6918 | 26.2053 | 0.99791 | No | Guildford | SDF2018
| Sherwood | 2025 |  | 28.5808 | 1.8491 | 28.6405 | 0.99791 | 26.0778 | 1.6871 | 26.1323 | 0.99791 | No | Guildford | SDF2018
| Sherwood | 2026 |  | 28.6005 | 1.8503 | 28.6603 | 0.99791 | 26.0975 | 1.6884 | 26.1521 | 0.99791 | No | Guildford | SDF2018
| Sherwood | 2027 |  | 28.6203 | 1.8516 | 28.6802 | 0.99791 | 26.1173 | 1.6897 | 26.1719 | 0.99791 | No | Guildford | SDF2018
| Smithfield | 2012 | 25.3851 | 34.777 | 4.2229 | 35.0325 | 0.99271 | 30.8422 | 3.7451 | 31.0687 | 0.99271 | No | Guildford | SDF2018
| Smithfield | 2013 | 35.5768 | 34.09 | 2.7688 | 34.2023 | 0.99672 | 30.1551 | 2.4492 | 30.2544 | 0.99672 | No | Guildford | SDF2018
| Smithfield | 2014 | 28.8455 | 33.765 | 1.8993 | 33.8184 | 0.99842 | 29.8295 | 1.6779 | 29.8767 | 0.99842 | No | Guildford | SDF2018
| Smithfield | 2015 | 32.707 | 35.764 | 3.1609 | 35.9034 | 0.99612 | 31.8289 | 2.8131 | 31.953 | 0.99612 | No | Guildford | SDF2018
| Smithfield | 2016 | 36.615 | 37.678 | 2.4153 | 37.7553 | 0.99795 | 33.391 | 2.1405 | 33.4595 | 0.99795 | No | Guildford | SDF2018
| Smithfield | 2017 | 39.346 | 38.086 | 2.8013 | 38.1889 | 0.99731 | 32.914 | 2.4209 | 33.0029 | 0.99731 | No | Guildford | SDF2018
| Smithfield | 2018 |  | 37.9247 | 2.8821 | 38.0341 | 0.99712 | 32.7527 | 2.489 | 32.8472 | 0.99712 | No | Guildford | SDF2018
| Smithfield | 2019 |  | 37.7578 | 2.8694 | 37.8666 | 0.99712 | 32.5858 | 2.4763 | 32.6797 | 0.99712 | No | Guildford | SDF2018
| Smithfield | 2020 |  | 37.5832 | 2.8561 | 37.6916 | 0.99712 | 32.4112 | 2.4631 | 32.5047 | 0.99712 | No | Guildford | SDF2018
| Smithfield | 2021 |  | 37.4282 | 2.8443 | 37.5361 | 0.99712 | 32.2562 | 2.4513 | 32.3492 | 0.99712 | No | Guildford | SDF2018
| Smithfield | 2022 |  | 37.2784 | 2.8329 | 37.3859 | 0.99712 | 32.1064 | 2.4399 | 32.199 | 0.99712 | No | Guildford | SDF2018
| Smithfield | 2023 |  | 37.1378 | 2.8223 | 37.2449 | 0.99712 | 31.9658 | 2.4292 | 32.058 | 0.99712 | No | Guildford | SDF2018
| Smithfield | 2024 |  | 37.0051 | 2.8122 | 37.1118 | 0.99712 | 31.8331 | 2.4191 | 31.9249 | 0.99712 | No | Guildford | SDF2018
| Smithfield | 2025 |  | 36.9008 | 2.8042 | 37.0072 | 0.99712 | 31.7288 | 2.4112 | 31.8202 | 0.99712 | No | Guildford | SDF2018
| Smithfield | 2026 |  | 36.9119 | 2.8051 | 37.0183 | 0.99712 | 31.7399 | 2.412 | 31.8314 | 0.99712 | No | Guildford | SDF2018
| Smithfield | 2027 |  | 36.923 | 2.8059 | 37.0294 | 0.99712 | 31.751 | 2.4129 | 31.8425 | 0.99712 | No | Guildford | SDF2018
| South_Granville | 2012 | 15.603 | 18.33 | 6.7105 | 19.5197 | 0.93905 | 16.5362 | 6.0538 | 17.6095 | 0.93905 | No | Guildford | SDF2018
| South_Granville | 2013 | 18.8522 | 18.252 | 6.0595 | 19.2316 | 0.94906 | 16.4586 | 5.4641 | 17.3419 | 0.94906 | No | Guildford | SDF2018
| South_Granville | 2014 | 15.5647 | 18.172 | 5.4882 | 18.9827 | 0.95729 | 16.3787 | 4.9466 | 17.1094 | 0.95729 | No | Guildford | SDF2018
| South_Granville | 2015 | 16.704 | 18.351 | 5.5033 | 19.1584 | 0.95785 | 16.5579 | 4.9656 | 17.2864 | 0.95785 | No | Guildford | SDF2018
| South_Granville | 2016 | 19.602 | 19.055 | 5.2415 | 19.7628 | 0.96419 | 17.33 | 4.767 | 17.9737 | 0.96419 | No | Guildford | SDF2018
| South_Granville | 2017 | 19.597 | 18.026 | 4.5542 | 18.5924 | 0.96954 | 16.216 | 4.0969 | 16.7255 | 0.96954 | No | Guildford | SDF2018
| South_Granville | 2018 |  | 18.1404 | 5.5556 | 18.972 | 0.95616 | 16.3304 | 5.0013 | 17.0791 | 0.95616 | No | Guildford | SDF2018
| South_Granville | 2019 |  | 18.0845 | 5.5385 | 18.9136 | 0.95616 | 16.2745 | 4.9841 | 17.0206 | 0.95616 | No | Guildford | SDF2018
| South_Granville | 2020 |  | 18.0286 | 5.5214 | 18.8551 | 0.95616 | 16.2186 | 4.967 | 16.9622 | 0.95616 | No | Guildford | SDF2018
| South_Granville | 2021 |  | 17.979 | 5.5062 | 18.8033 | 0.95616 | 16.169 | 4.9518 | 16.9103 | 0.95616 | No | Guildford | SDF2018
| South_Granville | 2022 |  | 17.9325 | 5.4919 | 18.7546 | 0.95616 | 16.1225 | 4.9376 | 16.8616 | 0.95616 | No | Guildford | SDF2018
| South_Granville | 2023 |  | 17.8897 | 5.4788 | 18.7099 | 0.95616 | 16.0797 | 4.9245 | 16.8169 | 0.95616 | No | Guildford | SDF2018
| South_Granville | 2024 |  | 17.8498 | 5.4666 | 18.6681 | 0.95616 | 16.0398 | 4.9123 | 16.7751 | 0.95616 | No | Guildford | SDF2018
| South_Granville | 2025 |  | 17.8222 | 5.4581 | 18.6392 | 0.95616 | 16.0122 | 4.9038 | 16.7462 | 0.95616 | No | Guildford | SDF2018
| South_Granville | 2026 |  | 17.851 | 5.4669 | 18.6693 | 0.95616 | 16.041 | 4.9126 | 16.7764 | 0.95616 | No | Guildford | SDF2018
| South_Granville | 2027 |  | 17.8798 | 5.4758 | 18.6995 | 0.95616 | 16.0698 | 4.9214 | 16.8065 | 0.95616 | No | Guildford | SDF2018
| Visy_Paper_SPC | 2012 | 17.1503 | 16.3071 | 5.3114 | 17.1503 | 0.95084 | 16.3071 | 5.3114 | 17.1503 | 0.95084 | Yes | Guildford | SDF2018
| Visy_Paper_SPC | 2013 | 19.4012 | 18.0565 | 7.3354 | 19.4896 | 0.92647 | 18.0565 | 7.3354 | 19.4896 | 0.92647 | Yes | Guildford | SDF2018
| Visy_Paper_SPC | 2014 | 19.4735 | 18.4176 | 6.567 | 19.5533 | 0.94191 | 18.4176 | 6.567 | 19.5533 | 0.94191 | Yes | Guildford | SDF2018
| Visy_Paper_SPC | 2015 | 19.772 | 18.468 | 7.575 | 19.9611 | 0.9252 | 18.468 | 7.575 | 19.9611 | 0.9252 | Yes | Guildford | SDF2018
| Visy_Paper_SPC | 2016 | 19.92 | 18.478 | 7.4411 | 19.92 | 0.92761 | 18.478 | 7.4411 | 19.92 | 0.92761 | Yes | Guildford | SDF2018
| Visy_Paper_SPC | 2017 | 20.465 | 18.68 | 8.3591 | 20.465 | 0.91278 | 18.68 | 8.3591 | 20.465 | 0.91278 | Yes | Guildford | SDF2018
| Visy_Paper_SPC | 2018 |  | 18.68 | 7.5651 | 20.1537 | 0.92687 | 18.68 | 7.5651 | 20.1537 | 0.92687 | Yes | Guildford | SDF2018
| Visy_Paper_SPC | 2019 |  | 18.68 | 7.5651 | 20.1537 | 0.92687 | 18.68 | 7.5651 | 20.1537 | 0.92687 | Yes | Guildford | SDF2018
| Visy_Paper_SPC | 2020 |  | 18.68 | 7.5651 | 20.1537 | 0.92687 | 18.68 | 7.5651 | 20.1537 | 0.92687 | Yes | Guildford | SDF2018
| Visy_Paper_SPC | 2021 |  | 18.68 | 7.5651 | 20.1537 | 0.92687 | 18.68 | 7.5651 | 20.1537 | 0.92687 | Yes | Guildford | SDF2018
| Visy_Paper_SPC | 2022 |  | 18.68 | 7.5651 | 20.1537 | 0.92687 | 18.68 | 7.5651 | 20.1537 | 0.92687 | Yes | Guildford | SDF2018
| Visy_Paper_SPC | 2023 |  | 18.68 | 7.5651 | 20.1537 | 0.92687 | 18.68 | 7.5651 | 20.1537 | 0.92687 | Yes | Guildford | SDF2018
| Visy_Paper_SPC | 2024 |  | 18.68 | 7.5651 | 20.1537 | 0.92687 | 18.68 | 7.5651 | 20.1537 | 0.92687 | Yes | Guildford | SDF2018
| Visy_Paper_SPC | 2025 |  | 18.68 | 7.5651 | 20.1537 | 0.92687 | 18.68 | 7.5651 | 20.1537 | 0.92687 | Yes | Guildford | SDF2018
| Visy_Paper_SPC | 2026 |  | 18.68 | 7.5651 | 20.1537 | 0.92687 | 18.68 | 7.5651 | 20.1537 | 0.92687 | Yes | Guildford | SDF2018
| Visy_Paper_SPC | 2027 |  | 18.68 | 7.5651 | 20.1537 | 0.92687 | 18.68 | 7.5651 | 20.1537 | 0.92687 | Yes | Guildford | SDF2018
| Woodpark | 2012 | 23.3289 | 22.668 | 5.9684 | 23.4406 | 0.96704 | 22.668 | 5.9684 | 23.4406 | 0.96704 | No | Guildford | SDF2018
| Woodpark | 2013 | 24.6502 | 24.132 | 5.028 | 24.6502 | 0.97898 | 24.132 | 5.028 | 24.6502 | 0.97898 | No | Guildford | SDF2018
| Woodpark | 2014 | 22.2983 | 21.8826 | 4.2856 | 22.2983 | 0.98136 | 21.8826 | 4.2856 | 22.2983 | 0.98136 | No | Guildford | SDF2018
| Woodpark | 2015 | 21.323 | 20.985 | 3.7815 | 21.323 | 0.98415 | 20.985 | 3.7815 | 21.323 | 0.98415 | No | Guildford | SDF2018
| Woodpark | 2016 | 21.436 | 21.14 | 3.55 | 21.436 | 0.98619 | 21.14 | 3.55 | 21.436 | 0.98619 | No | Guildford | SDF2018
| Woodpark | 2017 | 22.636 | 21.042 | 8.344 | 22.636 | 0.92958 | 21.042 | 8.344 | 22.636 | 0.92958 | No | Guildford | SDF2018
| Woodpark | 2018 |  | 21.25 | 5.2118 | 21.8798 | 0.97122 | 21.25 | 5.2118 | 21.8798 | 0.97122 | No | Guildford | SDF2018
| Woodpark | 2019 |  | 22.679 | 5.5623 | 23.3512 | 0.97122 | 22.679 | 5.5623 | 23.3512 | 0.97122 | No | Guildford | SDF2018
| Woodpark | 2020 |  | 22.6543 | 5.5562 | 23.3257 | 0.97122 | 22.6543 | 5.5562 | 23.3257 | 0.97122 | No | Guildford | SDF2018
| Woodpark | 2021 |  | 22.6295 | 5.5501 | 23.3002 | 0.97122 | 22.6295 | 5.5501 | 23.3002 | 0.97122 | No | Guildford | SDF2018
| Woodpark | 2022 |  | 22.6059 | 5.5443 | 23.2759 | 0.97122 | 22.6059 | 5.5443 | 23.2759 | 0.97122 | No | Guildford | SDF2018
| Woodpark | 2023 |  | 22.5851 | 5.5392 | 23.2545 | 0.97122 | 22.5851 | 5.5392 | 23.2545 | 0.97122 | No | Guildford | SDF2018
| Woodpark | 2024 |  | 22.5669 | 5.5348 | 23.2358 | 0.97122 | 22.5669 | 5.5348 | 23.2358 | 0.97122 | No | Guildford | SDF2018
| Woodpark | 2025 |  | 22.5558 | 5.532 | 23.2243 | 0.97122 | 22.5558 | 5.532 | 23.2243 | 0.97122 | No | Guildford | SDF2018
| Woodpark | 2026 |  | 22.5975 | 5.5423 | 23.2672 | 0.97122 | 22.5975 | 5.5423 | 23.2672 | 0.97122 | No | Guildford | SDF2018
| Woodpark | 2027 |  | 22.6392 | 5.5525 | 23.3102 | 0.97122 | 22.6392 | 5.5525 | 23.3102 | 0.97122 | No | Guildford | SDF2018
| Yennora | 2012 | 21.8808 | 22.37 | 5.6969 | 23.084 | 0.96907 | 20.577 | 5.2403 | 21.2338 | 0.96907 | No | Guildford | SDF2018
| Yennora | 2013 | 17.881 | 19.332 | 1.6012 | 19.3982 | 0.99659 | 17.5384 | 1.4527 | 17.5985 | 0.99659 | No | Guildford | SDF2018
| Yennora | 2014 | 16.3883 | 19.258 | 1.913 | 19.3528 | 0.9951 | 17.4648 | 1.7349 | 17.5508 | 0.9951 | No | Guildford | SDF2018
| Yennora | 2015 | 17.08 | 19.762 | 1.5456 | 19.8223 | 0.99696 | 17.9683 | 1.4053 | 18.0232 | 0.99696 | No | Guildford | SDF2018
| Yennora | 2016 | 20.63 | 20.258 | 2.7089 | 20.4383 | 0.99118 | 18.383 | 2.4581 | 18.5466 | 0.99118 | No | Guildford | SDF2018
| Yennora | 2017 | 20.587 | 20.18 | 1.6321 | 20.2459 | 0.99675 | 18.565 | 1.5015 | 18.6256 | 0.99675 | No | Guildford | SDF2018
| Yennora | 2018 |  | 21.1118 | 2.8614 | 21.3048 | 0.99094 | 19.4968 | 2.6425 | 19.675 | 0.99094 | No | Guildford | SDF2018
| Yennora | 2019 |  | 21.2565 | 2.881 | 21.4508 | 0.99094 | 19.6415 | 2.6621 | 19.8211 | 0.99094 | No | Guildford | SDF2018
| Yennora | 2020 |  | 21.203 | 2.8738 | 21.3969 | 0.99094 | 19.588 | 2.6549 | 19.7671 | 0.99094 | No | Guildford | SDF2018
| Yennora | 2021 |  | 21.155 | 2.8673 | 21.3485 | 0.99094 | 19.54 | 2.6484 | 19.7187 | 0.99094 | No | Guildford | SDF2018
| Yennora | 2022 |  | 21.1096 | 2.8611 | 21.3026 | 0.99094 | 19.4946 | 2.6422 | 19.6729 | 0.99094 | No | Guildford | SDF2018
| Yennora | 2023 |  | 21.0678 | 2.8555 | 21.2605 | 0.99094 | 19.4528 | 2.6366 | 19.6307 | 0.99094 | No | Guildford | SDF2018
| Yennora | 2024 |  | 21.0289 | 2.8502 | 21.2212 | 0.99094 | 19.4139 | 2.6313 | 19.5914 | 0.99094 | No | Guildford | SDF2018
| Yennora | 2025 |  | 21.0013 | 2.8464 | 21.1933 | 0.99094 | 19.3863 | 2.6276 | 19.5635 | 0.99094 | No | Guildford | SDF2018
| Yennora | 2026 |  | 21.0279 | 2.8501 | 21.2202 | 0.99094 | 19.4129 | 2.6312 | 19.5904 | 0.99094 | No | Guildford | SDF2018
| Yennora | 2027 |  | 21.0545 | 2.8537 | 21.2471 | 0.99094 | 19.4395 | 2.6348 | 19.6173 | 0.99094 | No | Guildford | SDF2018
| Ausgrid_Guildford | 2012 | 21.2968 | 19.22 | 9.1721 | 21.2964 | 0.9025 | 19.22 | 9.1721 | 21.2964 | 0.9025 | Yes | Guildford | SDF2018
| Ausgrid_Guildford | 2013 | 23.5707 | 21.168 | 10.368 | 23.5707 | 0.89806 | 21.168 | 10.368 | 23.5707 | 0.89806 | Yes | Guildford | SDF2018
| Ausgrid_Guildford | 2014 | 21.756 | 19.872 | 8.856 | 21.756 | 0.9134 | 19.872 | 8.856 | 21.756 | 0.9134 | Yes | Guildford | SDF2018
| Ausgrid_Guildford | 2015 | 38.836 | 35.951 | 14.6888 | 38.836 | 0.92571 | 35.951 | 14.6888 | 38.836 | 0.92571 | Yes | Guildford | SDF2018
| Ausgrid_Guildford | 2016 | 24.129 | 22.487 | 8.7489 | 24.129 | 0.93195 | 22.487 | 8.7489 | 24.129 | 0.93195 | Yes | Guildford | SDF2018
| Ausgrid_Guildford | 2017 | 25.742 | 24.068 | 9.1314 | 25.742 | 0.93497 | 24.068 | 9.1314 | 25.742 | 0.93497 | Yes | Guildford | SDF2018
| Ausgrid_Guildford | 2018 |  | 18.9978 | 8.2204 | 20.7 | 0.91777 | 18.9978 | 8.2204 | 20.7 | 0.91777 | Yes | Guildford | SDF2018
| Ausgrid_Guildford | 2019 |  | 18.906 | 8.1807 | 20.6 | 0.91777 | 18.906 | 8.1807 | 20.6 | 0.91777 | Yes | Guildford | SDF2018
| Ausgrid_Guildford | 2020 |  | 18.9978 | 8.2204 | 20.7 | 0.91777 | 18.9978 | 8.2204 | 20.7 | 0.91777 | Yes | Guildford | SDF2018
| Ausgrid_Guildford | 2021 |  | 19.1813 | 8.2998 | 20.9 | 0.91777 | 19.1813 | 8.2998 | 20.9 | 0.91777 | Yes | Guildford | SDF2018
| Ausgrid_Guildford | 2022 |  | 19.2731 | 8.3395 | 21 | 0.91777 | 19.2731 | 8.3395 | 21 | 0.91777 | Yes | Guildford | SDF2018
| Ausgrid_Guildford | 2023 |  | 19.4566 | 8.419 | 21.2 | 0.91777 | 19.4566 | 8.419 | 21.2 | 0.91777 | Yes | Guildford | SDF2018
| Ausgrid_Guildford | 2024 |  | 19.6402 | 8.4984 | 21.4 | 0.91777 | 19.6402 | 8.4984 | 21.4 | 0.91777 | Yes | Guildford | SDF2018
| Ausgrid_Guildford | 2025 |  | 19.732 | 8.5381 | 21.5 | 0.91777 | 19.732 | 8.5381 | 21.5 | 0.91777 | Yes | Guildford | SDF2018
| Ausgrid_Guildford | 2026 |  | 19.9155 | 8.6175 | 21.7 | 0.91777 | 19.9155 | 8.6175 | 21.7 | 0.91777 | Yes | Guildford | SDF2018
| Ausgrid_Guildford | 2027 |  | 20.0991 | 8.697 | 21.9 | 0.91777 | 20.0991 | 8.697 | 21.9 | 0.91777 | Yes | Guildford | SDF2018
| Undiversified | 2012 | 222.3041 | 240.9011 | 58.4522 | 250.0041 | 0.96359 | 228.4219 | 56.264 | 237.2745 | 0.96269 | No | Guildford | SDF2018
| Undiversified | 2013 | 247.5752 | 243.2654 | 43.8967 | 249.5839 | 0.97468 | 230.7846 | 42.4418 | 236.967 | 0.97391 | No | Guildford | SDF2018
| Undiversified | 2014 | 235.6617 | 244.9045 | 48.2914 | 251.9445 | 0.97206 | 232.4241 | 46.2474 | 239.1948 | 0.97169 | No | Guildford | SDF2018
| Undiversified | 2015 | 237.813 | 248.277 | 51.9019 | 257.1539 | 0.96548 | 235.7959 | 50.3126 | 244.5008 | 0.9644 | No | Guildford | SDF2018
| Undiversified | 2016 | 230.361 | 227.71 | 42.74 | 233.4792 | 0.97529 | 215.443 | 40.8274 | 221.0087 | 0.97482 | No | Guildford | SDF2018
| Undiversified | 2017 | 241.869 | 229.402 | 38.7083 | 235.3954 | 0.97454 | 215.437 | 37.6825 | 221.3533 | 0.97327 | No | Guildford | SDF2018
| Undiversified | 2018 |  | 233.5579 | 43.7247 | 239.3587 | 0.97577 | 219.5929 | 41.8207 | 225.218 | 0.97502 | No | Guildford | SDF2018
| Undiversified | 2019 |  | 237.7358 | 44.229 | 243.5751 | 0.97603 | 223.7708 | 42.325 | 229.4345 | 0.97531 | No | Guildford | SDF2018
| Undiversified | 2020 |  | 237.661 | 44.2195 | 243.5027 | 0.97601 | 223.696 | 42.3154 | 229.362 | 0.9753 | No | Guildford | SDF2018
| Undiversified | 2021 |  | 237.329 | 44.2329 | 243.1813 | 0.97593 | 223.364 | 42.3288 | 229.0406 | 0.97522 | No | Guildford | SDF2018
| Undiversified | 2022 |  | 236.9523 | 44.2132 | 242.8076 | 0.97589 | 222.9873 | 42.3091 | 228.6669 | 0.97516 | No | Guildford | SDF2018
| Undiversified | 2023 |  | 236.7086 | 44.2389 | 242.5756 | 0.97581 | 222.7436 | 42.3349 | 228.4349 | 0.97509 | No | Guildford | SDF2018
| Undiversified | 2024 |  | 236.4868 | 44.2676 | 242.3658 | 0.97574 | 222.5218 | 42.3635 | 228.2251 | 0.97501 | No | Guildford | SDF2018
| Undiversified | 2025 |  | 236.3249 | 44.2775 | 242.2096 | 0.9757 | 222.3599 | 42.3734 | 228.0689 | 0.97497 | No | Guildford | SDF2018
| Undiversified | 2026 |  | 236.8305 | 44.41 | 242.737 | 0.97567 | 222.8655 | 42.5059 | 228.5963 | 0.97493 | No | Guildford | SDF2018
| Undiversified | 2027 |  | 237.3362 | 44.5424 | 243.2643 | 0.97563 | 223.3712 | 42.6384 | 229.1237 | 0.97489 | No | Guildford | SDF2018
| Diversified | 2012 | 208.524 | 220.271 | 75.9444 | 232.9954 | 0.94539 | 207.945 | 71.6947 | 219.9574 | 0.94539 | No | Guildford | SDF2018
| Diversified | 2013 | 231.3216 | 213.863 | 47.1352 | 218.9957 | 0.97656 | 201.537 | 44.4185 | 206.3739 | 0.97656 | No | Guildford | SDF2018
| Diversified | 2014 | 207.2601 | 215.914 | 58.0171 | 223.5729 | 0.96574 | 203.588 | 54.705 | 210.8097 | 0.96574 | No | Guildford | SDF2018
| Diversified | 2015 | 238.0333 | 230.535 | 63.3619 | 239.0839 | 0.96424 | 218.209 | 59.9741 | 226.3008 | 0.96424 | No | Guildford | SDF2018
| Diversified | 2016 | 218.9 | 219.98 | 53.1204 | 226.3028 | 0.97206 | 202.85 | 48.9838 | 208.6805 | 0.97206 | No | Guildford | SDF2018
| Diversified | 2017 | 211.03 | 207.389 | 57.0968 | 215.1052 | 0.96413 | 191.918 | 52.8374 | 199.0586 | 0.96413 | No | Guildford | SDF2018
| Diversified | 2018 |  | 208.0606 | 57.2817 | 215.8018 | 0.96413 | 195.6202 | 53.8567 | 202.8985 | 0.96413 | No | Guildford | SDF2018
| Diversified | 2019 |  | 211.7824 | 58.3063 | 219.6621 | 0.96413 | 199.342 | 54.8813 | 206.7587 | 0.96413 | No | Guildford | SDF2018
| Diversified | 2020 |  | 211.7158 | 58.288 | 219.593 | 0.96413 | 199.2753 | 54.863 | 206.6896 | 0.96413 | No | Guildford | SDF2018
| Diversified | 2021 |  | 211.4201 | 58.2066 | 219.2862 | 0.96413 | 198.9796 | 54.7816 | 206.3829 | 0.96413 | No | Guildford | SDF2018
| Diversified | 2022 |  | 211.0845 | 58.1142 | 218.9382 | 0.96413 | 198.644 | 54.6892 | 206.0348 | 0.96413 | No | Guildford | SDF2018
| Diversified | 2023 |  | 210.8674 | 58.0544 | 218.713 | 0.96413 | 198.4269 | 54.6294 | 205.8097 | 0.96413 | No | Guildford | SDF2018
| Diversified | 2024 |  | 210.6698 | 58 | 218.508 | 0.96413 | 198.2293 | 54.575 | 205.6047 | 0.96413 | No | Guildford | SDF2018
| Diversified | 2025 |  | 210.5256 | 57.9603 | 218.3585 | 0.96413 | 198.0851 | 54.5353 | 205.4551 | 0.96413 | No | Guildford | SDF2018
| Diversified | 2026 |  | 210.976 | 58.0843 | 218.8257 | 0.96413 | 198.5356 | 54.6593 | 205.9223 | 0.96413 | No | Guildford | SDF2018
| Diversified | 2027 |  | 211.4264 | 58.2083 | 219.2929 | 0.96413 | 198.986 | 54.7833 | 206.3895 | 0.96413 | No | Guildford | SDF2018
| Undiversified | 2012 | [9 empty] | Yes | Guildford | SDF2018
| Undiversified | 2013 | [9 empty] | Yes | Guildford | SDF2018
| Undiversified | 2014 | [9 empty] | Yes | Guildford | SDF2018
| Undiversified | 2015 | [9 empty] | Yes | Guildford | SDF2018
| Undiversified | 2016 | [9 empty] | Yes | Guildford | SDF2018
| Undiversified | 2017 | [9 empty] | Yes | Guildford | SDF2018
| Undiversified | 2018 |  | 153.5579 | 34.436 | 157.3717 | 0.97577 | 139.5929 | 31.3043 | 143.0599 | 0.97577 | Yes | Guildford | SDF2018
| Undiversified | 2019 |  | 157.7358 | 35.1748 | 161.6101 | 0.97603 | 143.7708 | 32.0607 | 147.3021 | 0.97603 | Yes | Guildford | SDF2018
| Undiversified | 2020 |  | 157.661 | 35.1708 | 161.5363 | 0.97601 | 143.696 | 32.0555 | 147.228 | 0.97601 | Yes | Guildford | SDF2018
| Undiversified | 2021 |  | 157.329 | 35.1538 | 161.2086 | 0.97593 | 143.364 | 32.0335 | 146.8992 | 0.97593 | Yes | Guildford | SDF2018
| Undiversified | 2022 |  | 156.9523 | 35.1069 | 160.8307 | 0.97589 | 142.9873 | 31.9832 | 146.5206 | 0.97589 | Yes | Guildford | SDF2018
| Undiversified | 2023 |  | 156.7086 | 35.1062 | 160.5927 | 0.97581 | 142.7436 | 31.9777 | 146.2816 | 0.97581 | Yes | Guildford | SDF2018
| Undiversified | 2024 |  | 156.4868 | 35.1095 | 160.377 | 0.97574 | 142.5218 | 31.9763 | 146.0648 | 0.97574 | Yes | Guildford | SDF2018
| Undiversified | 2025 |  | 156.3249 | 35.1025 | 160.2175 | 0.9757 | 142.3599 | 31.9666 | 145.9048 | 0.9757 | Yes | Guildford | SDF2018
| Undiversified | 2026 |  | 156.8305 | 35.2436 | 160.7418 | 0.97567 | 142.8655 | 32.1054 | 146.4285 | 0.97567 | Yes | Guildford | SDF2018
| Undiversified | 2027 |  | 157.3362 | 35.3849 | 161.2661 | 0.97563 | 143.3712 | 32.2441 | 146.9523 | 0.97563 | Yes | Guildford | SDF2018
| Diversified | 2012 | [9 empty] | Yes | Guildford | SDF2018
| Diversified | 2013 | [9 empty] | Yes | Guildford | SDF2018
| Diversified | 2014 | [9 empty] | Yes | Guildford | SDF2018
| Diversified | 2015 | [9 empty] | Yes | Guildford | SDF2018
| Diversified | 2016 | [9 empty] | Yes | Guildford | SDF2018
| Diversified | 2017 | [9 empty] | Yes | Guildford | SDF2018
| Diversified | 2018 |  | 128.0606 | 35.2567 | 132.8253 | 0.96413 | 115.6202 | 31.8317 | 119.922 | 0.96413 | Yes | Guildford | SDF2018
| Diversified | 2019 |  | 131.7824 | 36.2813 | 136.6856 | 0.96413 | 119.342 | 32.8563 | 123.7822 | 0.96413 | Yes | Guildford | SDF2018
| Diversified | 2020 |  | 131.7158 | 36.263 | 136.6165 | 0.96413 | 119.2753 | 32.838 | 123.7131 | 0.96413 | Yes | Guildford | SDF2018
| Diversified | 2021 |  | 131.4201 | 36.1816 | 136.3097 | 0.96413 | 118.9796 | 32.7566 | 123.4064 | 0.96413 | Yes | Guildford | SDF2018
| Diversified | 2022 |  | 131.0845 | 36.0892 | 135.9617 | 0.96413 | 118.644 | 32.6642 | 123.0583 | 0.96413 | Yes | Guildford | SDF2018
| Diversified | 2023 |  | 130.8674 | 36.0294 | 135.7365 | 0.96413 | 118.4269 | 32.6044 | 122.8331 | 0.96413 | Yes | Guildford | SDF2018
| Diversified | 2024 |  | 130.6698 | 35.975 | 135.5315 | 0.96413 | 118.2293 | 32.55 | 122.6282 | 0.96413 | Yes | Guildford | SDF2018
| Diversified | 2025 |  | 130.5256 | 35.9353 | 135.3819 | 0.96413 | 118.0851 | 32.5103 | 122.4786 | 0.96413 | Yes | Guildford | SDF2018
| Diversified | 2026 |  | 130.976 | 36.0593 | 135.8491 | 0.96413 | 118.5356 | 32.6343 | 122.9458 | 0.96413 | Yes | Guildford | SDF2018
| Diversified | 2027 |  | 131.4264 | 36.1833 | 136.3163 | 0.96413 | 118.986 | 32.7583 | 123.413 | 0.96413 | Yes | Guildford | SDF2018
| Cattai | 2012 | 9.0923 | 11.749 | 4.8674 | 12.7174 | 0.92386 | 10.4603 | 4.3336 | 11.3224 | 0.92386 | No | Hawkesbury | SDF2018
| Cattai | 2013 | 11.7435 | 11.52 | 4.5574 | 12.3887 | 0.92988 | 10.2316 | 4.0477 | 11.0031 | 0.92988 | No | Hawkesbury | SDF2018
| Cattai | 2014 | 10.8744 | 11.74 | 4.7519 | 12.6652 | 0.92695 | 10.4521 | 4.2306 | 11.2758 | 0.92695 | No | Hawkesbury | SDF2018
| Cattai | 2015 | 11.127 | 11.973 | 5.8423 | 13.3224 | 0.89871 | 10.685 | 5.2138 | 11.8892 | 0.89871 | No | Hawkesbury | SDF2018
| Cattai | 2016 | 11.911 | 12.661 | 4.7569 | 13.5251 | 0.93611 | 11.286 | 4.2403 | 12.0563 | 0.93611 | No | Hawkesbury | SDF2018
| Cattai | 2017 | 14.245 | 12.37 | 4.345 | 13.1109 | 0.94349 | 11.064 | 3.8863 | 11.7267 | 0.94349 | No | Hawkesbury | SDF2018
| Cattai | 2018 |  | 13.22 | 5.3693 | 14.2687 | 0.9265 | 11.914 | 4.8388 | 12.8591 | 0.9265 | No | Hawkesbury | SDF2018
| Cattai | 2019 |  | 13.1847 | 5.355 | 14.2307 | 0.9265 | 11.8787 | 4.8245 | 12.8211 | 0.9265 | No | Hawkesbury | SDF2018
| Cattai | 2020 |  | 13.1071 | 5.3234 | 14.1469 | 0.9265 | 11.8011 | 4.793 | 12.7373 | 0.9265 | No | Hawkesbury | SDF2018
| Cattai | 2021 |  | 13.0365 | 5.2948 | 14.0707 | 0.9265 | 11.7305 | 4.7643 | 12.6611 | 0.9265 | No | Hawkesbury | SDF2018
| Cattai | 2022 |  | 12.9664 | 5.2663 | 13.995 | 0.9265 | 11.6604 | 4.7358 | 12.5854 | 0.9265 | No | Hawkesbury | SDF2018
| Cattai | 2023 |  | 12.8996 | 5.2391 | 13.9229 | 0.9265 | 11.5936 | 4.7087 | 12.5133 | 0.9265 | No | Hawkesbury | SDF2018
| Cattai | 2024 |  | 12.8367 | 5.2136 | 13.855 | 0.9265 | 11.5307 | 4.6832 | 12.4454 | 0.9265 | No | Hawkesbury | SDF2018
| Cattai | 2025 |  | 12.7826 | 5.1916 | 13.7967 | 0.9265 | 11.4766 | 4.6612 | 12.387 | 0.9265 | No | Hawkesbury | SDF2018
| Cattai | 2026 |  | 12.7674 | 5.1854 | 13.7802 | 0.9265 | 11.4614 | 4.655 | 12.3706 | 0.9265 | No | Hawkesbury | SDF2018
| Cattai | 2027 |  | 12.7521 | 5.1793 | 13.7638 | 0.9265 | 11.4461 | 4.6488 | 12.3542 | 0.9265 | No | Hawkesbury | SDF2018
| Glossodia | 2012 | 11.5063 | 18.24 | 6.8591 | 19.487 | 0.93601 | 15.823 | 5.9502 | 16.9048 | 0.93601 | No | Hawkesbury | SDF2018
| Glossodia | 2013 | 17.2627 | 15.513 | 5.9149 | 16.6024 | 0.93438 | 13.671 | 5.2125 | 14.631 | 0.93438 | No | Hawkesbury | SDF2018
| Glossodia | 2014 | 17.7841 | 16.518 | 6.5552 | 17.7712 | 0.92948 | 14.71 | 5.8377 | 15.826 | 0.92948 | No | Hawkesbury | SDF2018
| Glossodia | 2015 | 16.919 | 18.943 | 6.5119 | 20.031 | 0.94568 | 16.475 | 5.6635 | 17.4213 | 0.94568 | No | Hawkesbury | SDF2018
| Glossodia | 2016 | 17.731 | 19.09 | 6.215 | 20.0762 | 0.95088 | 16.698 | 5.4362 | 17.5606 | 0.95088 | No | Hawkesbury | SDF2018
| Glossodia | 2017 | 21.27 | 18.061 | 6.1049 | 19.0649 | 0.94734 | 15.901 | 5.3748 | 16.7848 | 0.94734 | No | Hawkesbury | SDF2018
| Glossodia | 2018 |  | 17.954 | 6.4789 | 19.0872 | 0.94063 | 15.794 | 5.6994 | 16.7909 | 0.94063 | No | Hawkesbury | SDF2018
| Glossodia | 2019 |  | 18.1236 | 6.5401 | 19.2675 | 0.94063 | 15.9636 | 5.7606 | 16.9712 | 0.94063 | No | Hawkesbury | SDF2018
| Glossodia | 2020 |  | 18.0017 | 6.4961 | 19.1379 | 0.94063 | 15.8417 | 5.7166 | 16.8416 | 0.94063 | No | Hawkesbury | SDF2018
| Glossodia | 2021 |  | 17.8896 | 6.4556 | 19.0188 | 0.94063 | 15.7296 | 5.6762 | 16.7224 | 0.94063 | No | Hawkesbury | SDF2018
| Glossodia | 2022 |  | 17.7768 | 6.4149 | 18.8988 | 0.94063 | 15.6168 | 5.6355 | 16.6025 | 0.94063 | No | Hawkesbury | SDF2018
| Glossodia | 2023 |  | 17.6689 | 6.376 | 18.7842 | 0.94063 | 15.5089 | 5.5965 | 16.4878 | 0.94063 | No | Hawkesbury | SDF2018
| Glossodia | 2024 |  | 17.5676 | 6.3394 | 18.6765 | 0.94063 | 15.4076 | 5.56 | 16.3801 | 0.94063 | No | Hawkesbury | SDF2018
| Glossodia | 2025 |  | 17.4779 | 6.3071 | 18.581 | 0.94063 | 15.3179 | 5.5276 | 16.2847 | 0.94063 | No | Hawkesbury | SDF2018
| Glossodia | 2026 |  | 17.4439 | 6.2948 | 18.5449 | 0.94063 | 15.2839 | 5.5153 | 16.2486 | 0.94063 | No | Hawkesbury | SDF2018
| Glossodia | 2027 |  | 17.41 | 6.2826 | 18.5088 | 0.94063 | 15.25 | 5.5031 | 16.2125 | 0.94063 | No | Hawkesbury | SDF2018
| Glenorie | 2012 | [9 empty] | No | Hawkesbury | SDF2018
| Glenorie | 2013 | [9 empty] | No | Hawkesbury | SDF2018
| Glenorie | 2014 | [9 empty] | No | Hawkesbury | SDF2018
| Glenorie | 2015 | 5.124 | 5 | 1.1204 | 5.124 | 0.9758 | 5 | 1.1204 | 5.124 | 0.9758 | No | Hawkesbury | SDF2018
| Glenorie | 2016 | 6.017 | 5.8 | 1.6013 | 6.017 | 0.96394 | 5.8 | 1.6013 | 6.017 | 0.96394 | No | Hawkesbury | SDF2018
| Glenorie | 2017 | 7.088 | 6.8 | 1.9999 | 7.088 | 0.95937 | 6.8 | 1.9999 | 7.088 | 0.95937 | No | Hawkesbury | SDF2018
| Glenorie | 2018 |  | 6.7645 | 1.9895 | 7.051 | 0.95937 | 6.7645 | 1.9895 | 7.051 | 0.95937 | No | Hawkesbury | SDF2018
| Glenorie | 2019 |  | 6.7273 | 1.9786 | 7.0122 | 0.95937 | 6.7273 | 1.9786 | 7.0122 | 0.95937 | No | Hawkesbury | SDF2018
| Glenorie | 2020 |  | 6.6875 | 1.9668 | 6.9707 | 0.95937 | 6.6875 | 1.9668 | 6.9707 | 0.95937 | No | Hawkesbury | SDF2018
| Glenorie | 2021 |  | 6.6513 | 1.9562 | 6.933 | 0.95937 | 6.6513 | 1.9562 | 6.933 | 0.95937 | No | Hawkesbury | SDF2018
| Glenorie | 2022 |  | 6.6153 | 1.9456 | 6.8955 | 0.95937 | 6.6153 | 1.9456 | 6.8955 | 0.95937 | No | Hawkesbury | SDF2018
| Glenorie | 2023 |  | 6.5811 | 1.9355 | 6.8598 | 0.95937 | 6.5811 | 1.9355 | 6.8598 | 0.95937 | No | Hawkesbury | SDF2018
| Glenorie | 2024 |  | 6.5488 | 1.9261 | 6.8262 | 0.95937 | 6.5488 | 1.9261 | 6.8262 | 0.95937 | No | Hawkesbury | SDF2018
| Glenorie | 2025 |  | 6.5212 | 1.9179 | 6.7974 | 0.95937 | 6.5212 | 1.9179 | 6.7974 | 0.95937 | No | Hawkesbury | SDF2018
| Glenorie | 2026 |  | 6.5137 | 1.9157 | 6.7896 | 0.95937 | 6.5137 | 1.9157 | 6.7896 | 0.95937 | No | Hawkesbury | SDF2018
| Glenorie | 2027 |  | 6.5062 | 1.9135 | 6.7818 | 0.95937 | 6.5062 | 1.9135 | 6.7818 | 0.95937 | No | Hawkesbury | SDF2018
| East_Richmond | 2012 | [9 empty] | No | Hawkesbury | SDF2018
| East_Richmond | 2013 | [9 empty] | No | Hawkesbury | SDF2018
| East_Richmond | 2014 | [9 empty] | No | Hawkesbury | SDF2018
| East_Richmond | 2015 | 19.296 | 19.72 | 3.6716 | 20.0589 | 0.98311 | 18.1451 | 3.3784 | 18.4569 | 0.98311 | No | Hawkesbury | SDF2018
| East_Richmond | 2016 | 28.122 | 26.123 | 7.963 | 27.3097 | 0.95655 | 24.6263 | 7.5067 | 25.745 | 0.95655 | No | Hawkesbury | SDF2018
| East_Richmond | 2017 | 29.541 | 26.734 | 6.5192 | 27.5174 | 0.97153 | 24.921 | 6.0771 | 25.6513 | 0.97153 | No | Hawkesbury | SDF2018
| East_Richmond | 2018 |  | 27.2108 | 5.0507 | 27.6756 | 0.98321 | 25.3978 | 4.7142 | 25.8316 | 0.98321 | No | Hawkesbury | SDF2018
| East_Richmond | 2019 |  | 27.2128 | 5.0511 | 27.6777 | 0.98321 | 25.3998 | 4.7146 | 25.8337 | 0.98321 | No | Hawkesbury | SDF2018
| East_Richmond | 2020 |  | 27.0916 | 5.0286 | 27.5544 | 0.98321 | 25.2786 | 4.6921 | 25.7104 | 0.98321 | No | Hawkesbury | SDF2018
| East_Richmond | 2021 |  | 26.986 | 5.009 | 27.4469 | 0.98321 | 25.173 | 4.6725 | 25.6029 | 0.98321 | No | Hawkesbury | SDF2018
| East_Richmond | 2022 |  | 26.8853 | 4.9903 | 27.3445 | 0.98321 | 25.0723 | 4.6538 | 25.5006 | 0.98321 | No | Hawkesbury | SDF2018
| East_Richmond | 2023 |  | 26.791 | 4.9728 | 27.2486 | 0.98321 | 24.978 | 4.6363 | 25.4046 | 0.98321 | No | Hawkesbury | SDF2018
| East_Richmond | 2024 |  | 26.7013 | 4.9562 | 27.1574 | 0.98321 | 24.8883 | 4.6196 | 25.3135 | 0.98321 | No | Hawkesbury | SDF2018
| East_Richmond | 2025 |  | 26.6331 | 4.9435 | 27.088 | 0.98321 | 24.8201 | 4.607 | 25.244 | 0.98321 | No | Hawkesbury | SDF2018
| East_Richmond | 2026 |  | 26.6419 | 4.9451 | 27.0969 | 0.98321 | 24.8289 | 4.6086 | 25.253 | 0.98321 | No | Hawkesbury | SDF2018
| East_Richmond | 2027 |  | 26.6507 | 4.9468 | 27.1059 | 0.98321 | 24.8377 | 4.6102 | 25.2619 | 0.98321 | No | Hawkesbury | SDF2018
| Sydney_Trains_Hawkesbury | 2012 | 5.0101 | 4.968 | 0.648 | 5.0101 | 0.9916 | 4.968 | 0.648 | 5.0101 | 0.9916 | Yes | Hawkesbury | SDF2018
| Sydney_Trains_Hawkesbury | 2013 | 2.9024 | 2.88 | 0.36 | 2.9024 | 0.99228 | 2.88 | 0.36 | 2.9024 | 0.99228 | Yes | Hawkesbury | SDF2018
| Sydney_Trains_Hawkesbury | 2014 | 4.3926 | 4.392 | 0.072011 | 4.3926 | 0.99987 | 4.392 | 0.072011 | 4.3926 | 0.99987 | Yes | Hawkesbury | SDF2018
| Sydney_Trains_Hawkesbury | 2015 | 5.699 | 5.688 | 0.35392 | 5.699 | 0.99807 | 5.688 | 0.35392 | 5.699 | 0.99807 | Yes | Hawkesbury | SDF2018
| Sydney_Trains_Hawkesbury | 2016 | 6.49 | 6.48 | 0.36014 | 6.49 | 0.99846 | 6.48 | 0.36014 | 6.49 | 0.99846 | Yes | Hawkesbury | SDF2018
| Sydney_Trains_Hawkesbury | 2017 | 4.418 | 4.116 | 1.6054 | 4.418 | 0.93164 | 4.116 | 1.6054 | 4.418 | 0.93164 | Yes | Hawkesbury | SDF2018
| Sydney_Trains_Hawkesbury | 2018 |  | 4.116 | 0.71316 | 4.1773 | 0.98532 | 4.116 | 0.71316 | 4.1773 | 0.98532 | Yes | Hawkesbury | SDF2018
| Sydney_Trains_Hawkesbury | 2019 |  | 4.116 | 0.71316 | 4.1773 | 0.98532 | 4.116 | 0.71316 | 4.1773 | 0.98532 | Yes | Hawkesbury | SDF2018
| Sydney_Trains_Hawkesbury | 2020 |  | 4.116 | 0.71316 | 4.1773 | 0.98532 | 4.116 | 0.71316 | 4.1773 | 0.98532 | Yes | Hawkesbury | SDF2018
| Sydney_Trains_Hawkesbury | 2021 |  | 4.116 | 0.71316 | 4.1773 | 0.98532 | 4.116 | 0.71316 | 4.1773 | 0.98532 | Yes | Hawkesbury | SDF2018
| Sydney_Trains_Hawkesbury | 2022 |  | 4.116 | 0.71316 | 4.1773 | 0.98532 | 4.116 | 0.71316 | 4.1773 | 0.98532 | Yes | Hawkesbury | SDF2018
| Sydney_Trains_Hawkesbury | 2023 |  | 4.116 | 0.71316 | 4.1773 | 0.98532 | 4.116 | 0.71316 | 4.1773 | 0.98532 | Yes | Hawkesbury | SDF2018
| Sydney_Trains_Hawkesbury | 2024 |  | 4.116 | 0.71316 | 4.1773 | 0.98532 | 4.116 | 0.71316 | 4.1773 | 0.98532 | Yes | Hawkesbury | SDF2018
| Sydney_Trains_Hawkesbury | 2025 |  | 4.116 | 0.71316 | 4.1773 | 0.98532 | 4.116 | 0.71316 | 4.1773 | 0.98532 | Yes | Hawkesbury | SDF2018
| Sydney_Trains_Hawkesbury | 2026 |  | 4.116 | 0.71316 | 4.1773 | 0.98532 | 4.116 | 0.71316 | 4.1773 | 0.98532 | Yes | Hawkesbury | SDF2018
| Sydney_Trains_Hawkesbury | 2027 |  | 4.116 | 0.71316 | 4.1773 | 0.98532 | 4.116 | 0.71316 | 4.1773 | 0.98532 | Yes | Hawkesbury | SDF2018
| Kurrajong | 2012 | 8.9466 | 11.927 | 4.3297 | 12.6886 | 0.93998 | 10.5904 | 3.8445 | 11.2666 | 0.93998 | No | Hawkesbury | SDF2018
| Kurrajong | 2013 | 13.1966 | 11.533 | 4.3282 | 12.3184 | 0.93624 | 10.1966 | 3.8267 | 10.891 | 0.93624 | No | Hawkesbury | SDF2018
| Kurrajong | 2014 | 11.363 | 11.757 | 4.3533 | 12.5371 | 0.93778 | 10.4203 | 3.8583 | 11.1117 | 0.93778 | No | Hawkesbury | SDF2018
| Kurrajong | 2015 | 12.642 | 11.627 | 4.0074 | 12.2982 | 0.94542 | 10.2899 | 3.5466 | 10.8839 | 0.94542 | No | Hawkesbury | SDF2018
| Kurrajong | 2016 | 13.152 | 12.225 | 3.9062 | 12.8339 | 0.95255 | 10.827 | 3.4595 | 11.3663 | 0.95255 | No | Hawkesbury | SDF2018
| Kurrajong | 2017 | 15.203 | 12.808 | 3.99 | 13.4151 | 0.95475 | 11.122 | 3.4647 | 11.6492 | 0.95475 | No | Hawkesbury | SDF2018
| Kurrajong | 2018 |  | 11.8408 | 4.1203 | 12.5372 | 0.94445 | 10.1548 | 3.5336 | 10.7521 | 0.94445 | No | Hawkesbury | SDF2018
| Kurrajong | 2019 |  | 11.8611 | 4.1273 | 12.5587 | 0.94445 | 10.1751 | 3.5407 | 10.7735 | 0.94445 | No | Hawkesbury | SDF2018
| Kurrajong | 2020 |  | 11.7702 | 4.0957 | 12.4624 | 0.94445 | 10.0842 | 3.509 | 10.6773 | 0.94445 | No | Hawkesbury | SDF2018
| Kurrajong | 2021 |  | 11.6864 | 4.0666 | 12.3737 | 0.94445 | 10.0004 | 3.4799 | 10.5885 | 0.94445 | No | Hawkesbury | SDF2018
| Kurrajong | 2022 |  | 11.6017 | 4.0371 | 12.284 | 0.94445 | 9.9157 | 3.4504 | 10.4989 | 0.94445 | No | Hawkesbury | SDF2018
| Kurrajong | 2023 |  | 11.5206 | 4.0089 | 12.1981 | 0.94445 | 9.8346 | 3.4222 | 10.413 | 0.94445 | No | Hawkesbury | SDF2018
| Kurrajong | 2024 |  | 11.4444 | 3.9824 | 12.1175 | 0.94445 | 9.7584 | 3.3957 | 10.3323 | 0.94445 | No | Hawkesbury | SDF2018
| Kurrajong | 2025 |  | 11.3762 | 3.9586 | 12.0453 | 0.94445 | 9.6902 | 3.372 | 10.2602 | 0.94445 | No | Hawkesbury | SDF2018
| Kurrajong | 2026 |  | 11.3476 | 3.9487 | 12.015 | 0.94445 | 9.6616 | 3.362 | 10.2298 | 0.94445 | No | Hawkesbury | SDF2018
| Kurrajong | 2027 |  | 11.3189 | 3.9387 | 11.9846 | 0.94445 | 9.6329 | 3.352 | 10.1994 | 0.94445 | No | Hawkesbury | SDF2018
| North_Richmond | 2012 | 16.7506 | 19.539 | 6.4761 | 20.5843 | 0.94922 | 17.9934 | 5.9638 | 18.956 | 0.94922 | No | Hawkesbury | SDF2018
| North_Richmond | 2013 | 19.7876 | 19.422 | 6.0218 | 20.3341 | 0.95514 | 17.8764 | 5.5426 | 18.7159 | 0.95514 | No | Hawkesbury | SDF2018
| North_Richmond | 2014 | 18.5071 | 20.019 | 6.3928 | 21.015 | 0.95261 | 18.4734 | 5.8992 | 19.3925 | 0.95261 | No | Hawkesbury | SDF2018
| North_Richmond | 2015 | 19.4729 | 19.191 | 6.1284 | 20.1458 | 0.95261 | 17.6448 | 5.6346 | 18.5226 | 0.95261 | No | Hawkesbury | SDF2018
| North_Richmond | 2016 | 13.7307 | 16.631 | 5.3109 | 17.4584 | 0.95261 | 15.035 | 4.8012 | 15.783 | 0.95261 | No | Hawkesbury | SDF2018
| North_Richmond | 2017 | 16.5756 | 15.069 | 4.8121 | 15.8187 | 0.95261 | 13.777 | 4.3995 | 14.4624 | 0.95261 | No | Hawkesbury | SDF2018
| North_Richmond | 2018 |  | 16.0453 | 5.1321 | 16.8461 | 0.95247 | 14.7533 | 4.7189 | 15.4896 | 0.95247 | No | Hawkesbury | SDF2018
| North_Richmond | 2019 |  | 17.2755 | 5.5256 | 18.1376 | 0.95247 | 15.9835 | 5.1123 | 16.7811 | 0.95247 | No | Hawkesbury | SDF2018
| North_Richmond | 2020 |  | 17.5169 | 5.6028 | 18.3911 | 0.95247 | 16.2249 | 5.1895 | 17.0346 | 0.95247 | No | Hawkesbury | SDF2018
| North_Richmond | 2021 |  | 17.461 | 5.5849 | 18.3324 | 0.95247 | 16.169 | 5.1717 | 16.9759 | 0.95247 | No | Hawkesbury | SDF2018
| North_Richmond | 2022 |  | 17.4076 | 5.5678 | 18.2764 | 0.95247 | 16.1156 | 5.1546 | 16.9199 | 0.95247 | No | Hawkesbury | SDF2018
| North_Richmond | 2023 |  | 17.3579 | 5.5519 | 18.2242 | 0.95247 | 16.0659 | 5.1387 | 16.8677 | 0.95247 | No | Hawkesbury | SDF2018
| North_Richmond | 2024 |  | 17.311 | 5.5369 | 18.1749 | 0.95247 | 16.019 | 5.1237 | 16.8184 | 0.95247 | No | Hawkesbury | SDF2018
| North_Richmond | 2025 |  | 17.2757 | 5.5256 | 18.1379 | 0.95247 | 15.9837 | 5.1124 | 16.7814 | 0.95247 | No | Hawkesbury | SDF2018
| North_Richmond | 2026 |  | 17.2881 | 5.5296 | 18.1509 | 0.95247 | 15.9961 | 5.1164 | 16.7944 | 0.95247 | No | Hawkesbury | SDF2018
| North_Richmond | 2027 |  | 17.3005 | 5.5336 | 18.1639 | 0.95247 | 16.0085 | 5.1203 | 16.8074 | 0.95247 | No | Hawkesbury | SDF2018
| Richmond_ | 2012 | 19.1105 | 22.881 | 1.2951 | 22.9176 | 0.9984 | 21.3062 | 1.206 | 21.3403 | 0.9984 | No | Hawkesbury | SDF2018
| Richmond_ | 2013 | 19.3451 | 21.665 | 1.8886 | 21.7472 | 0.99622 | 20.0905 | 1.7513 | 20.1667 | 0.99622 | No | Hawkesbury | SDF2018
| Richmond_ | 2014 | 19.0854 | 21.807 | 2.512 | 21.9512 | 0.99343 | 20.2322 | 2.3306 | 20.366 | 0.99343 | No | Hawkesbury | SDF2018
| Richmond_ | 2015 | [9 empty] | No | Hawkesbury | SDF2018
| Richmond_ | 2016 | [9 empty] | No | Hawkesbury | SDF2018
| Richmond_ | 2017 | [9 empty] | No | Hawkesbury | SDF2018
| Richmond_ | 2018 | [9 empty] | No | Hawkesbury | SDF2018
| Richmond_ | 2019 | [9 empty] | No | Hawkesbury | SDF2018
| Richmond_ | 2020 | [9 empty] | No | Hawkesbury | SDF2018
| Richmond_ | 2021 | [9 empty] | No | Hawkesbury | SDF2018
| Richmond_ | 2022 | [9 empty] | No | Hawkesbury | SDF2018
| Richmond_ | 2023 | [9 empty] | No | Hawkesbury | SDF2018
| Richmond_ | 2024 | [9 empty] | No | Hawkesbury | SDF2018
| Richmond_ | 2025 | [9 empty] | No | Hawkesbury | SDF2018
| Richmond_ | 2026 | [9 empty] | No | Hawkesbury | SDF2018
| Richmond_ | 2027 | [9 empty] | No | Hawkesbury | SDF2018
| Riverstone | 2012 | 19.0036 | 23.811 | 0.90281 | 23.8281 | 0.99928 | 21.6035 | 0.81911 | 21.619 | 0.99928 | No | Hawkesbury | SDF2018
| Riverstone | 2013 | 13.8307 | 13.916 | 0.43486 | 13.9228 | 0.99951 | 12.7339 | 0.39792 | 12.7401 | 0.99951 | No | Hawkesbury | SDF2018
| Riverstone | 2014 | 13.8692 | 14.452 | 0.52551 | 14.4616 | 0.99934 | 13.3401 | 0.48508 | 13.3489 | 0.99934 | No | Hawkesbury | SDF2018
| Riverstone | 2015 | 14.155 | 15.928 | 0.50111 | 15.9359 | 0.99951 | 14.574 | 0.45851 | 14.5812 | 0.99951 | No | Hawkesbury | SDF2018
| Riverstone | 2016 | 15.759 | 17.225 | 3.285 | 17.5355 | 0.9823 | 15.445 | 2.9456 | 15.7234 | 0.9823 | No | Hawkesbury | SDF2018
| Riverstone | 2017 | 21.175 | 18.009 | 2.4094 | 18.1695 | 0.99117 | 16.532 | 2.2118 | 16.6793 | 0.99117 | No | Hawkesbury | SDF2018
| Riverstone | 2018 |  | 14.4311 | 1.4215 | 14.501 | 0.99518 | 12.9541 | 1.276 | 13.0168 | 0.99518 | No | Hawkesbury | SDF2018
| Riverstone | 2019 |  | 19.8334 | 1.9536 | 19.9294 | 0.99518 | 18.3564 | 1.8081 | 18.4452 | 0.99518 | No | Hawkesbury | SDF2018
| Riverstone | 2020 |  | 21.5928 | 2.1269 | 21.6973 | 0.99518 | 20.1158 | 1.9814 | 20.2131 | 0.99518 | No | Hawkesbury | SDF2018
| Riverstone | 2021 |  | 26.1675 | 2.5775 | 26.2941 | 0.99518 | 24.6905 | 2.432 | 24.81 | 0.99518 | No | Hawkesbury | SDF2018
| Riverstone | 2022 |  | 26.7451 | 2.6344 | 26.8745 | 0.99518 | 25.2681 | 2.4889 | 25.3904 | 0.99518 | No | Hawkesbury | SDF2018
| Riverstone | 2023 |  | 29.3969 | 2.8956 | 29.5391 | 0.99518 | 27.9199 | 2.7501 | 28.055 | 0.99518 | No | Hawkesbury | SDF2018
| Riverstone | 2024 |  | 32.211 | 3.1728 | 32.3668 | 0.99518 | 30.734 | 3.0273 | 30.8827 | 0.99518 | No | Hawkesbury | SDF2018
| Riverstone | 2025 |  | 35.1188 | 3.4592 | 35.2888 | 0.99518 | 33.6418 | 3.3137 | 33.8046 | 0.99518 | No | Hawkesbury | SDF2018
| Riverstone | 2026 |  | 38.0833 | 3.7512 | 38.2676 | 0.99518 | 36.6063 | 3.6057 | 36.7834 | 0.99518 | No | Hawkesbury | SDF2018
| Riverstone | 2027 |  | 39.8535 | 3.9255 | 40.0464 | 0.99518 | 38.3765 | 3.7801 | 38.5622 | 0.99518 | No | Hawkesbury | SDF2018
| South_Windsor | 2012 | 30.0565 | 36.74 | 16.9644 | 40.4675 | 0.90789 | 33.4246 | 15.4335 | 36.8157 | 0.90789 | No | Hawkesbury | SDF2018
| South_Windsor | 2013 | 37.2932 | 35.184 | 13.3732 | 37.6398 | 0.93475 | 31.8685 | 12.113 | 34.0929 | 0.93475 | No | Hawkesbury | SDF2018
| South_Windsor | 2014 | 31.5577 | 37.569 | 6.6122 | 38.1464 | 0.98486 | 34.2531 | 6.0286 | 34.7796 | 0.98486 | No | Hawkesbury | SDF2018
| South_Windsor | 2015 | 32.882 | 38.164 | 5.8686 | 38.6126 | 0.98838 | 34.8482 | 5.3587 | 35.2578 | 0.98838 | No | Hawkesbury | SDF2018
| South_Windsor | 2016 | 36.52 | 39.257 | 6.2904 | 39.7578 | 0.9874 | 35.758 | 5.7297 | 36.2141 | 0.9874 | No | Hawkesbury | SDF2018
| South_Windsor | 2017 | 36.115 | 35.676 | 5.111 | 36.0402 | 0.98989 | 32.804 | 4.6995 | 33.1389 | 0.98989 | No | Hawkesbury | SDF2018
| South_Windsor | 2018 |  | 36.5528 | 9.8539 | 37.8577 | 0.96553 | 33.6808 | 9.0797 | 34.8832 | 0.96553 | No | Hawkesbury | SDF2018
| South_Windsor | 2019 |  | 37.8611 | 10.2066 | 39.2127 | 0.96553 | 34.9891 | 9.4324 | 36.2382 | 0.96553 | No | Hawkesbury | SDF2018
| South_Windsor | 2020 |  | 39.2382 | 10.5778 | 40.639 | 0.96553 | 36.3662 | 9.8036 | 37.6645 | 0.96553 | No | Hawkesbury | SDF2018
| South_Windsor | 2021 |  | 39.1337 | 10.5496 | 40.5307 | 0.96553 | 36.2617 | 9.7754 | 37.5562 | 0.96553 | No | Hawkesbury | SDF2018
| South_Windsor | 2022 |  | 39.0374 | 10.5237 | 40.431 | 0.96553 | 36.1654 | 9.7494 | 37.4565 | 0.96553 | No | Hawkesbury | SDF2018
| South_Windsor | 2023 |  | 38.949 | 10.4999 | 40.3395 | 0.96553 | 36.077 | 9.7256 | 37.3649 | 0.96553 | No | Hawkesbury | SDF2018
| South_Windsor | 2024 |  | 38.8654 | 10.4773 | 40.2529 | 0.96553 | 35.9934 | 9.7031 | 37.2784 | 0.96553 | No | Hawkesbury | SDF2018
| South_Windsor | 2025 |  | 38.8101 | 10.4624 | 40.1956 | 0.96553 | 35.9381 | 9.6882 | 37.2211 | 0.96553 | No | Hawkesbury | SDF2018
| South_Windsor | 2026 |  | 38.8653 | 10.4773 | 40.2528 | 0.96553 | 35.9933 | 9.7031 | 37.2783 | 0.96553 | No | Hawkesbury | SDF2018
| South_Windsor | 2027 |  | 38.9206 | 10.4922 | 40.31 | 0.96553 | 36.0486 | 9.718 | 37.3355 | 0.96553 | No | Hawkesbury | SDF2018
| Windsor_ | 2012 | 15.3477 | 18.531 | 7.7474 | 20.0853 | 0.92261 | 17.0934 | 7.1464 | 18.5271 | 0.92261 | No | Hawkesbury | SDF2018
| Windsor_ | 2013 | 18.999 | 18.741 | 6.2263 | 19.7482 | 0.949 | 17.3034 | 5.7487 | 18.2333 | 0.949 | No | Hawkesbury | SDF2018
| Windsor_ | 2014 | 19.2573 | 19.215 | 6.9139 | 20.421 | 0.94094 | 17.7778 | 6.3968 | 18.8936 | 0.94094 | No | Hawkesbury | SDF2018
| Windsor_ | 2015 | 18.2 | 19.576 | 5.592 | 20.359 | 0.96154 | 18.1384 | 5.1814 | 18.8639 | 0.96154 | No | Hawkesbury | SDF2018
| Windsor_ | 2016 | 21.869 | 20.565 | 5.9405 | 21.4058 | 0.96072 | 19.322 | 5.5814 | 20.112 | 0.96072 | No | Hawkesbury | SDF2018
| Windsor_ | 2017 | 23.386 | 22.4 | 6.719 | 23.386 | 0.95784 | 22.4 | 6.719 | 23.386 | 0.95784 | No | Hawkesbury | SDF2018
| Windsor_ | 2018 |  | 24.4988 | 8.1584 | 25.8215 | 0.94877 | 24.4988 | 8.1584 | 25.8215 | 0.94877 | No | Hawkesbury | SDF2018
| Windsor_ | 2019 |  | 24.9717 | 8.3159 | 26.3199 | 0.94877 | 24.9717 | 8.3159 | 26.3199 | 0.94877 | No | Hawkesbury | SDF2018
| Windsor_ | 2020 |  | 24.9091 | 8.295 | 26.2539 | 0.94877 | 24.9091 | 8.295 | 26.2539 | 0.94877 | No | Hawkesbury | SDF2018
| Windsor_ | 2021 |  | 24.8627 | 8.2795 | 26.205 | 0.94877 | 24.8627 | 8.2795 | 26.205 | 0.94877 | No | Hawkesbury | SDF2018
| Windsor_ | 2022 |  | 24.8271 | 8.2677 | 26.1675 | 0.94877 | 24.8271 | 8.2677 | 26.1675 | 0.94877 | No | Hawkesbury | SDF2018
| Windsor_ | 2023 |  | 24.7969 | 8.2577 | 26.1357 | 0.94877 | 24.7969 | 8.2577 | 26.1357 | 0.94877 | No | Hawkesbury | SDF2018
| Windsor_ | 2024 |  | 24.7667 | 8.2476 | 26.1039 | 0.94877 | 24.7667 | 8.2476 | 26.1039 | 0.94877 | No | Hawkesbury | SDF2018
| Windsor_ | 2025 |  | 24.7621 | 8.246 | 26.099 | 0.94877 | 24.7621 | 8.246 | 26.099 | 0.94877 | No | Hawkesbury | SDF2018
| Windsor_ | 2026 |  | 24.8309 | 8.269 | 26.1715 | 0.94877 | 24.8309 | 8.269 | 26.1715 | 0.94877 | No | Hawkesbury | SDF2018
| Windsor_ | 2027 |  | 24.8997 | 8.2919 | 26.2441 | 0.94877 | 24.8997 | 8.2919 | 26.2441 | 0.94877 | No | Hawkesbury | SDF2018
| Wisemans | 2012 | 4.9646 | 4.6392 | 1.7678 | 4.9646 | 0.93446 | 4.6392 | 1.7678 | 4.9646 | 0.93446 | No | Hawkesbury | SDF2018
| Wisemans | 2013 | 5.3133 | 5.0772 | 1.5664 | 5.3133 | 0.95556 | 5.0772 | 1.5664 | 5.3133 | 0.95556 | No | Hawkesbury | SDF2018
| Wisemans | 2014 | 5.1285 | 4.8357 | 1.7082 | 5.1285 | 0.9429 | 4.8357 | 1.7082 | 5.1285 | 0.9429 | No | Hawkesbury | SDF2018
| Wisemans | 2015 | 5.586 | 5.258 | 1.886 | 5.586 | 0.94128 | 5.258 | 1.886 | 5.586 | 0.94128 | No | Hawkesbury | SDF2018
| Wisemans | 2016 | 5.848 | 5.561 | 1.8095 | 5.848 | 0.95092 | 5.561 | 1.8095 | 5.848 | 0.95092 | No | Hawkesbury | SDF2018
| Wisemans | 2017 | 6.396 | 6.099 | 1.9264 | 6.396 | 0.95356 | 6.099 | 1.9264 | 6.396 | 0.95356 | No | Hawkesbury | SDF2018
| Wisemans | 2018 |  | 6.0752 | 2.0724 | 6.419 | 0.94645 | 6.0752 | 2.0724 | 6.419 | 0.94645 | No | Hawkesbury | SDF2018
| Wisemans | 2019 |  | 6.0506 | 2.064 | 6.393 | 0.94645 | 6.0506 | 2.064 | 6.393 | 0.94645 | No | Hawkesbury | SDF2018
| Wisemans | 2020 |  | 6.0251 | 2.0553 | 6.366 | 0.94645 | 6.0251 | 2.0553 | 6.366 | 0.94645 | No | Hawkesbury | SDF2018
| Wisemans | 2021 |  | 6.0024 | 2.0476 | 6.342 | 0.94645 | 6.0024 | 2.0476 | 6.342 | 0.94645 | No | Hawkesbury | SDF2018
| Wisemans | 2022 |  | 5.9806 | 2.0401 | 6.319 | 0.94645 | 5.9806 | 2.0401 | 6.319 | 0.94645 | No | Hawkesbury | SDF2018
| Wisemans | 2023 |  | 5.9601 | 2.0332 | 6.2974 | 0.94645 | 5.9601 | 2.0332 | 6.2974 | 0.94645 | No | Hawkesbury | SDF2018
| Wisemans | 2024 |  | 5.9409 | 2.0266 | 6.2771 | 0.94645 | 5.9409 | 2.0266 | 6.2771 | 0.94645 | No | Hawkesbury | SDF2018
| Wisemans | 2025 |  | 5.9261 | 2.0215 | 6.2614 | 0.94645 | 5.9261 | 2.0215 | 6.2614 | 0.94645 | No | Hawkesbury | SDF2018
| Wisemans | 2026 |  | 5.9298 | 2.0228 | 6.2653 | 0.94645 | 5.9298 | 2.0228 | 6.2653 | 0.94645 | No | Hawkesbury | SDF2018
| Wisemans | 2027 |  | 5.9335 | 2.0241 | 6.2692 | 0.94645 | 5.9335 | 2.0241 | 6.2692 | 0.94645 | No | Hawkesbury | SDF2018
| Undiversified | 2012 | 139.789 | 173.0252 | 51.8578 | 182.7505 | 0.94678 | 157.902 | 47.1128 | 166.7267 | 0.94707 | No | Hawkesbury | SDF2018
| Undiversified | 2013 | 159.6742 | 155.4512 | 44.6716 | 162.9173 | 0.95417 | 141.9291 | 40.5668 | 148.6899 | 0.95453 | No | Hawkesbury | SDF2018
| Undiversified | 2014 | 151.8193 | 162.3047 | 40.397 | 168.4898 | 0.96329 | 148.8867 | 36.8471 | 154.5152 | 0.96357 | No | Hawkesbury | SDF2018
| Undiversified | 2015 | 161.1029 | 171.068 | 41.4836 | 177.1728 | 0.96554 | 156.7464 | 37.7958 | 162.2859 | 0.96587 | No | Hawkesbury | SDF2018
| Undiversified | 2016 | 177.1497 | 181.618 | 47.4389 | 188.2574 | 0.96473 | 166.8383 | 43.4717 | 172.9157 | 0.96485 | No | Hawkesbury | SDF2018
| Undiversified | 2017 | 195.4126 | 178.142 | 45.5423 | 184.4247 | 0.96593 | 165.536 | 42.3645 | 171.3806 | 0.9659 | No | Hawkesbury | SDF2018
| Undiversified | 2018 |  | 178.7093 | 50.3601 | 186.2423 | 0.95955 | 166.1033 | 46.794 | 173.0921 | 0.95962 | No | Hawkesbury | SDF2018
| Undiversified | 2019 |  | 187.2179 | 51.8308 | 194.9168 | 0.9605 | 174.6119 | 48.2648 | 181.7665 | 0.96064 | No | Hawkesbury | SDF2018
| Undiversified | 2020 |  | 190.0561 | 52.2816 | 197.7969 | 0.96086 | 177.4501 | 48.7156 | 184.6467 | 0.96102 | No | Hawkesbury | SDF2018
| Undiversified | 2021 |  | 193.993 | 52.5345 | 201.7247 | 0.96167 | 181.387 | 48.9684 | 188.5745 | 0.96189 | No | Hawkesbury | SDF2018
| Undiversified | 2022 |  | 193.9592 | 52.4011 | 201.6636 | 0.9618 | 181.3532 | 48.8351 | 188.5134 | 0.96202 | No | Hawkesbury | SDF2018
| Undiversified | 2023 |  | 196.0379 | 52.4837 | 203.7267 | 0.96226 | 183.4319 | 48.9176 | 190.5765 | 0.96251 | No | Hawkesbury | SDF2018
| Undiversified | 2024 |  | 198.3099 | 52.592 | 205.9856 | 0.96274 | 185.7039 | 49.026 | 192.8353 | 0.96302 | No | Hawkesbury | SDF2018
| Undiversified | 2025 |  | 200.7997 | 52.7467 | 208.4683 | 0.96321 | 188.1937 | 49.1807 | 195.3181 | 0.96352 | No | Hawkesbury | SDF2018
| Undiversified | 2026 |  | 203.8278 | 53.0528 | 211.512 | 0.96367 | 191.2218 | 49.4867 | 198.3618 | 0.96401 | No | Hawkesbury | SDF2018
| Undiversified | 2027 |  | 205.6616 | 53.2412 | 213.3557 | 0.96394 | 193.0556 | 49.6751 | 200.2055 | 0.96429 | No | Hawkesbury | SDF2018
| Diversified | 2012 | 126.2836 | 164.531 | 9.5373 | 164.8072 | 0.99832 | 150.831 | 8.7432 | 151.0842 | 0.99832 | No | Hawkesbury | SDF2018
| Diversified | 2013 | 150.4598 | 156.329 | 27.1051 | 158.6614 | 0.9853 | 142.629 | 24.7297 | 144.757 | 0.9853 | No | Hawkesbury | SDF2018
| Diversified | 2014 | 135.8355 | 161.249 | 16.7565 | 162.1173 | 0.99464 | 147.548 | 15.3327 | 148.3425 | 0.99464 | No | Hawkesbury | SDF2018
| Diversified | 2015 | 147.961 | 166.695 | 21.2611 | 168.0454 | 0.99196 | 152.995 | 19.5137 | 154.2344 | 0.99196 | No | Hawkesbury | SDF2018
| Diversified | 2016 | 170.295 | 171.73 | 43.1197 | 177.0607 | 0.96989 | 158.27 | 39.74 | 163.1829 | 0.96989 | No | Hawkesbury | SDF2018
| Diversified | 2017 | 181.0481 | 166.551 | 36.5856 | 170.522 | 0.97671 | 153.255 | 33.6649 | 156.909 | 0.97671 | No | Hawkesbury | SDF2018
| Diversified | 2018 |  | 165.451 | 36.344 | 169.3958 | 0.97671 | 153.7802 | 33.7803 | 157.4467 | 0.97671 | No | Hawkesbury | SDF2018
| Diversified | 2019 |  | 173.3283 | 38.0744 | 177.4609 | 0.97671 | 161.6575 | 35.5107 | 165.5118 | 0.97671 | No | Hawkesbury | SDF2018
| Diversified | 2020 |  | 175.956 | 38.6516 | 180.1512 | 0.97671 | 164.2852 | 36.0879 | 168.2021 | 0.97671 | No | Hawkesbury | SDF2018
| Diversified | 2021 |  | 179.6008 | 39.4522 | 183.8829 | 0.97671 | 167.93 | 36.8885 | 171.9338 | 0.97671 | No | Hawkesbury | SDF2018
| Diversified | 2022 |  | 179.5695 | 39.4453 | 183.8509 | 0.97671 | 167.8988 | 36.8817 | 171.9019 | 0.97671 | No | Hawkesbury | SDF2018
| Diversified | 2023 |  | 181.494 | 39.8681 | 185.8212 | 0.97671 | 169.8232 | 37.3044 | 173.8722 | 0.97671 | No | Hawkesbury | SDF2018
| Diversified | 2024 |  | 183.5974 | 40.3301 | 187.9748 | 0.97671 | 171.9267 | 37.7665 | 176.0258 | 0.97671 | No | Hawkesbury | SDF2018
| Diversified | 2025 |  | 185.9025 | 40.8365 | 190.3349 | 0.97671 | 174.2318 | 38.2728 | 178.3859 | 0.97671 | No | Hawkesbury | SDF2018
| Diversified | 2026 |  | 188.7059 | 41.4523 | 193.2051 | 0.97671 | 177.0352 | 38.8886 | 181.2561 | 0.97671 | No | Hawkesbury | SDF2018
| Diversified | 2027 |  | 190.4037 | 41.8252 | 194.9434 | 0.97671 | 178.733 | 39.2616 | 182.9944 | 0.97671 | No | Hawkesbury | SDF2018
| Granville_132kV | 2012 | [9 empty] | No | Holroyd_132kV | SDF2018
| Granville_132kV | 2013 | [9 empty] | No | Holroyd_132kV | SDF2018
| Granville_132kV | 2014 | [9 empty] | No | Holroyd_132kV | SDF2018
| Granville_132kV | 2015 | [9 empty] | No | Holroyd_132kV | SDF2018
| Granville_132kV | 2016 | 29.298 | 24.863 | 2.0387 | 24.9464 | 0.99666 | 23.701 | 1.9434 | 23.7805 | 0.99666 | No | Holroyd_132kV | SDF2018
| Granville_132kV | 2017 | 28.357 | 25.09 | 1.5932 | 25.1405 | 0.99799 | 23.91 | 1.5183 | 23.9582 | 0.99799 | No | Holroyd_132kV | SDF2018
| Granville_132kV | 2018 |  | 27.304 | 5.4022 | 27.8333 | 0.98098 | 26.124 | 5.1687 | 26.6305 | 0.98098 | No | Holroyd_132kV | SDF2018
| Granville_132kV | 2019 |  | 29.6566 | 5.8676 | 30.2315 | 0.98098 | 28.4766 | 5.6342 | 29.0286 | 0.98098 | No | Holroyd_132kV | SDF2018
| Granville_132kV | 2020 |  | 32.9967 | 6.5285 | 33.6363 | 0.98098 | 31.8167 | 6.295 | 32.4335 | 0.98098 | No | Holroyd_132kV | SDF2018
| Granville_132kV | 2021 |  | 33.5644 | 6.6408 | 34.215 | 0.98098 | 32.3844 | 6.4073 | 33.0121 | 0.98098 | No | Holroyd_132kV | SDF2018
| Granville_132kV | 2022 |  | 33.9765 | 6.7223 | 34.6351 | 0.98098 | 32.7965 | 6.4889 | 33.4322 | 0.98098 | No | Holroyd_132kV | SDF2018
| Granville_132kV | 2023 |  | 34.2228 | 6.7711 | 34.8862 | 0.98098 | 33.0428 | 6.5376 | 33.6834 | 0.98098 | No | Holroyd_132kV | SDF2018
| Granville_132kV | 2024 |  | 34.2946 | 6.7853 | 34.9594 | 0.98098 | 33.1146 | 6.5518 | 33.7565 | 0.98098 | No | Holroyd_132kV | SDF2018
| Granville_132kV | 2025 |  | 34.3168 | 6.7897 | 34.982 | 0.98098 | 33.1368 | 6.5562 | 33.7791 | 0.98098 | No | Holroyd_132kV | SDF2018
| Granville_132kV | 2026 |  | 34.4452 | 6.8151 | 35.1129 | 0.98098 | 33.2652 | 6.5816 | 33.91 | 0.98098 | No | Holroyd_132kV | SDF2018
| Granville_132kV | 2027 |  | 34.5735 | 6.8405 | 35.2438 | 0.98098 | 33.3935 | 6.607 | 34.0409 | 0.98098 | No | Holroyd_132kV | SDF2018
| North_Parramatta | 2012 | [9 empty] | No | Holroyd_132kV | SDF2018
| North_Parramatta | 2013 | [9 empty] | No | Holroyd_132kV | SDF2018
| North_Parramatta | 2014 | [9 empty] | No | Holroyd_132kV | SDF2018
| North_Parramatta | 2015 | 27.07 | 32.842 |  | 32.842 | 1 | 29.963 |  | 29.963 | 1 | No | Holroyd_132kV | SDF2018
| North_Parramatta | 2016 | 31.11 | 32.98 |  | 32.98 | 1 | 30.204 |  | 30.204 | 1 | No | Holroyd_132kV | SDF2018
| North_Parramatta | 2017 | 32.56 | 32.078 |  | 32.078 | 1 | 29.095 |  | 29.095 | 1 | No | Holroyd_132kV | SDF2018
| North_Parramatta | 2018 |  | 33.4153 | 1.7854 | 33.463 | 0.99858 | 30.4323 | 1.626 | 30.4758 | 0.99858 | No | Holroyd_132kV | SDF2018
| North_Parramatta | 2019 |  | 35.3046 | 1.8863 | 35.3549 | 0.99858 | 32.3216 | 1.727 | 32.3677 | 0.99858 | No | Holroyd_132kV | SDF2018
| North_Parramatta | 2020 |  | 38.2774 | 2.0452 | 38.332 | 0.99858 | 35.2944 | 1.8858 | 35.3447 | 0.99858 | No | Holroyd_132kV | SDF2018
| North_Parramatta | 2021 |  | 38.5177 | 2.058 | 38.5726 | 0.99858 | 35.5347 | 1.8986 | 35.5854 | 0.99858 | No | Holroyd_132kV | SDF2018
| North_Parramatta | 2022 |  | 38.8952 | 2.0782 | 38.9506 | 0.99858 | 35.9122 | 1.9188 | 35.9634 | 0.99858 | No | Holroyd_132kV | SDF2018
| North_Parramatta | 2023 |  | 39.3942 | 2.1049 | 39.4504 | 0.99858 | 36.4112 | 1.9455 | 36.4631 | 0.99858 | No | Holroyd_132kV | SDF2018
| North_Parramatta | 2024 |  | 40.0017 | 2.1373 | 40.0588 | 0.99858 | 37.0187 | 1.9779 | 37.0716 | 0.99858 | No | Holroyd_132kV | SDF2018
| North_Parramatta | 2025 |  | 40.7724 | 2.1785 | 40.8305 | 0.99858 | 37.7894 | 2.0191 | 37.8433 | 0.99858 | No | Holroyd_132kV | SDF2018
| North_Parramatta | 2026 |  | 41.7876 | 2.2327 | 41.8472 | 0.99858 | 38.8046 | 2.0734 | 38.86 | 0.99858 | No | Holroyd_132kV | SDF2018
| North_Parramatta | 2027 |  | 42.8029 | 2.287 | 42.8639 | 0.99858 | 39.8199 | 2.1276 | 39.8767 | 0.99858 | No | Holroyd_132kV | SDF2018
| West_Parramatta | 2012 | [9 empty] | No | Holroyd_132kV | SDF2018
| West_Parramatta | 2013 | [9 empty] | No | Holroyd_132kV | SDF2018
| West_Parramatta | 2014 | [9 empty] | No | Holroyd_132kV | SDF2018
| West_Parramatta | 2015 | 47.436 | 43.715 | 7.4035 | 44.3375 | 0.98596 | 41.7448 | 7.0699 | 42.3392 | 0.98596 | No | Holroyd_132kV | SDF2018
| West_Parramatta | 2016 | 51.236 | 48.327 | 10.4434 | 49.4425 | 0.97744 | 46.084 | 9.9587 | 47.1478 | 0.97744 | No | Holroyd_132kV | SDF2018
| West_Parramatta | 2017 | 53.068 | 49.651 | 9.5643 | 50.5638 | 0.98195 | 47.666 | 9.1819 | 48.5423 | 0.98195 | No | Holroyd_132kV | SDF2018
| West_Parramatta | 2018 |  | 53.995 | 13.586 | 55.678 | 0.96977 | 52.01 | 13.0865 | 53.6311 | 0.96977 | No | Holroyd_132kV | SDF2018
| West_Parramatta | 2019 |  | 56.3156 | 14.1699 | 58.0709 | 0.96977 | 54.3306 | 13.6704 | 56.0241 | 0.96977 | No | Holroyd_132kV | SDF2018
| West_Parramatta | 2020 |  | 72.0679 | 18.1334 | 74.3142 | 0.96977 | 70.0829 | 17.634 | 72.2673 | 0.96977 | No | Holroyd_132kV | SDF2018
| West_Parramatta | 2021 |  | 72.4467 | 18.2287 | 74.7048 | 0.96977 | 70.4617 | 17.7293 | 72.658 | 0.96977 | No | Holroyd_132kV | SDF2018
| West_Parramatta | 2022 |  | 73.5115 | 18.4967 | 75.8028 | 0.96977 | 71.5265 | 17.9972 | 73.7559 | 0.96977 | No | Holroyd_132kV | SDF2018
| West_Parramatta | 2023 |  | 75.0577 | 18.8857 | 77.3972 | 0.96977 | 73.0727 | 18.3863 | 75.3503 | 0.96977 | No | Holroyd_132kV | SDF2018
| West_Parramatta | 2024 |  | 76.1182 | 19.1526 | 78.4908 | 0.96977 | 74.1332 | 18.6531 | 76.4439 | 0.96977 | No | Holroyd_132kV | SDF2018
| West_Parramatta | 2025 |  | 76.6709 | 19.2916 | 79.0607 | 0.96977 | 74.6859 | 18.7922 | 77.0138 | 0.96977 | No | Holroyd_132kV | SDF2018
| West_Parramatta | 2026 |  | 77.1634 | 19.4155 | 79.5685 | 0.96977 | 75.1784 | 18.9161 | 77.5217 | 0.96977 | No | Holroyd_132kV | SDF2018
| West_Parramatta | 2027 |  | 77.6559 | 19.5395 | 80.0764 | 0.96977 | 75.6709 | 19.04 | 78.0295 | 0.96977 | No | Holroyd_132kV | SDF2018
| Undiversified | 2012 | [9 empty] | No | Holroyd_132kV | SDF2018
| Undiversified | 2013 | [9 empty] | No | Holroyd_132kV | SDF2018
| Undiversified | 2014 | [9 empty] | No | Holroyd_132kV | SDF2018
| Undiversified | 2015 | 74.506 | 76.557 | 7.4035 | 77.1795 | 0.99193 | 71.7078 | 7.0699 | 72.3022 | 0.99178 | No | Holroyd_132kV | SDF2018
| Undiversified | 2016 | 111.644 | 106.17 | 12.4821 | 107.369 | 0.98883 | 99.989 | 11.9021 | 101.1323 | 0.98869 | No | Holroyd_132kV | SDF2018
| Undiversified | 2017 | 113.985 | 106.819 | 11.1575 | 107.7823 | 0.99106 | 100.671 | 10.7002 | 101.5955 | 0.9909 | No | Holroyd_132kV | SDF2018
| Undiversified | 2018 |  | 114.7144 | 20.7736 | 116.9743 | 0.98068 | 108.5664 | 19.8813 | 110.7373 | 0.9804 | No | Holroyd_132kV | SDF2018
| Undiversified | 2019 |  | 121.2768 | 21.9239 | 123.6574 | 0.98075 | 115.1288 | 21.0316 | 117.4204 | 0.98048 | No | Holroyd_132kV | SDF2018
| Undiversified | 2020 |  | 143.342 | 26.7071 | 146.2825 | 0.9799 | 137.194 | 25.8148 | 140.0455 | 0.97964 | No | Holroyd_132kV | SDF2018
| Undiversified | 2021 |  | 144.5288 | 26.9276 | 147.4925 | 0.97991 | 138.3808 | 26.0353 | 141.2555 | 0.97965 | No | Holroyd_132kV | SDF2018
| Undiversified | 2022 |  | 146.3831 | 27.2972 | 149.3885 | 0.97988 | 140.2351 | 26.4049 | 143.1515 | 0.97963 | No | Holroyd_132kV | SDF2018
| Undiversified | 2023 |  | 148.6747 | 27.7617 | 151.7338 | 0.97984 | 142.5267 | 26.8693 | 145.4968 | 0.97959 | No | Holroyd_132kV | SDF2018
| Undiversified | 2024 |  | 150.4145 | 28.0751 | 153.509 | 0.97984 | 144.2665 | 27.1828 | 147.272 | 0.97959 | No | Holroyd_132kV | SDF2018
| Undiversified | 2025 |  | 151.76 | 28.2598 | 154.8732 | 0.9799 | 145.612 | 27.3675 | 148.6362 | 0.97965 | No | Holroyd_132kV | SDF2018
| Undiversified | 2026 |  | 153.3962 | 28.4633 | 156.5286 | 0.97999 | 147.2482 | 27.571 | 150.2916 | 0.97975 | No | Holroyd_132kV | SDF2018
| Undiversified | 2027 |  | 155.0323 | 28.6669 | 158.1841 | 0.98008 | 148.8843 | 27.7746 | 151.9471 | 0.97984 | No | Holroyd_132kV | SDF2018
| Diversified | 2012 | [9 empty] | No | Holroyd_132kV | SDF2018
| Diversified | 2013 | [9 empty] | No | Holroyd_132kV | SDF2018
| Diversified | 2014 | [9 empty] | No | Holroyd_132kV | SDF2018
| Diversified | 2015 | [9 empty] | No | Holroyd_132kV | SDF2018
| Diversified | 2016 | [9 empty] | No | Holroyd_132kV | SDF2018
| Diversified | 2017 | [9 empty] | No | Holroyd_132kV | SDF2018
| Diversified | 2018 | [9 empty] | No | Holroyd_132kV | SDF2018
| Diversified | 2019 | [9 empty] | No | Holroyd_132kV | SDF2018
| Diversified | 2020 | [9 empty] | No | Holroyd_132kV | SDF2018
| Diversified | 2021 | [9 empty] | No | Holroyd_132kV | SDF2018
| Diversified | 2022 | [9 empty] | No | Holroyd_132kV | SDF2018
| Diversified | 2023 | [9 empty] | No | Holroyd_132kV | SDF2018
| Diversified | 2024 | [9 empty] | No | Holroyd_132kV | SDF2018
| Diversified | 2025 | [9 empty] | No | Holroyd_132kV | SDF2018
| Diversified | 2026 | [9 empty] | No | Holroyd_132kV | SDF2018
| Diversified | 2027 | [9 empty] | No | Holroyd_132kV | SDF2018
| APC_Kandos | 2012 | 1.7922 | 1.325 | 1.2244 | 1.8041 | 0.73445 | 1.325 | 1.2244 | 1.8041 | 0.73445 | Yes | Ilford | SDF2018
| APC_Kandos | 2013 | [9 empty] | Yes | Ilford | SDF2018
| APC_Kandos | 2014 | [9 empty] | Yes | Ilford | SDF2018
| APC_Kandos | 2015 | [9 empty] | Yes | Ilford | SDF2018
| APC_Kandos | 2016 | [9 empty] | Yes | Ilford | SDF2018
| APC_Kandos | 2017 | [9 empty] | Yes | Ilford | SDF2018
| APC_Kandos | 2018 | [9 empty] | Yes | Ilford | SDF2018
| APC_Kandos | 2019 | [9 empty] | Yes | Ilford | SDF2018
| APC_Kandos | 2020 | [9 empty] | Yes | Ilford | SDF2018
| APC_Kandos | 2021 | [9 empty] | Yes | Ilford | SDF2018
| APC_Kandos | 2022 | [9 empty] | Yes | Ilford | SDF2018
| APC_Kandos | 2023 | [9 empty] | Yes | Ilford | SDF2018
| APC_Kandos | 2024 | [9 empty] | Yes | Ilford | SDF2018
| APC_Kandos | 2025 | [9 empty] | Yes | Ilford | SDF2018
| APC_Kandos | 2026 | [9 empty] | Yes | Ilford | SDF2018
| APC_Kandos | 2027 | [9 empty] | Yes | Ilford | SDF2018
| Bylong | 2012 | 0.36002 | 0.3492 | 0.0876 | 0.36002 | 0.96995 | 0.3492 | 0.0876 | 0.36002 | 0.96995 | No | Ilford | SDF2018
| Bylong | 2013 | 0.40961 | 0.3996 | 0.09 | 0.40961 | 0.97556 | 0.3996 | 0.09 | 0.40961 | 0.97556 | No | Ilford | SDF2018
| Bylong | 2014 | 0.3638 | 0.3528 | 0.0888 | 0.3638 | 0.96975 | 0.3528 | 0.0888 | 0.3638 | 0.96975 | No | Ilford | SDF2018
| Bylong | 2015 | 0.315 | 0.308 | 0.066038 | 0.315 | 0.97778 | 0.308 | 0.066038 | 0.315 | 0.97778 | No | Ilford | SDF2018
| Bylong | 2016 | 0.346 | 0.338 | 0.073973 | 0.346 | 0.97688 | 0.338 | 0.073973 | 0.346 | 0.97688 | No | Ilford | SDF2018
| Bylong | 2017 | 0.404 | 0.392 | 0.097734 | 0.404 | 0.9703 | 0.392 | 0.097734 | 0.404 | 0.9703 | No | Ilford | SDF2018
| Bylong | 2018 |  | 0.39846 | 0.093842 | 0.40936 | 0.97337 | 0.39846 | 0.093842 | 0.40936 | 0.97337 | No | Ilford | SDF2018
| Bylong | 2019 |  | 0.39705 | 0.093512 | 0.40792 | 0.97337 | 0.39705 | 0.093512 | 0.40792 | 0.97337 | No | Ilford | SDF2018
| Bylong | 2020 |  | 0.39553 | 0.093153 | 0.40635 | 0.97337 | 0.39553 | 0.093153 | 0.40635 | 0.97337 | No | Ilford | SDF2018
| Bylong | 2021 |  | 0.39412 | 0.092821 | 0.4049 | 0.97337 | 0.39412 | 0.092821 | 0.4049 | 0.97337 | No | Ilford | SDF2018
| Bylong | 2022 |  | 0.39269 | 0.092485 | 0.40344 | 0.97337 | 0.39269 | 0.092485 | 0.40344 | 0.97337 | No | Ilford | SDF2018
| Bylong | 2023 |  | 0.39133 | 0.092164 | 0.40203 | 0.97337 | 0.39133 | 0.092164 | 0.40203 | 0.97337 | No | Ilford | SDF2018
| Bylong | 2024 |  | 0.39005 | 0.091862 | 0.40072 | 0.97337 | 0.39005 | 0.091862 | 0.40072 | 0.97337 | No | Ilford | SDF2018
| Bylong | 2025 |  | 0.3889 | 0.091591 | 0.39954 | 0.97337 | 0.3889 | 0.091591 | 0.39954 | 0.97337 | No | Ilford | SDF2018
| Bylong | 2026 |  | 0.38841 | 0.091475 | 0.39903 | 0.97337 | 0.38841 | 0.091475 | 0.39903 | 0.97337 | No | Ilford | SDF2018
| Bylong | 2027 |  | 0.38792 | 0.09136 | 0.39853 | 0.97337 | 0.38792 | 0.09136 | 0.39853 | 0.97337 | No | Ilford | SDF2018
| Kepco_Mine | 2012 | [9 empty] | Yes | Ilford | SDF2018
| Kepco_Mine | 2013 | [9 empty] | Yes | Ilford | SDF2018
| Kepco_Mine | 2014 | [9 empty] | Yes | Ilford | SDF2018
| Kepco_Mine | 2015 | [9 empty] | Yes | Ilford | SDF2018
| Kepco_Mine | 2016 | [9 empty] | Yes | Ilford | SDF2018
| Kepco_Mine | 2017 | [9 empty] | Yes | Ilford | SDF2018
| Kepco_Mine | 2018 | [9 empty] | Yes | Ilford | SDF2018
| Kepco_Mine | 2019 |  | 10.412 | 3.4223 | 10.96 | 0.95 | 10.412 | 3.4223 | 10.96 | 0.95 | Yes | Ilford | SDF2018
| Kepco_Mine | 2020 |  | 10.412 | 3.4223 | 10.96 | 0.95 | 10.412 | 3.4223 | 10.96 | 0.95 | Yes | Ilford | SDF2018
| Kepco_Mine | 2021 |  | 10.412 | 3.4223 | 10.96 | 0.95 | 10.412 | 3.4223 | 10.96 | 0.95 | Yes | Ilford | SDF2018
| Kepco_Mine | 2022 |  | 16.948 | 5.5705 | 17.84 | 0.95 | 16.948 | 5.5705 | 17.84 | 0.95 | Yes | Ilford | SDF2018
| Kepco_Mine | 2023 |  | 16.948 | 5.5705 | 17.84 | 0.95 | 16.948 | 5.5705 | 17.84 | 0.95 | Yes | Ilford | SDF2018
| Kepco_Mine | 2024 |  | 16.948 | 5.5705 | 17.84 | 0.95 | 16.948 | 5.5705 | 17.84 | 0.95 | Yes | Ilford | SDF2018
| Kepco_Mine | 2025 |  | 16.948 | 5.5705 | 17.84 | 0.95 | 16.948 | 5.5705 | 17.84 | 0.95 | Yes | Ilford | SDF2018
| Kepco_Mine | 2026 |  | 16.948 | 5.5705 | 17.84 | 0.95 | 16.948 | 5.5705 | 17.84 | 0.95 | Yes | Ilford | SDF2018
| Kepco_Mine | 2027 |  | 16.948 | 5.5705 | 17.84 | 0.95 | 16.948 | 5.5705 | 17.84 | 0.95 | Yes | Ilford | SDF2018
| Ilford_Hall | 2012 | 0.3993 | 0.3552 | 0.1824 | 0.3993 | 0.88957 | 0.3552 | 0.1824 | 0.3993 | 0.88957 | No | Ilford | SDF2018
| Ilford_Hall | 2013 | 0.36932 | 0.3264 | 0.1728 | 0.36932 | 0.88379 | 0.3264 | 0.1728 | 0.36932 | 0.88379 | No | Ilford | SDF2018
| Ilford_Hall | 2014 | 0.36888 | 0.3264 | 0.20588 | 0.38591 | 0.8458 | 0.3264 | 0.20588 | 0.38591 | 0.8458 | No | Ilford | SDF2018
| Ilford_Hall | 2015 | 0.386 | 0.35 | 0.17309 | 0.39046 | 0.89637 | 0.35 | 0.17309 | 0.39046 | 0.89637 | No | Ilford | SDF2018
| Ilford_Hall | 2016 | 0.383 | 0.331 | 0.19269 | 0.383 | 0.86423 | 0.331 | 0.19269 | 0.383 | 0.86423 | No | Ilford | SDF2018
| Ilford_Hall | 2017 | 0.421 | 0.379 | 0.1833 | 0.421 | 0.90024 | 0.379 | 0.1833 | 0.421 | 0.90024 | No | Ilford | SDF2018
| Ilford_Hall | 2018 |  | 0.37682 | 0.20339 | 0.42821 | 0.88 | 0.37682 | 0.20339 | 0.42821 | 0.88 | No | Ilford | SDF2018
| Ilford_Hall | 2019 |  | 0.37452 | 0.20215 | 0.42559 | 0.88 | 0.37452 | 0.20215 | 0.42559 | 0.88 | No | Ilford | SDF2018
| Ilford_Hall | 2020 |  | 0.372 | 0.20078 | 0.42272 | 0.88 | 0.372 | 0.20078 | 0.42272 | 0.88 | No | Ilford | SDF2018
| Ilford_Hall | 2021 |  | 0.36965 | 0.19952 | 0.42006 | 0.88 | 0.36965 | 0.19952 | 0.42006 | 0.88 | No | Ilford | SDF2018
| Ilford_Hall | 2022 |  | 0.36725 | 0.19822 | 0.41733 | 0.88 | 0.36725 | 0.19822 | 0.41733 | 0.88 | No | Ilford | SDF2018
| Ilford_Hall | 2023 |  | 0.36495 | 0.19698 | 0.41472 | 0.88 | 0.36495 | 0.19698 | 0.41472 | 0.88 | No | Ilford | SDF2018
| Ilford_Hall | 2024 |  | 0.36279 | 0.19582 | 0.41227 | 0.88 | 0.36279 | 0.19582 | 0.41227 | 0.88 | No | Ilford | SDF2018
| Ilford_Hall | 2025 |  | 0.36082 | 0.19475 | 0.41002 | 0.88 | 0.36082 | 0.19475 | 0.41002 | 0.88 | No | Ilford | SDF2018
| Ilford_Hall | 2026 |  | 0.35985 | 0.19423 | 0.40892 | 0.88 | 0.35985 | 0.19423 | 0.40892 | 0.88 | No | Ilford | SDF2018
| Ilford_Hall | 2027 |  | 0.35888 | 0.1937 | 0.40781 | 0.88 | 0.35888 | 0.1937 | 0.40781 | 0.88 | No | Ilford | SDF2018
| Kandos | 2012 | 3.7495 | 3.374 | 1.6341 | 3.7489 | 0.9 | 3.374 | 1.6341 | 3.7489 | 0.9 | No | Ilford | SDF2018
| Kandos | 2013 | 4.2703 | 3.8432 | 1.8614 | 4.2703 | 0.9 | 3.8432 | 1.8614 | 4.2703 | 0.9 | No | Ilford | SDF2018
| Kandos | 2014 | 4.4198 | 3.9778 | 1.9266 | 4.4198 | 0.9 | 3.9778 | 1.9266 | 4.4198 | 0.9 | No | Ilford | SDF2018
| Kandos | 2015 | 4.155 | 3.739 | 1.8122 | 4.155 | 0.89988 | 3.739 | 1.8122 | 4.155 | 0.89988 | No | Ilford | SDF2018
| Kandos | 2016 | 3.427 | 3.085 | 1.4923 | 3.427 | 0.9002 | 3.085 | 1.4923 | 3.427 | 0.9002 | No | Ilford | SDF2018
| Kandos | 2017 | 4.331 | 3.898 | 1.8876 | 4.331 | 0.90002 | 3.898 | 1.8876 | 4.331 | 0.90002 | No | Ilford | SDF2018
| Kandos | 2018 |  | 3.9936 | 1.934 | 4.4373 | 0.90002 | 3.9936 | 1.934 | 4.4373 | 0.90002 | No | Ilford | SDF2018
| Kandos | 2019 |  | 3.9729 | 1.924 | 4.4143 | 0.90002 | 3.9729 | 1.924 | 4.4143 | 0.90002 | No | Ilford | SDF2018
| Kandos | 2020 |  | 3.9504 | 1.9131 | 4.3892 | 0.90002 | 3.9504 | 1.9131 | 4.3892 | 0.90002 | No | Ilford | SDF2018
| Kandos | 2021 |  | 3.9294 | 1.9029 | 4.3659 | 0.90002 | 3.9294 | 1.9029 | 4.3659 | 0.90002 | No | Ilford | SDF2018
| Kandos | 2022 |  | 3.9081 | 1.8926 | 4.3422 | 0.90002 | 3.9081 | 1.8926 | 4.3422 | 0.90002 | No | Ilford | SDF2018
| Kandos | 2023 |  | 3.8876 | 1.8827 | 4.3195 | 0.90002 | 3.8876 | 1.8827 | 4.3195 | 0.90002 | No | Ilford | SDF2018
| Kandos | 2024 |  | 3.8684 | 1.8734 | 4.2982 | 0.90002 | 3.8684 | 1.8734 | 4.2982 | 0.90002 | No | Ilford | SDF2018
| Kandos | 2025 |  | 3.8511 | 1.865 | 4.2789 | 0.90002 | 3.8511 | 1.865 | 4.2789 | 0.90002 | No | Ilford | SDF2018
| Kandos | 2026 |  | 3.8435 | 1.8613 | 4.2704 | 0.90002 | 3.8435 | 1.8613 | 4.2704 | 0.90002 | No | Ilford | SDF2018
| Kandos | 2027 |  | 3.8358 | 1.8576 | 4.262 | 0.90002 | 3.8358 | 1.8576 | 4.262 | 0.90002 | No | Ilford | SDF2018
| Undiversified | 2012 | 6.3011 | 5.4034 | 3.1285 | 6.3123 | 0.85602 | 5.4034 | 3.1285 | 6.3123 | 0.85602 | No | Ilford | SDF2018
| Undiversified | 2013 | 5.0492 | 4.5692 | 2.1242 | 5.0492 | 0.90494 | 4.5692 | 2.1242 | 5.0492 | 0.90494 | No | Ilford | SDF2018
| Undiversified | 2014 | 5.1525 | 4.657 | 2.2212 | 5.1695 | 0.90086 | 4.657 | 2.2212 | 5.1695 | 0.90086 | No | Ilford | SDF2018
| Undiversified | 2015 | 4.856 | 4.397 | 2.0513 | 4.8605 | 0.90465 | 4.397 | 2.0513 | 4.8605 | 0.90465 | No | Ilford | SDF2018
| Undiversified | 2016 | 4.156 | 3.754 | 1.759 | 4.156 | 0.90327 | 3.754 | 1.759 | 4.156 | 0.90327 | No | Ilford | SDF2018
| Undiversified | 2017 | 5.156 | 4.669 | 2.1687 | 5.156 | 0.90555 | 4.669 | 2.1687 | 5.156 | 0.90555 | No | Ilford | SDF2018
| Undiversified | 2018 |  | 4.7689 | 2.2312 | 5.2749 | 0.90409 | 4.7689 | 2.2312 | 5.2749 | 0.90409 | No | Ilford | SDF2018
| Undiversified | 2019 |  | 15.1565 | 5.6419 | 16.2078 | 0.93514 | 15.1565 | 5.6419 | 16.2078 | 0.93514 | No | Ilford | SDF2018
| Undiversified | 2020 |  | 15.1299 | 5.6292 | 16.1783 | 0.9352 | 15.1299 | 5.6292 | 16.1783 | 0.9352 | No | Ilford | SDF2018
| Undiversified | 2021 |  | 15.1052 | 5.6175 | 16.1509 | 0.93525 | 15.1052 | 5.6175 | 16.1509 | 0.93525 | No | Ilford | SDF2018
| Undiversified | 2022 |  | 21.616 | 7.7538 | 23.003 | 0.9397 | 21.616 | 7.7538 | 23.003 | 0.9397 | No | Ilford | SDF2018
| Undiversified | 2023 |  | 21.5919 | 7.7423 | 22.9762 | 0.93975 | 21.5919 | 7.7423 | 22.9762 | 0.93975 | No | Ilford | SDF2018
| Undiversified | 2024 |  | 21.5693 | 7.7316 | 22.9512 | 0.93979 | 21.5693 | 7.7316 | 22.9512 | 0.93979 | No | Ilford | SDF2018
| Undiversified | 2025 |  | 21.5488 | 7.7218 | 22.9284 | 0.93983 | 21.5488 | 7.7218 | 22.9284 | 0.93983 | No | Ilford | SDF2018
| Undiversified | 2026 |  | 21.5397 | 7.7175 | 22.9184 | 0.93984 | 21.5397 | 7.7175 | 22.9184 | 0.93984 | No | Ilford | SDF2018
| Undiversified | 2027 |  | 21.5306 | 7.7132 | 22.9083 | 0.93986 | 21.5306 | 7.7132 | 22.9083 | 0.93986 | No | Ilford | SDF2018
| Diversified | 2012 | 6.7695 | 6.5664 | 1.6457 | 6.7695 | 0.97 | 6.5664 | 1.6457 | 6.7695 | 0.97 | No | Ilford | SDF2018
| Diversified | 2013 | 5.4037 | 5.2416 | 1.3137 | 5.4037 | 0.97 | 5.2416 | 1.3137 | 5.4037 | 0.97 | No | Ilford | SDF2018
| Diversified | 2014 | 5.9975 | 5.8176 | 1.458 | 5.9975 | 0.97 | 5.8176 | 1.458 | 5.9975 | 0.97 | No | Ilford | SDF2018
| Diversified | 2015 | 5.8196 | 5.645 | 1.4148 | 5.8196 | 0.97 | 5.645 | 1.4148 | 5.8196 | 0.97 | No | Ilford | SDF2018
| Diversified | 2016 | 4.5134 | 4.378 | 1.0972 | 4.5134 | 0.97 | 4.378 | 1.0972 | 4.5134 | 0.97 | No | Ilford | SDF2018
| Diversified | 2017 | 5.2845 | 5.126 | 1.2847 | 5.2845 | 0.97 | 5.126 | 1.2847 | 5.2845 | 0.97 | No | Ilford | SDF2018
| Diversified | 2018 |  | 4.7689 | 1.1952 | 4.9164 | 0.97 | 4.7689 | 1.1952 | 4.9164 | 0.97 | No | Ilford | SDF2018
| Diversified | 2019 |  | 15.1565 | 3.7986 | 15.6253 | 0.97 | 15.1565 | 3.7986 | 15.6253 | 0.97 | No | Ilford | SDF2018
| Diversified | 2020 |  | 15.1299 | 3.7919 | 15.5978 | 0.97 | 15.1299 | 3.7919 | 15.5978 | 0.97 | No | Ilford | SDF2018
| Diversified | 2021 |  | 15.1052 | 3.7857 | 15.5723 | 0.97 | 15.1052 | 3.7857 | 15.5723 | 0.97 | No | Ilford | SDF2018
| Diversified | 2022 |  | 21.616 | 5.4175 | 22.2845 | 0.97 | 21.616 | 5.4175 | 22.2845 | 0.97 | No | Ilford | SDF2018
| Diversified | 2023 |  | 21.5919 | 5.4114 | 22.2597 | 0.97 | 21.5919 | 5.4114 | 22.2597 | 0.97 | No | Ilford | SDF2018
| Diversified | 2024 |  | 21.5693 | 5.4058 | 22.2364 | 0.97 | 21.5693 | 5.4058 | 22.2364 | 0.97 | No | Ilford | SDF2018
| Diversified | 2025 |  | 21.5488 | 5.4006 | 22.2152 | 0.97 | 21.5488 | 5.4006 | 22.2152 | 0.97 | No | Ilford | SDF2018
| Diversified | 2026 |  | 21.5397 | 5.3984 | 22.2059 | 0.97 | 21.5397 | 5.3984 | 22.2059 | 0.97 | No | Ilford | SDF2018
| Diversified | 2027 |  | 21.5306 | 5.3961 | 22.1965 | 0.97 | 21.5306 | 5.3961 | 22.1965 | 0.97 | No | Ilford | SDF2018
| Estimated System Normal | 2012 | 15.3204 | 14.8872 | 3.7311 | 15.3476 | 0.97 | 14.8872 | 3.7311 | 15.3476 | 0.97 | No | Ilford | SDF2018
| Estimated System Normal | 2013 | 5.4554 | 5.2917 | 1.3262 | 5.4554 | 0.97 | 5.2917 | 1.3262 | 5.4554 | 0.97 | No | Ilford | SDF2018
| Estimated System Normal | 2014 | 5.4468 | 5.3009 | 1.3285 | 5.4648 | 0.97 | 5.3009 | 1.3285 | 5.4648 | 0.97 | No | Ilford | SDF2018
| Estimated System Normal | 2015 | 5.5229 | 5.3621 | 1.3439 | 5.5279 | 0.97 | 5.3621 | 1.3439 | 5.5279 | 0.97 | No | Ilford | SDF2018
| Estimated System Normal | 2016 | 5.427 | 5.2642 | 1.3193 | 5.427 | 0.97 | 5.2642 | 1.3193 | 5.427 | 0.97 | No | Ilford | SDF2018
| Estimated System Normal | 2017 | 4.97 | 4.8209 | 1.2082 | 4.97 | 0.97 | 4.8209 | 1.2082 | 4.97 | 0.97 | No | Ilford | SDF2018
| Estimated System Normal | 2018 |  | 6.8017 | 1.7047 | 7.0121 | 0.97 | 6.8017 | 1.7047 | 7.0121 | 0.97 | No | Ilford | SDF2018
| Estimated System Normal | 2019 |  | 20.8993 | 5.2379 | 21.5456 | 0.97 | 20.8993 | 5.2379 | 21.5456 | 0.97 | No | Ilford | SDF2018
| Estimated System Normal | 2020 |  | 20.8612 | 5.2283 | 21.5064 | 0.97 | 20.8612 | 5.2283 | 21.5064 | 0.97 | No | Ilford | SDF2018
| Estimated System Normal | 2021 |  | 20.8259 | 5.2195 | 21.47 | 0.97 | 20.8259 | 5.2195 | 21.47 | 0.97 | No | Ilford | SDF2018
| Estimated System Normal | 2022 |  | 29.6614 | 7.4338 | 30.5788 | 0.97 | 29.6614 | 7.4338 | 30.5788 | 0.97 | No | Ilford | SDF2018
| Estimated System Normal | 2023 |  | 29.6269 | 7.4252 | 30.5432 | 0.97 | 29.6269 | 7.4252 | 30.5432 | 0.97 | No | Ilford | SDF2018
| Estimated System Normal | 2024 |  | 29.5946 | 7.4171 | 30.5099 | 0.97 | 29.5946 | 7.4171 | 30.5099 | 0.97 | No | Ilford | SDF2018
| Estimated System Normal | 2025 |  | 29.5653 | 7.4098 | 30.4797 | 0.97 | 29.5653 | 7.4098 | 30.4797 | 0.97 | No | Ilford | SDF2018
| Estimated System Normal | 2026 |  | 29.5523 | 7.4065 | 30.4663 | 0.97 | 29.5523 | 7.4065 | 30.4663 | 0.97 | No | Ilford | SDF2018
| Estimated System Normal | 2027 |  | 29.5393 | 7.4033 | 30.4529 | 0.97 | 29.5393 | 7.4033 | 30.4529 | 0.97 | No | Ilford | SDF2018
| Bow_Bowing | 2012 | 43.1763 | 42.912 | 5.1898 | 43.2247 | 0.99277 | 42.912 | 5.1898 | 43.2247 | 0.99277 | No | Ingleburn | SDF2018
| Bow_Bowing | 2013 | 47.4149 | 46.224 | 10.56 | 47.4149 | 0.97488 | 46.224 | 10.56 | 47.4149 | 0.97488 | No | Ingleburn | SDF2018
| Bow_Bowing | 2014 | 43.67 | 43.104 | 7.008 | 43.67 | 0.98704 | 43.104 | 7.008 | 43.67 | 0.98704 | No | Ingleburn | SDF2018
| Bow_Bowing | 2015 | 50.19 | 50.186 | 0.63364 | 50.19 | 0.99992 | 50.186 | 0.63364 | 50.19 | 0.99992 | No | Ingleburn | SDF2018
| Bow_Bowing | 2016 | 44.753 | 44.544 | 4.3201 | 44.753 | 0.99533 | 44.544 | 4.3201 | 44.753 | 0.99533 | No | Ingleburn | SDF2018
| Bow_Bowing | 2017 | 46.689 | 46.224 | 6.573 | 46.689 | 0.99004 | 46.224 | 6.573 | 46.689 | 0.99004 | No | Ingleburn | SDF2018
| Bow_Bowing | 2018 |  | 51.0189 | 7.271 | 51.5344 | 0.99 | 51.0189 | 7.271 | 51.5344 | 0.99 | No | Ingleburn | SDF2018
| Bow_Bowing | 2019 |  | 50.8969 | 7.2536 | 51.4112 | 0.99 | 50.8969 | 7.2536 | 51.4112 | 0.99 | No | Ingleburn | SDF2018
| Bow_Bowing | 2020 |  | 50.7747 | 7.2362 | 51.2878 | 0.99 | 50.7747 | 7.2362 | 51.2878 | 0.99 | No | Ingleburn | SDF2018
| Bow_Bowing | 2021 |  | 50.6624 | 7.2202 | 51.1744 | 0.99 | 50.6624 | 7.2202 | 51.1744 | 0.99 | No | Ingleburn | SDF2018
| Bow_Bowing | 2022 |  | 50.5543 | 7.2048 | 51.0651 | 0.99 | 50.5543 | 7.2048 | 51.0651 | 0.99 | No | Ingleburn | SDF2018
| Bow_Bowing | 2023 |  | 50.4544 | 7.1906 | 50.9643 | 0.99 | 50.4544 | 7.1906 | 50.9643 | 0.99 | No | Ingleburn | SDF2018
| Bow_Bowing | 2024 |  | 50.3621 | 7.1774 | 50.871 | 0.99 | 50.3621 | 7.1774 | 50.871 | 0.99 | No | Ingleburn | SDF2018
| Bow_Bowing | 2025 |  | 50.293 | 7.1676 | 50.8012 | 0.99 | 50.293 | 7.1676 | 50.8012 | 0.99 | No | Ingleburn | SDF2018
| Bow_Bowing | 2026 |  | 50.3504 | 7.1758 | 50.8591 | 0.99 | 50.3504 | 7.1758 | 50.8591 | 0.99 | No | Ingleburn | SDF2018
| Bow_Bowing | 2027 |  | 50.4077 | 7.1839 | 50.9171 | 0.99 | 50.4077 | 7.1839 | 50.9171 | 0.99 | No | Ingleburn | SDF2018
| Macquarie_Fields | 2012 | 22.7035 | 29.066 | 3.5075 | 29.2769 | 0.9928 | 26.2813 | 3.1715 | 26.472 | 0.9928 | No | Ingleburn | SDF2018
| Macquarie_Fields | 2013 | 29.2082 | 27.664 | 4.3728 | 28.0075 | 0.98774 | 24.8796 | 3.9327 | 25.1885 | 0.98774 | No | Ingleburn | SDF2018
| Macquarie_Fields | 2014 | 25.3968 | 27.772 | 3.322 | 27.97 | 0.99292 | 24.9877 | 2.989 | 25.1658 | 0.99292 | No | Ingleburn | SDF2018
| Macquarie_Fields | 2015 | 22.226 | 26.232 | 2.0567 | 26.3125 | 0.99694 | 23.4476 | 1.8384 | 23.5196 | 0.99694 | No | Ingleburn | SDF2018
| Macquarie_Fields | 2016 | 26.567 | 26.627 | 7.3834 | 27.6317 | 0.96364 | 23.688 | 6.5684 | 24.5818 | 0.96364 | No | Ingleburn | SDF2018
| Macquarie_Fields | 2017 | 28.255 | 26.248 | 1.7557 | 26.3067 | 0.99777 | 23.394 | 1.5648 | 23.4463 | 0.99777 | No | Ingleburn | SDF2018
| Macquarie_Fields | 2018 |  | 26.3498 | 4.007 | 26.6527 | 0.98863 | 23.4958 | 3.573 | 23.7659 | 0.98863 | No | Ingleburn | SDF2018
| Macquarie_Fields | 2019 |  | 26.4198 | 4.0176 | 26.7235 | 0.98863 | 23.5658 | 3.5836 | 23.8367 | 0.98863 | No | Ingleburn | SDF2018
| Macquarie_Fields | 2020 |  | 26.457 | 4.0233 | 26.7612 | 0.98863 | 23.603 | 3.5893 | 23.8744 | 0.98863 | No | Ingleburn | SDF2018
| Macquarie_Fields | 2021 |  | 26.4811 | 4.027 | 26.7855 | 0.98863 | 23.6271 | 3.593 | 23.8987 | 0.98863 | No | Ingleburn | SDF2018
| Macquarie_Fields | 2022 |  | 26.4821 | 4.0271 | 26.7866 | 0.98863 | 23.6281 | 3.5931 | 23.8998 | 0.98863 | No | Ingleburn | SDF2018
| Macquarie_Fields | 2023 |  | 26.4611 | 4.0239 | 26.7653 | 0.98863 | 23.6071 | 3.5899 | 23.8785 | 0.98863 | No | Ingleburn | SDF2018
| Macquarie_Fields | 2024 |  | 26.4161 | 4.0171 | 26.7197 | 0.98863 | 23.5621 | 3.5831 | 23.8329 | 0.98863 | No | Ingleburn | SDF2018
| Macquarie_Fields | 2025 |  | 26.3655 | 4.0094 | 26.6686 | 0.98863 | 23.5115 | 3.5754 | 23.7818 | 0.98863 | No | Ingleburn | SDF2018
| Macquarie_Fields | 2026 |  | 26.3889 | 4.0129 | 26.6923 | 0.98863 | 23.5349 | 3.5789 | 23.8055 | 0.98863 | No | Ingleburn | SDF2018
| Macquarie_Fields | 2027 |  | 26.4123 | 4.0165 | 26.7159 | 0.98863 | 23.5583 | 3.5825 | 23.8291 | 0.98863 | No | Ingleburn | SDF2018
| Minto | 2012 | 52.72 | 60.274 | 12.2295 | 61.5022 | 0.98003 | 55.4615 | 11.2531 | 56.5916 | 0.98003 | No | Ingleburn | SDF2018
| Minto | 2013 | 60.7621 | 57.604 | 13.5176 | 59.1688 | 0.97355 | 52.7908 | 12.3881 | 54.2248 | 0.97355 | No | Ingleburn | SDF2018
| Minto | 2014 | 53.4664 | 58.134 | 10.3898 | 59.0551 | 0.9844 | 53.3213 | 9.5297 | 54.1662 | 0.9844 | No | Ingleburn | SDF2018
| Minto | 2015 | 59.829 | 60.335 | 12.5874 | 61.634 | 0.97892 | 55.5227 | 11.5835 | 56.7181 | 0.97892 | No | Ingleburn | SDF2018
| Minto | 2016 | 63.961 | 61.148 | 11.3654 | 62.1953 | 0.98316 | 56.207 | 10.4471 | 57.1696 | 0.98316 | No | Ingleburn | SDF2018
| Minto | 2017 | 68.3719 | 61.875 | 6.3913 | 62.2042 | 0.99471 | 56.574 | 5.8437 | 56.875 | 0.99471 | No | Ingleburn | SDF2018
| Minto | 2018 |  | 63.3763 | 12.0279 | 64.5075 | 0.98246 | 58.0753 | 11.0218 | 59.1119 | 0.98246 | No | Ingleburn | SDF2018
| Minto | 2019 |  | 63.3726 | 12.0272 | 64.5038 | 0.98246 | 58.0716 | 11.0211 | 59.1082 | 0.98246 | No | Ingleburn | SDF2018
| Minto | 2020 |  | 63.449 | 12.0417 | 64.5815 | 0.98246 | 58.148 | 11.0356 | 59.1859 | 0.98246 | No | Ingleburn | SDF2018
| Minto | 2021 |  | 63.632 | 12.0764 | 64.7679 | 0.98246 | 58.331 | 11.0704 | 59.3722 | 0.98246 | No | Ingleburn | SDF2018
| Minto | 2022 |  | 63.8231 | 12.1127 | 64.9623 | 0.98246 | 58.5221 | 11.1066 | 59.5667 | 0.98246 | No | Ingleburn | SDF2018
| Minto | 2023 |  | 63.9429 | 12.1354 | 65.0843 | 0.98246 | 58.6419 | 11.1294 | 59.6887 | 0.98246 | No | Ingleburn | SDF2018
| Minto | 2024 |  | 63.9896 | 12.1443 | 65.1318 | 0.98246 | 58.6886 | 11.1382 | 59.7362 | 0.98246 | No | Ingleburn | SDF2018
| Minto | 2025 |  | 63.9919 | 12.1447 | 65.1342 | 0.98246 | 58.6909 | 11.1387 | 59.7386 | 0.98246 | No | Ingleburn | SDF2018
| Minto | 2026 |  | 64.0975 | 12.1648 | 65.2417 | 0.98246 | 58.7965 | 11.1587 | 59.846 | 0.98246 | No | Ingleburn | SDF2018
| Minto | 2027 |  | 64.1608 | 12.1768 | 65.3061 | 0.98246 | 58.8598 | 11.1707 | 59.9105 | 0.98246 | No | Ingleburn | SDF2018
| Undiversified | 2012 | 118.5998 | 132.252 | 20.9268 | 134.0037 | 0.98693 | 124.6548 | 19.6143 | 126.2883 | 0.98707 | No | Ingleburn | SDF2018
| Undiversified | 2013 | 137.3852 | 131.492 | 28.4504 | 134.5912 | 0.97697 | 123.8944 | 26.8808 | 126.8282 | 0.97687 | No | Ingleburn | SDF2018
| Undiversified | 2014 | 122.5331 | 129.01 | 20.7198 | 130.6951 | 0.98711 | 121.413 | 19.5266 | 123.002 | 0.98708 | No | Ingleburn | SDF2018
| Undiversified | 2015 | 132.245 | 136.753 | 15.2778 | 138.1365 | 0.98998 | 129.1563 | 14.0555 | 130.4277 | 0.99025 | No | Ingleburn | SDF2018
| Undiversified | 2016 | 135.281 | 132.319 | 23.0689 | 134.58 | 0.9832 | 124.439 | 21.3356 | 126.5045 | 0.98367 | No | Ingleburn | SDF2018
| Undiversified | 2017 | 143.3159 | 134.347 | 14.72 | 135.1999 | 0.99369 | 126.192 | 13.9816 | 127.0103 | 0.99356 | No | Ingleburn | SDF2018
| Undiversified | 2018 |  | 140.7449 | 23.3059 | 142.6946 | 0.98634 | 132.5899 | 21.8658 | 134.4122 | 0.98644 | No | Ingleburn | SDF2018
| Undiversified | 2019 |  | 140.6893 | 23.2985 | 142.6385 | 0.98633 | 132.5343 | 21.8584 | 134.3561 | 0.98644 | No | Ingleburn | SDF2018
| Undiversified | 2020 |  | 140.6807 | 23.3012 | 142.6305 | 0.98633 | 132.5257 | 21.8611 | 134.348 | 0.98644 | No | Ingleburn | SDF2018
| Undiversified | 2021 |  | 140.7756 | 23.3236 | 142.7277 | 0.98632 | 132.6206 | 21.8835 | 134.4453 | 0.98643 | No | Ingleburn | SDF2018
| Undiversified | 2022 |  | 140.8595 | 23.3446 | 142.814 | 0.98631 | 132.7045 | 21.9046 | 134.5316 | 0.98642 | No | Ingleburn | SDF2018
| Undiversified | 2023 |  | 140.8584 | 23.3499 | 142.8138 | 0.98631 | 132.7034 | 21.9099 | 134.5314 | 0.98641 | No | Ingleburn | SDF2018
| Undiversified | 2024 |  | 140.7677 | 23.3388 | 142.7225 | 0.9863 | 132.6127 | 21.8987 | 134.4401 | 0.98641 | No | Ingleburn | SDF2018
| Undiversified | 2025 |  | 140.6505 | 23.3217 | 142.604 | 0.9863 | 132.4955 | 21.8816 | 134.3216 | 0.9864 | No | Ingleburn | SDF2018
| Undiversified | 2026 |  | 140.8368 | 23.3535 | 142.793 | 0.9863 | 132.6818 | 21.9134 | 134.5106 | 0.9864 | No | Ingleburn | SDF2018
| Undiversified | 2027 |  | 140.9808 | 23.3772 | 142.9391 | 0.9863 | 132.8258 | 21.9371 | 134.6567 | 0.9864 | No | Ingleburn | SDF2018
| Diversified | 2012 | 160.4832 | 142.93 | 25.3557 | 145.1616 | 0.98463 | 130.73 | 23.1915 | 132.7711 | 0.98463 | No | Ingleburn | SDF2018
| Diversified | 2013 | 137.6983 | 140.39 | 34.8958 | 144.6619 | 0.97047 | 128.2 | 31.8658 | 132.101 | 0.97047 | No | Ingleburn | SDF2018
| Diversified | 2014 | 118.0187 | 137.72 | 29.7711 | 140.9011 | 0.97742 | 125.52 | 27.1339 | 128.4193 | 0.97742 | No | Ingleburn | SDF2018
| Diversified | 2015 | 159.6565 | 137.91 | 29.8122 | 141.0955 | 0.97742 | 125.72 | 27.1771 | 128.6239 | 0.97742 | No | Ingleburn | SDF2018
| Diversified | 2016 | 136.333 | 134.19 | 47.8275 | 142.4585 | 0.94196 | 123.12 | 43.882 | 130.7064 | 0.94196 | No | Ingleburn | SDF2018
| Diversified | 2017 | 170.5004 | 136.98 | 14.1491 | 137.7088 | 0.99471 | 124.55 | 12.8652 | 125.2127 | 0.99471 | No | Ingleburn | SDF2018
| Diversified | 2018 |  | 139.567 | 32.1793 | 143.2286 | 0.97443 | 131.4802 | 30.3147 | 134.9297 | 0.97443 | No | Ingleburn | SDF2018
| Diversified | 2019 |  | 139.5118 | 32.1665 | 143.172 | 0.97443 | 131.4251 | 30.302 | 134.8731 | 0.97443 | No | Ingleburn | SDF2018
| Diversified | 2020 |  | 139.5033 | 32.1646 | 143.1633 | 0.97443 | 131.4165 | 30.3001 | 134.8643 | 0.97443 | No | Ingleburn | SDF2018
| Diversified | 2021 |  | 139.5973 | 32.1863 | 143.2598 | 0.97443 | 131.5106 | 30.3217 | 134.9609 | 0.97443 | No | Ingleburn | SDF2018
| Diversified | 2022 |  | 139.6806 | 32.2055 | 143.3453 | 0.97443 | 131.5939 | 30.3409 | 135.0464 | 0.97443 | No | Ingleburn | SDF2018
| Diversified | 2023 |  | 139.6795 | 32.2052 | 143.3442 | 0.97443 | 131.5928 | 30.3407 | 135.0452 | 0.97443 | No | Ingleburn | SDF2018
| Diversified | 2024 |  | 139.5896 | 32.1845 | 143.2519 | 0.97443 | 131.5028 | 30.32 | 134.9529 | 0.97443 | No | Ingleburn | SDF2018
| Diversified | 2025 |  | 139.4733 | 32.1577 | 143.1325 | 0.97443 | 131.3865 | 30.2931 | 134.8336 | 0.97443 | No | Ingleburn | SDF2018
| Diversified | 2026 |  | 139.658 | 32.2003 | 143.3221 | 0.97443 | 131.5713 | 30.3357 | 135.0232 | 0.97443 | No | Ingleburn | SDF2018
| Diversified | 2027 |  | 139.8009 | 32.2332 | 143.4687 | 0.97443 | 131.7141 | 30.3687 | 135.1698 | 0.97443 | No | Ingleburn | SDF2018
| Estimated System Normal | 2012 | 123.536 | 137.4351 | 24.381 | 139.581 | 0.98463 | 129.5221 | 22.9772 | 131.5444 | 0.98463 | No | Ingleburn | SDF2018
| Estimated System Normal | 2013 | 116.932 | 111.1711 | 27.633 | 114.5539 | 0.97047 | 104.759 | 26.0392 | 107.9467 | 0.97047 | No | Ingleburn | SDF2018
| Estimated System Normal | 2014 | 116.3877 | 121.3376 | 26.2297 | 124.1403 | 0.97742 | 114.1953 | 24.6858 | 116.833 | 0.97742 | No | Ingleburn | SDF2018
| Estimated System Normal | 2015 | 107.8769 | 110.1389 | 23.8089 | 112.6829 | 0.97742 | 103.9924 | 22.4802 | 106.3945 | 0.97742 | No | Ingleburn | SDF2018
| Estimated System Normal | 2016 | 114.3281 | 107.1342 | 38.1844 | 113.7356 | 0.94196 | 100.7056 | 35.8931 | 106.9109 | 0.94196 | No | Ingleburn | SDF2018
| Estimated System Normal | 2017 | 111.8691 | 104.9754 | 10.8433 | 105.5339 | 0.99471 | 98.6166 | 10.1864 | 99.1413 | 0.99471 | No | Ingleburn | SDF2018
| Estimated System Normal | 2018 |  | 113.1574 | 26.0901 | 116.1262 | 0.97443 | 106.5894 | 24.5758 | 109.3859 | 0.97443 | No | Ingleburn | SDF2018
| Estimated System Normal | 2019 |  | 113.1129 | 26.0799 | 116.0806 | 0.97443 | 106.5449 | 24.5655 | 109.3402 | 0.97443 | No | Ingleburn | SDF2018
| Estimated System Normal | 2020 |  | 113.1065 | 26.0784 | 116.074 | 0.97443 | 106.5385 | 24.5641 | 109.3337 | 0.97443 | No | Ingleburn | SDF2018
| Estimated System Normal | 2021 |  | 113.1837 | 26.0962 | 116.1532 | 0.97443 | 106.6157 | 24.5818 | 109.4128 | 0.97443 | No | Ingleburn | SDF2018
| Estimated System Normal | 2022 |  | 113.2521 | 26.112 | 116.2234 | 0.97443 | 106.6841 | 24.5976 | 109.4831 | 0.97443 | No | Ingleburn | SDF2018
| Estimated System Normal | 2023 |  | 113.252 | 26.1119 | 116.2232 | 0.97443 | 106.684 | 24.5976 | 109.4829 | 0.97443 | No | Ingleburn | SDF2018
| Estimated System Normal | 2024 |  | 113.1795 | 26.0952 | 116.1489 | 0.97443 | 106.6115 | 24.5809 | 109.4086 | 0.97443 | No | Ingleburn | SDF2018
| Estimated System Normal | 2025 |  | 113.0856 | 26.0736 | 116.0525 | 0.97443 | 106.5175 | 24.5592 | 109.3121 | 0.97443 | No | Ingleburn | SDF2018
| Estimated System Normal | 2026 |  | 113.2355 | 26.1081 | 116.2063 | 0.97443 | 106.6675 | 24.5938 | 109.466 | 0.97443 | No | Ingleburn | SDF2018
| Estimated System Normal | 2027 |  | 113.3513 | 26.1348 | 116.3252 | 0.97443 | 106.7833 | 24.6205 | 109.5848 | 0.97443 | No | Ingleburn | SDF2018
| Blackheath | 2012 | 4.609 | 4.4965 | 1.0122 | 4.609 | 0.97558 | 4.4965 | 1.0122 | 4.609 | 0.97558 | No | Katoomba_North | SDF2018
| Blackheath | 2013 | 4.9505 | 4.84 | 1.04 | 4.9505 | 0.97768 | 4.84 | 1.04 | 4.9505 | 0.97768 | No | Katoomba_North | SDF2018
| Blackheath | 2014 | 4.3702 | 4.3 | 0.77999 | 4.3702 | 0.98394 | 4.3 | 0.77999 | 4.3702 | 0.98394 | No | Katoomba_North | SDF2018
| Blackheath | 2015 | 5 | 5 |  | 5 | 1 | 5 |  | 5 | 1 | No | Katoomba_North | SDF2018
| Blackheath | 2016 | 5.099 | 5 | 0.9999 | 5.099 | 0.98058 | 5 | 0.9999 | 5.099 | 0.98058 | No | Katoomba_North | SDF2018
| Blackheath | 2017 | 4.358 | 4.3 | 0.70864 | 4.358 | 0.98669 | 4.3 | 0.70864 | 4.358 | 0.98669 | No | Katoomba_North | SDF2018
| Blackheath | 2018 |  | 4.2777 | 0.77252 | 4.3469 | 0.98408 | 4.2777 | 0.77252 | 4.3469 | 0.98408 | No | Katoomba_North | SDF2018
| Blackheath | 2019 |  | 4.2543 | 0.7683 | 4.3231 | 0.98408 | 4.2543 | 0.7683 | 4.3231 | 0.98408 | No | Katoomba_North | SDF2018
| Blackheath | 2020 |  | 4.2291 | 0.76374 | 4.2975 | 0.98408 | 4.2291 | 0.76374 | 4.2975 | 0.98408 | No | Katoomba_North | SDF2018
| Blackheath | 2021 |  | 4.206 | 0.75958 | 4.2741 | 0.98408 | 4.206 | 0.75958 | 4.2741 | 0.98408 | No | Katoomba_North | SDF2018
| Blackheath | 2022 |  | 4.183 | 0.75541 | 4.2506 | 0.98408 | 4.183 | 0.75541 | 4.2506 | 0.98408 | No | Katoomba_North | SDF2018
| Blackheath | 2023 |  | 4.1609 | 0.75144 | 4.2282 | 0.98408 | 4.1609 | 0.75144 | 4.2282 | 0.98408 | No | Katoomba_North | SDF2018
| Blackheath | 2024 |  | 4.1402 | 0.7477 | 4.2072 | 0.98408 | 4.1402 | 0.7477 | 4.2072 | 0.98408 | No | Katoomba_North | SDF2018
| Blackheath | 2025 |  | 4.1222 | 0.74444 | 4.1888 | 0.98408 | 4.1222 | 0.74444 | 4.1888 | 0.98408 | No | Katoomba_North | SDF2018
| Blackheath | 2026 |  | 4.116 | 0.74333 | 4.1826 | 0.98408 | 4.116 | 0.74333 | 4.1826 | 0.98408 | No | Katoomba_North | SDF2018
| Blackheath | 2027 |  | 4.1099 | 0.74223 | 4.1764 | 0.98408 | 4.1099 | 0.74223 | 4.1764 | 0.98408 | No | Katoomba_North | SDF2018
| Katoomba | 2012 | 16.8979 | 16.506 | 3.618 | 16.8979 | 0.97681 | 16.506 | 3.618 | 16.8979 | 0.97681 | No | Katoomba_North | SDF2018
| Katoomba | 2013 | 14.1579 | 13.644 | 3.78 | 14.1579 | 0.9637 | 13.644 | 3.78 | 14.1579 | 0.9637 | No | Katoomba_North | SDF2018
| Katoomba | 2014 | 14.4873 | 14.112 | 3.276 | 14.4873 | 0.9741 | 14.112 | 3.276 | 14.4873 | 0.9741 | No | Katoomba_North | SDF2018
| Katoomba | 2015 | 12.647 | 12.348 | 2.7338 | 12.647 | 0.97636 | 12.348 | 2.7338 | 12.647 | 0.97636 | No | Katoomba_North | SDF2018
| Katoomba | 2016 | 14.329 | 14.256 | 1.4445 | 14.329 | 0.99491 | 14.256 | 1.4445 | 14.329 | 0.99491 | No | Katoomba_North | SDF2018
| Katoomba | 2017 | 13.902 | 13.428 | 3.5992 | 13.902 | 0.9659 | 13.428 | 3.5992 | 13.902 | 0.9659 | No | Katoomba_North | SDF2018
| Katoomba | 2018 |  | 13.3873 | 3.0322 | 13.7264 | 0.9753 | 13.3873 | 3.0322 | 13.7264 | 0.9753 | No | Katoomba_North | SDF2018
| Katoomba | 2019 |  | 13.3478 | 3.0233 | 13.6859 | 0.9753 | 13.3478 | 3.0233 | 13.6859 | 0.9753 | No | Katoomba_North | SDF2018
| Katoomba | 2020 |  | 13.3099 | 3.0147 | 13.6471 | 0.9753 | 13.3099 | 3.0147 | 13.6471 | 0.9753 | No | Katoomba_North | SDF2018
| Katoomba | 2021 |  | 13.2813 | 3.0082 | 13.6177 | 0.9753 | 13.2813 | 3.0082 | 13.6177 | 0.9753 | No | Katoomba_North | SDF2018
| Katoomba | 2022 |  | 13.2587 | 3.0031 | 13.5945 | 0.9753 | 13.2587 | 3.0031 | 13.5945 | 0.9753 | No | Katoomba_North | SDF2018
| Katoomba | 2023 |  | 13.2392 | 2.9987 | 13.5746 | 0.9753 | 13.2392 | 2.9987 | 13.5746 | 0.9753 | No | Katoomba_North | SDF2018
| Katoomba | 2024 |  | 13.2199 | 2.9943 | 13.5548 | 0.9753 | 13.2199 | 2.9943 | 13.5548 | 0.9753 | No | Katoomba_North | SDF2018
| Katoomba | 2025 |  | 13.2152 | 2.9932 | 13.5499 | 0.9753 | 13.2152 | 2.9932 | 13.5499 | 0.9753 | No | Katoomba_North | SDF2018
| Katoomba | 2026 |  | 13.2535 | 3.0019 | 13.5892 | 0.9753 | 13.2535 | 3.0019 | 13.5892 | 0.9753 | No | Katoomba_North | SDF2018
| Katoomba | 2027 |  | 13.2918 | 3.0106 | 13.6284 | 0.9753 | 13.2918 | 3.0106 | 13.6284 | 0.9753 | No | Katoomba_North | SDF2018
| Wentworth_Falls | 2012 | 6.0397 | 6.0048 | 0.648 | 6.0397 | 0.99423 | 6.0048 | 0.648 | 6.0397 | 0.99423 | No | Katoomba_North | SDF2018
| Wentworth_Falls | 2013 | 5.5928 | 5.5584 | 0.6192 | 5.5928 | 0.99385 | 5.5584 | 0.6192 | 5.5928 | 0.99385 | No | Katoomba_North | SDF2018
| Wentworth_Falls | 2014 | 6.3721 | 6.3072 | 0.9072 | 6.3721 | 0.98981 | 6.3072 | 0.9072 | 6.3721 | 0.98981 | No | Katoomba_North | SDF2018
| Wentworth_Falls | 2015 | 4.662 | 4.651 | 0.32007 | 4.662 | 0.99764 | 4.651 | 0.32007 | 4.662 | 0.99764 | No | Katoomba_North | SDF2018
| Wentworth_Falls | 2016 | 4.876 | 4.867 | 0.29612 | 4.876 | 0.99815 | 4.867 | 0.29612 | 4.876 | 0.99815 | No | Katoomba_North | SDF2018
| Wentworth_Falls | 2017 | 4.801 | 4.694 | 1.008 | 4.801 | 0.97771 | 4.694 | 1.008 | 4.801 | 0.97771 | No | Katoomba_North | SDF2018
| Wentworth_Falls | 2018 |  | 4.6712 | 0.59818 | 4.7094 | 0.9919 | 4.6712 | 0.59818 | 4.7094 | 0.9919 | No | Katoomba_North | SDF2018
| Wentworth_Falls | 2019 |  | 4.6478 | 0.59519 | 4.6858 | 0.9919 | 4.6478 | 0.59519 | 4.6858 | 0.9919 | No | Katoomba_North | SDF2018
| Wentworth_Falls | 2020 |  | 4.6233 | 0.59204 | 4.661 | 0.9919 | 4.6233 | 0.59204 | 4.661 | 0.9919 | No | Katoomba_North | SDF2018
| Wentworth_Falls | 2021 |  | 4.6018 | 0.58929 | 4.6393 | 0.9919 | 4.6018 | 0.58929 | 4.6393 | 0.9919 | No | Katoomba_North | SDF2018
| Wentworth_Falls | 2022 |  | 4.5812 | 0.58665 | 4.6186 | 0.9919 | 4.5812 | 0.58665 | 4.6186 | 0.9919 | No | Katoomba_North | SDF2018
| Wentworth_Falls | 2023 |  | 4.5618 | 0.58417 | 4.5991 | 0.9919 | 4.5618 | 0.58417 | 4.5991 | 0.9919 | No | Katoomba_North | SDF2018
| Wentworth_Falls | 2024 |  | 4.5435 | 0.58182 | 4.5806 | 0.9919 | 4.5435 | 0.58182 | 4.5806 | 0.9919 | No | Katoomba_North | SDF2018
| Wentworth_Falls | 2025 |  | 4.5292 | 0.58 | 4.5662 | 0.9919 | 4.5292 | 0.58 | 4.5662 | 0.9919 | No | Katoomba_North | SDF2018
| Wentworth_Falls | 2026 |  | 4.53 | 0.58009 | 4.567 | 0.9919 | 4.53 | 0.58009 | 4.567 | 0.9919 | No | Katoomba_North | SDF2018
| Wentworth_Falls | 2027 |  | 4.5307 | 0.58019 | 4.5677 | 0.9919 | 4.5307 | 0.58019 | 4.5677 | 0.9919 | No | Katoomba_North | SDF2018
| Undiversified | 2012 | 27.5465 | 27.0073 | 5.2782 | 27.5465 | 0.98042 | 27.0073 | 5.2782 | 27.5465 | 0.98042 | No | Katoomba_North | SDF2018
| Undiversified | 2013 | 24.7012 | 24.0424 | 5.4392 | 24.7012 | 0.97333 | 24.0424 | 5.4392 | 24.7012 | 0.97333 | No | Katoomba_North | SDF2018
| Undiversified | 2014 | 25.2295 | 24.7192 | 4.9632 | 25.2295 | 0.97977 | 24.7192 | 4.9632 | 25.2295 | 0.97977 | No | Katoomba_North | SDF2018
| Undiversified | 2015 | 22.309 | 21.999 | 3.0538 | 22.309 | 0.9861 | 21.999 | 3.0538 | 22.309 | 0.9861 | No | Katoomba_North | SDF2018
| Undiversified | 2016 | 24.304 | 24.123 | 2.7406 | 24.304 | 0.99255 | 24.123 | 2.7406 | 24.304 | 0.99255 | No | Katoomba_North | SDF2018
| Undiversified | 2017 | 23.061 | 22.422 | 5.3158 | 23.061 | 0.97229 | 22.422 | 5.3158 | 23.061 | 0.97229 | No | Katoomba_North | SDF2018
| Undiversified | 2018 |  | 22.3363 | 4.4029 | 22.7827 | 0.9804 | 22.3363 | 4.4029 | 22.7827 | 0.9804 | No | Katoomba_North | SDF2018
| Undiversified | 2019 |  | 22.2499 | 4.3867 | 22.6948 | 0.9804 | 22.2499 | 4.3867 | 22.6948 | 0.9804 | No | Katoomba_North | SDF2018
| Undiversified | 2020 |  | 22.1623 | 4.3705 | 22.6056 | 0.98039 | 22.1623 | 4.3705 | 22.6056 | 0.98039 | No | Katoomba_North | SDF2018
| Undiversified | 2021 |  | 22.0891 | 4.3571 | 22.5311 | 0.98038 | 22.0891 | 4.3571 | 22.5311 | 0.98038 | No | Katoomba_North | SDF2018
| Undiversified | 2022 |  | 22.0228 | 4.3451 | 22.4637 | 0.98037 | 22.0228 | 4.3451 | 22.4637 | 0.98037 | No | Katoomba_North | SDF2018
| Undiversified | 2023 |  | 21.962 | 4.3343 | 22.4019 | 0.98036 | 21.962 | 4.3343 | 22.4019 | 0.98036 | No | Katoomba_North | SDF2018
| Undiversified | 2024 |  | 21.9036 | 4.3238 | 22.3426 | 0.98035 | 21.9036 | 4.3238 | 22.3426 | 0.98035 | No | Katoomba_North | SDF2018
| Undiversified | 2025 |  | 21.8666 | 4.3177 | 22.305 | 0.98034 | 21.8666 | 4.3177 | 22.305 | 0.98034 | No | Katoomba_North | SDF2018
| Undiversified | 2026 |  | 21.8995 | 4.3253 | 22.3388 | 0.98034 | 21.8995 | 4.3253 | 22.3388 | 0.98034 | No | Katoomba_North | SDF2018
| Undiversified | 2027 |  | 21.9324 | 4.333 | 22.3726 | 0.98033 | 21.9324 | 4.333 | 22.3726 | 0.98033 | No | Katoomba_North | SDF2018
| Diversified | 2012 | 22.8756 | 22.464 | 4.32 | 22.8756 | 0.98201 | 22.464 | 4.32 | 22.8756 | 0.98201 | No | Katoomba_North | SDF2018
| Diversified | 2013 | 23.2639 | 22.464 | 6.048 | 23.2639 | 0.96562 | 22.464 | 6.048 | 23.2639 | 0.96562 | No | Katoomba_North | SDF2018
| Diversified | 2014 | 21.3742 | 20.736 | 5.184 | 21.3742 | 0.97014 | 20.736 | 5.184 | 21.3742 | 0.97014 | No | Katoomba_North | SDF2018
| Diversified | 2015 | 20.1703 | 19.872 | 3.456 | 20.1703 | 0.98521 | 19.872 | 3.456 | 20.1703 | 0.98521 | No | Katoomba_North | SDF2018
| Diversified | 2016 | 21.1812 | 20.736 | 4.32 | 21.1812 | 0.97898 | 20.736 | 4.32 | 21.1812 | 0.97898 | No | Katoomba_North | SDF2018
| Diversified | 2017 | 23.2639 | 22.464 | 6.048 | 23.2639 | 0.96562 | 22.464 | 6.048 | 23.2639 | 0.96562 | No | Katoomba_North | SDF2018
| Diversified | 2018 |  | 19.9831 | 4.5923 | 20.504 | 0.9746 | 19.9831 | 4.5923 | 20.504 | 0.9746 | No | Katoomba_North | SDF2018
| Diversified | 2019 |  | 19.9059 | 4.5746 | 20.4248 | 0.9746 | 19.9059 | 4.5746 | 20.4248 | 0.9746 | No | Katoomba_North | SDF2018
| Diversified | 2020 |  | 19.8275 | 4.5566 | 20.3443 | 0.9746 | 19.8275 | 4.5566 | 20.3443 | 0.9746 | No | Katoomba_North | SDF2018
| Diversified | 2021 |  | 19.762 | 4.5415 | 20.2771 | 0.9746 | 19.762 | 4.5415 | 20.2771 | 0.9746 | No | Katoomba_North | SDF2018
| Diversified | 2022 |  | 19.7027 | 4.5279 | 20.2163 | 0.9746 | 19.7027 | 4.5279 | 20.2163 | 0.9746 | No | Katoomba_North | SDF2018
| Diversified | 2023 |  | 19.6483 | 4.5154 | 20.1604 | 0.9746 | 19.6483 | 4.5154 | 20.1604 | 0.9746 | No | Katoomba_North | SDF2018
| Diversified | 2024 |  | 19.5961 | 4.5034 | 20.1069 | 0.9746 | 19.5961 | 4.5034 | 20.1069 | 0.9746 | No | Katoomba_North | SDF2018
| Diversified | 2025 |  | 19.5629 | 4.4958 | 20.0729 | 0.9746 | 19.5629 | 4.4958 | 20.0729 | 0.9746 | No | Katoomba_North | SDF2018
| Diversified | 2026 |  | 19.5924 | 4.5025 | 20.1031 | 0.9746 | 19.5924 | 4.5025 | 20.1031 | 0.9746 | No | Katoomba_North | SDF2018
| Diversified | 2027 |  | 19.6218 | 4.5093 | 20.1333 | 0.9746 | 19.6218 | 4.5093 | 20.1333 | 0.9746 | No | Katoomba_North | SDF2018
| Hazelbrook | 2012 | 8.654 | 8.53 | 1.46 | 8.654 | 0.98567 | 8.53 | 1.46 | 8.654 | 0.98567 | No | Lawson | SDF2018
| Hazelbrook | 2013 | 7.9345 | 7.87 | 1.01 | 7.9345 | 0.99187 | 7.87 | 1.01 | 7.9345 | 0.99187 | No | Lawson | SDF2018
| Hazelbrook | 2014 | 9.9575 | 9.88 | 1.24 | 9.9575 | 0.99222 | 9.88 | 1.24 | 9.9575 | 0.99222 | No | Lawson | SDF2018
| Hazelbrook | 2015 | 7.27 | 7.27 |  | 7.27 | 1 | 7.27 |  | 7.27 | 1 | No | Lawson | SDF2018
| Hazelbrook | 2016 | 8.6218 | 8.52 | 1.3211 | 8.6218 | 0.98819 | 8.52 | 1.3211 | 8.6218 | 0.98819 | No | Lawson | SDF2018
| Hazelbrook | 2017 | 8.7074 | 8.69 | 0.55043 | 8.7074 | 0.998 | 8.69 | 0.55043 | 8.7074 | 0.998 | No | Lawson | SDF2018
| Hazelbrook | 2018 |  | 8.6477 | 1.0538 | 8.7117 | 0.99266 | 8.6477 | 1.0538 | 8.7117 | 0.99266 | No | Lawson | SDF2018
| Hazelbrook | 2019 |  | 8.603 | 1.0484 | 8.6666 | 0.99266 | 8.603 | 1.0484 | 8.6666 | 0.99266 | No | Lawson | SDF2018
| Hazelbrook | 2020 |  | 8.5545 | 1.0425 | 8.6178 | 0.99266 | 8.5545 | 1.0425 | 8.6178 | 0.99266 | No | Lawson | SDF2018
| Hazelbrook | 2021 |  | 8.5097 | 1.037 | 8.5726 | 0.99266 | 8.5097 | 1.037 | 8.5726 | 0.99266 | No | Lawson | SDF2018
| Hazelbrook | 2022 |  | 8.4643 | 1.0315 | 8.527 | 0.99266 | 8.4643 | 1.0315 | 8.527 | 0.99266 | No | Lawson | SDF2018
| Hazelbrook | 2023 |  | 8.4209 | 1.0262 | 8.4832 | 0.99266 | 8.4209 | 1.0262 | 8.4832 | 0.99266 | No | Lawson | SDF2018
| Hazelbrook | 2024 |  | 8.3802 | 1.0212 | 8.4422 | 0.99266 | 8.3802 | 1.0212 | 8.4422 | 0.99266 | No | Lawson | SDF2018
| Hazelbrook | 2025 |  | 8.3437 | 1.0168 | 8.4055 | 0.99266 | 8.3437 | 1.0168 | 8.4055 | 0.99266 | No | Lawson | SDF2018
| Hazelbrook | 2026 |  | 8.3294 | 1.015 | 8.391 | 0.99266 | 8.3294 | 1.015 | 8.391 | 0.99266 | No | Lawson | SDF2018
| Hazelbrook | 2027 |  | 8.315 | 1.0133 | 8.3765 | 0.99266 | 8.315 | 1.0133 | 8.3765 | 0.99266 | No | Lawson | SDF2018
| Sydney_Trains_Lawson | 2012 | 15.3859 | 15.1247 | 2.823 | 15.3859 | 0.98302 | 15.1247 | 2.823 | 15.3859 | 0.98302 | Yes | Lawson | SDF2018
| Sydney_Trains_Lawson | 2013 | 11.2399 | 11.1319 | 1.5542 | 11.2399 | 0.99039 | 11.1319 | 1.5542 | 11.2399 | 0.99039 | Yes | Lawson | SDF2018
| Sydney_Trains_Lawson | 2014 | 14.0459 | 13.9392 | 1.728 | 14.0459 | 0.9924 | 13.9392 | 1.728 | 14.0459 | 0.9924 | Yes | Lawson | SDF2018
| Sydney_Trains_Lawson | 2015 | 12.315 | 12.195 | 1.715 | 12.315 | 0.99026 | 12.195 | 1.715 | 12.315 | 0.99026 | Yes | Lawson | SDF2018
| Sydney_Trains_Lawson | 2016 | 13.95 | 12.76 | 1.2831 | 12.8244 | 0.99498 | 12.76 | 1.2831 | 12.8244 | 0.99498 | Yes | Lawson | SDF2018
| Sydney_Trains_Lawson | 2017 | 15.045 | 14.969 | 1.5103 | 15.045 | 0.99495 | 14.969 | 1.5103 | 15.045 | 0.99495 | Yes | Lawson | SDF2018
| Sydney_Trains_Lawson | 2018 |  | 14.969 | 2.0218 | 15.1049 | 0.991 | 14.969 | 2.0218 | 15.1049 | 0.991 | Yes | Lawson | SDF2018
| Sydney_Trains_Lawson | 2019 |  | 14.969 | 2.0218 | 15.1049 | 0.991 | 14.969 | 2.0218 | 15.1049 | 0.991 | Yes | Lawson | SDF2018
| Sydney_Trains_Lawson | 2020 |  | 14.969 | 2.0218 | 15.1049 | 0.991 | 14.969 | 2.0218 | 15.1049 | 0.991 | Yes | Lawson | SDF2018
| Sydney_Trains_Lawson | 2021 |  | 14.969 | 2.0218 | 15.1049 | 0.991 | 14.969 | 2.0218 | 15.1049 | 0.991 | Yes | Lawson | SDF2018
| Sydney_Trains_Lawson | 2022 |  | 14.969 | 2.0218 | 15.1049 | 0.991 | 14.969 | 2.0218 | 15.1049 | 0.991 | Yes | Lawson | SDF2018
| Sydney_Trains_Lawson | 2023 |  | 14.969 | 2.0218 | 15.1049 | 0.991 | 14.969 | 2.0218 | 15.1049 | 0.991 | Yes | Lawson | SDF2018
| Sydney_Trains_Lawson | 2024 |  | 14.969 | 2.0218 | 15.1049 | 0.991 | 14.969 | 2.0218 | 15.1049 | 0.991 | Yes | Lawson | SDF2018
| Sydney_Trains_Lawson | 2025 |  | 14.969 | 2.0218 | 15.1049 | 0.991 | 14.969 | 2.0218 | 15.1049 | 0.991 | Yes | Lawson | SDF2018
| Sydney_Trains_Lawson | 2026 |  | 14.969 | 2.0218 | 15.1049 | 0.991 | 14.969 | 2.0218 | 15.1049 | 0.991 | Yes | Lawson | SDF2018
| Sydney_Trains_Lawson | 2027 |  | 14.969 | 2.0218 | 15.1049 | 0.991 | 14.969 | 2.0218 | 15.1049 | 0.991 | Yes | Lawson | SDF2018
| Undiversified | 2012 | 24.04 | 23.6547 | 4.283 | 24.04 | 0.98397 | 23.6547 | 4.283 | 24.04 | 0.98397 | No | Lawson | SDF2018
| Undiversified | 2013 | 19.1745 | 19.0019 | 2.5642 | 19.1745 | 0.991 | 19.0019 | 2.5642 | 19.1745 | 0.991 | No | Lawson | SDF2018
| Undiversified | 2014 | 24.0034 | 23.8192 | 2.968 | 24.0034 | 0.99233 | 23.8192 | 2.968 | 24.0034 | 0.99233 | No | Lawson | SDF2018
| Undiversified | 2015 | 19.585 | 19.465 | 1.715 | 19.585 | 0.99387 | 19.465 | 1.715 | 19.585 | 0.99387 | No | Lawson | SDF2018
| Undiversified | 2016 | 22.5718 | 21.28 | 2.6042 | 21.4462 | 0.99225 | 21.28 | 2.6042 | 21.4462 | 0.99225 | No | Lawson | SDF2018
| Undiversified | 2017 | 23.7524 | 23.659 | 2.0607 | 23.7524 | 0.99607 | 23.659 | 2.0607 | 23.7524 | 0.99607 | No | Lawson | SDF2018
| Undiversified | 2018 |  | 23.6167 | 3.0757 | 23.8166 | 0.99161 | 23.6167 | 3.0757 | 23.8166 | 0.99161 | No | Lawson | SDF2018
| Undiversified | 2019 |  | 23.572 | 3.0702 | 23.7716 | 0.9916 | 23.572 | 3.0702 | 23.7716 | 0.9916 | No | Lawson | SDF2018
| Undiversified | 2020 |  | 23.5235 | 3.0643 | 23.7228 | 0.9916 | 23.5235 | 3.0643 | 23.7228 | 0.9916 | No | Lawson | SDF2018
| Undiversified | 2021 |  | 23.4787 | 3.0589 | 23.6776 | 0.9916 | 23.4787 | 3.0589 | 23.6776 | 0.9916 | No | Lawson | SDF2018
| Undiversified | 2022 |  | 23.4333 | 3.0533 | 23.6319 | 0.9916 | 23.4333 | 3.0533 | 23.6319 | 0.9916 | No | Lawson | SDF2018
| Undiversified | 2023 |  | 23.3899 | 3.048 | 23.5881 | 0.9916 | 23.3899 | 3.048 | 23.5881 | 0.9916 | No | Lawson | SDF2018
| Undiversified | 2024 |  | 23.3492 | 3.0431 | 23.5471 | 0.99159 | 23.3492 | 3.0431 | 23.5471 | 0.99159 | No | Lawson | SDF2018
| Undiversified | 2025 |  | 23.3127 | 3.0386 | 23.5104 | 0.99159 | 23.3127 | 3.0386 | 23.5104 | 0.99159 | No | Lawson | SDF2018
| Undiversified | 2026 |  | 23.2984 | 3.0369 | 23.4959 | 0.99159 | 23.2984 | 3.0369 | 23.4959 | 0.99159 | No | Lawson | SDF2018
| Undiversified | 2027 |  | 23.284 | 3.0351 | 23.4814 | 0.99159 | 23.284 | 3.0351 | 23.4814 | 0.99159 | No | Lawson | SDF2018
| Diversified | 2012 | 14.4873 | 14.27 | 2.4998 | 14.4873 | 0.985 | 14.27 | 2.4998 | 14.4873 | 0.985 | No | Lawson | SDF2018
| Diversified | 2013 | 23.7462 | 23.39 | 4.0975 | 23.7462 | 0.985 | 23.39 | 4.0975 | 23.7462 | 0.985 | No | Lawson | SDF2018
| Diversified | 2014 | 26.4569 | 26.06 | 4.5652 | 26.4569 | 0.985 | 26.06 | 4.5652 | 26.4569 | 0.985 | No | Lawson | SDF2018
| Diversified | 2015 | 25.4721 | 25.09 | 4.3953 | 25.4721 | 0.985 | 25.09 | 4.3953 | 25.4721 | 0.985 | No | Lawson | SDF2018
| Diversified | 2016 | 19.1066 | 18.82 | 3.2969 | 19.1066 | 0.985 | 18.82 | 3.2969 | 19.1066 | 0.985 | No | Lawson | SDF2018
| Diversified | 2017 | 27.3198 | 26.91 | 4.7141 | 27.3198 | 0.985 | 26.91 | 4.7141 | 27.3198 | 0.985 | No | Lawson | SDF2018
| Diversified | 2018 |  | 22.7066 | 3.9778 | 23.0524 | 0.985 | 22.7066 | 3.9778 | 23.0524 | 0.985 | No | Lawson | SDF2018
| Diversified | 2019 |  | 22.6637 | 3.9703 | 23.0088 | 0.985 | 22.6637 | 3.9703 | 23.0088 | 0.985 | No | Lawson | SDF2018
| Diversified | 2020 |  | 22.6171 | 3.9621 | 22.9615 | 0.985 | 22.6171 | 3.9621 | 22.9615 | 0.985 | No | Lawson | SDF2018
| Diversified | 2021 |  | 22.574 | 3.9546 | 22.9177 | 0.985 | 22.574 | 3.9546 | 22.9177 | 0.985 | No | Lawson | SDF2018
| Diversified | 2022 |  | 22.5304 | 3.9469 | 22.8735 | 0.985 | 22.5304 | 3.9469 | 22.8735 | 0.985 | No | Lawson | SDF2018
| Diversified | 2023 |  | 22.4886 | 3.9396 | 22.8311 | 0.985 | 22.4886 | 3.9396 | 22.8311 | 0.985 | No | Lawson | SDF2018
| Diversified | 2024 |  | 22.4495 | 3.9327 | 22.7913 | 0.985 | 22.4495 | 3.9327 | 22.7913 | 0.985 | No | Lawson | SDF2018
| Diversified | 2025 |  | 22.4144 | 3.9266 | 22.7558 | 0.985 | 22.4144 | 3.9266 | 22.7558 | 0.985 | No | Lawson | SDF2018
| Diversified | 2026 |  | 22.4006 | 3.9242 | 22.7417 | 0.985 | 22.4006 | 3.9242 | 22.7417 | 0.985 | No | Lawson | SDF2018
| Diversified | 2027 |  | 22.3867 | 3.9218 | 22.7277 | 0.985 | 22.3867 | 3.9218 | 22.7277 | 0.985 | No | Lawson | SDF2018
| Abbotsbury | 2012 | [9 empty] | No | Liverpool_132kV_TS | SDF2018
| Abbotsbury | 2013 | [9 empty] | No | Liverpool_132kV_TS | SDF2018
| Abbotsbury | 2014 | [9 empty] | No | Liverpool_132kV_TS | SDF2018
| Abbotsbury | 2015 | 25.647 | 24.4 | 7.8999 | 25.647 | 0.95138 | 24.4 | 7.8999 | 25.647 | 0.95138 | No | Liverpool_132kV_TS | SDF2018
| Abbotsbury | 2016 | 38.897 | 37 | 11.999 | 38.897 | 0.95123 | 37 | 11.999 | 38.897 | 0.95123 | No | Liverpool_132kV_TS | SDF2018
| Abbotsbury | 2017 | 42.738 | 40.9 | 12.3987 | 42.738 | 0.95699 | 40.9 | 12.3987 | 42.738 | 0.95699 | No | Liverpool_132kV_TS | SDF2018
| Abbotsbury | 2018 |  | 40.698 | 19.711 | 45.2201 | 0.9 | 40.698 | 19.711 | 45.2201 | 0.9 | No | Liverpool_132kV_TS | SDF2018
| Abbotsbury | 2019 |  | 40.4896 | 19.61 | 44.9884 | 0.9 | 40.4896 | 19.61 | 44.9884 | 0.9 | No | Liverpool_132kV_TS | SDF2018
| Abbotsbury | 2020 |  | 40.2692 | 19.5033 | 44.7436 | 0.9 | 40.2692 | 19.5033 | 44.7436 | 0.9 | No | Liverpool_132kV_TS | SDF2018
| Abbotsbury | 2021 |  | 40.0743 | 19.4089 | 44.527 | 0.9 | 40.0743 | 19.4089 | 44.527 | 0.9 | No | Liverpool_132kV_TS | SDF2018
| Abbotsbury | 2022 |  | 39.8855 | 19.3174 | 44.3172 | 0.9 | 39.8855 | 19.3174 | 44.3172 | 0.9 | No | Liverpool_132kV_TS | SDF2018
| Abbotsbury | 2023 |  | 39.7072 | 19.2311 | 44.1191 | 0.9 | 39.7072 | 19.2311 | 44.1191 | 0.9 | No | Liverpool_132kV_TS | SDF2018
| Abbotsbury | 2024 |  | 39.5385 | 19.1493 | 43.9316 | 0.9 | 39.5385 | 19.1493 | 43.9316 | 0.9 | No | Liverpool_132kV_TS | SDF2018
| Abbotsbury | 2025 |  | 39.4032 | 19.0838 | 43.7813 | 0.9 | 39.4032 | 19.0838 | 43.7813 | 0.9 | No | Liverpool_132kV_TS | SDF2018
| Abbotsbury | 2026 |  | 39.3944 | 19.0796 | 43.7716 | 0.9 | 39.3944 | 19.0796 | 43.7716 | 0.9 | No | Liverpool_132kV_TS | SDF2018
| Abbotsbury | 2027 |  | 39.3857 | 19.0753 | 43.7618 | 0.9 | 39.3857 | 19.0753 | 43.7618 | 0.9 | No | Liverpool_132kV_TS | SDF2018
| Undiversified | 2012 | [9 empty] | No | Liverpool_132kV_TS | SDF2018
| Undiversified | 2013 | [9 empty] | No | Liverpool_132kV_TS | SDF2018
| Undiversified | 2014 | [9 empty] | No | Liverpool_132kV_TS | SDF2018
| Undiversified | 2015 | 25.647 | 24.4 | 7.8999 | 25.647 | 0.95138 | 24.4 | 7.8999 | 25.647 | 0.95138 | No | Liverpool_132kV_TS | SDF2018
| Undiversified | 2016 | 38.897 | 37 | 11.999 | 38.897 | 0.95123 | 37 | 11.999 | 38.897 | 0.95123 | No | Liverpool_132kV_TS | SDF2018
| Undiversified | 2017 | 42.738 | 40.9 | 12.3987 | 42.738 | 0.95699 | 40.9 | 12.3987 | 42.738 | 0.95699 | No | Liverpool_132kV_TS | SDF2018
| Undiversified | 2018 |  | 40.698 | 19.711 | 45.2201 | 0.9 | 40.698 | 19.711 | 45.2201 | 0.9 | No | Liverpool_132kV_TS | SDF2018
| Undiversified | 2019 |  | 40.4896 | 19.61 | 44.9884 | 0.9 | 40.4896 | 19.61 | 44.9884 | 0.9 | No | Liverpool_132kV_TS | SDF2018
| Undiversified | 2020 |  | 40.2692 | 19.5033 | 44.7436 | 0.9 | 40.2692 | 19.5033 | 44.7436 | 0.9 | No | Liverpool_132kV_TS | SDF2018
| Undiversified | 2021 |  | 40.0743 | 19.4089 | 44.527 | 0.9 | 40.0743 | 19.4089 | 44.527 | 0.9 | No | Liverpool_132kV_TS | SDF2018
| Undiversified | 2022 |  | 39.8855 | 19.3174 | 44.3172 | 0.9 | 39.8855 | 19.3174 | 44.3172 | 0.9 | No | Liverpool_132kV_TS | SDF2018
| Undiversified | 2023 |  | 39.7072 | 19.2311 | 44.1191 | 0.9 | 39.7072 | 19.2311 | 44.1191 | 0.9 | No | Liverpool_132kV_TS | SDF2018
| Undiversified | 2024 |  | 39.5385 | 19.1493 | 43.9316 | 0.9 | 39.5385 | 19.1493 | 43.9316 | 0.9 | No | Liverpool_132kV_TS | SDF2018
| Undiversified | 2025 |  | 39.4032 | 19.0838 | 43.7813 | 0.9 | 39.4032 | 19.0838 | 43.7813 | 0.9 | No | Liverpool_132kV_TS | SDF2018
| Undiversified | 2026 |  | 39.3944 | 19.0796 | 43.7716 | 0.9 | 39.3944 | 19.0796 | 43.7716 | 0.9 | No | Liverpool_132kV_TS | SDF2018
| Undiversified | 2027 |  | 39.3857 | 19.0753 | 43.7618 | 0.9 | 39.3857 | 19.0753 | 43.7618 | 0.9 | No | Liverpool_132kV_TS | SDF2018
| Diversified | 2012 | [9 empty] | No | Liverpool_132kV_TS | SDF2018
| Diversified | 2013 | [9 empty] | No | Liverpool_132kV_TS | SDF2018
| Diversified | 2014 | [9 empty] | No | Liverpool_132kV_TS | SDF2018
| Diversified | 2015 | [9 empty] | No | Liverpool_132kV_TS | SDF2018
| Diversified | 2016 | [9 empty] | No | Liverpool_132kV_TS | SDF2018
| Diversified | 2017 | [9 empty] | No | Liverpool_132kV_TS | SDF2018
| Diversified | 2018 | [9 empty] | No | Liverpool_132kV_TS | SDF2018
| Diversified | 2019 | [9 empty] | No | Liverpool_132kV_TS | SDF2018
| Diversified | 2020 | [9 empty] | No | Liverpool_132kV_TS | SDF2018
| Diversified | 2021 | [9 empty] | No | Liverpool_132kV_TS | SDF2018
| Diversified | 2022 | [9 empty] | No | Liverpool_132kV_TS | SDF2018
| Diversified | 2023 | [9 empty] | No | Liverpool_132kV_TS | SDF2018
| Diversified | 2024 | [9 empty] | No | Liverpool_132kV_TS | SDF2018
| Diversified | 2025 | [9 empty] | No | Liverpool_132kV_TS | SDF2018
| Diversified | 2026 | [9 empty] | No | Liverpool_132kV_TS | SDF2018
| Diversified | 2027 | [9 empty] | No | Liverpool_132kV_TS | SDF2018
| Anzac_Village | 2012 | [9 empty] | No | Liverpool_TS | SDF2018
| Anzac_Village | 2013 | [9 empty] | No | Liverpool_TS | SDF2018
| Anzac_Village | 2014 | 24.0754 | 27.386 | 8.3873 | 28.6416 | 0.95616 | 24.6297 | 7.5431 | 25.7589 | 0.95616 | No | Liverpool_TS | SDF2018
| Anzac_Village | 2015 | 25 | 27.83 | 8.1171 | 28.9896 | 0.96 | 25.0732 | 7.313 | 26.1179 | 0.96 | No | Liverpool_TS | SDF2018
| Anzac_Village | 2016 | 25.128 | 25.298 | 6.786 | 26.1923 | 0.96585 | 22.396 | 6.0076 | 23.1877 | 0.96585 | No | Liverpool_TS | SDF2018
| Anzac_Village | 2017 | 27.33 | 23.903 | 5.7579 | 24.5867 | 0.97219 | 20.892 | 5.0326 | 21.4896 | 0.97219 | No | Liverpool_TS | SDF2018
| Anzac_Village | 2018 |  | 23.8543 | 6.9051 | 24.8336 | 0.96056 | 20.8433 | 6.0335 | 21.699 | 0.96056 | No | Liverpool_TS | SDF2018
| Anzac_Village | 2019 |  | 24.0535 | 6.9628 | 25.041 | 0.96056 | 21.0425 | 6.0912 | 21.9063 | 0.96056 | No | Liverpool_TS | SDF2018
| Anzac_Village | 2020 |  | 24.7365 | 7.1605 | 25.752 | 0.96056 | 21.7255 | 6.2889 | 22.6174 | 0.96056 | No | Liverpool_TS | SDF2018
| Anzac_Village | 2021 |  | 26.0253 | 7.5336 | 27.0938 | 0.96056 | 23.0143 | 6.662 | 23.9591 | 0.96056 | No | Liverpool_TS | SDF2018
| Anzac_Village | 2022 |  | 27.6426 | 8.0018 | 28.7775 | 0.96056 | 24.6316 | 7.1302 | 25.6429 | 0.96056 | No | Liverpool_TS | SDF2018
| Anzac_Village | 2023 |  | 29.3228 | 8.4881 | 30.5267 | 0.96056 | 26.3118 | 7.6165 | 27.392 | 0.96056 | No | Liverpool_TS | SDF2018
| Anzac_Village | 2024 |  | 31.0649 | 8.9924 | 32.3402 | 0.96056 | 28.0539 | 8.1208 | 29.2056 | 0.96056 | No | Liverpool_TS | SDF2018
| Anzac_Village | 2025 |  | 32.9876 | 9.549 | 34.3419 | 0.96056 | 29.9766 | 8.6774 | 31.2073 | 0.96056 | No | Liverpool_TS | SDF2018
| Anzac_Village | 2026 |  | 34.8989 | 10.1022 | 36.3316 | 0.96056 | 31.8879 | 9.2306 | 33.197 | 0.96056 | No | Liverpool_TS | SDF2018
| Anzac_Village | 2027 |  | 36.4856 | 10.5615 | 37.9835 | 0.96056 | 33.4746 | 9.6899 | 34.8489 | 0.96056 | No | Liverpool_TS | SDF2018
| Canley_Vale | 2012 | [9 empty] | No | Liverpool_TS | SDF2018
| Canley_Vale | 2013 | [9 empty] | No | Liverpool_TS | SDF2018
| Canley_Vale | 2014 | [9 empty] | No | Liverpool_TS | SDF2018
| Canley_Vale | 2015 | 27.017 | 27.526 | 3.0748 | 27.6972 | 0.99382 | 25.579 | 2.8573 | 25.7381 | 0.99382 | No | Liverpool_TS | SDF2018
| Canley_Vale | 2016 | 28.028 | 27.615 | 3.544 | 27.8415 | 0.99187 | 25.582 | 3.2831 | 25.7918 | 0.99187 | No | Liverpool_TS | SDF2018
| Canley_Vale | 2017 | 32.9 | 28.298 | 1.7114 | 28.3497 | 0.99818 | 25.526 | 1.5437 | 25.5726 | 0.99818 | No | Liverpool_TS | SDF2018
| Canley_Vale | 2018 |  | 28.1499 | 1.7024 | 28.2013 | 0.99818 | 25.3779 | 1.5348 | 25.4243 | 0.99818 | No | Liverpool_TS | SDF2018
| Canley_Vale | 2019 |  | 27.9992 | 1.6933 | 28.0504 | 0.99818 | 25.2272 | 1.5257 | 25.2733 | 0.99818 | No | Liverpool_TS | SDF2018
| Canley_Vale | 2020 |  | 27.8432 | 1.6839 | 27.8941 | 0.99818 | 25.0712 | 1.5162 | 25.117 | 0.99818 | No | Liverpool_TS | SDF2018
| Canley_Vale | 2021 |  | 27.7096 | 1.6758 | 27.7602 | 0.99818 | 24.9376 | 1.5081 | 24.9831 | 0.99818 | No | Liverpool_TS | SDF2018
| Canley_Vale | 2022 |  | 27.5845 | 1.6682 | 27.6349 | 0.99818 | 24.8125 | 1.5006 | 24.8579 | 0.99818 | No | Liverpool_TS | SDF2018
| Canley_Vale | 2023 |  | 27.4681 | 1.6612 | 27.5183 | 0.99818 | 24.6961 | 1.4935 | 24.7412 | 0.99818 | No | Liverpool_TS | SDF2018
| Canley_Vale | 2024 |  | 27.357 | 1.6545 | 27.407 | 0.99818 | 24.585 | 1.4868 | 24.63 | 0.99818 | No | Liverpool_TS | SDF2018
| Canley_Vale | 2025 |  | 27.2772 | 1.6496 | 27.327 | 0.99818 | 24.5052 | 1.482 | 24.55 | 0.99818 | No | Liverpool_TS | SDF2018
| Canley_Vale | 2026 |  | 27.3037 | 1.6512 | 27.3536 | 0.99818 | 24.5317 | 1.4836 | 24.5765 | 0.99818 | No | Liverpool_TS | SDF2018
| Canley_Vale | 2027 |  | 27.3302 | 1.6528 | 27.3801 | 0.99818 | 24.5582 | 1.4852 | 24.603 | 0.99818 | No | Liverpool_TS | SDF2018
| Casula | 2012 | [9 empty] | No | Liverpool_TS | SDF2018
| Casula | 2013 | [9 empty] | No | Liverpool_TS | SDF2018
| Casula | 2014 | 18.9008 | 18.11 | 5.41 | 18.9008 | 0.95816 | 18.11 | 5.41 | 18.9008 | 0.95816 | No | Liverpool_TS | SDF2018
| Casula | 2015 | 23.717 | 22.5 | 7.4997 | 23.717 | 0.94869 | 22.5 | 7.4997 | 23.717 | 0.94869 | No | Liverpool_TS | SDF2018
| Casula | 2016 | 30.245 | 29.19 | 7.9186 | 30.245 | 0.96512 | 29.19 | 7.9186 | 30.245 | 0.96512 | No | Liverpool_TS | SDF2018
| Casula | 2017 | 33.067 | 32.08 | 8.0187 | 33.067 | 0.97015 | 32.08 | 8.0187 | 33.067 | 0.97015 | No | Liverpool_TS | SDF2018
| Casula | 2018 |  | 32.1893 | 8.0461 | 33.1797 | 0.97015 | 32.1893 | 8.0461 | 33.1797 | 0.97015 | No | Liverpool_TS | SDF2018
| Casula | 2019 |  | 32.2802 | 8.0688 | 33.2733 | 0.97015 | 32.2802 | 8.0688 | 33.2733 | 0.97015 | No | Liverpool_TS | SDF2018
| Casula | 2020 |  | 32.3761 | 8.0928 | 33.3722 | 0.97015 | 32.3761 | 8.0928 | 33.3722 | 0.97015 | No | Liverpool_TS | SDF2018
| Casula | 2021 |  | 32.6532 | 8.162 | 33.6578 | 0.97015 | 32.6532 | 8.162 | 33.6578 | 0.97015 | No | Liverpool_TS | SDF2018
| Casula | 2022 |  | 32.9372 | 8.233 | 33.9506 | 0.97015 | 32.9372 | 8.233 | 33.9506 | 0.97015 | No | Liverpool_TS | SDF2018
| Casula | 2023 |  | 33.0676 | 8.2656 | 34.085 | 0.97015 | 33.0676 | 8.2656 | 34.085 | 0.97015 | No | Liverpool_TS | SDF2018
| Casula | 2024 |  | 33.042 | 8.2592 | 34.0586 | 0.97015 | 33.042 | 8.2592 | 34.0586 | 0.97015 | No | Liverpool_TS | SDF2018
| Casula | 2025 |  | 32.9632 | 8.2395 | 33.9774 | 0.97015 | 32.9632 | 8.2395 | 33.9774 | 0.97015 | No | Liverpool_TS | SDF2018
| Casula | 2026 |  | 32.9855 | 8.2451 | 34.0003 | 0.97015 | 32.9855 | 8.2451 | 34.0003 | 0.97015 | No | Liverpool_TS | SDF2018
| Casula | 2027 |  | 33.0077 | 8.2506 | 34.0232 | 0.97015 | 33.0077 | 8.2506 | 34.0232 | 0.97015 | No | Liverpool_TS | SDF2018
| Chipping_Norton | 2012 | [9 empty] | No | Liverpool_TS | SDF2018
| Chipping_Norton | 2013 | [9 empty] | No | Liverpool_TS | SDF2018
| Chipping_Norton | 2014 | 6.5146 | 6.31 | 1.62 | 6.5146 | 0.96859 | 6.31 | 1.62 | 6.5146 | 0.96859 | No | Liverpool_TS | SDF2018
| Chipping_Norton | 2015 | 16.849 | 16.13 | 4.8695 | 16.849 | 0.95733 | 16.13 | 4.8695 | 16.849 | 0.95733 | No | Liverpool_TS | SDF2018
| Chipping_Norton | 2016 | 19.931 | 19.01 | 5.9887 | 19.931 | 0.95379 | 19.01 | 5.9887 | 19.931 | 0.95379 | No | Liverpool_TS | SDF2018
| Chipping_Norton | 2017 | 21.201 | 20.47 | 5.5192 | 21.201 | 0.96552 | 20.47 | 5.5192 | 21.201 | 0.96552 | No | Liverpool_TS | SDF2018
| Chipping_Norton | 2018 |  | 22.9264 | 6.1815 | 23.7451 | 0.96552 | 22.9264 | 6.1815 | 23.7451 | 0.96552 | No | Liverpool_TS | SDF2018
| Chipping_Norton | 2019 |  | 24.7971 | 6.6859 | 25.6826 | 0.96552 | 24.7971 | 6.6859 | 25.6826 | 0.96552 | No | Liverpool_TS | SDF2018
| Chipping_Norton | 2020 |  | 24.8901 | 6.711 | 25.779 | 0.96552 | 24.8901 | 6.711 | 25.779 | 0.96552 | No | Liverpool_TS | SDF2018
| Chipping_Norton | 2021 |  | 24.8349 | 6.6961 | 25.7218 | 0.96552 | 24.8349 | 6.6961 | 25.7218 | 0.96552 | No | Liverpool_TS | SDF2018
| Chipping_Norton | 2022 |  | 24.782 | 6.6818 | 25.667 | 0.96552 | 24.782 | 6.6818 | 25.667 | 0.96552 | No | Liverpool_TS | SDF2018
| Chipping_Norton | 2023 |  | 24.7328 | 6.6686 | 25.6161 | 0.96552 | 24.7328 | 6.6686 | 25.6161 | 0.96552 | No | Liverpool_TS | SDF2018
| Chipping_Norton | 2024 |  | 24.6869 | 6.6562 | 25.5685 | 0.96552 | 24.6869 | 6.6562 | 25.5685 | 0.96552 | No | Liverpool_TS | SDF2018
| Chipping_Norton | 2025 |  | 24.6524 | 6.6469 | 25.5327 | 0.96552 | 24.6524 | 6.6469 | 25.5327 | 0.96552 | No | Liverpool_TS | SDF2018
| Chipping_Norton | 2026 |  | 24.6714 | 6.652 | 25.5525 | 0.96552 | 24.6714 | 6.652 | 25.5525 | 0.96552 | No | Liverpool_TS | SDF2018
| Chipping_Norton | 2027 |  | 24.6905 | 6.6571 | 25.5722 | 0.96552 | 24.6905 | 6.6571 | 25.5722 | 0.96552 | No | Liverpool_TS | SDF2018
| Liverpool_Military_Area | 2012 | [9 empty] | Yes | Liverpool_TS | SDF2018
| Liverpool_Military_Area | 2013 | [9 empty] | Yes | Liverpool_TS | SDF2018
| Liverpool_Military_Area | 2014 | [9 empty] | Yes | Liverpool_TS | SDF2018
| Liverpool_Military_Area | 2015 | 0.92252 | 0.8764 | 0.28804 | 0.92252 | 0.95001 | 0.8764 | 0.28804 | 0.92252 | 0.95001 | Yes | Liverpool_TS | SDF2018
| Liverpool_Military_Area | 2016 | 7.949 | 7.551 | 2.4837 | 7.949 | 0.94993 | 7.551 | 2.4837 | 7.949 | 0.94993 | Yes | Liverpool_TS | SDF2018
| Liverpool_Military_Area | 2017 | 8.004 | 8.004 |  | 8.004 | 1 | 8.004 |  | 8.004 | 1 | Yes | Liverpool_TS | SDF2018
| Liverpool_Military_Area | 2018 |  | 8.3064 | 4.023 | 9.2293 | 0.9 | 8.3064 | 4.023 | 9.2293 | 0.9 | Yes | Liverpool_TS | SDF2018
| Liverpool_Military_Area | 2019 |  | 8.8104 | 4.2671 | 9.7893 | 0.9 | 8.8104 | 4.2671 | 9.7893 | 0.9 | Yes | Liverpool_TS | SDF2018
| Liverpool_Military_Area | 2020 |  | 9.516 | 4.6088 | 10.5733 | 0.9 | 9.516 | 4.6088 | 10.5733 | 0.9 | Yes | Liverpool_TS | SDF2018
| Liverpool_Military_Area | 2021 |  | 10.4232 | 5.0482 | 11.5813 | 0.9 | 10.4232 | 5.0482 | 11.5813 | 0.9 | Yes | Liverpool_TS | SDF2018
| Liverpool_Military_Area | 2022 |  | 11.3304 | 5.4876 | 12.5893 | 0.9 | 11.3304 | 5.4876 | 12.5893 | 0.9 | Yes | Liverpool_TS | SDF2018
| Liverpool_Military_Area | 2023 |  | 12.036 | 5.8293 | 13.3733 | 0.9 | 12.036 | 5.8293 | 13.3733 | 0.9 | Yes | Liverpool_TS | SDF2018
| Liverpool_Military_Area | 2024 |  | 12.54 | 6.0734 | 13.9333 | 0.9 | 12.54 | 6.0734 | 13.9333 | 0.9 | Yes | Liverpool_TS | SDF2018
| Liverpool_Military_Area | 2025 |  | 12.8424 | 6.2199 | 14.2693 | 0.9 | 12.8424 | 6.2199 | 14.2693 | 0.9 | Yes | Liverpool_TS | SDF2018
| Liverpool_Military_Area | 2026 |  | 12.9432 | 6.2687 | 14.3813 | 0.9 | 12.9432 | 6.2687 | 14.3813 | 0.9 | Yes | Liverpool_TS | SDF2018
| Liverpool_Military_Area | 2027 |  | 12.9432 | 6.2687 | 14.3813 | 0.9 | 12.9432 | 6.2687 | 14.3813 | 0.9 | Yes | Liverpool_TS | SDF2018
| Liverpool | 2012 | 43.0023 | 51.204 | 16.2547 | 53.7221 | 0.95313 | 47.2005 | 14.9838 | 49.5217 | 0.95313 | No | Liverpool_TS | SDF2018
| Liverpool | 2013 | 50.9401 | 49.891 | 10.1339 | 50.9098 | 0.97999 | 45.3804 | 9.2177 | 46.3071 | 0.97999 | No | Liverpool_TS | SDF2018
| Liverpool | 2014 | 34.5483 | 36.246 | 6.3608 | 36.7999 | 0.98495 | 33.8256 | 5.936 | 34.3425 | 0.98495 | No | Liverpool_TS | SDF2018
| Liverpool | 2015 | 34.708 | 40.194 | 5.8674 | 40.62 | 0.98951 | 36.6138 | 5.3448 | 37.0019 | 0.98951 | No | Liverpool_TS | SDF2018
| Liverpool | 2016 | 37.485 | 40.07 | 5.578 | 40.4564 | 0.99045 | 37.306 | 5.1932 | 37.6657 | 0.99045 | No | Liverpool_TS | SDF2018
| Liverpool | 2017 | 38.003 | 37.209 | 9.9217 | 38.5091 | 0.96624 | 34.064 | 9.0831 | 35.2542 | 0.96624 | No | Liverpool_TS | SDF2018
| Liverpool | 2018 |  | 39.4504 | 8.537 | 40.3635 | 0.97738 | 36.3054 | 7.8564 | 37.1457 | 0.97738 | No | Liverpool_TS | SDF2018
| Liverpool | 2019 |  | 40.4133 | 8.7453 | 41.3487 | 0.97738 | 37.2683 | 8.0648 | 38.1309 | 0.97738 | No | Liverpool_TS | SDF2018
| Liverpool | 2020 |  | 41.5064 | 8.9819 | 42.4671 | 0.97738 | 38.3614 | 8.3013 | 39.2493 | 0.97738 | No | Liverpool_TS | SDF2018
| Liverpool | 2021 |  | 42.7515 | 9.2513 | 43.741 | 0.97738 | 39.6065 | 8.5707 | 40.5232 | 0.97738 | No | Liverpool_TS | SDF2018
| Liverpool | 2022 |  | 44.1389 | 9.5515 | 45.1605 | 0.97738 | 40.9939 | 8.871 | 41.9427 | 0.97738 | No | Liverpool_TS | SDF2018
| Liverpool | 2023 |  | 45.6629 | 9.8813 | 46.7198 | 0.97738 | 42.5179 | 9.2007 | 43.502 | 0.97738 | No | Liverpool_TS | SDF2018
| Liverpool | 2024 |  | 47.3166 | 10.2392 | 48.4118 | 0.97738 | 44.1716 | 9.5586 | 45.194 | 0.97738 | No | Liverpool_TS | SDF2018
| Liverpool | 2025 |  | 49.1365 | 10.633 | 50.2738 | 0.97738 | 45.9915 | 9.9524 | 47.056 | 0.97738 | No | Liverpool_TS | SDF2018
| Liverpool | 2026 |  | 51.2059 | 11.0808 | 52.3911 | 0.97738 | 48.0609 | 10.4003 | 49.1733 | 0.97738 | No | Liverpool_TS | SDF2018
| Liverpool | 2027 |  | 53.403 | 11.5563 | 54.6391 | 0.97738 | 50.258 | 10.8757 | 51.4213 | 0.97738 | No | Liverpool_TS | SDF2018
| Moorebank | 2012 | 39.2462 | 36.045 | 15.525 | 39.2462 | 0.91843 | 36.045 | 15.525 | 39.2462 | 0.91843 | No | Liverpool_TS | SDF2018
| Moorebank | 2013 | 39.0715 | 37.152 | 12.096 | 39.0715 | 0.95087 | 37.152 | 12.096 | 39.0715 | 0.95087 | No | Liverpool_TS | SDF2018
| Moorebank | 2014 | 34.4329 | 32.4 | 14.2028 | 35.3762 | 0.91587 | 32.4 | 14.2028 | 35.3762 | 0.91587 | No | Liverpool_TS | SDF2018
| Moorebank | 2015 | 26.5 | 26.46 | 1.4555 | 26.5 | 0.99849 | 26.46 | 1.4555 | 26.5 | 0.99849 | No | Liverpool_TS | SDF2018
| Moorebank | 2016 | 27.5222 | 27.48 | 1.524 | 27.5222 | 0.99847 | 27.48 | 1.524 | 27.5222 | 0.99847 | No | Liverpool_TS | SDF2018
| Moorebank | 2017 | 30.521 | 30.52 | 0.24706 | 30.521 | 0.99997 | 30.52 | 0.24706 | 30.521 | 0.99997 | No | Liverpool_TS | SDF2018
| Moorebank | 2018 |  | 30.9278 | 8.5705 | 32.0933 | 0.96368 | 30.9278 | 8.5705 | 32.0933 | 0.96368 | No | Liverpool_TS | SDF2018
| Moorebank | 2019 |  | 30.914 | 8.5667 | 32.079 | 0.96368 | 30.914 | 8.5667 | 32.079 | 0.96368 | No | Liverpool_TS | SDF2018
| Moorebank | 2020 |  | 30.9002 | 8.5629 | 32.0647 | 0.96368 | 30.9002 | 8.5629 | 32.0647 | 0.96368 | No | Liverpool_TS | SDF2018
| Moorebank | 2021 |  | 30.8864 | 8.559 | 32.0503 | 0.96368 | 30.8864 | 8.559 | 32.0503 | 0.96368 | No | Liverpool_TS | SDF2018
| Moorebank | 2022 |  | 30.8726 | 8.5552 | 32.036 | 0.96368 | 30.8726 | 8.5552 | 32.036 | 0.96368 | No | Liverpool_TS | SDF2018
| Moorebank | 2023 |  | 30.8588 | 8.5514 | 32.0217 | 0.96368 | 30.8588 | 8.5514 | 32.0217 | 0.96368 | No | Liverpool_TS | SDF2018
| Moorebank | 2024 |  | 30.845 | 8.5476 | 32.0074 | 0.96368 | 30.845 | 8.5476 | 32.0074 | 0.96368 | No | Liverpool_TS | SDF2018
| Moorebank | 2025 |  | 30.8312 | 8.5438 | 31.9931 | 0.96368 | 30.8312 | 8.5438 | 31.9931 | 0.96368 | No | Liverpool_TS | SDF2018
| Moorebank | 2026 |  | 30.8174 | 8.54 | 31.9788 | 0.96368 | 30.8174 | 8.54 | 31.9788 | 0.96368 | No | Liverpool_TS | SDF2018
| Moorebank | 2027 |  | 30.8037 | 8.5361 | 31.9646 | 0.96368 | 30.8037 | 8.5361 | 31.9646 | 0.96368 | No | Liverpool_TS | SDF2018
| Undiversified | 2012 | 82.2485 | 87.249 | 31.7797 | 92.9684 | 0.93848 | 83.2455 | 30.5088 | 88.768 | 0.93779 | No | Liverpool_TS | SDF2018
| Undiversified | 2013 | 90.0116 | 87.043 | 22.2298 | 89.9813 | 0.96735 | 82.5324 | 21.3137 | 85.3786 | 0.96666 | No | Liverpool_TS | SDF2018
| Undiversified | 2014 | 118.472 | 120.452 | 35.9808 | 126.2331 | 0.9542 | 115.2753 | 34.7119 | 120.8931 | 0.95353 | No | Liverpool_TS | SDF2018
| Undiversified | 2015 | 154.7135 | 161.5164 | 31.1721 | 165.2953 | 0.97714 | 153.2324 | 29.6279 | 156.8464 | 0.97696 | No | Liverpool_TS | SDF2018
| Undiversified | 2016 | 176.2882 | 176.214 | 33.823 | 180.1374 | 0.97822 | 168.515 | 32.3989 | 172.2925 | 0.97808 | No | Liverpool_TS | SDF2018
| Undiversified | 2017 | 191.026 | 180.484 | 31.1759 | 184.2385 | 0.97962 | 171.556 | 29.4444 | 175.1094 | 0.97971 | No | Liverpool_TS | SDF2018
| Undiversified | 2018 |  | 185.8045 | 43.9655 | 191.6459 | 0.96952 | 176.8765 | 42.2457 | 182.5164 | 0.9691 | No | Liverpool_TS | SDF2018
| Undiversified | 2019 |  | 189.2676 | 44.9898 | 195.2643 | 0.96929 | 180.3396 | 43.27 | 186.1348 | 0.96887 | No | Liverpool_TS | SDF2018
| Undiversified | 2020 |  | 191.7685 | 45.8016 | 197.9024 | 0.96901 | 182.8405 | 44.0818 | 188.7729 | 0.96857 | No | Liverpool_TS | SDF2018
| Undiversified | 2021 |  | 195.284 | 46.926 | 201.6062 | 0.96864 | 186.356 | 45.2062 | 192.4767 | 0.9682 | No | Liverpool_TS | SDF2018
| Undiversified | 2022 |  | 199.2882 | 48.1791 | 205.8159 | 0.96828 | 190.3602 | 46.4593 | 196.6864 | 0.96784 | No | Liverpool_TS | SDF2018
| Undiversified | 2023 |  | 203.149 | 49.3455 | 209.8609 | 0.96802 | 194.221 | 47.6257 | 200.7314 | 0.96757 | No | Liverpool_TS | SDF2018
| Undiversified | 2024 |  | 206.8524 | 50.4224 | 213.7269 | 0.96784 | 197.9244 | 48.7026 | 204.5974 | 0.96738 | No | Liverpool_TS | SDF2018
| Undiversified | 2025 |  | 210.6905 | 51.4816 | 217.7153 | 0.96773 | 201.7625 | 49.7618 | 208.5858 | 0.96729 | No | Liverpool_TS | SDF2018
| Undiversified | 2026 |  | 214.826 | 52.54 | 221.9893 | 0.96773 | 205.898 | 50.8202 | 212.8598 | 0.96729 | No | Liverpool_TS | SDF2018
| Undiversified | 2027 |  | 218.6639 | 53.4832 | 225.944 | 0.96778 | 209.7359 | 51.7634 | 216.8145 | 0.96735 | No | Liverpool_TS | SDF2018
| Diversified | 2012 | 75.3 | 102.741 | 30.2902 | 107.1131 | 0.95918 | 83.92 | 24.7414 | 87.4911 | 0.95918 | No | Liverpool_TS | SDF2018
| Diversified | 2013 | 86.4 | 87.636 | 0.60858 | 87.6381 | 0.99998 | 77.339 | 0.53708 | 77.3409 | 0.99998 | No | Liverpool_TS | SDF2018
| Diversified | 2014 | 107.7 | 112.96 | 30.2066 | 116.929 | 0.96606 | 102.772 | 27.4822 | 106.3831 | 0.96606 | No | Liverpool_TS | SDF2018
| Diversified | 2015 | 145.2 | 147.717 | 38.1501 | 152.5639 | 0.96823 | 137.698 | 35.5625 | 142.2161 | 0.96823 | No | Liverpool_TS | SDF2018
| Diversified | 2016 | 169.5 | 171.06 | 29.6706 | 173.6141 | 0.98529 | 157.55 | 27.3273 | 159.9024 | 0.98529 | No | Liverpool_TS | SDF2018
| Diversified | 2017 | 177.6 | 157.004 | 23.8689 | 158.808 | 0.98864 | 145.978 | 22.1926 | 147.6553 | 0.98864 | No | Liverpool_TS | SDF2018
| Diversified | 2018 |  | 165.9083 | 25.2225 | 167.8146 | 0.98864 | 157.9363 | 24.0106 | 159.751 | 0.98864 | No | Liverpool_TS | SDF2018
| Diversified | 2019 |  | 169.0006 | 25.6927 | 170.9424 | 0.98864 | 161.0286 | 24.4807 | 162.8788 | 0.98864 | No | Liverpool_TS | SDF2018
| Diversified | 2020 |  | 171.2337 | 26.0321 | 173.2011 | 0.98864 | 163.2617 | 24.8202 | 165.1376 | 0.98864 | No | Liverpool_TS | SDF2018
| Diversified | 2021 |  | 174.3727 | 26.5094 | 176.3763 | 0.98864 | 166.4007 | 25.2974 | 168.3127 | 0.98864 | No | Liverpool_TS | SDF2018
| Diversified | 2022 |  | 177.9482 | 27.0529 | 179.9928 | 0.98864 | 169.9762 | 25.841 | 171.9293 | 0.98864 | No | Liverpool_TS | SDF2018
| Diversified | 2023 |  | 181.3956 | 27.577 | 183.4798 | 0.98864 | 173.4236 | 26.3651 | 175.4163 | 0.98864 | No | Liverpool_TS | SDF2018
| Diversified | 2024 |  | 184.7024 | 28.0798 | 186.8246 | 0.98864 | 176.7304 | 26.8678 | 178.7611 | 0.98864 | No | Liverpool_TS | SDF2018
| Diversified | 2025 |  | 188.1295 | 28.6008 | 190.2911 | 0.98864 | 180.1575 | 27.3888 | 182.2276 | 0.98864 | No | Liverpool_TS | SDF2018
| Diversified | 2026 |  | 191.8222 | 29.1622 | 194.0262 | 0.98864 | 183.8502 | 27.9502 | 185.9627 | 0.98864 | No | Liverpool_TS | SDF2018
| Diversified | 2027 |  | 195.249 | 29.6831 | 197.4925 | 0.98864 | 187.2771 | 28.4712 | 189.4289 | 0.98864 | No | Liverpool_TS | SDF2018
| AWS_Data | 2012 | [9 empty] | No | Macarthur_132kV | SDF2018
| AWS_Data | 2013 | [9 empty] | No | Macarthur_132kV | SDF2018
| AWS_Data | 2014 | [9 empty] | No | Macarthur_132kV | SDF2018
| AWS_Data | 2015 | [9 empty] | No | Macarthur_132kV | SDF2018
| AWS_Data | 2016 | [9 empty] | No | Macarthur_132kV | SDF2018
| AWS_Data | 2017 | [9 empty] | No | Macarthur_132kV | SDF2018
| AWS_Data | 2018 |  | 3.42 | 1.1241 | 3.6 | 0.95 | 3.42 | 1.1241 | 3.6 | 0.95 | No | Macarthur_132kV | SDF2018
| AWS_Data | 2019 |  | 6.9825 | 2.295 | 7.35 | 0.95 | 6.9825 | 2.295 | 7.35 | 0.95 | No | Macarthur_132kV | SDF2018
| AWS_Data | 2020 |  | 10.545 | 3.466 | 11.1 | 0.95 | 10.545 | 3.466 | 11.1 | 0.95 | No | Macarthur_132kV | SDF2018
| AWS_Data | 2021 |  | 14.1075 | 4.6369 | 14.85 | 0.95 | 14.1075 | 4.6369 | 14.85 | 0.95 | No | Macarthur_132kV | SDF2018
| AWS_Data | 2022 |  | 17.67 | 5.8078 | 18.6 | 0.95 | 17.67 | 5.8078 | 18.6 | 0.95 | No | Macarthur_132kV | SDF2018
| AWS_Data | 2023 |  | 21.2325 | 6.9788 | 22.35 | 0.95 | 21.2325 | 6.9788 | 22.35 | 0.95 | No | Macarthur_132kV | SDF2018
| AWS_Data | 2024 |  | 24.795 | 8.1497 | 26.1 | 0.95 | 24.795 | 8.1497 | 26.1 | 0.95 | No | Macarthur_132kV | SDF2018
| AWS_Data | 2025 |  | 28.3575 | 9.3207 | 29.85 | 0.95 | 28.3575 | 9.3207 | 29.85 | 0.95 | No | Macarthur_132kV | SDF2018
| AWS_Data | 2026 |  | 31.92 | 10.4916 | 33.6 | 0.95 | 31.92 | 10.4916 | 33.6 | 0.95 | No | Macarthur_132kV | SDF2018
| AWS_Data | 2027 |  | 31.92 | 10.4916 | 33.6 | 0.95 | 31.92 | 10.4916 | 33.6 | 0.95 | No | Macarthur_132kV | SDF2018
| Oran_Park | 2012 | [9 empty] | No | Macarthur_132kV | SDF2018
| Oran_Park | 2013 | [9 empty] | No | Macarthur_132kV | SDF2018
| Oran_Park | 2014 | [9 empty] | No | Macarthur_132kV | SDF2018
| Oran_Park | 2015 | [9 empty] | No | Macarthur_132kV | SDF2018
| Oran_Park | 2016 | [9 empty] | No | Macarthur_132kV | SDF2018
| Oran_Park | 2017 | 11.901 | 11.77 | 1.7609 | 11.901 | 0.98899 | 11.77 | 1.7609 | 11.901 | 0.98899 | No | Macarthur_132kV | SDF2018
| Oran_Park | 2018 |  | 15.087 | 4.9589 | 15.8811 | 0.95 | 15.087 | 4.9589 | 15.8811 | 0.95 | No | Macarthur_132kV | SDF2018
| Oran_Park | 2019 |  | 19.6485 | 6.4582 | 20.6826 | 0.95 | 19.6485 | 6.4582 | 20.6826 | 0.95 | No | Macarthur_132kV | SDF2018
| Oran_Park | 2020 |  | 23.13 | 7.6025 | 24.3474 | 0.95 | 23.13 | 7.6025 | 24.3474 | 0.95 | No | Macarthur_132kV | SDF2018
| Oran_Park | 2021 |  | 27.0067 | 8.8767 | 28.4281 | 0.95 | 27.0067 | 8.8767 | 28.4281 | 0.95 | No | Macarthur_132kV | SDF2018
| Oran_Park | 2022 |  | 31.0862 | 10.2175 | 32.7223 | 0.95 | 31.0862 | 10.2175 | 32.7223 | 0.95 | No | Macarthur_132kV | SDF2018
| Oran_Park | 2023 |  | 34.728 | 11.4145 | 36.5557 | 0.95 | 34.728 | 11.4145 | 36.5557 | 0.95 | No | Macarthur_132kV | SDF2018
| Oran_Park | 2024 |  | 37.0205 | 12.1681 | 38.969 | 0.95 | 37.0205 | 12.1681 | 38.969 | 0.95 | No | Macarthur_132kV | SDF2018
| Oran_Park | 2025 |  | 38.0182 | 12.496 | 40.0191 | 0.95 | 38.0182 | 12.496 | 40.0191 | 0.95 | No | Macarthur_132kV | SDF2018
| Oran_Park | 2026 |  | 38.2501 | 12.5722 | 40.2633 | 0.95 | 38.2501 | 12.5722 | 40.2633 | 0.95 | No | Macarthur_132kV | SDF2018
| Oran_Park | 2027 |  | 38.2366 | 12.5678 | 40.2491 | 0.95 | 38.2366 | 12.5678 | 40.2491 | 0.95 | No | Macarthur_132kV | SDF2018
| North_Leppington | 2012 | [9 empty] | No | Macarthur_132kV | SDF2018
| North_Leppington | 2013 | [9 empty] | No | Macarthur_132kV | SDF2018
| North_Leppington | 2014 | [9 empty] | No | Macarthur_132kV | SDF2018
| North_Leppington | 2015 | [9 empty] | No | Macarthur_132kV | SDF2018
| North_Leppington | 2016 | [9 empty] | No | Macarthur_132kV | SDF2018
| North_Leppington | 2017 | [9 empty] | No | Macarthur_132kV | SDF2018
| North_Leppington | 2018 | [9 empty] | No | Macarthur_132kV | SDF2018
| North_Leppington | 2019 |  | 10.83 | 3.5596 | 11.4 | 0.95 | 10.83 | 3.5596 | 11.4 | 0.95 | No | Macarthur_132kV | SDF2018
| North_Leppington | 2020 |  | 10.9144 | 3.5874 | 11.4889 | 0.95 | 10.9144 | 3.5874 | 11.4889 | 0.95 | No | Macarthur_132kV | SDF2018
| North_Leppington | 2021 |  | 11.324 | 3.722 | 11.92 | 0.95 | 11.324 | 3.722 | 11.92 | 0.95 | No | Macarthur_132kV | SDF2018
| North_Leppington | 2022 |  | 12.2149 | 4.0148 | 12.8578 | 0.95 | 12.2149 | 4.0148 | 12.8578 | 0.95 | No | Macarthur_132kV | SDF2018
| North_Leppington | 2023 |  | 13.5871 | 4.4659 | 14.3022 | 0.95 | 13.5871 | 4.4659 | 14.3022 | 0.95 | No | Macarthur_132kV | SDF2018
| North_Leppington | 2024 |  | 15.4407 | 5.0751 | 16.2533 | 0.95 | 15.4407 | 5.0751 | 16.2533 | 0.95 | No | Macarthur_132kV | SDF2018
| North_Leppington | 2025 |  | 17.7756 | 5.8425 | 18.7111 | 0.95 | 17.7756 | 5.8425 | 18.7111 | 0.95 | No | Macarthur_132kV | SDF2018
| North_Leppington | 2026 |  | 20.5918 | 6.7682 | 21.6756 | 0.95 | 20.5918 | 6.7682 | 21.6756 | 0.95 | No | Macarthur_132kV | SDF2018
| North_Leppington | 2027 |  | 23.8893 | 7.852 | 25.1467 | 0.95 | 23.8893 | 7.852 | 25.1467 | 0.95 | No | Macarthur_132kV | SDF2018
| South_Leppington | 2012 | [9 empty] | No | Macarthur_132kV | SDF2018
| South_Leppington | 2013 | [9 empty] | No | Macarthur_132kV | SDF2018
| South_Leppington | 2014 | [9 empty] | No | Macarthur_132kV | SDF2018
| South_Leppington | 2015 | 3.722 | 3.36 | 1.6012 | 3.722 | 0.90274 | 3.36 | 1.6012 | 3.722 | 0.90274 | No | Macarthur_132kV | SDF2018
| South_Leppington | 2016 | 4.231 | 4.08 | 1.1203 | 4.231 | 0.96431 | 4.08 | 1.1203 | 4.231 | 0.96431 | No | Macarthur_132kV | SDF2018
| South_Leppington | 2017 | 5.996 | 5.84 | 1.3588 | 5.996 | 0.97398 | 5.84 | 1.3588 | 5.996 | 0.97398 | No | Macarthur_132kV | SDF2018
| South_Leppington | 2018 |  | 11.5402 | 2.6851 | 11.8484 | 0.97398 | 11.5402 | 2.6851 | 11.8484 | 0.97398 | No | Macarthur_132kV | SDF2018
| South_Leppington | 2019 |  | 14.3154 | 3.3309 | 14.6978 | 0.97398 | 14.3154 | 3.3309 | 14.6978 | 0.97398 | No | Macarthur_132kV | SDF2018
| South_Leppington | 2020 |  | 18.2301 | 4.2417 | 18.7171 | 0.97398 | 18.2301 | 4.2417 | 18.7171 | 0.97398 | No | Macarthur_132kV | SDF2018
| South_Leppington | 2021 |  | 22.1498 | 5.1537 | 22.7415 | 0.97398 | 22.1498 | 5.1537 | 22.7415 | 0.97398 | No | Macarthur_132kV | SDF2018
| South_Leppington | 2022 |  | 25.6583 | 5.9701 | 26.3437 | 0.97398 | 25.6583 | 5.9701 | 26.3437 | 0.97398 | No | Macarthur_132kV | SDF2018
| South_Leppington | 2023 |  | 28.4039 | 6.6089 | 29.1627 | 0.97398 | 28.4039 | 6.6089 | 29.1627 | 0.97398 | No | Macarthur_132kV | SDF2018
| South_Leppington | 2024 |  | 30.3868 | 7.0703 | 31.1985 | 0.97398 | 30.3868 | 7.0703 | 31.1985 | 0.97398 | No | Macarthur_132kV | SDF2018
| South_Leppington | 2025 |  | 31.6068 | 7.3541 | 32.4511 | 0.97398 | 31.6068 | 7.3541 | 32.4511 | 0.97398 | No | Macarthur_132kV | SDF2018
| South_Leppington | 2026 |  | 32.3305 | 7.5225 | 33.1941 | 0.97398 | 32.3305 | 7.5225 | 33.1941 | 0.97398 | No | Macarthur_132kV | SDF2018
| South_Leppington | 2027 |  | 32.3305 | 7.5225 | 33.1941 | 0.97398 | 32.3305 | 7.5225 | 33.1941 | 0.97398 | No | Macarthur_132kV | SDF2018
| SW_Sector_Macarthur_132 | 2012 | [9 empty] | No | Macarthur_132kV | SDF2018
| SW_Sector_Macarthur_132 | 2013 | [9 empty] | No | Macarthur_132kV | SDF2018
| SW_Sector_Macarthur_132 | 2014 | [9 empty] | No | Macarthur_132kV | SDF2018
| SW_Sector_Macarthur_132 | 2015 | [9 empty] | No | Macarthur_132kV | SDF2018
| SW_Sector_Macarthur_132 | 2016 | [9 empty] | No | Macarthur_132kV | SDF2018
| SW_Sector_Macarthur_132 | 2017 | [9 empty] | No | Macarthur_132kV | SDF2018
| SW_Sector_Macarthur_132 | 2018 | [9 empty] | No | Macarthur_132kV | SDF2018
| SW_Sector_Macarthur_132 | 2019 | [9 empty] | No | Macarthur_132kV | SDF2018
| SW_Sector_Macarthur_132 | 2020 | [9 empty] | No | Macarthur_132kV | SDF2018
| SW_Sector_Macarthur_132 | 2021 |  | 0.4608 | 0.22318 | 0.512 | 0.9 | 0.4608 | 0.22318 | 0.512 | 0.9 | No | Macarthur_132kV | SDF2018
| SW_Sector_Macarthur_132 | 2022 |  | 1.8432 | 0.8927 | 2.048 | 0.9 | 1.8432 | 0.8927 | 2.048 | 0.9 | No | Macarthur_132kV | SDF2018
| SW_Sector_Macarthur_132 | 2023 |  | 3.9168 | 1.897 | 4.352 | 0.9 | 3.9168 | 1.897 | 4.352 | 0.9 | No | Macarthur_132kV | SDF2018
| SW_Sector_Macarthur_132 | 2024 |  | 5.2992 | 2.5665 | 5.888 | 0.9 | 5.2992 | 2.5665 | 5.888 | 0.9 | No | Macarthur_132kV | SDF2018
| SW_Sector_Macarthur_132 | 2025 |  | 5.76 | 2.7897 | 6.4 | 0.9 | 5.76 | 2.7897 | 6.4 | 0.9 | No | Macarthur_132kV | SDF2018
| SW_Sector_Macarthur_132 | 2026 |  | 5.76 | 2.7897 | 6.4 | 0.9 | 5.76 | 2.7897 | 6.4 | 0.9 | No | Macarthur_132kV | SDF2018
| SW_Sector_Macarthur_132 | 2027 |  | 5.76 | 2.7897 | 6.4 | 0.9 | 5.76 | 2.7897 | 6.4 | 0.9 | No | Macarthur_132kV | SDF2018
| Undiversified | 2012 | [9 empty] | No | Macarthur_132kV | SDF2018
| Undiversified | 2013 | [9 empty] | No | Macarthur_132kV | SDF2018
| Undiversified | 2014 | [9 empty] | No | Macarthur_132kV | SDF2018
| Undiversified | 2015 | 3.722 | 3.36 | 1.6012 | 3.722 | 0.90274 | 3.36 | 1.6012 | 3.722 | 0.90274 | No | Macarthur_132kV | SDF2018
| Undiversified | 2016 | 4.231 | 4.08 | 1.1203 | 4.231 | 0.96431 | 4.08 | 1.1203 | 4.231 | 0.96431 | No | Macarthur_132kV | SDF2018
| Undiversified | 2017 | 17.897 | 17.61 | 3.1198 | 17.897 | 0.98396 | 17.61 | 3.1198 | 17.897 | 0.98396 | No | Macarthur_132kV | SDF2018
| Undiversified | 2018 |  | 30.0472 | 8.7681 | 31.3295 | 0.95907 | 30.0472 | 8.7681 | 31.3295 | 0.95907 | No | Macarthur_132kV | SDF2018
| Undiversified | 2019 |  | 51.7765 | 15.6437 | 54.1305 | 0.95651 | 51.7765 | 15.6437 | 54.1305 | 0.95651 | No | Macarthur_132kV | SDF2018
| Undiversified | 2020 |  | 62.8195 | 18.8976 | 65.6533 | 0.95684 | 62.8195 | 18.8976 | 65.6533 | 0.95684 | No | Macarthur_132kV | SDF2018
| Undiversified | 2021 |  | 75.0488 | 22.6125 | 78.4515 | 0.95663 | 75.0488 | 22.6125 | 78.4515 | 0.95663 | No | Macarthur_132kV | SDF2018
| Undiversified | 2022 |  | 88.4725 | 26.903 | 92.5717 | 0.95572 | 88.4725 | 26.903 | 92.5717 | 0.95572 | No | Macarthur_132kV | SDF2018
| Undiversified | 2023 |  | 101.8683 | 31.3651 | 106.7226 | 0.95451 | 101.8683 | 31.3651 | 106.7226 | 0.95451 | No | Macarthur_132kV | SDF2018
| Undiversified | 2024 |  | 112.9422 | 35.0297 | 118.4088 | 0.95383 | 112.9422 | 35.0297 | 118.4088 | 0.95383 | No | Macarthur_132kV | SDF2018
| Undiversified | 2025 |  | 121.518 | 37.803 | 127.4313 | 0.9536 | 121.518 | 37.803 | 127.4313 | 0.9536 | No | Macarthur_132kV | SDF2018
| Undiversified | 2026 |  | 128.8524 | 40.1442 | 135.1329 | 0.95352 | 128.8524 | 40.1442 | 135.1329 | 0.95352 | No | Macarthur_132kV | SDF2018
| Undiversified | 2027 |  | 132.1364 | 41.2236 | 138.5898 | 0.95344 | 132.1364 | 41.2236 | 138.5898 | 0.95344 | No | Macarthur_132kV | SDF2018
| Ambarvale | 2012 | 20.121 | 29.939 | 1.717 | 29.9882 | 0.99836 | 25.5996 | 1.4681 | 25.6417 | 0.99836 | No | Macarthur_66kV | SDF2018
| Ambarvale | 2013 | 32.479 | 29.016 | 4.5078 | 29.3641 | 0.98815 | 24.6761 | 3.8336 | 24.9721 | 0.98815 | No | Macarthur_66kV | SDF2018
| Ambarvale | 2014 | 24.4552 | 29.312 | 2.9052 | 29.4556 | 0.99512 | 24.9727 | 2.4751 | 25.0951 | 0.99512 | No | Macarthur_66kV | SDF2018
| Ambarvale | 2015 | 26.625 | 29.802 | 2.7298 | 29.9268 | 0.99583 | 25.4625 | 2.3324 | 25.5691 | 0.99583 | No | Macarthur_66kV | SDF2018
| Ambarvale | 2016 | 25.094 | 28.592 | 2.2007 | 28.6766 | 0.99705 | 24.372 | 1.8759 | 24.4441 | 0.99705 | No | Macarthur_66kV | SDF2018
| Ambarvale | 2017 | 26.399 | 25.983 | 2.0653 | 26.0649 | 0.99686 | 22.171 | 1.7623 | 22.2409 | 0.99686 | No | Macarthur_66kV | SDF2018
| Ambarvale | 2018 |  | 25.8491 | 2.5343 | 25.973 | 0.99523 | 22.0371 | 2.1606 | 22.1427 | 0.99523 | No | Macarthur_66kV | SDF2018
| Ambarvale | 2019 |  | 26.0278 | 2.5519 | 26.1526 | 0.99523 | 22.2158 | 2.1781 | 22.3223 | 0.99523 | No | Macarthur_66kV | SDF2018
| Ambarvale | 2020 |  | 27.3126 | 2.6778 | 27.4436 | 0.99523 | 23.5006 | 2.3041 | 23.6133 | 0.99523 | No | Macarthur_66kV | SDF2018
| Ambarvale | 2021 |  | 28.6117 | 2.8052 | 28.7489 | 0.99523 | 24.7997 | 2.4315 | 24.9187 | 0.99523 | No | Macarthur_66kV | SDF2018
| Ambarvale | 2022 |  | 28.4773 | 2.792 | 28.6138 | 0.99523 | 24.6653 | 2.4183 | 24.7836 | 0.99523 | No | Macarthur_66kV | SDF2018
| Ambarvale | 2023 |  | 29.464 | 2.8888 | 29.6053 | 0.99523 | 25.652 | 2.515 | 25.775 | 0.99523 | No | Macarthur_66kV | SDF2018
| Ambarvale | 2024 |  | 29.3434 | 2.8769 | 29.4841 | 0.99523 | 25.5314 | 2.5032 | 25.6538 | 0.99523 | No | Macarthur_66kV | SDF2018
| Ambarvale | 2025 |  | 29.4793 | 2.8903 | 29.6206 | 0.99523 | 25.6673 | 2.5165 | 25.7904 | 0.99523 | No | Macarthur_66kV | SDF2018
| Ambarvale | 2026 |  | 29.6899 | 2.9109 | 29.8322 | 0.99523 | 25.8779 | 2.5372 | 26.002 | 0.99523 | No | Macarthur_66kV | SDF2018
| Ambarvale | 2027 |  | 29.6616 | 2.9081 | 29.8038 | 0.99523 | 25.8496 | 2.5344 | 25.9736 | 0.99523 | No | Macarthur_66kV | SDF2018
| Appin | 2012 | [9 empty] | No | Macarthur_66kV | SDF2018
| Appin | 2013 | [9 empty] | No | Macarthur_66kV | SDF2018
| Appin | 2014 | [9 empty] | No | Macarthur_66kV | SDF2018
| Appin | 2015 | [9 empty] | No | Macarthur_66kV | SDF2018
| Appin | 2016 | 6.284 | 4.674 | 1.5956 | 4.9389 | 0.94637 | 4.131 | 1.4103 | 4.3651 | 0.94637 | No | Macarthur_66kV | SDF2018
| Appin | 2017 | 6.742 | 5.062 | 1.5375 | 5.2903 | 0.95684 | 4.421 | 1.3428 | 4.6204 | 0.95684 | No | Macarthur_66kV | SDF2018
| Appin | 2018 |  | 5.0295 | 1.9318 | 5.3878 | 0.93351 | 4.3885 | 1.6856 | 4.7011 | 0.93351 | No | Macarthur_66kV | SDF2018
| Appin | 2019 |  | 4.9953 | 1.9187 | 5.3511 | 0.93351 | 4.3543 | 1.6725 | 4.6645 | 0.93351 | No | Macarthur_66kV | SDF2018
| Appin | 2020 |  | 4.9584 | 1.9045 | 5.3115 | 0.93351 | 4.3174 | 1.6583 | 4.6249 | 0.93351 | No | Macarthur_66kV | SDF2018
| Appin | 2021 |  | 4.9243 | 1.8914 | 5.275 | 0.93351 | 4.2833 | 1.6452 | 4.5884 | 0.93351 | No | Macarthur_66kV | SDF2018
| Appin | 2022 |  | 4.8899 | 1.8782 | 5.2382 | 0.93351 | 4.2489 | 1.632 | 4.5516 | 0.93351 | No | Macarthur_66kV | SDF2018
| Appin | 2023 |  | 4.8571 | 1.8656 | 5.2031 | 0.93351 | 4.2161 | 1.6194 | 4.5164 | 0.93351 | No | Macarthur_66kV | SDF2018
| Appin | 2024 |  | 4.8264 | 1.8538 | 5.1701 | 0.93351 | 4.1854 | 1.6076 | 4.4835 | 0.93351 | No | Macarthur_66kV | SDF2018
| Appin | 2025 |  | 4.7991 | 1.8433 | 5.141 | 0.93351 | 4.1581 | 1.5971 | 4.4543 | 0.93351 | No | Macarthur_66kV | SDF2018
| Appin | 2026 |  | 4.7899 | 1.8398 | 5.1311 | 0.93351 | 4.1489 | 1.5936 | 4.4445 | 0.93351 | No | Macarthur_66kV | SDF2018
| Appin | 2027 |  | 4.7807 | 1.8363 | 5.1213 | 0.93351 | 4.1397 | 1.5901 | 4.4346 | 0.93351 | No | Macarthur_66kV | SDF2018
| Appin_Top_Pit | 2012 | [9 empty] | Yes | Macarthur_66kV | SDF2018
| Appin_Top_Pit | 2013 | [9 empty] | Yes | Macarthur_66kV | SDF2018
| Appin_Top_Pit | 2014 | [9 empty] | Yes | Macarthur_66kV | SDF2018
| Appin_Top_Pit | 2015 | [9 empty] | Yes | Macarthur_66kV | SDF2018
| Appin_Top_Pit | 2016 | 4.73 | 3.916 | 2.6529 | 4.73 | 0.82791 | 3.916 | 2.6529 | 4.73 | 0.82791 | Yes | Macarthur_66kV | SDF2018
| Appin_Top_Pit | 2017 | 4.451 | 3.591 | 3.0125 | 4.6873 | 0.76612 | 3.591 | 3.0125 | 4.6873 | 0.76612 | Yes | Macarthur_66kV | SDF2018
| Appin_Top_Pit | 2018 |  | 3.591 | 2.4847 | 4.3668 | 0.82234 | 3.591 | 2.4847 | 4.3668 | 0.82234 | Yes | Macarthur_66kV | SDF2018
| Appin_Top_Pit | 2019 |  | 3.591 | 2.4847 | 4.3668 | 0.82234 | 3.591 | 2.4847 | 4.3668 | 0.82234 | Yes | Macarthur_66kV | SDF2018
| Appin_Top_Pit | 2020 |  | 3.591 | 2.4847 | 4.3668 | 0.82234 | 3.591 | 2.4847 | 4.3668 | 0.82234 | Yes | Macarthur_66kV | SDF2018
| Appin_Top_Pit | 2021 |  | 3.591 | 2.4847 | 4.3668 | 0.82234 | 3.591 | 2.4847 | 4.3668 | 0.82234 | Yes | Macarthur_66kV | SDF2018
| Appin_Top_Pit | 2022 |  | 3.591 | 2.4847 | 4.3668 | 0.82234 | 3.591 | 2.4847 | 4.3668 | 0.82234 | Yes | Macarthur_66kV | SDF2018
| Appin_Top_Pit | 2023 |  | 3.591 | 2.4847 | 4.3668 | 0.82234 | 3.591 | 2.4847 | 4.3668 | 0.82234 | Yes | Macarthur_66kV | SDF2018
| Appin_Top_Pit | 2024 |  | 3.591 | 2.4847 | 4.3668 | 0.82234 | 3.591 | 2.4847 | 4.3668 | 0.82234 | Yes | Macarthur_66kV | SDF2018
| Appin_Top_Pit | 2025 |  | 3.591 | 2.4847 | 4.3668 | 0.82234 | 3.591 | 2.4847 | 4.3668 | 0.82234 | Yes | Macarthur_66kV | SDF2018
| Appin_Top_Pit | 2026 |  | 3.591 | 2.4847 | 4.3668 | 0.82234 | 3.591 | 2.4847 | 4.3668 | 0.82234 | Yes | Macarthur_66kV | SDF2018
| Appin_Top_Pit | 2027 |  | 3.591 | 2.4847 | 4.3668 | 0.82234 | 3.591 | 2.4847 | 4.3668 | 0.82234 | Yes | Macarthur_66kV | SDF2018
| Appin_Colliery | 2012 | [9 empty] | Yes | Macarthur_66kV | SDF2018
| Appin_Colliery | 2013 | [9 empty] | Yes | Macarthur_66kV | SDF2018
| Appin_Colliery | 2014 | [9 empty] | Yes | Macarthur_66kV | SDF2018
| Appin_Colliery | 2015 | [9 empty] | Yes | Macarthur_66kV | SDF2018
| Appin_Colliery | 2016 | 6.478 | 5.906 | 2.7384 | 6.51 | 0.90722 | 5.906 | 2.7384 | 6.51 | 0.90722 | Yes | Macarthur_66kV | SDF2018
| Appin_Colliery | 2017 | 7.055 | 6.376 | 3.0199 | 7.055 | 0.90376 | 6.376 | 3.0199 | 7.055 | 0.90376 | Yes | Macarthur_66kV | SDF2018
| Appin_Colliery | 2018 |  | 6.376 | 3.1947 | 7.1316 | 0.89405 | 6.376 | 3.1947 | 7.1316 | 0.89405 | Yes | Macarthur_66kV | SDF2018
| Appin_Colliery | 2019 |  | 6.376 | 3.1947 | 7.1316 | 0.89405 | 6.376 | 3.1947 | 7.1316 | 0.89405 | Yes | Macarthur_66kV | SDF2018
| Appin_Colliery | 2020 |  | 6.376 | 3.1947 | 7.1316 | 0.89405 | 6.376 | 3.1947 | 7.1316 | 0.89405 | Yes | Macarthur_66kV | SDF2018
| Appin_Colliery | 2021 |  | 6.376 | 3.1947 | 7.1316 | 0.89405 | 6.376 | 3.1947 | 7.1316 | 0.89405 | Yes | Macarthur_66kV | SDF2018
| Appin_Colliery | 2022 |  | 6.376 | 3.1947 | 7.1316 | 0.89405 | 6.376 | 3.1947 | 7.1316 | 0.89405 | Yes | Macarthur_66kV | SDF2018
| Appin_Colliery | 2023 |  | 6.376 | 3.1947 | 7.1316 | 0.89405 | 6.376 | 3.1947 | 7.1316 | 0.89405 | Yes | Macarthur_66kV | SDF2018
| Appin_Colliery | 2024 |  | 6.376 | 3.1947 | 7.1316 | 0.89405 | 6.376 | 3.1947 | 7.1316 | 0.89405 | Yes | Macarthur_66kV | SDF2018
| Appin_Colliery | 2025 |  | 6.376 | 3.1947 | 7.1316 | 0.89405 | 6.376 | 3.1947 | 7.1316 | 0.89405 | Yes | Macarthur_66kV | SDF2018
| Appin_Colliery | 2026 |  | 6.376 | 3.1947 | 7.1316 | 0.89405 | 6.376 | 3.1947 | 7.1316 | 0.89405 | Yes | Macarthur_66kV | SDF2018
| Appin_Colliery | 2027 |  | 6.376 | 3.1947 | 7.1316 | 0.89405 | 6.376 | 3.1947 | 7.1316 | 0.89405 | Yes | Macarthur_66kV | SDF2018
| BHP_Douglas_Park | 2012 | [9 empty] | Yes | Macarthur_66kV | SDF2018
| BHP_Douglas_Park | 2013 | [9 empty] | Yes | Macarthur_66kV | SDF2018
| BHP_Douglas_Park | 2014 | [9 empty] | Yes | Macarthur_66kV | SDF2018
| BHP_Douglas_Park | 2015 | [9 empty] | Yes | Macarthur_66kV | SDF2018
| BHP_Douglas_Park | 2016 | 11.6336 | 11.2585 | 2.9303 | 11.6336 | 0.96776 | 11.2585 | 2.9303 | 11.6336 | 0.96776 | Yes | Macarthur_66kV | SDF2018
| BHP_Douglas_Park | 2017 | 12.014 | 11.512 | 3.4366 | 12.014 | 0.95822 | 11.512 | 3.4366 | 12.014 | 0.95822 | Yes | Macarthur_66kV | SDF2018
| BHP_Douglas_Park | 2018 |  | 11.512 | 3.4366 | 12.014 | 0.95822 | 11.512 | 3.4366 | 12.014 | 0.95822 | Yes | Macarthur_66kV | SDF2018
| BHP_Douglas_Park | 2019 |  | 11.512 | 3.4366 | 12.014 | 0.95822 | 11.512 | 3.4366 | 12.014 | 0.95822 | Yes | Macarthur_66kV | SDF2018
| BHP_Douglas_Park | 2020 |  | 11.512 | 3.4366 | 12.014 | 0.95822 | 11.512 | 3.4366 | 12.014 | 0.95822 | Yes | Macarthur_66kV | SDF2018
| BHP_Douglas_Park | 2021 |  | 11.512 | 3.4366 | 12.014 | 0.95822 | 11.512 | 3.4366 | 12.014 | 0.95822 | Yes | Macarthur_66kV | SDF2018
| BHP_Douglas_Park | 2022 |  | 11.512 | 3.4366 | 12.014 | 0.95822 | 11.512 | 3.4366 | 12.014 | 0.95822 | Yes | Macarthur_66kV | SDF2018
| BHP_Douglas_Park | 2023 |  | 11.512 | 3.4366 | 12.014 | 0.95822 | 11.512 | 3.4366 | 12.014 | 0.95822 | Yes | Macarthur_66kV | SDF2018
| BHP_Douglas_Park | 2024 |  | 11.512 | 3.4366 | 12.014 | 0.95822 | 11.512 | 3.4366 | 12.014 | 0.95822 | Yes | Macarthur_66kV | SDF2018
| BHP_Douglas_Park | 2025 |  | 11.512 | 3.4366 | 12.014 | 0.95822 | 11.512 | 3.4366 | 12.014 | 0.95822 | Yes | Macarthur_66kV | SDF2018
| BHP_Douglas_Park | 2026 |  | 11.512 | 3.4366 | 12.014 | 0.95822 | 11.512 | 3.4366 | 12.014 | 0.95822 | Yes | Macarthur_66kV | SDF2018
| BHP_Douglas_Park | 2027 |  | 11.512 | 3.4366 | 12.014 | 0.95822 | 11.512 | 3.4366 | 12.014 | 0.95822 | Yes | Macarthur_66kV | SDF2018
| Broughton_Pass | 2012 | [9 empty] | Yes | Macarthur_66kV | SDF2018
| Broughton_Pass | 2013 | [9 empty] | Yes | Macarthur_66kV | SDF2018
| Broughton_Pass | 2014 | [9 empty] | Yes | Macarthur_66kV | SDF2018
| Broughton_Pass | 2015 | [9 empty] | Yes | Macarthur_66kV | SDF2018
| Broughton_Pass | 2016 | 4.875 | 4.659 | 1.435 | 4.875 | 0.95569 | 4.659 | 1.435 | 4.875 | 0.95569 | Yes | Macarthur_66kV | SDF2018
| Broughton_Pass | 2017 | 4.995 | 4.762 | 1.5078 | 4.995 | 0.95335 | 4.762 | 1.5078 | 4.995 | 0.95335 | Yes | Macarthur_66kV | SDF2018
| Broughton_Pass | 2018 |  | 4.762 | 1.4836 | 4.9878 | 0.95474 | 4.762 | 1.4836 | 4.9878 | 0.95474 | Yes | Macarthur_66kV | SDF2018
| Broughton_Pass | 2019 |  | 4.762 | 1.4836 | 4.9878 | 0.95474 | 4.762 | 1.4836 | 4.9878 | 0.95474 | Yes | Macarthur_66kV | SDF2018
| Broughton_Pass | 2020 |  | 4.762 | 1.4836 | 4.9878 | 0.95474 | 4.762 | 1.4836 | 4.9878 | 0.95474 | Yes | Macarthur_66kV | SDF2018
| Broughton_Pass | 2021 |  | 4.762 | 1.4836 | 4.9878 | 0.95474 | 4.762 | 1.4836 | 4.9878 | 0.95474 | Yes | Macarthur_66kV | SDF2018
| Broughton_Pass | 2022 |  | 4.762 | 1.4836 | 4.9878 | 0.95474 | 4.762 | 1.4836 | 4.9878 | 0.95474 | Yes | Macarthur_66kV | SDF2018
| Broughton_Pass | 2023 |  | 4.762 | 1.4836 | 4.9878 | 0.95474 | 4.762 | 1.4836 | 4.9878 | 0.95474 | Yes | Macarthur_66kV | SDF2018
| Broughton_Pass | 2024 |  | 4.762 | 1.4836 | 4.9878 | 0.95474 | 4.762 | 1.4836 | 4.9878 | 0.95474 | Yes | Macarthur_66kV | SDF2018
| Broughton_Pass | 2025 |  | 4.762 | 1.4836 | 4.9878 | 0.95474 | 4.762 | 1.4836 | 4.9878 | 0.95474 | Yes | Macarthur_66kV | SDF2018
| Broughton_Pass | 2026 |  | 4.762 | 1.4836 | 4.9878 | 0.95474 | 4.762 | 1.4836 | 4.9878 | 0.95474 | Yes | Macarthur_66kV | SDF2018
| Broughton_Pass | 2027 |  | 4.762 | 1.4836 | 4.9878 | 0.95474 | 4.762 | 1.4836 | 4.9878 | 0.95474 | Yes | Macarthur_66kV | SDF2018
| Campbelltown | 2012 | 48.9285 | 53.141 | 25.7374 | 59.0456 | 0.9 | 49.4884 | 23.9683 | 54.9871 | 0.9 | No | Macarthur_66kV | SDF2018
| Campbelltown | 2013 | 59.7369 | 56.482 | 17.3272 | 59.08 | 0.95603 | 52.8293 | 16.2066 | 55.2593 | 0.95603 | No | Macarthur_66kV | SDF2018
| Campbelltown | 2014 | 50.6885 | 56.078 | 6.0083 | 56.399 | 0.99431 | 52.4247 | 5.6169 | 52.7247 | 0.99431 | No | Macarthur_66kV | SDF2018
| Campbelltown | 2015 | 50.772 | 54.632 | 15.7926 | 56.8688 | 0.96067 | 50.9791 | 14.7366 | 53.0663 | 0.96067 | No | Macarthur_66kV | SDF2018
| Campbelltown | 2016 | 53.522 | 56.097 | 5.6877 | 56.3846 | 0.9949 | 52.26 | 5.2987 | 52.5279 | 0.9949 | No | Macarthur_66kV | SDF2018
| Campbelltown | 2017 | 54.388 | 54.027 | 5.219 | 54.2785 | 0.99537 | 50.394 | 4.8681 | 50.6286 | 0.99537 | No | Macarthur_66kV | SDF2018
| Campbelltown | 2018 |  | 55.1236 | 10.094 | 56.0402 | 0.98364 | 51.4906 | 9.4288 | 52.3468 | 0.98364 | No | Macarthur_66kV | SDF2018
| Campbelltown | 2019 |  | 55.17 | 10.1025 | 56.0874 | 0.98364 | 51.537 | 9.4373 | 52.394 | 0.98364 | No | Macarthur_66kV | SDF2018
| Campbelltown | 2020 |  | 55.6946 | 10.1986 | 56.6206 | 0.98364 | 52.0616 | 9.5333 | 52.9272 | 0.98364 | No | Macarthur_66kV | SDF2018
| Campbelltown | 2021 |  | 56.5617 | 10.3574 | 57.5022 | 0.98364 | 52.9287 | 9.6921 | 53.8088 | 0.98364 | No | Macarthur_66kV | SDF2018
| Campbelltown | 2022 |  | 57.7114 | 10.5679 | 58.671 | 0.98364 | 54.0784 | 9.9026 | 54.9776 | 0.98364 | No | Macarthur_66kV | SDF2018
| Campbelltown | 2023 |  | 58.5071 | 10.7136 | 59.4799 | 0.98364 | 54.8741 | 10.0483 | 55.7865 | 0.98364 | No | Macarthur_66kV | SDF2018
| Campbelltown | 2024 |  | 58.7998 | 10.7672 | 59.7775 | 0.98364 | 55.1668 | 10.1019 | 56.0841 | 0.98364 | No | Macarthur_66kV | SDF2018
| Campbelltown | 2025 |  | 58.9367 | 10.7923 | 59.9167 | 0.98364 | 55.3037 | 10.127 | 56.2233 | 0.98364 | No | Macarthur_66kV | SDF2018
| Campbelltown | 2026 |  | 59.2954 | 10.858 | 60.2813 | 0.98364 | 55.6624 | 10.1927 | 56.5879 | 0.98364 | No | Macarthur_66kV | SDF2018
| Campbelltown | 2027 |  | 59.6541 | 10.9236 | 60.646 | 0.98364 | 56.0211 | 10.2584 | 56.9526 | 0.98364 | No | Macarthur_66kV | SDF2018
| Kentlyn | 2012 | 22.5139 | 29.685 | 1.979 | 29.7509 | 0.99779 | 26.9149 | 1.7943 | 26.9746 | 0.99779 | No | Macarthur_66kV | SDF2018
| Kentlyn | 2013 | 29.0066 | 28.18 | 3.3816 | 28.3822 | 0.99288 | 25.4102 | 3.0492 | 25.5925 | 0.99288 | No | Macarthur_66kV | SDF2018
| Kentlyn | 2014 | 24.7498 | 28.62 | 2.5413 | 28.7326 | 0.99608 | 25.85 | 2.2954 | 25.9517 | 0.99608 | No | Macarthur_66kV | SDF2018
| Kentlyn | 2015 | 27.955 | 28.724 | 5.0483 | 29.1643 | 0.9849 | 25.9539 | 4.5615 | 26.3517 | 0.9849 | No | Macarthur_66kV | SDF2018
| Kentlyn | 2016 | 33.054 | 29.961 | 7.652 | 30.9227 | 0.9689 | 26.914 | 6.8738 | 27.7779 | 0.9689 | No | Macarthur_66kV | SDF2018
| Kentlyn | 2017 | 38.7538 | 31.405 | 7.5874 | 32.3086 | 0.97203 | 28 | 6.7647 | 28.8056 | 0.97203 | No | Macarthur_66kV | SDF2018
| Kentlyn | 2018 |  | 31.2738 | 5.3977 | 31.7362 | 0.98543 | 27.8688 | 4.81 | 28.2808 | 0.98543 | No | Macarthur_66kV | SDF2018
| Kentlyn | 2019 |  | 31.1707 | 5.3799 | 31.6315 | 0.98543 | 27.7657 | 4.7922 | 28.1762 | 0.98543 | No | Macarthur_66kV | SDF2018
| Kentlyn | 2020 |  | 31.0906 | 5.3661 | 31.5503 | 0.98543 | 27.6856 | 4.7784 | 28.095 | 0.98543 | No | Macarthur_66kV | SDF2018
| Kentlyn | 2021 |  | 31.0674 | 5.3621 | 31.5267 | 0.98543 | 27.6624 | 4.7744 | 28.0714 | 0.98543 | No | Macarthur_66kV | SDF2018
| Kentlyn | 2022 |  | 31.0491 | 5.3589 | 31.5081 | 0.98543 | 27.6441 | 4.7713 | 28.0528 | 0.98543 | No | Macarthur_66kV | SDF2018
| Kentlyn | 2023 |  | 31.0059 | 5.3515 | 31.4644 | 0.98543 | 27.6009 | 4.7638 | 28.009 | 0.98543 | No | Macarthur_66kV | SDF2018
| Kentlyn | 2024 |  | 30.9373 | 5.3397 | 31.3947 | 0.98543 | 27.5323 | 4.752 | 27.9394 | 0.98543 | No | Macarthur_66kV | SDF2018
| Kentlyn | 2025 |  | 30.8637 | 5.3269 | 31.32 | 0.98543 | 27.4587 | 4.7393 | 27.8647 | 0.98543 | No | Macarthur_66kV | SDF2018
| Kentlyn | 2026 |  | 30.8684 | 5.3278 | 31.3248 | 0.98543 | 27.4634 | 4.7401 | 27.8695 | 0.98543 | No | Macarthur_66kV | SDF2018
| Kentlyn | 2027 |  | 30.856 | 5.3256 | 31.3122 | 0.98543 | 27.451 | 4.7379 | 27.8568 | 0.98543 | No | Macarthur_66kV | SDF2018
| SW_Sector_Macarthur_66 | 2012 | [9 empty] | No | Macarthur_66kV | SDF2018
| SW_Sector_Macarthur_66 | 2013 | [9 empty] | No | Macarthur_66kV | SDF2018
| SW_Sector_Macarthur_66 | 2014 | [9 empty] | No | Macarthur_66kV | SDF2018
| SW_Sector_Macarthur_66 | 2015 | [9 empty] | No | Macarthur_66kV | SDF2018
| SW_Sector_Macarthur_66 | 2016 | [9 empty] | No | Macarthur_66kV | SDF2018
| SW_Sector_Macarthur_66 | 2017 | [9 empty] | No | Macarthur_66kV | SDF2018
| SW_Sector_Macarthur_66 | 2018 | [9 empty] | No | Macarthur_66kV | SDF2018
| SW_Sector_Macarthur_66 | 2019 |  | 0.2256 | 0.10926 | 0.25067 | 0.9 | 0.2256 | 0.10926 | 0.25067 | 0.9 | No | Macarthur_66kV | SDF2018
| SW_Sector_Macarthur_66 | 2020 |  | 0.9024 | 0.43705 | 1.0027 | 0.9 | 0.9024 | 0.43705 | 1.0027 | 0.9 | No | Macarthur_66kV | SDF2018
| SW_Sector_Macarthur_66 | 2021 |  | 2.0304 | 0.98337 | 2.256 | 0.9 | 2.0304 | 0.98337 | 2.256 | 0.9 | No | Macarthur_66kV | SDF2018
| SW_Sector_Macarthur_66 | 2022 |  | 3.6096 | 1.7482 | 4.0107 | 0.9 | 3.6096 | 1.7482 | 4.0107 | 0.9 | No | Macarthur_66kV | SDF2018
| SW_Sector_Macarthur_66 | 2023 |  | 5.64 | 2.7316 | 6.2667 | 0.9 | 5.64 | 2.7316 | 6.2667 | 0.9 | No | Macarthur_66kV | SDF2018
| SW_Sector_Macarthur_66 | 2024 |  | 9.1296 | 4.4217 | 10.144 | 0.9 | 9.1296 | 4.4217 | 10.144 | 0.9 | No | Macarthur_66kV | SDF2018
| SW_Sector_Macarthur_66 | 2025 |  | 13.0704 | 6.3303 | 14.5227 | 0.9 | 13.0704 | 6.3303 | 14.5227 | 0.9 | No | Macarthur_66kV | SDF2018
| SW_Sector_Macarthur_66 | 2026 |  | 17.3496 | 8.4028 | 19.2773 | 0.9 | 17.3496 | 8.4028 | 19.2773 | 0.9 | No | Macarthur_66kV | SDF2018
| SW_Sector_Macarthur_66 | 2027 |  | 21.2904 | 10.3114 | 23.656 | 0.9 | 21.2904 | 10.3114 | 23.656 | 0.9 | No | Macarthur_66kV | SDF2018
| Tower_Colliery | 2012 | [9 empty] | Yes | Macarthur_66kV | SDF2018
| Tower_Colliery | 2013 | [9 empty] | Yes | Macarthur_66kV | SDF2018
| Tower_Colliery | 2014 | [9 empty] | Yes | Macarthur_66kV | SDF2018
| Tower_Colliery | 2015 | [9 empty] | Yes | Macarthur_66kV | SDF2018
| Tower_Colliery | 2016 | 5.195 | 4.084 | 3.3865 | 5.3054 | 0.76978 | 4.084 | 3.3865 | 5.3054 | 0.76978 | Yes | Macarthur_66kV | SDF2018
| Tower_Colliery | 2017 | 4.981 | 3.715 | 3.318 | 4.981 | 0.74583 | 3.715 | 3.318 | 4.981 | 0.74583 | Yes | Macarthur_66kV | SDF2018
| Tower_Colliery | 2018 |  | 3.715 | 3.3356 | 4.9928 | 0.74408 | 3.715 | 3.3356 | 4.9928 | 0.74408 | Yes | Macarthur_66kV | SDF2018
| Tower_Colliery | 2019 |  | 3.715 | 3.3356 | 4.9928 | 0.74408 | 3.715 | 3.3356 | 4.9928 | 0.74408 | Yes | Macarthur_66kV | SDF2018
| Tower_Colliery | 2020 |  | 3.715 | 3.3356 | 4.9928 | 0.74408 | 3.715 | 3.3356 | 4.9928 | 0.74408 | Yes | Macarthur_66kV | SDF2018
| Tower_Colliery | 2021 |  | 3.715 | 3.3356 | 4.9928 | 0.74408 | 3.715 | 3.3356 | 4.9928 | 0.74408 | Yes | Macarthur_66kV | SDF2018
| Tower_Colliery | 2022 |  | 3.715 | 3.3356 | 4.9928 | 0.74408 | 3.715 | 3.3356 | 4.9928 | 0.74408 | Yes | Macarthur_66kV | SDF2018
| Tower_Colliery | 2023 |  | 3.715 | 3.3356 | 4.9928 | 0.74408 | 3.715 | 3.3356 | 4.9928 | 0.74408 | Yes | Macarthur_66kV | SDF2018
| Tower_Colliery | 2024 |  | 3.715 | 3.3356 | 4.9928 | 0.74408 | 3.715 | 3.3356 | 4.9928 | 0.74408 | Yes | Macarthur_66kV | SDF2018
| Tower_Colliery | 2025 |  | 3.715 | 3.3356 | 4.9928 | 0.74408 | 3.715 | 3.3356 | 4.9928 | 0.74408 | Yes | Macarthur_66kV | SDF2018
| Tower_Colliery | 2026 |  | 3.715 | 3.3356 | 4.9928 | 0.74408 | 3.715 | 3.3356 | 4.9928 | 0.74408 | Yes | Macarthur_66kV | SDF2018
| Tower_Colliery | 2027 |  | 3.715 | 3.3356 | 4.9928 | 0.74408 | 3.715 | 3.3356 | 4.9928 | 0.74408 | Yes | Macarthur_66kV | SDF2018
| Westcliff_Colliery | 2012 | [9 empty] | Yes | Macarthur_66kV | SDF2018
| Westcliff_Colliery | 2013 | [9 empty] | Yes | Macarthur_66kV | SDF2018
| Westcliff_Colliery | 2014 | [9 empty] | Yes | Macarthur_66kV | SDF2018
| Westcliff_Colliery | 2015 | [9 empty] | Yes | Macarthur_66kV | SDF2018
| Westcliff_Colliery | 2016 | 18.286 | 16.038 | 8.7841 | 18.286 | 0.87706 | 16.038 | 8.7841 | 18.286 | 0.87706 | Yes | Macarthur_66kV | SDF2018
| Westcliff_Colliery | 2017 | 15.252 | 14.2 | 5.5663 | 15.252 | 0.93103 | 14.2 | 5.5663 | 15.252 | 0.93103 | Yes | Macarthur_66kV | SDF2018
| Westcliff_Colliery | 2018 |  | 14.2 | 5.5663 | 15.252 | 0.93103 | 14.2 | 5.5663 | 15.252 | 0.93103 | Yes | Macarthur_66kV | SDF2018
| Westcliff_Colliery | 2019 |  | 14.2 | 5.5663 | 15.252 | 0.93103 | 14.2 | 5.5663 | 15.252 | 0.93103 | Yes | Macarthur_66kV | SDF2018
| Westcliff_Colliery | 2020 |  | 14.2 | 5.5663 | 15.252 | 0.93103 | 14.2 | 5.5663 | 15.252 | 0.93103 | Yes | Macarthur_66kV | SDF2018
| Westcliff_Colliery | 2021 |  | 14.2 | 5.5663 | 15.252 | 0.93103 | 14.2 | 5.5663 | 15.252 | 0.93103 | Yes | Macarthur_66kV | SDF2018
| Westcliff_Colliery | 2022 |  | 14.2 | 5.5663 | 15.252 | 0.93103 | 14.2 | 5.5663 | 15.252 | 0.93103 | Yes | Macarthur_66kV | SDF2018
| Westcliff_Colliery | 2023 |  | 14.2 | 5.5663 | 15.252 | 0.93103 | 14.2 | 5.5663 | 15.252 | 0.93103 | Yes | Macarthur_66kV | SDF2018
| Westcliff_Colliery | 2024 |  | 14.2 | 5.5663 | 15.252 | 0.93103 | 14.2 | 5.5663 | 15.252 | 0.93103 | Yes | Macarthur_66kV | SDF2018
| Westcliff_Colliery | 2025 |  | 14.2 | 5.5663 | 15.252 | 0.93103 | 14.2 | 5.5663 | 15.252 | 0.93103 | Yes | Macarthur_66kV | SDF2018
| Westcliff_Colliery | 2026 |  | 14.2 | 5.5663 | 15.252 | 0.93103 | 14.2 | 5.5663 | 15.252 | 0.93103 | Yes | Macarthur_66kV | SDF2018
| Westcliff_Colliery | 2027 |  | 14.2 | 5.5663 | 15.252 | 0.93103 | 14.2 | 5.5663 | 15.252 | 0.93103 | Yes | Macarthur_66kV | SDF2018
| Undiversified | 2012 | 91.5634 | 112.765 | 29.4333 | 118.7846 | 0.94932 | 102.0029 | 27.2308 | 107.6034 | 0.94795 | No | Macarthur_66kV | SDF2018
| Undiversified | 2013 | 121.2225 | 113.678 | 25.2166 | 116.8263 | 0.97305 | 102.9156 | 23.0894 | 105.8239 | 0.97252 | No | Macarthur_66kV | SDF2018
| Undiversified | 2014 | 99.8935 | 114.01 | 11.4549 | 114.5872 | 0.99496 | 103.2474 | 10.3874 | 103.7715 | 0.99495 | No | Macarthur_66kV | SDF2018
| Undiversified | 2015 | 105.352 | 113.158 | 23.5707 | 115.9598 | 0.97584 | 102.3955 | 21.6304 | 104.9871 | 0.97531 | No | Macarthur_66kV | SDF2018
| Undiversified | 2016 | 169.1516 | 165.1855 | 39.0632 | 172.2627 | 0.95892 | 153.5385 | 37.3858 | 160.455 | 0.95689 | No | Macarthur_66kV | SDF2018
| Undiversified | 2017 | 175.0308 | 160.633 | 36.2701 | 166.9266 | 0.9623 | 149.142 | 34.5989 | 155.2798 | 0.96047 | No | Macarthur_66kV | SDF2018
| Undiversified | 2018 |  | 161.432 | 39.4594 | 167.882 | 0.96158 | 149.941 | 37.5865 | 156.2163 | 0.95983 | No | Macarthur_66kV | SDF2018
| Undiversified | 2019 |  | 161.5198 | 39.4545 | 167.9675 | 0.96161 | 150.0288 | 37.5816 | 156.3018 | 0.95987 | No | Macarthur_66kV | SDF2018
| Undiversified | 2020 |  | 164.1146 | 40.0855 | 170.6736 | 0.96157 | 152.6236 | 38.2126 | 159.0079 | 0.95985 | No | Macarthur_66kV | SDF2018
| Undiversified | 2021 |  | 167.3515 | 40.9009 | 174.0538 | 0.96149 | 155.8605 | 39.028 | 162.3881 | 0.9598 | No | Macarthur_66kV | SDF2018
| Undiversified | 2022 |  | 169.8933 | 41.8467 | 176.7867 | 0.96101 | 158.4023 | 39.9738 | 165.1211 | 0.95931 | No | Macarthur_66kV | SDF2018
| Undiversified | 2023 |  | 173.6301 | 43.0525 | 180.7642 | 0.96053 | 162.1391 | 41.1796 | 169.0985 | 0.95884 | No | Macarthur_66kV | SDF2018
| Undiversified | 2024 |  | 177.1924 | 44.7607 | 184.7153 | 0.95927 | 165.7014 | 42.8878 | 173.0496 | 0.95754 | No | Macarthur_66kV | SDF2018
| Undiversified | 2025 |  | 181.3052 | 46.6846 | 189.2659 | 0.95794 | 169.8142 | 44.8117 | 177.6002 | 0.95616 | No | Macarthur_66kV | SDF2018
| Undiversified | 2026 |  | 186.1492 | 48.8407 | 194.5917 | 0.95661 | 174.6582 | 46.9678 | 182.926 | 0.9548 | No | Macarthur_66kV | SDF2018
| Undiversified | 2027 |  | 190.3988 | 50.8065 | 199.2842 | 0.95541 | 178.9078 | 48.9336 | 187.6185 | 0.95357 | No | Macarthur_66kV | SDF2018
| Diversified | 2012 | 89.4167 | 124.263 |  | 124.263 | 1 | 110.199 |  | 110.199 | 1 | No | Macarthur_66kV | SDF2018
| Diversified | 2013 | 110.3546 | 105.682 |  | 105.682 | 1 | 95.51 |  | 95.51 | 1 | No | Macarthur_66kV | SDF2018
| Diversified | 2014 | 105.2986 | 104.1 |  | 104.1 | 1 | 95.392 |  | 95.392 | 1 | No | Macarthur_66kV | SDF2018
| Diversified | 2015 | 110.508 | 141.598 | 0.13262 | 141.5981 | 1 | 125.253 | 0.11731 | 125.2531 | 1 | No | Macarthur_66kV | SDF2018
| Diversified | 2016 | 142.025 | 138.04 | 0.038197 | 138.04 | 1 | 120.09 | 0.03323 | 120.09 | 1 | No | Macarthur_66kV | SDF2018
| Diversified | 2017 | 173.2353 | 152.507 | 39.857 | 157.6292 | 0.9675 | 141.993 | 37.1092 | 146.7621 | 0.9675 | No | Macarthur_66kV | SDF2018
| Diversified | 2018 |  | 150.2978 | 15.7063 | 151.1163 | 0.99458 | 139.5994 | 14.5883 | 140.3596 | 0.99458 | No | Macarthur_66kV | SDF2018
| Diversified | 2019 |  | 150.3796 | 15.7149 | 151.1985 | 0.99458 | 139.6812 | 14.5969 | 140.4418 | 0.99458 | No | Macarthur_66kV | SDF2018
| Diversified | 2020 |  | 152.7954 | 15.9673 | 153.6274 | 0.99458 | 142.097 | 14.8493 | 142.8707 | 0.99458 | No | Macarthur_66kV | SDF2018
| Diversified | 2021 |  | 155.8091 | 16.2823 | 156.6576 | 0.99458 | 145.1107 | 15.1643 | 145.9009 | 0.99458 | No | Macarthur_66kV | SDF2018
| Diversified | 2022 |  | 158.1756 | 16.5296 | 159.0369 | 0.99458 | 147.4771 | 15.4116 | 148.2802 | 0.99458 | No | Macarthur_66kV | SDF2018
| Diversified | 2023 |  | 161.6547 | 16.8931 | 162.5349 | 0.99458 | 150.9562 | 15.7751 | 151.7782 | 0.99458 | No | Macarthur_66kV | SDF2018
| Diversified | 2024 |  | 164.9713 | 17.2397 | 165.8696 | 0.99458 | 154.2728 | 16.1217 | 155.1129 | 0.99458 | No | Macarthur_66kV | SDF2018
| Diversified | 2025 |  | 168.8004 | 17.6399 | 169.7196 | 0.99458 | 158.102 | 16.5219 | 158.9629 | 0.99458 | No | Macarthur_66kV | SDF2018
| Diversified | 2026 |  | 173.3103 | 18.1112 | 174.2541 | 0.99458 | 162.6119 | 16.9932 | 163.4974 | 0.99458 | No | Macarthur_66kV | SDF2018
| Diversified | 2027 |  | 177.2668 | 18.5246 | 178.2321 | 0.99458 | 166.5683 | 17.4066 | 167.4754 | 0.99458 | No | Macarthur_66kV | SDF2018
| Claremont_Meadows | 2012 | [9 empty] | No | Mount_Druitt | SDF2018
| Claremont_Meadows | 2013 | [9 empty] | No | Mount_Druitt | SDF2018
| Claremont_Meadows | 2014 | 23.9831 | 23.77 | 3.19 | 23.9831 | 0.99111 | 23.77 | 3.19 | 23.9831 | 0.99111 | No | Mount_Druitt | SDF2018
| Claremont_Meadows | 2015 | 22.887 | 22.75 | 2.5005 | 22.887 | 0.99401 | 22.75 | 2.5005 | 22.887 | 0.99401 | No | Mount_Druitt | SDF2018
| Claremont_Meadows | 2016 | 28.846 | 28.68 | 3.0902 | 28.846 | 0.99425 | 28.68 | 3.0902 | 28.846 | 0.99425 | No | Mount_Druitt | SDF2018
| Claremont_Meadows | 2017 | 30.292 | 30.19 | 2.4838 | 30.292 | 0.99663 | 30.19 | 2.4838 | 30.292 | 0.99663 | No | Mount_Druitt | SDF2018
| Claremont_Meadows | 2018 |  | 32.0224 | 3.5233 | 32.2156 | 0.994 | 32.0224 | 3.5233 | 32.2156 | 0.994 | No | Mount_Druitt | SDF2018
| Claremont_Meadows | 2019 |  | 33.2532 | 3.6587 | 33.4539 | 0.994 | 33.2532 | 3.6587 | 33.4539 | 0.994 | No | Mount_Druitt | SDF2018
| Claremont_Meadows | 2020 |  | 33.85 | 3.7243 | 34.0543 | 0.994 | 33.85 | 3.7243 | 34.0543 | 0.994 | No | Mount_Druitt | SDF2018
| Claremont_Meadows | 2021 |  | 33.7398 | 3.7122 | 33.9434 | 0.994 | 33.7398 | 3.7122 | 33.9434 | 0.994 | No | Mount_Druitt | SDF2018
| Claremont_Meadows | 2022 |  | 33.6391 | 3.7011 | 33.8421 | 0.994 | 33.6391 | 3.7011 | 33.8421 | 0.994 | No | Mount_Druitt | SDF2018
| Claremont_Meadows | 2023 |  | 33.5464 | 3.6909 | 33.7488 | 0.994 | 33.5464 | 3.6909 | 33.7488 | 0.994 | No | Mount_Druitt | SDF2018
| Claremont_Meadows | 2024 |  | 33.4576 | 3.6812 | 33.6595 | 0.994 | 33.4576 | 3.6812 | 33.6595 | 0.994 | No | Mount_Druitt | SDF2018
| Claremont_Meadows | 2025 |  | 33.3993 | 3.6748 | 33.6009 | 0.994 | 33.3993 | 3.6748 | 33.6009 | 0.994 | No | Mount_Druitt | SDF2018
| Claremont_Meadows | 2026 |  | 33.4429 | 3.6795 | 33.6447 | 0.994 | 33.4429 | 3.6795 | 33.6447 | 0.994 | No | Mount_Druitt | SDF2018
| Claremont_Meadows | 2027 |  | 33.4865 | 3.6843 | 33.6886 | 0.994 | 33.4865 | 3.6843 | 33.6886 | 0.994 | No | Mount_Druitt | SDF2018
| Horsley_Park | 2012 | 11.6214 | 11.833 | 3.2433 | 12.2694 | 0.96443 | 11.1571 | 3.058 | 11.5686 | 0.96443 | No | Mount_Druitt | SDF2018
| Horsley_Park | 2013 | 15.2347 | 10.249 | 1.9731 | 10.4372 | 0.98197 | 9.5729 | 1.8429 | 9.7487 | 0.98197 | No | Mount_Druitt | SDF2018
| Horsley_Park | 2014 | 11.2197 | 10.642 | 1.9279 | 10.8152 | 0.98398 | 9.9657 | 1.8054 | 10.1279 | 0.98398 | No | Mount_Druitt | SDF2018
| Horsley_Park | 2015 | 8.804 | 9.535 | 3.2993 | 10.0897 | 0.94502 | 8.8584 | 3.0652 | 9.3737 | 0.94502 | No | Mount_Druitt | SDF2018
| Horsley_Park | 2016 | 9.1 | 10.059 | 1.1609 | 10.1258 | 0.99341 | 9.448 | 1.0903 | 9.5107 | 0.99341 | No | Mount_Druitt | SDF2018
| Horsley_Park | 2017 | 10.341 | 9.002 | 1.2675 | 9.0908 | 0.99023 | 8.573 | 1.2071 | 8.6576 | 0.99023 | No | Mount_Druitt | SDF2018
| Horsley_Park | 2018 |  | 9.6499 | 2.1294 | 9.882 | 0.97651 | 9.2209 | 2.0347 | 9.4427 | 0.97651 | No | Mount_Druitt | SDF2018
| Horsley_Park | 2019 |  | 9.6044 | 2.1194 | 9.8355 | 0.97651 | 9.1754 | 2.0247 | 9.3961 | 0.97651 | No | Mount_Druitt | SDF2018
| Horsley_Park | 2020 |  | 9.5557 | 2.1086 | 9.7856 | 0.97651 | 9.1267 | 2.014 | 9.3463 | 0.97651 | No | Mount_Druitt | SDF2018
| Horsley_Park | 2021 |  | 9.5114 | 2.0989 | 9.7403 | 0.97651 | 9.0824 | 2.0042 | 9.3009 | 0.97651 | No | Mount_Druitt | SDF2018
| Horsley_Park | 2022 |  | 9.4675 | 2.0892 | 9.6952 | 0.97651 | 9.0385 | 1.9945 | 9.2559 | 0.97651 | No | Mount_Druitt | SDF2018
| Horsley_Park | 2023 |  | 9.4257 | 2.0799 | 9.6524 | 0.97651 | 8.9967 | 1.9853 | 9.2131 | 0.97651 | No | Mount_Druitt | SDF2018
| Horsley_Park | 2024 |  | 9.3863 | 2.0712 | 9.6122 | 0.97651 | 8.9573 | 1.9766 | 9.1728 | 0.97651 | No | Mount_Druitt | SDF2018
| Horsley_Park | 2025 |  | 9.3527 | 2.0638 | 9.5777 | 0.97651 | 8.9237 | 1.9692 | 9.1384 | 0.97651 | No | Mount_Druitt | SDF2018
| Horsley_Park | 2026 |  | 9.3445 | 2.062 | 9.5693 | 0.97651 | 8.9155 | 1.9674 | 9.13 | 0.97651 | No | Mount_Druitt | SDF2018
| Horsley_Park | 2027 |  | 9.3363 | 2.0602 | 9.5609 | 0.97651 | 8.9073 | 1.9655 | 9.1216 | 0.97651 | No | Mount_Druitt | SDF2018
| Plumpton | 2012 | 24.5135 | 32.816 | 10.0909 | 34.3324 | 0.95583 | 30.1763 | 9.2792 | 31.5708 | 0.95583 | No | Mount_Druitt | SDF2018
| Plumpton | 2013 | 30.774 | 32.233 | 8.9704 | 33.4579 | 0.96339 | 29.5925 | 8.2355 | 30.7171 | 0.96339 | No | Mount_Druitt | SDF2018
| Plumpton | 2014 | 29.4949 | 32.954 | 9.5354 | 34.3058 | 0.96059 | 30.3135 | 8.7713 | 31.557 | 0.96059 | No | Mount_Druitt | SDF2018
| Plumpton | 2015 | 31.098 | 32.817 | 9.3658 | 34.1273 | 0.96161 | 30.1773 | 8.6124 | 31.3822 | 0.96161 | No | Mount_Druitt | SDF2018
| Plumpton | 2016 | 32.672 | 34.297 | 8.8129 | 35.4112 | 0.96854 | 31.206 | 8.0187 | 32.2198 | 0.96854 | No | Mount_Druitt | SDF2018
| Plumpton | 2017 | 36.067 | 32.786 | 8.5723 | 33.8881 | 0.96748 | 29.68 | 7.7602 | 30.6777 | 0.96748 | No | Mount_Druitt | SDF2018
| Plumpton | 2018 |  | 32.6251 | 8.5302 | 33.7219 | 0.96748 | 29.5191 | 7.7181 | 30.5115 | 0.96748 | No | Mount_Druitt | SDF2018
| Plumpton | 2019 |  | 32.4585 | 8.4867 | 33.5496 | 0.96748 | 29.3525 | 7.6746 | 30.3392 | 0.96748 | No | Mount_Druitt | SDF2018
| Plumpton | 2020 |  | 32.2815 | 8.4404 | 33.3667 | 0.96748 | 29.1755 | 7.6283 | 30.1563 | 0.96748 | No | Mount_Druitt | SDF2018
| Plumpton | 2021 |  | 32.1237 | 8.3991 | 33.2036 | 0.96748 | 29.0177 | 7.587 | 29.9932 | 0.96748 | No | Mount_Druitt | SDF2018
| Plumpton | 2022 |  | 31.9696 | 8.3588 | 33.0443 | 0.96748 | 28.8636 | 7.5467 | 29.8339 | 0.96748 | No | Mount_Druitt | SDF2018
| Plumpton | 2023 |  | 31.8238 | 8.3207 | 32.8936 | 0.96748 | 28.7178 | 7.5086 | 29.6832 | 0.96748 | No | Mount_Druitt | SDF2018
| Plumpton | 2024 |  | 31.686 | 8.2847 | 32.7512 | 0.96748 | 28.58 | 7.4726 | 29.5407 | 0.96748 | No | Mount_Druitt | SDF2018
| Plumpton | 2025 |  | 31.573 | 8.2551 | 32.6344 | 0.96748 | 28.467 | 7.443 | 29.424 | 0.96748 | No | Mount_Druitt | SDF2018
| Plumpton | 2026 |  | 31.5575 | 8.2511 | 32.6183 | 0.96748 | 28.4515 | 7.439 | 29.4079 | 0.96748 | No | Mount_Druitt | SDF2018
| Plumpton | 2027 |  | 31.542 | 8.247 | 32.6023 | 0.96748 | 28.436 | 7.4349 | 29.3919 | 0.96748 | No | Mount_Druitt | SDF2018
| Simsmetal | 2012 | 6.9753 | 6.4344 | 2.6933 | 6.9753 | 0.92245 | 6.4344 | 2.6933 | 6.9753 | 0.92245 | Yes | Mount_Druitt | SDF2018
| Simsmetal | 2013 | 7.3751 | 6.7563 | 2.957 | 7.3751 | 0.9161 | 6.7563 | 2.957 | 7.3751 | 0.9161 | Yes | Mount_Druitt | SDF2018
| Simsmetal | 2014 | 7.1205 | 6.5377 | 2.8214 | 7.1205 | 0.91815 | 6.5377 | 2.8214 | 7.1205 | 0.91815 | Yes | Mount_Druitt | SDF2018
| Simsmetal | 2015 | 7.249 | 6.539 | 3.1288 | 7.249 | 0.90206 | 6.539 | 3.1288 | 7.249 | 0.90206 | Yes | Mount_Druitt | SDF2018
| Simsmetal | 2016 | 7.471 | 6.751 | 3.2 | 7.471 | 0.90363 | 6.751 | 3.2 | 7.471 | 0.90363 | Yes | Mount_Druitt | SDF2018
| Simsmetal | 2017 | 7.273 | 6.629 | 2.9921 | 7.273 | 0.91145 | 6.629 | 2.9921 | 7.273 | 0.91145 | Yes | Mount_Druitt | SDF2018
| Simsmetal | 2018 |  | 6.629 | 2.9756 | 7.2662 | 0.91231 | 6.629 | 2.9756 | 7.2662 | 0.91231 | Yes | Mount_Druitt | SDF2018
| Simsmetal | 2019 |  | 6.629 | 2.9756 | 7.2662 | 0.91231 | 6.629 | 2.9756 | 7.2662 | 0.91231 | Yes | Mount_Druitt | SDF2018
| Simsmetal | 2020 |  | 6.629 | 2.9756 | 7.2662 | 0.91231 | 6.629 | 2.9756 | 7.2662 | 0.91231 | Yes | Mount_Druitt | SDF2018
| Simsmetal | 2021 |  | 6.629 | 2.9756 | 7.2662 | 0.91231 | 6.629 | 2.9756 | 7.2662 | 0.91231 | Yes | Mount_Druitt | SDF2018
| Simsmetal | 2022 |  | 6.629 | 2.9756 | 7.2662 | 0.91231 | 6.629 | 2.9756 | 7.2662 | 0.91231 | Yes | Mount_Druitt | SDF2018
| Simsmetal | 2023 |  | 6.629 | 2.9756 | 7.2662 | 0.91231 | 6.629 | 2.9756 | 7.2662 | 0.91231 | Yes | Mount_Druitt | SDF2018
| Simsmetal | 2024 |  | 6.629 | 2.9756 | 7.2662 | 0.91231 | 6.629 | 2.9756 | 7.2662 | 0.91231 | Yes | Mount_Druitt | SDF2018
| Simsmetal | 2025 |  | 6.629 | 2.9756 | 7.2662 | 0.91231 | 6.629 | 2.9756 | 7.2662 | 0.91231 | Yes | Mount_Druitt | SDF2018
| Simsmetal | 2026 |  | 6.629 | 2.9756 | 7.2662 | 0.91231 | 6.629 | 2.9756 | 7.2662 | 0.91231 | Yes | Mount_Druitt | SDF2018
| Simsmetal | 2027 |  | 6.629 | 2.9756 | 7.2662 | 0.91231 | 6.629 | 2.9756 | 7.2662 | 0.91231 | Yes | Mount_Druitt | SDF2018
| St_Marys | 2012 | 30.2158 | 38.68 | 5.1449 | 39.0207 | 0.99127 | 35.5924 | 4.7343 | 35.9059 | 0.99127 | No | Mount_Druitt | SDF2018
| St_Marys | 2013 | 38.2796 | 37.909 | 11.5267 | 39.6227 | 0.95675 | 34.8217 | 10.588 | 36.3958 | 0.95675 | No | Mount_Druitt | SDF2018
| St_Marys | 2014 | 31.4248 | 37.025 | 10.907 | 38.5981 | 0.95924 | 33.938 | 9.9977 | 35.38 | 0.95924 | No | Mount_Druitt | SDF2018
| St_Marys | 2015 | 34.34 | 36.427 | 9.9778 | 37.7688 | 0.96447 | 33.3398 | 9.1322 | 34.5679 | 0.96447 | No | Mount_Druitt | SDF2018
| St_Marys | 2016 | 35.471 | 38.828 | 4.2132 | 39.0559 | 0.99416 | 35.36 | 3.8369 | 35.5676 | 0.99416 | No | Mount_Druitt | SDF2018
| St_Marys | 2017 | 35.663 | 33.684 | 3.3493 | 33.8501 | 0.99509 | 30.651 | 3.0477 | 30.8021 | 0.99509 | No | Mount_Druitt | SDF2018
| St_Marys | 2018 |  | 33.5468 | 7.3495 | 34.3424 | 0.97683 | 30.5138 | 6.685 | 31.2375 | 0.97683 | No | Mount_Druitt | SDF2018
| St_Marys | 2019 |  | 33.443 | 7.3268 | 34.2362 | 0.97683 | 30.41 | 6.6623 | 31.1312 | 0.97683 | No | Mount_Druitt | SDF2018
| St_Marys | 2020 |  | 33.2943 | 7.2942 | 34.0839 | 0.97683 | 30.2613 | 6.6297 | 30.979 | 0.97683 | No | Mount_Druitt | SDF2018
| St_Marys | 2021 |  | 33.1607 | 7.2649 | 33.9472 | 0.97683 | 30.1277 | 6.6004 | 30.8422 | 0.97683 | No | Mount_Druitt | SDF2018
| St_Marys | 2022 |  | 33.0311 | 7.2365 | 33.8145 | 0.97683 | 29.9981 | 6.5721 | 30.7096 | 0.97683 | No | Mount_Druitt | SDF2018
| St_Marys | 2023 |  | 32.9095 | 7.2099 | 33.69 | 0.97683 | 29.8765 | 6.5454 | 30.5851 | 0.97683 | No | Mount_Druitt | SDF2018
| St_Marys | 2024 |  | 32.7953 | 7.1849 | 33.5731 | 0.97683 | 29.7623 | 6.5204 | 30.4682 | 0.97683 | No | Mount_Druitt | SDF2018
| St_Marys | 2025 |  | 32.7048 | 7.165 | 33.4805 | 0.97683 | 29.6718 | 6.5006 | 30.3755 | 0.97683 | No | Mount_Druitt | SDF2018
| St_Marys | 2026 |  | 32.7197 | 7.1683 | 33.4957 | 0.97683 | 29.6867 | 6.5038 | 30.3908 | 0.97683 | No | Mount_Druitt | SDF2018
| St_Marys | 2027 |  | 32.7346 | 7.1716 | 33.511 | 0.97683 | 29.7016 | 6.5071 | 30.4061 | 0.97683 | No | Mount_Druitt | SDF2018
| Werrington | 2012 | 34.961 | 38.924 | 5.9467 | 39.3756 | 0.98853 | 36.5153 | 5.5787 | 36.939 | 0.98853 | No | Mount_Druitt | SDF2018
| Werrington | 2013 | 40.4263 | 39.063 | 5.146 | 39.4005 | 0.99143 | 36.6544 | 4.8287 | 36.9711 | 0.99143 | No | Mount_Druitt | SDF2018
| Werrington | 2014 | 35.0408 | 38.739 | 0.26503 | 38.7399 | 0.99998 | 36.33 | 0.24855 | 36.3309 | 0.99998 | No | Mount_Druitt | SDF2018
| Werrington | 2015 | 36.634 | 37.544 | 14.8049 | 40.3576 | 0.93028 | 35.1356 | 13.8551 | 37.7687 | 0.93028 | No | Mount_Druitt | SDF2018
| Werrington | 2016 | 36.761 | 38.213 | 7.8986 | 39.0208 | 0.9793 | 35.799 | 7.3996 | 36.5558 | 0.9793 | No | Mount_Druitt | SDF2018
| Werrington | 2017 | 37.072 | 37.061 | 2.8874 | 37.1733 | 0.99698 | 34.463 | 2.685 | 34.5674 | 0.99698 | No | Mount_Druitt | SDF2018
| Werrington | 2018 |  | 39.2687 | 8.6411 | 40.2082 | 0.97663 | 36.6707 | 8.0694 | 37.5481 | 0.97663 | No | Mount_Druitt | SDF2018
| Werrington | 2019 |  | 40.5921 | 8.9322 | 41.5632 | 0.97663 | 37.9941 | 8.3606 | 38.903 | 0.97663 | No | Mount_Druitt | SDF2018
| Werrington | 2020 |  | 40.4902 | 8.9098 | 41.4589 | 0.97663 | 37.8922 | 8.3382 | 38.7988 | 0.97663 | No | Mount_Druitt | SDF2018
| Werrington | 2021 |  | 40.4023 | 8.8905 | 41.3689 | 0.97663 | 37.8043 | 8.3188 | 38.7087 | 0.97663 | No | Mount_Druitt | SDF2018
| Werrington | 2022 |  | 40.3227 | 8.873 | 41.2874 | 0.97663 | 37.7247 | 8.3013 | 38.6273 | 0.97663 | No | Mount_Druitt | SDF2018
| Werrington | 2023 |  | 40.2509 | 8.8572 | 41.2139 | 0.97663 | 37.6529 | 8.2855 | 38.5537 | 0.97663 | No | Mount_Druitt | SDF2018
| Werrington | 2024 |  | 40.1834 | 8.8423 | 41.1448 | 0.97663 | 37.5854 | 8.2706 | 38.4846 | 0.97663 | No | Mount_Druitt | SDF2018
| Werrington | 2025 |  | 40.1433 | 8.8335 | 41.1037 | 0.97663 | 37.5453 | 8.2618 | 38.4436 | 0.97663 | No | Mount_Druitt | SDF2018
| Werrington | 2026 |  | 40.2193 | 8.8502 | 41.1816 | 0.97663 | 37.6213 | 8.2785 | 38.5214 | 0.97663 | No | Mount_Druitt | SDF2018
| Werrington | 2027 |  | 40.2953 | 8.867 | 41.2594 | 0.97663 | 37.6973 | 8.2953 | 38.5992 | 0.97663 | No | Mount_Druitt | SDF2018
| Whalan | 2012 | 28.0752 | 35.307 | 8.1845 | 36.2432 | 0.97417 | 32.8258 | 7.6093 | 33.6962 | 0.97417 | No | Mount_Druitt | SDF2018
| Whalan | 2013 | 36.4737 | 36.066 | 8.0869 | 36.9615 | 0.97577 | 33.5849 | 7.5306 | 34.4188 | 0.97577 | No | Mount_Druitt | SDF2018
| Whalan | 2014 | 32.8072 | 35.926 | 8.579 | 36.9361 | 0.97265 | 33.4452 | 7.9866 | 34.3856 | 0.97265 | No | Mount_Druitt | SDF2018
| Whalan | 2015 | 32.655 | 34.802 | 8.7005 | 35.8731 | 0.97014 | 32.3203 | 8.0801 | 33.315 | 0.97014 | No | Mount_Druitt | SDF2018
| Whalan | 2016 | 32.883 | 35.276 | 10.4034 | 36.7781 | 0.95916 | 32.589 | 9.611 | 33.9767 | 0.95916 | No | Mount_Druitt | SDF2018
| Whalan | 2017 | 32.777 | 31.703 | 6.445 | 32.3515 | 0.97996 | 29.088 | 5.9133 | 29.683 | 0.97996 | No | Mount_Druitt | SDF2018
| Whalan | 2018 |  | 32.2553 | 6.5572 | 32.915 | 0.97996 | 29.6403 | 6.0256 | 30.2466 | 0.97996 | No | Mount_Druitt | SDF2018
| Whalan | 2019 |  | 32.1857 | 6.5431 | 32.8441 | 0.97996 | 29.5707 | 6.0115 | 30.1756 | 0.97996 | No | Mount_Druitt | SDF2018
| Whalan | 2020 |  | 32.125 | 6.5307 | 32.7821 | 0.97996 | 29.51 | 5.9991 | 30.1136 | 0.97996 | No | Mount_Druitt | SDF2018
| Whalan | 2021 |  | 32.0868 | 6.523 | 32.7431 | 0.97996 | 29.4718 | 5.9914 | 30.0746 | 0.97996 | No | Mount_Druitt | SDF2018
| Whalan | 2022 |  | 32.0664 | 6.5188 | 32.7223 | 0.97996 | 29.4514 | 5.9872 | 30.0538 | 0.97996 | No | Mount_Druitt | SDF2018
| Whalan | 2023 |  | 32.0532 | 6.5161 | 32.7088 | 0.97996 | 29.4382 | 5.9845 | 30.0403 | 0.97996 | No | Mount_Druitt | SDF2018
| Whalan | 2024 |  | 32.0379 | 6.513 | 32.6932 | 0.97996 | 29.4229 | 5.9814 | 30.0247 | 0.97996 | No | Mount_Druitt | SDF2018
| Whalan | 2025 |  | 32.0602 | 6.5176 | 32.716 | 0.97996 | 29.4452 | 5.986 | 30.0475 | 0.97996 | No | Mount_Druitt | SDF2018
| Whalan | 2026 |  | 32.186 | 6.5431 | 32.8443 | 0.97996 | 29.571 | 6.0115 | 30.1759 | 0.97996 | No | Mount_Druitt | SDF2018
| Whalan | 2027 |  | 32.3118 | 6.5687 | 32.9727 | 0.97996 | 29.6968 | 6.0371 | 30.3042 | 0.97996 | No | Mount_Druitt | SDF2018
| Undiversified | 2012 | 136.3623 | 163.9944 | 35.3037 | 168.2167 | 0.9749 | 152.7013 | 32.9528 | 156.6558 | 0.97476 | No | Mount_Druitt | SDF2018
| Undiversified | 2013 | 168.5634 | 162.2763 | 38.6601 | 167.255 | 0.97023 | 150.9827 | 35.9827 | 155.6266 | 0.97016 | No | Mount_Druitt | SDF2018
| Undiversified | 2014 | 171.0909 | 185.5937 | 37.2258 | 190.4988 | 0.97425 | 174.3001 | 34.821 | 178.8849 | 0.97437 | No | Mount_Druitt | SDF2018
| Undiversified | 2015 | 173.667 | 180.414 | 51.7776 | 188.3525 | 0.95785 | 169.1204 | 48.3743 | 176.5435 | 0.95795 | No | Mount_Druitt | SDF2018
| Undiversified | 2016 | 183.204 | 192.104 | 38.7792 | 196.7087 | 0.97659 | 179.833 | 36.2467 | 184.1475 | 0.97657 | No | Mount_Druitt | SDF2018
| Undiversified | 2017 | 189.485 | 181.055 | 27.9973 | 183.9188 | 0.98443 | 169.274 | 26.0892 | 171.9528 | 0.98442 | No | Mount_Druitt | SDF2018
| Undiversified | 2018 |  | 185.9972 | 39.7062 | 190.5514 | 0.9761 | 174.2162 | 37.0317 | 178.4681 | 0.97618 | No | Mount_Druitt | SDF2018
| Undiversified | 2019 |  | 188.1659 | 40.0424 | 192.7486 | 0.97622 | 176.3849 | 37.3678 | 180.6653 | 0.97631 | No | Mount_Druitt | SDF2018
| Undiversified | 2020 |  | 188.2257 | 39.9837 | 192.7977 | 0.97629 | 176.4447 | 37.3091 | 180.7143 | 0.97637 | No | Mount_Druitt | SDF2018
| Undiversified | 2021 |  | 187.6537 | 39.8642 | 192.2126 | 0.97628 | 175.8727 | 37.1896 | 180.1293 | 0.97637 | No | Mount_Druitt | SDF2018
| Undiversified | 2022 |  | 187.1254 | 39.753 | 191.6721 | 0.97628 | 175.3444 | 37.0785 | 179.5888 | 0.97637 | No | Mount_Druitt | SDF2018
| Undiversified | 2023 |  | 186.6384 | 39.6503 | 191.1737 | 0.97628 | 174.8574 | 36.9758 | 179.0904 | 0.97636 | No | Mount_Druitt | SDF2018
| Undiversified | 2024 |  | 186.1755 | 39.5529 | 190.7001 | 0.97627 | 174.3945 | 36.8784 | 178.6168 | 0.97636 | No | Mount_Druitt | SDF2018
| Undiversified | 2025 |  | 185.8624 | 39.4854 | 190.3794 | 0.97627 | 174.0814 | 36.8109 | 178.2961 | 0.97636 | No | Mount_Druitt | SDF2018
| Undiversified | 2026 |  | 186.099 | 39.5299 | 190.6202 | 0.97628 | 174.318 | 36.8554 | 178.5369 | 0.97637 | No | Mount_Druitt | SDF2018
| Undiversified | 2027 |  | 186.3355 | 39.5744 | 190.8611 | 0.97629 | 174.5545 | 36.8999 | 178.7778 | 0.97638 | No | Mount_Druitt | SDF2018
| Diversified | 2012 | 110.8119 | 157.014 | 8.1214 | 157.2239 | 0.99866 | 142.477 | 7.3695 | 142.6675 | 0.99866 | No | Mount_Druitt | SDF2018
| Diversified | 2013 | 126.6111 | 157.152 | 15.7745 | 157.9417 | 0.995 | 142.616 | 14.3154 | 143.3327 | 0.995 | No | Mount_Druitt | SDF2018
| Diversified | 2014 | 157.9733 | 171.469 | 28.9282 | 173.8921 | 0.98607 | 156.933 | 26.4759 | 159.1507 | 0.98607 | No | Mount_Druitt | SDF2018
| Diversified | 2015 | 147.1135 | 161.696 | 40.679 | 166.7345 | 0.96978 | 147.159 | 37.0218 | 151.7445 | 0.96978 | No | Mount_Druitt | SDF2018
| Diversified | 2016 | 143.9139 | 156.61 | 10.8779 | 156.9873 | 0.9976 | 143.71 | 9.9819 | 144.0562 | 0.9976 | No | Mount_Druitt | SDF2018
| Diversified | 2017 | 150.7047 | 149.749 | 5.5843 | 149.8531 | 0.99931 | 139.608 | 5.2061 | 139.705 | 0.99931 | No | Mount_Druitt | SDF2018
| Diversified | 2018 |  | 153.8366 | 20.699 | 155.2229 | 0.99107 | 143.684 | 19.3329 | 144.9788 | 0.99107 | No | Mount_Druitt | SDF2018
| Diversified | 2019 |  | 155.6303 | 20.9403 | 157.0328 | 0.99107 | 145.4727 | 19.5736 | 146.7836 | 0.99107 | No | Mount_Druitt | SDF2018
| Diversified | 2020 |  | 155.6798 | 20.947 | 157.0827 | 0.99107 | 145.522 | 19.5802 | 146.8333 | 0.99107 | No | Mount_Druitt | SDF2018
| Diversified | 2021 |  | 155.2067 | 20.8833 | 156.6054 | 0.99107 | 145.0502 | 19.5168 | 146.3574 | 0.99107 | No | Mount_Druitt | SDF2018
| Diversified | 2022 |  | 154.7698 | 20.8246 | 156.1645 | 0.99107 | 144.6145 | 19.4581 | 145.9177 | 0.99107 | No | Mount_Druitt | SDF2018
| Diversified | 2023 |  | 154.367 | 20.7704 | 155.758 | 0.99107 | 144.2129 | 19.4041 | 145.5124 | 0.99107 | No | Mount_Druitt | SDF2018
| Diversified | 2024 |  | 153.9842 | 20.7188 | 155.3718 | 0.99107 | 143.8312 | 19.3527 | 145.1273 | 0.99107 | No | Mount_Druitt | SDF2018
| Diversified | 2025 |  | 153.7252 | 20.684 | 155.1105 | 0.99107 | 143.5729 | 19.318 | 144.8667 | 0.99107 | No | Mount_Druitt | SDF2018
| Diversified | 2026 |  | 153.9208 | 20.7103 | 155.3079 | 0.99107 | 143.768 | 19.3442 | 145.0636 | 0.99107 | No | Mount_Druitt | SDF2018
| Diversified | 2027 |  | 154.1165 | 20.7367 | 155.5053 | 0.99107 | 143.9631 | 19.3705 | 145.2604 | 0.99107 | No | Mount_Druitt | SDF2018
| Airly_Colliery | 2012 | [9 empty] | Yes | Mount_Piper | SDF2018
| Airly_Colliery | 2013 | 2.1054 | 1.92 | 0.864 | 2.1054 | 0.91192 | 1.92 | 0.864 | 2.1054 | 0.91192 | Yes | Mount_Piper | SDF2018
| Airly_Colliery | 2014 | 1.0829 | 1.056 | 0.24 | 1.0829 | 0.97513 | 1.056 | 0.24 | 1.0829 | 0.97513 | Yes | Mount_Piper | SDF2018
| Airly_Colliery | 2015 | 1.83 | 1.824 | 0.14807 | 1.83 | 0.99672 | 1.824 | 0.14807 | 1.83 | 0.99672 | Yes | Mount_Piper | SDF2018
| Airly_Colliery | 2016 | 2.328 | 2.304 | 0.33342 | 2.328 | 0.98969 | 2.304 | 0.33342 | 2.328 | 0.98969 | Yes | Mount_Piper | SDF2018
| Airly_Colliery | 2017 | 2.336 | 2.304 | 0.38533 | 2.336 | 0.9863 | 2.304 | 0.38533 | 2.336 | 0.9863 | Yes | Mount_Piper | SDF2018
| Airly_Colliery | 2018 |  | 2.304 | 0.36024 | 2.332 | 0.988 | 2.304 | 0.36024 | 2.332 | 0.988 | Yes | Mount_Piper | SDF2018
| Airly_Colliery | 2019 |  | 2.304 | 0.36024 | 2.332 | 0.988 | 2.304 | 0.36024 | 2.332 | 0.988 | Yes | Mount_Piper | SDF2018
| Airly_Colliery | 2020 |  | 2.304 | 0.36024 | 2.332 | 0.988 | 2.304 | 0.36024 | 2.332 | 0.988 | Yes | Mount_Piper | SDF2018
| Airly_Colliery | 2021 |  | 2.304 | 0.36024 | 2.332 | 0.988 | 2.304 | 0.36024 | 2.332 | 0.988 | Yes | Mount_Piper | SDF2018
| Airly_Colliery | 2022 |  | 2.304 | 0.36024 | 2.332 | 0.988 | 2.304 | 0.36024 | 2.332 | 0.988 | Yes | Mount_Piper | SDF2018
| Airly_Colliery | 2023 |  | 2.304 | 0.36024 | 2.332 | 0.988 | 2.304 | 0.36024 | 2.332 | 0.988 | Yes | Mount_Piper | SDF2018
| Airly_Colliery | 2024 |  | 2.304 | 0.36024 | 2.332 | 0.988 | 2.304 | 0.36024 | 2.332 | 0.988 | Yes | Mount_Piper | SDF2018
| Airly_Colliery | 2025 |  | 2.304 | 0.36024 | 2.332 | 0.988 | 2.304 | 0.36024 | 2.332 | 0.988 | Yes | Mount_Piper | SDF2018
| Airly_Colliery | 2026 |  | 2.304 | 0.36024 | 2.332 | 0.988 | 2.304 | 0.36024 | 2.332 | 0.988 | Yes | Mount_Piper | SDF2018
| Airly_Colliery | 2027 |  | 2.304 | 0.36024 | 2.332 | 0.988 | 2.304 | 0.36024 | 2.332 | 0.988 | Yes | Mount_Piper | SDF2018
| Angus_Place_Colliery | 2012 | 9.7361 | 8.83 | 4.09 | 9.7312 | 0.90739 | 8.83 | 4.09 | 9.7312 | 0.90739 | Yes | Mount_Piper | SDF2018
| Angus_Place_Colliery | 2013 | 9.5459 | 8.5836 | 4.3851 | 9.6388 | 0.89052 | 8.5836 | 4.3851 | 9.6388 | 0.89052 | Yes | Mount_Piper | SDF2018
| Angus_Place_Colliery | 2014 | 9.5381 | 8.58 | 4.1664 | 9.5381 | 0.89955 | 8.58 | 4.1664 | 9.5381 | 0.89955 | Yes | Mount_Piper | SDF2018
| Angus_Place_Colliery | 2015 | 9.034 | 8.73 | 2.3238 | 9.034 | 0.96635 | 8.73 | 2.3238 | 9.034 | 0.96635 | Yes | Mount_Piper | SDF2018
| Angus_Place_Colliery | 2016 | 2.932 | 2.674 | 1.2026 | 2.932 | 0.91201 | 2.674 | 1.2026 | 2.932 | 0.91201 | Yes | Mount_Piper | SDF2018
| Angus_Place_Colliery | 2017 | 2.716 | 2.24 | 1.5359 | 2.716 | 0.82474 | 2.24 | 1.5359 | 2.716 | 0.82474 | Yes | Mount_Piper | SDF2018
| Angus_Place_Colliery | 2018 |  | 2.24 | 1.0843 | 2.4886 | 0.90009 | 2.24 | 1.0843 | 2.4886 | 0.90009 | Yes | Mount_Piper | SDF2018
| Angus_Place_Colliery | 2019 |  | 2.24 | 1.0843 | 2.4886 | 0.90009 | 2.24 | 1.0843 | 2.4886 | 0.90009 | Yes | Mount_Piper | SDF2018
| Angus_Place_Colliery | 2020 |  | 2.24 | 1.0843 | 2.4886 | 0.90009 | 2.24 | 1.0843 | 2.4886 | 0.90009 | Yes | Mount_Piper | SDF2018
| Angus_Place_Colliery | 2021 |  | 2.24 | 1.0843 | 2.4886 | 0.90009 | 2.24 | 1.0843 | 2.4886 | 0.90009 | Yes | Mount_Piper | SDF2018
| Angus_Place_Colliery | 2022 |  | 2.24 | 1.0843 | 2.4886 | 0.90009 | 2.24 | 1.0843 | 2.4886 | 0.90009 | Yes | Mount_Piper | SDF2018
| Angus_Place_Colliery | 2023 |  | 2.24 | 1.0843 | 2.4886 | 0.90009 | 2.24 | 1.0843 | 2.4886 | 0.90009 | Yes | Mount_Piper | SDF2018
| Angus_Place_Colliery | 2024 |  | 2.24 | 1.0843 | 2.4886 | 0.90009 | 2.24 | 1.0843 | 2.4886 | 0.90009 | Yes | Mount_Piper | SDF2018
| Angus_Place_Colliery | 2025 |  | 2.24 | 1.0843 | 2.4886 | 0.90009 | 2.24 | 1.0843 | 2.4886 | 0.90009 | Yes | Mount_Piper | SDF2018
| Angus_Place_Colliery | 2026 |  | 2.24 | 1.0843 | 2.4886 | 0.90009 | 2.24 | 1.0843 | 2.4886 | 0.90009 | Yes | Mount_Piper | SDF2018
| Angus_Place_Colliery | 2027 |  | 2.24 | 1.0843 | 2.4886 | 0.90009 | 2.24 | 1.0843 | 2.4886 | 0.90009 | Yes | Mount_Piper | SDF2018
| Angus_Place_East | 2012 | [9 empty] | Yes | Mount_Piper | SDF2018
| Angus_Place_East | 2013 | [9 empty] | Yes | Mount_Piper | SDF2018
| Angus_Place_East | 2014 | [9 empty] | Yes | Mount_Piper | SDF2018
| Angus_Place_East | 2015 | 0.853 | 0.54 | 0.66031 | 0.853 | 0.63306 | 0.54 | 0.66031 | 0.853 | 0.63306 | Yes | Mount_Piper | SDF2018
| Angus_Place_East | 2016 | 0.842 | 0.84 | 0.058 | 0.842 | 0.99762 | 0.84 | 0.058 | 0.842 | 0.99762 | Yes | Mount_Piper | SDF2018
| Angus_Place_East | 2017 | 0.669 | 0.154 | 0.65103 | 0.669 | 0.23019 | 0.154 | 0.65103 | 0.669 | 0.23019 | Yes | Mount_Piper | SDF2018
| Angus_Place_East | 2018 |  | 0.154 | 0.65103 | 0.669 | 0.23019 | 0.154 | 0.65103 | 0.669 | 0.23019 | Yes | Mount_Piper | SDF2018
| Angus_Place_East | 2019 |  | 0.154 | 0.65103 | 0.669 | 0.23019 | 0.154 | 0.65103 | 0.669 | 0.23019 | Yes | Mount_Piper | SDF2018
| Angus_Place_East | 2020 |  | 0.154 | 0.65103 | 0.669 | 0.23019 | 0.154 | 0.65103 | 0.669 | 0.23019 | Yes | Mount_Piper | SDF2018
| Angus_Place_East | 2021 |  | 0.154 | 0.65103 | 0.669 | 0.23019 | 0.154 | 0.65103 | 0.669 | 0.23019 | Yes | Mount_Piper | SDF2018
| Angus_Place_East | 2022 |  | 0.154 | 0.65103 | 0.669 | 0.23019 | 0.154 | 0.65103 | 0.669 | 0.23019 | Yes | Mount_Piper | SDF2018
| Angus_Place_East | 2023 |  | 0.154 | 0.65103 | 0.669 | 0.23019 | 0.154 | 0.65103 | 0.669 | 0.23019 | Yes | Mount_Piper | SDF2018
| Angus_Place_East | 2024 |  | 0.154 | 0.65103 | 0.669 | 0.23019 | 0.154 | 0.65103 | 0.669 | 0.23019 | Yes | Mount_Piper | SDF2018
| Angus_Place_East | 2025 |  | 0.154 | 0.65103 | 0.669 | 0.23019 | 0.154 | 0.65103 | 0.669 | 0.23019 | Yes | Mount_Piper | SDF2018
| Angus_Place_East | 2026 |  | 0.154 | 0.65103 | 0.669 | 0.23019 | 0.154 | 0.65103 | 0.669 | 0.23019 | Yes | Mount_Piper | SDF2018
| Angus_Place_East | 2027 |  | 0.154 | 0.65103 | 0.669 | 0.23019 | 0.154 | 0.65103 | 0.669 | 0.23019 | Yes | Mount_Piper | SDF2018
| Baal_Bone | 2012 | 6.7515 | 5.534 | 3.8674 | 6.7515 | 0.81968 | 5.534 | 3.8674 | 6.7515 | 0.81968 | Yes | Mount_Piper | SDF2018
| Baal_Bone | 2013 | 1.6287 | 1.2233 | 1.0753 | 1.6287 | 0.75106 | 1.2233 | 1.0753 | 1.6287 | 0.75106 | Yes | Mount_Piper | SDF2018
| Baal_Bone | 2014 | 1.0841 | 0.81272 | 0.79165 | 1.1346 | 0.71633 | 0.81272 | 0.79165 | 1.1346 | 0.71633 | Yes | Mount_Piper | SDF2018
| Baal_Bone | 2015 | 1.083 | 0.818 | 0.83259 | 1.1672 | 0.70083 | 0.818 | 0.83259 | 1.1672 | 0.70083 | Yes | Mount_Piper | SDF2018
| Baal_Bone | 2016 | 1.192 | 0.845 | 0.9123 | 1.2435 | 0.67953 | 0.845 | 0.9123 | 1.2435 | 0.67953 | Yes | Mount_Piper | SDF2018
| Baal_Bone | 2017 | 1.123 | 0.821 | 0.86095 | 1.1897 | 0.69012 | 0.821 | 0.86095 | 1.1897 | 0.69012 | Yes | Mount_Piper | SDF2018
| Baal_Bone | 2018 |  | 0.821 | 0.7771 | 1.1305 | 0.72626 | 0.821 | 0.7771 | 1.1305 | 0.72626 | Yes | Mount_Piper | SDF2018
| Baal_Bone | 2019 |  | 0.821 | 0.7771 | 1.1305 | 0.72626 | 0.821 | 0.7771 | 1.1305 | 0.72626 | Yes | Mount_Piper | SDF2018
| Baal_Bone | 2020 |  | 0.821 | 0.7771 | 1.1305 | 0.72626 | 0.821 | 0.7771 | 1.1305 | 0.72626 | Yes | Mount_Piper | SDF2018
| Baal_Bone | 2021 |  | 0.821 | 0.7771 | 1.1305 | 0.72626 | 0.821 | 0.7771 | 1.1305 | 0.72626 | Yes | Mount_Piper | SDF2018
| Baal_Bone | 2022 |  | 0.821 | 0.7771 | 1.1305 | 0.72626 | 0.821 | 0.7771 | 1.1305 | 0.72626 | Yes | Mount_Piper | SDF2018
| Baal_Bone | 2023 |  | 0.821 | 0.7771 | 1.1305 | 0.72626 | 0.821 | 0.7771 | 1.1305 | 0.72626 | Yes | Mount_Piper | SDF2018
| Baal_Bone | 2024 |  | 0.821 | 0.7771 | 1.1305 | 0.72626 | 0.821 | 0.7771 | 1.1305 | 0.72626 | Yes | Mount_Piper | SDF2018
| Baal_Bone | 2025 |  | 0.821 | 0.7771 | 1.1305 | 0.72626 | 0.821 | 0.7771 | 1.1305 | 0.72626 | Yes | Mount_Piper | SDF2018
| Baal_Bone | 2026 |  | 0.821 | 0.7771 | 1.1305 | 0.72626 | 0.821 | 0.7771 | 1.1305 | 0.72626 | Yes | Mount_Piper | SDF2018
| Baal_Bone | 2027 |  | 0.821 | 0.7771 | 1.1305 | 0.72626 | 0.821 | 0.7771 | 1.1305 | 0.72626 | Yes | Mount_Piper | SDF2018
| Blackmans_Flat | 2012 | 3.984 | 3.828 | 1.104 | 3.984 | 0.96084 | 3.828 | 1.104 | 3.984 | 0.96084 | No | Mount_Piper | SDF2018
| Blackmans_Flat | 2013 | 4.5286 | 4.392 | 1.104 | 4.5286 | 0.96983 | 4.392 | 1.104 | 4.5286 | 0.96983 | No | Mount_Piper | SDF2018
| Blackmans_Flat | 2014 | 4.4439 | 4.272 | 1.224 | 4.4439 | 0.96132 | 4.272 | 1.224 | 4.4439 | 0.96132 | No | Mount_Piper | SDF2018
| Blackmans_Flat | 2015 | 4.897 | 4.68 | 1.4416 | 4.897 | 0.95569 | 4.68 | 1.4416 | 4.897 | 0.95569 | No | Mount_Piper | SDF2018
| Blackmans_Flat | 2016 | 5.518 | 5.256 | 1.6801 | 5.518 | 0.95252 | 5.256 | 1.6801 | 5.518 | 0.95252 | No | Mount_Piper | SDF2018
| Blackmans_Flat | 2017 | 4.787 | 4.632 | 1.3036 | 4.8119 | 0.96261 | 4.632 | 1.3036 | 4.8119 | 0.96261 | No | Mount_Piper | SDF2018
| Blackmans_Flat | 2018 |  | 4.6109 | 1.2976 | 4.7901 | 0.96261 | 4.6109 | 1.2976 | 4.7901 | 0.96261 | No | Mount_Piper | SDF2018
| Blackmans_Flat | 2019 |  | 4.5887 | 1.2914 | 4.7669 | 0.96261 | 4.5887 | 1.2914 | 4.7669 | 0.96261 | No | Mount_Piper | SDF2018
| Blackmans_Flat | 2020 |  | 4.5648 | 1.2847 | 4.7421 | 0.96261 | 4.5648 | 1.2847 | 4.7421 | 0.96261 | No | Mount_Piper | SDF2018
| Blackmans_Flat | 2021 |  | 4.5427 | 1.2784 | 4.7192 | 0.96261 | 4.5427 | 1.2784 | 4.7192 | 0.96261 | No | Mount_Piper | SDF2018
| Blackmans_Flat | 2022 |  | 4.5205 | 1.2722 | 4.6961 | 0.96261 | 4.5205 | 1.2722 | 4.6961 | 0.96261 | No | Mount_Piper | SDF2018
| Blackmans_Flat | 2023 |  | 4.4994 | 1.2662 | 4.6742 | 0.96261 | 4.4994 | 1.2662 | 4.6742 | 0.96261 | No | Mount_Piper | SDF2018
| Blackmans_Flat | 2024 |  | 4.4796 | 1.2607 | 4.6536 | 0.96261 | 4.4796 | 1.2607 | 4.6536 | 0.96261 | No | Mount_Piper | SDF2018
| Blackmans_Flat | 2025 |  | 4.4622 | 1.2558 | 4.6356 | 0.96261 | 4.4622 | 1.2558 | 4.6356 | 0.96261 | No | Mount_Piper | SDF2018
| Blackmans_Flat | 2026 |  | 4.4578 | 1.2545 | 4.631 | 0.96261 | 4.4578 | 1.2545 | 4.631 | 0.96261 | No | Mount_Piper | SDF2018
| Blackmans_Flat | 2027 |  | 4.4534 | 1.2533 | 4.6263 | 0.96261 | 4.4534 | 1.2533 | 4.6263 | 0.96261 | No | Mount_Piper | SDF2018
| Charbon_Coal | 2012 | 3.6378 | 2.7156 | 2.7706 | 3.8795 | 0.69998 | 2.7156 | 2.7706 | 3.8795 | 0.69998 | Yes | Mount_Piper | SDF2018
| Charbon_Coal | 2013 | 3.7879 | 2.8524 | 2.4924 | 3.7879 | 0.75303 | 2.8524 | 2.4924 | 3.7879 | 0.75303 | Yes | Mount_Piper | SDF2018
| Charbon_Coal | 2014 | 3.6351 | 2.5932 | 2.6126 | 3.6811 | 0.70446 | 2.5932 | 2.6126 | 3.6811 | 0.70446 | Yes | Mount_Piper | SDF2018
| Charbon_Coal | 2015 | 1.546 | 1.22 | 0.94959 | 1.546 | 0.78913 | 1.22 | 0.94959 | 1.546 | 0.78913 | Yes | Mount_Piper | SDF2018
| Charbon_Coal | 2016 | 0.111 | 0.089 | 0.066332 | 0.111 | 0.8018 | 0.089 | 0.066332 | 0.111 | 0.8018 | Yes | Mount_Piper | SDF2018
| Charbon_Coal | 2017 | 0.068 | 0.048 | 0.048166 | 0.068 | 0.70588 | 0.048 | 0.048166 | 0.068 | 0.70588 | Yes | Mount_Piper | SDF2018
| Charbon_Coal | 2018 | [9 empty] | Yes | Mount_Piper | SDF2018
| Charbon_Coal | 2019 | [9 empty] | Yes | Mount_Piper | SDF2018
| Charbon_Coal | 2020 | [9 empty] | Yes | Mount_Piper | SDF2018
| Charbon_Coal | 2021 | [9 empty] | Yes | Mount_Piper | SDF2018
| Charbon_Coal | 2022 | [9 empty] | Yes | Mount_Piper | SDF2018
| Charbon_Coal | 2023 | [9 empty] | Yes | Mount_Piper | SDF2018
| Charbon_Coal | 2024 | [9 empty] | Yes | Mount_Piper | SDF2018
| Charbon_Coal | 2025 | [9 empty] | Yes | Mount_Piper | SDF2018
| Charbon_Coal | 2026 | [9 empty] | Yes | Mount_Piper | SDF2018
| Charbon_Coal | 2027 | [9 empty] | Yes | Mount_Piper | SDF2018
| Clarence_Colliery | 2012 | 7.654 | 7.3206 | 3.7289 | 8.2156 | 0.89106 | 7.3206 | 3.7289 | 8.2156 | 0.89106 | Yes | Mount_Piper | SDF2018
| Clarence_Colliery | 2013 | 8.8781 | 8.2837 | 3.1941 | 8.8781 | 0.93304 | 8.2837 | 3.1941 | 8.8781 | 0.93304 | Yes | Mount_Piper | SDF2018
| Clarence_Colliery | 2014 | 11.9079 | 8.7796 | 8.4765 | 12.2037 | 0.71942 | 8.7796 | 8.4765 | 12.2037 | 0.71942 | Yes | Mount_Piper | SDF2018
| Clarence_Colliery | 2015 | 10.377 | 9.598 | 3.9447 | 10.377 | 0.92493 | 9.598 | 3.9447 | 10.377 | 0.92493 | Yes | Mount_Piper | SDF2018
| Clarence_Colliery | 2016 | 10.919 | 10.361 | 3.4459 | 10.919 | 0.9489 | 10.361 | 3.4459 | 10.919 | 0.9489 | Yes | Mount_Piper | SDF2018
| Clarence_Colliery | 2017 | 10.134 | 9.564 | 3.3508 | 10.134 | 0.94375 | 9.564 | 3.3508 | 10.134 | 0.94375 | Yes | Mount_Piper | SDF2018
| Clarence_Colliery | 2018 |  | 9.564 | 4.8063 | 10.7038 | 0.89352 | 9.564 | 4.8063 | 10.7038 | 0.89352 | Yes | Mount_Piper | SDF2018
| Clarence_Colliery | 2019 |  | 9.564 | 4.8063 | 10.7038 | 0.89352 | 9.564 | 4.8063 | 10.7038 | 0.89352 | Yes | Mount_Piper | SDF2018
| Clarence_Colliery | 2020 |  | 9.564 | 4.8063 | 10.7038 | 0.89352 | 9.564 | 4.8063 | 10.7038 | 0.89352 | Yes | Mount_Piper | SDF2018
| Clarence_Colliery | 2021 |  | 9.564 | 4.8063 | 10.7038 | 0.89352 | 9.564 | 4.8063 | 10.7038 | 0.89352 | Yes | Mount_Piper | SDF2018
| Clarence_Colliery | 2022 |  | 9.564 | 4.8063 | 10.7038 | 0.89352 | 9.564 | 4.8063 | 10.7038 | 0.89352 | Yes | Mount_Piper | SDF2018
| Clarence_Colliery | 2023 |  | 9.564 | 4.8063 | 10.7038 | 0.89352 | 9.564 | 4.8063 | 10.7038 | 0.89352 | Yes | Mount_Piper | SDF2018
| Clarence_Colliery | 2024 |  | 9.564 | 4.8063 | 10.7038 | 0.89352 | 9.564 | 4.8063 | 10.7038 | 0.89352 | Yes | Mount_Piper | SDF2018
| Clarence_Colliery | 2025 |  | 9.564 | 4.8063 | 10.7038 | 0.89352 | 9.564 | 4.8063 | 10.7038 | 0.89352 | Yes | Mount_Piper | SDF2018
| Clarence_Colliery | 2026 |  | 9.564 | 4.8063 | 10.7038 | 0.89352 | 9.564 | 4.8063 | 10.7038 | 0.89352 | Yes | Mount_Piper | SDF2018
| Clarence_Colliery | 2027 |  | 9.564 | 4.8063 | 10.7038 | 0.89352 | 9.564 | 4.8063 | 10.7038 | 0.89352 | Yes | Mount_Piper | SDF2018
| Hartley_Vale | 2012 | 1.2532 | 1.23 | 0.24 | 1.2532 | 0.98149 | 1.23 | 0.24 | 1.2532 | 0.98149 | No | Mount_Piper | SDF2018
| Hartley_Vale | 2013 | 0.89499 | 0.87 | 0.21 | 0.89499 | 0.97208 | 0.87 | 0.21 | 0.89499 | 0.97208 | No | Mount_Piper | SDF2018
| Hartley_Vale | 2014 | 1.5373 | 1.53 | 0.15 | 1.5373 | 0.99523 | 1.53 | 0.15 | 1.5373 | 0.99523 | No | Mount_Piper | SDF2018
| Hartley_Vale | 2015 | 0.706 | 0.69 | 0.14945 | 0.706 | 0.97734 | 0.69 | 0.14945 | 0.706 | 0.97734 | No | Mount_Piper | SDF2018
| Hartley_Vale | 2016 | 1.269 | 1.26 | 0.15087 | 1.269 | 0.99291 | 1.26 | 0.15087 | 1.269 | 0.99291 | No | Mount_Piper | SDF2018
| Hartley_Vale | 2017 | 0.571 | 0.57 | 0.033779 | 0.571 | 0.99825 | 0.57 | 0.033779 | 0.571 | 0.99825 | No | Mount_Piper | SDF2018
| Hartley_Vale | 2018 |  | 0.56758 | 0.095227 | 0.57552 | 0.98622 | 0.56758 | 0.095227 | 0.57552 | 0.98622 | No | Mount_Piper | SDF2018
| Hartley_Vale | 2019 |  | 0.56503 | 0.094798 | 0.57292 | 0.98622 | 0.56503 | 0.094798 | 0.57292 | 0.98622 | No | Mount_Piper | SDF2018
| Hartley_Vale | 2020 |  | 0.56227 | 0.094336 | 0.57013 | 0.98622 | 0.56227 | 0.094336 | 0.57013 | 0.98622 | No | Mount_Piper | SDF2018
| Hartley_Vale | 2021 |  | 0.55971 | 0.093906 | 0.56753 | 0.98622 | 0.55971 | 0.093906 | 0.56753 | 0.98622 | No | Mount_Piper | SDF2018
| Hartley_Vale | 2022 |  | 0.55712 | 0.093472 | 0.56491 | 0.98622 | 0.55712 | 0.093472 | 0.56491 | 0.98622 | No | Mount_Piper | SDF2018
| Hartley_Vale | 2023 |  | 0.55465 | 0.093058 | 0.56241 | 0.98622 | 0.55465 | 0.093058 | 0.56241 | 0.98622 | No | Mount_Piper | SDF2018
| Hartley_Vale | 2024 |  | 0.55235 | 0.092671 | 0.56007 | 0.98622 | 0.55235 | 0.092671 | 0.56007 | 0.98622 | No | Mount_Piper | SDF2018
| Hartley_Vale | 2025 |  | 0.55029 | 0.092326 | 0.55798 | 0.98622 | 0.55029 | 0.092326 | 0.55798 | 0.98622 | No | Mount_Piper | SDF2018
| Hartley_Vale | 2026 |  | 0.54967 | 0.092222 | 0.55735 | 0.98622 | 0.54967 | 0.092222 | 0.55735 | 0.98622 | No | Mount_Piper | SDF2018
| Hartley_Vale | 2027 |  | 0.54905 | 0.092118 | 0.55672 | 0.98622 | 0.54905 | 0.092118 | 0.55672 | 0.98622 | No | Mount_Piper | SDF2018
| Invincible_Colliery | 2012 | 1.0675 | 0.864 | 0.627 | 1.0675 | 0.80934 | 0.864 | 0.627 | 1.0675 | 0.80934 | Yes | Mount_Piper | SDF2018
| Invincible_Colliery | 2013 | 0.77365 | 0.58812 | 0.50264 | 0.77365 | 0.76019 | 0.58812 | 0.50264 | 0.77365 | 0.76019 | Yes | Mount_Piper | SDF2018
| Invincible_Colliery | 2014 | 0.1411 | 0.05645 | 0.12932 | 0.1411 | 0.40006 | 0.05645 | 0.12932 | 0.1411 | 0.40006 | Yes | Mount_Piper | SDF2018
| Invincible_Colliery | 2015 | 0.075 | 0.035 | 0.066332 | 0.075 | 0.46667 | 0.035 | 0.066332 | 0.075 | 0.46667 | Yes | Mount_Piper | SDF2018
| Invincible_Colliery | 2016 | 0.075 | 0.031 | 0.068293 | 0.075 | 0.41333 | 0.031 | 0.068293 | 0.075 | 0.41333 | Yes | Mount_Piper | SDF2018
| Invincible_Colliery | 2017 | 0.08 | 0.039 | 0.06985 | 0.08 | 0.4875 | 0.039 | 0.06985 | 0.08 | 0.4875 | Yes | Mount_Piper | SDF2018
| Invincible_Colliery | 2018 |  | 0.039 | 0.06985 | 0.08 | 0.4875 | 0.039 | 0.06985 | 0.08 | 0.4875 | Yes | Mount_Piper | SDF2018
| Invincible_Colliery | 2019 |  | 0.039 | 0.06985 | 0.08 | 0.4875 | 0.039 | 0.06985 | 0.08 | 0.4875 | Yes | Mount_Piper | SDF2018
| Invincible_Colliery | 2020 |  | 0.039 | 0.06985 | 0.08 | 0.4875 | 0.039 | 0.06985 | 0.08 | 0.4875 | Yes | Mount_Piper | SDF2018
| Invincible_Colliery | 2021 |  | 0.039 | 0.06985 | 0.08 | 0.4875 | 0.039 | 0.06985 | 0.08 | 0.4875 | Yes | Mount_Piper | SDF2018
| Invincible_Colliery | 2022 |  | 0.039 | 0.06985 | 0.08 | 0.4875 | 0.039 | 0.06985 | 0.08 | 0.4875 | Yes | Mount_Piper | SDF2018
| Invincible_Colliery | 2023 |  | 0.039 | 0.06985 | 0.08 | 0.4875 | 0.039 | 0.06985 | 0.08 | 0.4875 | Yes | Mount_Piper | SDF2018
| Invincible_Colliery | 2024 |  | 0.039 | 0.06985 | 0.08 | 0.4875 | 0.039 | 0.06985 | 0.08 | 0.4875 | Yes | Mount_Piper | SDF2018
| Invincible_Colliery | 2025 |  | 0.039 | 0.06985 | 0.08 | 0.4875 | 0.039 | 0.06985 | 0.08 | 0.4875 | Yes | Mount_Piper | SDF2018
| Invincible_Colliery | 2026 |  | 0.039 | 0.06985 | 0.08 | 0.4875 | 0.039 | 0.06985 | 0.08 | 0.4875 | Yes | Mount_Piper | SDF2018
| Invincible_Colliery | 2027 |  | 0.039 | 0.06985 | 0.08 | 0.4875 | 0.039 | 0.06985 | 0.08 | 0.4875 | Yes | Mount_Piper | SDF2018
| Springvale_Borehole | 2012 | 2.4858 | 3.2148 | 1.2583 | 3.4523 | 0.93121 | 3.2148 | 1.2583 | 3.4523 | 0.93121 | Yes | Mount_Piper | SDF2018
| Springvale_Borehole | 2013 | 4.0766 | 3.3264 | 2.4024 | 4.1032 | 0.81068 | 3.3264 | 2.4024 | 4.1032 | 0.81068 | Yes | Mount_Piper | SDF2018
| Springvale_Borehole | 2014 | 2.1608 | 1.92 | 0.9912 | 2.1608 | 0.88858 | 1.92 | 0.9912 | 2.1608 | 0.88858 | Yes | Mount_Piper | SDF2018
| Springvale_Borehole | 2015 | 2.04 | 1.834 | 0.89333 | 2.04 | 0.89902 | 1.834 | 0.89333 | 2.04 | 0.89902 | Yes | Mount_Piper | SDF2018
| Springvale_Borehole | 2016 | 1.858 | 1.687 | 0.77859 | 1.858 | 0.90797 | 1.687 | 0.77859 | 1.858 | 0.90797 | Yes | Mount_Piper | SDF2018
| Springvale_Borehole | 2017 | 1.671 | 1.503 | 0.73023 | 1.671 | 0.89946 | 1.503 | 0.73023 | 1.671 | 0.89946 | Yes | Mount_Piper | SDF2018
| Springvale_Borehole | 2018 |  | 1.503 | 0.77215 | 1.6897 | 0.88949 | 1.503 | 0.77215 | 1.6897 | 0.88949 | Yes | Mount_Piper | SDF2018
| Springvale_Borehole | 2019 |  | 1.503 | 0.77215 | 1.6897 | 0.88949 | 1.503 | 0.77215 | 1.6897 | 0.88949 | Yes | Mount_Piper | SDF2018
| Springvale_Borehole | 2020 |  | 1.503 | 0.77215 | 1.6897 | 0.88949 | 1.503 | 0.77215 | 1.6897 | 0.88949 | Yes | Mount_Piper | SDF2018
| Springvale_Borehole | 2021 |  | 1.503 | 0.77215 | 1.6897 | 0.88949 | 1.503 | 0.77215 | 1.6897 | 0.88949 | Yes | Mount_Piper | SDF2018
| Springvale_Borehole | 2022 |  | 1.503 | 0.77215 | 1.6897 | 0.88949 | 1.503 | 0.77215 | 1.6897 | 0.88949 | Yes | Mount_Piper | SDF2018
| Springvale_Borehole | 2023 |  | 1.503 | 0.77215 | 1.6897 | 0.88949 | 1.503 | 0.77215 | 1.6897 | 0.88949 | Yes | Mount_Piper | SDF2018
| Springvale_Borehole | 2024 |  | 1.503 | 0.77215 | 1.6897 | 0.88949 | 1.503 | 0.77215 | 1.6897 | 0.88949 | Yes | Mount_Piper | SDF2018
| Springvale_Borehole | 2025 |  | 1.503 | 0.77215 | 1.6897 | 0.88949 | 1.503 | 0.77215 | 1.6897 | 0.88949 | Yes | Mount_Piper | SDF2018
| Springvale_Borehole | 2026 |  | 1.503 | 0.77215 | 1.6897 | 0.88949 | 1.503 | 0.77215 | 1.6897 | 0.88949 | Yes | Mount_Piper | SDF2018
| Springvale_Borehole | 2027 |  | 1.503 | 0.77215 | 1.6897 | 0.88949 | 1.503 | 0.77215 | 1.6897 | 0.88949 | Yes | Mount_Piper | SDF2018
| Springvale_No3_Shaft | 2012 | 5.0876 | 4.536 | 2.304 | 5.0876 | 0.89158 | 4.536 | 2.304 | 5.0876 | 0.89158 | Yes | Mount_Piper | SDF2018
| Springvale_No3_Shaft | 2013 | 6.349 | 4.824 | 4.2989 | 6.4615 | 0.74657 | 4.824 | 4.2989 | 6.4615 | 0.74657 | Yes | Mount_Piper | SDF2018
| Springvale_No3_Shaft | 2014 | 7.7715 | 7.02 | 4.6194 | 8.4036 | 0.83536 | 7.02 | 4.6194 | 8.4036 | 0.83536 | Yes | Mount_Piper | SDF2018
| Springvale_No3_Shaft | 2015 | 8.401 | 7.416 | 3.9471 | 8.401 | 0.88275 | 7.416 | 3.9471 | 8.401 | 0.88275 | Yes | Mount_Piper | SDF2018
| Springvale_No3_Shaft | 2016 | 9.32 | 8.22 | 4.3925 | 9.32 | 0.88197 | 8.22 | 4.3925 | 9.32 | 0.88197 | Yes | Mount_Piper | SDF2018
| Springvale_No3_Shaft | 2017 | 10.232 | 8.659 | 5.8531 | 10.4517 | 0.82848 | 8.659 | 5.8531 | 10.4517 | 0.82848 | Yes | Mount_Piper | SDF2018
| Springvale_No3_Shaft | 2018 |  | 8.659 | 5.8531 | 10.4517 | 0.82848 | 8.659 | 5.8531 | 10.4517 | 0.82848 | Yes | Mount_Piper | SDF2018
| Springvale_No3_Shaft | 2019 |  | 8.659 | 5.8531 | 10.4517 | 0.82848 | 8.659 | 5.8531 | 10.4517 | 0.82848 | Yes | Mount_Piper | SDF2018
| Springvale_No3_Shaft | 2020 |  | 8.659 | 5.8531 | 10.4517 | 0.82848 | 8.659 | 5.8531 | 10.4517 | 0.82848 | Yes | Mount_Piper | SDF2018
| Springvale_No3_Shaft | 2021 |  | 8.659 | 5.8531 | 10.4517 | 0.82848 | 8.659 | 5.8531 | 10.4517 | 0.82848 | Yes | Mount_Piper | SDF2018
| Springvale_No3_Shaft | 2022 |  | 8.659 | 5.8531 | 10.4517 | 0.82848 | 8.659 | 5.8531 | 10.4517 | 0.82848 | Yes | Mount_Piper | SDF2018
| Springvale_No3_Shaft | 2023 |  | 8.659 | 5.8531 | 10.4517 | 0.82848 | 8.659 | 5.8531 | 10.4517 | 0.82848 | Yes | Mount_Piper | SDF2018
| Springvale_No3_Shaft | 2024 |  | 8.659 | 5.8531 | 10.4517 | 0.82848 | 8.659 | 5.8531 | 10.4517 | 0.82848 | Yes | Mount_Piper | SDF2018
| Springvale_No3_Shaft | 2025 |  | 8.659 | 5.8531 | 10.4517 | 0.82848 | 8.659 | 5.8531 | 10.4517 | 0.82848 | Yes | Mount_Piper | SDF2018
| Springvale_No3_Shaft | 2026 |  | 8.659 | 5.8531 | 10.4517 | 0.82848 | 8.659 | 5.8531 | 10.4517 | 0.82848 | Yes | Mount_Piper | SDF2018
| Springvale_No3_Shaft | 2027 |  | 8.659 | 5.8531 | 10.4517 | 0.82848 | 8.659 | 5.8531 | 10.4517 | 0.82848 | Yes | Mount_Piper | SDF2018
| Unimin_Mine | 2012 | 0.5901 | 0.4896 | 0.3294 | 0.5901 | 0.8297 | 0.4896 | 0.3294 | 0.5901 | 0.8297 | Yes | Mount_Piper | SDF2018
| Unimin_Mine | 2013 | 0.64008 | 0.5636 | 0.37128 | 0.6749 | 0.83509 | 0.5636 | 0.37128 | 0.6749 | 0.83509 | Yes | Mount_Piper | SDF2018
| Unimin_Mine | 2014 | 0.5334 | 0.4842 | 0.22376 | 0.5334 | 0.90776 | 0.4842 | 0.22376 | 0.5334 | 0.90776 | Yes | Mount_Piper | SDF2018
| Unimin_Mine | 2015 | 0.593 | 0.479 | 0.34958 | 0.593 | 0.80776 | 0.479 | 0.34958 | 0.593 | 0.80776 | Yes | Mount_Piper | SDF2018
| Unimin_Mine | 2016 | 0.367 | 0.257 | 0.26199 | 0.367 | 0.70027 | 0.257 | 0.26199 | 0.367 | 0.70027 | Yes | Mount_Piper | SDF2018
| Unimin_Mine | 2017 | [9 empty] | Yes | Mount_Piper | SDF2018
| Unimin_Mine | 2018 | [9 empty] | Yes | Mount_Piper | SDF2018
| Unimin_Mine | 2019 | [9 empty] | Yes | Mount_Piper | SDF2018
| Unimin_Mine | 2020 | [9 empty] | Yes | Mount_Piper | SDF2018
| Unimin_Mine | 2021 | [9 empty] | Yes | Mount_Piper | SDF2018
| Unimin_Mine | 2022 | [9 empty] | Yes | Mount_Piper | SDF2018
| Unimin_Mine | 2023 | [9 empty] | Yes | Mount_Piper | SDF2018
| Unimin_Mine | 2024 | [9 empty] | Yes | Mount_Piper | SDF2018
| Unimin_Mine | 2025 | [9 empty] | Yes | Mount_Piper | SDF2018
| Unimin_Mine | 2026 | [9 empty] | Yes | Mount_Piper | SDF2018
| Unimin_Mine | 2027 | [9 empty] | Yes | Mount_Piper | SDF2018
| Undiversified | 2012 | 42.2476 | 38.5626 | 20.3195 | 44.0125 | 0.87617 | 38.5626 | 20.3195 | 44.0125 | 0.87617 | No | Mount_Piper | SDF2018
| Undiversified | 2013 | 43.209 | 37.4271 | 20.9001 | 43.476 | 0.86087 | 37.4271 | 20.9001 | 43.476 | 0.86087 | No | Mount_Piper | SDF2018
| Undiversified | 2014 | 43.8362 | 37.1041 | 23.6249 | 44.8605 | 0.8271 | 37.1041 | 23.6249 | 44.8605 | 0.8271 | No | Mount_Piper | SDF2018
| Undiversified | 2015 | 41.435 | 37.864 | 15.7065 | 41.5192 | 0.91196 | 37.864 | 15.7065 | 41.5192 | 0.91196 | No | Mount_Piper | SDF2018
| Undiversified | 2016 | 36.731 | 33.824 | 13.3509 | 36.7825 | 0.91957 | 33.824 | 13.3509 | 36.7825 | 0.91957 | No | Mount_Piper | SDF2018
| Undiversified | 2017 | 34.387 | 30.534 | 14.8228 | 34.6983 | 0.87999 | 30.534 | 14.8228 | 34.6983 | 0.87999 | No | Mount_Piper | SDF2018
| Undiversified | 2018 |  | 30.4625 | 15.767 | 34.9108 | 0.87258 | 30.4625 | 15.767 | 34.9108 | 0.87258 | No | Mount_Piper | SDF2018
| Undiversified | 2019 |  | 30.4377 | 15.7603 | 34.8851 | 0.87251 | 30.4377 | 15.7603 | 34.8851 | 0.87251 | No | Mount_Piper | SDF2018
| Undiversified | 2020 |  | 30.4111 | 15.7531 | 34.8575 | 0.87244 | 30.4111 | 15.7531 | 34.8575 | 0.87244 | No | Mount_Piper | SDF2018
| Undiversified | 2021 |  | 30.3864 | 15.7465 | 34.832 | 0.87237 | 30.3864 | 15.7465 | 34.832 | 0.87237 | No | Mount_Piper | SDF2018
| Undiversified | 2022 |  | 30.3617 | 15.7398 | 34.8063 | 0.8723 | 30.3617 | 15.7398 | 34.8063 | 0.8723 | No | Mount_Piper | SDF2018
| Undiversified | 2023 |  | 30.338 | 15.7334 | 34.7818 | 0.87224 | 30.338 | 15.7334 | 34.7818 | 0.87224 | No | Mount_Piper | SDF2018
| Undiversified | 2024 |  | 30.3159 | 15.7275 | 34.7589 | 0.87218 | 30.3159 | 15.7275 | 34.7589 | 0.87218 | No | Mount_Piper | SDF2018
| Undiversified | 2025 |  | 30.2965 | 15.7222 | 34.7388 | 0.87212 | 30.2965 | 15.7222 | 34.7388 | 0.87212 | No | Mount_Piper | SDF2018
| Undiversified | 2026 |  | 30.2915 | 15.7209 | 34.7336 | 0.87211 | 30.2915 | 15.7209 | 34.7336 | 0.87211 | No | Mount_Piper | SDF2018
| Undiversified | 2027 |  | 30.2864 | 15.7195 | 34.7283 | 0.87209 | 30.2864 | 15.7195 | 34.7283 | 0.87209 | No | Mount_Piper | SDF2018
| Diversified | 2012 | 33.3768 | 29.2399 | 16.0946 | 33.3768 | 0.87606 | 29.2399 | 16.0946 | 33.3768 | 0.87606 | No | Mount_Piper | SDF2018
| Diversified | 2013 | 31.7722 | 29.3032 | 14.1629 | 32.5464 | 0.90035 | 29.3032 | 14.1629 | 32.5464 | 0.90035 | No | Mount_Piper | SDF2018
| Diversified | 2014 | 37.2824 | 33.299 | 16.7676 | 37.2824 | 0.89316 | 33.299 | 16.7676 | 37.2824 | 0.89316 | No | Mount_Piper | SDF2018
| Diversified | 2015 | 31.7342 | 29.607 | 12.6334 | 32.1897 | 0.91977 | 29.607 | 12.6334 | 32.1897 | 0.91977 | No | Mount_Piper | SDF2018
| Diversified | 2016 | 28.469 | 27.108 | 9.0362 | 28.5744 | 0.94868 | 27.108 | 9.0362 | 28.5744 | 0.94868 | No | Mount_Piper | SDF2018
| Diversified | 2017 | 28.4493 | 26.735 | 9.7263 | 28.4493 | 0.93974 | 26.735 | 9.7263 | 28.4493 | 0.93974 | No | Mount_Piper | SDF2018
| Diversified | 2018 |  | 24.8655 | 11.1137 | 27.2361 | 0.91296 | 24.8655 | 11.1137 | 27.2361 | 0.91296 | No | Mount_Piper | SDF2018
| Diversified | 2019 |  | 24.8452 | 11.1047 | 27.2139 | 0.91296 | 24.8452 | 11.1047 | 27.2139 | 0.91296 | No | Mount_Piper | SDF2018
| Diversified | 2020 |  | 24.8235 | 11.095 | 27.1902 | 0.91296 | 24.8235 | 11.095 | 27.1902 | 0.91296 | No | Mount_Piper | SDF2018
| Diversified | 2021 |  | 24.8034 | 11.086 | 27.1681 | 0.91296 | 24.8034 | 11.086 | 27.1681 | 0.91296 | No | Mount_Piper | SDF2018
| Diversified | 2022 |  | 24.7831 | 11.0769 | 27.146 | 0.91296 | 24.7831 | 11.0769 | 27.146 | 0.91296 | No | Mount_Piper | SDF2018
| Diversified | 2023 |  | 24.7639 | 11.0683 | 27.1248 | 0.91296 | 24.7639 | 11.0683 | 27.1248 | 0.91296 | No | Mount_Piper | SDF2018
| Diversified | 2024 |  | 24.7458 | 11.0603 | 27.1051 | 0.91296 | 24.7458 | 11.0603 | 27.1051 | 0.91296 | No | Mount_Piper | SDF2018
| Diversified | 2025 |  | 24.73 | 11.0532 | 27.0877 | 0.91296 | 24.73 | 11.0532 | 27.0877 | 0.91296 | No | Mount_Piper | SDF2018
| Diversified | 2026 |  | 24.7258 | 11.0513 | 27.0832 | 0.91296 | 24.7258 | 11.0513 | 27.0832 | 0.91296 | No | Mount_Piper | SDF2018
| Diversified | 2027 |  | 24.7217 | 11.0495 | 27.0787 | 0.91296 | 24.7217 | 11.0495 | 27.0787 | 0.91296 | No | Mount_Piper | SDF2018
| Kingsgate_Mining | 2012 | [9 empty] | Yes | Mount_Piper_132kV | SDF2018
| Kingsgate_Mining | 2013 | [9 empty] | Yes | Mount_Piper_132kV | SDF2018
| Kingsgate_Mining | 2014 | [9 empty] | Yes | Mount_Piper_132kV | SDF2018
| Kingsgate_Mining | 2015 | [9 empty] | Yes | Mount_Piper_132kV | SDF2018
| Kingsgate_Mining | 2016 | [9 empty] | Yes | Mount_Piper_132kV | SDF2018
| Kingsgate_Mining | 2017 | [9 empty] | Yes | Mount_Piper_132kV | SDF2018
| Kingsgate_Mining | 2018 | [9 empty] | Yes | Mount_Piper_132kV | SDF2018
| Kingsgate_Mining | 2019 | [9 empty] | Yes | Mount_Piper_132kV | SDF2018
| Kingsgate_Mining | 2020 |  |  |  |  | 0.95 |  |  |  | 0.95 | Yes | Mount_Piper_132kV | SDF2018
| Kingsgate_Mining | 2021 |  |  |  |  | 0.95 |  |  |  | 0.95 | Yes | Mount_Piper_132kV | SDF2018
| Kingsgate_Mining | 2022 |  |  |  |  | 0.95 |  |  |  | 0.95 | Yes | Mount_Piper_132kV | SDF2018
| Kingsgate_Mining | 2023 |  |  |  |  | 0.95 |  |  |  | 0.95 | Yes | Mount_Piper_132kV | SDF2018
| Kingsgate_Mining | 2024 |  |  |  |  | 0.95 |  |  |  | 0.95 | Yes | Mount_Piper_132kV | SDF2018
| Kingsgate_Mining | 2025 |  |  |  |  | 0.95 |  |  |  | 0.95 | Yes | Mount_Piper_132kV | SDF2018
| Kingsgate_Mining | 2026 |  |  |  |  | 0.95 |  |  |  | 0.95 | Yes | Mount_Piper_132kV | SDF2018
| Kingsgate_Mining | 2027 |  |  |  |  | 0.95 |  |  |  | 0.95 | Yes | Mount_Piper_132kV | SDF2018
| Undiversified | 2012 | [9 empty] | No | Mount_Piper_132kV | SDF2018
| Undiversified | 2013 | [9 empty] | No | Mount_Piper_132kV | SDF2018
| Undiversified | 2014 | [9 empty] | No | Mount_Piper_132kV | SDF2018
| Undiversified | 2015 | [9 empty] | No | Mount_Piper_132kV | SDF2018
| Undiversified | 2016 | [9 empty] | No | Mount_Piper_132kV | SDF2018
| Undiversified | 2017 | [9 empty] | No | Mount_Piper_132kV | SDF2018
| Undiversified | 2018 | [9 empty] | No | Mount_Piper_132kV | SDF2018
| Undiversified | 2019 | [9 empty] | No | Mount_Piper_132kV | SDF2018
| Undiversified | 2020 | [9 empty] | No | Mount_Piper_132kV | SDF2018
| Undiversified | 2021 | [9 empty] | No | Mount_Piper_132kV | SDF2018
| Undiversified | 2022 | [9 empty] | No | Mount_Piper_132kV | SDF2018
| Undiversified | 2023 | [9 empty] | No | Mount_Piper_132kV | SDF2018
| Undiversified | 2024 | [9 empty] | No | Mount_Piper_132kV | SDF2018
| Undiversified | 2025 | [9 empty] | No | Mount_Piper_132kV | SDF2018
| Undiversified | 2026 | [9 empty] | No | Mount_Piper_132kV | SDF2018
| Undiversified | 2027 | [9 empty] | No | Mount_Piper_132kV | SDF2018
| Albion_Park | 2012 | 21.2927 | 21.965 | 11.2258 | 24.6674 | 0.89045 | 19.2692 | 9.848 | 21.6399 | 0.89045 | No | Mount_Terry | SDF2018
| Albion_Park | 2013 | 24.9832 | 21.264 | 10.3104 | 23.6318 | 0.8998 | 18.5678 | 9.0031 | 20.6354 | 0.8998 | No | Mount_Terry | SDF2018
| Albion_Park | 2014 | 18.98 | 21.116 | 7.0231 | 22.2533 | 0.94889 | 18.4197 | 6.1263 | 19.4118 | 0.94889 | No | Mount_Terry | SDF2018
| Albion_Park | 2015 | 17.537 | 21.51 | 5.6584 | 22.2418 | 0.9671 | 18.8144 | 4.9493 | 19.4545 | 0.9671 | No | Mount_Terry | SDF2018
| Albion_Park | 2016 | 21.659 | 22.301 | 3.5479 | 22.5815 | 0.98758 | 19.798 | 3.1497 | 20.047 | 0.98758 | No | Mount_Terry | SDF2018
| Albion_Park | 2017 | 24.048 | 22.598 | 4.1093 | 22.9686 | 0.98387 | 19.817 | 3.6036 | 20.142 | 0.98387 | No | Mount_Terry | SDF2018
| Albion_Park | 2018 |  | 23.5706 | 4.2862 | 23.9572 | 0.98387 | 20.7896 | 3.7804 | 21.1306 | 0.98387 | No | Mount_Terry | SDF2018
| Albion_Park | 2019 |  | 25.9961 | 4.7272 | 26.4224 | 0.98387 | 23.2151 | 4.2215 | 23.5958 | 0.98387 | No | Mount_Terry | SDF2018
| Albion_Park | 2020 |  | 26.7323 | 4.8611 | 27.1706 | 0.98387 | 23.9513 | 4.3554 | 24.344 | 0.98387 | No | Mount_Terry | SDF2018
| Albion_Park | 2021 |  | 22.9698 | 4.1769 | 23.3465 | 0.98387 | 20.1888 | 3.6712 | 20.5199 | 0.98387 | No | Mount_Terry | SDF2018
| Albion_Park | 2022 |  | 22.8892 | 4.1622 | 23.2646 | 0.98387 | 20.1082 | 3.6565 | 20.438 | 0.98387 | No | Mount_Terry | SDF2018
| Albion_Park | 2023 |  | 22.8137 | 4.1485 | 23.1878 | 0.98387 | 20.0327 | 3.6428 | 20.3612 | 0.98387 | No | Mount_Terry | SDF2018
| Albion_Park | 2024 |  | 22.7422 | 4.1355 | 23.1151 | 0.98387 | 19.9612 | 3.6298 | 20.2885 | 0.98387 | No | Mount_Terry | SDF2018
| Albion_Park | 2025 |  | 22.6872 | 4.1255 | 23.0592 | 0.98387 | 19.9062 | 3.6198 | 20.2326 | 0.98387 | No | Mount_Terry | SDF2018
| Albion_Park | 2026 |  | 22.6948 | 4.1269 | 23.067 | 0.98387 | 19.9138 | 3.6212 | 20.2404 | 0.98387 | No | Mount_Terry | SDF2018
| Albion_Park | 2027 |  | 22.7024 | 4.1283 | 23.0747 | 0.98387 | 19.9214 | 3.6226 | 20.2481 | 0.98387 | No | Mount_Terry | SDF2018
| Calderwood | 2012 | [9 empty] | No | Mount_Terry | SDF2018
| Calderwood | 2013 | [9 empty] | No | Mount_Terry | SDF2018
| Calderwood | 2014 | [9 empty] | No | Mount_Terry | SDF2018
| Calderwood | 2015 | [9 empty] | No | Mount_Terry | SDF2018
| Calderwood | 2016 | [9 empty] | No | Mount_Terry | SDF2018
| Calderwood | 2017 | [9 empty] | No | Mount_Terry | SDF2018
| Calderwood | 2018 | [9 empty] | No | Mount_Terry | SDF2018
| Calderwood | 2019 | [9 empty] | No | Mount_Terry | SDF2018
| Calderwood | 2020 | [9 empty] | No | Mount_Terry | SDF2018
| Calderwood | 2021 |  | 4.218 | 1.3864 | 4.44 | 0.95 | 4.218 | 1.3864 | 4.44 | 0.95 | No | Mount_Terry | SDF2018
| Calderwood | 2022 |  | 4.826 | 1.5862 | 5.08 | 0.95 | 4.826 | 1.5862 | 5.08 | 0.95 | No | Mount_Terry | SDF2018
| Calderwood | 2023 |  | 5.434 | 1.7861 | 5.72 | 0.95 | 5.434 | 1.7861 | 5.72 | 0.95 | No | Mount_Terry | SDF2018
| Calderwood | 2024 |  | 6.042 | 1.9859 | 6.36 | 0.95 | 6.042 | 1.9859 | 6.36 | 0.95 | No | Mount_Terry | SDF2018
| Calderwood | 2025 |  | 6.65 | 2.1857 | 7 | 0.95 | 6.65 | 2.1857 | 7 | 0.95 | No | Mount_Terry | SDF2018
| Calderwood | 2026 |  | 7.258 | 2.3856 | 7.64 | 0.95 | 7.258 | 2.3856 | 7.64 | 0.95 | No | Mount_Terry | SDF2018
| Calderwood | 2027 |  | 7.866 | 2.5854 | 8.28 | 0.95 | 7.866 | 2.5854 | 8.28 | 0.95 | No | Mount_Terry | SDF2018
| Dapto | 2012 | [9 empty] | No | Mount_Terry | SDF2018
| Dapto | 2013 | [9 empty] | No | Mount_Terry | SDF2018
| Dapto | 2014 | [9 empty] | No | Mount_Terry | SDF2018
| Dapto | 2015 | [9 empty] | No | Mount_Terry | SDF2018
| Dapto | 2016 | [9 empty] | No | Mount_Terry | SDF2018
| Dapto | 2017 | [9 empty] | No | Mount_Terry | SDF2018
| Dapto | 2018 | [9 empty] | No | Mount_Terry | SDF2018
| Dapto | 2019 | [9 empty] | No | Mount_Terry | SDF2018
| Dapto | 2020 | [9 empty] | No | Mount_Terry | SDF2018
| Dapto | 2021 | [9 empty] | No | Mount_Terry | SDF2018
| Dapto | 2022 | [9 empty] | No | Mount_Terry | SDF2018
| Dapto | 2023 | [9 empty] | No | Mount_Terry | SDF2018
| Dapto | 2024 | [9 empty] | No | Mount_Terry | SDF2018
| Dapto | 2025 | [9 empty] | No | Mount_Terry | SDF2018
| Dapto | 2026 | [9 empty] | No | Mount_Terry | SDF2018
| Dapto | 2027 | [9 empty] | No | Mount_Terry | SDF2018
| Gerringong | 2012 | 4.2159 | 4.1 | 0.98164 | 4.2159 | 0.97251 | 4.1 | 0.98164 | 4.2159 | 0.97251 | No | Mount_Terry | SDF2018
| Gerringong | 2013 | 5.8817 | 5.72 | 1.3695 | 5.8817 | 0.97251 | 5.72 | 1.3695 | 5.8817 | 0.97251 | No | Mount_Terry | SDF2018
| Gerringong | 2014 | 4.2364 | 4.12 | 0.98642 | 4.2364 | 0.97251 | 4.12 | 0.98642 | 4.2364 | 0.97251 | No | Mount_Terry | SDF2018
| Gerringong | 2015 | 4.8945 | 4.76 | 1.1397 | 4.8945 | 0.97251 | 4.76 | 1.1397 | 4.8945 | 0.97251 | No | Mount_Terry | SDF2018
| Gerringong | 2016 | 4.7403 | 4.61 | 1.1037 | 4.7403 | 0.97251 | 4.61 | 1.1037 | 4.7403 | 0.97251 | No | Mount_Terry | SDF2018
| Gerringong | 2017 | 5.704 | 5.55 | 1.3165 | 5.704 | 0.973 | 5.55 | 1.3165 | 5.704 | 0.973 | No | Mount_Terry | SDF2018
| Gerringong | 2018 |  | 5.5797 | 1.3338 | 5.7369 | 0.9726 | 5.5797 | 1.3338 | 5.7369 | 0.9726 | No | Mount_Terry | SDF2018
| Gerringong | 2019 |  | 6.0933 | 1.4566 | 6.265 | 0.9726 | 6.0933 | 1.4566 | 6.265 | 0.9726 | No | Mount_Terry | SDF2018
| Gerringong | 2020 |  | 6.0666 | 1.4502 | 6.2375 | 0.9726 | 6.0666 | 1.4502 | 6.2375 | 0.9726 | No | Mount_Terry | SDF2018
| Gerringong | 2021 |  | 6.043 | 1.4446 | 6.2133 | 0.9726 | 6.043 | 1.4446 | 6.2133 | 0.9726 | No | Mount_Terry | SDF2018
| Gerringong | 2022 |  | 6.0205 | 1.4392 | 6.1901 | 0.9726 | 6.0205 | 1.4392 | 6.1901 | 0.9726 | No | Mount_Terry | SDF2018
| Gerringong | 2023 |  | 5.9992 | 1.4341 | 6.1683 | 0.9726 | 5.9992 | 1.4341 | 6.1683 | 0.9726 | No | Mount_Terry | SDF2018
| Gerringong | 2024 |  | 5.9791 | 1.4293 | 6.1476 | 0.9726 | 5.9791 | 1.4293 | 6.1476 | 0.9726 | No | Mount_Terry | SDF2018
| Gerringong | 2025 |  | 5.9634 | 1.4256 | 6.1314 | 0.9726 | 5.9634 | 1.4256 | 6.1314 | 0.9726 | No | Mount_Terry | SDF2018
| Gerringong | 2026 |  | 5.9641 | 1.4258 | 6.1322 | 0.9726 | 5.9641 | 1.4258 | 6.1322 | 0.9726 | No | Mount_Terry | SDF2018
| Gerringong | 2027 |  | 5.9648 | 1.4259 | 6.1329 | 0.9726 | 5.9648 | 1.4259 | 6.1329 | 0.9726 | No | Mount_Terry | SDF2018
| Illawarra_Health | 2012 | [9 empty] | Yes | Mount_Terry | SDF2018
| Illawarra_Health | 2013 | [9 empty] | Yes | Mount_Terry | SDF2018
| Illawarra_Health | 2014 | [9 empty] | Yes | Mount_Terry | SDF2018
| Illawarra_Health | 2015 | [9 empty] | Yes | Mount_Terry | SDF2018
| Illawarra_Health | 2016 | [9 empty] | Yes | Mount_Terry | SDF2018
| Illawarra_Health | 2017 | [9 empty] | Yes | Mount_Terry | SDF2018
| Illawarra_Health | 2018 | [9 empty] | Yes | Mount_Terry | SDF2018
| Illawarra_Health | 2019 | [9 empty] | Yes | Mount_Terry | SDF2018
| Illawarra_Health | 2020 | [9 empty] | Yes | Mount_Terry | SDF2018
| Illawarra_Health | 2021 |  |  |  |  | 0.9 |  |  |  | 0.9 | Yes | Mount_Terry | SDF2018
| Illawarra_Health | 2022 |  |  |  |  | 0.9 |  |  |  | 0.9 | Yes | Mount_Terry | SDF2018
| Illawarra_Health | 2023 |  |  |  |  | 0.9 |  |  |  | 0.9 | Yes | Mount_Terry | SDF2018
| Illawarra_Health | 2024 |  |  |  |  | 0.9 |  |  |  | 0.9 | Yes | Mount_Terry | SDF2018
| Illawarra_Health | 2025 |  |  |  |  | 0.9 |  |  |  | 0.9 | Yes | Mount_Terry | SDF2018
| Illawarra_Health | 2026 |  |  |  |  | 0.9 |  |  |  | 0.9 | Yes | Mount_Terry | SDF2018
| Illawarra_Health | 2027 |  |  |  |  | 0.9 |  |  |  | 0.9 | Yes | Mount_Terry | SDF2018
| Jamberoo | 2012 | 2.6038 | 2.944 | 1.2242 | 3.1884 | 0.92335 | 2.6527 | 1.103 | 2.8729 | 0.92335 | No | Mount_Terry | SDF2018
| Jamberoo | 2013 | 3.4565 | 2.989 | 1.133 | 3.1965 | 0.93508 | 2.6978 | 1.0226 | 2.8851 | 0.93508 | No | Mount_Terry | SDF2018
| Jamberoo | 2014 | 2.6192 | 2.715 | 1.0869 | 2.9245 | 0.92837 | 2.4239 | 0.97036 | 2.6109 | 0.92837 | No | Mount_Terry | SDF2018
| Jamberoo | 2015 | 2.652 | 2.694 | 0.92942 | 2.8498 | 0.94532 | 2.4036 | 0.82923 | 2.5426 | 0.94532 | No | Mount_Terry | SDF2018
| Jamberoo | 2016 | 2.78 | 2.791 | 1.0236 | 2.9728 | 0.93885 | 2.498 | 0.91616 | 2.6607 | 0.93885 | No | Mount_Terry | SDF2018
| Jamberoo | 2017 | 3.159 | 2.875 | 0.91574 | 3.0173 | 0.95283 | 2.559 | 0.81509 | 2.6857 | 0.95283 | No | Mount_Terry | SDF2018
| Jamberoo | 2018 |  | 2.86 | 0.91095 | 3.0015 | 0.95283 | 2.544 | 0.8103 | 2.6699 | 0.95283 | No | Mount_Terry | SDF2018
| Jamberoo | 2019 |  | 2.8441 | 0.90591 | 2.9849 | 0.95283 | 2.5281 | 0.80526 | 2.6533 | 0.95283 | No | Mount_Terry | SDF2018
| Jamberoo | 2020 |  | 2.8269 | 0.90043 | 2.9669 | 0.95283 | 2.5109 | 0.79978 | 2.6352 | 0.95283 | No | Mount_Terry | SDF2018
| Jamberoo | 2021 |  | 2.8111 | 0.89538 | 2.9502 | 0.95283 | 2.4951 | 0.79472 | 2.6186 | 0.95283 | No | Mount_Terry | SDF2018
| Jamberoo | 2022 |  | 2.795 | 0.89027 | 2.9334 | 0.95283 | 2.479 | 0.78962 | 2.6018 | 0.95283 | No | Mount_Terry | SDF2018
| Jamberoo | 2023 |  | 2.7797 | 0.88538 | 2.9173 | 0.95283 | 2.4637 | 0.78473 | 2.5857 | 0.95283 | No | Mount_Terry | SDF2018
| Jamberoo | 2024 |  | 2.7653 | 0.88079 | 2.9022 | 0.95283 | 2.4493 | 0.78014 | 2.5705 | 0.95283 | No | Mount_Terry | SDF2018
| Jamberoo | 2025 |  | 2.7524 | 0.87669 | 2.8886 | 0.95283 | 2.4364 | 0.77603 | 2.557 | 0.95283 | No | Mount_Terry | SDF2018
| Jamberoo | 2026 |  | 2.747 | 0.87495 | 2.8829 | 0.95283 | 2.431 | 0.7743 | 2.5513 | 0.95283 | No | Mount_Terry | SDF2018
| Jamberoo | 2027 |  | 2.7415 | 0.87322 | 2.8772 | 0.95283 | 2.4255 | 0.77257 | 2.5456 | 0.95283 | No | Mount_Terry | SDF2018
| Kiama | 2012 | 11.3336 | 10.701 | 1.6949 | 10.8344 | 0.98769 | 9.724 | 1.5401 | 9.8452 | 0.98769 | No | Mount_Terry | SDF2018
| Kiama | 2013 | 12.8846 | 10.436 | 2.6954 | 10.7785 | 0.96823 | 9.4583 | 2.4429 | 9.7687 | 0.96823 | No | Mount_Terry | SDF2018
| Kiama | 2014 | 9.8083 | 10.359 | 2.0228 | 10.5546 | 0.98146 | 9.382 | 1.832 | 9.5592 | 0.98146 | No | Mount_Terry | SDF2018
| Kiama | 2015 | 9.612 | 10.417 | 2.1252 | 10.6316 | 0.97982 | 9.4399 | 1.9259 | 9.6344 | 0.97982 | No | Mount_Terry | SDF2018
| Kiama | 2016 | 10.476 | 10.485 | 2.2887 | 10.7319 | 0.977 | 9.563 | 2.0874 | 9.7882 | 0.977 | No | Mount_Terry | SDF2018
| Kiama | 2017 | 11.437 | 10.797 | 2.3977 | 11.06 | 0.97622 | 9.703 | 2.1548 | 9.9394 | 0.97622 | No | Mount_Terry | SDF2018
| Kiama | 2018 |  | 11.7214 | 2.4765 | 11.9802 | 0.9784 | 10.6274 | 2.2453 | 10.862 | 0.9784 | No | Mount_Terry | SDF2018
| Kiama | 2019 |  | 12.5934 | 2.6607 | 12.8714 | 0.9784 | 11.4994 | 2.4296 | 11.7533 | 0.9784 | No | Mount_Terry | SDF2018
| Kiama | 2020 |  | 13.896 | 2.9359 | 14.2027 | 0.9784 | 12.802 | 2.7048 | 13.0846 | 0.9784 | No | Mount_Terry | SDF2018
| Kiama | 2021 |  | 13.8486 | 2.9259 | 14.1543 | 0.9784 | 12.7546 | 2.6948 | 13.0362 | 0.9784 | No | Mount_Terry | SDF2018
| Kiama | 2022 |  | 13.8024 | 2.9161 | 14.1071 | 0.9784 | 12.7084 | 2.685 | 12.9889 | 0.9784 | No | Mount_Terry | SDF2018
| Kiama | 2023 |  | 13.7586 | 2.9069 | 14.0624 | 0.9784 | 12.6646 | 2.6758 | 12.9442 | 0.9784 | No | Mount_Terry | SDF2018
| Kiama | 2024 |  | 13.7173 | 2.8982 | 14.0201 | 0.9784 | 12.6233 | 2.667 | 12.9019 | 0.9784 | No | Mount_Terry | SDF2018
| Kiama | 2025 |  | 13.6834 | 2.891 | 13.9855 | 0.9784 | 12.5894 | 2.6599 | 12.8673 | 0.9784 | No | Mount_Terry | SDF2018
| Kiama | 2026 |  | 13.6791 | 2.8901 | 13.981 | 0.9784 | 12.5851 | 2.6589 | 12.8629 | 0.9784 | No | Mount_Terry | SDF2018
| Kiama | 2027 |  | 13.6747 | 2.8892 | 13.9766 | 0.9784 | 12.5807 | 2.658 | 12.8584 | 0.9784 | No | Mount_Terry | SDF2018
| Sydney_Trains_Mount_Terry | 2012 | 2.7779 | 2.7 | 0.56636 | 2.7588 | 0.9787 | 2.7 | 0.56636 | 2.7588 | 0.9787 | Yes | Mount_Terry | SDF2018
| Sydney_Trains_Mount_Terry | 2013 | 2.8247 | 2.6835 | 0.88202 | 2.8247 | 0.95 | 2.6835 | 0.88202 | 2.8247 | 0.95 | Yes | Mount_Terry | SDF2018
| Sydney_Trains_Mount_Terry | 2014 | 3.3694 | 3.201 | 1.0521 | 3.3694 | 0.95 | 3.201 | 1.0521 | 3.3694 | 0.95 | Yes | Mount_Terry | SDF2018
| Sydney_Trains_Mount_Terry | 2015 | 6.235 | 5.923 | 1.9476 | 6.235 | 0.94996 | 5.923 | 1.9476 | 6.235 | 0.94996 | Yes | Mount_Terry | SDF2018
| Sydney_Trains_Mount_Terry | 2016 | 4.988 | 4.739 | 1.5563 | 4.988 | 0.95008 | 4.739 | 1.5563 | 4.988 | 0.95008 | Yes | Mount_Terry | SDF2018
| Sydney_Trains_Mount_Terry | 2017 | 3.912 | 3.717 | 1.2197 | 3.912 | 0.95015 | 3.717 | 1.2197 | 3.912 | 0.95015 | Yes | Mount_Terry | SDF2018
| Sydney_Trains_Mount_Terry | 2018 |  | 3.717 | 1.157 | 3.8929 | 0.95482 | 3.717 | 1.157 | 3.8929 | 0.95482 | Yes | Mount_Terry | SDF2018
| Sydney_Trains_Mount_Terry | 2019 |  | 3.717 | 1.157 | 3.8929 | 0.95482 | 3.717 | 1.157 | 3.8929 | 0.95482 | Yes | Mount_Terry | SDF2018
| Sydney_Trains_Mount_Terry | 2020 |  | 3.717 | 1.157 | 3.8929 | 0.95482 | 3.717 | 1.157 | 3.8929 | 0.95482 | Yes | Mount_Terry | SDF2018
| Sydney_Trains_Mount_Terry | 2021 |  | 3.717 | 1.157 | 3.8929 | 0.95482 | 3.717 | 1.157 | 3.8929 | 0.95482 | Yes | Mount_Terry | SDF2018
| Sydney_Trains_Mount_Terry | 2022 |  | 3.717 | 1.157 | 3.8929 | 0.95482 | 3.717 | 1.157 | 3.8929 | 0.95482 | Yes | Mount_Terry | SDF2018
| Sydney_Trains_Mount_Terry | 2023 |  | 3.717 | 1.157 | 3.8929 | 0.95482 | 3.717 | 1.157 | 3.8929 | 0.95482 | Yes | Mount_Terry | SDF2018
| Sydney_Trains_Mount_Terry | 2024 |  | 3.717 | 1.157 | 3.8929 | 0.95482 | 3.717 | 1.157 | 3.8929 | 0.95482 | Yes | Mount_Terry | SDF2018
| Sydney_Trains_Mount_Terry | 2025 |  | 3.717 | 1.157 | 3.8929 | 0.95482 | 3.717 | 1.157 | 3.8929 | 0.95482 | Yes | Mount_Terry | SDF2018
| Sydney_Trains_Mount_Terry | 2026 |  | 3.717 | 1.157 | 3.8929 | 0.95482 | 3.717 | 1.157 | 3.8929 | 0.95482 | Yes | Mount_Terry | SDF2018
| Sydney_Trains_Mount_Terry | 2027 |  | 3.717 | 1.157 | 3.8929 | 0.95482 | 3.717 | 1.157 | 3.8929 | 0.95482 | Yes | Mount_Terry | SDF2018
| Sydney_Trains_Bombo | 2012 | 1.0397 | 0.98771 | 0.32466 | 1.0397 | 0.95 | 0.98771 | 0.32466 | 1.0397 | 0.95 | Yes | Mount_Terry | SDF2018
| Sydney_Trains_Bombo | 2013 | 1.0397 | 0.98771 | 0.32466 | 1.0397 | 0.95 | 0.98771 | 0.32466 | 1.0397 | 0.95 | Yes | Mount_Terry | SDF2018
| Sydney_Trains_Bombo | 2014 | 1.0397 | 0.98771 | 0.32466 | 1.0397 | 0.95 | 0.98771 | 0.32466 | 1.0397 | 0.95 | Yes | Mount_Terry | SDF2018
| Sydney_Trains_Bombo | 2015 | 1.0397 | 0.98771 | 0.32466 | 1.0397 | 0.95 | 0.98771 | 0.32466 | 1.0397 | 0.95 | Yes | Mount_Terry | SDF2018
| Sydney_Trains_Bombo | 2016 | 0.8145 | 0.77377 | 0.25434 | 0.8145 | 0.94999 | 0.77377 | 0.25434 | 0.8145 | 0.94999 | Yes | Mount_Terry | SDF2018
| Sydney_Trains_Bombo | 2017 | 0.8145 | 0.77377 | 0.25434 | 0.8145 | 0.94999 | 0.77377 | 0.25434 | 0.8145 | 0.94999 | Yes | Mount_Terry | SDF2018
| Sydney_Trains_Bombo | 2018 |  | 0.77377 | 0.25434 | 0.8145 | 0.94999 | 0.77377 | 0.25434 | 0.8145 | 0.94999 | Yes | Mount_Terry | SDF2018
| Sydney_Trains_Bombo | 2019 |  | 0.77377 | 0.25434 | 0.8145 | 0.94999 | 0.77377 | 0.25434 | 0.8145 | 0.94999 | Yes | Mount_Terry | SDF2018
| Sydney_Trains_Bombo | 2020 |  | 0.77377 | 0.25434 | 0.8145 | 0.94999 | 0.77377 | 0.25434 | 0.8145 | 0.94999 | Yes | Mount_Terry | SDF2018
| Sydney_Trains_Bombo | 2021 |  | 0.77377 | 0.25434 | 0.8145 | 0.94999 | 0.77377 | 0.25434 | 0.8145 | 0.94999 | Yes | Mount_Terry | SDF2018
| Sydney_Trains_Bombo | 2022 |  | 0.77377 | 0.25434 | 0.8145 | 0.94999 | 0.77377 | 0.25434 | 0.8145 | 0.94999 | Yes | Mount_Terry | SDF2018
| Sydney_Trains_Bombo | 2023 |  | 0.77377 | 0.25434 | 0.8145 | 0.94999 | 0.77377 | 0.25434 | 0.8145 | 0.94999 | Yes | Mount_Terry | SDF2018
| Sydney_Trains_Bombo | 2024 |  | 0.77377 | 0.25434 | 0.8145 | 0.94999 | 0.77377 | 0.25434 | 0.8145 | 0.94999 | Yes | Mount_Terry | SDF2018
| Sydney_Trains_Bombo | 2025 |  | 0.77377 | 0.25434 | 0.8145 | 0.94999 | 0.77377 | 0.25434 | 0.8145 | 0.94999 | Yes | Mount_Terry | SDF2018
| Sydney_Trains_Bombo | 2026 |  | 0.77377 | 0.25434 | 0.8145 | 0.94999 | 0.77377 | 0.25434 | 0.8145 | 0.94999 | Yes | Mount_Terry | SDF2018
| Sydney_Trains_Bombo | 2027 |  | 0.77377 | 0.25434 | 0.8145 | 0.94999 | 0.77377 | 0.25434 | 0.8145 | 0.94999 | Yes | Mount_Terry | SDF2018
| Shellharbour | 2012 | 23.6837 | 23.521 | 2.7639 | 23.6828 | 0.99317 | 23.521 | 2.7639 | 23.6828 | 0.99317 | No | Mount_Terry | SDF2018
| Shellharbour | 2013 | 28.7249 | 28.722 | 0.4047 | 28.7249 | 0.9999 | 28.722 | 0.4047 | 28.7249 | 0.9999 | No | Mount_Terry | SDF2018
| Shellharbour | 2014 | 21.7717 | 21.525 | 3.2682 | 21.7717 | 0.98867 | 21.525 | 3.2682 | 21.7717 | 0.98867 | No | Mount_Terry | SDF2018
| Shellharbour | 2015 | 21.807 | 21.796 | 0.69256 | 21.807 | 0.9995 | 21.796 | 0.69256 | 21.807 | 0.9995 | No | Mount_Terry | SDF2018
| Shellharbour | 2016 | 27.5 | 27.5 |  | 27.5 | 1 | 27.5 |  | 27.5 | 1 | No | Mount_Terry | SDF2018
| Shellharbour | 2017 | 29.59 | 29.59 |  | 29.59 | 1 | 29.59 |  | 29.59 | 1 | No | Mount_Terry | SDF2018
| Shellharbour | 2018 |  | 36.1796 | 2.8684 | 36.2931 | 0.99687 | 36.1796 | 2.8684 | 36.2931 | 0.99687 | No | Mount_Terry | SDF2018
| Shellharbour | 2019 |  | 37.93 | 3.0072 | 38.049 | 0.99687 | 37.93 | 3.0072 | 38.049 | 0.99687 | No | Mount_Terry | SDF2018
| Shellharbour | 2020 |  | 37.9217 | 3.0065 | 38.0407 | 0.99687 | 37.9217 | 3.0065 | 38.0407 | 0.99687 | No | Mount_Terry | SDF2018
| Shellharbour | 2021 |  | 38.04 | 3.0159 | 38.1593 | 0.99687 | 38.04 | 3.0159 | 38.1593 | 0.99687 | No | Mount_Terry | SDF2018
| Shellharbour | 2022 |  | 38.0864 | 3.0196 | 38.2059 | 0.99687 | 38.0864 | 3.0196 | 38.2059 | 0.99687 | No | Mount_Terry | SDF2018
| Shellharbour | 2023 |  | 38.0387 | 3.0158 | 38.1581 | 0.99687 | 38.0387 | 3.0158 | 38.1581 | 0.99687 | No | Mount_Terry | SDF2018
| Shellharbour | 2024 |  | 37.9924 | 3.0121 | 38.1116 | 0.99687 | 37.9924 | 3.0121 | 38.1116 | 0.99687 | No | Mount_Terry | SDF2018
| Shellharbour | 2025 |  | 37.97 | 3.0103 | 38.0891 | 0.99687 | 37.97 | 3.0103 | 38.0891 | 0.99687 | No | Mount_Terry | SDF2018
| Shellharbour | 2026 |  | 38.0211 | 3.0144 | 38.1404 | 0.99687 | 38.0211 | 3.0144 | 38.1404 | 0.99687 | No | Mount_Terry | SDF2018
| Shellharbour | 2027 |  | 38.0723 | 3.0184 | 38.1918 | 0.99687 | 38.0723 | 3.0184 | 38.1918 | 0.99687 | No | Mount_Terry | SDF2018
| Warilla | 2012 | 16.5381 | 16.926 | 5.7058 | 17.8619 | 0.94761 | 15.3271 | 5.1668 | 16.1745 | 0.94761 | No | Mount_Terry | SDF2018
| Warilla | 2013 | 19.6281 | 17.185 | 5.1504 | 17.9402 | 0.9579 | 15.5868 | 4.6714 | 16.2718 | 0.9579 | No | Mount_Terry | SDF2018
| Warilla | 2014 | 15.2436 | 17.143 | 5.2469 | 17.928 | 0.95621 | 15.5439 | 4.7575 | 16.2557 | 0.95621 | No | Mount_Terry | SDF2018
| Warilla | 2015 | 15.185 | 17.358 | 4.7197 | 17.9882 | 0.96497 | 15.7593 | 4.285 | 16.3315 | 0.96497 | No | Mount_Terry | SDF2018
| Warilla | 2016 | 17.703 | 17.471 | 4.0899 | 17.9433 | 0.97368 | 15.863 | 3.7135 | 16.2919 | 0.97368 | No | Mount_Terry | SDF2018
| Warilla | 2017 | 19.182 | 18.785 | 3.8824 | 19.182 | 0.9793 | 18.785 | 3.8824 | 19.182 | 0.9793 | No | Mount_Terry | SDF2018
| Warilla | 2018 |  | 20.3278 | 5.6662 | 21.1027 | 0.96328 | 20.3278 | 5.6662 | 21.1027 | 0.96328 | No | Mount_Terry | SDF2018
| Warilla | 2019 |  | 20.2645 | 5.6485 | 21.037 | 0.96328 | 20.2645 | 5.6485 | 21.037 | 0.96328 | No | Mount_Terry | SDF2018
| Warilla | 2020 |  | 20.1973 | 5.6298 | 20.9673 | 0.96328 | 20.1973 | 5.6298 | 20.9673 | 0.96328 | No | Mount_Terry | SDF2018
| Warilla | 2021 |  | 20.1371 | 5.613 | 20.9048 | 0.96328 | 20.1371 | 5.613 | 20.9048 | 0.96328 | No | Mount_Terry | SDF2018
| Warilla | 2022 |  | 20.0781 | 5.5966 | 20.8435 | 0.96328 | 20.0781 | 5.5966 | 20.8435 | 0.96328 | No | Mount_Terry | SDF2018
| Warilla | 2023 |  | 20.0223 | 5.581 | 20.7856 | 0.96328 | 20.0223 | 5.581 | 20.7856 | 0.96328 | No | Mount_Terry | SDF2018
| Warilla | 2024 |  | 19.9697 | 5.5664 | 20.731 | 0.96328 | 19.9697 | 5.5664 | 20.731 | 0.96328 | No | Mount_Terry | SDF2018
| Warilla | 2025 |  | 19.9263 | 5.5543 | 20.6859 | 0.96328 | 19.9263 | 5.5543 | 20.6859 | 0.96328 | No | Mount_Terry | SDF2018
| Warilla | 2026 |  | 19.9212 | 5.5528 | 20.6807 | 0.96328 | 19.9212 | 5.5528 | 20.6807 | 0.96328 | No | Mount_Terry | SDF2018
| Warilla | 2027 |  | 19.9162 | 5.5514 | 20.6754 | 0.96328 | 19.9162 | 5.5514 | 20.6754 | 0.96328 | No | Mount_Terry | SDF2018
| Undiversified | 2012 | 83.4853 | 83.8447 | 24.4873 | 88.2492 | 0.95009 | 78.2817 | 22.2946 | 82.2297 | 0.95199 | No | Mount_Terry | SDF2018
| Undiversified | 2013 | 99.4234 | 89.9872 | 22.2701 | 94.0179 | 0.95713 | 84.4239 | 20.1209 | 88.0319 | 0.95902 | No | Mount_Terry | SDF2018
| Undiversified | 2014 | 77.0684 | 81.1667 | 21.0111 | 84.0777 | 0.96538 | 75.6032 | 19.3176 | 78.2548 | 0.96612 | No | Mount_Terry | SDF2018
| Undiversified | 2015 | 78.9622 | 85.4457 | 17.5372 | 87.6876 | 0.97443 | 79.8839 | 16.0939 | 81.9392 | 0.97492 | No | Mount_Terry | SDF2018
| Undiversified | 2016 | 90.6608 | 90.6708 | 13.8645 | 92.2722 | 0.98264 | 85.3448 | 12.7811 | 86.8305 | 0.98289 | No | Mount_Terry | SDF2018
| Undiversified | 2017 | 97.8465 | 94.6858 | 14.0957 | 96.2484 | 0.98376 | 90.4948 | 13.2464 | 91.9695 | 0.98396 | No | Mount_Terry | SDF2018
| Undiversified | 2018 |  | 104.7298 | 18.9533 | 106.7789 | 0.98081 | 100.5388 | 18.1158 | 102.5025 | 0.98084 | No | Mount_Terry | SDF2018
| Undiversified | 2019 |  | 110.2123 | 19.8175 | 112.3372 | 0.98108 | 106.0213 | 18.98 | 108.0608 | 0.98113 | No | Mount_Terry | SDF2018
| Undiversified | 2020 |  | 112.1315 | 20.1953 | 114.2931 | 0.98109 | 107.9405 | 19.3578 | 110.0167 | 0.98113 | No | Mount_Terry | SDF2018
| Undiversified | 2021 |  | 112.5584 | 20.8694 | 114.8758 | 0.97983 | 108.3674 | 20.0319 | 110.5994 | 0.97982 | No | Mount_Terry | SDF2018
| Undiversified | 2022 |  | 112.9884 | 21.0216 | 115.332 | 0.97968 | 108.7974 | 20.1841 | 111.0556 | 0.97967 | No | Mount_Terry | SDF2018
| Undiversified | 2023 |  | 113.3371 | 21.1691 | 115.7068 | 0.97952 | 109.1461 | 20.3316 | 111.4304 | 0.9795 | No | Mount_Terry | SDF2018
| Undiversified | 2024 |  | 113.6987 | 21.3195 | 116.0949 | 0.97936 | 109.5077 | 20.482 | 111.8185 | 0.97933 | No | Mount_Terry | SDF2018
| Undiversified | 2025 |  | 114.1234 | 21.4804 | 116.5472 | 0.9792 | 109.9324 | 20.6429 | 112.2708 | 0.97917 | No | Mount_Terry | SDF2018
| Undiversified | 2026 |  | 114.7761 | 21.6818 | 117.2316 | 0.97905 | 110.5851 | 20.8443 | 112.9552 | 0.97902 | No | Mount_Terry | SDF2018
| Undiversified | 2027 |  | 115.4287 | 21.8832 | 117.916 | 0.97891 | 111.2377 | 21.0457 | 113.6396 | 0.97886 | No | Mount_Terry | SDF2018
| Diversified | 2012 | 102.0221 | 106.657 | 35.8697 | 112.5271 | 0.94783 | 91.552 | 30.7898 | 96.5908 | 0.94783 | No | Mount_Terry | SDF2018
| Diversified | 2013 | 124.8742 | 101.159 | 34.0207 | 106.7265 | 0.94783 | 86.053 | 28.9404 | 90.7891 | 0.94783 | No | Mount_Terry | SDF2018
| Diversified | 2014 | 78.1361 | 101.273 | 34.059 | 106.8468 | 0.94783 | 86.167 | 28.9787 | 90.9094 | 0.94783 | No | Mount_Terry | SDF2018
| Diversified | 2015 | 65.6233 | 100.508 | 33.8018 | 106.0397 | 0.94783 | 85.403 | 28.7218 | 90.1034 | 0.94783 | No | Mount_Terry | SDF2018
| Diversified | 2016 | 103.3515 | 96.15 | 32.3361 | 101.4418 | 0.94783 | 83.67 | 28.139 | 88.275 | 0.94783 | No | Mount_Terry | SDF2018
| Diversified | 2017 | 110.4413 | 99.197 | 33.3609 | 104.6565 | 0.94783 | 84.23 | 28.3273 | 88.8658 | 0.94783 | No | Mount_Terry | SDF2018
| Diversified | 2018 |  | 103.1789 | 34.7 | 108.8576 | 0.94783 | 99.0499 | 33.3114 | 104.5014 | 0.94783 | No | Mount_Terry | SDF2018
| Diversified | 2019 |  | 108.5802 | 36.5165 | 114.5561 | 0.94783 | 104.4512 | 35.1279 | 110.1999 | 0.94783 | No | Mount_Terry | SDF2018
| Diversified | 2020 |  | 110.471 | 37.1524 | 116.5511 | 0.94783 | 106.3421 | 35.7638 | 112.1949 | 0.94783 | No | Mount_Terry | SDF2018
| Diversified | 2021 |  | 110.8915 | 37.2938 | 116.9947 | 0.94783 | 106.7626 | 35.9052 | 112.6385 | 0.94783 | No | Mount_Terry | SDF2018
| Diversified | 2022 |  | 111.3152 | 37.4363 | 117.4417 | 0.94783 | 107.1863 | 36.0477 | 113.0856 | 0.94783 | No | Mount_Terry | SDF2018
| Diversified | 2023 |  | 111.6587 | 37.5518 | 117.8041 | 0.94783 | 107.5298 | 36.1632 | 113.4479 | 0.94783 | No | Mount_Terry | SDF2018
| Diversified | 2024 |  | 112.0149 | 37.6716 | 118.1799 | 0.94783 | 107.886 | 36.283 | 113.8238 | 0.94783 | No | Mount_Terry | SDF2018
| Diversified | 2025 |  | 112.4334 | 37.8124 | 118.6215 | 0.94783 | 108.3045 | 36.4238 | 114.2653 | 0.94783 | No | Mount_Terry | SDF2018
| Diversified | 2026 |  | 113.0764 | 38.0286 | 119.2998 | 0.94783 | 108.9475 | 36.64 | 114.9437 | 0.94783 | No | Mount_Terry | SDF2018
| Diversified | 2027 |  | 113.7194 | 38.2449 | 119.9782 | 0.94783 | 109.5905 | 36.8563 | 115.622 | 0.94783 | No | Mount_Terry | SDF2018
| Estimated System Normal | 2012 | 121.022 | 121.2543 | 40.7789 | 127.9278 | 0.94783 | 112.9836 | 37.9974 | 119.2019 | 0.94783 | No | Mount_Terry | SDF2018
| Estimated System Normal | 2013 | 88.1529 | 79.0116 | 26.5723 | 83.3602 | 0.94783 | 76.2981 | 25.6598 | 80.4974 | 0.94783 | No | Mount_Terry | SDF2018
| Estimated System Normal | 2014 | 90.3635 | 93.4393 | 31.4245 | 98.582 | 0.94783 | 101.0317 | 33.9779 | 106.5923 | 0.94783 | No | Mount_Terry | SDF2018
| Estimated System Normal | 2015 | 86.5036 | 91.0511 | 30.6213 | 96.0623 | 0.94783 | 93.5595 | 31.4649 | 98.7087 | 0.94783 | No | Mount_Terry | SDF2018
| Estimated System Normal | 2016 | 90.641 | 87.4397 | 29.4068 | 92.2521 | 0.94783 | 83.6518 | 28.1329 | 88.2557 | 0.94783 | No | Mount_Terry | SDF2018
| Estimated System Normal | 2017 | 95.3502 | 88.9001 | 29.8979 | 93.7929 | 0.94783 | 82.0811 | 27.6046 | 86.5986 | 0.94783 | No | Mount_Terry | SDF2018
| Estimated System Normal | 2018 |  | 99.7099 | 33.5334 | 105.1977 | 0.94783 | 95.7166 | 32.1904 | 100.9846 | 0.94783 | No | Mount_Terry | SDF2018
| Estimated System Normal | 2019 |  | 104.9002 | 35.2789 | 110.6737 | 0.94783 | 100.9069 | 33.9359 | 106.4606 | 0.94783 | No | Mount_Terry | SDF2018
| Estimated System Normal | 2020 |  | 106.7267 | 35.8932 | 112.6006 | 0.94783 | 102.7334 | 34.5502 | 108.3875 | 0.94783 | No | Mount_Terry | SDF2018
| Estimated System Normal | 2021 |  | 107.2708 | 36.0761 | 113.1747 | 0.94783 | 103.2775 | 34.7332 | 108.9616 | 0.94783 | No | Mount_Terry | SDF2018
| Estimated System Normal | 2022 |  | 107.6968 | 36.2194 | 113.6241 | 0.94783 | 103.7035 | 34.8764 | 109.4111 | 0.94783 | No | Mount_Terry | SDF2018
| Estimated System Normal | 2023 |  | 108.0468 | 36.3371 | 113.9934 | 0.94783 | 104.0535 | 34.9941 | 109.7803 | 0.94783 | No | Mount_Terry | SDF2018
| Estimated System Normal | 2024 |  | 108.4091 | 36.459 | 114.3757 | 0.94783 | 104.4158 | 35.116 | 110.1626 | 0.94783 | No | Mount_Terry | SDF2018
| Estimated System Normal | 2025 |  | 108.8315 | 36.601 | 114.8213 | 0.94783 | 104.8382 | 35.2581 | 110.6083 | 0.94783 | No | Mount_Terry | SDF2018
| Estimated System Normal | 2026 |  | 109.4706 | 36.816 | 115.4956 | 0.94783 | 105.4773 | 35.473 | 111.2825 | 0.94783 | No | Mount_Terry | SDF2018
| Estimated System Normal | 2027 |  | 110.1097 | 37.0309 | 116.1698 | 0.94783 | 106.1164 | 35.6879 | 111.9568 | 0.94783 | No | Mount_Terry | SDF2018
| Camden | 2012 | 30.867 | 30.1434 | 1.7349 | 30.1932 | 0.99835 | 28.961 | 1.6669 | 29.0089 | 0.99835 | No | Nepean_33kV | SDF2018
| Camden | 2013 | [9 empty] | No | Nepean_33kV | SDF2018
| Camden | 2014 | [9 empty] | No | Nepean_33kV | SDF2018
| Camden | 2015 | [9 empty] | No | Nepean_33kV | SDF2018
| Camden | 2016 | [9 empty] | No | Nepean_33kV | SDF2018
| Camden | 2017 | [9 empty] | No | Nepean_33kV | SDF2018
| Camden | 2018 | [9 empty] | No | Nepean_33kV | SDF2018
| Camden | 2019 | [9 empty] | No | Nepean_33kV | SDF2018
| Camden | 2020 | [9 empty] | No | Nepean_33kV | SDF2018
| Camden | 2021 | [9 empty] | No | Nepean_33kV | SDF2018
| Camden | 2022 | [9 empty] | No | Nepean_33kV | SDF2018
| Camden | 2023 | [9 empty] | No | Nepean_33kV | SDF2018
| Camden | 2024 | [9 empty] | No | Nepean_33kV | SDF2018
| Camden | 2025 | [9 empty] | No | Nepean_33kV | SDF2018
| Camden | 2026 | [9 empty] | No | Nepean_33kV | SDF2018
| Camden | 2027 | [9 empty] | No | Nepean_33kV | SDF2018
| Cawdor | 2012 | [9 empty] | No | Nepean_33kV | SDF2018
| Cawdor | 2013 | 14.359 | 13.7 | 4.3 | 14.359 | 0.95411 | 13.7 | 4.3 | 14.359 | 0.95411 | No | Nepean_33kV | SDF2018
| Cawdor | 2014 | 24.6065 | 23.2 | 8.2 | 24.6065 | 0.94284 | 23.2 | 8.2 | 24.6065 | 0.94284 | No | Nepean_33kV | SDF2018
| Cawdor | 2015 | 25.211 | 24.1 | 7.4017 | 25.211 | 0.95593 | 24.1 | 7.4017 | 25.211 | 0.95593 | No | Nepean_33kV | SDF2018
| Cawdor | 2016 | 24.954 | 23.8 | 7.5008 | 24.954 | 0.95375 | 23.8 | 7.5008 | 24.954 | 0.95375 | No | Nepean_33kV | SDF2018
| Cawdor | 2017 | 27.74 | 26.5 | 8.2011 | 27.74 | 0.9553 | 26.5 | 8.2011 | 27.74 | 0.9553 | No | Nepean_33kV | SDF2018
| Cawdor | 2018 |  | 26.3856 | 8.2409 | 27.6426 | 0.95453 | 26.3856 | 8.2409 | 27.6426 | 0.95453 | No | Nepean_33kV | SDF2018
| Cawdor | 2019 |  | 26.2675 | 8.2041 | 27.5189 | 0.95453 | 26.2675 | 8.2041 | 27.5189 | 0.95453 | No | Nepean_33kV | SDF2018
| Cawdor | 2020 |  | 26.143 | 8.1652 | 27.3885 | 0.95453 | 26.143 | 8.1652 | 27.3885 | 0.95453 | No | Nepean_33kV | SDF2018
| Cawdor | 2021 |  | 26.033 | 8.1308 | 27.2732 | 0.95453 | 26.033 | 8.1308 | 27.2732 | 0.95453 | No | Nepean_33kV | SDF2018
| Cawdor | 2022 |  | 25.9265 | 8.0975 | 27.1616 | 0.95453 | 25.9265 | 8.0975 | 27.1616 | 0.95453 | No | Nepean_33kV | SDF2018
| Cawdor | 2023 |  | 25.8262 | 8.0662 | 27.0565 | 0.95453 | 25.8262 | 8.0662 | 27.0565 | 0.95453 | No | Nepean_33kV | SDF2018
| Cawdor | 2024 |  | 25.7312 | 8.0365 | 26.957 | 0.95453 | 25.7312 | 8.0365 | 26.957 | 0.95453 | No | Nepean_33kV | SDF2018
| Cawdor | 2025 |  | 25.6556 | 8.0129 | 26.8778 | 0.95453 | 25.6556 | 8.0129 | 26.8778 | 0.95453 | No | Nepean_33kV | SDF2018
| Cawdor | 2026 |  | 25.6539 | 8.0124 | 26.8761 | 0.95453 | 25.6539 | 8.0124 | 26.8761 | 0.95453 | No | Nepean_33kV | SDF2018
| Cawdor | 2027 |  | 25.6523 | 8.0119 | 26.8744 | 0.95453 | 25.6523 | 8.0119 | 26.8744 | 0.95453 | No | Nepean_33kV | SDF2018
| Sydney_Trains_Nepean | 2012 | 5.5608 | 5.544 | 0.432 | 5.5608 | 0.99698 | 5.544 | 0.432 | 5.5608 | 0.99698 | Yes | Nepean_33kV | SDF2018
| Sydney_Trains_Nepean | 2013 | 5.2417 | 5.04 | 1.44 | 5.2417 | 0.96152 | 5.04 | 1.44 | 5.2417 | 0.96152 | Yes | Nepean_33kV | SDF2018
| Sydney_Trains_Nepean | 2014 | 5.6533 | 5.616 | 0.648 | 5.6533 | 0.99341 | 5.616 | 0.648 | 5.6533 | 0.99341 | Yes | Nepean_33kV | SDF2018
| Sydney_Trains_Nepean | 2015 | 4.46 | 4.445 | 0.36548 | 4.46 | 0.99664 | 4.445 | 0.36548 | 4.46 | 0.99664 | Yes | Nepean_33kV | SDF2018
| Sydney_Trains_Nepean | 2016 | 0.946 | 0.93 | 0.17325 | 0.946 | 0.98309 | 0.93 | 0.17325 | 0.946 | 0.98309 | Yes | Nepean_33kV | SDF2018
| Sydney_Trains_Nepean | 2017 | 0.919 | 0.906 | 0.15403 | 0.919 | 0.98585 | 0.906 | 0.15403 | 0.919 | 0.98585 | Yes | Nepean_33kV | SDF2018
| Sydney_Trains_Nepean | 2018 |  | 0.906 | 0.15182 | 0.91863 | 0.98625 | 0.906 | 0.15182 | 0.91863 | 0.98625 | Yes | Nepean_33kV | SDF2018
| Sydney_Trains_Nepean | 2019 |  | 0.906 | 0.15182 | 0.91863 | 0.98625 | 0.906 | 0.15182 | 0.91863 | 0.98625 | Yes | Nepean_33kV | SDF2018
| Sydney_Trains_Nepean | 2020 |  | 0.906 | 0.15182 | 0.91863 | 0.98625 | 0.906 | 0.15182 | 0.91863 | 0.98625 | Yes | Nepean_33kV | SDF2018
| Sydney_Trains_Nepean | 2021 |  | 0.906 | 0.15182 | 0.91863 | 0.98625 | 0.906 | 0.15182 | 0.91863 | 0.98625 | Yes | Nepean_33kV | SDF2018
| Sydney_Trains_Nepean | 2022 |  | 0.906 | 0.15182 | 0.91863 | 0.98625 | 0.906 | 0.15182 | 0.91863 | 0.98625 | Yes | Nepean_33kV | SDF2018
| Sydney_Trains_Nepean | 2023 |  | 0.906 | 0.15182 | 0.91863 | 0.98625 | 0.906 | 0.15182 | 0.91863 | 0.98625 | Yes | Nepean_33kV | SDF2018
| Sydney_Trains_Nepean | 2024 |  | 0.906 | 0.15182 | 0.91863 | 0.98625 | 0.906 | 0.15182 | 0.91863 | 0.98625 | Yes | Nepean_33kV | SDF2018
| Sydney_Trains_Nepean | 2025 |  | 0.906 | 0.15182 | 0.91863 | 0.98625 | 0.906 | 0.15182 | 0.91863 | 0.98625 | Yes | Nepean_33kV | SDF2018
| Sydney_Trains_Nepean | 2026 |  | 0.906 | 0.15182 | 0.91863 | 0.98625 | 0.906 | 0.15182 | 0.91863 | 0.98625 | Yes | Nepean_33kV | SDF2018
| Sydney_Trains_Nepean | 2027 |  | 0.906 | 0.15182 | 0.91863 | 0.98625 | 0.906 | 0.15182 | 0.91863 | 0.98625 | Yes | Nepean_33kV | SDF2018
| Oakdale | 2012 | 5.7402 | 6.197 | 2.3403 | 6.6242 | 0.93551 | 5.5565 | 2.0984 | 5.9395 | 0.93551 | No | Nepean_33kV | SDF2018
| Oakdale | 2013 | 9.1353 | 7.195 | 2.6145 | 7.6553 | 0.93987 | 6.4181 | 2.3322 | 6.8287 | 0.93987 | No | Nepean_33kV | SDF2018
| Oakdale | 2014 | 1.5469 | 1.991 | 0.50173 | 2.0532 | 0.96968 | 1.6027 | 0.40388 | 1.6528 | 0.96968 | No | Nepean_33kV | SDF2018
| Oakdale | 2015 | 1.77 | 2.02 | 0.31396 | 2.0443 | 0.98814 | 1.6185 | 0.25156 | 1.6379 | 0.98814 | No | Nepean_33kV | SDF2018
| Oakdale | 2016 | 1.697 | 1.861 | 0.41667 | 1.9071 | 0.97584 | 1.429 | 0.31995 | 1.4644 | 0.97584 | No | Nepean_33kV | SDF2018
| Oakdale | 2017 | 2.462 | 2.096 | 0.30705 | 2.1184 | 0.98944 | 1.716 | 0.25138 | 1.7343 | 0.98944 | No | Nepean_33kV | SDF2018
| Oakdale | 2018 |  | 2.0823 | 0.39315 | 2.1191 | 0.98264 | 1.7023 | 0.3214 | 1.7324 | 0.98264 | No | Nepean_33kV | SDF2018
| Oakdale | 2019 |  | 2.0679 | 0.39042 | 2.1044 | 0.98264 | 1.6879 | 0.31868 | 1.7177 | 0.98264 | No | Nepean_33kV | SDF2018
| Oakdale | 2020 |  | 2.0522 | 0.38746 | 2.0885 | 0.98264 | 1.6722 | 0.31572 | 1.7018 | 0.98264 | No | Nepean_33kV | SDF2018
| Oakdale | 2021 |  | 2.0377 | 0.38473 | 2.0737 | 0.98264 | 1.6577 | 0.31298 | 1.687 | 0.98264 | No | Nepean_33kV | SDF2018
| Oakdale | 2022 |  | 2.0231 | 0.38196 | 2.0588 | 0.98264 | 1.6431 | 0.31022 | 1.6721 | 0.98264 | No | Nepean_33kV | SDF2018
| Oakdale | 2023 |  | 2.009 | 0.37931 | 2.0445 | 0.98264 | 1.629 | 0.30756 | 1.6578 | 0.98264 | No | Nepean_33kV | SDF2018
| Oakdale | 2024 |  | 1.9958 | 0.37682 | 2.0311 | 0.98264 | 1.6158 | 0.30508 | 1.6444 | 0.98264 | No | Nepean_33kV | SDF2018
| Oakdale | 2025 |  | 1.984 | 0.37459 | 2.0191 | 0.98264 | 1.604 | 0.30284 | 1.6324 | 0.98264 | No | Nepean_33kV | SDF2018
| Oakdale | 2026 |  | 1.979 | 0.37364 | 2.0139 | 0.98264 | 1.599 | 0.30189 | 1.6272 | 0.98264 | No | Nepean_33kV | SDF2018
| Oakdale | 2027 |  | 1.9739 | 0.37268 | 2.0088 | 0.98264 | 1.5939 | 0.30094 | 1.6221 | 0.98264 | No | Nepean_33kV | SDF2018
| The_Oaks | 2012 | [9 empty] | No | Nepean_33kV | SDF2018
| The_Oaks | 2013 | [9 empty] | No | Nepean_33kV | SDF2018
| The_Oaks | 2014 | 6.1463 | 5.78 | 2.09 | 6.1463 | 0.94041 | 5.78 | 2.09 | 6.1463 | 0.94041 | No | Nepean_33kV | SDF2018
| The_Oaks | 2015 | 5 | 5 |  | 5 | 1 | 5 |  | 5 | 1 | No | Nepean_33kV | SDF2018
| The_Oaks | 2016 | 7.403 | 7.04 | 2.2897 | 7.403 | 0.95097 | 7.04 | 2.2897 | 7.403 | 0.95097 | No | Nepean_33kV | SDF2018
| The_Oaks | 2017 | 8.697 | 8.33 | 2.4998 | 8.697 | 0.9578 | 8.33 | 2.4998 | 8.697 | 0.9578 | No | Nepean_33kV | SDF2018
| The_Oaks | 2018 |  | 8.284 | 2.5917 | 8.6799 | 0.95438 | 8.284 | 2.5917 | 8.6799 | 0.95438 | No | Nepean_33kV | SDF2018
| The_Oaks | 2019 |  | 8.2352 | 2.5764 | 8.6288 | 0.95438 | 8.2352 | 2.5764 | 8.6288 | 0.95438 | No | Nepean_33kV | SDF2018
| The_Oaks | 2020 |  | 8.1817 | 2.5597 | 8.5728 | 0.95438 | 8.1817 | 2.5597 | 8.5728 | 0.95438 | No | Nepean_33kV | SDF2018
| The_Oaks | 2021 |  | 8.1319 | 2.5441 | 8.5206 | 0.95438 | 8.1319 | 2.5441 | 8.5206 | 0.95438 | No | Nepean_33kV | SDF2018
| The_Oaks | 2022 |  | 8.0811 | 2.5282 | 8.4674 | 0.95438 | 8.0811 | 2.5282 | 8.4674 | 0.95438 | No | Nepean_33kV | SDF2018
| The_Oaks | 2023 |  | 8.0322 | 2.5129 | 8.4161 | 0.95438 | 8.0322 | 2.5129 | 8.4161 | 0.95438 | No | Nepean_33kV | SDF2018
| The_Oaks | 2024 |  | 7.9864 | 2.4986 | 8.3682 | 0.95438 | 7.9864 | 2.4986 | 8.3682 | 0.95438 | No | Nepean_33kV | SDF2018
| The_Oaks | 2025 |  | 7.9444 | 2.4855 | 8.3242 | 0.95438 | 7.9444 | 2.4855 | 8.3242 | 0.95438 | No | Nepean_33kV | SDF2018
| The_Oaks | 2026 |  | 7.9237 | 2.479 | 8.3025 | 0.95438 | 7.9237 | 2.479 | 8.3025 | 0.95438 | No | Nepean_33kV | SDF2018
| The_Oaks | 2027 |  | 7.903 | 2.4725 | 8.2808 | 0.95438 | 7.903 | 2.4725 | 8.2808 | 0.95438 | No | Nepean_33kV | SDF2018
| Wollondilly_Wash | 2012 | 1.7482 | 1.3968 | 1.0512 | 1.7482 | 0.79901 | 1.3968 | 1.0512 | 1.7482 | 0.79901 | No | Nepean_33kV | SDF2018
| Wollondilly_Wash | 2013 | 1.3048 | 1.3032 | 0.064797 | 1.3048 | 0.99877 | 1.3032 | 0.064797 | 1.3048 | 0.99877 | No | Nepean_33kV | SDF2018
| Wollondilly_Wash | 2014 | 1.767 | 1.6992 | 0.4848 | 1.767 | 0.96163 | 1.6992 | 0.4848 | 1.767 | 0.96163 | No | Nepean_33kV | SDF2018
| Wollondilly_Wash | 2015 | 1.831 | 1.786 | 0.40344 | 1.831 | 0.97542 | 1.786 | 0.40344 | 1.831 | 0.97542 | No | Nepean_33kV | SDF2018
| Wollondilly_Wash | 2016 | 1.756 | 1.709 | 0.40355 | 1.756 | 0.97323 | 1.709 | 0.40355 | 1.756 | 0.97323 | No | Nepean_33kV | SDF2018
| Wollondilly_Wash | 2017 | 1.771 | 1.728 | 0.38789 | 1.771 | 0.97572 | 1.728 | 0.38789 | 1.771 | 0.97572 | No | Nepean_33kV | SDF2018
| Wollondilly_Wash | 2018 |  | 1.728 | 0.39807 | 1.7733 | 0.97448 | 1.728 | 0.39807 | 1.7733 | 0.97448 | No | Nepean_33kV | SDF2018
| Wollondilly_Wash | 2019 |  | 1.728 | 0.39807 | 1.7733 | 0.97448 | 1.728 | 0.39807 | 1.7733 | 0.97448 | No | Nepean_33kV | SDF2018
| Wollondilly_Wash | 2020 |  | 1.728 | 0.39807 | 1.7733 | 0.97448 | 1.728 | 0.39807 | 1.7733 | 0.97448 | No | Nepean_33kV | SDF2018
| Wollondilly_Wash | 2021 |  | 1.728 | 0.39807 | 1.7733 | 0.97448 | 1.728 | 0.39807 | 1.7733 | 0.97448 | No | Nepean_33kV | SDF2018
| Wollondilly_Wash | 2022 |  | 1.728 | 0.39807 | 1.7733 | 0.97448 | 1.728 | 0.39807 | 1.7733 | 0.97448 | No | Nepean_33kV | SDF2018
| Wollondilly_Wash | 2023 |  | 1.728 | 0.39807 | 1.7733 | 0.97448 | 1.728 | 0.39807 | 1.7733 | 0.97448 | No | Nepean_33kV | SDF2018
| Wollondilly_Wash | 2024 |  | 1.728 | 0.39807 | 1.7733 | 0.97448 | 1.728 | 0.39807 | 1.7733 | 0.97448 | No | Nepean_33kV | SDF2018
| Wollondilly_Wash | 2025 |  | 1.728 | 0.39807 | 1.7733 | 0.97448 | 1.728 | 0.39807 | 1.7733 | 0.97448 | No | Nepean_33kV | SDF2018
| Wollondilly_Wash | 2026 |  | 1.728 | 0.39807 | 1.7733 | 0.97448 | 1.728 | 0.39807 | 1.7733 | 0.97448 | No | Nepean_33kV | SDF2018
| Wollondilly_Wash | 2027 |  | 1.728 | 0.39807 | 1.7733 | 0.97448 | 1.728 | 0.39807 | 1.7733 | 0.97448 | No | Nepean_33kV | SDF2018
| Undiversified | 2012 | 43.9161 | 43.2812 | 5.5585 | 44.1264 | 0.98084 | 41.4583 | 5.2485 | 42.2574 | 0.98109 | No | Nepean_33kV | SDF2018
| Undiversified | 2013 | 30.0408 | 27.2382 | 8.4193 | 28.5608 | 0.95369 | 26.4613 | 8.137 | 27.7342 | 0.9541 | No | Nepean_33kV | SDF2018
| Undiversified | 2014 | 39.7199 | 38.2862 | 11.9245 | 40.2263 | 0.95177 | 37.8979 | 11.8267 | 39.8258 | 0.95159 | No | Nepean_33kV | SDF2018
| Undiversified | 2015 | 38.272 | 37.351 | 8.4845 | 38.5463 | 0.96899 | 36.9495 | 8.4221 | 38.1399 | 0.96879 | No | Nepean_33kV | SDF2018
| Undiversified | 2016 | 36.756 | 35.34 | 10.784 | 36.9661 | 0.95601 | 34.908 | 10.6873 | 36.5234 | 0.95577 | No | Nepean_33kV | SDF2018
| Undiversified | 2017 | 41.589 | 39.56 | 11.5498 | 41.2454 | 0.95914 | 39.18 | 11.4942 | 40.8613 | 0.95885 | No | Nepean_33kV | SDF2018
| Undiversified | 2018 |  | 39.3859 | 11.7756 | 41.1335 | 0.95751 | 39.0059 | 11.7039 | 40.7468 | 0.95728 | No | Nepean_33kV | SDF2018
| Undiversified | 2019 |  | 39.2046 | 11.7208 | 40.944 | 0.95752 | 38.8246 | 11.649 | 40.5573 | 0.95728 | No | Nepean_33kV | SDF2018
| Undiversified | 2020 |  | 39.011 | 11.6622 | 40.7416 | 0.95752 | 38.631 | 11.5905 | 40.3549 | 0.95728 | No | Nepean_33kV | SDF2018
| Undiversified | 2021 |  | 38.8366 | 11.6095 | 40.5594 | 0.95752 | 38.4566 | 11.5378 | 40.1727 | 0.95728 | No | Nepean_33kV | SDF2018
| Undiversified | 2022 |  | 38.6647 | 11.5576 | 40.3797 | 0.95753 | 38.2847 | 11.4859 | 39.993 | 0.95729 | No | Nepean_33kV | SDF2018
| Undiversified | 2023 |  | 38.5014 | 11.5083 | 40.2091 | 0.95753 | 38.1214 | 11.4366 | 39.8223 | 0.95729 | No | Nepean_33kV | SDF2018
| Undiversified | 2024 |  | 38.3475 | 11.4619 | 40.0482 | 0.95753 | 37.9675 | 11.3901 | 39.6615 | 0.95729 | No | Nepean_33kV | SDF2018
| Undiversified | 2025 |  | 38.218 | 11.4229 | 39.9129 | 0.95754 | 37.838 | 11.3511 | 39.5262 | 0.95729 | No | Nepean_33kV | SDF2018
| Undiversified | 2026 |  | 38.1906 | 11.4149 | 39.8844 | 0.95753 | 37.8106 | 11.3432 | 39.4976 | 0.95729 | No | Nepean_33kV | SDF2018
| Undiversified | 2027 |  | 38.1633 | 11.407 | 39.8558 | 0.95753 | 37.7833 | 11.3352 | 39.4691 | 0.95729 | No | Nepean_33kV | SDF2018
| Diversified | 2012 | 47.8605 | 41.04 | 24.624 | 47.8605 | 0.85749 | 41.04 | 24.624 | 47.8605 | 0.85749 | No | Nepean_33kV | SDF2018
| Diversified | 2013 | 49.0163 | 45.36 | 18.576 | 49.0163 | 0.92541 | 45.36 | 18.576 | 49.0163 | 0.92541 | No | Nepean_33kV | SDF2018
| Diversified | 2014 | 34.4789 | 33.264 | 9.072 | 34.4789 | 0.96476 | 33.264 | 9.072 | 34.4789 | 0.96476 | No | Nepean_33kV | SDF2018
| Diversified | 2015 | 24.0635 | 23.328 | 5.904 | 24.0635 | 0.96943 | 23.328 | 5.904 | 24.0635 | 0.96943 | No | Nepean_33kV | SDF2018
| Diversified | 2016 | 30.6885 | 29.1541 | 9.5825 | 30.6885 | 0.95 | 29.1541 | 9.5825 | 30.6885 | 0.95 | No | Nepean_33kV | SDF2018
| Diversified | 2017 | 52.8968 | 50.252 | 16.517 | 52.8968 | 0.95 | 50.252 | 16.517 | 52.8968 | 0.95 | No | Nepean_33kV | SDF2018
| Diversified | 2018 |  | 34.5714 | 13.2885 | 37.0374 | 0.93342 | 34.2378 | 13.1603 | 36.68 | 0.93342 | No | Nepean_33kV | SDF2018
| Diversified | 2019 |  | 34.4123 | 13.2273 | 36.8669 | 0.93342 | 34.0787 | 13.0991 | 36.5095 | 0.93342 | No | Nepean_33kV | SDF2018
| Diversified | 2020 |  | 34.2423 | 13.162 | 36.6848 | 0.93342 | 33.9088 | 13.0338 | 36.3275 | 0.93342 | No | Nepean_33kV | SDF2018
| Diversified | 2021 |  | 34.0893 | 13.1032 | 36.5209 | 0.93342 | 33.7557 | 12.975 | 36.1635 | 0.93342 | No | Nepean_33kV | SDF2018
| Diversified | 2022 |  | 33.9383 | 13.0452 | 36.3592 | 0.93342 | 33.6048 | 12.917 | 36.0018 | 0.93342 | No | Nepean_33kV | SDF2018
| Diversified | 2023 |  | 33.795 | 12.9901 | 36.2056 | 0.93342 | 33.4615 | 12.8619 | 35.8483 | 0.93342 | No | Nepean_33kV | SDF2018
| Diversified | 2024 |  | 33.6599 | 12.9382 | 36.0609 | 0.93342 | 33.3264 | 12.81 | 35.7035 | 0.93342 | No | Nepean_33kV | SDF2018
| Diversified | 2025 |  | 33.5463 | 12.8945 | 35.9391 | 0.93342 | 33.2128 | 12.7663 | 35.5818 | 0.93342 | No | Nepean_33kV | SDF2018
| Diversified | 2026 |  | 33.5223 | 12.8852 | 35.9134 | 0.93342 | 33.1887 | 12.757 | 35.556 | 0.93342 | No | Nepean_33kV | SDF2018
| Diversified | 2027 |  | 33.4982 | 12.876 | 35.8876 | 0.93342 | 33.1647 | 12.7478 | 35.5303 | 0.93342 | No | Nepean_33kV | SDF2018
| Appin | 2012 | 4.2035 | 4.236 | 1.8721 | 4.6312 | 0.91466 | 3.7774 | 1.6694 | 4.1299 | 0.91466 | No | Nepean_66kV | SDF2018
| Appin | 2013 | 5.2064 | 3.937 | 1.5983 | 4.2491 | 0.92656 | 3.4784 | 1.4121 | 3.7541 | 0.92656 | No | Nepean_66kV | SDF2018
| Appin | 2014 | 3.8006 | 3.846 | 1.6302 | 4.1772 | 0.92071 | 3.3873 | 1.4358 | 3.679 | 0.92071 | No | Nepean_66kV | SDF2018
| Appin | 2015 | 4.416 | 3.901 | 1.4681 | 4.1681 | 0.93591 | 3.4425 | 1.2956 | 3.6782 | 0.93591 | No | Nepean_66kV | SDF2018
| Appin | 2016 | [9 empty] | No | Nepean_66kV | SDF2018
| Appin | 2017 | [9 empty] | No | Nepean_66kV | SDF2018
| Appin | 2018 | [9 empty] | No | Nepean_66kV | SDF2018
| Appin | 2019 | [9 empty] | No | Nepean_66kV | SDF2018
| Appin | 2020 | [9 empty] | No | Nepean_66kV | SDF2018
| Appin | 2021 | [9 empty] | No | Nepean_66kV | SDF2018
| Appin | 2022 | [9 empty] | No | Nepean_66kV | SDF2018
| Appin | 2023 | [9 empty] | No | Nepean_66kV | SDF2018
| Appin | 2024 | [9 empty] | No | Nepean_66kV | SDF2018
| Appin | 2025 | [9 empty] | No | Nepean_66kV | SDF2018
| Appin | 2026 | [9 empty] | No | Nepean_66kV | SDF2018
| Appin | 2027 | [9 empty] | No | Nepean_66kV | SDF2018
| Appin_Top_Pit | 2012 | 4.7366 | 3.9402 | 2.6286 | 4.7366 | 0.83188 | 3.9402 | 2.6286 | 4.7366 | 0.83188 | Yes | Nepean_66kV | SDF2018
| Appin_Top_Pit | 2013 | 4.5161 | 3.8528 | 2.3941 | 4.536 | 0.84937 | 3.8528 | 2.3941 | 4.536 | 0.84937 | Yes | Nepean_66kV | SDF2018
| Appin_Top_Pit | 2014 | 4.7557 | 3.9548 | 2.6413 | 4.7557 | 0.83159 | 3.9548 | 2.6413 | 4.7557 | 0.83159 | Yes | Nepean_66kV | SDF2018
| Appin_Top_Pit | 2015 | 5.103 | 4.221 | 2.8677 | 5.103 | 0.82716 | 4.221 | 2.8677 | 5.103 | 0.82716 | Yes | Nepean_66kV | SDF2018
| Appin_Top_Pit | 2016 | [9 empty] | Yes | Nepean_66kV | SDF2018
| Appin_Top_Pit | 2017 | [9 empty] | Yes | Nepean_66kV | SDF2018
| Appin_Top_Pit | 2018 | [9 empty] | Yes | Nepean_66kV | SDF2018
| Appin_Top_Pit | 2019 | [9 empty] | Yes | Nepean_66kV | SDF2018
| Appin_Top_Pit | 2020 | [9 empty] | Yes | Nepean_66kV | SDF2018
| Appin_Top_Pit | 2021 | [9 empty] | Yes | Nepean_66kV | SDF2018
| Appin_Top_Pit | 2022 | [9 empty] | Yes | Nepean_66kV | SDF2018
| Appin_Top_Pit | 2023 | [9 empty] | Yes | Nepean_66kV | SDF2018
| Appin_Top_Pit | 2024 | [9 empty] | Yes | Nepean_66kV | SDF2018
| Appin_Top_Pit | 2025 | [9 empty] | Yes | Nepean_66kV | SDF2018
| Appin_Top_Pit | 2026 | [9 empty] | Yes | Nepean_66kV | SDF2018
| Appin_Top_Pit | 2027 | [9 empty] | Yes | Nepean_66kV | SDF2018
| Appin_Colliery | 2012 | 6.512 | 5.6869 | 3.1727 | 6.512 | 0.87329 | 5.6869 | 3.1727 | 6.512 | 0.87329 | Yes | Nepean_66kV | SDF2018
| Appin_Colliery | 2013 | 6.2474 | 5.5082 | 2.9478 | 6.2474 | 0.88168 | 5.5082 | 2.9478 | 6.2474 | 0.88168 | Yes | Nepean_66kV | SDF2018
| Appin_Colliery | 2014 | 6.8646 | 6.0847 | 3.1778 | 6.8646 | 0.8864 | 6.0847 | 3.1778 | 6.8646 | 0.8864 | Yes | Nepean_66kV | SDF2018
| Appin_Colliery | 2015 | 6.112 | 5.574 | 2.5074 | 6.112 | 0.91198 | 5.574 | 2.5074 | 6.112 | 0.91198 | Yes | Nepean_66kV | SDF2018
| Appin_Colliery | 2016 | [9 empty] | Yes | Nepean_66kV | SDF2018
| Appin_Colliery | 2017 | [9 empty] | Yes | Nepean_66kV | SDF2018
| Appin_Colliery | 2018 | [9 empty] | Yes | Nepean_66kV | SDF2018
| Appin_Colliery | 2019 | [9 empty] | Yes | Nepean_66kV | SDF2018
| Appin_Colliery | 2020 | [9 empty] | Yes | Nepean_66kV | SDF2018
| Appin_Colliery | 2021 | [9 empty] | Yes | Nepean_66kV | SDF2018
| Appin_Colliery | 2022 | [9 empty] | Yes | Nepean_66kV | SDF2018
| Appin_Colliery | 2023 | [9 empty] | Yes | Nepean_66kV | SDF2018
| Appin_Colliery | 2024 | [9 empty] | Yes | Nepean_66kV | SDF2018
| Appin_Colliery | 2025 | [9 empty] | Yes | Nepean_66kV | SDF2018
| Appin_Colliery | 2026 | [9 empty] | Yes | Nepean_66kV | SDF2018
| Appin_Colliery | 2027 | [9 empty] | Yes | Nepean_66kV | SDF2018
| BCSC_Maldon | 2012 | 10.4374 | 9.4368 | 4.5073 | 10.458 | 0.90236 | 9.4368 | 4.5073 | 10.458 | 0.90236 | Yes | Nepean_66kV | SDF2018
| BCSC_Maldon | 2013 | 11.0475 | 9.9989 | 4.7154 | 11.055 | 0.90447 | 9.9989 | 4.7154 | 11.055 | 0.90447 | Yes | Nepean_66kV | SDF2018
| BCSC_Maldon | 2014 | 10.8602 | 9.8744 | 4.5212 | 10.8602 | 0.90922 | 9.8744 | 4.5212 | 10.8602 | 0.90922 | Yes | Nepean_66kV | SDF2018
| BCSC_Maldon | 2015 | 8.839 | 8.201 | 3.2972 | 8.839 | 0.92782 | 8.201 | 3.2972 | 8.839 | 0.92782 | Yes | Nepean_66kV | SDF2018
| BCSC_Maldon | 2016 | 8.584 | 8.046 | 2.9911 | 8.584 | 0.93733 | 8.046 | 2.9911 | 8.584 | 0.93733 | Yes | Nepean_66kV | SDF2018
| BCSC_Maldon | 2017 | 8.804 | 8.164 | 3.3069 | 8.8083 | 0.92685 | 8.164 | 3.3069 | 8.8083 | 0.92685 | Yes | Nepean_66kV | SDF2018
| BCSC_Maldon | 2018 |  | 8.164 | 3.5267 | 8.8932 | 0.91801 | 8.164 | 3.5267 | 8.8932 | 0.91801 | Yes | Nepean_66kV | SDF2018
| BCSC_Maldon | 2019 |  | 8.164 | 3.5267 | 8.8932 | 0.91801 | 8.164 | 3.5267 | 8.8932 | 0.91801 | Yes | Nepean_66kV | SDF2018
| BCSC_Maldon | 2020 |  | 8.164 | 3.5267 | 8.8932 | 0.91801 | 8.164 | 3.5267 | 8.8932 | 0.91801 | Yes | Nepean_66kV | SDF2018
| BCSC_Maldon | 2021 |  | 8.164 | 3.5267 | 8.8932 | 0.91801 | 8.164 | 3.5267 | 8.8932 | 0.91801 | Yes | Nepean_66kV | SDF2018
| BCSC_Maldon | 2022 |  | 8.164 | 3.5267 | 8.8932 | 0.91801 | 8.164 | 3.5267 | 8.8932 | 0.91801 | Yes | Nepean_66kV | SDF2018
| BCSC_Maldon | 2023 |  | 8.164 | 3.5267 | 8.8932 | 0.91801 | 8.164 | 3.5267 | 8.8932 | 0.91801 | Yes | Nepean_66kV | SDF2018
| BCSC_Maldon | 2024 |  | 8.164 | 3.5267 | 8.8932 | 0.91801 | 8.164 | 3.5267 | 8.8932 | 0.91801 | Yes | Nepean_66kV | SDF2018
| BCSC_Maldon | 2025 |  | 8.164 | 3.5267 | 8.8932 | 0.91801 | 8.164 | 3.5267 | 8.8932 | 0.91801 | Yes | Nepean_66kV | SDF2018
| BCSC_Maldon | 2026 |  | 8.164 | 3.5267 | 8.8932 | 0.91801 | 8.164 | 3.5267 | 8.8932 | 0.91801 | Yes | Nepean_66kV | SDF2018
| BCSC_Maldon | 2027 |  | 8.164 | 3.5267 | 8.8932 | 0.91801 | 8.164 | 3.5267 | 8.8932 | 0.91801 | Yes | Nepean_66kV | SDF2018
| BHP_Douglas_Park | 2012 | 4.1171 | 4.005 | 2.226 | 4.5821 | 0.87407 | 4.005 | 2.226 | 4.5821 | 0.87407 | Yes | Nepean_66kV | SDF2018
| BHP_Douglas_Park | 2013 | 4.4451 | 3.9865 | 2.3323 | 4.6186 | 0.86313 | 3.9865 | 2.3323 | 4.6186 | 0.86313 | Yes | Nepean_66kV | SDF2018
| BHP_Douglas_Park | 2014 | 4.7099 | 4.3887 | 2.4816 | 5.0417 | 0.87047 | 4.3887 | 2.4816 | 5.0417 | 0.87047 | Yes | Nepean_66kV | SDF2018
| BHP_Douglas_Park | 2015 | 6.292 | 5.88 | 2.2394 | 6.292 | 0.93452 | 5.88 | 2.2394 | 6.292 | 0.93452 | Yes | Nepean_66kV | SDF2018
| BHP_Douglas_Park | 2016 | [9 empty] | Yes | Nepean_66kV | SDF2018
| BHP_Douglas_Park | 2017 | [9 empty] | Yes | Nepean_66kV | SDF2018
| BHP_Douglas_Park | 2018 | [9 empty] | Yes | Nepean_66kV | SDF2018
| BHP_Douglas_Park | 2019 | [9 empty] | Yes | Nepean_66kV | SDF2018
| BHP_Douglas_Park | 2020 | [9 empty] | Yes | Nepean_66kV | SDF2018
| BHP_Douglas_Park | 2021 | [9 empty] | Yes | Nepean_66kV | SDF2018
| BHP_Douglas_Park | 2022 | [9 empty] | Yes | Nepean_66kV | SDF2018
| BHP_Douglas_Park | 2023 | [9 empty] | Yes | Nepean_66kV | SDF2018
| BHP_Douglas_Park | 2024 | [9 empty] | Yes | Nepean_66kV | SDF2018
| BHP_Douglas_Park | 2025 | [9 empty] | Yes | Nepean_66kV | SDF2018
| BHP_Douglas_Park | 2026 | [9 empty] | Yes | Nepean_66kV | SDF2018
| BHP_Douglas_Park | 2027 | [9 empty] | Yes | Nepean_66kV | SDF2018
| Brooks_Point | 2012 | 2.8145 | 2.2248 | 1.7352 | 2.8215 | 0.78853 | 2.2248 | 1.7352 | 2.8215 | 0.78853 | Yes | Nepean_66kV | SDF2018
| Brooks_Point | 2013 | 2.6061 | 2.2616 | 1.2948 | 2.6061 | 0.86783 | 2.2616 | 1.2948 | 2.6061 | 0.86783 | Yes | Nepean_66kV | SDF2018
| Brooks_Point | 2014 | 2.6404 | 2.2814 | 1.3292 | 2.6404 | 0.86405 | 2.2814 | 1.3292 | 2.6404 | 0.86405 | Yes | Nepean_66kV | SDF2018
| Brooks_Point | 2015 | 2.856 | 2.258 | 1.7488 | 2.856 | 0.79062 | 2.258 | 1.7488 | 2.856 | 0.79062 | Yes | Nepean_66kV | SDF2018
| Brooks_Point | 2016 | [9 empty] | Yes | Nepean_66kV | SDF2018
| Brooks_Point | 2017 | [9 empty] | Yes | Nepean_66kV | SDF2018
| Brooks_Point | 2018 | [9 empty] | Yes | Nepean_66kV | SDF2018
| Brooks_Point | 2019 | [9 empty] | Yes | Nepean_66kV | SDF2018
| Brooks_Point | 2020 | [9 empty] | Yes | Nepean_66kV | SDF2018
| Brooks_Point | 2021 | [9 empty] | Yes | Nepean_66kV | SDF2018
| Brooks_Point | 2022 | [9 empty] | Yes | Nepean_66kV | SDF2018
| Brooks_Point | 2023 | [9 empty] | Yes | Nepean_66kV | SDF2018
| Brooks_Point | 2024 | [9 empty] | Yes | Nepean_66kV | SDF2018
| Brooks_Point | 2025 | [9 empty] | Yes | Nepean_66kV | SDF2018
| Brooks_Point | 2026 | [9 empty] | Yes | Nepean_66kV | SDF2018
| Brooks_Point | 2027 | [9 empty] | Yes | Nepean_66kV | SDF2018
| Broughton_Pass | 2012 | 2.8176 | 2.688 | 0.8448 | 2.8176 | 0.95399 | 2.688 | 0.8448 | 2.8176 | 0.95399 | Yes | Nepean_66kV | SDF2018
| Broughton_Pass | 2013 | 5.0282 | 4.8 | 1.4976 | 5.0282 | 0.95462 | 4.8 | 1.4976 | 5.0282 | 0.95462 | Yes | Nepean_66kV | SDF2018
| Broughton_Pass | 2014 | 5.12 | 4.8896 | 1.5186 | 5.12 | 0.955 | 4.8896 | 1.5186 | 5.12 | 0.955 | Yes | Nepean_66kV | SDF2018
| Broughton_Pass | 2015 | 4.794 | 4.582 | 1.4099 | 4.794 | 0.95578 | 4.582 | 1.4099 | 4.794 | 0.95578 | Yes | Nepean_66kV | SDF2018
| Broughton_Pass | 2016 | [9 empty] | Yes | Nepean_66kV | SDF2018
| Broughton_Pass | 2017 | [9 empty] | Yes | Nepean_66kV | SDF2018
| Broughton_Pass | 2018 | [9 empty] | Yes | Nepean_66kV | SDF2018
| Broughton_Pass | 2019 | [9 empty] | Yes | Nepean_66kV | SDF2018
| Broughton_Pass | 2020 | [9 empty] | Yes | Nepean_66kV | SDF2018
| Broughton_Pass | 2021 | [9 empty] | Yes | Nepean_66kV | SDF2018
| Broughton_Pass | 2022 | [9 empty] | Yes | Nepean_66kV | SDF2018
| Broughton_Pass | 2023 | [9 empty] | Yes | Nepean_66kV | SDF2018
| Broughton_Pass | 2024 | [9 empty] | Yes | Nepean_66kV | SDF2018
| Broughton_Pass | 2025 | [9 empty] | Yes | Nepean_66kV | SDF2018
| Broughton_Pass | 2026 | [9 empty] | Yes | Nepean_66kV | SDF2018
| Broughton_Pass | 2027 | [9 empty] | Yes | Nepean_66kV | SDF2018
| Maldon | 2012 | 16.3515 | 19.981 | 3.4728 | 20.2805 | 0.98523 | 18.008 | 3.1299 | 18.278 | 0.98523 | No | Nepean_66kV | SDF2018
| Maldon | 2013 | 22.1044 | 19.598 | 7.3694 | 20.9377 | 0.93601 | 17.6249 | 6.6274 | 18.8298 | 0.93601 | No | Nepean_66kV | SDF2018
| Maldon | 2014 | 17.5391 | 18.93 | 1.0918 | 18.9615 | 0.99834 | 16.9565 | 0.97799 | 16.9847 | 0.99834 | No | Nepean_66kV | SDF2018
| Maldon | 2015 | 16.361 | 18.813 | 1.1598 | 18.8487 | 0.99811 | 16.84 | 1.0381 | 16.872 | 0.99811 | No | Nepean_66kV | SDF2018
| Maldon | 2016 | 19.098 | 19.59 | 1.2376 | 19.6291 | 0.99801 | 17.349 | 1.0961 | 17.3836 | 0.99801 | No | Nepean_66kV | SDF2018
| Maldon | 2017 | 22.8876 | 19.488 | 1.7095 | 19.5628 | 0.99617 | 17.436 | 1.5295 | 17.503 | 0.99617 | No | Nepean_66kV | SDF2018
| Maldon | 2018 |  | 19.3936 | 3.3591 | 19.6824 | 0.98533 | 17.3416 | 3.0037 | 17.5998 | 0.98533 | No | Nepean_66kV | SDF2018
| Maldon | 2019 |  | 22.4484 | 3.8882 | 22.7827 | 0.98533 | 20.3964 | 3.5328 | 20.7001 | 0.98533 | No | Nepean_66kV | SDF2018
| Maldon | 2020 |  | 22.3446 | 3.8703 | 22.6773 | 0.98533 | 20.2926 | 3.5149 | 20.5948 | 0.98533 | No | Nepean_66kV | SDF2018
| Maldon | 2021 |  | 22.2514 | 3.8541 | 22.5827 | 0.98533 | 20.1994 | 3.4987 | 20.5002 | 0.98533 | No | Nepean_66kV | SDF2018
| Maldon | 2022 |  | 22.1602 | 3.8383 | 22.4901 | 0.98533 | 20.1082 | 3.4829 | 20.4076 | 0.98533 | No | Nepean_66kV | SDF2018
| Maldon | 2023 |  | 22.074 | 3.8234 | 22.4027 | 0.98533 | 20.022 | 3.468 | 20.3201 | 0.98533 | No | Nepean_66kV | SDF2018
| Maldon | 2024 |  | 21.9928 | 3.8093 | 22.3203 | 0.98533 | 19.9408 | 3.4539 | 20.2377 | 0.98533 | No | Nepean_66kV | SDF2018
| Maldon | 2025 |  | 21.9263 | 3.7978 | 22.2528 | 0.98533 | 19.8743 | 3.4424 | 20.1702 | 0.98533 | No | Nepean_66kV | SDF2018
| Maldon | 2026 |  | 21.9222 | 3.7971 | 22.2486 | 0.98533 | 19.8702 | 3.4417 | 20.1661 | 0.98533 | No | Nepean_66kV | SDF2018
| Maldon | 2027 |  | 21.9181 | 3.7964 | 22.2445 | 0.98533 | 19.8661 | 3.441 | 20.1619 | 0.98533 | No | Nepean_66kV | SDF2018
| Narellan | 2012 | 39.0013 | 53.368 | 12.8354 | 54.8898 | 0.97228 | 48.7081 | 11.7146 | 50.097 | 0.97228 | No | Nepean_66kV | SDF2018
| Narellan | 2013 | 50.6463 | 53.135 | 14.0651 | 54.965 | 0.96671 | 48.4759 | 12.8319 | 50.1455 | 0.96671 | No | Nepean_66kV | SDF2018
| Narellan | 2014 | 47.378 | 54.251 | 16.3614 | 56.6645 | 0.95741 | 49.5909 | 14.956 | 51.7971 | 0.95741 | No | Nepean_66kV | SDF2018
| Narellan | 2015 | 52.243 | 55.91 | 17.4912 | 58.5822 | 0.95439 | 51.2508 | 16.0335 | 53.7003 | 0.95439 | No | Nepean_66kV | SDF2018
| Narellan | 2016 | 63.806 | 61.914 | 14.3423 | 63.5535 | 0.9742 | 57.085 | 13.2237 | 58.5966 | 0.9742 | No | Nepean_66kV | SDF2018
| Narellan | 2017 | 75.783 | 68.526 | 14.4148 | 70.0257 | 0.97858 | 62.088 | 13.0605 | 63.4468 | 0.97858 | No | Nepean_66kV | SDF2018
| Narellan | 2018 |  | 70.3739 | 17.9254 | 72.621 | 0.96906 | 63.9359 | 16.2855 | 65.9774 | 0.96906 | No | Nepean_66kV | SDF2018
| Narellan | 2019 |  | 72.8756 | 18.5626 | 75.2026 | 0.96906 | 66.4376 | 16.9227 | 68.559 | 0.96906 | No | Nepean_66kV | SDF2018
| Narellan | 2020 |  | 73.903 | 18.8243 | 76.2627 | 0.96906 | 67.465 | 17.1844 | 69.6192 | 0.96906 | No | Nepean_66kV | SDF2018
| Narellan | 2021 |  | 74.7442 | 19.0386 | 77.1308 | 0.96906 | 68.3062 | 17.3987 | 70.4873 | 0.96906 | No | Nepean_66kV | SDF2018
| Narellan | 2022 |  | 75.3799 | 19.2005 | 77.7868 | 0.96906 | 68.9419 | 17.5606 | 71.1433 | 0.96906 | No | Nepean_66kV | SDF2018
| Narellan | 2023 |  | 75.8017 | 19.3079 | 78.2221 | 0.96906 | 69.3637 | 17.6681 | 71.5785 | 0.96906 | No | Nepean_66kV | SDF2018
| Narellan | 2024 |  | 75.9978 | 19.3579 | 78.4244 | 0.96906 | 69.5598 | 17.718 | 71.7808 | 0.96906 | No | Nepean_66kV | SDF2018
| Narellan | 2025 |  | 76.0346 | 19.3672 | 78.4624 | 0.96906 | 69.5966 | 17.7274 | 71.8188 | 0.96906 | No | Nepean_66kV | SDF2018
| Narellan | 2026 |  | 76.1958 | 19.4083 | 78.6287 | 0.96906 | 69.7578 | 17.7684 | 71.9852 | 0.96906 | No | Nepean_66kV | SDF2018
| Narellan | 2027 |  | 76.3569 | 19.4493 | 78.795 | 0.96906 | 69.9189 | 17.8095 | 72.1515 | 0.96906 | No | Nepean_66kV | SDF2018
| Nepean_ZS | 2012 | [9 empty] | No | Nepean_66kV | SDF2018
| Nepean_ZS | 2013 | 35.291 | 35.87 | 11.9852 | 37.8193 | 0.94846 | 31.666 | 10.5806 | 33.3869 | 0.94846 | No | Nepean_66kV | SDF2018
| Nepean_ZS | 2014 | 22.8031 | 31.427 | 8.1557 | 32.468 | 0.96794 | 27.2227 | 7.0647 | 28.1245 | 0.96794 | No | Nepean_66kV | SDF2018
| Nepean_ZS | 2015 | 24.452 | 32.303 | 8.758 | 33.4692 | 0.96516 | 28.0993 | 7.6183 | 29.1137 | 0.96516 | No | Nepean_66kV | SDF2018
| Nepean_ZS | 2016 | 35.802 | 35.365 | 9.4025 | 36.5936 | 0.96643 | 31.355 | 8.3363 | 32.4443 | 0.96643 | No | Nepean_66kV | SDF2018
| Nepean_ZS | 2017 | 42.808 | 37.217 | 9.4174 | 38.39 | 0.96944 | 31.786 | 8.0431 | 32.7878 | 0.96944 | No | Nepean_66kV | SDF2018
| Nepean_ZS | 2018 |  | 38.4582 | 9.7315 | 39.6704 | 0.96944 | 33.0272 | 8.3572 | 34.0682 | 0.96944 | No | Nepean_66kV | SDF2018
| Nepean_ZS | 2019 |  | 39.4354 | 9.9788 | 40.6783 | 0.96944 | 34.0044 | 8.6045 | 35.0762 | 0.96944 | No | Nepean_66kV | SDF2018
| Nepean_ZS | 2020 |  | 40.145 | 10.1583 | 41.4103 | 0.96944 | 34.714 | 8.784 | 35.8081 | 0.96944 | No | Nepean_66kV | SDF2018
| Nepean_ZS | 2021 |  | 40.6177 | 10.2779 | 41.8979 | 0.96944 | 35.1867 | 8.9037 | 36.2957 | 0.96944 | No | Nepean_66kV | SDF2018
| Nepean_ZS | 2022 |  | 40.8803 | 10.3444 | 42.1687 | 0.96944 | 35.4493 | 8.9701 | 36.5666 | 0.96944 | No | Nepean_66kV | SDF2018
| Nepean_ZS | 2023 |  | 40.9805 | 10.3697 | 42.2722 | 0.96944 | 35.5495 | 8.9955 | 36.67 | 0.96944 | No | Nepean_66kV | SDF2018
| Nepean_ZS | 2024 |  | 40.9179 | 10.3539 | 42.2076 | 0.96944 | 35.4869 | 8.9796 | 36.6054 | 0.96944 | No | Nepean_66kV | SDF2018
| Nepean_ZS | 2025 |  | 40.798 | 10.3235 | 42.0839 | 0.96944 | 35.367 | 8.9493 | 36.4817 | 0.96944 | No | Nepean_66kV | SDF2018
| Nepean_ZS | 2026 |  | 40.794 | 10.3225 | 42.0797 | 0.96944 | 35.363 | 8.9483 | 36.4775 | 0.96944 | No | Nepean_66kV | SDF2018
| Nepean_ZS | 2027 |  | 40.7899 | 10.3215 | 42.0756 | 0.96944 | 35.3589 | 8.9472 | 36.4734 | 0.96944 | No | Nepean_66kV | SDF2018
| Tahmoor | 2012 | 11.1671 | 15.347 | 2.3354 | 15.5237 | 0.98862 | 13.7162 | 2.0873 | 13.8741 | 0.98862 | No | Nepean_66kV | SDF2018
| Tahmoor | 2013 | 16.1086 | 15.006 | 0.89588 | 15.0327 | 0.99822 | 13.3751 | 0.79851 | 13.3989 | 0.99822 | No | Nepean_66kV | SDF2018
| Tahmoor | 2014 | 14.4499 | 15.09 | 3.0691 | 15.399 | 0.97994 | 13.4598 | 2.7376 | 13.7354 | 0.97994 | No | Nepean_66kV | SDF2018
| Tahmoor | 2015 | 14.168 | 14.926 | 2.83 | 15.1919 | 0.9825 | 13.2956 | 2.5209 | 13.5325 | 0.9825 | No | Nepean_66kV | SDF2018
| Tahmoor | 2016 | 18.265 | 16.046 | 0.8404 | 16.068 | 0.99863 | 14.347 | 0.75142 | 14.3667 | 0.99863 | No | Nepean_66kV | SDF2018
| Tahmoor | 2017 | 18.246 | 16.211 | 0.41584 | 16.2163 | 0.99967 | 14.333 | 0.36766 | 14.3377 | 0.99967 | No | Nepean_66kV | SDF2018
| Tahmoor | 2018 |  | 16.1262 | 2.0791 | 16.2597 | 0.99179 | 14.2482 | 1.8369 | 14.3662 | 0.99179 | No | Nepean_66kV | SDF2018
| Tahmoor | 2019 |  | 16.0382 | 2.0677 | 16.171 | 0.99179 | 14.1602 | 1.8256 | 14.2774 | 0.99179 | No | Nepean_66kV | SDF2018
| Tahmoor | 2020 |  | 15.9445 | 2.0556 | 16.0765 | 0.99179 | 14.0665 | 1.8135 | 14.1829 | 0.99179 | No | Nepean_66kV | SDF2018
| Tahmoor | 2021 |  | 15.8606 | 2.0448 | 15.9918 | 0.99179 | 13.9826 | 1.8027 | 14.0983 | 0.99179 | No | Nepean_66kV | SDF2018
| Tahmoor | 2022 |  | 15.7782 | 2.0342 | 15.9088 | 0.99179 | 13.9002 | 1.7921 | 14.0152 | 0.99179 | No | Nepean_66kV | SDF2018
| Tahmoor | 2023 |  | 15.7001 | 2.0241 | 15.8301 | 0.99179 | 13.8221 | 1.782 | 13.9365 | 0.99179 | No | Nepean_66kV | SDF2018
| Tahmoor | 2024 |  | 15.6265 | 2.0146 | 15.7558 | 0.99179 | 13.7485 | 1.7725 | 13.8623 | 0.99179 | No | Nepean_66kV | SDF2018
| Tahmoor | 2025 |  | 15.5653 | 2.0067 | 15.6942 | 0.99179 | 13.6873 | 1.7646 | 13.8006 | 0.99179 | No | Nepean_66kV | SDF2018
| Tahmoor | 2026 |  | 15.5549 | 2.0054 | 15.6836 | 0.99179 | 13.6769 | 1.7633 | 13.7901 | 0.99179 | No | Nepean_66kV | SDF2018
| Tahmoor | 2027 |  | 15.5444 | 2.004 | 15.6731 | 0.99179 | 13.6664 | 1.7619 | 13.7795 | 0.99179 | No | Nepean_66kV | SDF2018
| Tahmoor_Colliery | 2012 | 19.2049 | 11.04 | 5.5404 | 12.3522 | 0.89376 | 11.04 | 5.5404 | 12.3522 | 0.89376 | Yes | Nepean_66kV | SDF2018
| Tahmoor_Colliery | 2013 | 18.6401 | 17.017 | 7.7897 | 18.7152 | 0.90926 | 17.017 | 7.7897 | 18.7152 | 0.90926 | Yes | Nepean_66kV | SDF2018
| Tahmoor_Colliery | 2014 | 19.6119 | 18.15 | 7.4288 | 19.6115 | 0.92548 | 18.15 | 7.4288 | 19.6115 | 0.92548 | Yes | Nepean_66kV | SDF2018
| Tahmoor_Colliery | 2015 | 19.8146 | 17.9782 | 8.3308 | 19.8146 | 0.90732 | 17.9782 | 8.3308 | 19.8146 | 0.90732 | Yes | Nepean_66kV | SDF2018
| Tahmoor_Colliery | 2016 | 19.37 | 17.35 | 8.6125 | 19.37 | 0.89572 | 17.35 | 8.6125 | 19.37 | 0.89572 | Yes | Nepean_66kV | SDF2018
| Tahmoor_Colliery | 2017 | 19.3189 | 17.2656 | 8.6672 | 19.3189 | 0.89371 | 17.2656 | 8.6672 | 19.3189 | 0.89371 | Yes | Nepean_66kV | SDF2018
| Tahmoor_Colliery | 2018 |  | 17.2656 | 8.1551 | 19.0947 | 0.90421 | 17.2656 | 8.1551 | 19.0947 | 0.90421 | Yes | Nepean_66kV | SDF2018
| Tahmoor_Colliery | 2019 |  | 17.2656 | 8.1551 | 19.0947 | 0.90421 | 17.2656 | 8.1551 | 19.0947 | 0.90421 | Yes | Nepean_66kV | SDF2018
| Tahmoor_Colliery | 2020 |  | 17.2656 | 8.1551 | 19.0947 | 0.90421 | 17.2656 | 8.1551 | 19.0947 | 0.90421 | Yes | Nepean_66kV | SDF2018
| Tahmoor_Colliery | 2021 |  | 17.2656 | 8.1551 | 19.0947 | 0.90421 | 17.2656 | 8.1551 | 19.0947 | 0.90421 | Yes | Nepean_66kV | SDF2018
| Tahmoor_Colliery | 2022 |  | 17.2656 | 8.1551 | 19.0947 | 0.90421 | 17.2656 | 8.1551 | 19.0947 | 0.90421 | Yes | Nepean_66kV | SDF2018
| Tahmoor_Colliery | 2023 |  | 17.2656 | 8.1551 | 19.0947 | 0.90421 | 17.2656 | 8.1551 | 19.0947 | 0.90421 | Yes | Nepean_66kV | SDF2018
| Tahmoor_Colliery | 2024 |  | 17.2656 | 8.1551 | 19.0947 | 0.90421 | 17.2656 | 8.1551 | 19.0947 | 0.90421 | Yes | Nepean_66kV | SDF2018
| Tahmoor_Colliery | 2025 |  | 17.2656 | 8.1551 | 19.0947 | 0.90421 | 17.2656 | 8.1551 | 19.0947 | 0.90421 | Yes | Nepean_66kV | SDF2018
| Tahmoor_Colliery | 2026 |  | 17.2656 | 8.1551 | 19.0947 | 0.90421 | 17.2656 | 8.1551 | 19.0947 | 0.90421 | Yes | Nepean_66kV | SDF2018
| Tahmoor_Colliery | 2027 |  | 17.2656 | 8.1551 | 19.0947 | 0.90421 | 17.2656 | 8.1551 | 19.0947 | 0.90421 | Yes | Nepean_66kV | SDF2018
| Tower_Colliery | 2012 | 5.3378 | 3.9053 | 3.7641 | 5.424 | 0.72 | 3.9053 | 3.7641 | 5.424 | 0.72 | Yes | Nepean_66kV | SDF2018
| Tower_Colliery | 2013 | 6.5078 | 4.1676 | 4.9982 | 6.5078 | 0.6404 | 4.1676 | 4.9982 | 6.5078 | 0.6404 | Yes | Nepean_66kV | SDF2018
| Tower_Colliery | 2014 | 4.6367 | 3.7261 | 2.7596 | 4.6367 | 0.8036 | 3.7261 | 2.7596 | 4.6367 | 0.8036 | Yes | Nepean_66kV | SDF2018
| Tower_Colliery | 2015 | 5.187 | 4.071 | 3.2143 | 5.187 | 0.78485 | 4.071 | 3.2143 | 5.187 | 0.78485 | Yes | Nepean_66kV | SDF2018
| Tower_Colliery | 2016 | [9 empty] | Yes | Nepean_66kV | SDF2018
| Tower_Colliery | 2017 | [9 empty] | Yes | Nepean_66kV | SDF2018
| Tower_Colliery | 2018 | [9 empty] | Yes | Nepean_66kV | SDF2018
| Tower_Colliery | 2019 | [9 empty] | Yes | Nepean_66kV | SDF2018
| Tower_Colliery | 2020 | [9 empty] | Yes | Nepean_66kV | SDF2018
| Tower_Colliery | 2021 | [9 empty] | Yes | Nepean_66kV | SDF2018
| Tower_Colliery | 2022 | [9 empty] | Yes | Nepean_66kV | SDF2018
| Tower_Colliery | 2023 | [9 empty] | Yes | Nepean_66kV | SDF2018
| Tower_Colliery | 2024 | [9 empty] | Yes | Nepean_66kV | SDF2018
| Tower_Colliery | 2025 | [9 empty] | Yes | Nepean_66kV | SDF2018
| Tower_Colliery | 2026 | [9 empty] | Yes | Nepean_66kV | SDF2018
| Tower_Colliery | 2027 | [9 empty] | Yes | Nepean_66kV | SDF2018
| Westcliff_Colliery | 2012 | 23.1032 | 19.4756 | 12.4281 | 23.1032 | 0.84298 | 19.4756 | 12.4281 | 23.1032 | 0.84298 | Yes | Nepean_66kV | SDF2018
| Westcliff_Colliery | 2013 | 21.1536 | 17.2501 | 12.7867 | 21.4724 | 0.80336 | 17.2501 | 12.7867 | 21.4724 | 0.80336 | Yes | Nepean_66kV | SDF2018
| Westcliff_Colliery | 2014 | 25.0632 | 21.1864 | 13.3904 | 25.0632 | 0.84532 | 21.1864 | 13.3904 | 25.0632 | 0.84532 | Yes | Nepean_66kV | SDF2018
| Westcliff_Colliery | 2015 | 20.197 | 17.196 | 10.9973 | 20.4118 | 0.84245 | 17.196 | 10.9973 | 20.4118 | 0.84245 | Yes | Nepean_66kV | SDF2018
| Westcliff_Colliery | 2016 | [9 empty] | Yes | Nepean_66kV | SDF2018
| Westcliff_Colliery | 2017 | [9 empty] | Yes | Nepean_66kV | SDF2018
| Westcliff_Colliery | 2018 | [9 empty] | Yes | Nepean_66kV | SDF2018
| Westcliff_Colliery | 2019 | [9 empty] | Yes | Nepean_66kV | SDF2018
| Westcliff_Colliery | 2020 | [9 empty] | Yes | Nepean_66kV | SDF2018
| Westcliff_Colliery | 2021 | [9 empty] | Yes | Nepean_66kV | SDF2018
| Westcliff_Colliery | 2022 | [9 empty] | Yes | Nepean_66kV | SDF2018
| Westcliff_Colliery | 2023 | [9 empty] | Yes | Nepean_66kV | SDF2018
| Westcliff_Colliery | 2024 | [9 empty] | Yes | Nepean_66kV | SDF2018
| Westcliff_Colliery | 2025 | [9 empty] | Yes | Nepean_66kV | SDF2018
| Westcliff_Colliery | 2026 | [9 empty] | Yes | Nepean_66kV | SDF2018
| Westcliff_Colliery | 2027 | [9 empty] | Yes | Nepean_66kV | SDF2018
| Wilton | 2012 | [9 empty] | No | Nepean_66kV | SDF2018
| Wilton | 2013 | [9 empty] | No | Nepean_66kV | SDF2018
| Wilton | 2014 | 2.1608 | 2.16 | 0.060005 | 2.1608 | 0.99961 | 2.16 | 0.060005 | 2.1608 | 0.99961 | No | Nepean_66kV | SDF2018
| Wilton | 2015 | 2.281 | 2.28 | 0.067535 | 2.281 | 0.99956 | 2.28 | 0.067535 | 2.281 | 0.99956 | No | Nepean_66kV | SDF2018
| Wilton | 2016 | 3.601 | 3.54 | 0.66 | 3.601 | 0.98306 | 3.54 | 0.66 | 3.601 | 0.98306 | No | Nepean_66kV | SDF2018
| Wilton | 2017 | 2.461 | 2.46 | 0.07015 | 2.461 | 0.99959 | 2.46 | 0.07015 | 2.461 | 0.99959 | No | Nepean_66kV | SDF2018
| Wilton | 2018 |  | 2.6772 | 0.35491 | 2.7006 | 0.99133 | 2.6772 | 0.35491 | 2.7006 | 0.99133 | No | Nepean_66kV | SDF2018
| Wilton | 2019 |  | 2.8526 | 0.37817 | 2.8776 | 0.99133 | 2.8526 | 0.37817 | 2.8776 | 0.99133 | No | Nepean_66kV | SDF2018
| Wilton | 2020 |  | 3.1764 | 0.42108 | 3.2041 | 0.99133 | 3.1764 | 0.42108 | 3.2041 | 0.99133 | No | Nepean_66kV | SDF2018
| Wilton | 2021 |  | 3.8404 | 0.50912 | 3.874 | 0.99133 | 3.8404 | 0.50912 | 3.874 | 0.99133 | No | Nepean_66kV | SDF2018
| Wilton | 2022 |  | 4.8439 | 0.64214 | 4.8862 | 0.99133 | 4.8439 | 0.64214 | 4.8862 | 0.99133 | No | Nepean_66kV | SDF2018
| Wilton | 2023 |  | 6.1872 | 0.82022 | 6.2413 | 0.99133 | 6.1872 | 0.82022 | 6.2413 | 0.99133 | No | Nepean_66kV | SDF2018
| Wilton | 2024 |  | 7.8911 | 1.0461 | 7.9601 | 0.99133 | 7.8911 | 1.0461 | 7.9601 | 0.99133 | No | Nepean_66kV | SDF2018
| Wilton | 2025 |  | 9.5961 | 1.2721 | 9.6801 | 0.99133 | 9.5961 | 1.2721 | 9.6801 | 0.99133 | No | Nepean_66kV | SDF2018
| Wilton | 2026 |  | 10.9254 | 1.4484 | 11.021 | 0.99133 | 10.9254 | 1.4484 | 11.021 | 0.99133 | No | Nepean_66kV | SDF2018
| Wilton | 2027 |  | 11.874 | 1.5741 | 11.9779 | 0.99133 | 11.874 | 1.5741 | 11.9779 | 0.99133 | No | Nepean_66kV | SDF2018
| Undiversified | 2012 | 149.8046 | 155.3347 | 57.3629 | 168.1324 | 0.92388 | 146.6124 | 55.4484 | 159.1861 | 0.92101 | No | Nepean_66kV | SDF2018
| Undiversified | 2013 | 209.5485 | 196.3886 | 76.6707 | 213.7906 | 0.9186 | 183.4629 | 73.0072 | 200.3018 | 0.91593 | No | Nepean_66kV | SDF2018
| Undiversified | 2014 | 192.3941 | 200.24 | 69.6168 | 214.425 | 0.93385 | 187.3132 | 66.4804 | 201.0754 | 0.93156 | No | Nepean_66kV | SDF2018
| Undiversified | 2015 | 193.1156 | 198.0942 | 68.3874 | 211.9505 | 0.93462 | 185.1694 | 65.1868 | 198.5871 | 0.93243 | No | Nepean_66kV | SDF2018
| Undiversified | 2016 | 168.526 | 161.851 | 38.0864 | 167.3991 | 0.96686 | 149.072 | 35.6711 | 154.3461 | 0.96583 | No | Nepean_66kV | SDF2018
| Undiversified | 2017 | 190.3085 | 169.3316 | 38.0017 | 174.7831 | 0.96881 | 153.5326 | 35.045 | 158.6635 | 0.96766 | No | Nepean_66kV | SDF2018
| Undiversified | 2018 |  | 172.4588 | 45.1318 | 178.9219 | 0.96388 | 156.6598 | 41.5201 | 162.7 | 0.96287 | No | Nepean_66kV | SDF2018
| Undiversified | 2019 |  | 179.0799 | 46.5573 | 185.7 | 0.96435 | 163.2809 | 42.9457 | 169.4781 | 0.96343 | No | Nepean_66kV | SDF2018
| Undiversified | 2020 |  | 180.943 | 47.0114 | 187.6188 | 0.96442 | 165.144 | 43.3998 | 171.397 | 0.96352 | No | Nepean_66kV | SDF2018
| Undiversified | 2021 |  | 182.7438 | 47.4064 | 189.4651 | 0.96453 | 166.9448 | 43.7947 | 173.2433 | 0.96364 | No | Nepean_66kV | SDF2018
| Undiversified | 2022 |  | 184.472 | 47.7413 | 191.2286 | 0.96467 | 168.673 | 44.1297 | 175.0067 | 0.96381 | No | Nepean_66kV | SDF2018
| Undiversified | 2023 |  | 186.1731 | 48.0272 | 192.9561 | 0.96485 | 170.3741 | 44.4156 | 176.7343 | 0.96401 | No | Nepean_66kV | SDF2018
| Undiversified | 2024 |  | 187.8557 | 48.2637 | 194.6561 | 0.96506 | 172.0567 | 44.652 | 178.4342 | 0.96426 | No | Nepean_66kV | SDF2018
| Undiversified | 2025 |  | 189.3499 | 48.4493 | 196.1611 | 0.96528 | 173.5509 | 44.8377 | 179.9393 | 0.9645 | No | Nepean_66kV | SDF2018
| Undiversified | 2026 |  | 190.8218 | 48.6635 | 197.6495 | 0.96546 | 175.0228 | 45.0519 | 181.4277 | 0.9647 | No | Nepean_66kV | SDF2018
| Undiversified | 2027 |  | 191.913 | 48.8273 | 198.7539 | 0.96558 | 176.114 | 45.2156 | 182.5321 | 0.96484 | No | Nepean_66kV | SDF2018
| Diversified with 2/3 of generation | 2012 | 116.8866 | 138.576 | 2.305 | 138.5952 | 0.99986 | 130.966 | 2.1785 | 130.9841 | 0.99986 | Exclude | Nepean_66kV | SDF2018
| Diversified with 2/3 of generation | 2013 | 140.6733 | 134.79 | 46.7311 | 142.6609 | 0.94483 | 127.18 | 44.0927 | 134.6065 | 0.94483 | Exclude | Nepean_66kV | SDF2018
| Diversified with 2/3 of generation | 2014 | 147.6342 | 146.053 | 30.5642 | 149.2168 | 0.9788 | 138.443 | 28.9716 | 141.4419 | 0.9788 | Exclude | Nepean_66kV | SDF2018
| Diversified with 2/3 of generation | 2015 | 136.2576 | 135.799 | 3.0146 | 135.8325 | 0.99975 | 128.189 | 2.8456 | 128.2206 | 0.99975 | Exclude | Nepean_66kV | SDF2018
| Diversified with 2/3 of generation | 2016 | 152.6058 | 138.55 | 38.5389 | 143.8101 | 0.96342 | 131.11 | 36.4694 | 136.0876 | 0.96342 | Exclude | Nepean_66kV | SDF2018
| Diversified with 2/3 of generation | 2017 | 129.8472 | 102.637 | 16.4444 | 103.946 | 0.98741 | 93.649 | 15.0044 | 94.8434 | 0.98741 | Exclude | Nepean_66kV | SDF2018
| Diversified with 2/3 of generation | 2018 |  | 123.4628 | 25.7016 | 126.1096 | 0.97901 | 113.9308 | 23.7173 | 116.3732 | 0.97901 | Exclude | Nepean_66kV | SDF2018
| Diversified with 2/3 of generation | 2019 |  | 128.2028 | 26.6883 | 130.9512 | 0.97901 | 118.746 | 24.7197 | 121.2917 | 0.97901 | Exclude | Nepean_66kV | SDF2018
| Diversified with 2/3 of generation | 2020 |  | 129.5366 | 26.966 | 132.3137 | 0.97901 | 120.101 | 25.0018 | 122.6757 | 0.97901 | Exclude | Nepean_66kV | SDF2018
| Diversified with 2/3 of generation | 2021 |  | 130.8258 | 27.2344 | 133.6305 | 0.97901 | 121.4106 | 25.2744 | 124.0134 | 0.97901 | Exclude | Nepean_66kV | SDF2018
| Diversified with 2/3 of generation | 2022 |  | 132.063 | 27.4919 | 134.8942 | 0.97901 | 122.6674 | 25.536 | 125.2972 | 0.97901 | Exclude | Nepean_66kV | SDF2018
| Diversified with 2/3 of generation | 2023 |  | 133.2808 | 27.7455 | 136.1381 | 0.97901 | 123.9045 | 25.7936 | 126.5608 | 0.97901 | Exclude | Nepean_66kV | SDF2018
| Diversified with 2/3 of generation | 2024 |  | 134.4854 | 27.9962 | 137.3685 | 0.97901 | 125.1282 | 26.0483 | 127.8107 | 0.97901 | Exclude | Nepean_66kV | SDF2018
| Diversified with 2/3 of generation | 2025 |  | 135.5551 | 28.2189 | 138.4611 | 0.97901 | 126.2148 | 26.2745 | 128.9207 | 0.97901 | Exclude | Nepean_66kV | SDF2018
| Diversified with 2/3 of generation | 2026 |  | 136.6088 | 28.4382 | 139.5375 | 0.97901 | 127.2853 | 26.4973 | 130.0141 | 0.97901 | Exclude | Nepean_66kV | SDF2018
| Diversified with 2/3 of generation | 2027 |  | 137.39 | 28.6009 | 140.3354 | 0.97901 | 128.0789 | 26.6625 | 130.8247 | 0.97901 | Exclude | Nepean_66kV | SDF2018
| Cement_Australia | 2012 | [9 empty] | Yes | Outer_Harbour | SDF2018
| Cement_Australia | 2013 | [9 empty] | Yes | Outer_Harbour | SDF2018
| Cement_Australia | 2014 | 2.891 | 2.7465 | 0.90273 | 2.891 | 0.95 | 2.7465 | 0.90273 | 2.891 | 0.95 | Yes | Outer_Harbour | SDF2018
| Cement_Australia | 2015 | 2.996 | 2.846 | 0.93611 | 2.996 | 0.94993 | 2.846 | 0.93611 | 2.996 | 0.94993 | Yes | Outer_Harbour | SDF2018
| Cement_Australia | 2016 | 2.804 | 2.663 | 0.87798 | 2.804 | 0.94971 | 2.663 | 0.87798 | 2.804 | 0.94971 | Yes | Outer_Harbour | SDF2018
| Cement_Australia | 2017 | 9.763 | 9.26 | 3.0933 | 9.763 | 0.94848 | 9.26 | 3.0933 | 9.763 | 0.94848 | Yes | Outer_Harbour | SDF2018
| Cement_Australia | 2018 |  | 9.26 | 3.0933 | 9.763 | 0.94848 | 9.26 | 3.0933 | 9.763 | 0.94848 | Yes | Outer_Harbour | SDF2018
| Cement_Australia | 2019 |  | 9.26 | 3.0933 | 9.763 | 0.94848 | 9.26 | 3.0933 | 9.763 | 0.94848 | Yes | Outer_Harbour | SDF2018
| Cement_Australia | 2020 |  | 9.26 | 3.0933 | 9.763 | 0.94848 | 9.26 | 3.0933 | 9.763 | 0.94848 | Yes | Outer_Harbour | SDF2018
| Cement_Australia | 2021 |  | 9.26 | 3.0933 | 9.763 | 0.94848 | 9.26 | 3.0933 | 9.763 | 0.94848 | Yes | Outer_Harbour | SDF2018
| Cement_Australia | 2022 |  | 9.26 | 3.0933 | 9.763 | 0.94848 | 9.26 | 3.0933 | 9.763 | 0.94848 | Yes | Outer_Harbour | SDF2018
| Cement_Australia | 2023 |  | 9.26 | 3.0933 | 9.763 | 0.94848 | 9.26 | 3.0933 | 9.763 | 0.94848 | Yes | Outer_Harbour | SDF2018
| Cement_Australia | 2024 |  | 9.26 | 3.0933 | 9.763 | 0.94848 | 9.26 | 3.0933 | 9.763 | 0.94848 | Yes | Outer_Harbour | SDF2018
| Cement_Australia | 2025 |  | 9.26 | 3.0933 | 9.763 | 0.94848 | 9.26 | 3.0933 | 9.763 | 0.94848 | Yes | Outer_Harbour | SDF2018
| Cement_Australia | 2026 |  | 9.26 | 3.0933 | 9.763 | 0.94848 | 9.26 | 3.0933 | 9.763 | 0.94848 | Yes | Outer_Harbour | SDF2018
| Cement_Australia | 2027 |  | 9.26 | 3.0933 | 9.763 | 0.94848 | 9.26 | 3.0933 | 9.763 | 0.94848 | Yes | Outer_Harbour | SDF2018
| CRM | 2012 | 1.6959 | 1.5263 | 0.73921 | 1.6959 | 0.9 | 1.5263 | 0.73921 | 1.6959 | 0.9 | Yes | Outer_Harbour | SDF2018
| CRM | 2013 | 1.6816 | 1.5975 | 0.52507 | 1.6816 | 0.95 | 1.5975 | 0.52507 | 1.6816 | 0.95 | Yes | Outer_Harbour | SDF2018
| CRM | 2014 | 1.5221 | 1.446 | 0.47528 | 1.5221 | 0.95 | 1.446 | 0.47528 | 1.5221 | 0.95 | Yes | Outer_Harbour | SDF2018
| CRM | 2015 | 1.273 | 1.21 | 0.39551 | 1.273 | 0.95051 | 1.21 | 0.39551 | 1.273 | 0.95051 | Yes | Outer_Harbour | SDF2018
| CRM | 2016 | 1.039 | 0.605 | 0.87917 | 1.0672 | 0.56689 | 0.605 | 0.87917 | 1.0672 | 0.56689 | Yes | Outer_Harbour | SDF2018
| CRM | 2017 | 0.996 | 0.602 | 0.79348 | 0.996 | 0.60442 | 0.602 | 0.79348 | 0.996 | 0.60442 | Yes | Outer_Harbour | SDF2018
| CRM | 2018 |  | 0.602 | 0.83318 | 1.0279 | 0.58565 | 0.602 | 0.83318 | 1.0279 | 0.58565 | Yes | Outer_Harbour | SDF2018
| CRM | 2019 |  | 0.602 | 0.83318 | 1.0279 | 0.58565 | 0.602 | 0.83318 | 1.0279 | 0.58565 | Yes | Outer_Harbour | SDF2018
| CRM | 2020 |  | 0.602 | 0.83318 | 1.0279 | 0.58565 | 0.602 | 0.83318 | 1.0279 | 0.58565 | Yes | Outer_Harbour | SDF2018
| CRM | 2021 |  | 0.602 | 0.83318 | 1.0279 | 0.58565 | 0.602 | 0.83318 | 1.0279 | 0.58565 | Yes | Outer_Harbour | SDF2018
| CRM | 2022 |  | 0.602 | 0.83318 | 1.0279 | 0.58565 | 0.602 | 0.83318 | 1.0279 | 0.58565 | Yes | Outer_Harbour | SDF2018
| CRM | 2023 |  | 0.602 | 0.83318 | 1.0279 | 0.58565 | 0.602 | 0.83318 | 1.0279 | 0.58565 | Yes | Outer_Harbour | SDF2018
| CRM | 2024 |  | 0.602 | 0.83318 | 1.0279 | 0.58565 | 0.602 | 0.83318 | 1.0279 | 0.58565 | Yes | Outer_Harbour | SDF2018
| CRM | 2025 |  | 0.602 | 0.83318 | 1.0279 | 0.58565 | 0.602 | 0.83318 | 1.0279 | 0.58565 | Yes | Outer_Harbour | SDF2018
| CRM | 2026 |  | 0.602 | 0.83318 | 1.0279 | 0.58565 | 0.602 | 0.83318 | 1.0279 | 0.58565 | Yes | Outer_Harbour | SDF2018
| CRM | 2027 |  | 0.602 | 0.83318 | 1.0279 | 0.58565 | 0.602 | 0.83318 | 1.0279 | 0.58565 | Yes | Outer_Harbour | SDF2018
| Metal_Manufacturers | 2012 | 10.9503 | 9.8552 | 4.7731 | 10.9503 | 0.9 | 9.8552 | 4.7731 | 10.9503 | 0.9 | Yes | Outer_Harbour | SDF2018
| Metal_Manufacturers | 2013 | 11.3224 | 10.7562 | 3.5354 | 11.3224 | 0.95 | 10.7562 | 3.5354 | 11.3224 | 0.95 | Yes | Outer_Harbour | SDF2018
| Metal_Manufacturers | 2014 | 10.7719 | 10.2333 | 3.3635 | 10.7719 | 0.95 | 10.2333 | 3.3635 | 10.7719 | 0.95 | Yes | Outer_Harbour | SDF2018
| Metal_Manufacturers | 2015 | 7.27 | 6.906 | 2.2716 | 7.27 | 0.94993 | 6.906 | 2.2716 | 7.27 | 0.94993 | Yes | Outer_Harbour | SDF2018
| Metal_Manufacturers | 2016 | 7.413 | 7.042 | 2.3158 | 7.413 | 0.94995 | 7.042 | 2.3158 | 7.413 | 0.94995 | Yes | Outer_Harbour | SDF2018
| Metal_Manufacturers | 2017 | 4.568 | 4.34 | 1.4251 | 4.568 | 0.95009 | 4.34 | 1.4251 | 4.568 | 0.95009 | Yes | Outer_Harbour | SDF2018
| Metal_Manufacturers | 2018 |  | 4.34 | 1.4262 | 4.5683 | 0.95002 | 4.34 | 1.4262 | 4.5683 | 0.95002 | Yes | Outer_Harbour | SDF2018
| Metal_Manufacturers | 2019 |  | 4.34 | 1.4262 | 4.5683 | 0.95002 | 4.34 | 1.4262 | 4.5683 | 0.95002 | Yes | Outer_Harbour | SDF2018
| Metal_Manufacturers | 2020 |  | 4.34 | 1.4262 | 4.5683 | 0.95002 | 4.34 | 1.4262 | 4.5683 | 0.95002 | Yes | Outer_Harbour | SDF2018
| Metal_Manufacturers | 2021 |  | 4.34 | 1.4262 | 4.5683 | 0.95002 | 4.34 | 1.4262 | 4.5683 | 0.95002 | Yes | Outer_Harbour | SDF2018
| Metal_Manufacturers | 2022 |  | 4.34 | 1.4262 | 4.5683 | 0.95002 | 4.34 | 1.4262 | 4.5683 | 0.95002 | Yes | Outer_Harbour | SDF2018
| Metal_Manufacturers | 2023 |  | 4.34 | 1.4262 | 4.5683 | 0.95002 | 4.34 | 1.4262 | 4.5683 | 0.95002 | Yes | Outer_Harbour | SDF2018
| Metal_Manufacturers | 2024 |  | 4.34 | 1.4262 | 4.5683 | 0.95002 | 4.34 | 1.4262 | 4.5683 | 0.95002 | Yes | Outer_Harbour | SDF2018
| Metal_Manufacturers | 2025 |  | 4.34 | 1.4262 | 4.5683 | 0.95002 | 4.34 | 1.4262 | 4.5683 | 0.95002 | Yes | Outer_Harbour | SDF2018
| Metal_Manufacturers | 2026 |  | 4.34 | 1.4262 | 4.5683 | 0.95002 | 4.34 | 1.4262 | 4.5683 | 0.95002 | Yes | Outer_Harbour | SDF2018
| Metal_Manufacturers | 2027 |  | 4.34 | 1.4262 | 4.5683 | 0.95002 | 4.34 | 1.4262 | 4.5683 | 0.95002 | Yes | Outer_Harbour | SDF2018
| Morgan_Cement | 2012 | 6.0238 | 5.4215 | 2.6257 | 6.0238 | 0.9 | 5.4215 | 2.6257 | 6.0238 | 0.9 | Yes | Outer_Harbour | SDF2018
| Morgan_Cement | 2013 | 3.0819 | 2.9278 | 0.96234 | 3.0819 | 0.95 | 2.9278 | 0.96234 | 3.0819 | 0.95 | Yes | Outer_Harbour | SDF2018
| Morgan_Cement | 2014 | 3.769 | 3.5805 | 1.1769 | 3.769 | 0.95 | 3.5805 | 1.1769 | 3.769 | 0.95 | Yes | Outer_Harbour | SDF2018
| Morgan_Cement | 2015 | 4.725 | 4.489 | 1.4746 | 4.725 | 0.95005 | 4.489 | 1.4746 | 4.725 | 0.95005 | Yes | Outer_Harbour | SDF2018
| Morgan_Cement | 2016 | 4.581 | 4.352 | 1.4303 | 4.581 | 0.95001 | 4.352 | 1.4303 | 4.581 | 0.95001 | Yes | Outer_Harbour | SDF2018
| Morgan_Cement | 2017 | 6.825 | 6.484 | 2.1303 | 6.825 | 0.95004 | 6.484 | 2.1303 | 6.825 | 0.95004 | Yes | Outer_Harbour | SDF2018
| Morgan_Cement | 2018 |  | 6.484 | 2.1306 | 6.8251 | 0.95002 | 6.484 | 2.1306 | 6.8251 | 0.95002 | Yes | Outer_Harbour | SDF2018
| Morgan_Cement | 2019 |  | 6.484 | 2.1306 | 6.8251 | 0.95002 | 6.484 | 2.1306 | 6.8251 | 0.95002 | Yes | Outer_Harbour | SDF2018
| Morgan_Cement | 2020 |  | 6.484 | 2.1306 | 6.8251 | 0.95002 | 6.484 | 2.1306 | 6.8251 | 0.95002 | Yes | Outer_Harbour | SDF2018
| Morgan_Cement | 2021 |  | 6.484 | 2.1306 | 6.8251 | 0.95002 | 6.484 | 2.1306 | 6.8251 | 0.95002 | Yes | Outer_Harbour | SDF2018
| Morgan_Cement | 2022 |  | 6.484 | 2.1306 | 6.8251 | 0.95002 | 6.484 | 2.1306 | 6.8251 | 0.95002 | Yes | Outer_Harbour | SDF2018
| Morgan_Cement | 2023 |  | 6.484 | 2.1306 | 6.8251 | 0.95002 | 6.484 | 2.1306 | 6.8251 | 0.95002 | Yes | Outer_Harbour | SDF2018
| Morgan_Cement | 2024 |  | 6.484 | 2.1306 | 6.8251 | 0.95002 | 6.484 | 2.1306 | 6.8251 | 0.95002 | Yes | Outer_Harbour | SDF2018
| Morgan_Cement | 2025 |  | 6.484 | 2.1306 | 6.8251 | 0.95002 | 6.484 | 2.1306 | 6.8251 | 0.95002 | Yes | Outer_Harbour | SDF2018
| Morgan_Cement | 2026 |  | 6.484 | 2.1306 | 6.8251 | 0.95002 | 6.484 | 2.1306 | 6.8251 | 0.95002 | Yes | Outer_Harbour | SDF2018
| Morgan_Cement | 2027 |  | 6.484 | 2.1306 | 6.8251 | 0.95002 | 6.484 | 2.1306 | 6.8251 | 0.95002 | Yes | Outer_Harbour | SDF2018
| Port_Central | 2012 | 12.5342 | 12.1343 | 3.1405 | 12.5342 | 0.9681 | 12.1343 | 3.1405 | 12.5342 | 0.9681 | No | Outer_Harbour | SDF2018
| Port_Central | 2013 | 12.4804 | 12.1443 | 2.8767 | 12.4804 | 0.97307 | 12.1443 | 2.8767 | 12.4804 | 0.97307 | No | Outer_Harbour | SDF2018
| Port_Central | 2014 | 10.6336 | 10.453 | 1.9513 | 10.6336 | 0.98302 | 10.453 | 1.9513 | 10.6336 | 0.98302 | No | Outer_Harbour | SDF2018
| Port_Central | 2015 | 10.549 | 10.348 | 2.0495 | 10.549 | 0.98095 | 10.348 | 2.0495 | 10.549 | 0.98095 | No | Outer_Harbour | SDF2018
| Port_Central | 2016 | 12.364 | 11.121 | 5.4029 | 12.364 | 0.89947 | 11.121 | 5.4029 | 12.364 | 0.89947 | No | Outer_Harbour | SDF2018
| Port_Central | 2017 | 10.44 | 10.369 | 1.2155 | 10.44 | 0.9932 | 10.369 | 1.2155 | 10.44 | 0.9932 | No | Outer_Harbour | SDF2018
| Port_Central | 2018 |  | 10.4792 | 2.7916 | 10.8446 | 0.9663 | 10.4792 | 2.7916 | 10.8446 | 0.9663 | No | Outer_Harbour | SDF2018
| Port_Central | 2019 |  | 10.463 | 2.7873 | 10.8279 | 0.9663 | 10.463 | 2.7873 | 10.8279 | 0.9663 | No | Outer_Harbour | SDF2018
| Port_Central | 2020 |  | 10.4507 | 2.784 | 10.8151 | 0.9663 | 10.4507 | 2.784 | 10.8151 | 0.9663 | No | Outer_Harbour | SDF2018
| Port_Central | 2021 |  | 10.445 | 2.7825 | 10.8093 | 0.9663 | 10.445 | 2.7825 | 10.8093 | 0.9663 | No | Outer_Harbour | SDF2018
| Port_Central | 2022 |  | 10.4454 | 2.7826 | 10.8097 | 0.9663 | 10.4454 | 2.7826 | 10.8097 | 0.9663 | No | Outer_Harbour | SDF2018
| Port_Central | 2023 |  | 10.4479 | 2.7832 | 10.8123 | 0.9663 | 10.4479 | 2.7832 | 10.8123 | 0.9663 | No | Outer_Harbour | SDF2018
| Port_Central | 2024 |  | 10.4494 | 2.7836 | 10.8139 | 0.9663 | 10.4494 | 2.7836 | 10.8139 | 0.9663 | No | Outer_Harbour | SDF2018
| Port_Central | 2025 |  | 10.4629 | 2.7872 | 10.8278 | 0.9663 | 10.4629 | 2.7872 | 10.8278 | 0.9663 | No | Outer_Harbour | SDF2018
| Port_Central | 2026 |  | 10.5092 | 2.7996 | 10.8757 | 0.9663 | 10.5092 | 2.7996 | 10.8757 | 0.9663 | No | Outer_Harbour | SDF2018
| Port_Central | 2027 |  | 10.5555 | 2.8119 | 10.9236 | 0.9663 | 10.5555 | 2.8119 | 10.9236 | 0.9663 | No | Outer_Harbour | SDF2018
| Sydney_Trains_Port_Kembla | 2012 | 5.3911 | 4.852 | 2.3499 | 5.3911 | 0.9 | 4.852 | 2.3499 | 5.3911 | 0.9 | Yes | Outer_Harbour | SDF2018
| Sydney_Trains_Port_Kembla | 2013 | 5.2219 | 4.9608 | 1.6305 | 5.2219 | 0.95 | 4.9608 | 1.6305 | 5.2219 | 0.95 | Yes | Outer_Harbour | SDF2018
| Sydney_Trains_Port_Kembla | 2014 | 4.7304 | 4.4939 | 1.4771 | 4.7304 | 0.95 | 4.4939 | 1.4771 | 4.7304 | 0.95 | Yes | Outer_Harbour | SDF2018
| Sydney_Trains_Port_Kembla | 2015 | 5.296 | 5.031 | 1.6543 | 5.296 | 0.94996 | 5.031 | 1.6543 | 5.296 | 0.94996 | Yes | Outer_Harbour | SDF2018
| Sydney_Trains_Port_Kembla | 2016 | 4.858 | 4.813 | 0.65969 | 4.858 | 0.99074 | 4.813 | 0.65969 | 4.858 | 0.99074 | Yes | Outer_Harbour | SDF2018
| Sydney_Trains_Port_Kembla | 2017 | 5.011 | 5.002 | 0.30019 | 5.011 | 0.9982 | 5.002 | 0.30019 | 5.011 | 0.9982 | Yes | Outer_Harbour | SDF2018
| Sydney_Trains_Port_Kembla | 2018 |  | 5.002 | 1.5259 | 5.2296 | 0.95648 | 5.002 | 1.5259 | 5.2296 | 0.95648 | Yes | Outer_Harbour | SDF2018
| Sydney_Trains_Port_Kembla | 2019 |  | 5.002 | 1.5259 | 5.2296 | 0.95648 | 5.002 | 1.5259 | 5.2296 | 0.95648 | Yes | Outer_Harbour | SDF2018
| Sydney_Trains_Port_Kembla | 2020 |  | 5.002 | 1.5259 | 5.2296 | 0.95648 | 5.002 | 1.5259 | 5.2296 | 0.95648 | Yes | Outer_Harbour | SDF2018
| Sydney_Trains_Port_Kembla | 2021 |  | 5.002 | 1.5259 | 5.2296 | 0.95648 | 5.002 | 1.5259 | 5.2296 | 0.95648 | Yes | Outer_Harbour | SDF2018
| Sydney_Trains_Port_Kembla | 2022 |  | 5.002 | 1.5259 | 5.2296 | 0.95648 | 5.002 | 1.5259 | 5.2296 | 0.95648 | Yes | Outer_Harbour | SDF2018
| Sydney_Trains_Port_Kembla | 2023 |  | 5.002 | 1.5259 | 5.2296 | 0.95648 | 5.002 | 1.5259 | 5.2296 | 0.95648 | Yes | Outer_Harbour | SDF2018
| Sydney_Trains_Port_Kembla | 2024 |  | 5.002 | 1.5259 | 5.2296 | 0.95648 | 5.002 | 1.5259 | 5.2296 | 0.95648 | Yes | Outer_Harbour | SDF2018
| Sydney_Trains_Port_Kembla | 2025 |  | 5.002 | 1.5259 | 5.2296 | 0.95648 | 5.002 | 1.5259 | 5.2296 | 0.95648 | Yes | Outer_Harbour | SDF2018
| Sydney_Trains_Port_Kembla | 2026 |  | 5.002 | 1.5259 | 5.2296 | 0.95648 | 5.002 | 1.5259 | 5.2296 | 0.95648 | Yes | Outer_Harbour | SDF2018
| Sydney_Trains_Port_Kembla | 2027 |  | 5.002 | 1.5259 | 5.2296 | 0.95648 | 5.002 | 1.5259 | 5.2296 | 0.95648 | Yes | Outer_Harbour | SDF2018
| Undiversified | 2012 | 36.5953 | 33.7893 | 13.6285 | 36.5953 | 0.92333 | 33.7893 | 13.6285 | 36.5953 | 0.92333 | No | Outer_Harbour | SDF2018
| Undiversified | 2013 | 33.7882 | 32.3867 | 9.5301 | 33.7882 | 0.95852 | 32.3867 | 9.5301 | 33.7882 | 0.95852 | No | Outer_Harbour | SDF2018
| Undiversified | 2014 | 34.318 | 32.9532 | 9.3467 | 34.318 | 0.96023 | 32.9532 | 8.444 | 31.427 | 1.0486 | No | Outer_Harbour | SDF2018
| Undiversified | 2015 | 32.109 | 30.83 | 8.7816 | 32.109 | 0.96017 | 30.83 | 8.7816 | 32.109 | 0.96017 | No | Outer_Harbour | SDF2018
| Undiversified | 2016 | 33.059 | 30.596 | 11.5658 | 33.0872 | 0.92471 | 30.596 | 11.5658 | 33.0872 | 0.92471 | No | Outer_Harbour | SDF2018
| Undiversified | 2017 | 37.603 | 36.057 | 8.958 | 37.603 | 0.95889 | 36.057 | 8.958 | 37.603 | 0.95889 | No | Outer_Harbour | SDF2018
| Undiversified | 2018 |  | 36.1672 | 11.8008 | 38.2585 | 0.94534 | 36.1672 | 11.8008 | 38.2585 | 0.94534 | No | Outer_Harbour | SDF2018
| Undiversified | 2019 |  | 36.151 | 11.7965 | 38.2418 | 0.94533 | 36.151 | 11.7965 | 38.2418 | 0.94533 | No | Outer_Harbour | SDF2018
| Undiversified | 2020 |  | 36.1387 | 11.7932 | 38.229 | 0.94532 | 36.1387 | 11.7932 | 38.229 | 0.94532 | No | Outer_Harbour | SDF2018
| Undiversified | 2021 |  | 36.133 | 11.7917 | 38.2232 | 0.94532 | 36.133 | 11.7917 | 38.2232 | 0.94532 | No | Outer_Harbour | SDF2018
| Undiversified | 2022 |  | 36.1334 | 11.7918 | 38.2236 | 0.94532 | 36.1334 | 11.7918 | 38.2236 | 0.94532 | No | Outer_Harbour | SDF2018
| Undiversified | 2023 |  | 36.1359 | 11.7925 | 38.2262 | 0.94532 | 36.1359 | 11.7925 | 38.2262 | 0.94532 | No | Outer_Harbour | SDF2018
| Undiversified | 2024 |  | 36.1374 | 11.7929 | 38.2278 | 0.94532 | 36.1374 | 11.7929 | 38.2278 | 0.94532 | No | Outer_Harbour | SDF2018
| Undiversified | 2025 |  | 36.1509 | 11.7965 | 38.2417 | 0.94533 | 36.1509 | 11.7965 | 38.2417 | 0.94533 | No | Outer_Harbour | SDF2018
| Undiversified | 2026 |  | 36.1972 | 11.8088 | 38.2896 | 0.94535 | 36.1972 | 11.8088 | 38.2896 | 0.94535 | No | Outer_Harbour | SDF2018
| Undiversified | 2027 |  | 36.2435 | 11.8211 | 38.3375 | 0.94538 | 36.2435 | 11.8211 | 38.3375 | 0.94538 | No | Outer_Harbour | SDF2018
| Diversified | 2012 | 37.0143 | 35.79 | 9.4412 | 37.0143 | 0.96692 | 35.79 | 9.4412 | 37.0143 | 0.96692 | No | Outer_Harbour | SDF2018
| Diversified | 2013 | 29.3819 | 28.41 | 7.4944 | 29.3819 | 0.96692 | 28.41 | 7.4944 | 29.3819 | 0.96692 | No | Outer_Harbour | SDF2018
| Diversified | 2014 | 23.6755 | 23.58 | 2.124 | 23.6755 | 0.99597 | 23.58 | 2.124 | 23.6755 | 0.99597 | No | Outer_Harbour | SDF2018
| Diversified | 2015 | 29.961 | 29.808 | 3.024 | 29.961 | 0.99489 | 29.808 | 3.024 | 29.961 | 0.99489 | No | Outer_Harbour | SDF2018
| Diversified | 2016 | 24.4597 | 23.904 | 5.184 | 24.4597 | 0.97728 | 23.904 | 5.184 | 24.4597 | 0.97728 | No | Outer_Harbour | SDF2018
| Diversified | 2017 | 23.6543 | 23.416 | 3.3493 | 23.6543 | 0.98992 | 23.416 | 3.3493 | 23.6543 | 0.98992 | No | Outer_Harbour | SDF2018
| Diversified | 2018 |  | 30.4458 | 5.8584 | 31.0043 | 0.98199 | 30.4458 | 5.8584 | 31.0043 | 0.98199 | No | Outer_Harbour | SDF2018
| Diversified | 2019 |  | 30.4322 | 5.8558 | 30.9905 | 0.98199 | 30.4322 | 5.8558 | 30.9905 | 0.98199 | No | Outer_Harbour | SDF2018
| Diversified | 2020 |  | 30.4218 | 5.8538 | 30.9799 | 0.98199 | 30.4218 | 5.8538 | 30.9799 | 0.98199 | No | Outer_Harbour | SDF2018
| Diversified | 2021 |  | 30.4171 | 5.8529 | 30.9751 | 0.98199 | 30.4171 | 5.8529 | 30.9751 | 0.98199 | No | Outer_Harbour | SDF2018
| Diversified | 2022 |  | 30.4174 | 5.8529 | 30.9754 | 0.98199 | 30.4174 | 5.8529 | 30.9754 | 0.98199 | No | Outer_Harbour | SDF2018
| Diversified | 2023 |  | 30.4195 | 5.8534 | 30.9775 | 0.98199 | 30.4195 | 5.8534 | 30.9775 | 0.98199 | No | Outer_Harbour | SDF2018
| Diversified | 2024 |  | 30.4208 | 5.8536 | 30.9788 | 0.98199 | 30.4208 | 5.8536 | 30.9788 | 0.98199 | No | Outer_Harbour | SDF2018
| Diversified | 2025 |  | 30.4321 | 5.8558 | 30.9904 | 0.98199 | 30.4321 | 5.8558 | 30.9904 | 0.98199 | No | Outer_Harbour | SDF2018
| Diversified | 2026 |  | 30.4711 | 5.8633 | 31.03 | 0.98199 | 30.4711 | 5.8633 | 31.03 | 0.98199 | No | Outer_Harbour | SDF2018
| Diversified | 2027 |  | 30.51 | 5.8708 | 31.0697 | 0.98199 | 30.51 | 5.8708 | 31.0697 | 0.98199 | No | Outer_Harbour | SDF2018
| Cambridge_Park | 2012 | 18.9357 | 24.528 | 1.2294 | 24.5588 | 0.99875 | 22.0011 | 1.1028 | 22.0287 | 0.99875 | No | Penrith | SDF2018
| Cambridge_Park | 2013 | 23.965 | 23.963 | 1.2306 | 23.9946 | 0.99868 | 21.4359 | 1.1008 | 21.4641 | 0.99868 | No | Penrith | SDF2018
| Cambridge_Park | 2014 | 19.4987 | 21.526 | 0.58604 | 21.534 | 0.99963 | 18.9994 | 0.51725 | 19.0064 | 0.99963 | No | Penrith | SDF2018
| Cambridge_Park | 2015 | 17.027 | 20.411 | 5.7504 | 21.2056 | 0.96253 | 17.8846 | 5.0387 | 18.5808 | 0.96253 | No | Penrith | SDF2018
| Cambridge_Park | 2016 | 17.523 | 20.422 | 2.1124 | 20.531 | 0.99469 | 17.79 | 1.8402 | 17.8849 | 0.99469 | No | Penrith | SDF2018
| Cambridge_Park | 2017 | 21.781 | 19.977 | 4.6153 | 20.5032 | 0.97434 | 17.367 | 4.0123 | 17.8245 | 0.97434 | No | Penrith | SDF2018
| Cambridge_Park | 2018 |  | 20.2589 | 3.1532 | 20.5029 | 0.9881 | 17.6489 | 2.747 | 17.8614 | 0.9881 | No | Penrith | SDF2018
| Cambridge_Park | 2019 |  | 20.2364 | 3.1497 | 20.4801 | 0.9881 | 17.6264 | 2.7435 | 17.8387 | 0.9881 | No | Penrith | SDF2018
| Cambridge_Park | 2020 |  | 20.1095 | 3.1299 | 20.3516 | 0.9881 | 17.4995 | 2.7237 | 17.7102 | 0.9881 | No | Penrith | SDF2018
| Cambridge_Park | 2021 |  | 19.9932 | 3.1118 | 20.2339 | 0.9881 | 17.3832 | 2.7056 | 17.5925 | 0.9881 | No | Penrith | SDF2018
| Cambridge_Park | 2022 |  | 19.8764 | 3.0937 | 20.1157 | 0.9881 | 17.2664 | 2.6874 | 17.4743 | 0.9881 | No | Penrith | SDF2018
| Cambridge_Park | 2023 |  | 19.7647 | 3.0763 | 20.0027 | 0.9881 | 17.1547 | 2.67 | 17.3613 | 0.9881 | No | Penrith | SDF2018
| Cambridge_Park | 2024 |  | 19.6598 | 3.06 | 19.8965 | 0.9881 | 17.0498 | 2.6537 | 17.2551 | 0.9881 | No | Penrith | SDF2018
| Cambridge_Park | 2025 |  | 19.5673 | 3.0456 | 19.8029 | 0.9881 | 16.9573 | 2.6393 | 17.1615 | 0.9881 | No | Penrith | SDF2018
| Cambridge_Park | 2026 |  | 19.5329 | 3.0402 | 19.7681 | 0.9881 | 16.9229 | 2.634 | 17.1266 | 0.9881 | No | Penrith | SDF2018
| Cambridge_Park | 2027 |  | 19.4985 | 3.0348 | 19.7333 | 0.9881 | 16.8885 | 2.6286 | 17.0918 | 0.9881 | No | Penrith | SDF2018
| Cranebrook | 2012 | 35.9149 | 42.555 | 0.70396 | 42.5608 | 0.99986 | 40.7176 | 0.67356 | 40.7232 | 0.99986 | No | Penrith | SDF2018
| Cranebrook | 2013 | 39.774 | 43.855 | 2.0941 | 43.905 | 0.99886 | 42.0178 | 2.0064 | 42.0657 | 0.99886 | No | Penrith | SDF2018
| Cranebrook | 2014 | 32.7062 | 38.041 | 6.8181 | 38.6472 | 0.98432 | 36.204 | 6.4889 | 36.7809 | 0.98432 | No | Penrith | SDF2018
| Cranebrook | 2015 | 31.231 | 34.853 | 7.5005 | 35.6509 | 0.97762 | 33.0159 | 7.1051 | 33.7718 | 0.97762 | No | Penrith | SDF2018
| Cranebrook | 2016 | 29.652 | 33.832 | 4.3763 | 34.1139 | 0.99174 | 31.818 | 4.1157 | 32.0831 | 0.99174 | No | Penrith | SDF2018
| Cranebrook | 2017 | 26.481 | 27.556 | 2.6652 | 27.6846 | 0.99536 | 26.172 | 2.5314 | 26.2941 | 0.99536 | No | Penrith | SDF2018
| Cranebrook | 2018 |  | 28.6491 | 3.8057 | 28.9007 | 0.99129 | 27.2651 | 3.6219 | 27.5046 | 0.99129 | No | Penrith | SDF2018
| Cranebrook | 2019 |  | 30.637 | 4.0698 | 30.9061 | 0.99129 | 29.253 | 3.886 | 29.51 | 0.99129 | No | Penrith | SDF2018
| Cranebrook | 2020 |  | 30.5373 | 4.0566 | 30.8056 | 0.99129 | 29.1533 | 3.8727 | 29.4094 | 0.99129 | No | Penrith | SDF2018
| Cranebrook | 2021 |  | 30.4529 | 4.0454 | 30.7205 | 0.99129 | 29.0689 | 3.8615 | 29.3243 | 0.99129 | No | Penrith | SDF2018
| Cranebrook | 2022 |  | 30.3755 | 4.0351 | 30.6423 | 0.99129 | 28.9915 | 3.8512 | 29.2461 | 0.99129 | No | Penrith | SDF2018
| Cranebrook | 2023 |  | 30.304 | 4.0256 | 30.5702 | 0.99129 | 28.92 | 3.8417 | 29.1741 | 0.99129 | No | Penrith | SDF2018
| Cranebrook | 2024 |  | 30.2358 | 4.0165 | 30.5014 | 0.99129 | 28.8518 | 3.8327 | 29.1052 | 0.99129 | No | Penrith | SDF2018
| Cranebrook | 2025 |  | 30.1902 | 4.0105 | 30.4554 | 0.99129 | 28.8062 | 3.8266 | 29.0593 | 0.99129 | No | Penrith | SDF2018
| Cranebrook | 2026 |  | 30.2224 | 4.0147 | 30.4879 | 0.99129 | 28.8384 | 3.8309 | 29.0917 | 0.99129 | No | Penrith | SDF2018
| Cranebrook | 2027 |  | 30.2546 | 4.019 | 30.5203 | 0.99129 | 28.8706 | 3.8352 | 29.1242 | 0.99129 | No | Penrith | SDF2018
| Emu_Plains | 2012 | 25.444 | 30.982 | 0.54792 | 30.9868 | 0.99984 | 28.2374 | 0.49938 | 28.2418 | 0.99984 | No | Penrith | SDF2018
| Emu_Plains | 2013 | 28.4907 | 30.564 | 0.21425 | 30.5648 | 0.99998 | 27.8196 | 0.19502 | 27.8203 | 0.99998 | No | Penrith | SDF2018
| Emu_Plains | 2014 | 30.2015 | 33.399 | 0.33289 | 33.4007 | 0.99995 | 30.6542 | 0.30553 | 30.6557 | 0.99995 | No | Penrith | SDF2018
| Emu_Plains | 2015 | 31.54 | 33.041 |  | 33.041 | 1 | 30.2964 |  | 30.2964 | 1 | No | Penrith | SDF2018
| Emu_Plains | 2016 | 32.1335 | 33.097 | 3.5526 | 33.2871 | 0.99429 | 30.364 | 3.2592 | 30.5384 | 0.99429 | No | Penrith | SDF2018
| Emu_Plains | 2017 | 35.5 | 32.378 |  | 32.378 | 1 | 29.707 |  | 29.707 | 1 | No | Penrith | SDF2018
| Emu_Plains | 2018 |  | 32.2757 | 1.4375 | 32.3077 | 0.99901 | 29.6047 | 1.3185 | 29.6341 | 0.99901 | No | Penrith | SDF2018
| Emu_Plains | 2019 |  | 32.9452 | 1.4673 | 32.9779 | 0.99901 | 30.2742 | 1.3484 | 30.3043 | 0.99901 | No | Penrith | SDF2018
| Emu_Plains | 2020 |  | 32.8114 | 1.4614 | 32.8439 | 0.99901 | 30.1404 | 1.3424 | 30.1702 | 0.99901 | No | Penrith | SDF2018
| Emu_Plains | 2021 |  | 32.6944 | 1.4561 | 32.7268 | 0.99901 | 30.0234 | 1.3372 | 30.0531 | 0.99901 | No | Penrith | SDF2018
| Emu_Plains | 2022 |  | 32.5835 | 1.4512 | 32.6158 | 0.99901 | 29.9125 | 1.3322 | 29.9422 | 0.99901 | No | Penrith | SDF2018
| Emu_Plains | 2023 |  | 32.4803 | 1.4466 | 32.5125 | 0.99901 | 29.8093 | 1.3276 | 29.8388 | 0.99901 | No | Penrith | SDF2018
| Emu_Plains | 2024 |  | 32.3826 | 1.4423 | 32.4147 | 0.99901 | 29.7116 | 1.3233 | 29.741 | 0.99901 | No | Penrith | SDF2018
| Emu_Plains | 2025 |  | 32.3103 | 1.439 | 32.3423 | 0.99901 | 29.6393 | 1.3201 | 29.6687 | 0.99901 | No | Penrith | SDF2018
| Emu_Plains | 2026 |  | 32.3363 | 1.4402 | 32.3683 | 0.99901 | 29.6653 | 1.3212 | 29.6947 | 0.99901 | No | Penrith | SDF2018
| Emu_Plains | 2027 |  | 32.3622 | 1.4413 | 32.3943 | 0.99901 | 29.6912 | 1.3224 | 29.7207 | 0.99901 | No | Penrith | SDF2018
| Jordan_Springs | 2012 | [9 empty] | No | Penrith | SDF2018
| Jordan_Springs | 2013 | 6.4198 | 5.7778 | 2.7983 | 6.4198 | 0.9 | 5.7778 | 2.7983 | 6.4198 | 0.9 | No | Penrith | SDF2018
| Jordan_Springs | 2014 | 10.376 | 9.388 | 4.5468 | 10.4311 | 0.9 | 9.388 | 4.5468 | 10.4311 | 0.9 | No | Penrith | SDF2018
| Jordan_Springs | 2015 | 13.005 | 12.7 | 2.8 | 13.005 | 0.97655 | 12.7 | 2.8 | 13.005 | 0.97655 | No | Penrith | SDF2018
| Jordan_Springs | 2016 | 18.397 | 18 | 3.8013 | 18.397 | 0.97842 | 18 | 3.8013 | 18.397 | 0.97842 | No | Penrith | SDF2018
| Jordan_Springs | 2017 | 23.398 | 22.9 | 4.8017 | 23.398 | 0.97872 | 22.9 | 4.8017 | 23.398 | 0.97872 | No | Penrith | SDF2018
| Jordan_Springs | 2018 |  | 24.8574 | 12.039 | 27.6193 | 0.9 | 24.8574 | 12.039 | 27.6193 | 0.9 | No | Penrith | SDF2018
| Jordan_Springs | 2019 |  | 25.5799 | 12.3889 | 28.4221 | 0.9 | 25.5799 | 12.3889 | 28.4221 | 0.9 | No | Penrith | SDF2018
| Jordan_Springs | 2020 |  | 25.6026 | 12.3999 | 28.4473 | 0.9 | 25.6026 | 12.3999 | 28.4473 | 0.9 | No | Penrith | SDF2018
| Jordan_Springs | 2021 |  | 25.5187 | 12.3593 | 28.3541 | 0.9 | 25.5187 | 12.3593 | 28.3541 | 0.9 | No | Penrith | SDF2018
| Jordan_Springs | 2022 |  | 25.4347 | 12.3186 | 28.2608 | 0.9 | 25.4347 | 12.3186 | 28.2608 | 0.9 | No | Penrith | SDF2018
| Jordan_Springs | 2023 |  | 25.3546 | 12.2798 | 28.1718 | 0.9 | 25.3546 | 12.2798 | 28.1718 | 0.9 | No | Penrith | SDF2018
| Jordan_Springs | 2024 |  | 25.2794 | 12.2434 | 28.0883 | 0.9 | 25.2794 | 12.2434 | 28.0883 | 0.9 | No | Penrith | SDF2018
| Jordan_Springs | 2025 |  | 25.2138 | 12.2116 | 28.0154 | 0.9 | 25.2138 | 12.2116 | 28.0154 | 0.9 | No | Penrith | SDF2018
| Jordan_Springs | 2026 |  | 25.1939 | 12.202 | 27.9933 | 0.9 | 25.1939 | 12.202 | 27.9933 | 0.9 | No | Penrith | SDF2018
| Jordan_Springs | 2027 |  | 25.174 | 12.1923 | 27.9711 | 0.9 | 25.174 | 12.1923 | 27.9711 | 0.9 | No | Penrith | SDF2018
| Kingswood | 2012 | 44.04 | 55.546 | 15.9175 | 57.7817 | 0.96131 | 51.2076 | 14.6743 | 53.2687 | 0.96131 | No | Penrith | SDF2018
| Kingswood | 2013 | 57.755 | 55.026 | 17.7294 | 57.8117 | 0.95181 | 50.6872 | 16.3314 | 53.2532 | 0.95181 | No | Penrith | SDF2018
| Kingswood | 2014 | 40.6177 | 49.412 | 17.0835 | 52.2818 | 0.94511 | 45.0731 | 15.5834 | 47.6909 | 0.94511 | No | Penrith | SDF2018
| Kingswood | 2015 | 41.525 | 49.568 | 17.4044 | 52.5347 | 0.94353 | 45.2296 | 15.8811 | 47.9367 | 0.94353 | No | Penrith | SDF2018
| Kingswood | 2016 | 45.773 | 50.229 | 16.0308 | 52.7251 | 0.95266 | 46.226 | 14.7532 | 48.5232 | 0.95266 | No | Penrith | SDF2018
| Kingswood | 2017 | 46.952 | 45.525 | 14.5898 | 47.8057 | 0.95229 | 41.692 | 13.3614 | 43.7807 | 0.95229 | No | Penrith | SDF2018
| Kingswood | 2018 |  | 46.6813 | 15.1574 | 49.0804 | 0.95112 | 42.8483 | 13.9128 | 45.0504 | 0.95112 | No | Penrith | SDF2018
| Kingswood | 2019 |  | 47.0176 | 15.2666 | 49.4341 | 0.95112 | 43.1846 | 14.022 | 45.4041 | 0.95112 | No | Penrith | SDF2018
| Kingswood | 2020 |  | 49.6149 | 16.1099 | 52.1648 | 0.95112 | 45.7819 | 14.8654 | 48.1348 | 0.95112 | No | Penrith | SDF2018
| Kingswood | 2021 |  | 49.4821 | 16.0668 | 52.0252 | 0.95112 | 45.6491 | 14.8223 | 47.9952 | 0.95112 | No | Penrith | SDF2018
| Kingswood | 2022 |  | 49.364 | 16.0285 | 51.9011 | 0.95112 | 45.531 | 14.7839 | 47.8711 | 0.95112 | No | Penrith | SDF2018
| Kingswood | 2023 |  | 49.2566 | 15.9936 | 51.7881 | 0.95112 | 45.4236 | 14.749 | 47.7581 | 0.95112 | No | Penrith | SDF2018
| Kingswood | 2024 |  | 49.1534 | 15.9601 | 51.6796 | 0.95112 | 45.3204 | 14.7155 | 47.6496 | 0.95112 | No | Penrith | SDF2018
| Kingswood | 2025 |  | 49.093 | 15.9405 | 51.6161 | 0.95112 | 45.26 | 14.6959 | 47.5861 | 0.95112 | No | Penrith | SDF2018
| Kingswood | 2026 |  | 49.1731 | 15.9665 | 51.7003 | 0.95112 | 45.3401 | 14.7219 | 47.6703 | 0.95112 | No | Penrith | SDF2018
| Kingswood | 2027 |  | 49.2532 | 15.9925 | 51.7845 | 0.95112 | 45.4202 | 14.7479 | 47.7545 | 0.95112 | No | Penrith | SDF2018
| Test_Australia | 2012 | 0.2948 | 0.2316 | 0.1824 | 0.2948 | 0.78561 | 0.2316 | 0.1824 | 0.2948 | 0.78561 | Yes | Penrith | SDF2018
| Test_Australia | 2013 | 0.31682 | 0.2556 | 0.1872 | 0.31682 | 0.80677 | 0.2556 | 0.1872 | 0.31682 | 0.80677 | Yes | Penrith | SDF2018
| Test_Australia | 2014 | 0.31436 | 0.2544 | 0.21263 | 0.33156 | 0.76728 | 0.2544 | 0.21263 | 0.33156 | 0.76728 | Yes | Penrith | SDF2018
| Test_Australia | 2015 | 0.282 | 0.226 | 0.16867 | 0.282 | 0.80142 | 0.226 | 0.16867 | 0.282 | 0.80142 | Yes | Penrith | SDF2018
| Test_Australia | 2016 | 0.327 | 0.275 | 0.20537 | 0.34323 | 0.80122 | 0.275 | 0.20537 | 0.34323 | 0.80122 | Yes | Penrith | SDF2018
| Test_Australia | 2017 | 0.323 | 0.28 | 0.16102 | 0.323 | 0.86687 | 0.28 | 0.16102 | 0.323 | 0.86687 | Yes | Penrith | SDF2018
| Test_Australia | 2018 | [9 empty] | Yes | Penrith | SDF2018
| Test_Australia | 2019 | [9 empty] | Yes | Penrith | SDF2018
| Test_Australia | 2020 | [9 empty] | Yes | Penrith | SDF2018
| Test_Australia | 2021 | [9 empty] | Yes | Penrith | SDF2018
| Test_Australia | 2022 | [9 empty] | Yes | Penrith | SDF2018
| Test_Australia | 2023 | [9 empty] | Yes | Penrith | SDF2018
| Test_Australia | 2024 | [9 empty] | Yes | Penrith | SDF2018
| Test_Australia | 2025 | [9 empty] | Yes | Penrith | SDF2018
| Test_Australia | 2026 | [9 empty] | Yes | Penrith | SDF2018
| Test_Australia | 2027 | [9 empty] | Yes | Penrith | SDF2018
| Undiversified | 2012 | 124.6294 | 153.8426 | 18.5812 | 156.183 | 0.98502 | 142.3953 | 17.1324 | 144.5572 | 0.98504 | No | Penrith | SDF2018
| Undiversified | 2013 | 156.7213 | 159.4414 | 24.2538 | 163.0126 | 0.97809 | 147.9939 | 19.8208 | 144.9202 | 1.0212 | No | Penrith | SDF2018
| Undiversified | 2014 | 133.7145 | 152.0204 | 29.58 | 156.6263 | 0.97059 | 140.5731 | 27.6545 | 144.8967 | 0.97016 | No | Penrith | SDF2018
| Undiversified | 2015 | 134.61 | 150.799 | 33.6239 | 155.7192 | 0.9684 | 139.3525 | 30.9935 | 143.8727 | 0.96858 | No | Penrith | SDF2018
| Undiversified | 2016 | 143.8055 | 155.855 | 30.0787 | 159.3973 | 0.97778 | 144.473 | 27.975 | 147.7699 | 0.97769 | No | Penrith | SDF2018
| Undiversified | 2017 | 154.435 | 148.616 | 26.833 | 152.0925 | 0.97714 | 138.118 | 24.8678 | 141.3273 | 0.97729 | No | Penrith | SDF2018
| Undiversified | 2018 |  | 152.7224 | 35.5928 | 158.4111 | 0.96409 | 142.2244 | 33.6392 | 147.6698 | 0.96312 | No | Penrith | SDF2018
| Undiversified | 2019 |  | 156.4162 | 36.3424 | 162.2203 | 0.96422 | 145.9182 | 34.3887 | 151.4791 | 0.96329 | No | Penrith | SDF2018
| Undiversified | 2020 |  | 158.6756 | 37.1577 | 164.6132 | 0.96393 | 148.1776 | 35.2041 | 153.872 | 0.96299 | No | Penrith | SDF2018
| Undiversified | 2021 |  | 158.1412 | 37.0394 | 164.0604 | 0.96392 | 147.6432 | 35.0858 | 153.3192 | 0.96298 | No | Penrith | SDF2018
| Undiversified | 2022 |  | 157.6341 | 36.927 | 163.5357 | 0.96391 | 147.1361 | 34.9734 | 152.7945 | 0.96297 | No | Penrith | SDF2018
| Undiversified | 2023 |  | 157.1603 | 36.8219 | 163.0454 | 0.96391 | 146.6623 | 34.8683 | 152.3041 | 0.96296 | No | Penrith | SDF2018
| Undiversified | 2024 |  | 156.7109 | 36.7222 | 162.5804 | 0.9639 | 146.2129 | 34.7686 | 151.8392 | 0.96295 | No | Penrith | SDF2018
| Undiversified | 2025 |  | 156.3746 | 36.6472 | 162.2321 | 0.96389 | 145.8766 | 34.6935 | 151.4908 | 0.96294 | No | Penrith | SDF2018
| Undiversified | 2026 |  | 156.4585 | 36.6636 | 162.3178 | 0.9639 | 145.9605 | 34.71 | 151.5766 | 0.96295 | No | Penrith | SDF2018
| Undiversified | 2027 |  | 156.5425 | 36.68 | 162.4036 | 0.96391 | 146.0445 | 34.7264 | 151.6623 | 0.96296 | No | Penrith | SDF2018
| Diversified | 2012 | 107.4049 | 115.707 | 39.3227 | 122.2063 | 0.94682 | 106.406 | 36.1618 | 112.3829 | 0.94682 | No | Penrith | SDF2018
| Diversified | 2013 | 135.6356 | 120.137 | 5.3767 | 120.2573 | 0.999 | 110.836 | 4.9605 | 110.9469 | 0.999 | No | Penrith | SDF2018
| Diversified | 2014 | 105.3902 | 119.684 | 4.32 | 119.7619 | 0.99935 | 110.383 | 3.9843 | 110.4549 | 0.99935 | No | Penrith | SDF2018
| Diversified | 2015 | 81.0766 | 102.515 | 36.1409 | 108.6991 | 0.94311 | 93.214 | 32.8619 | 98.837 | 0.94311 | No | Penrith | SDF2018
| Diversified | 2016 | 132.2957 | 127.35 | 41.8578 | 134.0526 | 0.95 | 117.37 | 38.5775 | 123.5473 | 0.95 | No | Penrith | SDF2018
| Diversified | 2017 | 148.9165 | 130.042 | 41.587 | 136.5299 | 0.95248 | 120.536 | 38.547 | 126.5496 | 0.95248 | No | Penrith | SDF2018
| Diversified | 2018 |  | 133.2813 | 42.623 | 139.9308 | 0.95248 | 124.1197 | 39.6931 | 130.312 | 0.95248 | No | Penrith | SDF2018
| Diversified | 2019 |  | 136.5049 | 43.6539 | 143.3152 | 0.95248 | 127.3433 | 40.724 | 133.6965 | 0.95248 | No | Penrith | SDF2018
| Diversified | 2020 |  | 138.4767 | 44.2844 | 145.3854 | 0.95248 | 129.3151 | 41.3546 | 135.7667 | 0.95248 | No | Penrith | SDF2018
| Diversified | 2021 |  | 138.0103 | 44.1353 | 144.8957 | 0.95248 | 128.8487 | 41.2054 | 135.277 | 0.95248 | No | Penrith | SDF2018
| Diversified | 2022 |  | 137.5678 | 43.9938 | 144.4311 | 0.95248 | 128.4061 | 41.0639 | 134.8124 | 0.95248 | No | Penrith | SDF2018
| Diversified | 2023 |  | 137.1543 | 43.8615 | 143.997 | 0.95248 | 127.9926 | 40.9317 | 134.3782 | 0.95248 | No | Penrith | SDF2018
| Diversified | 2024 |  | 136.7621 | 43.7361 | 143.5853 | 0.95248 | 127.6005 | 40.8062 | 133.9665 | 0.95248 | No | Penrith | SDF2018
| Diversified | 2025 |  | 136.4686 | 43.6422 | 143.2771 | 0.95248 | 127.3069 | 40.7124 | 133.6584 | 0.95248 | No | Penrith | SDF2018
| Diversified | 2026 |  | 136.5419 | 43.6657 | 143.354 | 0.95248 | 127.3802 | 40.7358 | 133.7353 | 0.95248 | No | Penrith | SDF2018
| Diversified | 2027 |  | 136.6151 | 43.6891 | 143.4309 | 0.95248 | 127.4535 | 40.7592 | 133.8122 | 0.95248 | No | Penrith | SDF2018
| Glenmore_Park | 2012 | 29.8041 | 40.788 | 9.7959 | 41.9478 | 0.97235 | 37.4329 | 8.9901 | 38.4973 | 0.97235 | No | Regentville | SDF2018
| Glenmore_Park | 2013 | 38.3404 | 40.581 | 10.6706 | 41.9604 | 0.96713 | 37.2259 | 9.7884 | 38.4913 | 0.96713 | No | Regentville | SDF2018
| Glenmore_Park | 2014 | 36.8905 | 41.537 | 10.0801 | 42.7426 | 0.97179 | 38.1817 | 9.2659 | 39.2899 | 0.97179 | No | Regentville | SDF2018
| Glenmore_Park | 2015 | 36.601 | 41.18 | 9.3101 | 42.2193 | 0.97538 | 37.824 | 8.5513 | 38.7786 | 0.97538 | No | Regentville | SDF2018
| Glenmore_Park | 2016 | 38.326 | 42.699 | 8.8408 | 43.6046 | 0.97923 | 39.116 | 8.0989 | 39.9456 | 0.97923 | No | Regentville | SDF2018
| Glenmore_Park | 2017 | 44.814 | 40.582 | 8.7827 | 41.5215 | 0.97737 | 36.46 | 7.8906 | 37.3041 | 0.97737 | No | Regentville | SDF2018
| Glenmore_Park | 2018 |  | 41.2315 | 8.9233 | 42.186 | 0.97737 | 37.1095 | 8.0312 | 37.9686 | 0.97737 | No | Regentville | SDF2018
| Glenmore_Park | 2019 |  | 41.4095 | 8.9618 | 42.3681 | 0.97737 | 37.2875 | 8.0697 | 38.1507 | 0.97737 | No | Regentville | SDF2018
| Glenmore_Park | 2020 |  | 42.7575 | 9.2535 | 43.7474 | 0.97737 | 38.6355 | 8.3615 | 39.5299 | 0.97737 | No | Regentville | SDF2018
| Glenmore_Park | 2021 |  | 42.5637 | 9.2116 | 43.5491 | 0.97737 | 38.4417 | 8.3195 | 39.3316 | 0.97737 | No | Regentville | SDF2018
| Glenmore_Park | 2022 |  | 42.3732 | 9.1704 | 43.3542 | 0.97737 | 38.2512 | 8.2783 | 39.1368 | 0.97737 | No | Regentville | SDF2018
| Glenmore_Park | 2023 |  | 42.1927 | 9.1313 | 43.1695 | 0.97737 | 38.0707 | 8.2392 | 38.9521 | 0.97737 | No | Regentville | SDF2018
| Glenmore_Park | 2024 |  | 42.0225 | 9.0945 | 42.9954 | 0.97737 | 37.9005 | 8.2024 | 38.7779 | 0.97737 | No | Regentville | SDF2018
| Glenmore_Park | 2025 |  | 41.8809 | 9.0638 | 42.8505 | 0.97737 | 37.7589 | 8.1718 | 38.633 | 0.97737 | No | Regentville | SDF2018
| Glenmore_Park | 2026 |  | 41.8577 | 9.0588 | 42.8268 | 0.97737 | 37.7357 | 8.1667 | 38.6093 | 0.97737 | No | Regentville | SDF2018
| Glenmore_Park | 2027 |  | 41.8346 | 9.0538 | 42.8031 | 0.97737 | 37.7126 | 8.1617 | 38.5856 | 0.97737 | No | Regentville | SDF2018
| Luddenham | 2012 | 6.7287 | 8.388 | 3.6746 | 9.1576 | 0.91596 | 7.5839 | 3.3224 | 8.2797 | 0.91596 | No | Regentville | SDF2018
| Luddenham | 2013 | 8.8552 | 8.337 | 3.6831 | 9.1143 | 0.91471 | 7.5336 | 3.3282 | 8.236 | 0.91471 | No | Regentville | SDF2018
| Luddenham | 2014 | 8.6242 | 8.553 | 3.8344 | 9.3732 | 0.9125 | 7.7489 | 3.4739 | 8.492 | 0.9125 | No | Regentville | SDF2018
| Luddenham | 2015 | 8.779 | 8.434 | 3.7125 | 9.2149 | 0.91525 | 7.63 | 3.3586 | 8.3365 | 0.91525 | No | Regentville | SDF2018
| Luddenham | 2016 | 12.079 | 8.924 | 3.727 | 9.671 | 0.92276 | 8.073 | 3.3716 | 8.7488 | 0.92276 | No | Regentville | SDF2018
| Luddenham | 2017 | 10.855 | 8.779 | 3.5735 | 9.4784 | 0.92621 | 7.873 | 3.2047 | 8.5002 | 0.92621 | No | Regentville | SDF2018
| Luddenham | 2018 |  | 8.8749 | 3.6125 | 9.5819 | 0.92621 | 7.9689 | 3.2437 | 8.6037 | 0.92621 | No | Regentville | SDF2018
| Luddenham | 2019 |  | 13.0197 | 5.2996 | 14.057 | 0.92621 | 12.1137 | 4.9308 | 13.0788 | 0.92621 | No | Regentville | SDF2018
| Luddenham | 2020 |  | 14.6595 | 5.9671 | 15.8274 | 0.92621 | 13.7535 | 5.5983 | 14.8492 | 0.92621 | No | Regentville | SDF2018
| Luddenham | 2021 |  | 14.6059 | 5.9453 | 15.7696 | 0.92621 | 13.6999 | 5.5765 | 14.7914 | 0.92621 | No | Regentville | SDF2018
| Luddenham | 2022 |  | 14.5522 | 5.9234 | 15.7116 | 0.92621 | 13.6462 | 5.5546 | 14.7334 | 0.92621 | No | Regentville | SDF2018
| Luddenham | 2023 |  | 14.5009 | 5.9025 | 15.6561 | 0.92621 | 13.5949 | 5.5337 | 14.678 | 0.92621 | No | Regentville | SDF2018
| Luddenham | 2024 |  | 14.4527 | 5.8829 | 15.6041 | 0.92621 | 13.5467 | 5.5141 | 14.6259 | 0.92621 | No | Regentville | SDF2018
| Luddenham | 2025 |  | 14.4102 | 5.8656 | 15.5583 | 0.92621 | 13.5042 | 5.4968 | 14.5801 | 0.92621 | No | Regentville | SDF2018
| Luddenham | 2026 |  | 14.3953 | 5.8596 | 15.5422 | 0.92621 | 13.4893 | 5.4908 | 14.564 | 0.92621 | No | Regentville | SDF2018
| Luddenham | 2027 |  | 14.3804 | 5.8535 | 15.5261 | 0.92621 | 13.4744 | 5.4847 | 14.548 | 0.92621 | No | Regentville | SDF2018
| North_Warragamba | 2012 | 7.524 | 9.26 | 4.0261 | 10.0974 | 0.91707 | 8.2105 | 3.5698 | 8.953 | 0.91707 | No | Regentville | SDF2018
| North_Warragamba | 2013 | 9.5171 | 9.143 | 3.8826 | 9.9332 | 0.92044 | 8.0938 | 3.4371 | 8.7934 | 0.92044 | No | Regentville | SDF2018
| North_Warragamba | 2014 | 9.1749 | 9.22 | 3.4924 | 9.8593 | 0.93516 | 8.1706 | 3.0949 | 8.7371 | 0.93516 | No | Regentville | SDF2018
| North_Warragamba | 2015 | 8.463 | 9.283 | 3.6015 | 9.9572 | 0.93229 | 8.2338 | 3.1945 | 8.8318 | 0.93229 | No | Regentville | SDF2018
| North_Warragamba | 2016 | 10.54 | 9.732 | 1.6022 | 9.863 | 0.98672 | 8.77 | 1.4438 | 8.8881 | 0.98672 | No | Regentville | SDF2018
| North_Warragamba | 2017 | 11.983 | 10.315 | 3.7553 | 10.9773 | 0.93966 | 9.468 | 3.447 | 10.0759 | 0.93966 | No | Regentville | SDF2018
| North_Warragamba | 2018 |  | 10.2662 | 4.4351 | 11.1832 | 0.918 | 9.4192 | 4.0691 | 10.2606 | 0.918 | No | Regentville | SDF2018
| North_Warragamba | 2019 |  | 10.2152 | 4.413 | 11.1277 | 0.918 | 9.3682 | 4.0471 | 10.205 | 0.918 | No | Regentville | SDF2018
| North_Warragamba | 2020 |  | 10.1609 | 4.3896 | 11.0685 | 0.918 | 9.3139 | 4.0237 | 10.1459 | 0.918 | No | Regentville | SDF2018
| North_Warragamba | 2021 |  | 10.1117 | 4.3683 | 11.0149 | 0.918 | 9.2647 | 4.0024 | 10.0922 | 0.918 | No | Regentville | SDF2018
| North_Warragamba | 2022 |  | 10.0629 | 4.3472 | 10.9618 | 0.918 | 9.2159 | 3.9813 | 10.0391 | 0.918 | No | Regentville | SDF2018
| North_Warragamba | 2023 |  | 10.0167 | 4.3273 | 10.9115 | 0.918 | 9.1697 | 3.9614 | 9.9888 | 0.918 | No | Regentville | SDF2018
| North_Warragamba | 2024 |  | 9.9733 | 4.3085 | 10.8641 | 0.918 | 9.1263 | 3.9426 | 9.9415 | 0.918 | No | Regentville | SDF2018
| North_Warragamba | 2025 |  | 9.9366 | 4.2927 | 10.8242 | 0.918 | 9.0896 | 3.9268 | 9.9016 | 0.918 | No | Regentville | SDF2018
| North_Warragamba | 2026 |  | 9.9306 | 4.2901 | 10.8177 | 0.918 | 9.0836 | 3.9242 | 9.895 | 0.918 | No | Regentville | SDF2018
| North_Warragamba | 2027 |  | 9.9246 | 4.2875 | 10.8111 | 0.918 | 9.0776 | 3.9216 | 9.8885 | 0.918 | No | Regentville | SDF2018
| Penrith_11kv | 2012 | 45.1494 | 48.975 | 9.3286 | 49.8555 | 0.98234 | 46.4011 | 8.8383 | 47.2353 | 0.98234 | No | Regentville | SDF2018
| Penrith_11kv | 2013 | 47.1586 | 48.217 | 8.3682 | 48.9378 | 0.98527 | 45.643 | 7.9215 | 46.3253 | 0.98527 | No | Regentville | SDF2018
| Penrith_11kv | 2014 | 42.8573 | 46.417 | 12.9536 | 48.1906 | 0.9632 | 43.8428 | 12.2352 | 45.518 | 0.9632 | No | Regentville | SDF2018
| Penrith_11kv | 2015 | 42.13 | 46.176 | 5.2922 | 46.4783 | 0.9935 | 43.6023 | 4.9972 | 43.8877 | 0.9935 | No | Regentville | SDF2018
| Penrith_11kv | 2016 | 46.1555 | 45.993 | 16.9111 | 49.0035 | 0.93857 | 43.379 | 15.95 | 46.2184 | 0.93857 | No | Regentville | SDF2018
| Penrith_11kv | 2017 | 46.726 | 44.466 | 12.5471 | 46.2023 | 0.96242 | 42.07 | 11.871 | 43.7128 | 0.96242 | No | Regentville | SDF2018
| Penrith_11kv | 2018 |  | 48.7542 | 12.0299 | 50.2165 | 0.97088 | 46.3582 | 11.4387 | 47.7486 | 0.97088 | No | Regentville | SDF2018
| Penrith_11kv | 2019 |  | 55.5909 | 13.7168 | 57.2582 | 0.97088 | 53.1949 | 13.1256 | 54.7904 | 0.97088 | No | Regentville | SDF2018
| Penrith_11kv | 2020 |  | 56.8764 | 14.034 | 58.5823 | 0.97088 | 54.4804 | 13.4428 | 56.1144 | 0.97088 | No | Regentville | SDF2018
| Penrith_11kv | 2021 |  | 62.0721 | 15.316 | 63.9337 | 0.97088 | 59.6761 | 14.7248 | 61.4659 | 0.97088 | No | Regentville | SDF2018
| Penrith_11kv | 2022 |  | 70.4745 | 17.3893 | 72.5882 | 0.97088 | 68.0785 | 16.7981 | 70.1203 | 0.97088 | No | Regentville | SDF2018
| Penrith_11kv | 2023 |  | 70.4981 | 17.3951 | 72.6124 | 0.97088 | 68.1021 | 16.8039 | 70.1446 | 0.97088 | No | Regentville | SDF2018
| Penrith_11kv | 2024 |  | 70.5161 | 17.3996 | 72.631 | 0.97088 | 68.1201 | 16.8084 | 70.1631 | 0.97088 | No | Regentville | SDF2018
| Penrith_11kv | 2025 |  | 70.5887 | 17.4175 | 72.7057 | 0.97088 | 68.1927 | 16.8263 | 70.2379 | 0.97088 | No | Regentville | SDF2018
| Penrith_11kv | 2026 |  | 70.8084 | 17.4717 | 72.9321 | 0.97088 | 68.4124 | 16.8805 | 70.4643 | 0.97088 | No | Regentville | SDF2018
| Penrith_11kv | 2027 |  | 71.0282 | 17.5259 | 73.1585 | 0.97088 | 68.6322 | 16.9347 | 70.6907 | 0.97088 | No | Regentville | SDF2018
| Undiversified | 2012 | 89.2061 | 107.411 | 26.8252 | 111.0583 | 0.96716 | 99.6284 | 24.7206 | 102.9654 | 0.96759 | No | Regentville | SDF2018
| Undiversified | 2013 | 103.8714 | 106.278 | 26.6045 | 109.9458 | 0.96664 | 98.4963 | 24.4751 | 101.846 | 0.96711 | No | Regentville | SDF2018
| Undiversified | 2014 | 97.547 | 105.727 | 30.3605 | 110.1657 | 0.95971 | 97.944 | 28.0699 | 102.037 | 0.95989 | No | Regentville | SDF2018
| Undiversified | 2015 | 95.973 | 105.073 | 21.9163 | 107.8697 | 0.97407 | 97.2901 | 20.1017 | 99.8346 | 0.97451 | No | Regentville | SDF2018
| Undiversified | 2016 | 107.1005 | 107.348 | 31.0811 | 112.1421 | 0.95725 | 99.338 | 28.8643 | 103.8008 | 0.95701 | No | Regentville | SDF2018
| Undiversified | 2017 | 114.378 | 104.142 | 28.6586 | 108.1796 | 0.96268 | 95.871 | 26.4133 | 99.593 | 0.96263 | No | Regentville | SDF2018
| Undiversified | 2018 |  | 109.1268 | 29.0007 | 113.1677 | 0.96429 | 100.8558 | 26.7828 | 104.5815 | 0.96437 | No | Regentville | SDF2018
| Undiversified | 2019 |  | 120.2353 | 32.3913 | 124.811 | 0.96334 | 111.9643 | 30.1733 | 116.2249 | 0.96334 | No | Regentville | SDF2018
| Undiversified | 2020 |  | 124.4543 | 33.6442 | 129.2256 | 0.96308 | 116.1833 | 31.4262 | 120.6394 | 0.96306 | No | Regentville | SDF2018
| Undiversified | 2021 |  | 129.3534 | 34.8412 | 134.2673 | 0.9634 | 121.0824 | 32.6232 | 125.6811 | 0.96341 | No | Regentville | SDF2018
| Undiversified | 2022 |  | 137.4629 | 36.8303 | 142.6157 | 0.96387 | 129.1919 | 34.6124 | 134.0296 | 0.96391 | No | Regentville | SDF2018
| Undiversified | 2023 |  | 137.2084 | 36.7562 | 142.3496 | 0.96388 | 128.9374 | 34.5383 | 133.7634 | 0.96392 | No | Regentville | SDF2018
| Undiversified | 2024 |  | 136.9645 | 36.6854 | 142.0946 | 0.9639 | 128.6935 | 34.4675 | 133.5085 | 0.96394 | No | Regentville | SDF2018
| Undiversified | 2025 |  | 136.8164 | 36.6396 | 141.9387 | 0.96391 | 128.5454 | 34.4216 | 133.3526 | 0.96395 | No | Regentville | SDF2018
| Undiversified | 2026 |  | 136.9921 | 36.6802 | 142.1188 | 0.96393 | 128.7211 | 34.4622 | 133.5327 | 0.96397 | No | Regentville | SDF2018
| Undiversified | 2027 |  | 137.1679 | 36.7207 | 142.2989 | 0.96394 | 128.8969 | 34.5028 | 133.7127 | 0.96398 | No | Regentville | SDF2018
| APM | 2012 | 2.7875 | 2.6836 | 0.75388 | 2.7875 | 0.96273 | 2.6836 | 0.75388 | 2.7875 | 0.96273 | Yes | Shoalhaven | SDF2018
| APM | 2013 | 2.7701 | 2.6898 | 0.66241 | 2.7701 | 0.97099 | 2.6898 | 0.66241 | 2.7701 | 0.97099 | Yes | Shoalhaven | SDF2018
| APM | 2014 | 2.7211 | 2.6529 | 0.64548 | 2.7303 | 0.97165 | 2.6529 | 0.64548 | 2.7303 | 0.97165 | Yes | Shoalhaven | SDF2018
| APM | 2015 | 2.748 | 2.634 | 0.78329 | 2.748 | 0.95852 | 2.634 | 0.78329 | 2.748 | 0.95852 | Yes | Shoalhaven | SDF2018
| APM | 2016 | 0.371 | 0.268 | 0.25655 | 0.371 | 0.72237 | 0.268 | 0.25655 | 0.371 | 0.72237 | Yes | Shoalhaven | SDF2018
| APM | 2017 | 0.346 | 0.288 | 0.19176 | 0.346 | 0.83237 | 0.288 | 0.19176 | 0.346 | 0.83237 | Yes | Shoalhaven | SDF2018
| APM | 2018 |  | 0.11484 | 0.076467 | 0.13797 | 0.83237 | 0.11484 | 0.076467 | 0.13797 | 0.83237 | Yes | Shoalhaven | SDF2018
| APM | 2019 |  | 0.11484 | 0.076467 | 0.13797 | 0.83237 | 0.11484 | 0.076467 | 0.13797 | 0.83237 | Yes | Shoalhaven | SDF2018
| APM | 2020 |  | 0.11484 | 0.076467 | 0.13797 | 0.83237 | 0.11484 | 0.076467 | 0.13797 | 0.83237 | Yes | Shoalhaven | SDF2018
| APM | 2021 |  | 0.11484 | 0.076467 | 0.13797 | 0.83237 | 0.11484 | 0.076467 | 0.13797 | 0.83237 | Yes | Shoalhaven | SDF2018
| APM | 2022 |  | 0.11484 | 0.076467 | 0.13797 | 0.83237 | 0.11484 | 0.076467 | 0.13797 | 0.83237 | Yes | Shoalhaven | SDF2018
| APM | 2023 |  | 0.11484 | 0.076467 | 0.13797 | 0.83237 | 0.11484 | 0.076467 | 0.13797 | 0.83237 | Yes | Shoalhaven | SDF2018
| APM | 2024 |  | 0.11484 | 0.076467 | 0.13797 | 0.83237 | 0.11484 | 0.076467 | 0.13797 | 0.83237 | Yes | Shoalhaven | SDF2018
| APM | 2025 |  | 0.11484 | 0.076467 | 0.13797 | 0.83237 | 0.11484 | 0.076467 | 0.13797 | 0.83237 | Yes | Shoalhaven | SDF2018
| APM | 2026 |  | 0.11484 | 0.076467 | 0.13797 | 0.83237 | 0.11484 | 0.076467 | 0.13797 | 0.83237 | Yes | Shoalhaven | SDF2018
| APM | 2027 |  | 0.11484 | 0.076467 | 0.13797 | 0.83237 | 0.11484 | 0.076467 | 0.13797 | 0.83237 | Yes | Shoalhaven | SDF2018
| Bamarang | 2012 | 0.39481 | 0.3184 | 0.24184 | 0.39983 | 0.79634 | 0.3184 | 0.24184 | 0.39983 | 0.79634 | Yes | Shoalhaven | SDF2018
| Bamarang | 2013 | 0.39481 | 0.3184 | 0.24184 | 0.39983 | 0.79634 | 0.3184 | 0.24184 | 0.39983 | 0.79634 | Yes | Shoalhaven | SDF2018
| Bamarang | 2014 | 0.39481 | 0.3184 | 0.24184 | 0.39983 | 0.79634 | 0.3184 | 0.24184 | 0.39983 | 0.79634 | Yes | Shoalhaven | SDF2018
| Bamarang | 2015 | 0.39481 | 0.3184 | 0.24184 | 0.39983 | 0.79634 | 0.3184 | 0.24184 | 0.39983 | 0.79634 | Yes | Shoalhaven | SDF2018
| Bamarang | 2016 | 0.24 | 0.3184 | 0.23383 | 0.39504 | 0.806 | 0.3184 | 0.23383 | 0.39504 | 0.806 | Yes | Shoalhaven | SDF2018
| Bamarang | 2017 | 0.24 | 0.19344 | 0.14206 | 0.24 | 0.806 | 0.19344 | 0.14206 | 0.24 | 0.806 | Yes | Shoalhaven | SDF2018
| Bamarang | 2018 |  | 0.19344 | 0.14498 | 0.24174 | 0.8002 | 0.19344 | 0.14498 | 0.24174 | 0.8002 | Yes | Shoalhaven | SDF2018
| Bamarang | 2019 |  | 0.19344 | 0.14498 | 0.24174 | 0.8002 | 0.19344 | 0.14498 | 0.24174 | 0.8002 | Yes | Shoalhaven | SDF2018
| Bamarang | 2020 |  | 0.19344 | 0.14498 | 0.24174 | 0.8002 | 0.19344 | 0.14498 | 0.24174 | 0.8002 | Yes | Shoalhaven | SDF2018
| Bamarang | 2021 |  | 0.19344 | 0.14498 | 0.24174 | 0.8002 | 0.19344 | 0.14498 | 0.24174 | 0.8002 | Yes | Shoalhaven | SDF2018
| Bamarang | 2022 |  | 0.19344 | 0.14498 | 0.24174 | 0.8002 | 0.19344 | 0.14498 | 0.24174 | 0.8002 | Yes | Shoalhaven | SDF2018
| Bamarang | 2023 |  | 0.19344 | 0.14498 | 0.24174 | 0.8002 | 0.19344 | 0.14498 | 0.24174 | 0.8002 | Yes | Shoalhaven | SDF2018
| Bamarang | 2024 |  | 0.19344 | 0.14498 | 0.24174 | 0.8002 | 0.19344 | 0.14498 | 0.24174 | 0.8002 | Yes | Shoalhaven | SDF2018
| Bamarang | 2025 |  | 0.19344 | 0.14498 | 0.24174 | 0.8002 | 0.19344 | 0.14498 | 0.24174 | 0.8002 | Yes | Shoalhaven | SDF2018
| Bamarang | 2026 |  | 0.19344 | 0.14498 | 0.24174 | 0.8002 | 0.19344 | 0.14498 | 0.24174 | 0.8002 | Yes | Shoalhaven | SDF2018
| Bamarang | 2027 |  | 0.19344 | 0.14498 | 0.24174 | 0.8002 | 0.19344 | 0.14498 | 0.24174 | 0.8002 | Yes | Shoalhaven | SDF2018
| Berry | 2012 | 6.5391 | 8.33 | 2.4734 | 8.6895 | 0.95863 | 6.7996 | 2.019 | 7.093 | 0.95863 | No | Shoalhaven | SDF2018
| Berry | 2013 | 9.0909 | 8.286 | 2.4055 | 8.6281 | 0.96035 | 6.756 | 1.9613 | 7.0349 | 0.96035 | No | Shoalhaven | SDF2018
| Berry | 2014 | 6.6323 | 8.251 | 2.4102 | 8.5958 | 0.95989 | 6.7209 | 1.9632 | 7.0018 | 0.95989 | No | Shoalhaven | SDF2018
| Berry | 2015 | 6.898 | 8.273 | 2.2609 | 8.5764 | 0.96463 | 6.7428 | 1.8427 | 6.9901 | 0.96463 | No | Shoalhaven | SDF2018
| Berry | 2016 | 8.228 | 8.699 | 2.1343 | 8.957 | 0.9712 | 7.098 | 1.7415 | 7.3085 | 0.9712 | No | Shoalhaven | SDF2018
| Berry | 2017 | 9.014 | 9.104 | 1.9199 | 9.3042 | 0.97848 | 7.507 | 1.5832 | 7.6721 | 0.97848 | No | Shoalhaven | SDF2018
| Berry | 2018 |  | 9.5193 | 2.5663 | 9.8591 | 0.96553 | 7.9223 | 2.1358 | 8.2051 | 0.96553 | No | Shoalhaven | SDF2018
| Berry | 2019 |  | 9.5477 | 2.574 | 9.8886 | 0.96553 | 7.9507 | 2.1435 | 8.2346 | 0.96553 | No | Shoalhaven | SDF2018
| Berry | 2020 |  | 9.5041 | 2.5622 | 9.8434 | 0.96553 | 7.9071 | 2.1317 | 8.1894 | 0.96553 | No | Shoalhaven | SDF2018
| Berry | 2021 |  | 9.4577 | 2.5497 | 9.7953 | 0.96553 | 7.8607 | 2.1192 | 8.1413 | 0.96553 | No | Shoalhaven | SDF2018
| Berry | 2022 |  | 9.4112 | 2.5372 | 9.7472 | 0.96553 | 7.8142 | 2.1067 | 8.0932 | 0.96553 | No | Shoalhaven | SDF2018
| Berry | 2023 |  | 9.3669 | 2.5252 | 9.7013 | 0.96553 | 7.7699 | 2.0947 | 8.0473 | 0.96553 | No | Shoalhaven | SDF2018
| Berry | 2024 |  | 9.3252 | 2.514 | 9.6581 | 0.96553 | 7.7282 | 2.0835 | 8.0041 | 0.96553 | No | Shoalhaven | SDF2018
| Berry | 2025 |  | 9.2888 | 2.5042 | 9.6204 | 0.96553 | 7.6918 | 2.0736 | 7.9664 | 0.96553 | No | Shoalhaven | SDF2018
| Berry | 2026 |  | 9.2763 | 2.5008 | 9.6075 | 0.96553 | 7.6793 | 2.0703 | 7.9535 | 0.96553 | No | Shoalhaven | SDF2018
| Berry | 2027 |  | 9.2638 | 2.4974 | 9.5945 | 0.96553 | 7.6668 | 2.0669 | 7.9405 | 0.96553 | No | Shoalhaven | SDF2018
| Bolong_Road | 2012 | 1.845 | 1.7795 | 0.48731 | 1.845 | 0.96449 | 1.7795 | 0.48731 | 1.845 | 0.96449 | No | Shoalhaven | SDF2018
| Bolong_Road | 2013 | 2.8213 | 2.6147 | 1.0598 | 2.8213 | 0.92676 | 2.6147 | 1.0598 | 2.8213 | 0.92676 | No | Shoalhaven | SDF2018
| Bolong_Road | 2014 | 1.8357 | 1.7798 | 0.44966 | 1.8357 | 0.96954 | 1.7798 | 0.44966 | 1.8357 | 0.96954 | No | Shoalhaven | SDF2018
| Bolong_Road | 2015 | 2.175 | 2.018 | 0.81136 | 2.175 | 0.92782 | 2.018 | 0.81136 | 2.175 | 0.92782 | No | Shoalhaven | SDF2018
| Bolong_Road | 2016 | 2.307 | 2.157 | 0.81829 | 2.307 | 0.93498 | 2.157 | 0.81829 | 2.307 | 0.93498 | No | Shoalhaven | SDF2018
| Bolong_Road | 2017 | 2.962 | 2.864 | 0.75561 | 2.962 | 0.96691 | 2.864 | 0.75561 | 2.962 | 0.96691 | No | Shoalhaven | SDF2018
| Bolong_Road | 2018 |  | 2.8507 | 0.9529 | 3.0057 | 0.94842 | 2.8507 | 0.9529 | 3.0057 | 0.94842 | No | Shoalhaven | SDF2018
| Bolong_Road | 2019 |  | 2.8367 | 0.94823 | 2.991 | 0.94842 | 2.8367 | 0.94823 | 2.991 | 0.94842 | No | Shoalhaven | SDF2018
| Bolong_Road | 2020 |  | 2.8216 | 0.94318 | 2.9751 | 0.94842 | 2.8216 | 0.94318 | 2.9751 | 0.94842 | No | Shoalhaven | SDF2018
| Bolong_Road | 2021 |  | 2.8078 | 0.93856 | 2.9605 | 0.94842 | 2.8078 | 0.93856 | 2.9605 | 0.94842 | No | Shoalhaven | SDF2018
| Bolong_Road | 2022 |  | 2.7939 | 0.93392 | 2.9458 | 0.94842 | 2.7939 | 0.93392 | 2.9458 | 0.94842 | No | Shoalhaven | SDF2018
| Bolong_Road | 2023 |  | 2.7806 | 0.92948 | 2.9319 | 0.94842 | 2.7806 | 0.92948 | 2.9319 | 0.94842 | No | Shoalhaven | SDF2018
| Bolong_Road | 2024 |  | 2.7682 | 0.92532 | 2.9187 | 0.94842 | 2.7682 | 0.92532 | 2.9187 | 0.94842 | No | Shoalhaven | SDF2018
| Bolong_Road | 2025 |  | 2.7572 | 0.92166 | 2.9072 | 0.94842 | 2.7572 | 0.92166 | 2.9072 | 0.94842 | No | Shoalhaven | SDF2018
| Bolong_Road | 2026 |  | 2.7534 | 0.92039 | 2.9032 | 0.94842 | 2.7534 | 0.92039 | 2.9032 | 0.94842 | No | Shoalhaven | SDF2018
| Bolong_Road | 2027 |  | 2.7496 | 0.91912 | 2.8992 | 0.94842 | 2.7496 | 0.91912 | 2.8992 | 0.94842 | No | Shoalhaven | SDF2018
| Bomaderry | 2012 | 17.3397 | 21.899 | 7.0278 | 22.999 | 0.95217 | 17.9606 | 5.7639 | 18.8628 | 0.95217 | No | Shoalhaven | SDF2018
| Bomaderry | 2013 | 21.1776 | 21.199 | 6.2436 | 22.0993 | 0.95926 | 17.2612 | 5.0838 | 17.9943 | 0.95926 | No | Shoalhaven | SDF2018
| Bomaderry | 2014 | 17.6075 | 21.628 | 6.5767 | 22.6058 | 0.95674 | 17.69 | 5.3792 | 18.4898 | 0.95674 | No | Shoalhaven | SDF2018
| Bomaderry | 2015 | 16.577 | 21.653 | 6.6183 | 22.6419 | 0.95633 | 17.7145 | 5.4145 | 18.5235 | 0.95633 | No | Shoalhaven | SDF2018
| Bomaderry | 2016 | 21.134 | 22.454 | 5.9719 | 23.2346 | 0.9664 | 18.396 | 4.8926 | 19.0355 | 0.9664 | No | Shoalhaven | SDF2018
| Bomaderry | 2017 | 20.969 | 19.454 | 4.6352 | 19.9986 | 0.97277 | 17.472 | 4.1629 | 17.9611 | 0.97277 | No | Shoalhaven | SDF2018
| Bomaderry | 2018 |  | 21.0339 | 6.0848 | 21.8963 | 0.96061 | 19.0519 | 5.5114 | 19.833 | 0.96061 | No | Shoalhaven | SDF2018
| Bomaderry | 2019 |  | 22.7964 | 6.5947 | 23.7311 | 0.96061 | 20.8144 | 6.0213 | 21.6679 | 0.96061 | No | Shoalhaven | SDF2018
| Bomaderry | 2020 |  | 22.7974 | 6.595 | 23.7321 | 0.96061 | 20.8154 | 6.0216 | 21.6689 | 0.96061 | No | Shoalhaven | SDF2018
| Bomaderry | 2021 |  | 22.9998 | 6.6535 | 23.9428 | 0.96061 | 21.0178 | 6.0802 | 21.8796 | 0.96061 | No | Shoalhaven | SDF2018
| Bomaderry | 2022 |  | 23.3957 | 6.7681 | 24.355 | 0.96061 | 21.4137 | 6.1947 | 22.2917 | 0.96061 | No | Shoalhaven | SDF2018
| Bomaderry | 2023 |  | 23.9883 | 6.9395 | 24.9718 | 0.96061 | 22.0063 | 6.3661 | 22.9086 | 0.96061 | No | Shoalhaven | SDF2018
| Bomaderry | 2024 |  | 24.7776 | 7.1678 | 25.7936 | 0.96061 | 22.7956 | 6.5945 | 23.7303 | 0.96061 | No | Shoalhaven | SDF2018
| Bomaderry | 2025 |  | 25.7718 | 7.4554 | 26.8285 | 0.96061 | 23.7898 | 6.8821 | 24.7653 | 0.96061 | No | Shoalhaven | SDF2018
| Bomaderry | 2026 |  | 27.0132 | 7.8146 | 28.1209 | 0.96061 | 25.0312 | 7.2412 | 26.0576 | 0.96061 | No | Shoalhaven | SDF2018
| Bomaderry | 2027 |  | 28.4468 | 8.2293 | 29.6132 | 0.96061 | 26.4648 | 7.6559 | 27.5499 | 0.96061 | No | Shoalhaven | SDF2018
| Brundee | 2012 | 0.36273 | 0.3096 | 0.189 | 0.36273 | 0.85353 | 0.3096 | 0.189 | 0.36273 | 0.85353 | Yes | Shoalhaven | SDF2018
| Brundee | 2013 | 0.38046 | 0.3132 | 0.216 | 0.38046 | 0.82321 | 0.3132 | 0.216 | 0.38046 | 0.82321 | Yes | Shoalhaven | SDF2018
| Brundee | 2014 | 0.37843 | 0.3132 | 0.2124 | 0.37843 | 0.82763 | 0.3132 | 0.2124 | 0.37843 | 0.82763 | Yes | Shoalhaven | SDF2018
| Brundee | 2015 | [9 empty] | Yes | Shoalhaven | SDF2018
| Brundee | 2016 | [9 empty] | Yes | Shoalhaven | SDF2018
| Brundee | 2017 | [9 empty] | Yes | Shoalhaven | SDF2018
| Brundee | 2018 | [9 empty] | Yes | Shoalhaven | SDF2018
| Brundee | 2019 | [9 empty] | Yes | Shoalhaven | SDF2018
| Brundee | 2020 | [9 empty] | Yes | Shoalhaven | SDF2018
| Brundee | 2021 | [9 empty] | Yes | Shoalhaven | SDF2018
| Brundee | 2022 | [9 empty] | Yes | Shoalhaven | SDF2018
| Brundee | 2023 | [9 empty] | Yes | Shoalhaven | SDF2018
| Brundee | 2024 | [9 empty] | Yes | Shoalhaven | SDF2018
| Brundee | 2025 | [9 empty] | Yes | Shoalhaven | SDF2018
| Brundee | 2026 | [9 empty] | Yes | Shoalhaven | SDF2018
| Brundee | 2027 | [9 empty] | Yes | Shoalhaven | SDF2018
| Burrier | 2012 | 2.1163 | 1.9476 | 0.828 | 2.1163 | 0.92028 | 1.9476 | 0.828 | 2.1163 | 0.92028 | Yes | Shoalhaven | SDF2018
| Burrier | 2013 | 2.1707 | 1.9944 | 0.8568 | 2.1707 | 0.9188 | 1.9944 | 0.8568 | 2.1707 | 0.9188 | Yes | Shoalhaven | SDF2018
| Burrier | 2014 | 2.1688 | 1.9908 | 0.8604 | 2.1688 | 0.91794 | 1.9908 | 0.8604 | 2.1688 | 0.91794 | Yes | Shoalhaven | SDF2018
| Burrier | 2015 | 2.087 | 1.922 | 0.81332 | 2.087 | 0.92094 | 1.922 | 0.81332 | 2.087 | 0.92094 | Yes | Shoalhaven | SDF2018
| Burrier | 2016 | 2.206 | 2.012 | 0.90459 | 2.206 | 0.91206 | 2.012 | 0.90459 | 2.206 | 0.91206 | Yes | Shoalhaven | SDF2018
| Burrier | 2017 | 2.204 | 2.012 | 0.89971 | 2.204 | 0.91289 | 2.012 | 0.89971 | 2.204 | 0.91289 | Yes | Shoalhaven | SDF2018
| Burrier | 2018 |  | 2.012 | 0.87429 | 2.1937 | 0.91715 | 2.012 | 0.87429 | 2.1937 | 0.91715 | Yes | Shoalhaven | SDF2018
| Burrier | 2019 |  | 2.012 | 0.87429 | 2.1937 | 0.91715 | 2.012 | 0.87429 | 2.1937 | 0.91715 | Yes | Shoalhaven | SDF2018
| Burrier | 2020 |  | 2.012 | 0.87429 | 2.1937 | 0.91715 | 2.012 | 0.87429 | 2.1937 | 0.91715 | Yes | Shoalhaven | SDF2018
| Burrier | 2021 |  | 2.012 | 0.87429 | 2.1937 | 0.91715 | 2.012 | 0.87429 | 2.1937 | 0.91715 | Yes | Shoalhaven | SDF2018
| Burrier | 2022 |  | 2.012 | 0.87429 | 2.1937 | 0.91715 | 2.012 | 0.87429 | 2.1937 | 0.91715 | Yes | Shoalhaven | SDF2018
| Burrier | 2023 |  | 2.012 | 0.87429 | 2.1937 | 0.91715 | 2.012 | 0.87429 | 2.1937 | 0.91715 | Yes | Shoalhaven | SDF2018
| Burrier | 2024 |  | 2.012 | 0.87429 | 2.1937 | 0.91715 | 2.012 | 0.87429 | 2.1937 | 0.91715 | Yes | Shoalhaven | SDF2018
| Burrier | 2025 |  | 2.012 | 0.87429 | 2.1937 | 0.91715 | 2.012 | 0.87429 | 2.1937 | 0.91715 | Yes | Shoalhaven | SDF2018
| Burrier | 2026 |  | 2.012 | 0.87429 | 2.1937 | 0.91715 | 2.012 | 0.87429 | 2.1937 | 0.91715 | Yes | Shoalhaven | SDF2018
| Burrier | 2027 |  | 2.012 | 0.87429 | 2.1937 | 0.91715 | 2.012 | 0.87429 | 2.1937 | 0.91715 | Yes | Shoalhaven | SDF2018
| Culburra | 2012 | 8.5377 | 8.1792 | 2.448 | 8.5377 | 0.95801 | 8.1792 | 2.448 | 8.5377 | 0.95801 | No | Shoalhaven | SDF2018
| Culburra | 2013 | 11.2756 | 10.656 | 3.6864 | 11.2756 | 0.94505 | 10.656 | 3.6864 | 11.2756 | 0.94505 | No | Shoalhaven | SDF2018
| Culburra | 2014 | 8.9091 | 8.5824 | 2.3904 | 8.9091 | 0.96333 | 8.5824 | 2.3904 | 8.9091 | 0.96333 | No | Shoalhaven | SDF2018
| Culburra | 2015 | [9 empty] | No | Shoalhaven | SDF2018
| Culburra | 2016 | [9 empty] | No | Shoalhaven | SDF2018
| Culburra | 2017 | [9 empty] | No | Shoalhaven | SDF2018
| Culburra | 2018 | [9 empty] | No | Shoalhaven | SDF2018
| Culburra | 2019 | [9 empty] | No | Shoalhaven | SDF2018
| Culburra | 2020 | [9 empty] | No | Shoalhaven | SDF2018
| Culburra | 2021 | [9 empty] | No | Shoalhaven | SDF2018
| Culburra | 2022 | [9 empty] | No | Shoalhaven | SDF2018
| Culburra | 2023 | [9 empty] | No | Shoalhaven | SDF2018
| Culburra | 2024 | [9 empty] | No | Shoalhaven | SDF2018
| Culburra | 2025 | [9 empty] | No | Shoalhaven | SDF2018
| Culburra | 2026 | [9 empty] | No | Shoalhaven | SDF2018
| Culburra | 2027 | [9 empty] | No | Shoalhaven | SDF2018
| HMAS_Albatross | 2012 | [9 empty] | Yes | Shoalhaven | SDF2018
| HMAS_Albatross | 2013 | [9 empty] | Yes | Shoalhaven | SDF2018
| HMAS_Albatross | 2014 | [9 empty] | Yes | Shoalhaven | SDF2018
| HMAS_Albatross | 2015 | 3.9593 | 3.7614 | 1.2363 | 3.9593 | 0.95 | 3.7614 | 1.2363 | 3.9593 | 0.95 | Yes | Shoalhaven | SDF2018
| HMAS_Albatross | 2016 | 4.038 | 3.836 | 1.2612 | 4.038 | 0.94998 | 3.836 | 1.2612 | 4.038 | 0.94998 | Yes | Shoalhaven | SDF2018
| HMAS_Albatross | 2017 | 5.085 | 4.831 | 1.587 | 5.085 | 0.95005 | 4.831 | 1.587 | 5.085 | 0.95005 | Yes | Shoalhaven | SDF2018
| HMAS_Albatross | 2018 |  | 4.831 | 1.587 | 5.085 | 0.95005 | 4.831 | 1.587 | 5.085 | 0.95005 | Yes | Shoalhaven | SDF2018
| HMAS_Albatross | 2019 |  | 4.831 | 1.587 | 5.085 | 0.95005 | 4.831 | 1.587 | 5.085 | 0.95005 | Yes | Shoalhaven | SDF2018
| HMAS_Albatross | 2020 |  | 4.831 | 1.587 | 5.085 | 0.95005 | 4.831 | 1.587 | 5.085 | 0.95005 | Yes | Shoalhaven | SDF2018
| HMAS_Albatross | 2021 |  | 4.831 | 1.587 | 5.085 | 0.95005 | 4.831 | 1.587 | 5.085 | 0.95005 | Yes | Shoalhaven | SDF2018
| HMAS_Albatross | 2022 |  | 4.831 | 1.587 | 5.085 | 0.95005 | 4.831 | 1.587 | 5.085 | 0.95005 | Yes | Shoalhaven | SDF2018
| HMAS_Albatross | 2023 |  | 4.831 | 1.587 | 5.085 | 0.95005 | 4.831 | 1.587 | 5.085 | 0.95005 | Yes | Shoalhaven | SDF2018
| HMAS_Albatross | 2024 |  | 4.831 | 1.587 | 5.085 | 0.95005 | 4.831 | 1.587 | 5.085 | 0.95005 | Yes | Shoalhaven | SDF2018
| HMAS_Albatross | 2025 |  | 13.4954 | 4.4334 | 14.205 | 0.95005 | 13.4954 | 4.4334 | 14.205 | 0.95005 | Yes | Shoalhaven | SDF2018
| HMAS_Albatross | 2026 |  | 13.4954 | 4.4334 | 14.205 | 0.95005 | 13.4954 | 4.4334 | 14.205 | 0.95005 | Yes | Shoalhaven | SDF2018
| HMAS_Albatross | 2027 |  | 13.4954 | 4.4334 | 14.205 | 0.95005 | 13.4954 | 4.4334 | 14.205 | 0.95005 | Yes | Shoalhaven | SDF2018
| Huskisson | 2012 | 16.0567 | 14.4511 | 6.999 | 16.0567 | 0.9 | 14.4511 | 6.999 | 16.0567 | 0.9 | No | Shoalhaven | SDF2018
| Huskisson | 2013 | 23.0015 | 22.0464 | 6.5592 | 23.0015 | 0.95848 | 22.0464 | 6.5592 | 23.0015 | 0.95848 | No | Shoalhaven | SDF2018
| Huskisson | 2014 | 15.6494 | 15.1056 | 4.0896 | 15.6494 | 0.96525 | 15.1056 | 4.0896 | 15.6494 | 0.96525 | No | Shoalhaven | SDF2018
| Huskisson | 2015 | [9 empty] | No | Shoalhaven | SDF2018
| Huskisson | 2016 | [9 empty] | No | Shoalhaven | SDF2018
| Huskisson | 2017 | [9 empty] | No | Shoalhaven | SDF2018
| Huskisson | 2018 | [9 empty] | No | Shoalhaven | SDF2018
| Huskisson | 2019 | [9 empty] | No | Shoalhaven | SDF2018
| Huskisson | 2020 | [9 empty] | No | Shoalhaven | SDF2018
| Huskisson | 2021 | [9 empty] | No | Shoalhaven | SDF2018
| Huskisson | 2022 | [9 empty] | No | Shoalhaven | SDF2018
| Huskisson | 2023 | [9 empty] | No | Shoalhaven | SDF2018
| Huskisson | 2024 | [9 empty] | No | Shoalhaven | SDF2018
| Huskisson | 2025 | [9 empty] | No | Shoalhaven | SDF2018
| Huskisson | 2026 | [9 empty] | No | Shoalhaven | SDF2018
| Huskisson | 2027 | [9 empty] | No | Shoalhaven | SDF2018
| Kangaroo_Valley | 2012 | 2.224 | 2.474 | 1.1982 | 2.7489 | 0.9 | 2.0895 | 1.012 | 2.3217 | 0.9 | No | Shoalhaven | SDF2018
| Kangaroo_Valley | 2013 | 2.743 | 2.541 | 0.83519 | 2.6747 | 0.95 | 2.156 | 0.70864 | 2.2695 | 0.95 | No | Shoalhaven | SDF2018
| Kangaroo_Valley | 2014 | 2.4206 | 2.557 | 0.84045 | 2.6916 | 0.95 | 2.1722 | 0.71397 | 2.2865 | 0.95 | No | Shoalhaven | SDF2018
| Kangaroo_Valley | 2015 | 2.366 | 2.564 | 0.84543 | 2.6998 | 0.9497 | 2.1796 | 0.71869 | 2.295 | 0.9497 | No | Shoalhaven | SDF2018
| Kangaroo_Valley | 2016 | 2.497 | 2.571 | 0.84559 | 2.7065 | 0.94994 | 2.235 | 0.73509 | 2.3528 | 0.94994 | No | Shoalhaven | SDF2018
| Kangaroo_Valley | 2017 | 3.085 | 2.628 | 0.86303 | 2.7661 | 0.95008 | 2.265 | 0.74382 | 2.384 | 0.95008 | No | Shoalhaven | SDF2018
| Kangaroo_Valley | 2018 |  | 2.6152 | 0.93507 | 2.7774 | 0.94162 | 2.2522 | 0.80528 | 2.3919 | 0.94162 | No | Shoalhaven | SDF2018
| Kangaroo_Valley | 2019 |  | 2.6021 | 0.93038 | 2.7634 | 0.94162 | 2.2391 | 0.80059 | 2.3779 | 0.94162 | No | Shoalhaven | SDF2018
| Kangaroo_Valley | 2020 |  | 2.5884 | 0.92546 | 2.7488 | 0.94162 | 2.2254 | 0.79567 | 2.3633 | 0.94162 | No | Shoalhaven | SDF2018
| Kangaroo_Valley | 2021 |  | 2.5763 | 0.92115 | 2.736 | 0.94162 | 2.2133 | 0.79136 | 2.3505 | 0.94162 | No | Shoalhaven | SDF2018
| Kangaroo_Valley | 2022 |  | 2.5648 | 0.91703 | 2.7238 | 0.94162 | 2.2018 | 0.78724 | 2.3383 | 0.94162 | No | Shoalhaven | SDF2018
| Kangaroo_Valley | 2023 |  | 2.5539 | 0.91316 | 2.7123 | 0.94162 | 2.1909 | 0.78337 | 2.3268 | 0.94162 | No | Shoalhaven | SDF2018
| Kangaroo_Valley | 2024 |  | 2.5437 | 0.90949 | 2.7014 | 0.94162 | 2.1807 | 0.7797 | 2.3159 | 0.94162 | No | Shoalhaven | SDF2018
| Kangaroo_Valley | 2025 |  | 2.5357 | 0.90665 | 2.693 | 0.94162 | 2.1727 | 0.77686 | 2.3074 | 0.94162 | No | Shoalhaven | SDF2018
| Kangaroo_Valley | 2026 |  | 2.5364 | 0.90689 | 2.6937 | 0.94162 | 2.1734 | 0.7771 | 2.3081 | 0.94162 | No | Shoalhaven | SDF2018
| Kangaroo_Valley | 2027 |  | 2.5371 | 0.90712 | 2.6943 | 0.94162 | 2.1741 | 0.77733 | 2.3088 | 0.94162 | No | Shoalhaven | SDF2018
| Manildra | 2012 | 32.0272 | 29.5251 | 12.4345 | 32.0367 | 0.9216 | 29.5251 | 12.4345 | 32.0367 | 0.9216 | Yes | Shoalhaven | SDF2018
| Manildra | 2013 | 32.4468 | 29.8944 | 12.6144 | 32.4468 | 0.92133 | 29.8944 | 12.6144 | 32.4468 | 0.92133 | Yes | Shoalhaven | SDF2018
| Manildra | 2014 | 32.0383 | 29.5056 | 12.4848 | 32.0383 | 0.92095 | 29.5056 | 12.4848 | 32.0383 | 0.92095 | Yes | Shoalhaven | SDF2018
| Manildra | 2015 | 31.3535 | 28.5125 | 13.2112 | 31.4245 | 0.90733 | 28.5125 | 13.2112 | 31.4245 | 0.90733 | Yes | Shoalhaven | SDF2018
| Manildra | 2016 | 33.395 | 30.282 | 14.0793 | 33.395 | 0.90678 | 30.282 | 14.0793 | 33.395 | 0.90678 | Yes | Shoalhaven | SDF2018
| Manildra | 2017 | 35.498 | 32.644 | 13.9455 | 35.498 | 0.9196 | 32.644 | 13.9455 | 35.498 | 0.9196 | Yes | Shoalhaven | SDF2018
| Manildra | 2018 |  | 32.644 | 13.9455 | 35.498 | 0.9196 | 32.644 | 13.9455 | 35.498 | 0.9196 | Yes | Shoalhaven | SDF2018
| Manildra | 2019 |  | 37.2788 | 15.9255 | 40.538 | 0.9196 | 37.2788 | 15.9255 | 40.538 | 0.9196 | Yes | Shoalhaven | SDF2018
| Manildra | 2020 |  | 37.2788 | 15.9255 | 40.538 | 0.9196 | 37.2788 | 15.9255 | 40.538 | 0.9196 | Yes | Shoalhaven | SDF2018
| Manildra | 2021 |  | 37.2788 | 15.9255 | 40.538 | 0.9196 | 37.2788 | 15.9255 | 40.538 | 0.9196 | Yes | Shoalhaven | SDF2018
| Manildra | 2022 |  | 37.2788 | 15.9255 | 40.538 | 0.9196 | 37.2788 | 15.9255 | 40.538 | 0.9196 | Yes | Shoalhaven | SDF2018
| Manildra | 2023 |  | 37.2788 | 15.9255 | 40.538 | 0.9196 | 37.2788 | 15.9255 | 40.538 | 0.9196 | Yes | Shoalhaven | SDF2018
| Manildra | 2024 |  | 37.2788 | 15.9255 | 40.538 | 0.9196 | 37.2788 | 15.9255 | 40.538 | 0.9196 | Yes | Shoalhaven | SDF2018
| Manildra | 2025 |  | 37.2788 | 15.9255 | 40.538 | 0.9196 | 37.2788 | 15.9255 | 40.538 | 0.9196 | Yes | Shoalhaven | SDF2018
| Manildra | 2026 |  | 37.2788 | 15.9255 | 40.538 | 0.9196 | 37.2788 | 15.9255 | 40.538 | 0.9196 | Yes | Shoalhaven | SDF2018
| Manildra | 2027 |  | 37.2788 | 15.9255 | 40.538 | 0.9196 | 37.2788 | 15.9255 | 40.538 | 0.9196 | Yes | Shoalhaven | SDF2018
| Nowra_ | 2012 | 23.4051 | 26.164 | 6.5573 | 26.9732 | 0.97 | 23.0261 | 5.7709 | 23.7382 | 0.97 | No | Shoalhaven | SDF2018
| Nowra_ | 2013 | 25.4332 | 25.824 | 2.6539 | 25.96 | 0.99476 | 22.6857 | 2.3314 | 22.8052 | 0.99476 | No | Shoalhaven | SDF2018
| Nowra_ | 2014 | 21.1047 | 24.968 | 2.4968 | 25.0925 | 0.99504 | 21.8299 | 2.183 | 21.9388 | 0.99504 | No | Shoalhaven | SDF2018
| Nowra_ | 2015 | 21.497 | 25.134 | 3.4263 | 25.3665 | 0.99084 | 21.9964 | 2.9986 | 22.1998 | 0.99084 | No | Shoalhaven | SDF2018
| Nowra_ | 2016 | 23.544 | 24.847 | 2.7608 | 24.9999 | 0.99388 | 22.111 | 2.4568 | 22.2471 | 0.99388 | No | Shoalhaven | SDF2018
| Nowra_ | 2017 | 26.243 | 28.41 | 1.6284 | 28.4566 | 0.99836 | 22.926 | 1.314 | 22.9636 | 0.99836 | No | Shoalhaven | SDF2018
| Nowra_ | 2018 |  | 28.9132 | 4.0184 | 29.1911 | 0.99048 | 23.4292 | 3.2562 | 23.6544 | 0.99048 | No | Shoalhaven | SDF2018
| Nowra_ | 2019 |  | 28.9448 | 4.0228 | 29.223 | 0.99048 | 23.4608 | 3.2606 | 23.6863 | 0.99048 | No | Shoalhaven | SDF2018
| Nowra_ | 2020 |  | 28.8819 | 4.014 | 29.1595 | 0.99048 | 23.3979 | 3.2519 | 23.6228 | 0.99048 | No | Shoalhaven | SDF2018
| Nowra_ | 2021 |  | 28.819 | 4.0053 | 29.096 | 0.99048 | 23.335 | 3.2431 | 23.5593 | 0.99048 | No | Shoalhaven | SDF2018
| Nowra_ | 2022 |  | 28.7571 | 3.9967 | 29.0335 | 0.99048 | 23.2731 | 3.2345 | 23.4968 | 0.99048 | No | Shoalhaven | SDF2018
| Nowra_ | 2023 |  | 28.7014 | 3.9889 | 28.9773 | 0.99048 | 23.2174 | 3.2268 | 23.4406 | 0.99048 | No | Shoalhaven | SDF2018
| Nowra_ | 2024 |  | 28.6476 | 3.9815 | 28.923 | 0.99048 | 23.1636 | 3.2193 | 23.3863 | 0.99048 | No | Shoalhaven | SDF2018
| Nowra_ | 2025 |  | 28.62 | 3.9776 | 28.8951 | 0.99048 | 23.136 | 3.2155 | 23.3584 | 0.99048 | No | Shoalhaven | SDF2018
| Nowra_ | 2026 |  | 28.6757 | 3.9854 | 28.9513 | 0.99048 | 23.1917 | 3.2232 | 23.4146 | 0.99048 | No | Shoalhaven | SDF2018
| Nowra_ | 2027 |  | 28.7314 | 3.9931 | 29.0076 | 0.99048 | 23.2474 | 3.2309 | 23.4709 | 0.99048 | No | Shoalhaven | SDF2018
| South_Nowra | 2012 | 11.0794 | 9.131 | 4.4561 | 10.1603 | 0.89869 | 8.3463 | 4.0732 | 9.2872 | 0.89869 | No | Shoalhaven | SDF2018
| South_Nowra | 2013 | 11.0494 | 10.333 | 4.8565 | 11.4174 | 0.90502 | 9.548 | 4.4876 | 10.55 | 0.90502 | No | Shoalhaven | SDF2018
| South_Nowra | 2014 | 10.5551 | 10.159 | 4.9191 | 11.2873 | 0.90004 | 9.3739 | 4.5389 | 10.415 | 0.90004 | No | Shoalhaven | SDF2018
| South_Nowra | 2015 | [9 empty] | No | Shoalhaven | SDF2018
| South_Nowra | 2016 | [9 empty] | No | Shoalhaven | SDF2018
| South_Nowra | 2017 | [9 empty] | No | Shoalhaven | SDF2018
| South_Nowra | 2018 | [9 empty] | No | Shoalhaven | SDF2018
| South_Nowra | 2019 | [9 empty] | No | Shoalhaven | SDF2018
| South_Nowra | 2020 | [9 empty] | No | Shoalhaven | SDF2018
| South_Nowra | 2021 | [9 empty] | No | Shoalhaven | SDF2018
| South_Nowra | 2022 | [9 empty] | No | Shoalhaven | SDF2018
| South_Nowra | 2023 | [9 empty] | No | Shoalhaven | SDF2018
| South_Nowra | 2024 | [9 empty] | No | Shoalhaven | SDF2018
| South_Nowra | 2025 | [9 empty] | No | Shoalhaven | SDF2018
| South_Nowra | 2026 | [9 empty] | No | Shoalhaven | SDF2018
| South_Nowra | 2027 | [9 empty] | No | Shoalhaven | SDF2018
| Sussex_Inlet | 2012 | 4.9508 | 4.6656 | 1.656 | 4.9508 | 0.9424 | 4.6656 | 1.656 | 4.9508 | 0.9424 | No | Shoalhaven | SDF2018
| Sussex_Inlet | 2013 | 6.5346 | 6.192 | 2.088 | 6.5346 | 0.94758 | 6.192 | 2.088 | 6.5346 | 0.94758 | No | Shoalhaven | SDF2018
| Sussex_Inlet | 2014 | 4.8258 | 4.6614 | 1.2491 | 4.8258 | 0.96592 | 4.6614 | 1.2491 | 4.8258 | 0.96592 | No | Shoalhaven | SDF2018
| Sussex_Inlet | 2015 | [9 empty] | No | Shoalhaven | SDF2018
| Sussex_Inlet | 2016 | [9 empty] | No | Shoalhaven | SDF2018
| Sussex_Inlet | 2017 | [9 empty] | No | Shoalhaven | SDF2018
| Sussex_Inlet | 2018 | [9 empty] | No | Shoalhaven | SDF2018
| Sussex_Inlet | 2019 | [9 empty] | No | Shoalhaven | SDF2018
| Sussex_Inlet | 2020 | [9 empty] | No | Shoalhaven | SDF2018
| Sussex_Inlet | 2021 | [9 empty] | No | Shoalhaven | SDF2018
| Sussex_Inlet | 2022 | [9 empty] | No | Shoalhaven | SDF2018
| Sussex_Inlet | 2023 | [9 empty] | No | Shoalhaven | SDF2018
| Sussex_Inlet | 2024 | [9 empty] | No | Shoalhaven | SDF2018
| Sussex_Inlet | 2025 | [9 empty] | No | Shoalhaven | SDF2018
| Sussex_Inlet | 2026 | [9 empty] | No | Shoalhaven | SDF2018
| Sussex_Inlet | 2027 | [9 empty] | No | Shoalhaven | SDF2018
| Undiversified | 2012 | 129.6661 | 131.8576 | 47.7503 | 140.6641 | 0.93739 | 122.0817 | 44.6764 | 130.3961 | 0.93624 | No | Shoalhaven | SDF2018
| Undiversified | 2013 | 151.2901 | 144.9022 | 44.9795 | 152.5804 | 0.94968 | 135.1261 | 42.5576 | 142.4547 | 0.94855 | No | Shoalhaven | SDF2018
| Undiversified | 2014 | 127.2417 | 132.473 | 39.867 | 139.2086 | 0.95161 | 122.6969 | 37.4021 | 129.0674 | 0.95064 | No | Shoalhaven | SDF2018
| Undiversified | 2015 | 90.0556 | 96.7902 | 30.2482 | 102.0781 | 0.9482 | 87.7995 | 28.0717 | 92.8021 | 0.94609 | No | Shoalhaven | SDF2018
| Undiversified | 2016 | 97.96 | 97.4444 | 29.2662 | 102.61 | 0.94966 | 88.7134 | 27.3797 | 93.6559 | 0.94723 | No | Shoalhaven | SDF2018
| Undiversified | 2017 | 105.646 | 102.4284 | 26.5682 | 106.8605 | 0.95852 | 93.0024 | 25.3256 | 97.3158 | 0.95568 | No | Shoalhaven | SDF2018
| Undiversified | 2018 |  | 104.7275 | 31.1858 | 109.8861 | 0.95306 | 95.3015 | 29.2899 | 100.2466 | 0.95067 | No | Shoalhaven | SDF2018
| Undiversified | 2019 |  | 111.1578 | 33.6783 | 116.7936 | 0.95175 | 101.7318 | 31.7825 | 107.1541 | 0.9494 | No | Shoalhaven | SDF2018
| Undiversified | 2020 |  | 111.0234 | 33.6481 | 116.6554 | 0.95172 | 101.5974 | 31.7523 | 107.0159 | 0.94937 | No | Shoalhaven | SDF2018
| Undiversified | 2021 |  | 111.0906 | 33.6765 | 116.7271 | 0.95171 | 101.6646 | 31.7806 | 107.0876 | 0.94936 | No | Shoalhaven | SDF2018
| Undiversified | 2022 |  | 111.3528 | 33.7612 | 117.0018 | 0.95172 | 101.9268 | 31.8653 | 107.3623 | 0.94937 | No | Shoalhaven | SDF2018
| Undiversified | 2023 |  | 111.8213 | 33.9046 | 117.4911 | 0.95174 | 102.3953 | 32.0087 | 107.8516 | 0.94941 | No | Shoalhaven | SDF2018
| Undiversified | 2024 |  | 112.4924 | 34.1064 | 118.1913 | 0.95178 | 103.0664 | 32.2105 | 108.5518 | 0.94947 | No | Shoalhaven | SDF2018
| Undiversified | 2025 |  | 122.0681 | 37.2202 | 128.2607 | 0.95172 | 112.6421 | 35.3243 | 118.6212 | 0.9496 | No | Shoalhaven | SDF2018
| Undiversified | 2026 |  | 123.3496 | 37.5826 | 129.593 | 0.95182 | 113.9236 | 35.6868 | 119.9535 | 0.94973 | No | Shoalhaven | SDF2018
| Undiversified | 2027 |  | 124.8232 | 38.0007 | 131.1253 | 0.95194 | 115.3972 | 36.1048 | 121.4858 | 0.94988 | No | Shoalhaven | SDF2018
| Diversified | 2012 | 112.457 | 128.937 | 28.9347 | 132.1437 | 0.97573 | 113.189 | 25.4007 | 116.0041 | 0.97573 | No | Shoalhaven | SDF2018
| Diversified | 2013 | 136.7449 | 129.453 | 34.267 | 133.9116 | 0.96671 | 113.706 | 30.0986 | 117.6222 | 0.96671 | No | Shoalhaven | SDF2018
| Diversified | 2014 | 109.2243 | 128.779 | 28.1541 | 131.8207 | 0.97693 | 113.032 | 24.7114 | 115.7017 | 0.97693 | No | Shoalhaven | SDF2018
| Diversified | 2015 | 77.9805 | 103.155 | 17.3857 | 104.6098 | 0.98609 | 87.407 | 14.7315 | 88.6397 | 0.98609 | No | Shoalhaven | SDF2018
| Diversified | 2016 | 89.2997 | 100.52 | 19.3117 | 102.3583 | 0.98204 | 86.23 | 16.5664 | 87.8069 | 0.98204 | No | Shoalhaven | SDF2018
| Diversified | 2017 | 92.8951 | 100.079 | 16.9945 | 101.5117 | 0.98589 | 88.265 | 14.9884 | 89.5286 | 0.98589 | No | Shoalhaven | SDF2018
| Diversified | 2018 |  | 99.3928 | 16.878 | 100.8157 | 0.98589 | 90.447 | 15.3589 | 91.7418 | 0.98589 | No | Shoalhaven | SDF2018
| Diversified | 2019 |  | 105.4956 | 17.9143 | 107.0058 | 0.98589 | 96.5497 | 16.3952 | 97.9319 | 0.98589 | No | Shoalhaven | SDF2018
| Diversified | 2020 |  | 105.368 | 17.8927 | 106.8764 | 0.98589 | 96.4222 | 16.3736 | 97.8025 | 0.98589 | No | Shoalhaven | SDF2018
| Diversified | 2021 |  | 105.4317 | 17.9035 | 106.941 | 0.98589 | 96.4859 | 16.3844 | 97.8671 | 0.98589 | No | Shoalhaven | SDF2018
| Diversified | 2022 |  | 105.6806 | 17.9458 | 107.1934 | 0.98589 | 96.7347 | 16.4267 | 98.1195 | 0.98589 | No | Shoalhaven | SDF2018
| Diversified | 2023 |  | 106.1252 | 18.0213 | 107.6444 | 0.98589 | 97.1794 | 16.5022 | 98.5705 | 0.98589 | No | Shoalhaven | SDF2018
| Diversified | 2024 |  | 106.7622 | 18.1294 | 108.2905 | 0.98589 | 97.8163 | 16.6103 | 99.2166 | 0.98589 | No | Shoalhaven | SDF2018
| Diversified | 2025 |  | 115.8501 | 19.6727 | 117.5086 | 0.98589 | 106.9043 | 18.1536 | 108.4346 | 0.98589 | No | Shoalhaven | SDF2018
| Diversified | 2026 |  | 117.0663 | 19.8792 | 118.7422 | 0.98589 | 108.1204 | 18.3601 | 109.6682 | 0.98589 | No | Shoalhaven | SDF2018
| Diversified | 2027 |  | 118.4648 | 20.1167 | 120.1607 | 0.98589 | 109.519 | 18.5976 | 111.0868 | 0.98589 | No | Shoalhaven | SDF2018
| BHP_cordeaux_colliery | 2012 | [9 empty] | Yes | Springhill | SDF2018
| BHP_cordeaux_colliery | 2013 | [9 empty] | Yes | Springhill | SDF2018
| BHP_cordeaux_colliery | 2014 | [9 empty] | Yes | Springhill | SDF2018
| BHP_cordeaux_colliery | 2015 | [9 empty] | Yes | Springhill | SDF2018
| BHP_cordeaux_colliery | 2016 | 0.125 | 0.076 | 0.099242 | 0.125 | 0.608 | 0.076 | 0.099242 | 0.125 | 0.608 | Yes | Springhill | SDF2018
| BHP_cordeaux_colliery | 2017 | 0.128 | 0.075 | 0.11718 | 0.13913 | 0.53906 | 0.075 | 0.11718 | 0.13913 | 0.53906 | Yes | Springhill | SDF2018
| BHP_cordeaux_colliery | 2018 |  | 0.075 | 0.11718 | 0.13913 | 0.53906 | 0.075 | 0.11718 | 0.13913 | 0.53906 | Yes | Springhill | SDF2018
| BHP_cordeaux_colliery | 2019 |  | 0.075 | 0.11718 | 0.13913 | 0.53906 | 0.075 | 0.11718 | 0.13913 | 0.53906 | Yes | Springhill | SDF2018
| BHP_cordeaux_colliery | 2020 |  | 0.075 | 0.11718 | 0.13913 | 0.53906 | 0.075 | 0.11718 | 0.13913 | 0.53906 | Yes | Springhill | SDF2018
| BHP_cordeaux_colliery | 2021 |  | 0.075 | 0.11718 | 0.13913 | 0.53906 | 0.075 | 0.11718 | 0.13913 | 0.53906 | Yes | Springhill | SDF2018
| BHP_cordeaux_colliery | 2022 |  | 0.075 | 0.11718 | 0.13913 | 0.53906 | 0.075 | 0.11718 | 0.13913 | 0.53906 | Yes | Springhill | SDF2018
| BHP_cordeaux_colliery | 2023 |  | 0.075 | 0.11718 | 0.13913 | 0.53906 | 0.075 | 0.11718 | 0.13913 | 0.53906 | Yes | Springhill | SDF2018
| BHP_cordeaux_colliery | 2024 |  | 0.075 | 0.11718 | 0.13913 | 0.53906 | 0.075 | 0.11718 | 0.13913 | 0.53906 | Yes | Springhill | SDF2018
| BHP_cordeaux_colliery | 2025 |  | 0.075 | 0.11718 | 0.13913 | 0.53906 | 0.075 | 0.11718 | 0.13913 | 0.53906 | Yes | Springhill | SDF2018
| BHP_cordeaux_colliery | 2026 |  | 0.075 | 0.11718 | 0.13913 | 0.53906 | 0.075 | 0.11718 | 0.13913 | 0.53906 | Yes | Springhill | SDF2018
| BHP_cordeaux_colliery | 2027 |  | 0.075 | 0.11718 | 0.13913 | 0.53906 | 0.075 | 0.11718 | 0.13913 | 0.53906 | Yes | Springhill | SDF2018
| Dendrobium_Mine | 2012 | 8.6796 | 8.0414 | 3.7627 | 8.8782 | 0.90575 | 8.0414 | 3.7627 | 8.8782 | 0.90575 | Yes | Springhill | SDF2018
| Dendrobium_Mine | 2013 | 9.2847 | 8.9225 | 2.5681 | 9.2847 | 0.96099 | 8.9225 | 2.5681 | 9.2847 | 0.96099 | Yes | Springhill | SDF2018
| Dendrobium_Mine | 2014 | 10.8935 | 9.5211 | 5.2931 | 10.8935 | 0.87402 | 9.5211 | 5.2931 | 10.8935 | 0.87402 | Yes | Springhill | SDF2018
| Dendrobium_Mine | 2015 | 9.415 | 9.138 | 2.267 | 9.415 | 0.97058 | 9.138 | 2.267 | 9.415 | 0.97058 | Yes | Springhill | SDF2018
| Dendrobium_Mine | 2016 | 10.999 | 9.704 | 6.838 | 11.8712 | 0.81744 | 9.704 | 6.838 | 11.8712 | 0.81744 | Yes | Springhill | SDF2018
| Dendrobium_Mine | 2017 | 10.297 | 9.895 | 2.8491 | 10.297 | 0.96096 | 9.895 | 2.8491 | 10.297 | 0.96096 | Yes | Springhill | SDF2018
| Dendrobium_Mine | 2018 |  | 9.895 | 4.6301 | 10.9247 | 0.90575 | 9.895 | 4.6301 | 10.9247 | 0.90575 | Yes | Springhill | SDF2018
| Dendrobium_Mine | 2019 |  | 9.895 | 4.6301 | 10.9247 | 0.90575 | 9.895 | 4.6301 | 10.9247 | 0.90575 | Yes | Springhill | SDF2018
| Dendrobium_Mine | 2020 |  | 9.895 | 4.6301 | 10.9247 | 0.90575 | 9.895 | 4.6301 | 10.9247 | 0.90575 | Yes | Springhill | SDF2018
| Dendrobium_Mine | 2021 |  | 9.895 | 4.6301 | 10.9247 | 0.90575 | 9.895 | 4.6301 | 10.9247 | 0.90575 | Yes | Springhill | SDF2018
| Dendrobium_Mine | 2022 |  | 9.895 | 4.6301 | 10.9247 | 0.90575 | 9.895 | 4.6301 | 10.9247 | 0.90575 | Yes | Springhill | SDF2018
| Dendrobium_Mine | 2023 |  | 9.895 | 4.6301 | 10.9247 | 0.90575 | 9.895 | 4.6301 | 10.9247 | 0.90575 | Yes | Springhill | SDF2018
| Dendrobium_Mine | 2024 |  | 9.895 | 4.6301 | 10.9247 | 0.90575 | 9.895 | 4.6301 | 10.9247 | 0.90575 | Yes | Springhill | SDF2018
| Dendrobium_Mine | 2025 |  | 9.895 | 4.6301 | 10.9247 | 0.90575 | 9.895 | 4.6301 | 10.9247 | 0.90575 | Yes | Springhill | SDF2018
| Dendrobium_Mine | 2026 |  | 9.895 | 4.6301 | 10.9247 | 0.90575 | 9.895 | 4.6301 | 10.9247 | 0.90575 | Yes | Springhill | SDF2018
| Dendrobium_Mine | 2027 |  | 9.895 | 4.6301 | 10.9247 | 0.90575 | 9.895 | 4.6301 | 10.9247 | 0.90575 | Yes | Springhill | SDF2018
| Dendrobium_vent_fan_b | 2012 | [9 empty] | Yes | Springhill | SDF2018
| Dendrobium_vent_fan_b | 2013 | [9 empty] | Yes | Springhill | SDF2018
| Dendrobium_vent_fan_b | 2014 | [9 empty] | Yes | Springhill | SDF2018
| Dendrobium_vent_fan_b | 2015 | [9 empty] | Yes | Springhill | SDF2018
| Dendrobium_vent_fan_b | 2016 | 0.634 | 0.613 | 0.16182 | 0.634 | 0.96688 | 0.613 | 0.16182 | 0.634 | 0.96688 | Yes | Springhill | SDF2018
| Dendrobium_vent_fan_b | 2017 | 0.641 | 0.618 | 0.17017 | 0.641 | 0.96412 | 0.618 | 0.17017 | 0.641 | 0.96412 | Yes | Springhill | SDF2018
| Dendrobium_vent_fan_b | 2018 |  | 0.618 | 0.17017 | 0.641 | 0.96412 | 0.618 | 0.17017 | 0.641 | 0.96412 | Yes | Springhill | SDF2018
| Dendrobium_vent_fan_b | 2019 |  | 0.618 | 0.17017 | 0.641 | 0.96412 | 0.618 | 0.17017 | 0.641 | 0.96412 | Yes | Springhill | SDF2018
| Dendrobium_vent_fan_b | 2020 |  | 0.618 | 0.17017 | 0.641 | 0.96412 | 0.618 | 0.17017 | 0.641 | 0.96412 | Yes | Springhill | SDF2018
| Dendrobium_vent_fan_b | 2021 |  | 0.618 | 0.17017 | 0.641 | 0.96412 | 0.618 | 0.17017 | 0.641 | 0.96412 | Yes | Springhill | SDF2018
| Dendrobium_vent_fan_b | 2022 |  | 0.618 | 0.17017 | 0.641 | 0.96412 | 0.618 | 0.17017 | 0.641 | 0.96412 | Yes | Springhill | SDF2018
| Dendrobium_vent_fan_b | 2023 |  | 0.618 | 0.17017 | 0.641 | 0.96412 | 0.618 | 0.17017 | 0.641 | 0.96412 | Yes | Springhill | SDF2018
| Dendrobium_vent_fan_b | 2024 |  | 0.618 | 0.17017 | 0.641 | 0.96412 | 0.618 | 0.17017 | 0.641 | 0.96412 | Yes | Springhill | SDF2018
| Dendrobium_vent_fan_b | 2025 |  | 0.618 | 0.17017 | 0.641 | 0.96412 | 0.618 | 0.17017 | 0.641 | 0.96412 | Yes | Springhill | SDF2018
| Dendrobium_vent_fan_b | 2026 |  | 0.618 | 0.17017 | 0.641 | 0.96412 | 0.618 | 0.17017 | 0.641 | 0.96412 | Yes | Springhill | SDF2018
| Dendrobium_vent_fan_b | 2027 |  | 0.618 | 0.17017 | 0.641 | 0.96412 | 0.618 | 0.17017 | 0.641 | 0.96412 | Yes | Springhill | SDF2018
| Dapto | 2012 | 28.0834 | 33.751 | 3.9814 | 33.985 | 0.99311 | 28.3616 | 3.3456 | 28.5582 | 0.99311 | No | Springhill | SDF2018
| Dapto | 2013 | 33.3965 | 33.096 | 4.0436 | 33.3421 | 0.99262 | 27.7076 | 3.3852 | 27.9136 | 0.99262 | No | Springhill | SDF2018
| Dapto | 2014 | 26.5547 | 33.149 | 3.2239 | 33.3054 | 0.9953 | 27.7601 | 2.6998 | 27.8911 | 0.9953 | No | Springhill | SDF2018
| Dapto | 2015 | 25.098 | 33.796 | 2.3016 | 33.8743 | 0.99769 | 28.4073 | 1.9346 | 28.4731 | 0.99769 | No | Springhill | SDF2018
| Dapto | 2016 | 32.878 | 34.883 | 5.8841 | 35.3758 | 0.98607 | 29.708 | 5.0112 | 30.1277 | 0.98607 | No | Springhill | SDF2018
| Dapto | 2017 | 34.734 | 34.915 | 2.708 | 35.0199 | 0.99701 | 30.006 | 2.3272 | 30.0961 | 0.99701 | No | Springhill | SDF2018
| Dapto | 2018 |  | 35.1656 | 4.6041 | 35.4658 | 0.99154 | 30.2566 | 3.9614 | 30.5149 | 0.99154 | No | Springhill | SDF2018
| Dapto | 2019 |  | 36.2833 | 4.7505 | 36.593 | 0.99154 | 31.3743 | 4.1077 | 31.6421 | 0.99154 | No | Springhill | SDF2018
| Dapto | 2020 |  | 36.9759 | 4.8411 | 37.2915 | 0.99154 | 32.0669 | 4.1984 | 32.3406 | 0.99154 | No | Springhill | SDF2018
| Dapto | 2021 |  | 39.2135 | 5.1341 | 39.5481 | 0.99154 | 34.3045 | 4.4914 | 34.5972 | 0.99154 | No | Springhill | SDF2018
| Dapto | 2022 |  | 40.8784 | 5.3521 | 41.2273 | 0.99154 | 35.9694 | 4.7093 | 36.2764 | 0.99154 | No | Springhill | SDF2018
| Dapto | 2023 |  | 42.0061 | 5.4997 | 42.3646 | 0.99154 | 37.0971 | 4.857 | 37.4137 | 0.99154 | No | Springhill | SDF2018
| Dapto | 2024 |  | 42.3064 | 5.539 | 42.6675 | 0.99154 | 37.3974 | 4.8963 | 37.7166 | 0.99154 | No | Springhill | SDF2018
| Dapto | 2025 |  | 42.3192 | 5.5407 | 42.6804 | 0.99154 | 37.4102 | 4.898 | 37.7295 | 0.99154 | No | Springhill | SDF2018
| Dapto | 2026 |  | 42.4815 | 5.562 | 42.8441 | 0.99154 | 37.5725 | 4.9192 | 37.8932 | 0.99154 | No | Springhill | SDF2018
| Dapto | 2027 |  | 42.5948 | 5.5768 | 42.9583 | 0.99154 | 37.6858 | 4.9341 | 38.0074 | 0.99154 | No | Springhill | SDF2018
| Grain_Terminal | 2012 | 4.2913 | 3.7728 | 2.0448 | 4.2913 | 0.87917 | 3.7728 | 2.0448 | 4.2913 | 0.87917 | Yes | Springhill | SDF2018
| Grain_Terminal | 2013 | 4.4683 | 3.9504 | 2.088 | 4.4683 | 0.8841 | 3.9504 | 2.088 | 4.4683 | 0.8841 | Yes | Springhill | SDF2018
| Grain_Terminal | 2014 | 4.3734 | 3.9456 | 1.8864 | 4.3734 | 0.90219 | 3.9456 | 1.8864 | 4.3734 | 0.90219 | Yes | Springhill | SDF2018
| Grain_Terminal | 2015 | 3.841 | 3.6 | 1.3391 | 3.841 | 0.93726 | 3.6 | 1.3391 | 3.841 | 0.93726 | Yes | Springhill | SDF2018
| Grain_Terminal | 2016 | 3.669 | 3.427 | 1.3104 | 3.669 | 0.93404 | 3.427 | 1.3104 | 3.669 | 0.93404 | Yes | Springhill | SDF2018
| Grain_Terminal | 2017 | 4.161 | 3.888 | 1.4824 | 4.161 | 0.93439 | 3.888 | 1.4824 | 4.161 | 0.93439 | Yes | Springhill | SDF2018
| Grain_Terminal | 2018 |  | 3.888 | 1.7503 | 4.2638 | 0.91186 | 3.888 | 1.7503 | 4.2638 | 0.91186 | Yes | Springhill | SDF2018
| Grain_Terminal | 2019 |  | 3.888 | 1.7503 | 4.2638 | 0.91186 | 3.888 | 1.7503 | 4.2638 | 0.91186 | Yes | Springhill | SDF2018
| Grain_Terminal | 2020 |  | 3.888 | 1.7503 | 4.2638 | 0.91186 | 3.888 | 1.7503 | 4.2638 | 0.91186 | Yes | Springhill | SDF2018
| Grain_Terminal | 2021 |  | 3.888 | 1.7503 | 4.2638 | 0.91186 | 3.888 | 1.7503 | 4.2638 | 0.91186 | Yes | Springhill | SDF2018
| Grain_Terminal | 2022 |  | 3.888 | 1.7503 | 4.2638 | 0.91186 | 3.888 | 1.7503 | 4.2638 | 0.91186 | Yes | Springhill | SDF2018
| Grain_Terminal | 2023 |  | 3.888 | 1.7503 | 4.2638 | 0.91186 | 3.888 | 1.7503 | 4.2638 | 0.91186 | Yes | Springhill | SDF2018
| Grain_Terminal | 2024 |  | 3.888 | 1.7503 | 4.2638 | 0.91186 | 3.888 | 1.7503 | 4.2638 | 0.91186 | Yes | Springhill | SDF2018
| Grain_Terminal | 2025 |  | 3.888 | 1.7503 | 4.2638 | 0.91186 | 3.888 | 1.7503 | 4.2638 | 0.91186 | Yes | Springhill | SDF2018
| Grain_Terminal | 2026 |  | 3.888 | 1.7503 | 4.2638 | 0.91186 | 3.888 | 1.7503 | 4.2638 | 0.91186 | Yes | Springhill | SDF2018
| Grain_Terminal | 2027 |  | 3.888 | 1.7503 | 4.2638 | 0.91186 | 3.888 | 1.7503 | 4.2638 | 0.91186 | Yes | Springhill | SDF2018
| Figtree | 2012 | [9 empty] | No | Springhill | SDF2018
| Figtree | 2013 | 11.5447 | 11.2 | 2.8 | 11.5447 | 0.97014 | 11.2 | 2.8 | 11.5447 | 0.97014 | No | Springhill | SDF2018
| Figtree | 2014 | 20.4022 | 19.5 | 6 | 20.4022 | 0.95578 | 19.5 | 6 | 20.4022 | 0.95578 | No | Springhill | SDF2018
| Figtree | 2015 | 18.474 | 18.1 | 3.6985 | 18.474 | 0.97976 | 18.1 | 3.6985 | 18.474 | 0.97976 | No | Springhill | SDF2018
| Figtree | 2016 | 21.76 | 21 | 5.7007 | 21.76 | 0.96507 | 21 | 5.7007 | 21.76 | 0.96507 | No | Springhill | SDF2018
| Figtree | 2017 | 24.765 | 24.1 | 5.7005 | 24.765 | 0.97315 | 24.1 | 5.7005 | 24.765 | 0.97315 | No | Springhill | SDF2018
| Figtree | 2018 |  | 25.1918 | 6.411 | 25.9947 | 0.96911 | 25.1918 | 6.411 | 25.9947 | 0.96911 | No | Springhill | SDF2018
| Figtree | 2019 |  | 25.1692 | 6.4052 | 25.9714 | 0.96911 | 25.1692 | 6.4052 | 25.9714 | 0.96911 | No | Springhill | SDF2018
| Figtree | 2020 |  | 25.1241 | 6.3938 | 25.9249 | 0.96911 | 25.1241 | 6.3938 | 25.9249 | 0.96911 | No | Springhill | SDF2018
| Figtree | 2021 |  | 25.0649 | 6.3787 | 25.8639 | 0.96911 | 25.0649 | 6.3787 | 25.8639 | 0.96911 | No | Springhill | SDF2018
| Figtree | 2022 |  | 24.9985 | 6.3618 | 25.7953 | 0.96911 | 24.9985 | 6.3618 | 25.7953 | 0.96911 | No | Springhill | SDF2018
| Figtree | 2023 |  | 24.9375 | 6.3463 | 25.7324 | 0.96911 | 24.9375 | 6.3463 | 25.7324 | 0.96911 | No | Springhill | SDF2018
| Figtree | 2024 |  | 24.8792 | 6.3314 | 25.6721 | 0.96911 | 24.8792 | 6.3314 | 25.6721 | 0.96911 | No | Springhill | SDF2018
| Figtree | 2025 |  | 24.8422 | 6.322 | 25.634 | 0.96911 | 24.8422 | 6.322 | 25.634 | 0.96911 | No | Springhill | SDF2018
| Figtree | 2026 |  | 24.8768 | 6.3308 | 25.6697 | 0.96911 | 24.8768 | 6.3308 | 25.6697 | 0.96911 | No | Springhill | SDF2018
| Figtree | 2027 |  | 24.9114 | 6.3397 | 25.7054 | 0.96911 | 24.9114 | 6.3397 | 25.7054 | 0.96911 | No | Springhill | SDF2018
| Inner_Harbour | 2012 | 9.7069 | 8.7696 | 4.1616 | 9.7069 | 0.90344 | 8.7696 | 4.1616 | 9.7069 | 0.90344 | No | Springhill | SDF2018
| Inner_Harbour | 2013 | 9.057 | 8.1936 | 3.8592 | 9.057 | 0.90467 | 8.1936 | 3.8592 | 9.057 | 0.90467 | No | Springhill | SDF2018
| Inner_Harbour | 2014 | 9.0578 | 8.208 | 3.8304 | 9.0578 | 0.90618 | 8.208 | 3.8304 | 9.0578 | 0.90618 | No | Springhill | SDF2018
| Inner_Harbour | 2015 | 9.48 | 8.453 | 4.2915 | 9.48 | 0.89167 | 8.453 | 4.2915 | 9.48 | 0.89167 | No | Springhill | SDF2018
| Inner_Harbour | 2016 | 9.623 | 8.525 | 4.4639 | 9.623 | 0.8859 | 8.525 | 4.4639 | 9.623 | 0.8859 | No | Springhill | SDF2018
| Inner_Harbour | 2017 | 8.895 | 7.77 | 4.3299 | 8.895 | 0.87352 | 7.77 | 4.3299 | 8.895 | 0.87352 | No | Springhill | SDF2018
| Inner_Harbour | 2018 |  | 7.77 | 4.3299 | 8.895 | 0.87352 | 7.77 | 4.3299 | 8.895 | 0.87352 | No | Springhill | SDF2018
| Inner_Harbour | 2019 |  | 7.77 | 4.3299 | 8.895 | 0.87352 | 7.77 | 4.3299 | 8.895 | 0.87352 | No | Springhill | SDF2018
| Inner_Harbour | 2020 |  | 7.77 | 4.3299 | 8.895 | 0.87352 | 7.77 | 4.3299 | 8.895 | 0.87352 | No | Springhill | SDF2018
| Inner_Harbour | 2021 |  | 7.77 | 4.3299 | 8.895 | 0.87352 | 7.77 | 4.3299 | 8.895 | 0.87352 | No | Springhill | SDF2018
| Inner_Harbour | 2022 |  | 7.77 | 4.3299 | 8.895 | 0.87352 | 7.77 | 4.3299 | 8.895 | 0.87352 | No | Springhill | SDF2018
| Inner_Harbour | 2023 |  | 7.77 | 4.3299 | 8.895 | 0.87352 | 7.77 | 4.3299 | 8.895 | 0.87352 | No | Springhill | SDF2018
| Inner_Harbour | 2024 |  | 7.77 | 4.3299 | 8.895 | 0.87352 | 7.77 | 4.3299 | 8.895 | 0.87352 | No | Springhill | SDF2018
| Inner_Harbour | 2025 |  | 7.77 | 4.3299 | 8.895 | 0.87352 | 7.77 | 4.3299 | 8.895 | 0.87352 | No | Springhill | SDF2018
| Inner_Harbour | 2026 |  | 7.77 | 4.3299 | 8.895 | 0.87352 | 7.77 | 4.3299 | 8.895 | 0.87352 | No | Springhill | SDF2018
| Inner_Harbour | 2027 |  | 7.77 | 4.3299 | 8.895 | 0.87352 | 7.77 | 4.3299 | 8.895 | 0.87352 | No | Springhill | SDF2018
| Kenny_Street | 2012 | 21.3334 | 18.822 | 8.8659 | 20.8056 | 0.90466 | 17.7305 | 8.3518 | 19.599 | 0.90466 | No | Springhill | SDF2018
| Kenny_Street | 2013 | 19.4371 | 17.903 | 8.0158 | 19.6156 | 0.91269 | 16.8113 | 7.527 | 18.4195 | 0.91269 | No | Springhill | SDF2018
| Kenny_Street | 2014 | 17.5528 | 17.11 | 7.3467 | 18.6206 | 0.91888 | 16.0185 | 6.878 | 17.4327 | 0.91888 | No | Springhill | SDF2018
| Kenny_Street | 2015 | 17.665 | 18.066 | 6.2857 | 19.1283 | 0.94447 | 16.9738 | 5.9057 | 17.9718 | 0.94447 | No | Springhill | SDF2018
| Kenny_Street | 2016 | 19.217 | 18.289 | 5.9848 | 19.2433 | 0.95041 | 17.213 | 5.6326 | 18.1112 | 0.95041 | No | Springhill | SDF2018
| Kenny_Street | 2017 | 19.36 | 18.696 |  | 18.696 | 1 | 17.373 |  | 17.373 | 1 | No | Springhill | SDF2018
| Kenny_Street | 2018 |  | 18.6696 | 6.8676 | 19.8927 | 0.93852 | 17.3466 | 6.3809 | 18.483 | 0.93852 | No | Springhill | SDF2018
| Kenny_Street | 2019 |  | 20.5955 | 7.576 | 21.9447 | 0.93852 | 19.2725 | 7.0893 | 20.535 | 0.93852 | No | Springhill | SDF2018
| Kenny_Street | 2020 |  | 20.594 | 7.5755 | 21.9431 | 0.93852 | 19.271 | 7.0888 | 20.5334 | 0.93852 | No | Springhill | SDF2018
| Kenny_Street | 2021 |  | 20.6141 | 7.5828 | 21.9645 | 0.93852 | 19.2911 | 7.0962 | 20.5548 | 0.93852 | No | Springhill | SDF2018
| Kenny_Street | 2022 |  | 20.6555 | 7.5981 | 22.0086 | 0.93852 | 19.3325 | 7.1114 | 20.5989 | 0.93852 | No | Springhill | SDF2018
| Kenny_Street | 2023 |  | 20.7022 | 7.6153 | 22.0584 | 0.93852 | 19.3792 | 7.1286 | 20.6488 | 0.93852 | No | Springhill | SDF2018
| Kenny_Street | 2024 |  | 20.7425 | 7.6301 | 22.1014 | 0.93852 | 19.4195 | 7.1434 | 20.6917 | 0.93852 | No | Springhill | SDF2018
| Kenny_Street | 2025 |  | 20.82 | 7.6586 | 22.1839 | 0.93852 | 19.497 | 7.1719 | 20.7742 | 0.93852 | No | Springhill | SDF2018
| Kenny_Street | 2026 |  | 20.981 | 7.7178 | 22.3554 | 0.93852 | 19.658 | 7.2311 | 20.9457 | 0.93852 | No | Springhill | SDF2018
| Kenny_Street | 2027 |  | 21.1419 | 7.777 | 22.5269 | 0.93852 | 19.8189 | 7.2903 | 21.1173 | 0.93852 | No | Springhill | SDF2018
| Kembla_Grange | 2012 | 7.1614 | 6.984 | 1.584 | 7.1614 | 0.97523 | 6.984 | 1.584 | 7.1614 | 0.97523 | No | Springhill | SDF2018
| Kembla_Grange | 2013 | 4.1717 | 3.888 | 1.512 | 4.1717 | 0.932 | 3.888 | 1.512 | 4.1717 | 0.932 | No | Springhill | SDF2018
| Kembla_Grange | 2014 | 4.4208 | 3.816 | 2.232 | 4.4208 | 0.86319 | 3.816 | 2.232 | 4.4208 | 0.86319 | No | Springhill | SDF2018
| Kembla_Grange | 2015 | 3.35 | 2.952 | 1.5837 | 3.35 | 0.88119 | 2.952 | 1.5837 | 3.35 | 0.88119 | No | Springhill | SDF2018
| Kembla_Grange | 2016 | 4.076 | 3.888 | 1.2236 | 4.076 | 0.95388 | 3.888 | 1.2236 | 4.076 | 0.95388 | No | Springhill | SDF2018
| Kembla_Grange | 2017 | 4.371 | 4.23 | 1.1012 | 4.371 | 0.96774 | 4.23 | 1.1012 | 4.371 | 0.96774 | No | Springhill | SDF2018
| Kembla_Grange | 2018 |  | 4.5492 | 1.1844 | 4.7009 | 0.96774 | 4.5492 | 1.1844 | 4.7009 | 0.96774 | No | Springhill | SDF2018
| Kembla_Grange | 2019 |  | 4.792 | 1.2476 | 4.9518 | 0.96774 | 4.792 | 1.2476 | 4.9518 | 0.96774 | No | Springhill | SDF2018
| Kembla_Grange | 2020 |  | 4.9103 | 1.2784 | 5.074 | 0.96774 | 4.9103 | 1.2784 | 5.074 | 0.96774 | No | Springhill | SDF2018
| Kembla_Grange | 2021 |  | 10.3811 | 2.7026 | 10.7271 | 0.96774 | 10.3811 | 2.7026 | 10.7271 | 0.96774 | No | Springhill | SDF2018
| Kembla_Grange | 2022 |  | 10.373 | 2.7005 | 10.7188 | 0.96774 | 10.373 | 2.7005 | 10.7188 | 0.96774 | No | Springhill | SDF2018
| Kembla_Grange | 2023 |  | 10.3657 | 2.6986 | 10.7113 | 0.96774 | 10.3657 | 2.6986 | 10.7113 | 0.96774 | No | Springhill | SDF2018
| Kembla_Grange | 2024 |  | 10.3588 | 2.6968 | 10.7041 | 0.96774 | 10.3588 | 2.6968 | 10.7041 | 0.96774 | No | Springhill | SDF2018
| Kembla_Grange | 2025 |  | 10.3548 | 2.6958 | 10.6999 | 0.96774 | 10.3548 | 2.6958 | 10.6999 | 0.96774 | No | Springhill | SDF2018
| Kembla_Grange | 2026 |  | 10.3614 | 2.6975 | 10.7068 | 0.96774 | 10.3614 | 2.6975 | 10.7068 | 0.96774 | No | Springhill | SDF2018
| Kembla_Grange | 2027 |  | 10.368 | 2.6992 | 10.7136 | 0.96774 | 10.368 | 2.6992 | 10.7136 | 0.96774 | No | Springhill | SDF2018
| Lysaghts | 2012 | 32.5107 | 29.2596 | 14.1711 | 32.5107 | 0.9 | 29.2596 | 14.1711 | 32.5107 | 0.9 | Yes | Springhill | SDF2018
| Lysaghts | 2013 | 33.1097 | 31.4542 | 10.3385 | 33.1097 | 0.95 | 31.4542 | 10.3385 | 33.1097 | 0.95 | Yes | Springhill | SDF2018
| Lysaghts | 2014 | 32.5124 | 30.8868 | 10.152 | 32.5124 | 0.95 | 30.8868 | 10.152 | 32.5124 | 0.95 | Yes | Springhill | SDF2018
| Lysaghts | 2015 | 36.366 | 34.548 | 11.3544 | 36.366 | 0.95001 | 34.548 | 11.3544 | 36.366 | 0.95001 | Yes | Springhill | SDF2018
| Lysaghts | 2016 | 30.869 | 29.326 | 9.6375 | 30.869 | 0.95001 | 29.326 | 9.6375 | 30.869 | 0.95001 | Yes | Springhill | SDF2018
| Lysaghts | 2017 | 31.988 | 30.388 | 9.9901 | 31.988 | 0.94998 | 30.388 | 9.9901 | 31.988 | 0.94998 | Yes | Springhill | SDF2018
| Lysaghts | 2018 |  | 30.388 | 10.8605 | 32.2704 | 0.94167 | 30.388 | 10.8605 | 32.2704 | 0.94167 | Yes | Springhill | SDF2018
| Lysaghts | 2019 |  | 30.388 | 10.8605 | 32.2704 | 0.94167 | 30.388 | 10.8605 | 32.2704 | 0.94167 | Yes | Springhill | SDF2018
| Lysaghts | 2020 |  | 30.388 | 10.8605 | 32.2704 | 0.94167 | 30.388 | 10.8605 | 32.2704 | 0.94167 | Yes | Springhill | SDF2018
| Lysaghts | 2021 |  | 30.388 | 10.8605 | 32.2704 | 0.94167 | 30.388 | 10.8605 | 32.2704 | 0.94167 | Yes | Springhill | SDF2018
| Lysaghts | 2022 |  | 30.388 | 10.8605 | 32.2704 | 0.94167 | 30.388 | 10.8605 | 32.2704 | 0.94167 | Yes | Springhill | SDF2018
| Lysaghts | 2023 |  | 30.388 | 10.8605 | 32.2704 | 0.94167 | 30.388 | 10.8605 | 32.2704 | 0.94167 | Yes | Springhill | SDF2018
| Lysaghts | 2024 |  | 30.388 | 10.8605 | 32.2704 | 0.94167 | 30.388 | 10.8605 | 32.2704 | 0.94167 | Yes | Springhill | SDF2018
| Lysaghts | 2025 |  | 30.388 | 10.8605 | 32.2704 | 0.94167 | 30.388 | 10.8605 | 32.2704 | 0.94167 | Yes | Springhill | SDF2018
| Lysaghts | 2026 |  | 30.388 | 10.8605 | 32.2704 | 0.94167 | 30.388 | 10.8605 | 32.2704 | 0.94167 | Yes | Springhill | SDF2018
| Lysaghts | 2027 |  | 30.388 | 10.8605 | 32.2704 | 0.94167 | 30.388 | 10.8605 | 32.2704 | 0.94167 | Yes | Springhill | SDF2018
| Nepean_conveyors | 2012 | [9 empty] | Yes | Springhill | SDF2018
| Nepean_conveyors | 2013 | [9 empty] | Yes | Springhill | SDF2018
| Nepean_conveyors | 2014 | [9 empty] | Yes | Springhill | SDF2018
| Nepean_conveyors | 2015 | [9 empty] | Yes | Springhill | SDF2018
| Nepean_conveyors | 2016 | 0.241 | 0.218 | 0.10275 | 0.241 | 0.90456 | 0.218 | 0.10275 | 0.241 | 0.90456 | Yes | Springhill | SDF2018
| Nepean_conveyors | 2017 | 0.258 | 0.256 | 0.032062 | 0.258 | 0.99225 | 0.256 | 0.032062 | 0.258 | 0.99225 | Yes | Springhill | SDF2018
| Nepean_conveyors | 2018 |  | 0.256 | 0.032062 | 0.258 | 0.99225 | 0.256 | 0.032062 | 0.258 | 0.99225 | Yes | Springhill | SDF2018
| Nepean_conveyors | 2019 |  | 0.256 | 0.032062 | 0.258 | 0.99225 | 0.256 | 0.032062 | 0.258 | 0.99225 | Yes | Springhill | SDF2018
| Nepean_conveyors | 2020 |  | 0.256 | 0.032062 | 0.258 | 0.99225 | 0.256 | 0.032062 | 0.258 | 0.99225 | Yes | Springhill | SDF2018
| Nepean_conveyors | 2021 |  | 0.256 | 0.032062 | 0.258 | 0.99225 | 0.256 | 0.032062 | 0.258 | 0.99225 | Yes | Springhill | SDF2018
| Nepean_conveyors | 2022 |  | 0.256 | 0.032062 | 0.258 | 0.99225 | 0.256 | 0.032062 | 0.258 | 0.99225 | Yes | Springhill | SDF2018
| Nepean_conveyors | 2023 |  | 0.256 | 0.032062 | 0.258 | 0.99225 | 0.256 | 0.032062 | 0.258 | 0.99225 | Yes | Springhill | SDF2018
| Nepean_conveyors | 2024 |  | 0.256 | 0.032062 | 0.258 | 0.99225 | 0.256 | 0.032062 | 0.258 | 0.99225 | Yes | Springhill | SDF2018
| Nepean_conveyors | 2025 |  | 0.256 | 0.032062 | 0.258 | 0.99225 | 0.256 | 0.032062 | 0.258 | 0.99225 | Yes | Springhill | SDF2018
| Nepean_conveyors | 2026 |  | 0.256 | 0.032062 | 0.258 | 0.99225 | 0.256 | 0.032062 | 0.258 | 0.99225 | Yes | Springhill | SDF2018
| Nepean_conveyors | 2027 |  | 0.256 | 0.032062 | 0.258 | 0.99225 | 0.256 | 0.032062 | 0.258 | 0.99225 | Yes | Springhill | SDF2018
| North_Wollongong | 2012 | 10.1723 | 10.119 | 1.0404 | 10.1723 | 0.99476 | 10.119 | 1.0404 | 10.1723 | 0.99476 | No | Springhill | SDF2018
| North_Wollongong | 2013 | 12.8814 | 12.7754 | 1.6495 | 12.8814 | 0.99177 | 12.7754 | 1.6495 | 12.8814 | 0.99177 | No | Springhill | SDF2018
| North_Wollongong | 2014 | 10.8193 | 10.7899 | 0.79727 | 10.8193 | 0.99728 | 10.7899 | 0.79727 | 10.8193 | 0.99728 | No | Springhill | SDF2018
| North_Wollongong | 2015 | 11.838 | 11.264 | 3.6415 | 11.838 | 0.95151 | 11.264 | 3.6415 | 11.838 | 0.95151 | No | Springhill | SDF2018
| North_Wollongong | 2016 | 13.445 | 13.401 | 1.0868 | 13.445 | 0.99673 | 13.401 | 1.0868 | 13.445 | 0.99673 | No | Springhill | SDF2018
| North_Wollongong | 2017 | 13.472 | 13.437 | 0.97047 | 13.472 | 0.9974 | 13.437 | 0.97047 | 13.472 | 0.9974 | No | Springhill | SDF2018
| North_Wollongong | 2018 |  | 14.381 | 2.2251 | 14.5521 | 0.98824 | 14.381 | 2.2251 | 14.5521 | 0.98824 | No | Springhill | SDF2018
| North_Wollongong | 2019 |  | 14.5793 | 2.2558 | 14.7528 | 0.98824 | 14.5793 | 2.2558 | 14.7528 | 0.98824 | No | Springhill | SDF2018
| North_Wollongong | 2020 |  | 14.5549 | 2.252 | 14.7281 | 0.98824 | 14.5549 | 2.252 | 14.7281 | 0.98824 | No | Springhill | SDF2018
| North_Wollongong | 2021 |  | 14.5396 | 2.2496 | 14.7126 | 0.98824 | 14.5396 | 2.2496 | 14.7126 | 0.98824 | No | Springhill | SDF2018
| North_Wollongong | 2022 |  | 14.5313 | 2.2483 | 14.7042 | 0.98824 | 14.5313 | 2.2483 | 14.7042 | 0.98824 | No | Springhill | SDF2018
| North_Wollongong | 2023 |  | 14.5258 | 2.2475 | 14.6987 | 0.98824 | 14.5258 | 2.2475 | 14.6987 | 0.98824 | No | Springhill | SDF2018
| North_Wollongong | 2024 |  | 14.5196 | 2.2465 | 14.6924 | 0.98824 | 14.5196 | 2.2465 | 14.6924 | 0.98824 | No | Springhill | SDF2018
| North_Wollongong | 2025 |  | 14.5283 | 2.2479 | 14.7011 | 0.98824 | 14.5283 | 2.2479 | 14.7011 | 0.98824 | No | Springhill | SDF2018
| North_Wollongong | 2026 |  | 14.5779 | 2.2555 | 14.7513 | 0.98824 | 14.5779 | 2.2555 | 14.7513 | 0.98824 | No | Springhill | SDF2018
| North_Wollongong | 2027 |  | 14.6274 | 2.2632 | 14.8015 | 0.98824 | 14.6274 | 2.2632 | 14.8015 | 0.98824 | No | Springhill | SDF2018
| Orrcon | 2012 | [9 empty] | Yes | Springhill | SDF2018
| Orrcon | 2013 | [9 empty] | Yes | Springhill | SDF2018
| Orrcon | 2014 | [9 empty] | Yes | Springhill | SDF2018
| Orrcon | 2015 | [9 empty] | Yes | Springhill | SDF2018
| Orrcon | 2016 | [9 empty] | Yes | Springhill | SDF2018
| Orrcon | 2017 | [9 empty] | Yes | Springhill | SDF2018
| Orrcon | 2018 | [9 empty] | Yes | Springhill | SDF2018
| Orrcon | 2019 | [9 empty] | Yes | Springhill | SDF2018
| Orrcon | 2020 | [9 empty] | Yes | Springhill | SDF2018
| Orrcon | 2021 | [9 empty] | Yes | Springhill | SDF2018
| Orrcon | 2022 | [9 empty] | Yes | Springhill | SDF2018
| Orrcon | 2023 | [9 empty] | Yes | Springhill | SDF2018
| Orrcon | 2024 | [9 empty] | Yes | Springhill | SDF2018
| Orrcon | 2025 | [9 empty] | Yes | Springhill | SDF2018
| Orrcon | 2026 | [9 empty] | Yes | Springhill | SDF2018
| Orrcon | 2027 | [9 empty] | Yes | Springhill | SDF2018
| Port_Kembla | 2012 | 13.0102 | 12.839 | 4.6729 | 13.6629 | 0.9397 | 11.4016 | 4.1497 | 12.1333 | 0.9397 | No | Springhill | SDF2018
| Port_Kembla | 2013 | 12.8827 | 12.264 | 3.4613 | 12.7431 | 0.9624 | 10.8261 | 3.0555 | 11.249 | 0.9624 | No | Springhill | SDF2018
| Port_Kembla | 2014 | 9.8803 | 11.778 | 2.918 | 12.1341 | 0.97065 | 10.3409 | 2.5619 | 10.6535 | 0.97065 | No | Springhill | SDF2018
| Port_Kembla | 2015 | 10.942 | 12.169 | 3.9796 | 12.8032 | 0.95047 | 10.7317 | 3.5096 | 11.291 | 0.95047 | No | Springhill | SDF2018
| Port_Kembla | 2016 | 11.925 | 11.953 | 3.6691 | 12.5035 | 0.95597 | 10.784 | 3.3103 | 11.2806 | 0.95597 | No | Springhill | SDF2018
| Port_Kembla | 2017 | 13.124 | 12.8 | 2.8982 | 13.124 | 0.97531 | 12.8 | 2.8982 | 13.124 | 0.97531 | No | Springhill | SDF2018
| Port_Kembla | 2018 |  | 12.7571 | 2.8885 | 13.08 | 0.97531 | 12.7571 | 2.8885 | 13.08 | 0.97531 | No | Springhill | SDF2018
| Port_Kembla | 2019 |  | 13.5926 | 3.0776 | 13.9367 | 0.97531 | 13.5926 | 3.0776 | 13.9367 | 0.97531 | No | Springhill | SDF2018
| Port_Kembla | 2020 |  | 13.5477 | 3.0675 | 13.8906 | 0.97531 | 13.5477 | 3.0675 | 13.8906 | 0.97531 | No | Springhill | SDF2018
| Port_Kembla | 2021 |  | 13.5089 | 3.0587 | 13.8508 | 0.97531 | 13.5089 | 3.0587 | 13.8508 | 0.97531 | No | Springhill | SDF2018
| Port_Kembla | 2022 |  | 13.4726 | 3.0505 | 13.8136 | 0.97531 | 13.4726 | 3.0505 | 13.8136 | 0.97531 | No | Springhill | SDF2018
| Port_Kembla | 2023 |  | 13.4389 | 3.0428 | 13.7791 | 0.97531 | 13.4389 | 3.0428 | 13.7791 | 0.97531 | No | Springhill | SDF2018
| Port_Kembla | 2024 |  | 13.407 | 3.0356 | 13.7463 | 0.97531 | 13.407 | 3.0356 | 13.7463 | 0.97531 | No | Springhill | SDF2018
| Port_Kembla | 2025 |  | 13.3843 | 3.0305 | 13.7231 | 0.97531 | 13.3843 | 3.0305 | 13.7231 | 0.97531 | No | Springhill | SDF2018
| Port_Kembla | 2026 |  | 13.3961 | 3.0331 | 13.7352 | 0.97531 | 13.3961 | 3.0331 | 13.7352 | 0.97531 | No | Springhill | SDF2018
| Port_Kembla | 2027 |  | 13.4079 | 3.0358 | 13.7473 | 0.97531 | 13.4079 | 3.0358 | 13.7473 | 0.97531 | No | Springhill | SDF2018
| South_Wollongong | 2012 | 14.419 | 14.198 | 1.1276 | 14.2427 | 0.99686 | 13.2231 | 1.0501 | 13.2647 | 0.99686 | No | Springhill | SDF2018
| South_Wollongong | 2013 | 15.6654 | 14.134 | 0.74533 | 14.1536 | 0.99861 | 13.1586 | 0.6939 | 13.1769 | 0.99861 | No | Springhill | SDF2018
| South_Wollongong | 2014 | 13.1975 | 13.738 | 2.864 | 14.0334 | 0.97895 | 12.7633 | 2.6608 | 13.0377 | 0.97895 | No | Springhill | SDF2018
| South_Wollongong | 2015 | 14.094 | 13.992 | 2.4308 | 14.2016 | 0.98524 | 13.0168 | 2.2614 | 13.2118 | 0.98524 | No | Springhill | SDF2018
| South_Wollongong | 2016 | 14.828 | 14.086 | 2.2025 | 14.2571 | 0.988 | 12.994 | 2.0317 | 13.1519 | 0.988 | No | Springhill | SDF2018
| South_Wollongong | 2017 | 15.04 | 14.917 | 1.9196 | 15.04 | 0.99182 | 14.917 | 1.9196 | 15.04 | 0.99182 | No | Springhill | SDF2018
| South_Wollongong | 2018 |  | 16.9646 | 2.4278 | 17.1374 | 0.98991 | 16.9646 | 2.4278 | 17.1374 | 0.98991 | No | Springhill | SDF2018
| South_Wollongong | 2019 |  | 18.1206 | 2.5933 | 18.3052 | 0.98991 | 18.1206 | 2.5933 | 18.3052 | 0.98991 | No | Springhill | SDF2018
| South_Wollongong | 2020 |  | 18.0927 | 2.5893 | 18.2771 | 0.98991 | 18.0927 | 2.5893 | 18.2771 | 0.98991 | No | Springhill | SDF2018
| South_Wollongong | 2021 |  | 18.0754 | 2.5868 | 18.2595 | 0.98991 | 18.0754 | 2.5868 | 18.2595 | 0.98991 | No | Springhill | SDF2018
| South_Wollongong | 2022 |  | 18.0662 | 2.5855 | 18.2503 | 0.98991 | 18.0662 | 2.5855 | 18.2503 | 0.98991 | No | Springhill | SDF2018
| South_Wollongong | 2023 |  | 18.0603 | 2.5846 | 18.2443 | 0.98991 | 18.0603 | 2.5846 | 18.2443 | 0.98991 | No | Springhill | SDF2018
| South_Wollongong | 2024 |  | 18.0534 | 2.5836 | 18.2374 | 0.98991 | 18.0534 | 2.5836 | 18.2374 | 0.98991 | No | Springhill | SDF2018
| South_Wollongong | 2025 |  | 18.0638 | 2.5851 | 18.2478 | 0.98991 | 18.0638 | 2.5851 | 18.2478 | 0.98991 | No | Springhill | SDF2018
| South_Wollongong | 2026 |  | 18.1207 | 2.5933 | 18.3054 | 0.98991 | 18.1207 | 2.5933 | 18.3054 | 0.98991 | No | Springhill | SDF2018
| South_Wollongong | 2027 |  | 18.1777 | 2.6014 | 18.3629 | 0.98991 | 18.1777 | 2.6014 | 18.3629 | 0.98991 | No | Springhill | SDF2018
| Telstra_HVC | 2012 | [9 empty] | No | Springhill | SDF2018
| Telstra_HVC | 2013 | [9 empty] | No | Springhill | SDF2018
| Telstra_HVC | 2014 | [9 empty] | No | Springhill | SDF2018
| Telstra_HVC | 2015 | [9 empty] | No | Springhill | SDF2018
| Telstra_HVC | 2016 | [9 empty] | No | Springhill | SDF2018
| Telstra_HVC | 2017 | [9 empty] | No | Springhill | SDF2018
| Telstra_HVC | 2018 |  | 0.036 | 0.017436 | 0.04 | 0.9 | 0.036 | 0.017436 | 0.04 | 0.9 | No | Springhill | SDF2018
| Telstra_HVC | 2019 |  | 0.036 | 0.017436 | 0.04 | 0.9 | 0.036 | 0.017436 | 0.04 | 0.9 | No | Springhill | SDF2018
| Telstra_HVC | 2020 |  | 0.036 | 0.017436 | 0.04 | 0.9 | 0.036 | 0.017436 | 0.04 | 0.9 | No | Springhill | SDF2018
| Telstra_HVC | 2021 |  | 0.036 | 0.017436 | 0.04 | 0.9 | 0.036 | 0.017436 | 0.04 | 0.9 | No | Springhill | SDF2018
| Telstra_HVC | 2022 |  | 0.036 | 0.017436 | 0.04 | 0.9 | 0.036 | 0.017436 | 0.04 | 0.9 | No | Springhill | SDF2018
| Telstra_HVC | 2023 |  | 0.036 | 0.017436 | 0.04 | 0.9 | 0.036 | 0.017436 | 0.04 | 0.9 | No | Springhill | SDF2018
| Telstra_HVC | 2024 |  | 0.036 | 0.017436 | 0.04 | 0.9 | 0.036 | 0.017436 | 0.04 | 0.9 | No | Springhill | SDF2018
| Telstra_HVC | 2025 |  | 0.036 | 0.017436 | 0.04 | 0.9 | 0.036 | 0.017436 | 0.04 | 0.9 | No | Springhill | SDF2018
| Telstra_HVC | 2026 |  | 0.036 | 0.017436 | 0.04 | 0.9 | 0.036 | 0.017436 | 0.04 | 0.9 | No | Springhill | SDF2018
| Telstra_HVC | 2027 |  | 0.036 | 0.017436 | 0.04 | 0.9 | 0.036 | 0.017436 | 0.04 | 0.9 | No | Springhill | SDF2018
| Unanderra | 2012 | 23.99 | 28.255 | 0.96734 | 28.2716 | 0.99941 | 22.901 | 0.78404 | 22.9144 | 0.99941 | No | Springhill | SDF2018
| Unanderra | 2013 | 23.6309 | 22.638 | 2.6388 | 22.7913 | 0.99327 | 20.0989 | 2.3428 | 20.235 | 0.99327 | No | Springhill | SDF2018
| Unanderra | 2014 | 12.9938 | 11.668 | 5.6511 | 12.9644 | 0.9 | 11.0418 | 5.3478 | 12.2687 | 0.9 | No | Springhill | SDF2018
| Unanderra | 2015 | 16.086 | 13.29 | 2.0938 | 13.4539 | 0.98782 | 12.8207 | 2.0199 | 12.9788 | 0.98782 | No | Springhill | SDF2018
| Unanderra | 2016 | 12.964 | 12.224 | 0.30373 | 12.2278 | 0.99969 | 11.328 | 0.28147 | 11.3315 | 0.99969 | No | Springhill | SDF2018
| Unanderra | 2017 | 17.094 | 14.245 | 0.72341 | 14.2634 | 0.99871 | 12.56 | 0.63784 | 12.5762 | 0.99871 | No | Springhill | SDF2018
| Unanderra | 2018 |  | 14.4471 | 2.9473 | 14.7447 | 0.97982 | 12.7621 | 2.6036 | 13.025 | 0.97982 | No | Springhill | SDF2018
| Unanderra | 2019 |  | 15.629 | 3.1884 | 15.9509 | 0.97982 | 13.944 | 2.8447 | 14.2312 | 0.97982 | No | Springhill | SDF2018
| Unanderra | 2020 |  | 15.6781 | 3.1985 | 16.001 | 0.97982 | 13.9931 | 2.8547 | 14.2813 | 0.97982 | No | Springhill | SDF2018
| Unanderra | 2021 |  | 19.5743 | 3.9933 | 19.9775 | 0.97982 | 17.8893 | 3.6496 | 18.2578 | 0.97982 | No | Springhill | SDF2018
| Unanderra | 2022 |  | 19.5556 | 3.9895 | 19.9584 | 0.97982 | 17.8706 | 3.6457 | 18.2387 | 0.97982 | No | Springhill | SDF2018
| Unanderra | 2023 |  | 22.4792 | 4.5859 | 22.9423 | 0.97982 | 20.7942 | 4.2422 | 21.2226 | 0.97982 | No | Springhill | SDF2018
| Unanderra | 2024 |  | 22.4642 | 4.5829 | 22.9269 | 0.97982 | 20.7792 | 4.2391 | 21.2072 | 0.97982 | No | Springhill | SDF2018
| Unanderra | 2025 |  | 25.4002 | 5.1818 | 25.9234 | 0.97982 | 23.7152 | 4.8381 | 24.2037 | 0.97982 | No | Springhill | SDF2018
| Unanderra | 2026 |  | 25.4418 | 5.1903 | 25.9659 | 0.97982 | 23.7568 | 4.8466 | 24.2462 | 0.97982 | No | Springhill | SDF2018
| Unanderra | 2027 |  | 28.4229 | 5.7985 | 29.0083 | 0.97982 | 26.7379 | 5.4547 | 27.2886 | 0.97982 | No | Springhill | SDF2018
| Water_Board_Dams | 2012 | 2.3 | 1.899 | 1.2955 | 2.2988 | 0.82609 | 1.899 | 1.2955 | 2.2988 | 0.82609 | Yes | Springhill | SDF2018
| Water_Board_Dams | 2013 | 2.3 | 1.899 | 1.2955 | 2.2988 | 0.82609 | 1.899 | 1.2955 | 2.2988 | 0.82609 | Yes | Springhill | SDF2018
| Water_Board_Dams | 2014 | 2.3 | 1.899 | 1.2955 | 2.2988 | 0.82609 | 1.899 | 1.2955 | 2.2988 | 0.82609 | Yes | Springhill | SDF2018
| Water_Board_Dams | 2015 | 2.3 | 1.899 | 1.2955 | 2.2988 | 0.82609 | 1.899 | 1.2955 | 2.2988 | 0.82609 | Yes | Springhill | SDF2018
| Water_Board_Dams | 2016 | 2.3 | 1.899 | 1.2955 | 2.2988 | 0.82609 | 1.899 | 1.2955 | 2.2988 | 0.82609 | Yes | Springhill | SDF2018
| Water_Board_Dams | 2017 | 1.875 | 1.781 | 0.58623 | 1.875 | 0.94987 | 1.781 | 0.58623 | 1.875 | 0.94987 | Yes | Springhill | SDF2018
| Water_Board_Dams | 2018 |  | 1.781 | 1.1191 | 2.1034 | 0.84672 | 1.781 | 1.1191 | 2.1034 | 0.84672 | Yes | Springhill | SDF2018
| Water_Board_Dams | 2019 |  | 1.781 | 1.1191 | 2.1034 | 0.84672 | 1.781 | 1.1191 | 2.1034 | 0.84672 | Yes | Springhill | SDF2018
| Water_Board_Dams | 2020 |  | 1.781 | 1.1191 | 2.1034 | 0.84672 | 1.781 | 1.1191 | 2.1034 | 0.84672 | Yes | Springhill | SDF2018
| Water_Board_Dams | 2021 |  | 1.781 | 1.1191 | 2.1034 | 0.84672 | 1.781 | 1.1191 | 2.1034 | 0.84672 | Yes | Springhill | SDF2018
| Water_Board_Dams | 2022 |  | 1.781 | 1.1191 | 2.1034 | 0.84672 | 1.781 | 1.1191 | 2.1034 | 0.84672 | Yes | Springhill | SDF2018
| Water_Board_Dams | 2023 |  | 1.781 | 1.1191 | 2.1034 | 0.84672 | 1.781 | 1.1191 | 2.1034 | 0.84672 | Yes | Springhill | SDF2018
| Water_Board_Dams | 2024 |  | 1.781 | 1.1191 | 2.1034 | 0.84672 | 1.781 | 1.1191 | 2.1034 | 0.84672 | Yes | Springhill | SDF2018
| Water_Board_Dams | 2025 |  | 1.781 | 1.1191 | 2.1034 | 0.84672 | 1.781 | 1.1191 | 2.1034 | 0.84672 | Yes | Springhill | SDF2018
| Water_Board_Dams | 2026 |  | 1.781 | 1.1191 | 2.1034 | 0.84672 | 1.781 | 1.1191 | 2.1034 | 0.84672 | Yes | Springhill | SDF2018
| Water_Board_Dams | 2027 |  | 1.781 | 1.1191 | 2.1034 | 0.84672 | 1.781 | 1.1191 | 2.1034 | 0.84672 | Yes | Springhill | SDF2018
| West_Wollongong | 2012 | 18.545 | 19.25 | 6.5087 | 20.3206 | 0.94732 | 17.2082 | 5.8183 | 18.1652 | 0.94732 | No | Springhill | SDF2018
| West_Wollongong | 2013 | 20.1785 | 16.554 | 5.4978 | 17.4431 | 0.94903 | 13.878 | 4.6091 | 14.6234 | 0.94903 | No | Springhill | SDF2018
| West_Wollongong | 2014 | 9.4432 | 9.432 | 3.4453 | 10.0415 | 0.9393 | 8.4589 | 3.0898 | 9.0056 | 0.9393 | No | Springhill | SDF2018
| West_Wollongong | 2015 | 8.934 | 11.644 | 2.4669 | 11.9025 | 0.97829 | 9.842 | 2.0852 | 10.0605 | 0.97829 | No | Springhill | SDF2018
| West_Wollongong | 2016 | 12.726 | 12.413 | 2.5786 | 12.678 | 0.9791 | 11.17 | 2.3204 | 11.4085 | 0.9791 | No | Springhill | SDF2018
| West_Wollongong | 2017 | 13.869 | 13.247 | 2.3261 | 13.4497 | 0.98493 | 11.431 | 2.0073 | 11.6059 | 0.98493 | No | Springhill | SDF2018
| West_Wollongong | 2018 |  | 13.8356 | 3.8724 | 14.3673 | 0.96299 | 12.0196 | 3.3641 | 12.4815 | 0.96299 | No | Springhill | SDF2018
| West_Wollongong | 2019 |  | 13.7868 | 3.8587 | 14.3166 | 0.96299 | 11.9708 | 3.3504 | 12.4308 | 0.96299 | No | Springhill | SDF2018
| West_Wollongong | 2020 |  | 13.735 | 3.8442 | 14.2628 | 0.96299 | 11.919 | 3.3359 | 12.377 | 0.96299 | No | Springhill | SDF2018
| West_Wollongong | 2021 |  | 13.6886 | 3.8312 | 14.2146 | 0.96299 | 11.8726 | 3.323 | 12.3289 | 0.96299 | No | Springhill | SDF2018
| West_Wollongong | 2022 |  | 13.6432 | 3.8185 | 14.1675 | 0.96299 | 11.8272 | 3.3102 | 12.2817 | 0.96299 | No | Springhill | SDF2018
| West_Wollongong | 2023 |  | 13.6002 | 3.8065 | 14.1229 | 0.96299 | 11.7842 | 3.2982 | 12.2371 | 0.96299 | No | Springhill | SDF2018
| West_Wollongong | 2024 |  | 13.5596 | 3.7951 | 14.0807 | 0.96299 | 11.7436 | 3.2869 | 12.1949 | 0.96299 | No | Springhill | SDF2018
| West_Wollongong | 2025 |  | 13.5261 | 3.7857 | 14.0459 | 0.96299 | 11.7101 | 3.2775 | 12.1601 | 0.96299 | No | Springhill | SDF2018
| West_Wollongong | 2026 |  | 13.5212 | 3.7844 | 14.0408 | 0.96299 | 11.7052 | 3.2761 | 12.155 | 0.96299 | No | Springhill | SDF2018
| West_Wollongong | 2027 |  | 13.5162 | 3.783 | 14.0357 | 0.96299 | 11.7002 | 3.2747 | 12.1499 | 0.96299 | No | Springhill | SDF2018
| Wongawilli_Colliery | 2012 | 2.8043 | 2.016 | 2.2486 | 3.02 | 0.66755 | 2.016 | 2.2486 | 3.02 | 0.66755 | Yes | Springhill | SDF2018
| Wongawilli_Colliery | 2013 | 2.5537 | 1.656 | 1.944 | 2.5537 | 0.64847 | 1.656 | 1.944 | 2.5537 | 0.64847 | Yes | Springhill | SDF2018
| Wongawilli_Colliery | 2014 | 2.3977 | 1.584 | 1.8 | 2.3977 | 0.66063 | 1.584 | 1.8 | 2.3977 | 0.66063 | Yes | Springhill | SDF2018
| Wongawilli_Colliery | 2015 | 0.611 | 0.432 | 0.43208 | 0.611 | 0.70704 | 0.432 | 0.43208 | 0.611 | 0.70704 | Yes | Springhill | SDF2018
| Wongawilli_Colliery | 2016 | 1.312 | 0.8 | 1.0399 | 1.312 | 0.60976 | 0.8 | 1.0399 | 1.312 | 0.60976 | Yes | Springhill | SDF2018
| Wongawilli_Colliery | 2017 | 2.07 | 1.36 | 1.5605 | 2.07 | 0.657 | 1.36 | 1.5605 | 2.07 | 0.657 | Yes | Springhill | SDF2018
| Wongawilli_Colliery | 2018 |  | 1.36 | 1.6616 | 2.1472 | 0.63338 | 1.36 | 1.6616 | 2.1472 | 0.63338 | Yes | Springhill | SDF2018
| Wongawilli_Colliery | 2019 |  | 1.36 | 1.6616 | 2.1472 | 0.63338 | 1.36 | 1.6616 | 2.1472 | 0.63338 | Yes | Springhill | SDF2018
| Wongawilli_Colliery | 2020 |  | 1.36 | 1.6616 | 2.1472 | 0.63338 | 1.36 | 1.6616 | 2.1472 | 0.63338 | Yes | Springhill | SDF2018
| Wongawilli_Colliery | 2021 |  | 1.36 | 1.6616 | 2.1472 | 0.63338 | 1.36 | 1.6616 | 2.1472 | 0.63338 | Yes | Springhill | SDF2018
| Wongawilli_Colliery | 2022 |  | 1.36 | 1.6616 | 2.1472 | 0.63338 | 1.36 | 1.6616 | 2.1472 | 0.63338 | Yes | Springhill | SDF2018
| Wongawilli_Colliery | 2023 |  | 1.36 | 1.6616 | 2.1472 | 0.63338 | 1.36 | 1.6616 | 2.1472 | 0.63338 | Yes | Springhill | SDF2018
| Wongawilli_Colliery | 2024 |  | 1.36 | 1.6616 | 2.1472 | 0.63338 | 1.36 | 1.6616 | 2.1472 | 0.63338 | Yes | Springhill | SDF2018
| Wongawilli_Colliery | 2025 |  | 1.36 | 1.6616 | 2.1472 | 0.63338 | 1.36 | 1.6616 | 2.1472 | 0.63338 | Yes | Springhill | SDF2018
| Wongawilli_Colliery | 2026 |  | 1.36 | 1.6616 | 2.1472 | 0.63338 | 1.36 | 1.6616 | 2.1472 | 0.63338 | Yes | Springhill | SDF2018
| Wongawilli_Colliery | 2027 |  | 1.36 | 1.6616 | 2.1472 | 0.63338 | 1.36 | 1.6616 | 2.1472 | 0.63338 | Yes | Springhill | SDF2018
| Wongawilli_No4_Airshaft | 2012 | 5.3243 | 3.348 | 4.14 | 5.3243 | 0.62881 | 3.348 | 4.14 | 5.3243 | 0.62881 | Yes | Springhill | SDF2018
| Wongawilli_No4_Airshaft | 2013 | 4.7521 | 3.78 | 2.8799 | 4.7521 | 0.79544 | 3.78 | 2.8799 | 4.7521 | 0.79544 | Yes | Springhill | SDF2018
| Wongawilli_No4_Airshaft | 2014 | 4.6512 | 3.636 | 2.7535 | 4.5609 | 0.79721 | 3.636 | 2.7535 | 4.5609 | 0.79721 | Yes | Springhill | SDF2018
| Wongawilli_No4_Airshaft | 2015 | 0.844 | 0.54 | 0.64864 | 0.844 | 0.63981 | 0.54 | 0.64864 | 0.844 | 0.63981 | Yes | Springhill | SDF2018
| Wongawilli_No4_Airshaft | 2016 | 1.298 | 0.936 | 0.89928 | 1.298 | 0.72111 | 0.936 | 0.89928 | 1.298 | 0.72111 | Yes | Springhill | SDF2018
| Wongawilli_No4_Airshaft | 2017 | 3.065 | 2.016 | 2.3822 | 3.1207 | 0.646 | 2.016 | 2.3822 | 3.1207 | 0.646 | Yes | Springhill | SDF2018
| Wongawilli_No4_Airshaft | 2018 |  | 2.016 | 2.3822 | 3.1207 | 0.646 | 2.016 | 2.3822 | 3.1207 | 0.646 | Yes | Springhill | SDF2018
| Wongawilli_No4_Airshaft | 2019 |  | 2.016 | 2.3822 | 3.1207 | 0.646 | 2.016 | 2.3822 | 3.1207 | 0.646 | Yes | Springhill | SDF2018
| Wongawilli_No4_Airshaft | 2020 |  | 2.016 | 2.3822 | 3.1207 | 0.646 | 2.016 | 2.3822 | 3.1207 | 0.646 | Yes | Springhill | SDF2018
| Wongawilli_No4_Airshaft | 2021 |  | 2.016 | 2.3822 | 3.1207 | 0.646 | 2.016 | 2.3822 | 3.1207 | 0.646 | Yes | Springhill | SDF2018
| Wongawilli_No4_Airshaft | 2022 |  | 2.016 | 2.3822 | 3.1207 | 0.646 | 2.016 | 2.3822 | 3.1207 | 0.646 | Yes | Springhill | SDF2018
| Wongawilli_No4_Airshaft | 2023 |  | 2.016 | 2.3822 | 3.1207 | 0.646 | 2.016 | 2.3822 | 3.1207 | 0.646 | Yes | Springhill | SDF2018
| Wongawilli_No4_Airshaft | 2024 |  | 2.016 | 2.3822 | 3.1207 | 0.646 | 2.016 | 2.3822 | 3.1207 | 0.646 | Yes | Springhill | SDF2018
| Wongawilli_No4_Airshaft | 2025 |  | 2.016 | 2.3822 | 3.1207 | 0.646 | 2.016 | 2.3822 | 3.1207 | 0.646 | Yes | Springhill | SDF2018
| Wongawilli_No4_Airshaft | 2026 |  | 2.016 | 2.3822 | 3.1207 | 0.646 | 2.016 | 2.3822 | 3.1207 | 0.646 | Yes | Springhill | SDF2018
| Wongawilli_No4_Airshaft | 2027 |  | 2.016 | 2.3822 | 3.1207 | 0.646 | 2.016 | 2.3822 | 3.1207 | 0.646 | Yes | Springhill | SDF2018
| Undiversified | 2012 | 202.332 | 201.3245 | 60.5724 | 214.6524 | 0.93791 | 185.0355 | 57.9483 | 197.999 | 0.93453 | No | Springhill | SDF2018
| Undiversified | 2013 | 219.3144 | 204.3081 | 55.3373 | 214.2108 | 0.95377 | 190.1996 | 52.5482 | 199.7394 | 0.95224 | No | Springhill | SDF2018
| Undiversified | 2014 | 191.4509 | 190.6614 | 61.4891 | 202.8363 | 0.93998 | 180.1699 | 59.2783 | 192.0261 | 0.93826 | No | Springhill | SDF2018
| Undiversified | 2015 | 189.338 | 193.883 | 50.1104 | 201.8815 | 0.96038 | 182.7183 | 48.2682 | 190.5048 | 0.95913 | No | Springhill | SDF2018
| Undiversified | 2016 | 204.889 | 197.661 | 54.4822 | 207.5075 | 0.95255 | 187.01 | 52.4471 | 196.6333 | 0.95106 | No | Springhill | SDF2018
| Undiversified | 2017 | 219.207 | 208.634 | 41.8472 | 215.6458 | 0.96748 | 198.901 | 41.062 | 205.8681 | 0.96616 | No | Springhill | SDF2018
| Undiversified | 2018 |  | 214.0447 | 60.4985 | 224.739 | 0.95241 | 204.3117 | 58.5171 | 214.7729 | 0.95129 | No | Springhill | SDF2018
| Undiversified | 2019 |  | 220.6313 | 62.0235 | 231.5265 | 0.95294 | 210.8983 | 60.0421 | 221.5604 | 0.95188 | No | Springhill | SDF2018
| Undiversified | 2020 |  | 221.2957 | 62.1105 | 232.1965 | 0.95305 | 211.5627 | 60.1291 | 222.2304 | 0.952 | No | Springhill | SDF2018
| Undiversified | 2021 |  | 232.7432 | 64.5883 | 243.922 | 0.95417 | 223.0102 | 62.6069 | 233.9559 | 0.95321 | No | Springhill | SDF2018
| Undiversified | 2022 |  | 234.2572 | 64.7752 | 245.4473 | 0.95441 | 224.5242 | 62.7938 | 235.4813 | 0.95347 | No | Springhill | SDF2018
| Undiversified | 2023 |  | 238.1992 | 65.4977 | 249.4573 | 0.95487 | 228.4662 | 63.5163 | 239.4913 | 0.95396 | No | Springhill | SDF2018
| Undiversified | 2024 |  | 238.3737 | 65.5116 | 249.6322 | 0.9549 | 228.6407 | 63.5302 | 239.6661 | 0.954 | No | Springhill | SDF2018
| Undiversified | 2025 |  | 241.3218 | 66.1186 | 252.643 | 0.95519 | 231.5888 | 64.1372 | 242.6769 | 0.95431 | No | Springhill | SDF2018
| Undiversified | 2026 |  | 241.8414 | 66.2352 | 253.1779 | 0.95522 | 232.1084 | 64.2538 | 243.2118 | 0.95435 | No | Springhill | SDF2018
| Undiversified | 2027 |  | 245.2512 | 66.945 | 256.6633 | 0.95554 | 235.5182 | 64.9636 | 246.6972 | 0.95469 | No | Springhill | SDF2018
| Diversified | 2012 | 167.4532 | 154.063 | 42.0952 | 159.7104 | 0.96464 | 139.867 | 38.2164 | 144.994 | 0.96464 | No | Springhill | SDF2018
| Diversified | 2013 | 166.5413 | 151.63 | 47.1748 | 158.799 | 0.95486 | 137.434 | 42.7581 | 143.9318 | 0.95486 | No | Springhill | SDF2018
| Diversified | 2014 | 153.4615 | 154.935 | 44.9435 | 161.3219 | 0.96041 | 140.739 | 40.8255 | 146.5407 | 0.96041 | No | Springhill | SDF2018
| Diversified | 2015 | 149.855 | 154.601 | 38.0759 | 159.2207 | 0.97099 | 140.406 | 34.5799 | 144.6016 | 0.97099 | No | Springhill | SDF2018
| Diversified | 2016 | 172.8378 | 162.49 | 43.4826 | 168.2074 | 0.96601 | 150.51 | 40.2767 | 155.8059 | 0.96601 | No | Springhill | SDF2018
| Diversified | 2017 | 179.751 | 166.431 | 41.7538 | 171.5886 | 0.96994 | 154.672 | 38.8037 | 159.4652 | 0.96994 | No | Springhill | SDF2018
| Diversified | 2018 |  | 168.9955 | 46.2898 | 175.2205 | 0.96447 | 158.8795 | 43.5189 | 164.7319 | 0.96447 | No | Springhill | SDF2018
| Diversified | 2019 |  | 174.1959 | 47.7142 | 180.6125 | 0.96447 | 164.0015 | 44.9219 | 170.0426 | 0.96447 | No | Springhill | SDF2018
| Diversified | 2020 |  | 174.7205 | 47.8579 | 181.1564 | 0.96447 | 164.5182 | 45.0634 | 170.5782 | 0.96447 | No | Springhill | SDF2018
| Diversified | 2021 |  | 183.7587 | 50.3336 | 190.5275 | 0.96447 | 173.4201 | 47.5017 | 179.8081 | 0.96447 | No | Springhill | SDF2018
| Diversified | 2022 |  | 184.9541 | 50.661 | 191.7669 | 0.96447 | 174.5975 | 47.8242 | 181.0288 | 0.96447 | No | Springhill | SDF2018
| Diversified | 2023 |  | 188.0663 | 51.5135 | 194.9938 | 0.96447 | 177.6628 | 48.6638 | 184.2071 | 0.96447 | No | Springhill | SDF2018
| Diversified | 2024 |  | 188.2042 | 51.5512 | 195.1367 | 0.96447 | 177.7986 | 48.701 | 184.3478 | 0.96447 | No | Springhill | SDF2018
| Diversified | 2025 |  | 190.5318 | 52.1888 | 197.5501 | 0.96447 | 180.0911 | 49.329 | 186.7248 | 0.96447 | No | Springhill | SDF2018
| Diversified | 2026 |  | 190.942 | 52.3011 | 197.9754 | 0.96447 | 180.4951 | 49.4396 | 187.1437 | 0.96447 | No | Springhill | SDF2018
| Diversified | 2027 |  | 193.6342 | 53.0386 | 200.7668 | 0.96447 | 183.1468 | 50.166 | 189.893 | 0.96447 | No | Springhill | SDF2018
| Kellyville | 2012 | 15.6325 | 24.374 | 2.4825 | 24.5001 | 0.99485 | 21.2729 | 2.1667 | 21.383 | 0.99485 | No | Sydney_North | SDF2018
| Kellyville | 2013 | 22.206 | 23.743 | 3.8207 | 24.0484 | 0.9873 | 20.6414 | 3.3216 | 20.9069 | 0.9873 | No | Sydney_North | SDF2018
| Kellyville | 2014 | 19.0636 | 23.836 | 1.0813 | 23.8605 | 0.99897 | 20.7347 | 0.94063 | 20.756 | 0.99897 | No | Sydney_North | SDF2018
| Kellyville | 2015 | 20.355 | 23.215 | 7.7961 | 24.4891 | 0.94797 | 20.1135 | 6.7545 | 21.2174 | 0.94797 | No | Sydney_North | SDF2018
| Kellyville | 2016 | 19.917 | 22.72 | 0.68325 | 22.7303 | 0.99955 | 19.513 | 0.58681 | 19.5218 | 0.99955 | No | Sydney_North | SDF2018
| Kellyville | 2017 | 19.961 | 19.865 | 3.3072 | 20.1384 | 0.98642 | 17.076 | 2.8428 | 17.311 | 0.98642 | No | Sydney_North | SDF2018
| Kellyville | 2018 |  | 20.1513 | 3.4271 | 20.4406 | 0.98584 | 17.3623 | 2.9528 | 17.6116 | 0.98584 | No | Sydney_North | SDF2018
| Kellyville | 2019 |  | 20.3446 | 3.4599 | 20.6367 | 0.98584 | 17.5556 | 2.9856 | 17.8077 | 0.98584 | No | Sydney_North | SDF2018
| Kellyville | 2020 |  | 20.2218 | 3.4391 | 20.5122 | 0.98584 | 17.4328 | 2.9648 | 17.6832 | 0.98584 | No | Sydney_North | SDF2018
| Kellyville | 2021 |  | 20.1095 | 3.42 | 20.3982 | 0.98584 | 17.3205 | 2.9456 | 17.5692 | 0.98584 | No | Sydney_North | SDF2018
| Kellyville | 2022 |  | 19.9967 | 3.4008 | 20.2838 | 0.98584 | 17.2077 | 2.9265 | 17.4547 | 0.98584 | No | Sydney_North | SDF2018
| Kellyville | 2023 |  | 19.8889 | 3.3824 | 20.1744 | 0.98584 | 17.0999 | 2.9081 | 17.3454 | 0.98584 | No | Sydney_North | SDF2018
| Kellyville | 2024 |  | 19.7875 | 3.3652 | 20.0717 | 0.98584 | 16.9985 | 2.8909 | 17.2426 | 0.98584 | No | Sydney_North | SDF2018
| Kellyville | 2025 |  | 19.6983 | 3.35 | 19.9812 | 0.98584 | 16.9093 | 2.8757 | 17.1521 | 0.98584 | No | Sydney_North | SDF2018
| Kellyville | 2026 |  | 19.6654 | 3.3444 | 19.9478 | 0.98584 | 16.8764 | 2.8701 | 17.1187 | 0.98584 | No | Sydney_North | SDF2018
| Kellyville | 2027 |  | 19.6325 | 3.3388 | 19.9144 | 0.98584 | 16.8435 | 2.8645 | 17.0853 | 0.98584 | No | Sydney_North | SDF2018
| Kenthurst | 2012 | 15.6185 | 21.981 | 2.0353 | 22.075 | 0.99574 | 19.4361 | 1.7996 | 19.5192 | 0.99574 | No | Sydney_North | SDF2018
| Kenthurst | 2013 | 22.179 | 21.065 | 3.8584 | 21.4155 | 0.98364 | 18.52 | 3.3923 | 18.8281 | 0.98364 | No | Sydney_North | SDF2018
| Kenthurst | 2014 | 21.3855 | 22.589 | 4.4171 | 23.0168 | 0.98141 | 20.0444 | 3.9195 | 20.424 | 0.98141 | No | Sydney_North | SDF2018
| Kenthurst | 2015 | 17.885 | 20.153 | 2.8236 | 20.3498 | 0.99033 | 17.608 | 2.467 | 17.78 | 0.99033 | No | Sydney_North | SDF2018
| Kenthurst | 2016 | 20.277 | 20.492 | 8.4183 | 22.1538 | 0.92499 | 18.074 | 7.425 | 19.5397 | 0.92499 | No | Sydney_North | SDF2018
| Kenthurst | 2017 | 23.338 | 19.789 | 7.9916 | 21.3418 | 0.92724 | 17.308 | 6.9897 | 18.6661 | 0.92724 | No | Sydney_North | SDF2018
| Kenthurst | 2018 |  | 19.9639 | 5.241 | 20.6404 | 0.96722 | 17.4829 | 4.5897 | 18.0753 | 0.96722 | No | Sydney_North | SDF2018
| Kenthurst | 2019 |  | 19.8894 | 5.2215 | 20.5634 | 0.96722 | 17.4084 | 4.5702 | 17.9983 | 0.96722 | No | Sydney_North | SDF2018
| Kenthurst | 2020 |  | 19.7764 | 5.1918 | 20.4465 | 0.96722 | 17.2954 | 4.5405 | 17.8814 | 0.96722 | No | Sydney_North | SDF2018
| Kenthurst | 2021 |  | 19.6765 | 5.1656 | 20.3432 | 0.96722 | 17.1955 | 4.5143 | 17.7782 | 0.96722 | No | Sydney_North | SDF2018
| Kenthurst | 2022 |  | 19.5797 | 5.1402 | 20.2432 | 0.96722 | 17.0987 | 4.4889 | 17.6781 | 0.96722 | No | Sydney_North | SDF2018
| Kenthurst | 2023 |  | 19.4885 | 5.1162 | 20.1489 | 0.96722 | 17.0075 | 4.4649 | 17.5838 | 0.96722 | No | Sydney_North | SDF2018
| Kenthurst | 2024 |  | 19.4021 | 5.0936 | 20.0595 | 0.96722 | 16.9211 | 4.4422 | 17.4945 | 0.96722 | No | Sydney_North | SDF2018
| Kenthurst | 2025 |  | 19.333 | 5.0754 | 19.9881 | 0.96722 | 16.852 | 4.4241 | 17.423 | 0.96722 | No | Sydney_North | SDF2018
| Kenthurst | 2026 |  | 19.3291 | 5.0744 | 19.984 | 0.96722 | 16.8481 | 4.4231 | 17.419 | 0.96722 | No | Sydney_North | SDF2018
| Kenthurst | 2027 |  | 19.3251 | 5.0734 | 19.98 | 0.96722 | 16.8441 | 4.422 | 17.4149 | 0.96722 | No | Sydney_North | SDF2018
| Undiversified | 2012 | 31.251 | 46.355 | 4.5178 | 46.5751 | 0.99527 | 40.709 | 3.9663 | 40.9022 | 0.99528 | No | Sydney_North | SDF2018
| Undiversified | 2013 | 44.385 | 44.808 | 7.6791 | 45.4639 | 0.98557 | 39.1614 | 6.7139 | 39.7351 | 0.98556 | No | Sydney_North | SDF2018
| Undiversified | 2014 | 40.4491 | 46.425 | 5.4984 | 46.8773 | 0.99035 | 40.7791 | 4.8601 | 41.18 | 0.99026 | No | Sydney_North | SDF2018
| Undiversified | 2015 | 38.24 | 43.368 | 10.6197 | 44.8389 | 0.9672 | 37.7215 | 9.2216 | 38.9974 | 0.96728 | No | Sydney_North | SDF2018
| Undiversified | 2016 | 40.194 | 43.212 | 9.1016 | 44.8841 | 0.96275 | 37.587 | 8.0118 | 39.0615 | 0.96225 | No | Sydney_North | SDF2018
| Undiversified | 2017 | 43.299 | 39.654 | 11.2988 | 41.4802 | 0.95597 | 34.384 | 9.8325 | 35.9771 | 0.95572 | No | Sydney_North | SDF2018
| Undiversified | 2018 |  | 40.1151 | 8.6681 | 41.081 | 0.97649 | 34.8451 | 7.5425 | 35.6869 | 0.97641 | No | Sydney_North | SDF2018
| Undiversified | 2019 |  | 40.234 | 8.6814 | 41.2001 | 0.97655 | 34.964 | 7.5558 | 35.806 | 0.97649 | No | Sydney_North | SDF2018
| Undiversified | 2020 |  | 39.9982 | 8.6309 | 40.9587 | 0.97655 | 34.7282 | 7.5052 | 35.5646 | 0.97648 | No | Sydney_North | SDF2018
| Undiversified | 2021 |  | 39.7859 | 8.5855 | 40.7414 | 0.97655 | 34.5159 | 7.4599 | 35.3473 | 0.97648 | No | Sydney_North | SDF2018
| Undiversified | 2022 |  | 39.5764 | 8.541 | 40.527 | 0.97654 | 34.3064 | 7.4153 | 35.1329 | 0.97648 | No | Sydney_North | SDF2018
| Undiversified | 2023 |  | 39.3774 | 8.4987 | 40.3233 | 0.97654 | 34.1074 | 7.373 | 34.9292 | 0.97647 | No | Sydney_North | SDF2018
| Undiversified | 2024 |  | 39.1896 | 8.4588 | 40.1312 | 0.97654 | 33.9196 | 7.3331 | 34.7371 | 0.97647 | No | Sydney_North | SDF2018
| Undiversified | 2025 |  | 39.0313 | 8.4254 | 39.9692 | 0.97653 | 33.7613 | 7.2998 | 34.5751 | 0.97646 | No | Sydney_North | SDF2018
| Undiversified | 2026 |  | 38.9945 | 8.4188 | 39.9318 | 0.97653 | 33.7245 | 7.2932 | 34.5377 | 0.97645 | No | Sydney_North | SDF2018
| Undiversified | 2027 |  | 38.9576 | 8.4122 | 39.8944 | 0.97652 | 33.6876 | 7.2866 | 34.5002 | 0.97645 | No | Sydney_North | SDF2018
| Diversified | 2012 | 32.0322 | 35.96 | 3.6095 | 36.1407 | 0.995 | 32.35 | 3.2472 | 32.5126 | 0.995 | No | Sydney_North | SDF2018
| Diversified | 2013 | 30.4884 | 34.25 | 3.4379 | 34.4221 | 0.995 | 30.64 | 3.0755 | 30.794 | 0.995 | No | Sydney_North | SDF2018
| Diversified | 2014 | 41.2945 | 38.79 | 3.8936 | 38.9849 | 0.995 | 35.18 | 3.5313 | 35.3568 | 0.995 | No | Sydney_North | SDF2018
| Diversified | 2015 | 35.6985 | 36.35 | 3.6487 | 36.5327 | 0.995 | 32.74 | 3.2863 | 32.9045 | 0.995 | No | Sydney_North | SDF2018
| Diversified | 2016 | 37.8211 | 38.49 | 3.8635 | 38.6834 | 0.995 | 34.56 | 3.469 | 34.7337 | 0.995 | No | Sydney_North | SDF2018
| Diversified | 2017 | 38.207 | 34.43 | 3.456 | 34.603 | 0.995 | 31.64 | 3.1759 | 31.799 | 0.995 | No | Sydney_North | SDF2018
| Diversified | 2018 |  | 36.2053 | 3.6342 | 36.3872 | 0.995 | 31.4489 | 3.1567 | 31.607 | 0.995 | No | Sydney_North | SDF2018
| Diversified | 2019 |  | 36.3125 | 3.6449 | 36.495 | 0.995 | 31.5562 | 3.1675 | 31.7148 | 0.995 | No | Sydney_North | SDF2018
| Diversified | 2020 |  | 36.0998 | 3.6236 | 36.2812 | 0.995 | 31.3434 | 3.1462 | 31.5009 | 0.995 | No | Sydney_North | SDF2018
| Diversified | 2021 |  | 35.9082 | 3.6043 | 36.0886 | 0.995 | 31.1518 | 3.1269 | 31.3083 | 0.995 | No | Sydney_North | SDF2018
| Diversified | 2022 |  | 35.7191 | 3.5854 | 35.8986 | 0.995 | 30.9627 | 3.1079 | 31.1183 | 0.995 | No | Sydney_North | SDF2018
| Diversified | 2023 |  | 35.5394 | 3.5673 | 35.718 | 0.995 | 30.7831 | 3.0899 | 30.9377 | 0.995 | No | Sydney_North | SDF2018
| Diversified | 2024 |  | 35.37 | 3.5503 | 35.5477 | 0.995 | 30.6136 | 3.0729 | 30.7675 | 0.995 | No | Sydney_North | SDF2018
| Diversified | 2025 |  | 35.2271 | 3.536 | 35.4041 | 0.995 | 30.4707 | 3.0586 | 30.6238 | 0.995 | No | Sydney_North | SDF2018
| Diversified | 2026 |  | 35.1938 | 3.5326 | 35.3707 | 0.995 | 30.4375 | 3.0552 | 30.5904 | 0.995 | No | Sydney_North | SDF2018
| Diversified | 2027 |  | 35.1606 | 3.5293 | 35.3373 | 0.995 | 30.4042 | 3.0519 | 30.557 | 0.995 | No | Sydney_North | SDF2018
| Estimated System Normal | 2012 | 33.407 | 49.5394 | 4.9726 | 49.7884 | 0.995 | 43.5054 | 4.3669 | 43.7241 | 0.995 | No | Sydney_North | SDF2018
| Estimated System Normal | 2013 | 31.1338 | 31.7312 | 3.1851 | 31.8906 | 0.995 | 27.7328 | 2.7837 | 27.8721 | 0.995 | No | Sydney_North | SDF2018
| Estimated System Normal | 2014 | 30.4884 | 35.1571 | 3.529 | 35.3337 | 0.995 | 30.8842 | 3.1001 | 31.0394 | 0.995 | No | Sydney_North | SDF2018
| Estimated System Normal | 2015 | 31.6816 | 36.963 | 3.7102 | 37.1487 | 0.995 | 32.1475 | 3.2269 | 32.309 | 0.995 | No | Sydney_North | SDF2018
| Estimated System Normal | 2016 | 29.093 | 32.3253 | 3.2447 | 32.4877 | 0.995 | 28.1319 | 2.8238 | 28.2733 | 0.995 | No | Sydney_North | SDF2018
| Estimated System Normal | 2017 | 29.3055 | 27.9341 | 2.8039 | 28.0745 | 0.995 | 24.2282 | 2.4319 | 24.3499 | 0.995 | No | Sydney_North | SDF2018
| Estimated System Normal | 2018 |  | 32.3824 | 3.2504 | 32.5451 | 0.995 | 28.1304 | 2.8236 | 28.2718 | 0.995 | No | Sydney_North | SDF2018
| Estimated System Normal | 2019 |  | 32.4763 | 3.2599 | 32.6395 | 0.995 | 28.2243 | 2.8331 | 28.3662 | 0.995 | No | Sydney_North | SDF2018
| Estimated System Normal | 2020 |  | 32.286 | 3.2408 | 32.4483 | 0.995 | 28.0341 | 2.814 | 28.1749 | 0.995 | No | Sydney_North | SDF2018
| Estimated System Normal | 2021 |  | 32.1147 | 3.2236 | 32.2761 | 0.995 | 27.8628 | 2.7968 | 28.0028 | 0.995 | No | Sydney_North | SDF2018
| Estimated System Normal | 2022 |  | 31.9457 | 3.2066 | 32.1063 | 0.995 | 27.6938 | 2.7798 | 27.8329 | 0.995 | No | Sydney_North | SDF2018
| Estimated System Normal | 2023 |  | 31.7852 | 3.1905 | 31.9449 | 0.995 | 27.5332 | 2.7637 | 27.6716 | 0.995 | No | Sydney_North | SDF2018
| Estimated System Normal | 2024 |  | 31.6337 | 3.1753 | 31.7927 | 0.995 | 27.3818 | 2.7485 | 27.5194 | 0.995 | No | Sydney_North | SDF2018
| Estimated System Normal | 2025 |  | 31.5061 | 3.1625 | 31.6644 | 0.995 | 27.2541 | 2.7357 | 27.3911 | 0.995 | No | Sydney_North | SDF2018
| Estimated System Normal | 2026 |  | 31.4766 | 3.1595 | 31.6347 | 0.995 | 27.2246 | 2.7327 | 27.3614 | 0.995 | No | Sydney_North | SDF2018
| Estimated System Normal | 2027 |  | 31.447 | 3.1566 | 31.6051 | 0.995 | 27.1951 | 2.7298 | 27.3317 | 0.995 | No | Sydney_North | SDF2018
| Airtrunk_Data | 2012 | [9 empty] | Yes | Sydney_West_132kV | SDF2018
| Airtrunk_Data | 2013 | [9 empty] | Yes | Sydney_West_132kV | SDF2018
| Airtrunk_Data | 2014 | [9 empty] | Yes | Sydney_West_132kV | SDF2018
| Airtrunk_Data | 2015 | [9 empty] | Yes | Sydney_West_132kV | SDF2018
| Airtrunk_Data | 2016 | [9 empty] | Yes | Sydney_West_132kV | SDF2018
| Airtrunk_Data | 2017 | [9 empty] | Yes | Sydney_West_132kV | SDF2018
| Airtrunk_Data | 2018 | [9 empty] | Yes | Sydney_West_132kV | SDF2018
| Airtrunk_Data | 2019 | [9 empty] | Yes | Sydney_West_132kV | SDF2018
| Airtrunk_Data | 2020 | [9 empty] | Yes | Sydney_West_132kV | SDF2018
| Airtrunk_Data | 2021 |  | 14.25 | 4.6837 | 15 | 0.95 | 14.25 | 4.6837 | 15 | 0.95 | Yes | Sydney_West_132kV | SDF2018
| Airtrunk_Data | 2022 |  | 18.05 | 5.9327 | 19 | 0.95 | 18.05 | 5.9327 | 19 | 0.95 | Yes | Sydney_West_132kV | SDF2018
| Airtrunk_Data | 2023 |  | 21.85 | 7.1817 | 23 | 0.95 | 21.85 | 7.1817 | 23 | 0.95 | Yes | Sydney_West_132kV | SDF2018
| Airtrunk_Data | 2024 |  | 25.65 | 8.4307 | 27 | 0.95 | 25.65 | 8.4307 | 27 | 0.95 | Yes | Sydney_West_132kV | SDF2018
| Airtrunk_Data | 2025 |  | 29.45 | 9.6797 | 31 | 0.95 | 29.45 | 9.6797 | 31 | 0.95 | Yes | Sydney_West_132kV | SDF2018
| Airtrunk_Data | 2026 |  | 33.25 | 10.9287 | 35 | 0.95 | 33.25 | 10.9287 | 35 | 0.95 | Yes | Sydney_West_132kV | SDF2018
| Airtrunk_Data | 2027 |  | 37.05 | 12.1777 | 39 | 0.95 | 37.05 | 12.1777 | 39 | 0.95 | Yes | Sydney_West_132kV | SDF2018
| Arndell_Park | 2012 | 41.2949 | 44.25 | 8.1613 | 44.9963 | 0.98341 | 41.9641 | 7.7397 | 42.6719 | 0.98341 | No | Sydney_West_132kV | SDF2018
| Arndell_Park | 2013 | 44.2879 | 42.997 | 4.9697 | 43.2832 | 0.99339 | 40.7114 | 4.7055 | 40.9824 | 0.99339 | No | Sydney_West_132kV | SDF2018
| Arndell_Park | 2014 | 38.9396 | 41.212 | 4.3954 | 41.4457 | 0.99436 | 38.9264 | 4.1517 | 39.1472 | 0.99436 | No | Sydney_West_132kV | SDF2018
| Arndell_Park | 2015 | 24.71 | 31.136 |  | 31.136 | 1 | 28.8503 |  | 28.8503 | 1 | No | Sydney_West_132kV | SDF2018
| Arndell_Park | 2016 | 27.9872 | 31.1 | 3.5166 | 31.2982 | 0.99367 | 28.866 | 3.264 | 29.05 | 0.99367 | No | Sydney_West_132kV | SDF2018
| Arndell_Park | 2017 | 32.14 | 30.895 |  | 30.895 | 1 | 28.683 |  | 28.683 | 1 | No | Sydney_West_132kV | SDF2018
| Arndell_Park | 2018 |  | 34.0854 | 3.707 | 34.2864 | 0.99414 | 31.8734 | 3.4664 | 32.0613 | 0.99414 | No | Sydney_West_132kV | SDF2018
| Arndell_Park | 2019 |  | 37.2752 | 4.0539 | 37.495 | 0.99414 | 35.0632 | 3.8133 | 35.2699 | 0.99414 | No | Sydney_West_132kV | SDF2018
| Arndell_Park | 2020 |  | 37.207 | 4.0465 | 37.4264 | 0.99414 | 34.995 | 3.8059 | 35.2014 | 0.99414 | No | Sydney_West_132kV | SDF2018
| Arndell_Park | 2021 |  | 37.1506 | 4.0403 | 37.3696 | 0.99414 | 34.9386 | 3.7998 | 35.1446 | 0.99414 | No | Sydney_West_132kV | SDF2018
| Arndell_Park | 2022 |  | 37.1019 | 4.035 | 37.3207 | 0.99414 | 34.8899 | 3.7945 | 35.0956 | 0.99414 | No | Sydney_West_132kV | SDF2018
| Arndell_Park | 2023 |  | 37.0588 | 4.0304 | 37.2773 | 0.99414 | 34.8468 | 3.7898 | 35.0523 | 0.99414 | No | Sydney_West_132kV | SDF2018
| Arndell_Park | 2024 |  | 37.0178 | 4.0259 | 37.2361 | 0.99414 | 34.8058 | 3.7853 | 35.011 | 0.99414 | No | Sydney_West_132kV | SDF2018
| Arndell_Park | 2025 |  | 36.9987 | 4.0238 | 37.2169 | 0.99414 | 34.7867 | 3.7832 | 34.9918 | 0.99414 | No | Sydney_West_132kV | SDF2018
| Arndell_Park | 2026 |  | 37.0626 | 4.0308 | 37.2811 | 0.99414 | 34.8506 | 3.7902 | 35.056 | 0.99414 | No | Sydney_West_132kV | SDF2018
| Arndell_Park | 2027 |  | 37.1264 | 4.0377 | 37.3453 | 0.99414 | 34.9144 | 3.7971 | 35.1203 | 0.99414 | No | Sydney_West_132kV | SDF2018
| Baulkham_Hills_11kv | 2012 | 29.7315 | 35.127 | 12.2638 | 37.2063 | 0.94412 | 31.9862 | 11.1672 | 33.8796 | 0.94412 | No | Sydney_West_132kV | SDF2018
| Baulkham_Hills_11kv | 2013 | 33.6514 | 32.912 | 10.3553 | 34.5026 | 0.9539 | 29.771 | 9.367 | 31.2098 | 0.9539 | No | Sydney_West_132kV | SDF2018
| Baulkham_Hills_11kv | 2014 | 30.3586 | 33.14 | 10.5822 | 34.7885 | 0.95261 | 29.9991 | 9.5792 | 31.4914 | 0.95261 | No | Sydney_West_132kV | SDF2018
| Baulkham_Hills_11kv | 2015 | 29.028 | 32.701 | 9.5198 | 34.0585 | 0.96014 | 29.56 | 8.6054 | 30.7871 | 0.96014 | No | Sydney_West_132kV | SDF2018
| Baulkham_Hills_11kv | 2016 | 34.034 | 33.836 | 14.3119 | 36.7383 | 0.921 | 30.772 | 13.0159 | 33.4115 | 0.921 | No | Sydney_West_132kV | SDF2018
| Baulkham_Hills_11kv | 2017 | 35.714 | 34.149 | 14.1324 | 36.9578 | 0.924 | 30.203 | 12.4994 | 32.6872 | 0.924 | No | Sydney_West_132kV | SDF2018
| Baulkham_Hills_11kv | 2018 |  | 34.2571 | 14.1771 | 37.0748 | 0.924 | 30.3111 | 12.5441 | 32.8042 | 0.924 | No | Sydney_West_132kV | SDF2018
| Baulkham_Hills_11kv | 2019 |  | 34.1427 | 14.1298 | 36.951 | 0.924 | 30.1967 | 12.4968 | 32.6804 | 0.924 | No | Sydney_West_132kV | SDF2018
| Baulkham_Hills_11kv | 2020 |  | 34.0301 | 14.0832 | 36.8291 | 0.924 | 30.0841 | 12.4501 | 32.5585 | 0.924 | No | Sydney_West_132kV | SDF2018
| Baulkham_Hills_11kv | 2021 |  | 33.9366 | 14.0445 | 36.728 | 0.924 | 29.9906 | 12.4115 | 32.4574 | 0.924 | No | Sydney_West_132kV | SDF2018
| Baulkham_Hills_11kv | 2022 |  | 33.8543 | 14.0104 | 36.6389 | 0.924 | 29.9083 | 12.3774 | 32.3683 | 0.924 | No | Sydney_West_132kV | SDF2018
| Baulkham_Hills_11kv | 2023 |  | 33.7802 | 13.9798 | 36.5587 | 0.924 | 29.8342 | 12.3467 | 32.2881 | 0.924 | No | Sydney_West_132kV | SDF2018
| Baulkham_Hills_11kv | 2024 |  | 33.7094 | 13.9505 | 36.482 | 0.924 | 29.7634 | 12.3174 | 32.2115 | 0.924 | No | Sydney_West_132kV | SDF2018
| Baulkham_Hills_11kv | 2025 |  | 33.6709 | 13.9345 | 36.4403 | 0.924 | 29.7249 | 12.3015 | 32.1698 | 0.924 | No | Sydney_West_132kV | SDF2018
| Baulkham_Hills_11kv | 2026 |  | 33.7475 | 13.9662 | 36.5232 | 0.924 | 29.8015 | 12.3332 | 32.2527 | 0.924 | No | Sydney_West_132kV | SDF2018
| Baulkham_Hills_11kv | 2027 |  | 33.824 | 13.9979 | 36.6061 | 0.924 | 29.878 | 12.3649 | 32.3355 | 0.924 | No | Sydney_West_132kV | SDF2018
| Bella_Vista | 2012 | [9 empty] | No | Sydney_West_132kV | SDF2018
| Bella_Vista | 2013 | [9 empty] | No | Sydney_West_132kV | SDF2018
| Bella_Vista | 2014 | [9 empty] | No | Sydney_West_132kV | SDF2018
| Bella_Vista | 2015 | [9 empty] | No | Sydney_West_132kV | SDF2018
| Bella_Vista | 2016 | [9 empty] | No | Sydney_West_132kV | SDF2018
| Bella_Vista | 2017 | [9 empty] | No | Sydney_West_132kV | SDF2018
| Bella_Vista | 2018 | [9 empty] | No | Sydney_West_132kV | SDF2018
| Bella_Vista | 2019 | [9 empty] | No | Sydney_West_132kV | SDF2018
| Bella_Vista | 2020 | [9 empty] | No | Sydney_West_132kV | SDF2018
| Bella_Vista | 2021 | [9 empty] | No | Sydney_West_132kV | SDF2018
| Bella_Vista | 2022 | [9 empty] | No | Sydney_West_132kV | SDF2018
| Bella_Vista | 2023 | [9 empty] | No | Sydney_West_132kV | SDF2018
| Bella_Vista | 2024 | [9 empty] | No | Sydney_West_132kV | SDF2018
| Bella_Vista | 2025 | [9 empty] | No | Sydney_West_132kV | SDF2018
| Bella_Vista | 2026 | [9 empty] | No | Sydney_West_132kV | SDF2018
| Bella_Vista | 2027 | [9 empty] | No | Sydney_West_132kV | SDF2018
| One_Steel_Mini_Mill | 2012 | 79.394 | 73.3885 | 33.4355 | 80.6462 | 0.91001 | 73.3885 | 33.4355 | 80.6462 | 0.91001 | Yes | Sydney_West_132kV | SDF2018
| One_Steel_Mini_Mill | 2013 | 81.1481 | 76.3319 | 27.5402 | 81.1481 | 0.94065 | 76.3319 | 27.5402 | 81.1481 | 0.94065 | Yes | Sydney_West_132kV | SDF2018
| One_Steel_Mini_Mill | 2014 | 81.5301 | 76.4274 | 28.3904 | 81.5301 | 0.93741 | 76.4274 | 28.3904 | 81.5301 | 0.93741 | Yes | Sydney_West_132kV | SDF2018
| One_Steel_Mini_Mill | 2015 | 80.225 | 73.699 | 32.5232 | 80.5562 | 0.91488 | 73.699 | 32.5232 | 80.5562 | 0.91488 | Yes | Sydney_West_132kV | SDF2018
| One_Steel_Mini_Mill | 2016 | 82.242 | 76.136 | 31.0975 | 82.242 | 0.92576 | 76.136 | 31.0975 | 82.242 | 0.92576 | Yes | Sydney_West_132kV | SDF2018
| One_Steel_Mini_Mill | 2017 | 80.593 | 74.572 | 30.5655 | 80.593 | 0.92529 | 74.572 | 30.5655 | 80.593 | 0.92529 | Yes | Sydney_West_132kV | SDF2018
| One_Steel_Mini_Mill | 2018 |  | 74.572 | 30.4795 | 80.5604 | 0.92567 | 74.572 | 30.4795 | 80.5604 | 0.92567 | Yes | Sydney_West_132kV | SDF2018
| One_Steel_Mini_Mill | 2019 |  | 74.572 | 30.4795 | 80.5604 | 0.92567 | 74.572 | 30.4795 | 80.5604 | 0.92567 | Yes | Sydney_West_132kV | SDF2018
| One_Steel_Mini_Mill | 2020 |  | 74.572 | 30.4795 | 80.5604 | 0.92567 | 74.572 | 30.4795 | 80.5604 | 0.92567 | Yes | Sydney_West_132kV | SDF2018
| One_Steel_Mini_Mill | 2021 |  | 74.572 | 30.4795 | 80.5604 | 0.92567 | 74.572 | 30.4795 | 80.5604 | 0.92567 | Yes | Sydney_West_132kV | SDF2018
| One_Steel_Mini_Mill | 2022 |  | 74.572 | 30.4795 | 80.5604 | 0.92567 | 74.572 | 30.4795 | 80.5604 | 0.92567 | Yes | Sydney_West_132kV | SDF2018
| One_Steel_Mini_Mill | 2023 |  | 74.572 | 30.4795 | 80.5604 | 0.92567 | 74.572 | 30.4795 | 80.5604 | 0.92567 | Yes | Sydney_West_132kV | SDF2018
| One_Steel_Mini_Mill | 2024 |  | 74.572 | 30.4795 | 80.5604 | 0.92567 | 74.572 | 30.4795 | 80.5604 | 0.92567 | Yes | Sydney_West_132kV | SDF2018
| One_Steel_Mini_Mill | 2025 |  | 74.572 | 30.4795 | 80.5604 | 0.92567 | 74.572 | 30.4795 | 80.5604 | 0.92567 | Yes | Sydney_West_132kV | SDF2018
| One_Steel_Mini_Mill | 2026 |  | 74.572 | 30.4795 | 80.5604 | 0.92567 | 74.572 | 30.4795 | 80.5604 | 0.92567 | Yes | Sydney_West_132kV | SDF2018
| One_Steel_Mini_Mill | 2027 |  | 74.572 | 30.4795 | 80.5604 | 0.92567 | 74.572 | 30.4795 | 80.5604 | 0.92567 | Yes | Sydney_West_132kV | SDF2018
| Bringelly | 2012 | 10.9216 | 14.085 | 3.1644 | 14.4361 | 0.97568 | 12.7528 | 2.8651 | 13.0707 | 0.97568 | No | Sydney_West_132kV | SDF2018
| Bringelly | 2013 | 13.2433 | 14.028 | 0.62983 | 14.0421 | 0.99899 | 12.6951 | 0.56998 | 12.7079 | 0.99899 | No | Sydney_West_132kV | SDF2018
| Bringelly | 2014 | 13.4526 | 14.721 | 0.85438 | 14.7458 | 0.99832 | 13.389 | 0.77707 | 13.4115 | 0.99832 | No | Sydney_West_132kV | SDF2018
| Bringelly | 2015 | 14.5 | 14.208 |  | 14.208 | 1 | 12.876 |  | 12.876 | 1 | No | Sydney_West_132kV | SDF2018
| Bringelly | 2016 | 13.3 | 13.932 |  | 13.932 | 1 | 12.747 |  | 12.747 | 1 | No | Sydney_West_132kV | SDF2018
| Bringelly | 2017 | 14.606 | 13.13 | 2.9099 | 13.4486 | 0.97631 | 11.862 | 2.6289 | 12.1498 | 0.97631 | No | Sydney_West_132kV | SDF2018
| Bringelly | 2018 |  | 13.762 | 1.8004 | 13.8793 | 0.99155 | 12.494 | 1.6345 | 12.6005 | 0.99155 | No | Sydney_West_132kV | SDF2018
| Bringelly | 2019 |  | 12.8051 | 1.6752 | 12.9142 | 0.99155 | 11.5371 | 1.5093 | 11.6354 | 0.99155 | No | Sydney_West_132kV | SDF2018
| Bringelly | 2020 |  | 12.7365 | 1.6662 | 12.845 | 0.99155 | 11.4685 | 1.5004 | 11.5662 | 0.99155 | No | Sydney_West_132kV | SDF2018
| Bringelly | 2021 |  | 12.6748 | 1.6582 | 12.7828 | 0.99155 | 11.4068 | 1.4923 | 11.504 | 0.99155 | No | Sydney_West_132kV | SDF2018
| Bringelly | 2022 |  | 12.6143 | 1.6503 | 12.7218 | 0.99155 | 11.3463 | 1.4844 | 11.443 | 0.99155 | No | Sydney_West_132kV | SDF2018
| Bringelly | 2023 |  | 12.5569 | 1.6427 | 12.6639 | 0.99155 | 11.2889 | 1.4769 | 11.3851 | 0.99155 | No | Sydney_West_132kV | SDF2018
| Bringelly | 2024 |  | 12.5029 | 1.6357 | 12.6094 | 0.99155 | 11.2349 | 1.4698 | 11.3306 | 0.99155 | No | Sydney_West_132kV | SDF2018
| Bringelly | 2025 |  | 12.458 | 1.6298 | 12.5642 | 0.99155 | 11.19 | 1.4639 | 11.2854 | 0.99155 | No | Sydney_West_132kV | SDF2018
| Bringelly | 2026 |  | 12.4516 | 1.629 | 12.5577 | 0.99155 | 11.1836 | 1.4631 | 11.2789 | 0.99155 | No | Sydney_West_132kV | SDF2018
| Bringelly | 2027 |  | 12.4452 | 1.6281 | 12.5513 | 0.99155 | 11.1772 | 1.4622 | 11.2725 | 0.99155 | No | Sydney_West_132kV | SDF2018
| Doonside | 2012 | [9 empty] | No | Sydney_West_132kV | SDF2018
| Doonside | 2013 | [9 empty] | No | Sydney_West_132kV | SDF2018
| Doonside | 2014 | [9 empty] | No | Sydney_West_132kV | SDF2018
| Doonside | 2015 | 37.861 | 49.49 | 11.9695 | 50.9169 | 0.97198 | 42.0961 | 10.1812 | 43.3098 | 0.97198 | No | Sydney_West_132kV | SDF2018
| Doonside | 2016 | 41.817 | 47.814 | 11.2787 | 49.1262 | 0.97329 | 40.78 | 9.6195 | 41.8992 | 0.97329 | No | Sydney_West_132kV | SDF2018
| Doonside | 2017 | 49.41 | 45.116 | 10.601 | 46.3447 | 0.97349 | 38.455 | 9.0358 | 39.5023 | 0.97349 | No | Sydney_West_132kV | SDF2018
| Doonside | 2018 |  | 45.4854 | 11.1089 | 46.8223 | 0.97145 | 38.8244 | 9.4821 | 39.9655 | 0.97145 | No | Sydney_West_132kV | SDF2018
| Doonside | 2019 |  | 45.2581 | 11.0534 | 46.5883 | 0.97145 | 38.5971 | 9.4266 | 39.7316 | 0.97145 | No | Sydney_West_132kV | SDF2018
| Doonside | 2020 |  | 45.0142 | 10.9938 | 46.3373 | 0.97145 | 38.3532 | 9.367 | 39.4805 | 0.97145 | No | Sydney_West_132kV | SDF2018
| Doonside | 2021 |  | 44.7928 | 10.9398 | 46.1094 | 0.97145 | 38.1318 | 9.3129 | 39.2526 | 0.97145 | No | Sydney_West_132kV | SDF2018
| Doonside | 2022 |  | 44.5728 | 10.886 | 45.8829 | 0.97145 | 37.9118 | 9.2592 | 39.0261 | 0.97145 | No | Sydney_West_132kV | SDF2018
| Doonside | 2023 |  | 44.3633 | 10.8349 | 45.6673 | 0.97145 | 37.7023 | 9.208 | 38.8105 | 0.97145 | No | Sydney_West_132kV | SDF2018
| Doonside | 2024 |  | 44.1661 | 10.7867 | 45.4643 | 0.97145 | 37.5051 | 9.1599 | 38.6075 | 0.97145 | No | Sydney_West_132kV | SDF2018
| Doonside | 2025 |  | 43.9969 | 10.7454 | 45.2901 | 0.97145 | 37.3359 | 9.1186 | 38.4333 | 0.97145 | No | Sydney_West_132kV | SDF2018
| Doonside | 2026 |  | 43.9504 | 10.734 | 45.2422 | 0.97145 | 37.2894 | 9.1072 | 38.3854 | 0.97145 | No | Sydney_West_132kV | SDF2018
| Doonside | 2027 |  | 43.9038 | 10.7226 | 45.1942 | 0.97145 | 37.2428 | 9.0958 | 38.3375 | 0.97145 | No | Sydney_West_132kV | SDF2018
| Eastern_Creek | 2012 | 17.1814 | 16.8 | 3.6 | 17.1814 | 0.9778 | 16.8 | 3.6 | 17.1814 | 0.9778 | No | Sydney_West_132kV | SDF2018
| Eastern_Creek | 2013 | 16.9546 | 16.5 | 3.9 | 16.9546 | 0.97318 | 16.5 | 3.9 | 16.9546 | 0.97318 | No | Sydney_West_132kV | SDF2018
| Eastern_Creek | 2014 | 15.5913 | 15.3 | 3 | 15.5913 | 0.98131 | 15.3 | 3 | 15.5913 | 0.98131 | No | Sydney_West_132kV | SDF2018
| Eastern_Creek | 2015 | 17.475 | 17.1 | 3.6008 | 17.475 | 0.97854 | 17.1 | 3.6008 | 17.475 | 0.97854 | No | Sydney_West_132kV | SDF2018
| Eastern_Creek | 2016 | 18.651 | 18.3 | 3.6014 | 18.651 | 0.98118 | 18.3 | 3.6014 | 18.651 | 0.98118 | No | Sydney_West_132kV | SDF2018
| Eastern_Creek | 2017 | 19.72 | 19.2 | 4.4987 | 19.72 | 0.97363 | 19.2 | 4.4987 | 19.72 | 0.97363 | No | Sydney_West_132kV | SDF2018
| Eastern_Creek | 2018 |  | 31.9574 | 6.8509 | 32.6835 | 0.97778 | 31.9574 | 6.8509 | 32.6835 | 0.97778 | No | Sydney_West_132kV | SDF2018
| Eastern_Creek | 2019 |  | 36.0744 | 7.7335 | 36.894 | 0.97778 | 36.0744 | 7.7335 | 36.894 | 0.97778 | No | Sydney_West_132kV | SDF2018
| Eastern_Creek | 2020 |  | 40.858 | 8.759 | 41.7864 | 0.97778 | 40.858 | 8.759 | 41.7864 | 0.97778 | No | Sydney_West_132kV | SDF2018
| Eastern_Creek | 2021 |  | 44.0475 | 9.4428 | 45.0483 | 0.97778 | 44.0475 | 9.4428 | 45.0483 | 0.97778 | No | Sydney_West_132kV | SDF2018
| Eastern_Creek | 2022 |  | 45.1112 | 9.6708 | 46.1362 | 0.97778 | 45.1112 | 9.6708 | 46.1362 | 0.97778 | No | Sydney_West_132kV | SDF2018
| Eastern_Creek | 2023 |  | 45.1119 | 9.671 | 46.1369 | 0.97778 | 45.1119 | 9.671 | 46.1369 | 0.97778 | No | Sydney_West_132kV | SDF2018
| Eastern_Creek | 2024 |  | 45.1126 | 9.6711 | 46.1376 | 0.97778 | 45.1126 | 9.6711 | 46.1376 | 0.97778 | No | Sydney_West_132kV | SDF2018
| Eastern_Creek | 2025 |  | 45.1173 | 9.6721 | 46.1424 | 0.97778 | 45.1173 | 9.6721 | 46.1424 | 0.97778 | No | Sydney_West_132kV | SDF2018
| Eastern_Creek | 2026 |  | 45.1374 | 9.6764 | 46.1629 | 0.97778 | 45.1374 | 9.6764 | 46.1629 | 0.97778 | No | Sydney_West_132kV | SDF2018
| Eastern_Creek | 2027 |  | 45.1575 | 9.6807 | 46.1835 | 0.97778 | 45.1575 | 9.6807 | 46.1835 | 0.97778 | No | Sydney_West_132kV | SDF2018
| Granville_132kV | 2012 | [9 empty] | No | Sydney_West_132kV | SDF2018
| Granville_132kV | 2013 | 27.3991 | 21.285 | 4.9027 | 21.8423 | 0.97448 | 20.2114 | 4.6554 | 20.7406 | 0.97448 | No | Sydney_West_132kV | SDF2018
| Granville_132kV | 2014 | 23.8416 | 22.352 | 5.709 | 23.0695 | 0.9689 | 21.2776 | 5.4345 | 21.9607 | 0.9689 | No | Sydney_West_132kV | SDF2018
| Granville_132kV | 2015 | 24.885 | 23.877 | 6.1437 | 24.6547 | 0.96845 | 22.8026 | 5.8672 | 23.5453 | 0.96845 | No | Sydney_West_132kV | SDF2018
| Granville_132kV | 2016 | [9 empty] | No | Sydney_West_132kV | SDF2018
| Granville_132kV | 2017 | [9 empty] | No | Sydney_West_132kV | SDF2018
| Granville_132kV | 2018 | [9 empty] | No | Sydney_West_132kV | SDF2018
| Granville_132kV | 2019 | [9 empty] | No | Sydney_West_132kV | SDF2018
| Granville_132kV | 2020 | [9 empty] | No | Sydney_West_132kV | SDF2018
| Granville_132kV | 2021 | [9 empty] | No | Sydney_West_132kV | SDF2018
| Granville_132kV | 2022 | [9 empty] | No | Sydney_West_132kV | SDF2018
| Granville_132kV | 2023 | [9 empty] | No | Sydney_West_132kV | SDF2018
| Granville_132kV | 2024 | [9 empty] | No | Sydney_West_132kV | SDF2018
| Granville_132kV | 2025 | [9 empty] | No | Sydney_West_132kV | SDF2018
| Granville_132kV | 2026 | [9 empty] | No | Sydney_West_132kV | SDF2018
| Granville_132kV | 2027 | [9 empty] | No | Sydney_West_132kV | SDF2018
| Huntingwood | 2012 | [9 empty] | No | Sydney_West_132kV | SDF2018
| Huntingwood | 2013 | [9 empty] | No | Sydney_West_132kV | SDF2018
| Huntingwood | 2014 | 8.8769 | 8.6 | 2.2 | 8.8769 | 0.9688 | 8.6 | 2.2 | 8.8769 | 0.9688 | No | Sydney_West_132kV | SDF2018
| Huntingwood | 2015 | 22.144 | 21.5 | 5.3016 | 22.144 | 0.97092 | 21.5 | 5.3016 | 22.144 | 0.97092 | No | Sydney_West_132kV | SDF2018
| Huntingwood | 2016 | 22.9 | 22.1 | 6 | 22.9 | 0.96507 | 22.1 | 6 | 22.9 | 0.96507 | No | Sydney_West_132kV | SDF2018
| Huntingwood | 2017 | 27.03 | 26.4 | 5.8018 | 27.03 | 0.97669 | 26.4 | 5.8018 | 27.03 | 0.97669 | No | Sydney_West_132kV | SDF2018
| Huntingwood | 2018 |  | 33.1233 | 7.2794 | 33.9138 | 0.97669 | 33.1233 | 7.2794 | 33.9138 | 0.97669 | No | Sydney_West_132kV | SDF2018
| Huntingwood | 2019 |  | 39.4972 | 8.6801 | 40.4398 | 0.97669 | 39.4972 | 8.6801 | 40.4398 | 0.97669 | No | Sydney_West_132kV | SDF2018
| Huntingwood | 2020 |  | 45.8779 | 10.0824 | 46.9727 | 0.97669 | 45.8779 | 10.0824 | 46.9727 | 0.97669 | No | Sydney_West_132kV | SDF2018
| Huntingwood | 2021 |  | 37.6183 | 8.2672 | 38.516 | 0.97669 | 37.6183 | 8.2672 | 38.516 | 0.97669 | No | Sydney_West_132kV | SDF2018
| Huntingwood | 2022 |  | 40.1117 | 8.8152 | 41.0689 | 0.97669 | 40.1117 | 8.8152 | 41.0689 | 0.97669 | No | Sydney_West_132kV | SDF2018
| Huntingwood | 2023 |  | 42.6094 | 9.3641 | 43.6262 | 0.97669 | 42.6094 | 9.3641 | 43.6262 | 0.97669 | No | Sydney_West_132kV | SDF2018
| Huntingwood | 2024 |  | 45.1063 | 9.9128 | 46.1827 | 0.97669 | 45.1063 | 9.9128 | 46.1827 | 0.97669 | No | Sydney_West_132kV | SDF2018
| Huntingwood | 2025 |  | 47.6236 | 10.466 | 48.7601 | 0.97669 | 47.6236 | 10.466 | 48.7601 | 0.97669 | No | Sydney_West_132kV | SDF2018
| Huntingwood | 2026 |  | 47.708 | 10.4846 | 48.8465 | 0.97669 | 47.708 | 10.4846 | 48.8465 | 0.97669 | No | Sydney_West_132kV | SDF2018
| Huntingwood | 2027 |  | 47.7923 | 10.5031 | 48.9328 | 0.97669 | 47.7923 | 10.5031 | 48.9328 | 0.97669 | No | Sydney_West_132kV | SDF2018
| Mamre | 2012 | 28.6575 | 39.721 | 4.1811 | 39.9405 | 0.99451 | 36.0408 | 3.7938 | 36.2399 | 0.99451 | No | Sydney_West_132kV | SDF2018
| Mamre | 2013 | 32.9686 | 33.697 | 4.328 | 33.9738 | 0.99185 | 31.3081 | 4.0212 | 31.5653 | 0.99185 | No | Sydney_West_132kV | SDF2018
| Mamre | 2014 | 32.311 | 26.686 | 7.1847 | 27.6363 | 0.96562 | 23.5983 | 6.3534 | 24.4386 | 0.96562 | No | Sydney_West_132kV | SDF2018
| Mamre | 2015 | 40.155 | 48.704 | 13.3821 | 50.509 | 0.96426 | 44.5457 | 12.2396 | 46.1966 | 0.96426 | No | Sydney_West_132kV | SDF2018
| Mamre | 2016 | 48.174 | 49.567 | 6.2127 | 49.9548 | 0.99224 | 45.986 | 5.7638 | 46.3458 | 0.99224 | No | Sydney_West_132kV | SDF2018
| Mamre | 2017 | 57.222 | 49.026 | 6.7961 | 49.4948 | 0.99053 | 46.092 | 6.3894 | 46.5328 | 0.99053 | No | Sydney_West_132kV | SDF2018
| Mamre | 2018 |  | 51.6144 | 7.1549 | 52.108 | 0.99053 | 48.6804 | 6.7482 | 49.1459 | 0.99053 | No | Sydney_West_132kV | SDF2018
| Mamre | 2019 |  | 56.2319 | 7.795 | 56.7696 | 0.99053 | 53.2979 | 7.3883 | 53.8076 | 0.99053 | No | Sydney_West_132kV | SDF2018
| Mamre | 2020 |  | 61.5411 | 8.531 | 62.1296 | 0.99053 | 58.6071 | 8.1243 | 59.1676 | 0.99053 | No | Sydney_West_132kV | SDF2018
| Mamre | 2021 |  | 66.871 | 9.2699 | 67.5104 | 0.99053 | 63.937 | 8.8631 | 64.5484 | 0.99053 | No | Sydney_West_132kV | SDF2018
| Mamre | 2022 |  | 70.0075 | 9.7046 | 70.6769 | 0.99053 | 67.0735 | 9.2979 | 67.7148 | 0.99053 | No | Sydney_West_132kV | SDF2018
| Mamre | 2023 |  | 70.9545 | 9.8359 | 71.633 | 0.99053 | 68.0205 | 9.4292 | 68.6709 | 0.99053 | No | Sydney_West_132kV | SDF2018
| Mamre | 2024 |  | 70.8106 | 9.816 | 71.4877 | 0.99053 | 67.8766 | 9.4093 | 68.5257 | 0.99053 | No | Sydney_West_132kV | SDF2018
| Mamre | 2025 |  | 70.7032 | 9.8011 | 71.3793 | 0.99053 | 67.7692 | 9.3944 | 68.4173 | 0.99053 | No | Sydney_West_132kV | SDF2018
| Mamre | 2026 |  | 70.761 | 9.8091 | 71.4376 | 0.99053 | 67.827 | 9.4024 | 68.4756 | 0.99053 | No | Sydney_West_132kV | SDF2018
| Mamre | 2027 |  | 70.8187 | 9.8171 | 71.4959 | 0.99053 | 67.8847 | 9.4104 | 68.5339 | 0.99053 | No | Sydney_West_132kV | SDF2018
| North_Eastern_Creek | 2012 | 2.9333 | 2.64 | 1.2786 | 2.9333 | 0.9 | 2.64 | 1.2786 | 2.9333 | 0.9 | No | Sydney_West_132kV | SDF2018
| North_Eastern_Creek | 2013 | 11.774 | 10.16 | 5.9499 | 11.774 | 0.86292 | 10.16 | 5.9499 | 11.774 | 0.86292 | No | Sydney_West_132kV | SDF2018
| North_Eastern_Creek | 2014 | 9.1093 | 9 | 2.7931 | 9.4235 | 0.95506 | 9 | 2.7931 | 9.4235 | 0.95506 | No | Sydney_West_132kV | SDF2018
| North_Eastern_Creek | 2015 | 9.178 | 9 | 1.7988 | 9.178 | 0.98061 | 9 | 1.7988 | 9.178 | 0.98061 | No | Sydney_West_132kV | SDF2018
| North_Eastern_Creek | 2016 | 10.551 | 10.2 | 2.6988 | 10.551 | 0.96673 | 10.2 | 2.6988 | 10.551 | 0.96673 | No | Sydney_West_132kV | SDF2018
| North_Eastern_Creek | 2017 | 10.632 | 10.2 | 2.9999 | 10.632 | 0.95937 | 10.2 | 2.9999 | 10.632 | 0.95937 | No | Sydney_West_132kV | SDF2018
| North_Eastern_Creek | 2018 |  | 14.8285 | 4.3612 | 15.4565 | 0.95937 | 14.8285 | 4.3612 | 15.4565 | 0.95937 | No | Sydney_West_132kV | SDF2018
| North_Eastern_Creek | 2019 |  | 18.5999 | 5.4704 | 19.3876 | 0.95937 | 18.5999 | 5.4704 | 19.3876 | 0.95937 | No | Sydney_West_132kV | SDF2018
| North_Eastern_Creek | 2020 |  | 19.4299 | 5.7145 | 20.2529 | 0.95937 | 19.4299 | 5.7145 | 20.2529 | 0.95937 | No | Sydney_West_132kV | SDF2018
| North_Eastern_Creek | 2021 |  | 19.4254 | 5.7132 | 20.2481 | 0.95937 | 19.4254 | 5.7132 | 20.2481 | 0.95937 | No | Sydney_West_132kV | SDF2018
| North_Eastern_Creek | 2022 |  | 19.4218 | 5.7121 | 20.2444 | 0.95937 | 19.4218 | 5.7121 | 20.2444 | 0.95937 | No | Sydney_West_132kV | SDF2018
| North_Eastern_Creek | 2023 |  | 19.4189 | 5.7113 | 20.2414 | 0.95937 | 19.4189 | 5.7113 | 20.2414 | 0.95937 | No | Sydney_West_132kV | SDF2018
| North_Eastern_Creek | 2024 |  | 19.4162 | 5.7105 | 20.2385 | 0.95937 | 19.4162 | 5.7105 | 20.2385 | 0.95937 | No | Sydney_West_132kV | SDF2018
| North_Eastern_Creek | 2025 |  | 19.416 | 5.7104 | 20.2384 | 0.95937 | 19.416 | 5.7104 | 20.2384 | 0.95937 | No | Sydney_West_132kV | SDF2018
| North_Eastern_Creek | 2026 |  | 19.4267 | 5.7135 | 20.2495 | 0.95937 | 19.4267 | 5.7135 | 20.2495 | 0.95937 | No | Sydney_West_132kV | SDF2018
| North_Eastern_Creek | 2027 |  | 19.4373 | 5.7167 | 20.2605 | 0.95937 | 19.4373 | 5.7167 | 20.2605 | 0.95937 | No | Sydney_West_132kV | SDF2018
| North_Parramatta | 2012 | 35.1242 | 39.003 | 3.5457 | 39.1638 | 0.99589 | 36.1233 | 3.2839 | 36.2723 | 0.99589 | No | Sydney_West_132kV | SDF2018
| North_Parramatta | 2013 | 37.8818 | 37.131 | 1.7458 | 37.172 | 0.9989 | 34.2514 | 1.6104 | 34.2892 | 0.9989 | No | Sydney_West_132kV | SDF2018
| North_Parramatta | 2014 | 33.9332 | 35.096 | 2.8739 | 35.2135 | 0.99666 | 32.2164 | 2.6381 | 32.3242 | 0.99666 | No | Sydney_West_132kV | SDF2018
| North_Parramatta | 2015 | [9 empty] | No | Sydney_West_132kV | SDF2018
| North_Parramatta | 2016 | [9 empty] | No | Sydney_West_132kV | SDF2018
| North_Parramatta | 2017 | [9 empty] | No | Sydney_West_132kV | SDF2018
| North_Parramatta | 2018 | [9 empty] | No | Sydney_West_132kV | SDF2018
| North_Parramatta | 2019 | [9 empty] | No | Sydney_West_132kV | SDF2018
| North_Parramatta | 2020 | [9 empty] | No | Sydney_West_132kV | SDF2018
| North_Parramatta | 2021 | [9 empty] | No | Sydney_West_132kV | SDF2018
| North_Parramatta | 2022 | [9 empty] | No | Sydney_West_132kV | SDF2018
| North_Parramatta | 2023 | [9 empty] | No | Sydney_West_132kV | SDF2018
| North_Parramatta | 2024 | [9 empty] | No | Sydney_West_132kV | SDF2018
| North_Parramatta | 2025 | [9 empty] | No | Sydney_West_132kV | SDF2018
| North_Parramatta | 2026 | [9 empty] | No | Sydney_West_132kV | SDF2018
| North_Parramatta | 2027 | [9 empty] | No | Sydney_West_132kV | SDF2018
| Oran_Park | 2012 | 3.2614 | 2.9353 | 1.4216 | 3.2614 | 0.9 | 2.9353 | 1.4216 | 3.2614 | 0.9 | No | Sydney_West_132kV | SDF2018
| Oran_Park | 2013 | 1.5796 | 1.4217 | 0.68855 | 1.5796 | 0.9 | 1.4217 | 0.68855 | 1.5796 | 0.9 | No | Sydney_West_132kV | SDF2018
| Oran_Park | 2014 | 5.595 | 5.0355 | 2.4388 | 5.595 | 0.9 | 5.0355 | 2.4388 | 5.595 | 0.9 | No | Sydney_West_132kV | SDF2018
| Oran_Park | 2015 | 5.528 | 4.976 | 2.4079 | 5.528 | 0.90014 | 4.976 | 2.4079 | 5.528 | 0.90014 | No | Sydney_West_132kV | SDF2018
| Oran_Park | 2016 | 8.604 | 8.46 | 1.5676 | 8.604 | 0.98326 | 8.46 | 1.5676 | 8.604 | 0.98326 | No | Sydney_West_132kV | SDF2018
| Oran_Park | 2017 | 11.901 | 11.77 | 1.7609 | 11.901 | 0.98899 | 11.77 | 1.7609 | 11.901 | 0.98899 | No | Sydney_West_132kV | SDF2018
| Oran_Park | 2018 | [9 empty] | No | Sydney_West_132kV | SDF2018
| Oran_Park | 2019 | [9 empty] | No | Sydney_West_132kV | SDF2018
| Oran_Park | 2020 | [9 empty] | No | Sydney_West_132kV | SDF2018
| Oran_Park | 2021 | [9 empty] | No | Sydney_West_132kV | SDF2018
| Oran_Park | 2022 | [9 empty] | No | Sydney_West_132kV | SDF2018
| Oran_Park | 2023 | [9 empty] | No | Sydney_West_132kV | SDF2018
| Oran_Park | 2024 | [9 empty] | No | Sydney_West_132kV | SDF2018
| Oran_Park | 2025 | [9 empty] | No | Sydney_West_132kV | SDF2018
| Oran_Park | 2026 | [9 empty] | No | Sydney_West_132kV | SDF2018
| Oran_Park | 2027 | [9 empty] | No | Sydney_West_132kV | SDF2018
| Quakers_Hill | 2012 | 35.9662 | 47.11 | 7.5753 | 47.7152 | 0.98732 | 42.8047 | 6.883 | 43.3546 | 0.98732 | No | Sydney_West_132kV | SDF2018
| Quakers_Hill | 2013 | 42.1017 | 43.374 | 8.3079 | 44.1625 | 0.98215 | 39.0681 | 7.4832 | 39.7783 | 0.98215 | No | Sydney_West_132kV | SDF2018
| Quakers_Hill | 2014 | 35.4452 | 43.745 | 6.9994 | 44.3014 | 0.98744 | 39.4391 | 6.3105 | 39.9408 | 0.98744 | No | Sydney_West_132kV | SDF2018
| Quakers_Hill | 2015 | 30.15 | 40.868 | 4.0919 | 41.0723 | 0.99502 | 36.5622 | 3.6608 | 36.745 | 0.99502 | No | Sydney_West_132kV | SDF2018
| Quakers_Hill | 2016 | 37.547 | 41.38 | 14.2156 | 43.7537 | 0.94575 | 37.016 | 12.7164 | 39.1394 | 0.94575 | No | Sydney_West_132kV | SDF2018
| Quakers_Hill | 2017 | 44.214 | 39.956 | 9.5613 | 41.0841 | 0.97254 | 35.378 | 8.4658 | 36.3768 | 0.97254 | No | Sydney_West_132kV | SDF2018
| Quakers_Hill | 2018 |  | 43.2426 | 9.1431 | 44.1986 | 0.97837 | 38.6646 | 8.1751 | 39.5194 | 0.97837 | No | Sydney_West_132kV | SDF2018
| Quakers_Hill | 2019 |  | 43.6826 | 9.2362 | 44.6484 | 0.97837 | 39.1046 | 8.2682 | 39.9692 | 0.97837 | No | Sydney_West_132kV | SDF2018
| Quakers_Hill | 2020 |  | 43.5119 | 9.2 | 44.4738 | 0.97837 | 38.9339 | 8.2321 | 39.7946 | 0.97837 | No | Sydney_West_132kV | SDF2018
| Quakers_Hill | 2021 |  | 43.3605 | 9.168 | 44.3191 | 0.97837 | 38.7825 | 8.2001 | 39.6399 | 0.97837 | No | Sydney_West_132kV | SDF2018
| Quakers_Hill | 2022 |  | 43.2142 | 9.1371 | 44.1696 | 0.97837 | 38.6362 | 8.1691 | 39.4904 | 0.97837 | No | Sydney_West_132kV | SDF2018
| Quakers_Hill | 2023 |  | 43.0765 | 9.108 | 44.0289 | 0.97837 | 38.4985 | 8.14 | 39.3497 | 0.97837 | No | Sydney_West_132kV | SDF2018
| Quakers_Hill | 2024 |  | 42.9464 | 9.0805 | 43.8959 | 0.97837 | 38.3684 | 8.1125 | 39.2167 | 0.97837 | No | Sydney_West_132kV | SDF2018
| Quakers_Hill | 2025 |  | 42.8434 | 9.0587 | 43.7906 | 0.97837 | 38.2654 | 8.0907 | 39.1114 | 0.97837 | No | Sydney_West_132kV | SDF2018
| Quakers_Hill | 2026 |  | 42.8472 | 9.0595 | 43.7944 | 0.97837 | 38.2692 | 8.0915 | 39.1152 | 0.97837 | No | Sydney_West_132kV | SDF2018
| Quakers_Hill | 2027 |  | 42.8509 | 9.0603 | 43.7983 | 0.97837 | 38.2729 | 8.0923 | 39.1191 | 0.97837 | No | Sydney_West_132kV | SDF2018
| Rooty_Hill | 2012 | 33.7558 | 42.418 | 2.4419 | 42.4882 | 0.99835 | 39.0924 | 2.2504 | 39.1571 | 0.99835 | No | Sydney_West_132kV | SDF2018
| Rooty_Hill | 2013 | 40.2223 | 40.797 | 7.8931 | 41.5535 | 0.98179 | 37.4714 | 7.2497 | 38.1663 | 0.98179 | No | Sydney_West_132kV | SDF2018
| Rooty_Hill | 2014 | 35.0725 | 40.96 | 5.8515 | 41.3759 | 0.98995 | 37.6351 | 5.3765 | 38.0172 | 0.98995 | No | Sydney_West_132kV | SDF2018
| Rooty_Hill | 2015 | 31.61 | 38.541 |  | 38.541 | 1 | 35.216 |  | 35.216 | 1 | No | Sydney_West_132kV | SDF2018
| Rooty_Hill | 2016 | 37.63 | 38.176 | 18.4895 | 42.4178 | 0.9 | 34.692 | 16.8021 | 38.5467 | 0.9 | No | Sydney_West_132kV | SDF2018
| Rooty_Hill | 2017 | 42.633 | 37.046 | 17.9415 | 41.1619 | 0.90001 | 33.87 | 16.4033 | 37.633 | 0.90001 | No | Sydney_West_132kV | SDF2018
| Rooty_Hill | 2018 |  | 38.1872 | 10.8867 | 39.7087 | 0.96168 | 35.0112 | 9.9813 | 36.4062 | 0.96168 | No | Sydney_West_132kV | SDF2018
| Rooty_Hill | 2019 |  | 39.4718 | 11.2529 | 41.0445 | 0.96168 | 36.2958 | 10.3475 | 37.742 | 0.96168 | No | Sydney_West_132kV | SDF2018
| Rooty_Hill | 2020 |  | 39.4065 | 11.2343 | 40.9766 | 0.96168 | 36.2305 | 10.3289 | 37.674 | 0.96168 | No | Sydney_West_132kV | SDF2018
| Rooty_Hill | 2021 |  | 39.3397 | 11.2153 | 40.9071 | 0.96168 | 36.1637 | 10.3098 | 37.6046 | 0.96168 | No | Sydney_West_132kV | SDF2018
| Rooty_Hill | 2022 |  | 39.2732 | 11.1963 | 40.838 | 0.96168 | 36.0972 | 10.2909 | 37.5355 | 0.96168 | No | Sydney_West_132kV | SDF2018
| Rooty_Hill | 2023 |  | 39.2132 | 11.1792 | 40.7756 | 0.96168 | 36.0372 | 10.2738 | 37.4731 | 0.96168 | No | Sydney_West_132kV | SDF2018
| Rooty_Hill | 2024 |  | 39.1564 | 11.163 | 40.7166 | 0.96168 | 35.9804 | 10.2576 | 37.414 | 0.96168 | No | Sydney_West_132kV | SDF2018
| Rooty_Hill | 2025 |  | 39.1237 | 11.1537 | 40.6825 | 0.96168 | 35.9477 | 10.2482 | 37.3799 | 0.96168 | No | Sydney_West_132kV | SDF2018
| Rooty_Hill | 2026 |  | 39.1849 | 11.1711 | 40.7461 | 0.96168 | 36.0089 | 10.2657 | 37.4436 | 0.96168 | No | Sydney_West_132kV | SDF2018
| Rooty_Hill | 2027 |  | 39.2461 | 11.1886 | 40.8098 | 0.96168 | 36.0701 | 10.2832 | 37.5073 | 0.96168 | No | Sydney_West_132kV | SDF2018
| Science_Park | 2012 | [9 empty] | No | Sydney_West_132kV | SDF2018
| Science_Park | 2013 | [9 empty] | No | Sydney_West_132kV | SDF2018
| Science_Park | 2014 | [9 empty] | No | Sydney_West_132kV | SDF2018
| Science_Park | 2015 | [9 empty] | No | Sydney_West_132kV | SDF2018
| Science_Park | 2016 | [9 empty] | No | Sydney_West_132kV | SDF2018
| Science_Park | 2017 | [9 empty] | No | Sydney_West_132kV | SDF2018
| Science_Park | 2018 | [9 empty] | No | Sydney_West_132kV | SDF2018
| Science_Park | 2019 |  | 0.4824 | 0.23364 | 0.536 | 0.9 | 0.4824 | 0.23364 | 0.536 | 0.9 | No | Sydney_West_132kV | SDF2018
| Science_Park | 2020 |  | 2.7648 | 1.3391 | 3.072 | 0.9 | 2.7648 | 1.3391 | 3.072 | 0.9 | No | Sydney_West_132kV | SDF2018
| Science_Park | 2021 |  | 5.184 | 2.5107 | 5.76 | 0.9 | 5.184 | 2.5107 | 5.76 | 0.9 | No | Sydney_West_132kV | SDF2018
| Science_Park | 2022 |  | 7.6032 | 3.6824 | 8.448 | 0.9 | 7.6032 | 3.6824 | 8.448 | 0.9 | No | Sydney_West_132kV | SDF2018
| Science_Park | 2023 |  | 9.2448 | 4.4775 | 10.272 | 0.9 | 9.2448 | 4.4775 | 10.272 | 0.9 | No | Sydney_West_132kV | SDF2018
| Science_Park | 2024 |  | 11.4336 | 5.5375 | 12.704 | 0.9 | 11.4336 | 5.5375 | 12.704 | 0.9 | No | Sydney_West_132kV | SDF2018
| Science_Park | 2025 |  | 14.6592 | 7.0998 | 16.288 | 0.9 | 14.6592 | 7.0998 | 16.288 | 0.9 | No | Sydney_West_132kV | SDF2018
| Science_Park | 2026 |  | 17.8848 | 8.662 | 19.872 | 0.9 | 17.8848 | 8.662 | 19.872 | 0.9 | No | Sydney_West_132kV | SDF2018
| Science_Park | 2027 |  | 20.5056 | 9.9313 | 22.784 | 0.9 | 20.5056 | 9.9313 | 22.784 | 0.9 | No | Sydney_West_132kV | SDF2018
| Southpipe_Oakdale_Industrial | 2012 | [9 empty] | No | Sydney_West_132kV | SDF2018
| Southpipe_Oakdale_Industrial | 2013 | [9 empty] | No | Sydney_West_132kV | SDF2018
| Southpipe_Oakdale_Industrial | 2014 | [9 empty] | No | Sydney_West_132kV | SDF2018
| Southpipe_Oakdale_Industrial | 2015 | [9 empty] | No | Sydney_West_132kV | SDF2018
| Southpipe_Oakdale_Industrial | 2016 | [9 empty] | No | Sydney_West_132kV | SDF2018
| Southpipe_Oakdale_Industrial | 2017 | [9 empty] | No | Sydney_West_132kV | SDF2018
| Southpipe_Oakdale_Industrial | 2018 |  | 1.413 | 0.68435 | 1.57 | 0.9 | 1.413 | 0.68435 | 1.57 | 0.9 | No | Sydney_West_132kV | SDF2018
| Southpipe_Oakdale_Industrial | 2019 |  | 4.05 | 1.9615 | 4.5 | 0.9 | 4.05 | 1.9615 | 4.5 | 0.9 | No | Sydney_West_132kV | SDF2018
| Southpipe_Oakdale_Industrial | 2020 |  | 7.524 | 3.644 | 8.36 | 0.9 | 7.524 | 3.644 | 8.36 | 0.9 | No | Sydney_West_132kV | SDF2018
| Southpipe_Oakdale_Industrial | 2021 |  | 12.177 | 5.8976 | 13.53 | 0.9 | 12.177 | 5.8976 | 13.53 | 0.9 | No | Sydney_West_132kV | SDF2018
| Southpipe_Oakdale_Industrial | 2022 |  | 16.83 | 8.1511 | 18.7 | 0.9 | 16.83 | 8.1511 | 18.7 | 0.9 | No | Sydney_West_132kV | SDF2018
| Southpipe_Oakdale_Industrial | 2023 |  | 21.726 | 10.5224 | 24.14 | 0.9 | 21.726 | 10.5224 | 24.14 | 0.9 | No | Sydney_West_132kV | SDF2018
| Southpipe_Oakdale_Industrial | 2024 |  | 25.452 | 12.327 | 28.28 | 0.9 | 25.452 | 12.327 | 28.28 | 0.9 | No | Sydney_West_132kV | SDF2018
| Southpipe_Oakdale_Industrial | 2025 |  | 28.269 | 13.6913 | 31.41 | 0.9 | 28.269 | 13.6913 | 31.41 | 0.9 | No | Sydney_West_132kV | SDF2018
| Southpipe_Oakdale_Industrial | 2026 |  | 29.907 | 14.4846 | 33.23 | 0.9 | 29.907 | 14.4846 | 33.23 | 0.9 | No | Sydney_West_132kV | SDF2018
| Southpipe_Oakdale_Industrial | 2027 |  | 29.907 | 14.4846 | 33.23 | 0.9 | 29.907 | 14.4846 | 33.23 | 0.9 | No | Sydney_West_132kV | SDF2018
| West_Castle_Hill | 2012 | [9 empty] | No | Sydney_West_132kV | SDF2018
| West_Castle_Hill | 2013 | [9 empty] | No | Sydney_West_132kV | SDF2018
| West_Castle_Hill | 2014 | [9 empty] | No | Sydney_West_132kV | SDF2018
| West_Castle_Hill | 2015 | [9 empty] | No | Sydney_West_132kV | SDF2018
| West_Castle_Hill | 2016 | [9 empty] | No | Sydney_West_132kV | SDF2018
| West_Castle_Hill | 2017 | [9 empty] | No | Sydney_West_132kV | SDF2018
| West_Castle_Hill | 2018 | [9 empty] | No | Sydney_West_132kV | SDF2018
| West_Castle_Hill | 2019 | [9 empty] | No | Sydney_West_132kV | SDF2018
| West_Castle_Hill | 2020 | [9 empty] | No | Sydney_West_132kV | SDF2018
| West_Castle_Hill | 2021 | [9 empty] | No | Sydney_West_132kV | SDF2018
| West_Castle_Hill | 2022 | [9 empty] | No | Sydney_West_132kV | SDF2018
| West_Castle_Hill | 2023 | [9 empty] | No | Sydney_West_132kV | SDF2018
| West_Castle_Hill | 2024 | [9 empty] | No | Sydney_West_132kV | SDF2018
| West_Castle_Hill | 2025 | [9 empty] | No | Sydney_West_132kV | SDF2018
| West_Castle_Hill | 2026 | [9 empty] | No | Sydney_West_132kV | SDF2018
| West_Castle_Hill | 2027 | [9 empty] | No | Sydney_West_132kV | SDF2018
| West_Wetherill_Park | 2012 | 35.408 | 31.8672 | 15.434 | 35.408 | 0.9 | 31.8672 | 15.434 | 35.408 | 0.9 | No | Sydney_West_132kV | SDF2018
| West_Wetherill_Park | 2013 | 33.8091 | 30.4282 | 14.7371 | 33.8091 | 0.9 | 30.4282 | 14.7371 | 33.8091 | 0.9 | No | Sydney_West_132kV | SDF2018
| West_Wetherill_Park | 2014 | 31.9539 | 29.4 | 13.3361 | 32.2833 | 0.91069 | 29.4 | 13.3361 | 32.2833 | 0.91069 | No | Sydney_West_132kV | SDF2018
| West_Wetherill_Park | 2015 | 30.373 | 29.1 | 8.7011 | 30.373 | 0.95809 | 29.1 | 8.7011 | 30.373 | 0.95809 | No | Sydney_West_132kV | SDF2018
| West_Wetherill_Park | 2016 | 29.273 | 26.7 | 12.0008 | 29.273 | 0.9121 | 26.7 | 12.0008 | 29.273 | 0.9121 | No | Sydney_West_132kV | SDF2018
| West_Wetherill_Park | 2017 | 32.707 | 29.925 | 13.2001 | 32.707 | 0.91494 | 29.925 | 13.2001 | 32.707 | 0.91494 | No | Sydney_West_132kV | SDF2018
| West_Wetherill_Park | 2018 |  | 34.2558 | 15.006 | 37.3983 | 0.91597 | 34.2558 | 15.006 | 37.3983 | 0.91597 | No | Sydney_West_132kV | SDF2018
| West_Wetherill_Park | 2019 |  | 34.2133 | 14.9874 | 37.352 | 0.91597 | 34.2133 | 14.9874 | 37.352 | 0.91597 | No | Sydney_West_132kV | SDF2018
| West_Wetherill_Park | 2020 |  | 34.1746 | 14.9704 | 37.3098 | 0.91597 | 34.1746 | 14.9704 | 37.3098 | 0.91597 | No | Sydney_West_132kV | SDF2018
| West_Wetherill_Park | 2021 |  | 34.1378 | 14.9543 | 37.2695 | 0.91597 | 34.1378 | 14.9543 | 37.2695 | 0.91597 | No | Sydney_West_132kV | SDF2018
| West_Wetherill_Park | 2022 |  | 34.1034 | 14.9392 | 37.232 | 0.91597 | 34.1034 | 14.9392 | 37.232 | 0.91597 | No | Sydney_West_132kV | SDF2018
| West_Wetherill_Park | 2023 |  | 34.0731 | 14.9259 | 37.1989 | 0.91597 | 34.0731 | 14.9259 | 37.1989 | 0.91597 | No | Sydney_West_132kV | SDF2018
| West_Wetherill_Park | 2024 |  | 34.046 | 14.9141 | 37.1693 | 0.91597 | 34.046 | 14.9141 | 37.1693 | 0.91597 | No | Sydney_West_132kV | SDF2018
| West_Wetherill_Park | 2025 |  | 34.0301 | 14.9071 | 37.152 | 0.91597 | 34.0301 | 14.9071 | 37.152 | 0.91597 | No | Sydney_West_132kV | SDF2018
| West_Wetherill_Park | 2026 |  | 34.0856 | 14.9314 | 37.2126 | 0.91597 | 34.0856 | 14.9314 | 37.2126 | 0.91597 | No | Sydney_West_132kV | SDF2018
| West_Wetherill_Park | 2027 |  | 34.1412 | 14.9558 | 37.2733 | 0.91597 | 34.1412 | 14.9558 | 37.2733 | 0.91597 | No | Sydney_West_132kV | SDF2018
| Wetherill_Park | 2012 | 33.3664 | 31.698 | 10.4186 | 33.3664 | 0.95 | 31.698 | 10.4186 | 33.3664 | 0.95 | No | Sydney_West_132kV | SDF2018
| Wetherill_Park | 2013 | 30.7463 | 29.2089 | 9.6005 | 30.7463 | 0.95 | 29.2089 | 9.6005 | 30.7463 | 0.95 | No | Sydney_West_132kV | SDF2018
| Wetherill_Park | 2014 | 29.1687 | 27.71 | 9.1077 | 29.1684 | 0.95 | 27.71 | 9.1077 | 29.1684 | 0.95 | No | Sydney_West_132kV | SDF2018
| Wetherill_Park | 2015 | 29.493 | 28.019 | 9.2072 | 29.493 | 0.95002 | 28.019 | 9.2072 | 29.493 | 0.95002 | No | Sydney_West_132kV | SDF2018
| Wetherill_Park | 2016 | 38.412 | 36.492 | 11.9923 | 38.412 | 0.95002 | 36.492 | 11.9923 | 38.412 | 0.95002 | No | Sydney_West_132kV | SDF2018
| Wetherill_Park | 2017 | 29.118 | 27.662 | 9.0924 | 29.118 | 0.95 | 27.662 | 9.0924 | 29.118 | 0.95 | No | Sydney_West_132kV | SDF2018
| Wetherill_Park | 2018 |  | 30.2081 | 6.2903 | 30.8561 | 0.979 | 30.2081 | 6.2903 | 30.8561 | 0.979 | No | Sydney_West_132kV | SDF2018
| Wetherill_Park | 2019 |  | 30.1737 | 6.2832 | 30.821 | 0.979 | 30.1737 | 6.2832 | 30.821 | 0.979 | No | Sydney_West_132kV | SDF2018
| Wetherill_Park | 2020 |  | 30.1441 | 6.277 | 30.7907 | 0.979 | 30.1441 | 6.277 | 30.7907 | 0.979 | No | Sydney_West_132kV | SDF2018
| Wetherill_Park | 2021 |  | 30.1164 | 6.2712 | 30.7624 | 0.979 | 30.1164 | 6.2712 | 30.7624 | 0.979 | No | Sydney_West_132kV | SDF2018
| Wetherill_Park | 2022 |  | 30.0921 | 6.2662 | 30.7375 | 0.979 | 30.0921 | 6.2662 | 30.7375 | 0.979 | No | Sydney_West_132kV | SDF2018
| Wetherill_Park | 2023 |  | 30.0714 | 6.2619 | 30.7164 | 0.979 | 30.0714 | 6.2619 | 30.7164 | 0.979 | No | Sydney_West_132kV | SDF2018
| Wetherill_Park | 2024 |  | 30.0532 | 6.2581 | 30.6979 | 0.979 | 30.0532 | 6.2581 | 30.6979 | 0.979 | No | Sydney_West_132kV | SDF2018
| Wetherill_Park | 2025 |  | 30.0464 | 6.2567 | 30.6909 | 0.979 | 30.0464 | 6.2567 | 30.6909 | 0.979 | No | Sydney_West_132kV | SDF2018
| Wetherill_Park | 2026 |  | 30.1076 | 6.2694 | 30.7534 | 0.979 | 30.1076 | 6.2694 | 30.7534 | 0.979 | No | Sydney_West_132kV | SDF2018
| Wetherill_Park | 2027 |  | 30.1688 | 6.2822 | 30.816 | 0.979 | 30.1688 | 6.2822 | 30.816 | 0.979 | No | Sydney_West_132kV | SDF2018
| Undiversified | 2012 | 386.9962 | 421.043 | 106.922 | 438.7431 | 0.95966 | 400.0933 | 103.5716 | 417.4427 | 0.95844 | No | Sydney_West_132kV | SDF2018
| Undiversified | 2013 | 447.768 | 408.9868 | 100.6459 | 424.7017 | 0.963 | 389.3273 | 97.4232 | 404.7111 | 0.96199 | No | Sydney_West_132kV | SDF2018
| Undiversified | 2014 | 425.1795 | 429.3849 | 105.7166 | 445.0451 | 0.96481 | 407.9539 | 101.8871 | 423.2001 | 0.96397 | No | Sydney_West_132kV | SDF2018
| Undiversified | 2015 | 427.315 | 462.919 | 108.6476 | 479.8437 | 0.96473 | 435.9029 | 104.0948 | 452.2734 | 0.9638 | No | Sydney_West_132kV | SDF2018
| Undiversified | 2016 | 451.1222 | 454.193 | 136.9833 | 477.8541 | 0.95048 | 429.247 | 130.14 | 451.7725 | 0.95014 | No | Sydney_West_132kV | SDF2018
| Undiversified | 2017 | 487.64 | 449.047 | 129.8614 | 471.0879 | 0.95321 | 424.272 | 123.3419 | 445.266 | 0.95285 | No | Sydney_West_132kV | SDF2018
| Undiversified | 2018 |  | 480.992 | 128.9298 | 500.5166 | 0.96099 | 456.217 | 122.9834 | 474.9416 | 0.96058 | No | Sydney_West_132kV | SDF2018
| Undiversified | 2019 |  | 506.5304 | 135.0256 | 526.9019 | 0.96134 | 481.7554 | 129.0792 | 501.3269 | 0.96096 | No | Sydney_West_132kV | SDF2018
| Undiversified | 2020 |  | 528.7926 | 141.021 | 550.1227 | 0.96123 | 504.0176 | 135.0746 | 524.5476 | 0.96086 | No | Sydney_West_132kV | SDF2018
| Undiversified | 2021 |  | 549.6544 | 148.5562 | 572.4213 | 0.96023 | 524.8794 | 142.6098 | 546.8463 | 0.95983 | No | Sydney_West_132kV | SDF2018
| Undiversified | 2022 |  | 566.5336 | 154.2691 | 590.3762 | 0.95961 | 541.7586 | 148.3227 | 564.8012 | 0.9592 | No | Sydney_West_132kV | SDF2018
| Undiversified | 2023 |  | 579.681 | 159.2061 | 604.4969 | 0.95895 | 554.906 | 153.2596 | 578.9219 | 0.95852 | No | Sydney_West_132kV | SDF2018
| Undiversified | 2024 |  | 591.1517 | 163.6996 | 616.8626 | 0.95832 | 566.3767 | 157.7531 | 591.2875 | 0.95787 | No | Sydney_West_132kV | SDF2018
| Undiversified | 2025 |  | 602.9783 | 168.3096 | 629.606 | 0.95771 | 578.2033 | 162.3632 | 604.0309 | 0.95724 | No | Sydney_West_132kV | SDF2018
| Undiversified | 2026 |  | 612.0841 | 172.0299 | 639.4697 | 0.95717 | 587.3091 | 166.0835 | 613.8947 | 0.95669 | No | Sydney_West_132kV | SDF2018
| Undiversified | 2027 |  | 618.947 | 174.664 | 646.8415 | 0.95688 | 594.172 | 168.7176 | 621.2665 | 0.95639 | No | Sydney_West_132kV | SDF2018
| Bella_Vista | 2012 | 43.6887 | 53.914 | 10.0422 | 54.8413 | 0.98309 | 49.0093 | 9.1286 | 49.8522 | 0.98309 | No | Vineyard | SDF2018
| Bella_Vista | 2013 | 55.6552 | 52.887 | 14.1663 | 54.7514 | 0.96595 | 47.9819 | 12.8524 | 49.6734 | 0.96595 | No | Vineyard | SDF2018
| Bella_Vista | 2014 | 37.5084 | 45.947 | 5.9286 | 46.3279 | 0.99178 | 41.0427 | 5.2958 | 41.383 | 0.99178 | No | Vineyard | SDF2018
| Bella_Vista | 2015 | 40.514 | 47.289 | 11.5348 | 48.6755 | 0.97152 | 42.3842 | 10.3384 | 43.6269 | 0.97152 | No | Vineyard | SDF2018
| Bella_Vista | 2016 | 40.52 | 45.639 | 12.3188 | 47.2723 | 0.96545 | 40.939 | 11.0501 | 42.4041 | 0.96545 | No | Vineyard | SDF2018
| Bella_Vista | 2017 | 52.731 | 48.8146 | 12.8257 | 50.4714 | 0.96717 | 44.3533 | 11.6536 | 45.8587 | 0.96717 | No | Vineyard | SDF2018
| Bella_Vista | 2018 |  | 51.8326 | 13.6187 | 53.5918 | 0.96717 | 47.3713 | 12.4465 | 48.9791 | 0.96717 | No | Vineyard | SDF2018
| Bella_Vista | 2019 |  | 53.0238 | 13.9317 | 54.8235 | 0.96717 | 48.5625 | 12.7595 | 50.2108 | 0.96717 | No | Vineyard | SDF2018
| Bella_Vista | 2020 |  | 52.9518 | 13.9128 | 54.749 | 0.96717 | 48.4905 | 12.7406 | 50.1363 | 0.96717 | No | Vineyard | SDF2018
| Bella_Vista | 2021 |  | 54.2957 | 14.2659 | 56.1385 | 0.96717 | 49.8344 | 13.0937 | 51.5258 | 0.96717 | No | Vineyard | SDF2018
| Bella_Vista | 2022 |  | 55.8115 | 14.6641 | 57.7058 | 0.96717 | 51.3502 | 13.492 | 53.0931 | 0.96717 | No | Vineyard | SDF2018
| Bella_Vista | 2023 |  | 57.4853 | 15.1039 | 59.4364 | 0.96717 | 53.024 | 13.9317 | 54.8237 | 0.96717 | No | Vineyard | SDF2018
| Bella_Vista | 2024 |  | 59.157 | 15.5431 | 61.1648 | 0.96717 | 54.6957 | 14.371 | 56.5521 | 0.96717 | No | Vineyard | SDF2018
| Bella_Vista | 2025 |  | 60.7338 | 15.9574 | 62.7952 | 0.96717 | 56.2725 | 14.7853 | 58.1825 | 0.96717 | No | Vineyard | SDF2018
| Bella_Vista | 2026 |  | 62.3174 | 16.3735 | 64.4325 | 0.96717 | 57.8561 | 15.2013 | 59.8198 | 0.96717 | No | Vineyard | SDF2018
| Bella_Vista | 2027 |  | 63.7534 | 16.7508 | 65.9172 | 0.96717 | 59.2921 | 15.5786 | 61.3045 | 0.96717 | No | Vineyard | SDF2018
| Box_Hill | 2012 | [9 empty] | No | Vineyard | SDF2018
| Box_Hill | 2013 | [9 empty] | No | Vineyard | SDF2018
| Box_Hill | 2014 | [9 empty] | No | Vineyard | SDF2018
| Box_Hill | 2015 | [9 empty] | No | Vineyard | SDF2018
| Box_Hill | 2016 | [9 empty] | No | Vineyard | SDF2018
| Box_Hill | 2017 | [9 empty] | No | Vineyard | SDF2018
| Box_Hill | 2018 | [9 empty] | No | Vineyard | SDF2018
| Box_Hill | 2019 | [9 empty] | No | Vineyard | SDF2018
| Box_Hill | 2020 | [9 empty] | No | Vineyard | SDF2018
| Box_Hill | 2021 | [9 empty] | No | Vineyard | SDF2018
| Box_Hill | 2022 |  | 14.6571 | 4.8176 | 15.4286 | 0.95 | 14.6571 | 4.8176 | 15.4286 | 0.95 | No | Vineyard | SDF2018
| Box_Hill | 2023 |  | 18.321 | 6.0218 | 19.2853 | 0.95 | 18.321 | 6.0218 | 19.2853 | 0.95 | No | Vineyard | SDF2018
| Box_Hill | 2024 |  | 22.2331 | 7.3077 | 23.4033 | 0.95 | 22.2331 | 7.3077 | 23.4033 | 0.95 | No | Vineyard | SDF2018
| Box_Hill | 2025 |  | 25.9932 | 8.5435 | 27.3612 | 0.95 | 25.9932 | 8.5435 | 27.3612 | 0.95 | No | Vineyard | SDF2018
| Box_Hill | 2026 |  | 29.3531 | 9.6479 | 30.898 | 0.95 | 29.3531 | 9.6479 | 30.898 | 0.95 | No | Vineyard | SDF2018
| Box_Hill | 2027 |  | 32.3128 | 10.6207 | 34.0135 | 0.95 | 32.3128 | 10.6207 | 34.0135 | 0.95 | No | Vineyard | SDF2018
| Cheriton_Avenue | 2012 | [9 empty] | No | Vineyard | SDF2018
| Cheriton_Avenue | 2013 | 30.4495 | 27.559 | 4.2117 | 27.879 | 0.98852 | 24.245 | 3.7052 | 24.5265 | 0.98852 | No | Vineyard | SDF2018
| Cheriton_Avenue | 2014 | 24.3994 | 27.337 | 2.4751 | 27.4488 | 0.99593 | 24.0229 | 2.1751 | 24.1212 | 0.99593 | No | Vineyard | SDF2018
| Cheriton_Avenue | 2015 | 26.771 | 27.131 | 5.1576 | 27.6169 | 0.98241 | 23.8165 | 4.5275 | 24.243 | 0.98241 | No | Vineyard | SDF2018
| Cheriton_Avenue | 2016 | 29.233 | 29.808 | 4.538 | 30.1515 | 0.98861 | 26.191 | 3.9874 | 26.4928 | 0.98861 | No | Vineyard | SDF2018
| Cheriton_Avenue | 2017 | 33.787 | 29.309 | 7.6197 | 30.2833 | 0.96783 | 26.05 | 6.7724 | 26.9159 | 0.96783 | No | Vineyard | SDF2018
| Cheriton_Avenue | 2018 |  | 32.2074 | 8.3732 | 33.278 | 0.96783 | 28.9484 | 7.5259 | 29.9107 | 0.96783 | No | Vineyard | SDF2018
| Cheriton_Avenue | 2019 |  | 32.7137 | 8.5048 | 33.8012 | 0.96783 | 29.4547 | 7.6576 | 30.4338 | 0.96783 | No | Vineyard | SDF2018
| Cheriton_Avenue | 2020 |  | 36.6351 | 9.5243 | 37.853 | 0.96783 | 33.3761 | 8.677 | 34.4856 | 0.96783 | No | Vineyard | SDF2018
| Cheriton_Avenue | 2021 |  | 37.3367 | 9.7067 | 38.5778 | 0.96783 | 34.0777 | 8.8594 | 35.2105 | 0.96783 | No | Vineyard | SDF2018
| Cheriton_Avenue | 2022 |  | 38.1369 | 9.9147 | 39.4047 | 0.96783 | 34.8779 | 9.0675 | 36.0373 | 0.96783 | No | Vineyard | SDF2018
| Cheriton_Avenue | 2023 |  | 39.0304 | 10.147 | 40.3278 | 0.96783 | 35.7714 | 9.2997 | 36.9605 | 0.96783 | No | Vineyard | SDF2018
| Cheriton_Avenue | 2024 |  | 45.5006 | 11.8291 | 47.0131 | 0.96783 | 42.2416 | 10.9819 | 43.6458 | 0.96783 | No | Vineyard | SDF2018
| Cheriton_Avenue | 2025 |  | 46.3502 | 12.05 | 47.8909 | 0.96783 | 43.0912 | 11.2027 | 44.5236 | 0.96783 | No | Vineyard | SDF2018
| Cheriton_Avenue | 2026 |  | 47.2329 | 12.2795 | 48.803 | 0.96783 | 43.9739 | 11.4322 | 45.4357 | 0.96783 | No | Vineyard | SDF2018
| Cheriton_Avenue | 2027 |  | 48.0314 | 12.4871 | 49.628 | 0.96783 | 44.7724 | 11.6398 | 46.2607 | 0.96783 | No | Vineyard | SDF2018
| Darling_St_Data | 2012 | [9 empty] | No | Vineyard | SDF2018
| Darling_St_Data | 2013 | [9 empty] | No | Vineyard | SDF2018
| Darling_St_Data | 2014 | [9 empty] | No | Vineyard | SDF2018
| Darling_St_Data | 2015 | [9 empty] | No | Vineyard | SDF2018
| Darling_St_Data | 2016 | [9 empty] | No | Vineyard | SDF2018
| Darling_St_Data | 2017 | [9 empty] | No | Vineyard | SDF2018
| Darling_St_Data | 2018 | [9 empty] | No | Vineyard | SDF2018
| Darling_St_Data | 2019 | [9 empty] | No | Vineyard | SDF2018
| Darling_St_Data | 2020 | [9 empty] | No | Vineyard | SDF2018
| Darling_St_Data | 2021 | [9 empty] | No | Vineyard | SDF2018
| Darling_St_Data | 2022 | [9 empty] | No | Vineyard | SDF2018
| Darling_St_Data | 2023 | [9 empty] | No | Vineyard | SDF2018
| Darling_St_Data | 2024 | [9 empty] | No | Vineyard | SDF2018
| Darling_St_Data | 2025 | [9 empty] | No | Vineyard | SDF2018
| Darling_St_Data | 2026 | [9 empty] | No | Vineyard | SDF2018
| Darling_St_Data | 2027 | [9 empty] | No | Vineyard | SDF2018
| Marsden_Park | 2012 | [9 empty] | No | Vineyard | SDF2018
| Marsden_Park | 2013 | [9 empty] | No | Vineyard | SDF2018
| Marsden_Park | 2014 | [9 empty] | No | Vineyard | SDF2018
| Marsden_Park | 2015 | [9 empty] | No | Vineyard | SDF2018
| Marsden_Park | 2016 | [9 empty] | No | Vineyard | SDF2018
| Marsden_Park | 2017 | [9 empty] | No | Vineyard | SDF2018
| Marsden_Park | 2018 |  | 7.2756 | 3.5237 | 8.084 | 0.9 | 7.2756 | 3.5237 | 8.084 | 0.9 | No | Vineyard | SDF2018
| Marsden_Park | 2019 |  | 12.9841 | 6.2885 | 14.4268 | 0.9 | 12.9841 | 6.2885 | 14.4268 | 0.9 | No | Vineyard | SDF2018
| Marsden_Park | 2020 |  | 15.9775 | 7.7383 | 17.7528 | 0.9 | 15.9775 | 7.7383 | 17.7528 | 0.9 | No | Vineyard | SDF2018
| Marsden_Park | 2021 |  | 19.4425 | 9.4164 | 21.6028 | 0.9 | 19.4425 | 9.4164 | 21.6028 | 0.9 | No | Vineyard | SDF2018
| Marsden_Park | 2022 |  | 23.5375 | 11.3997 | 26.1528 | 0.9 | 23.5375 | 11.3997 | 26.1528 | 0.9 | No | Vineyard | SDF2018
| Marsden_Park | 2023 |  | 27.6325 | 13.383 | 30.7028 | 0.9 | 27.6325 | 13.383 | 30.7028 | 0.9 | No | Vineyard | SDF2018
| Marsden_Park | 2024 |  | 30.8455 | 14.9392 | 34.2728 | 0.9 | 30.8455 | 14.9392 | 34.2728 | 0.9 | No | Vineyard | SDF2018
| Marsden_Park | 2025 |  | 33.3025 | 16.1291 | 37.0028 | 0.9 | 33.3025 | 16.1291 | 37.0028 | 0.9 | No | Vineyard | SDF2018
| Marsden_Park | 2026 |  | 35.3815 | 17.1361 | 39.3128 | 0.9 | 35.3815 | 17.1361 | 39.3128 | 0.9 | No | Vineyard | SDF2018
| Marsden_Park | 2027 |  | 35.3815 | 17.1361 | 39.3128 | 0.9 | 35.3815 | 17.1361 | 39.3128 | 0.9 | No | Vineyard | SDF2018
| Mungerie_Park | 2012 | 29.6086 | 43.717 | 14.3691 | 46.0179 | 0.95 | 38.5331 | 12.6652 | 40.5612 | 0.95 | No | Vineyard | SDF2018
| Mungerie_Park | 2013 | 44.5803 | 44.797 | 14.7241 | 47.1547 | 0.95 | 39.6126 | 13.02 | 41.6975 | 0.95 | No | Vineyard | SDF2018
| Mungerie_Park | 2014 | 38.4087 | 45.314 | 14.894 | 47.6989 | 0.95 | 40.1295 | 13.1899 | 42.2416 | 0.95 | No | Vineyard | SDF2018
| Mungerie_Park | 2015 | 41.577 | 47.152 | 15.4981 | 49.6337 | 0.95 | 41.9681 | 13.7942 | 44.1769 | 0.95 | No | Vineyard | SDF2018
| Mungerie_Park | 2016 | 53.226 | 51.587 | 16.9558 | 54.3021 | 0.95 | 46.215 | 15.1901 | 48.6474 | 0.95 | No | Vineyard | SDF2018
| Mungerie_Park | 2017 | 58.456 | 54.024 | 17.7568 | 56.8674 | 0.95 | 48.167 | 15.8317 | 50.7021 | 0.95 | No | Vineyard | SDF2018
| Mungerie_Park | 2018 |  | 66.8973 | 21.9881 | 70.4182 | 0.95 | 61.0403 | 20.063 | 64.253 | 0.95 | No | Vineyard | SDF2018
| Mungerie_Park | 2019 |  | 71.8074 | 23.6019 | 75.5867 | 0.95 | 65.9504 | 21.6768 | 69.4214 | 0.95 | No | Vineyard | SDF2018
| Mungerie_Park | 2020 |  | 77.5354 | 25.4847 | 81.6163 | 0.95 | 71.6784 | 23.5596 | 75.451 | 0.95 | No | Vineyard | SDF2018
| Mungerie_Park | 2021 |  | 84.0793 | 27.6355 | 88.5046 | 0.95 | 78.2223 | 25.7104 | 82.3393 | 0.95 | No | Vineyard | SDF2018
| Mungerie_Park | 2022 |  | 77.9688 | 25.6271 | 82.0725 | 0.95 | 72.1118 | 23.702 | 75.9072 | 0.95 | No | Vineyard | SDF2018
| Mungerie_Park | 2023 |  | 81.6984 | 26.853 | 85.9983 | 0.95 | 75.8414 | 24.9278 | 79.833 | 0.95 | No | Vineyard | SDF2018
| Mungerie_Park | 2024 |  | 85.3064 | 28.0389 | 89.7962 | 0.95 | 79.4494 | 26.1138 | 83.6309 | 0.95 | No | Vineyard | SDF2018
| Mungerie_Park | 2025 |  | 88.6684 | 29.1439 | 93.3352 | 0.95 | 82.8114 | 27.2188 | 87.1699 | 0.95 | No | Vineyard | SDF2018
| Mungerie_Park | 2026 |  | 91.9221 | 30.2133 | 96.7601 | 0.95 | 86.0651 | 28.2882 | 90.5949 | 0.95 | No | Vineyard | SDF2018
| Mungerie_Park | 2027 |  | 94.8574 | 31.1781 | 99.8499 | 0.95 | 89.0004 | 29.253 | 93.6847 | 0.95 | No | Vineyard | SDF2018
| NWRL_Rouse_Hill | 2012 | [9 empty] | Yes | Vineyard | SDF2018
| NWRL_Rouse_Hill | 2013 | [9 empty] | Yes | Vineyard | SDF2018
| NWRL_Rouse_Hill | 2014 | [9 empty] | Yes | Vineyard | SDF2018
| NWRL_Rouse_Hill | 2015 | [9 empty] | Yes | Vineyard | SDF2018
| NWRL_Rouse_Hill | 2016 | [9 empty] | Yes | Vineyard | SDF2018
| NWRL_Rouse_Hill | 2017 | [9 empty] | Yes | Vineyard | SDF2018
| NWRL_Rouse_Hill | 2018 | [9 empty] | Yes | Vineyard | SDF2018
| NWRL_Rouse_Hill | 2019 |  | 22.8 | 7.494 | 24 | 0.95 | 22.8 | 7.494 | 24 | 0.95 | Yes | Vineyard | SDF2018
| NWRL_Rouse_Hill | 2020 |  | 22.8 | 7.494 | 24 | 0.95 | 22.8 | 7.494 | 24 | 0.95 | Yes | Vineyard | SDF2018
| NWRL_Rouse_Hill | 2021 |  | 22.8 | 7.494 | 24 | 0.95 | 22.8 | 7.494 | 24 | 0.95 | Yes | Vineyard | SDF2018
| NWRL_Rouse_Hill | 2022 |  | 22.8 | 7.494 | 24 | 0.95 | 22.8 | 7.494 | 24 | 0.95 | Yes | Vineyard | SDF2018
| NWRL_Rouse_Hill | 2023 |  | 22.8 | 7.494 | 24 | 0.95 | 22.8 | 7.494 | 24 | 0.95 | Yes | Vineyard | SDF2018
| NWRL_Rouse_Hill | 2024 |  | 22.8 | 7.494 | 24 | 0.95 | 22.8 | 7.494 | 24 | 0.95 | Yes | Vineyard | SDF2018
| NWRL_Rouse_Hill | 2025 |  | 22.8 | 7.494 | 24 | 0.95 | 22.8 | 7.494 | 24 | 0.95 | Yes | Vineyard | SDF2018
| NWRL_Rouse_Hill | 2026 |  | 22.8 | 7.494 | 24 | 0.95 | 22.8 | 7.494 | 24 | 0.95 | Yes | Vineyard | SDF2018
| NWRL_Rouse_Hill | 2027 |  | 22.8 | 7.494 | 24 | 0.95 | 22.8 | 7.494 | 24 | 0.95 | Yes | Vineyard | SDF2018
| Schofields | 2012 | [9 empty] | No | Vineyard | SDF2018
| Schofields | 2013 | 17.5891 | 17.515 | 8.4829 | 19.4611 | 0.9 | 15.6815 | 7.5949 | 17.4239 | 0.9 | No | Vineyard | SDF2018
| Schofields | 2014 | 15.4499 | 16.9 | 8.185 | 18.7778 | 0.9 | 15.0662 | 7.2969 | 16.7402 | 0.9 | No | Vineyard | SDF2018
| Schofields | 2015 | 15.306 | 17.968 | 8.7023 | 19.9644 | 0.9 | 16.1344 | 7.8142 | 17.9271 | 0.9 | No | Vineyard | SDF2018
| Schofields | 2016 | 22.412 | 21.592 | 10.4575 | 23.9911 | 0.9 | 19.655 | 9.5194 | 21.8389 | 0.9 | No | Vineyard | SDF2018
| Schofields | 2017 | 19.558 | 18.108 | 8.7701 | 20.12 | 0.9 | 16.403 | 7.9443 | 18.2256 | 0.9 | No | Vineyard | SDF2018
| Schofields | 2018 |  | 27.6854 | 13.4087 | 30.7616 | 0.9 | 25.9804 | 12.5829 | 28.8671 | 0.9 | No | Vineyard | SDF2018
| Schofields | 2019 |  | 31.675 | 15.3409 | 35.1945 | 0.9 | 29.97 | 14.5151 | 33.3 | 0.9 | No | Vineyard | SDF2018
| Schofields | 2020 |  | 38.4107 | 18.6031 | 42.6785 | 0.9 | 36.7057 | 17.7774 | 40.7841 | 0.9 | No | Vineyard | SDF2018
| Schofields | 2021 |  | 44.7131 | 21.6555 | 49.6812 | 0.9 | 43.0081 | 20.8298 | 47.7868 | 0.9 | No | Vineyard | SDF2018
| Schofields | 2022 |  | 50.7182 | 24.564 | 56.3536 | 0.9 | 49.0132 | 23.7382 | 54.4592 | 0.9 | No | Vineyard | SDF2018
| Schofields | 2023 |  | 55.6905 | 26.9721 | 61.8783 | 0.9 | 53.9855 | 26.1464 | 59.9838 | 0.9 | No | Vineyard | SDF2018
| Schofields | 2024 |  | 60.4373 | 29.2711 | 67.1525 | 0.9 | 58.7323 | 28.4453 | 65.2581 | 0.9 | No | Vineyard | SDF2018
| Schofields | 2025 |  | 65.2655 | 31.6095 | 72.5172 | 0.9 | 63.5605 | 30.7837 | 70.6227 | 0.9 | No | Vineyard | SDF2018
| Schofields | 2026 |  | 69.9582 | 33.8823 | 77.7314 | 0.9 | 68.2532 | 33.0565 | 75.8369 | 0.9 | No | Vineyard | SDF2018
| Schofields | 2027 |  | 70.799 | 34.2895 | 78.6655 | 0.9 | 69.094 | 33.4637 | 76.7711 | 0.9 | No | Vineyard | SDF2018
| South_Marsden_Park | 2012 | [9 empty] | No | Vineyard | SDF2018
| South_Marsden_Park | 2013 | [9 empty] | No | Vineyard | SDF2018
| South_Marsden_Park | 2014 | [9 empty] | No | Vineyard | SDF2018
| South_Marsden_Park | 2015 | [9 empty] | No | Vineyard | SDF2018
| South_Marsden_Park | 2016 | [9 empty] | No | Vineyard | SDF2018
| South_Marsden_Park | 2017 | 4.725 | 4.57 | 1.2003 | 4.725 | 0.9672 | 4.57 | 1.2003 | 4.725 | 0.9672 | No | Vineyard | SDF2018
| South_Marsden_Park | 2018 |  | 12.656 | 3.3241 | 13.0852 | 0.9672 | 12.656 | 3.3241 | 13.0852 | 0.9672 | No | Vineyard | SDF2018
| South_Marsden_Park | 2019 |  | 14.3546 | 3.7702 | 14.8414 | 0.9672 | 14.3546 | 3.7702 | 14.8414 | 0.9672 | No | Vineyard | SDF2018
| South_Marsden_Park | 2020 |  | 16.3358 | 4.2906 | 16.8899 | 0.9672 | 16.3358 | 4.2906 | 16.8899 | 0.9672 | No | Vineyard | SDF2018
| South_Marsden_Park | 2021 |  | 17.4965 | 4.5954 | 18.0899 | 0.9672 | 17.4965 | 4.5954 | 18.0899 | 0.9672 | No | Vineyard | SDF2018
| South_Marsden_Park | 2022 |  | 19.3535 | 5.0832 | 20.0099 | 0.9672 | 19.3535 | 5.0832 | 20.0099 | 0.9672 | No | Vineyard | SDF2018
| South_Marsden_Park | 2023 |  | 21.2879 | 5.5912 | 22.0099 | 0.9672 | 21.2879 | 5.5912 | 22.0099 | 0.9672 | No | Vineyard | SDF2018
| South_Marsden_Park | 2024 |  | 24.615 | 6.4651 | 25.4499 | 0.9672 | 24.615 | 6.4651 | 25.4499 | 0.9672 | No | Vineyard | SDF2018
| South_Marsden_Park | 2025 |  | 27.1684 | 7.1357 | 28.0899 | 0.9672 | 27.1684 | 7.1357 | 28.0899 | 0.9672 | No | Vineyard | SDF2018
| South_Marsden_Park | 2026 |  | 29.5284 | 7.7556 | 30.5299 | 0.9672 | 29.5284 | 7.7556 | 30.5299 | 0.9672 | No | Vineyard | SDF2018
| South_Marsden_Park | 2027 |  | 29.5284 | 7.7556 | 30.5299 | 0.9672 | 29.5284 | 7.7556 | 30.5299 | 0.9672 | No | Vineyard | SDF2018
| Parklea | 2012 | 62.4041 | 88.109 | 20.0399 | 90.3593 | 0.9751 | 79.7047 | 18.1284 | 81.7403 | 0.9751 | No | Vineyard | SDF2018
| Parklea | 2013 | 88.166 | 86.653 | 26.9801 | 90.7561 | 0.95479 | 78.2487 | 24.3634 | 81.9538 | 0.95479 | No | Vineyard | SDF2018
| Parklea | 2014 | 70.6666 | 87.033 | 19.6591 | 89.2257 | 0.97543 | 78.6285 | 17.7607 | 80.6094 | 0.97543 | No | Vineyard | SDF2018
| Parklea | 2015 | 76.08 | 88.053 | 20.8119 | 90.4791 | 0.97319 | 79.6487 | 18.8255 | 81.8432 | 0.97319 | No | Vineyard | SDF2018
| Parklea | 2016 | 94.618 | 91.832 | 29.7931 | 96.544 | 0.95119 | 83.208 | 26.9952 | 87.4775 | 0.95119 | No | Vineyard | SDF2018
| Parklea | 2017 | 106.75 | 94.518 | 28.1802 | 98.6295 | 0.95831 | 83.043 | 24.759 | 86.6553 | 0.95831 | No | Vineyard | SDF2018
| Parklea | 2018 |  | 95.1982 | 28.383 | 99.3392 | 0.95831 | 83.7232 | 24.9618 | 87.3651 | 0.95831 | No | Vineyard | SDF2018
| Parklea | 2019 |  | 97.6787 | 29.1225 | 101.9276 | 0.95831 | 86.2037 | 25.7013 | 89.9535 | 0.95831 | No | Vineyard | SDF2018
| Parklea | 2020 |  | 99.8759 | 29.7776 | 104.2204 | 0.95831 | 88.4009 | 26.3564 | 92.2463 | 0.95831 | No | Vineyard | SDF2018
| Parklea | 2021 |  | 103.0197 | 30.7149 | 107.501 | 0.95831 | 91.5447 | 27.2937 | 95.5268 | 0.95831 | No | Vineyard | SDF2018
| Parklea | 2022 |  | 107.0702 | 31.9226 | 111.7277 | 0.95831 | 95.5952 | 28.5013 | 99.7535 | 0.95831 | No | Vineyard | SDF2018
| Parklea | 2023 |  | 112.0291 | 33.4011 | 116.9023 | 0.95831 | 100.5541 | 29.9798 | 104.9281 | 0.95831 | No | Vineyard | SDF2018
| Parklea | 2024 |  | 117.0055 | 34.8848 | 122.0952 | 0.95831 | 105.5305 | 31.4635 | 110.1211 | 0.95831 | No | Vineyard | SDF2018
| Parklea | 2025 |  | 121.1925 | 36.1331 | 126.4643 | 0.95831 | 109.7175 | 32.7119 | 114.4901 | 0.95831 | No | Vineyard | SDF2018
| Parklea | 2026 |  | 124.8294 | 37.2174 | 130.2594 | 0.95831 | 113.3544 | 33.7962 | 118.2852 | 0.95831 | No | Vineyard | SDF2018
| Parklea | 2027 |  | 127.5841 | 38.0387 | 133.1339 | 0.95831 | 116.1091 | 34.6175 | 121.1598 | 0.95831 | No | Vineyard | SDF2018
| West_Castle_Hill | 2012 | 43.8306 | 50.32 | 21.2772 | 54.6335 | 0.92105 | 45.8652 | 19.3936 | 49.7969 | 0.92105 | No | Vineyard | SDF2018
| West_Castle_Hill | 2013 | 38.8941 | 42.12 | 16.9906 | 45.4178 | 0.92739 | 37.666 | 15.1939 | 40.6151 | 0.92739 | No | Vineyard | SDF2018
| West_Castle_Hill | 2014 | 36.647 | 42.19 | 16.8612 | 45.4345 | 0.92859 | 37.7355 | 15.081 | 40.6375 | 0.92859 | No | Vineyard | SDF2018
| West_Castle_Hill | 2015 | 34.4609 | 41.714 | 16.671 | 44.9219 | 0.92859 | 37.2601 | 14.891 | 40.1255 | 0.92859 | No | Vineyard | SDF2018
| West_Castle_Hill | 2016 | 44.0935 | 42.972 | 16.5105 | 46.0347 | 0.93347 | 39.354 | 15.1204 | 42.1588 | 0.93347 | No | Vineyard | SDF2018
| West_Castle_Hill | 2017 | 47.4733 | 43.342 | 11.0963 | 44.7399 | 0.96876 | 39.234 | 10.0446 | 40.4994 | 0.96876 | No | Vineyard | SDF2018
| West_Castle_Hill | 2018 |  | 44.4803 | 16.9231 | 47.5908 | 0.93464 | 40.3723 | 15.3601 | 43.1955 | 0.93464 | No | Vineyard | SDF2018
| West_Castle_Hill | 2019 |  | 45.5279 | 17.3217 | 48.7117 | 0.93464 | 41.4199 | 15.7587 | 44.3164 | 0.93464 | No | Vineyard | SDF2018
| West_Castle_Hill | 2020 |  | 46.7357 | 17.7812 | 50.0039 | 0.93464 | 42.6277 | 16.2182 | 45.6086 | 0.93464 | No | Vineyard | SDF2018
| West_Castle_Hill | 2021 |  | 48.1228 | 18.3089 | 51.4881 | 0.93464 | 44.0148 | 16.746 | 47.0928 | 0.93464 | No | Vineyard | SDF2018
| West_Castle_Hill | 2022 |  | 49.6802 | 18.9014 | 53.1544 | 0.93464 | 45.5722 | 17.3385 | 48.7591 | 0.93464 | No | Vineyard | SDF2018
| West_Castle_Hill | 2023 |  | 51.406 | 19.5581 | 55.0009 | 0.93464 | 47.298 | 17.9951 | 50.6056 | 0.93464 | No | Vineyard | SDF2018
| West_Castle_Hill | 2024 |  | 53.137 | 20.2166 | 56.8529 | 0.93464 | 49.029 | 18.6537 | 52.4576 | 0.93464 | No | Vineyard | SDF2018
| West_Castle_Hill | 2025 |  | 54.7464 | 20.8289 | 58.5748 | 0.93464 | 50.6384 | 19.266 | 54.1796 | 0.93464 | No | Vineyard | SDF2018
| West_Castle_Hill | 2026 |  | 56.3407 | 21.4355 | 60.2806 | 0.93464 | 52.2327 | 19.8726 | 55.8853 | 0.93464 | No | Vineyard | SDF2018
| West_Castle_Hill | 2027 |  | 57.7765 | 21.9818 | 61.8168 | 0.93464 | 53.6685 | 20.4188 | 57.4216 | 0.93464 | No | Vineyard | SDF2018
| Undiversified | 2012 | 179.532 | 236.06 | 65.7284 | 245.852 | 0.96017 | 213.1123 | 59.3158 | 221.9505 | 0.96018 | No | Vineyard | SDF2018
| Undiversified | 2013 | 275.3342 | 271.531 | 85.5557 | 285.4201 | 0.95134 | 243.4357 | 76.7299 | 255.8902 | 0.95133 | No | Vineyard | SDF2018
| Undiversified | 2014 | 223.08 | 264.721 | 68.0031 | 274.9137 | 0.96292 | 236.6253 | 60.7993 | 245.7328 | 0.96294 | No | Vineyard | SDF2018
| Undiversified | 2015 | 234.7089 | 269.307 | 78.3757 | 281.2915 | 0.95739 | 241.212 | 70.1909 | 251.9427 | 0.95741 | No | Vineyard | SDF2018
| Undiversified | 2016 | 284.1025 | 283.43 | 90.5737 | 298.2956 | 0.95016 | 255.562 | 81.8626 | 269.0194 | 0.94998 | No | Vineyard | SDF2018
| Undiversified | 2017 | 323.4803 | 292.6856 | 87.4491 | 305.8364 | 0.957 | 261.8203 | 78.2059 | 273.582 | 0.95701 | No | Vineyard | SDF2018
| Undiversified | 2018 |  | 338.2327 | 109.5425 | 356.1489 | 0.94969 | 307.3674 | 99.788 | 323.7397 | 0.94943 | No | Vineyard | SDF2018
| Undiversified | 2019 |  | 382.5652 | 125.3762 | 403.3134 | 0.94856 | 351.6999 | 115.6218 | 370.9042 | 0.94822 | No | Vineyard | SDF2018
| Undiversified | 2020 |  | 407.2579 | 134.6065 | 429.7638 | 0.94763 | 376.3926 | 124.852 | 397.3546 | 0.94725 | No | Vineyard | SDF2018
| Undiversified | 2021 |  | 431.3063 | 143.7933 | 455.5839 | 0.94671 | 400.441 | 134.0389 | 423.1747 | 0.94628 | No | Vineyard | SDF2018
| Undiversified | 2022 |  | 459.734 | 154.3884 | 486.0098 | 0.94594 | 428.8687 | 144.634 | 453.6006 | 0.94548 | No | Vineyard | SDF2018
| Undiversified | 2023 |  | 487.381 | 164.5252 | 515.542 | 0.94538 | 456.5157 | 154.7707 | 483.1328 | 0.94491 | No | Vineyard | SDF2018
| Undiversified | 2024 |  | 521.0374 | 175.9895 | 551.2007 | 0.94528 | 490.1721 | 166.2351 | 518.7915 | 0.94483 | No | Vineyard | SDF2018
| Undiversified | 2025 |  | 546.2208 | 185.0253 | 578.0315 | 0.94497 | 515.3555 | 175.2708 | 545.6223 | 0.94453 | No | Vineyard | SDF2018
| Undiversified | 2026 |  | 569.6636 | 193.4351 | 603.0076 | 0.9447 | 538.7983 | 183.6806 | 570.5984 | 0.94427 | No | Vineyard | SDF2018
| Undiversified | 2027 |  | 582.8244 | 197.7323 | 616.8676 | 0.94481 | 551.9591 | 187.9779 | 584.4584 | 0.94439 | No | Vineyard | SDF2018
| Lithgow | 2012 | 15.9108 | 15.552 | 3.36 | 15.9108 | 0.97745 | 15.552 | 3.36 | 15.9108 | 0.97745 | No | Wallerawang | SDF2018
| Lithgow | 2013 | 15.8796 | 15.708 | 2.328 | 15.8796 | 0.9892 | 15.708 | 2.328 | 15.8796 | 0.9892 | No | Wallerawang | SDF2018
| Lithgow | 2014 | 12.5476 | 12.096 | 3.336 | 12.5476 | 0.96401 | 12.096 | 3.336 | 12.5476 | 0.96401 | No | Wallerawang | SDF2018
| Lithgow | 2015 | 11.995 | 11.28 | 4.0794 | 11.995 | 0.94039 | 11.28 | 4.0794 | 11.995 | 0.94039 | No | Wallerawang | SDF2018
| Lithgow | 2016 | 13.261 | 12.504 | 4.4163 | 13.261 | 0.94292 | 12.504 | 4.4163 | 13.261 | 0.94292 | No | Wallerawang | SDF2018
| Lithgow | 2017 | 14.135 | 13.656 | 3.6485 | 14.135 | 0.96611 | 13.656 | 3.6485 | 14.135 | 0.96611 | No | Wallerawang | SDF2018
| Lithgow | 2018 |  | 14.1361 | 2.1142 | 14.2933 | 0.989 | 14.1361 | 2.1142 | 14.2933 | 0.989 | No | Wallerawang | SDF2018
| Lithgow | 2019 |  | 14.1864 | 2.1217 | 14.3442 | 0.989 | 14.1864 | 2.1217 | 14.3442 | 0.989 | No | Wallerawang | SDF2018
| Lithgow | 2020 |  | 14.1229 | 2.1122 | 14.28 | 0.989 | 14.1229 | 2.1122 | 14.28 | 0.989 | No | Wallerawang | SDF2018
| Lithgow | 2021 |  | 14.067 | 2.1039 | 14.2235 | 0.989 | 14.067 | 2.1039 | 14.2235 | 0.989 | No | Wallerawang | SDF2018
| Lithgow | 2022 |  | 14.0133 | 2.0958 | 14.1691 | 0.989 | 14.0133 | 2.0958 | 14.1691 | 0.989 | No | Wallerawang | SDF2018
| Lithgow | 2023 |  | 13.9627 | 2.0883 | 14.118 | 0.989 | 13.9627 | 2.0883 | 14.118 | 0.989 | No | Wallerawang | SDF2018
| Lithgow | 2024 |  | 13.9148 | 2.0811 | 14.0696 | 0.989 | 13.9148 | 2.0811 | 14.0696 | 0.989 | No | Wallerawang | SDF2018
| Lithgow | 2025 |  | 13.8773 | 2.0755 | 14.0316 | 0.989 | 13.8773 | 2.0755 | 14.0316 | 0.989 | No | Wallerawang | SDF2018
| Lithgow | 2026 |  | 13.8788 | 2.0757 | 14.0331 | 0.989 | 13.8788 | 2.0757 | 14.0331 | 0.989 | No | Wallerawang | SDF2018
| Lithgow | 2027 |  | 13.8802 | 2.0759 | 14.0346 | 0.989 | 13.8802 | 2.0759 | 14.0346 | 0.989 | No | Wallerawang | SDF2018
| Meadow_Flat | 2012 | 1.2187 | 1.2109 | 0.13723 | 1.2187 | 0.99364 | 1.2109 | 0.13723 | 1.2187 | 0.99364 | No | Wallerawang | SDF2018
| Meadow_Flat | 2013 | 0.71112 | 0.70722 | 0.07433 | 0.71112 | 0.99452 | 0.70722 | 0.07433 | 0.71112 | 0.99452 | No | Wallerawang | SDF2018
| Meadow_Flat | 2014 | 0.71581 | 0.7149 | 0.03603 | 0.71581 | 0.99873 | 0.7149 | 0.03603 | 0.71581 | 0.99873 | No | Wallerawang | SDF2018
| Meadow_Flat | 2015 | 0.66 | 0.659 | 0.036318 | 0.66 | 0.99848 | 0.659 | 0.036318 | 0.66 | 0.99848 | No | Wallerawang | SDF2018
| Meadow_Flat | 2016 | 0.821 | 0.818 | 0.070121 | 0.821 | 0.99635 | 0.818 | 0.070121 | 0.821 | 0.99635 | No | Wallerawang | SDF2018
| Meadow_Flat | 2017 | 0.909 | 0.909 |  | 0.909 | 1 | 0.909 |  | 0.909 | 1 | No | Wallerawang | SDF2018
| Meadow_Flat | 2018 |  | 0.90438 |  | 0.90438 | 1 | 0.90438 |  | 0.90438 | 1 | No | Wallerawang | SDF2018
| Meadow_Flat | 2019 |  | 0.89953 |  | 0.89953 | 1 | 0.89953 |  | 0.89953 | 1 | No | Wallerawang | SDF2018
| Meadow_Flat | 2020 |  | 0.89425 |  | 0.89425 | 1 | 0.89425 |  | 0.89425 | 1 | No | Wallerawang | SDF2018
| Meadow_Flat | 2021 |  | 0.88939 |  | 0.88939 | 1 | 0.88939 |  | 0.88939 | 1 | No | Wallerawang | SDF2018
| Meadow_Flat | 2022 |  | 0.8845 |  | 0.8845 | 1 | 0.8845 |  | 0.8845 | 1 | No | Wallerawang | SDF2018
| Meadow_Flat | 2023 |  | 0.87981 |  | 0.87981 | 1 | 0.87981 |  | 0.87981 | 1 | No | Wallerawang | SDF2018
| Meadow_Flat | 2024 |  | 0.8754 |  | 0.8754 | 1 | 0.8754 |  | 0.8754 | 1 | No | Wallerawang | SDF2018
| Meadow_Flat | 2025 |  | 0.87148 |  | 0.87148 | 1 | 0.87148 |  | 0.87148 | 1 | No | Wallerawang | SDF2018
| Meadow_Flat | 2026 |  | 0.86987 |  | 0.86987 | 1 | 0.86987 |  | 0.86987 | 1 | No | Wallerawang | SDF2018
| Meadow_Flat | 2027 |  | 0.86827 |  | 0.86827 | 1 | 0.86827 |  | 0.86827 | 1 | No | Wallerawang | SDF2018
| Portland | 2012 | 3.2976 | 3.288 | 0.20826 | 3.2946 | 0.998 | 3.288 | 0.20826 | 3.2946 | 0.998 | No | Wallerawang | SDF2018
| Portland | 2013 | 2.7997 | 2.796 | 0.144 | 2.7997 | 0.99868 | 2.796 | 0.144 | 2.7997 | 0.99868 | No | Wallerawang | SDF2018
| Portland | 2014 | 3.0604 | 3.06 | 0.048003 | 3.0604 | 0.99988 | 3.06 | 0.048003 | 3.0604 | 0.99988 | No | Wallerawang | SDF2018
| Portland | 2015 | 2.316 | 2.316 |  | 2.316 | 1 | 2.316 |  | 2.316 | 1 | No | Wallerawang | SDF2018
| Portland | 2016 | 2.4 | 2.4 |  | 2.4 | 1 | 2.4 |  | 2.4 | 1 | No | Wallerawang | SDF2018
| Portland | 2017 | 2.772 | 2.772 |  | 2.772 | 1 | 2.772 |  | 2.772 | 1 | No | Wallerawang | SDF2018
| Portland | 2018 |  | 2.7589 | 0.093554 | 2.7605 | 0.99943 | 2.7589 | 0.093554 | 2.7605 | 0.99943 | No | Wallerawang | SDF2018
| Portland | 2019 |  | 2.7452 | 0.093089 | 2.7468 | 0.99943 | 2.7452 | 0.093089 | 2.7468 | 0.99943 | No | Wallerawang | SDF2018
| Portland | 2020 |  | 2.7305 | 0.092589 | 2.732 | 0.99943 | 2.7305 | 0.092589 | 2.732 | 0.99943 | No | Wallerawang | SDF2018
| Portland | 2021 |  | 2.717 | 0.092132 | 2.7186 | 0.99943 | 2.717 | 0.092132 | 2.7186 | 0.99943 | No | Wallerawang | SDF2018
| Portland | 2022 |  | 2.7036 | 0.091677 | 2.7051 | 0.99943 | 2.7036 | 0.091677 | 2.7051 | 0.99943 | No | Wallerawang | SDF2018
| Portland | 2023 |  | 2.6907 | 0.091242 | 2.6923 | 0.99943 | 2.6907 | 0.091242 | 2.6923 | 0.99943 | No | Wallerawang | SDF2018
| Portland | 2024 |  | 2.6787 | 0.090834 | 2.6802 | 0.99943 | 2.6787 | 0.090834 | 2.6802 | 0.99943 | No | Wallerawang | SDF2018
| Portland | 2025 |  | 2.6682 | 0.090479 | 2.6698 | 0.99943 | 2.6682 | 0.090479 | 2.6698 | 0.99943 | No | Wallerawang | SDF2018
| Portland | 2026 |  | 2.6649 | 0.090365 | 2.6664 | 0.99943 | 2.6649 | 0.090365 | 2.6664 | 0.99943 | No | Wallerawang | SDF2018
| Portland | 2027 |  | 2.6615 | 0.090251 | 2.663 | 0.99943 | 2.6615 | 0.090251 | 2.663 | 0.99943 | No | Wallerawang | SDF2018
| Springvale_Colliery | 2012 | 3.4516 | 3.2148 | 1.2564 | 3.4516 | 0.9314 | 3.2148 | 1.2564 | 3.4516 | 0.9314 | Yes | Wallerawang | SDF2018
| Springvale_Colliery | 2013 | 4.0766 | 3.3264 | 2.4024 | 4.1032 | 0.81068 | 3.3264 | 2.4024 | 4.1032 | 0.81068 | Yes | Wallerawang | SDF2018
| Springvale_Colliery | 2014 | 4.5839 | 4.1928 | 1.8528 | 4.5839 | 0.91467 | 4.1928 | 1.8528 | 4.5839 | 0.91467 | Yes | Wallerawang | SDF2018
| Springvale_Colliery | 2015 | 4.869 | 4.337 | 2.9313 | 5.2347 | 0.82851 | 4.337 | 2.9313 | 5.2347 | 0.82851 | Yes | Wallerawang | SDF2018
| Springvale_Colliery | 2016 | 5.61 | 4.694 | 3.0722 | 5.61 | 0.83672 | 4.694 | 3.0722 | 5.61 | 0.83672 | Yes | Wallerawang | SDF2018
| Springvale_Colliery | 2017 | 5.579 | 4.694 | 3.1928 | 5.677 | 0.82685 | 4.694 | 3.1928 | 5.677 | 0.82685 | Yes | Wallerawang | SDF2018
| Springvale_Colliery | 2018 |  | 4.694 | 3.1326 | 5.6433 | 0.83179 | 4.694 | 3.1326 | 5.6433 | 0.83179 | Yes | Wallerawang | SDF2018
| Springvale_Colliery | 2019 |  | 4.694 | 3.1326 | 5.6433 | 0.83179 | 4.694 | 3.1326 | 5.6433 | 0.83179 | Yes | Wallerawang | SDF2018
| Springvale_Colliery | 2020 |  | 4.694 | 3.1326 | 5.6433 | 0.83179 | 4.694 | 3.1326 | 5.6433 | 0.83179 | Yes | Wallerawang | SDF2018
| Springvale_Colliery | 2021 |  | 4.694 | 3.1326 | 5.6433 | 0.83179 | 4.694 | 3.1326 | 5.6433 | 0.83179 | Yes | Wallerawang | SDF2018
| Springvale_Colliery | 2022 |  | 4.694 | 3.1326 | 5.6433 | 0.83179 | 4.694 | 3.1326 | 5.6433 | 0.83179 | Yes | Wallerawang | SDF2018
| Springvale_Colliery | 2023 |  | 4.694 | 3.1326 | 5.6433 | 0.83179 | 4.694 | 3.1326 | 5.6433 | 0.83179 | Yes | Wallerawang | SDF2018
| Springvale_Colliery | 2024 |  | 4.694 | 3.1326 | 5.6433 | 0.83179 | 4.694 | 3.1326 | 5.6433 | 0.83179 | Yes | Wallerawang | SDF2018
| Springvale_Colliery | 2025 |  | 4.694 | 3.1326 | 5.6433 | 0.83179 | 4.694 | 3.1326 | 5.6433 | 0.83179 | Yes | Wallerawang | SDF2018
| Springvale_Colliery | 2026 |  | 4.694 | 3.1326 | 5.6433 | 0.83179 | 4.694 | 3.1326 | 5.6433 | 0.83179 | Yes | Wallerawang | SDF2018
| Springvale_Colliery | 2027 |  | 4.694 | 3.1326 | 5.6433 | 0.83179 | 4.694 | 3.1326 | 5.6433 | 0.83179 | Yes | Wallerawang | SDF2018
| Sydney_Trains_Wallerawang | 2012 | 2.1208 | 2.112 | 0.13378 | 2.1162 | 0.998 | 2.112 | 0.13378 | 2.1162 | 0.998 | Yes | Wallerawang | SDF2018
| Sydney_Trains_Wallerawang | 2013 | 2.1208 | 2.112 | 0.19322 | 2.1208 | 0.99584 | 2.112 | 0.19322 | 2.1208 | 0.99584 | Yes | Wallerawang | SDF2018
| Sydney_Trains_Wallerawang | 2014 | 2.1208 | 2.112 | 0.19322 | 2.1208 | 0.99584 | 2.112 | 0.19322 | 2.1208 | 0.99584 | Yes | Wallerawang | SDF2018
| Sydney_Trains_Wallerawang | 2015 | 2.1208 | 2.112 | 0.19322 | 2.1208 | 0.99584 | 2.112 | 0.19322 | 2.1208 | 0.99584 | Yes | Wallerawang | SDF2018
| Sydney_Trains_Wallerawang | 2016 | 3.436 | 3.435 | 0.082891 | 3.436 | 0.99971 | 3.435 | 0.082891 | 3.436 | 0.99971 | Yes | Wallerawang | SDF2018
| Sydney_Trains_Wallerawang | 2017 | 2.931 | 2.931 |  | 2.931 | 1 | 2.931 |  | 2.931 | 1 | Yes | Wallerawang | SDF2018
| Sydney_Trains_Wallerawang | 2018 |  | 2.931 | 0.20602 | 2.9382 | 0.99754 | 2.931 | 0.20602 | 2.9382 | 0.99754 | Yes | Wallerawang | SDF2018
| Sydney_Trains_Wallerawang | 2019 |  | 2.931 | 0.20602 | 2.9382 | 0.99754 | 2.931 | 0.20602 | 2.9382 | 0.99754 | Yes | Wallerawang | SDF2018
| Sydney_Trains_Wallerawang | 2020 |  | 2.931 | 0.20602 | 2.9382 | 0.99754 | 2.931 | 0.20602 | 2.9382 | 0.99754 | Yes | Wallerawang | SDF2018
| Sydney_Trains_Wallerawang | 2021 |  | 2.931 | 0.20602 | 2.9382 | 0.99754 | 2.931 | 0.20602 | 2.9382 | 0.99754 | Yes | Wallerawang | SDF2018
| Sydney_Trains_Wallerawang | 2022 |  | 2.931 | 0.20602 | 2.9382 | 0.99754 | 2.931 | 0.20602 | 2.9382 | 0.99754 | Yes | Wallerawang | SDF2018
| Sydney_Trains_Wallerawang | 2023 |  | 2.931 | 0.20602 | 2.9382 | 0.99754 | 2.931 | 0.20602 | 2.9382 | 0.99754 | Yes | Wallerawang | SDF2018
| Sydney_Trains_Wallerawang | 2024 |  | 2.931 | 0.20602 | 2.9382 | 0.99754 | 2.931 | 0.20602 | 2.9382 | 0.99754 | Yes | Wallerawang | SDF2018
| Sydney_Trains_Wallerawang | 2025 |  | 2.931 | 0.20602 | 2.9382 | 0.99754 | 2.931 | 0.20602 | 2.9382 | 0.99754 | Yes | Wallerawang | SDF2018
| Sydney_Trains_Wallerawang | 2026 |  | 2.931 | 0.20602 | 2.9382 | 0.99754 | 2.931 | 0.20602 | 2.9382 | 0.99754 | Yes | Wallerawang | SDF2018
| Sydney_Trains_Wallerawang | 2027 |  | 2.931 | 0.20602 | 2.9382 | 0.99754 | 2.931 | 0.20602 | 2.9382 | 0.99754 | Yes | Wallerawang | SDF2018
| Undiversified | 2012 | 25.9995 | 25.3777 | 5.0957 | 25.9919 | 0.97637 | 25.3777 | 5.0957 | 25.9919 | 0.97637 | No | Wallerawang | SDF2018
| Undiversified | 2013 | 25.5878 | 24.6496 | 5.1419 | 25.6144 | 0.96233 | 24.6496 | 5.1419 | 25.6144 | 0.96233 | No | Wallerawang | SDF2018
| Undiversified | 2014 | 23.0285 | 22.1757 | 5.4661 | 23.0285 | 0.96297 | 22.1757 | 5.4661 | 23.0285 | 0.96297 | No | Wallerawang | SDF2018
| Undiversified | 2015 | 21.9608 | 20.704 | 7.2403 | 22.3265 | 0.92733 | 20.704 | 7.2403 | 22.3265 | 0.92733 | No | Wallerawang | SDF2018
| Undiversified | 2016 | 25.528 | 23.851 | 7.6416 | 25.528 | 0.93431 | 23.851 | 7.6416 | 25.528 | 0.93431 | No | Wallerawang | SDF2018
| Undiversified | 2017 | 26.326 | 24.962 | 6.8414 | 26.424 | 0.94467 | 24.962 | 6.8414 | 26.424 | 0.94467 | No | Wallerawang | SDF2018
| Undiversified | 2018 |  | 25.4244 | 5.5464 | 26.5397 | 0.95798 | 25.4244 | 5.5464 | 26.5397 | 0.95798 | No | Wallerawang | SDF2018
| Undiversified | 2019 |  | 25.4562 | 5.5534 | 26.572 | 0.95801 | 25.4562 | 5.5534 | 26.572 | 0.95801 | No | Wallerawang | SDF2018
| Undiversified | 2020 |  | 25.3726 | 5.5434 | 26.4878 | 0.9579 | 25.3726 | 5.5434 | 26.4878 | 0.9579 | No | Wallerawang | SDF2018
| Undiversified | 2021 |  | 25.2984 | 5.5346 | 26.413 | 0.9578 | 25.2984 | 5.5346 | 26.413 | 0.9578 | No | Wallerawang | SDF2018
| Undiversified | 2022 |  | 25.2263 | 5.5261 | 26.3403 | 0.95771 | 25.2263 | 5.5261 | 26.3403 | 0.95771 | No | Wallerawang | SDF2018
| Undiversified | 2023 |  | 25.1583 | 5.5181 | 26.2716 | 0.95762 | 25.1583 | 5.5181 | 26.2716 | 0.95762 | No | Wallerawang | SDF2018
| Undiversified | 2024 |  | 25.0939 | 5.5105 | 26.2067 | 0.95754 | 25.0939 | 5.5105 | 26.2067 | 0.95754 | No | Wallerawang | SDF2018
| Undiversified | 2025 |  | 25.042 | 5.5046 | 26.1544 | 0.95747 | 25.042 | 5.5046 | 26.1544 | 0.95747 | No | Wallerawang | SDF2018
| Undiversified | 2026 |  | 25.0385 | 5.5047 | 26.1509 | 0.95746 | 25.0385 | 5.5047 | 26.1509 | 0.95746 | No | Wallerawang | SDF2018
| Undiversified | 2027 |  | 25.035 | 5.5048 | 26.1474 | 0.95746 | 25.035 | 5.5048 | 26.1474 | 0.95746 | No | Wallerawang | SDF2018
| Diversified | 2012 | 20.9647 | 19.602 | 7.4351 | 20.9647 | 0.935 | 19.602 | 7.4351 | 20.9647 | 0.935 | No | Wallerawang | SDF2018
| Diversified | 2013 | 19.5979 | 18.324 | 6.9503 | 19.5979 | 0.935 | 18.324 | 6.9503 | 19.5979 | 0.935 | No | Wallerawang | SDF2018
| Diversified | 2014 | 18.4551 | 17.2555 | 6.5451 | 18.4551 | 0.935 | 17.2555 | 6.5451 | 18.4551 | 0.935 | No | Wallerawang | SDF2018
| Diversified | 2015 | 20.554 | 19.218 | 7.2894 | 20.554 | 0.935 | 19.218 | 7.2894 | 20.554 | 0.935 | No | Wallerawang | SDF2018
| Diversified | 2016 | 18.9765 | 17.743 | 6.73 | 18.9765 | 0.935 | 17.743 | 6.73 | 18.9765 | 0.935 | No | Wallerawang | SDF2018
| Diversified | 2017 | 36.2888 | 39.015 | 14.7985 | 41.7273 | 0.935 | 39.015 | 14.7985 | 41.7273 | 0.935 | No | Wallerawang | SDF2018
| Diversified | 2018 |  | 22.6458 | 8.5896 | 24.2201 | 0.935 | 22.6458 | 8.5896 | 24.2201 | 0.935 | No | Wallerawang | SDF2018
| Diversified | 2019 |  | 22.6741 | 8.6003 | 24.2504 | 0.935 | 22.6741 | 8.6003 | 24.2504 | 0.935 | No | Wallerawang | SDF2018
| Diversified | 2020 |  | 22.5997 | 8.5721 | 24.1708 | 0.935 | 22.5997 | 8.5721 | 24.1708 | 0.935 | No | Wallerawang | SDF2018
| Diversified | 2021 |  | 22.5336 | 8.5471 | 24.1001 | 0.935 | 22.5336 | 8.5471 | 24.1001 | 0.935 | No | Wallerawang | SDF2018
| Diversified | 2022 |  | 22.4694 | 8.5227 | 24.0314 | 0.935 | 22.4694 | 8.5227 | 24.0314 | 0.935 | No | Wallerawang | SDF2018
| Diversified | 2023 |  | 22.4088 | 8.4997 | 23.9666 | 0.935 | 22.4088 | 8.4997 | 23.9666 | 0.935 | No | Wallerawang | SDF2018
| Diversified | 2024 |  | 22.3515 | 8.478 | 23.9053 | 0.935 | 22.3515 | 8.478 | 23.9053 | 0.935 | No | Wallerawang | SDF2018
| Diversified | 2025 |  | 22.3052 | 8.4604 | 23.8558 | 0.935 | 22.3052 | 8.4604 | 23.8558 | 0.935 | No | Wallerawang | SDF2018
| Diversified | 2026 |  | 22.3021 | 8.4592 | 23.8525 | 0.935 | 22.3021 | 8.4592 | 23.8525 | 0.935 | No | Wallerawang | SDF2018
| Diversified | 2027 |  | 22.299 | 8.4581 | 23.8492 | 0.935 | 22.299 | 8.4581 | 23.8492 | 0.935 | No | Wallerawang | SDF2018
| Blaxland | 2012 | 20.207 | 23.906 | 2.8596 | 24.0764 | 0.99292 | 21.3336 | 2.5519 | 21.4857 | 0.99292 | No | Warrimoo | SDF2018
| Blaxland | 2013 | 25.7499 | 23.089 | 8.2755 | 24.5272 | 0.94136 | 20.5172 | 7.3537 | 21.7952 | 0.94136 | No | Warrimoo | SDF2018
| Blaxland | 2014 | 22.8454 | 23.111 | 7.9605 | 24.4436 | 0.94548 | 20.5391 | 7.0746 | 21.7234 | 0.94548 | No | Warrimoo | SDF2018
| Blaxland | 2015 | 23.963 | 22.557 | 6.797 | 23.5588 | 0.95748 | 19.9851 | 6.022 | 20.8727 | 0.95748 | No | Warrimoo | SDF2018
| Blaxland | 2016 | 25.287 | 23.174 | 6.8843 | 24.175 | 0.9586 | 20.461 | 6.0784 | 21.3448 | 0.9586 | No | Warrimoo | SDF2018
| Blaxland | 2017 | 29.67 | 22.884 | 6.588 | 23.8134 | 0.96097 | 20.225 | 5.8225 | 21.0464 | 0.96097 | No | Warrimoo | SDF2018
| Blaxland | 2018 |  | 22.7399 | 6.5465 | 23.6634 | 0.96097 | 20.0809 | 5.781 | 20.8964 | 0.96097 | No | Warrimoo | SDF2018
| Blaxland | 2019 |  | 22.589 | 6.5031 | 23.5065 | 0.96097 | 19.93 | 5.7376 | 20.7395 | 0.96097 | No | Warrimoo | SDF2018
| Blaxland | 2020 |  | 22.4272 | 6.4565 | 23.3381 | 0.96097 | 19.7682 | 5.691 | 20.5711 | 0.96097 | No | Warrimoo | SDF2018
| Blaxland | 2021 |  | 22.2801 | 6.4141 | 23.185 | 0.96097 | 19.6211 | 5.6486 | 20.418 | 0.96097 | No | Warrimoo | SDF2018
| Blaxland | 2022 |  | 22.1337 | 6.372 | 23.0327 | 0.96097 | 19.4747 | 5.6065 | 20.2657 | 0.96097 | No | Warrimoo | SDF2018
| Blaxland | 2023 |  | 21.9944 | 6.3319 | 22.8877 | 0.96097 | 19.3354 | 5.5664 | 20.1207 | 0.96097 | No | Warrimoo | SDF2018
| Blaxland | 2024 |  | 21.8633 | 6.2941 | 22.7513 | 0.96097 | 19.2043 | 5.5287 | 19.9843 | 0.96097 | No | Warrimoo | SDF2018
| Blaxland | 2025 |  | 21.7507 | 6.2617 | 22.634 | 0.96097 | 19.0917 | 5.4962 | 19.8671 | 0.96097 | No | Warrimoo | SDF2018
| Blaxland | 2026 |  | 21.7203 | 6.253 | 22.6024 | 0.96097 | 19.0613 | 5.4875 | 19.8354 | 0.96097 | No | Warrimoo | SDF2018
| Blaxland | 2027 |  | 21.6899 | 6.2442 | 22.5708 | 0.96097 | 19.0309 | 5.4787 | 19.8038 | 0.96097 | No | Warrimoo | SDF2018
| Springwood | 2012 | 18.1152 | 24.132 | 6.99 | 25.124 | 0.96052 | 21.0594 | 6.1 | 21.9251 | 0.96052 | No | Warrimoo | SDF2018
| Springwood | 2013 | 26.3741 | 23.655 | 7.6964 | 24.8756 | 0.95093 | 20.5822 | 6.6966 | 21.6442 | 0.95093 | No | Warrimoo | SDF2018
| Springwood | 2014 | 22.5712 | 24.191 | 6.8386 | 25.139 | 0.96229 | 21.1176 | 5.9698 | 21.9452 | 0.96229 | No | Warrimoo | SDF2018
| Springwood | 2015 | 24.8303 | 24.007 | 5.8689 | 24.714 | 0.97139 | 20.9343 | 5.1177 | 21.5508 | 0.97139 | No | Warrimoo | SDF2018
| Springwood | 2016 | 26.2649 | 24.472 | 5.8294 | 25.1567 | 0.97278 | 21.234 | 5.058 | 21.8281 | 0.97278 | No | Warrimoo | SDF2018
| Springwood | 2017 | 33.2718 | 24.989 | 6.1089 | 25.7249 | 0.97139 | 22.075 | 5.3966 | 22.7251 | 0.97139 | No | Warrimoo | SDF2018
| Springwood | 2018 |  | 24.8394 | 6.0209 | 25.5587 | 0.97186 | 21.9254 | 5.3146 | 22.5603 | 0.97186 | No | Warrimoo | SDF2018
| Springwood | 2019 |  | 24.6837 | 5.9832 | 25.3985 | 0.97186 | 21.7697 | 5.2768 | 22.4002 | 0.97186 | No | Warrimoo | SDF2018
| Springwood | 2020 |  | 24.518 | 5.943 | 25.228 | 0.97186 | 21.604 | 5.2367 | 22.2296 | 0.97186 | No | Warrimoo | SDF2018
| Springwood | 2021 |  | 24.3691 | 5.9069 | 25.0748 | 0.97186 | 21.4551 | 5.2006 | 22.0764 | 0.97186 | No | Warrimoo | SDF2018
| Springwood | 2022 |  | 24.2226 | 5.8714 | 24.9241 | 0.97186 | 21.3086 | 5.1651 | 21.9257 | 0.97186 | No | Warrimoo | SDF2018
| Springwood | 2023 |  | 24.0838 | 5.8378 | 24.7812 | 0.97186 | 21.1698 | 5.1314 | 21.7828 | 0.97186 | No | Warrimoo | SDF2018
| Springwood | 2024 |  | 23.9529 | 5.806 | 24.6465 | 0.97186 | 21.0389 | 5.0997 | 21.6481 | 0.97186 | No | Warrimoo | SDF2018
| Springwood | 2025 |  | 23.8437 | 5.7796 | 24.5342 | 0.97186 | 20.9297 | 5.0732 | 21.5358 | 0.97186 | No | Warrimoo | SDF2018
| Springwood | 2026 |  | 23.8248 | 5.775 | 24.5147 | 0.97186 | 20.9108 | 5.0686 | 21.5163 | 0.97186 | No | Warrimoo | SDF2018
| Springwood | 2027 |  | 23.8058 | 5.7704 | 24.4952 | 0.97186 | 20.8918 | 5.064 | 21.4968 | 0.97186 | No | Warrimoo | SDF2018
| Undiversified | 2012 | 38.3223 | 48.038 | 9.8495 | 49.2004 | 0.97637 | 42.393 | 8.6518 | 43.4107 | 0.97656 | No | Warrimoo | SDF2018
| Undiversified | 2013 | 52.124 | 46.744 | 15.9718 | 49.4028 | 0.94618 | 41.0994 | 14.0503 | 43.4394 | 0.94613 | No | Warrimoo | SDF2018
| Undiversified | 2014 | 45.4166 | 47.302 | 14.7991 | 49.5826 | 0.954 | 41.6567 | 13.0444 | 43.6686 | 0.95393 | No | Warrimoo | SDF2018
| Undiversified | 2015 | 48.7933 | 46.564 | 12.6659 | 48.2728 | 0.9646 | 40.9194 | 11.1397 | 42.4235 | 0.96455 | No | Warrimoo | SDF2018
| Undiversified | 2016 | 51.5519 | 47.646 | 12.7137 | 49.3317 | 0.96583 | 41.695 | 11.1364 | 43.1729 | 0.96577 | No | Warrimoo | SDF2018
| Undiversified | 2017 | 62.9418 | 47.873 | 12.6969 | 49.5383 | 0.96638 | 42.3 | 11.2191 | 43.7715 | 0.96638 | No | Warrimoo | SDF2018
| Undiversified | 2018 |  | 47.5792 | 12.5674 | 49.2221 | 0.96662 | 42.0062 | 11.0956 | 43.4567 | 0.96662 | No | Warrimoo | SDF2018
| Undiversified | 2019 |  | 47.2728 | 12.4862 | 48.905 | 0.96662 | 41.6998 | 11.0144 | 43.1396 | 0.96662 | No | Warrimoo | SDF2018
| Undiversified | 2020 |  | 46.9452 | 12.3995 | 48.5661 | 0.96663 | 41.3722 | 10.9277 | 42.8007 | 0.96662 | No | Warrimoo | SDF2018
| Undiversified | 2021 |  | 46.6492 | 12.321 | 48.2597 | 0.96663 | 41.0762 | 10.8492 | 42.4944 | 0.96663 | No | Warrimoo | SDF2018
| Undiversified | 2022 |  | 46.3564 | 12.2434 | 47.9567 | 0.96663 | 40.7834 | 10.7716 | 42.1914 | 0.96663 | No | Warrimoo | SDF2018
| Undiversified | 2023 |  | 46.0782 | 12.1696 | 47.6689 | 0.96663 | 40.5052 | 10.6978 | 41.9035 | 0.96663 | No | Warrimoo | SDF2018
| Undiversified | 2024 |  | 45.8162 | 12.1002 | 47.3978 | 0.96663 | 40.2432 | 10.6283 | 41.6324 | 0.96663 | No | Warrimoo | SDF2018
| Undiversified | 2025 |  | 45.5944 | 12.0413 | 47.1682 | 0.96663 | 40.0214 | 10.5695 | 41.4029 | 0.96663 | No | Warrimoo | SDF2018
| Undiversified | 2026 |  | 45.5451 | 12.0279 | 47.1171 | 0.96663 | 39.9721 | 10.5561 | 41.3517 | 0.96664 | No | Warrimoo | SDF2018
| Undiversified | 2027 |  | 45.4957 | 12.0146 | 47.066 | 0.96664 | 39.9227 | 10.5428 | 41.3006 | 0.96664 | No | Warrimoo | SDF2018
| Diversified | 2012 | 42.6303 | 55.696 | 19.7631 | 59.0984 | 0.94243 | 49.886 | 17.7015 | 52.9335 | 0.94243 | No | Warrimoo | SDF2018
| Diversified | 2013 | 53.8339 | 47.824 | 19.9613 | 51.8227 | 0.92284 | 42.014 | 17.5363 | 45.5269 | 0.92284 | No | Warrimoo | SDF2018
| Diversified | 2014 | 46.9292 | 46.526 | 18.4261 | 50.0419 | 0.92974 | 40.716 | 16.1251 | 43.7928 | 0.92974 | No | Warrimoo | SDF2018
| Diversified | 2015 | 50.6885 | 48.022 | 17.8263 | 51.2239 | 0.93749 | 42.212 | 15.6696 | 45.0265 | 0.93749 | No | Warrimoo | SDF2018
| Diversified | 2016 | 53.3019 | 47.97 | 17.6005 | 51.097 | 0.9388 | 42.1 | 15.4468 | 44.8443 | 0.9388 | No | Warrimoo | SDF2018
| Diversified | 2017 | 61.1333 | 48.698 | 16.3335 | 51.3642 | 0.94809 | 42.736 | 14.3338 | 45.0758 | 0.94809 | No | Warrimoo | SDF2018
| Diversified | 2018 |  | 47.4002 | 17.7386 | 50.6106 | 0.93657 | 41.8481 | 15.6608 | 44.6825 | 0.93657 | No | Warrimoo | SDF2018
| Diversified | 2019 |  | 47.0948 | 17.6243 | 50.2846 | 0.93657 | 41.5428 | 15.5466 | 44.3565 | 0.93657 | No | Warrimoo | SDF2018
| Diversified | 2020 |  | 46.7686 | 17.5022 | 49.9362 | 0.93657 | 41.2165 | 15.4245 | 44.0081 | 0.93657 | No | Warrimoo | SDF2018
| Diversified | 2021 |  | 46.4736 | 17.3918 | 49.6213 | 0.93657 | 40.9216 | 15.3141 | 43.6932 | 0.93657 | No | Warrimoo | SDF2018
| Diversified | 2022 |  | 46.1819 | 17.2827 | 49.3098 | 0.93657 | 40.6299 | 15.2049 | 43.3817 | 0.93657 | No | Warrimoo | SDF2018
| Diversified | 2023 |  | 45.9048 | 17.179 | 49.0139 | 0.93657 | 40.3527 | 15.1012 | 43.0858 | 0.93657 | No | Warrimoo | SDF2018
| Diversified | 2024 |  | 45.6438 | 17.0813 | 48.7352 | 0.93657 | 40.0917 | 15.0035 | 42.8072 | 0.93657 | No | Warrimoo | SDF2018
| Diversified | 2025 |  | 45.4228 | 16.9986 | 48.4993 | 0.93657 | 39.8708 | 14.9208 | 42.5712 | 0.93657 | No | Warrimoo | SDF2018
| Diversified | 2026 |  | 45.3736 | 16.9802 | 48.4468 | 0.93657 | 39.8216 | 14.9025 | 42.5187 | 0.93657 | No | Warrimoo | SDF2018
| Diversified | 2027 |  | 45.3245 | 16.9618 | 48.3943 | 0.93657 | 39.7725 | 14.8841 | 42.4663 | 0.93657 | No | Warrimoo | SDF2018
| Estimated System Normal | 2012 | 45.976 | 55.6284 | 19.7391 | 59.0267 | 0.94243 | 49.0823 | 17.4163 | 52.0807 | 0.94243 | No | Warrimoo | SDF2018
| Estimated System Normal | 2013 | 43.4764 | 38.0271 | 15.8722 | 41.2066 | 0.92284 | 33.4369 | 13.9563 | 36.2326 | 0.92284 | No | Warrimoo | SDF2018
| Estimated System Normal | 2014 | 41.8684 | 42.4975 | 16.8307 | 45.7089 | 0.92974 | 37.4285 | 14.8232 | 40.2569 | 0.92974 | No | Warrimoo | SDF2018
| Estimated System Normal | 2015 | 39.2237 | 36.3796 | 13.5045 | 38.8052 | 0.93749 | 31.9714 | 11.8682 | 34.1031 | 0.93749 | No | Warrimoo | SDF2018
| Estimated System Normal | 2016 | 42.8059 | 38.4556 | 14.1096 | 40.9623 | 0.9388 | 33.6546 | 12.3481 | 35.8484 | 0.9388 | No | Warrimoo | SDF2018
| Estimated System Normal | 2017 | 41.6944 | 31.1122 | 10.4352 | 32.8156 | 0.94809 | 27.4904 | 9.2204 | 28.9955 | 0.94809 | No | Warrimoo | SDF2018
| Estimated System Normal | 2018 |  | 40.3552 | 15.1022 | 43.0885 | 0.93657 | 35.6284 | 13.3332 | 38.0416 | 0.93657 | No | Warrimoo | SDF2018
| Estimated System Normal | 2019 |  | 40.0953 | 15.0049 | 42.8109 | 0.93657 | 35.3685 | 13.2359 | 37.764 | 0.93657 | No | Warrimoo | SDF2018
| Estimated System Normal | 2020 |  | 39.8174 | 14.9009 | 42.5143 | 0.93657 | 35.0906 | 13.132 | 37.4673 | 0.93657 | No | Warrimoo | SDF2018
| Estimated System Normal | 2021 |  | 39.5662 | 14.8069 | 42.2461 | 0.93657 | 34.8394 | 13.038 | 37.1991 | 0.93657 | No | Warrimoo | SDF2018
| Estimated System Normal | 2022 |  | 39.3178 | 14.7139 | 41.9808 | 0.93657 | 34.591 | 12.945 | 36.9339 | 0.93657 | No | Warrimoo | SDF2018
| Estimated System Normal | 2023 |  | 39.0818 | 14.6256 | 41.7289 | 0.93657 | 34.355 | 12.8567 | 36.6819 | 0.93657 | No | Warrimoo | SDF2018
| Estimated System Normal | 2024 |  | 38.8596 | 14.5424 | 41.4915 | 0.93657 | 34.1328 | 12.7735 | 36.4446 | 0.93657 | No | Warrimoo | SDF2018
| Estimated System Normal | 2025 |  | 38.6714 | 14.472 | 41.2906 | 0.93657 | 33.9446 | 12.7031 | 36.2436 | 0.93657 | No | Warrimoo | SDF2018
| Estimated System Normal | 2026 |  | 38.6295 | 14.4563 | 41.2459 | 0.93657 | 33.9027 | 12.6874 | 36.1989 | 0.93657 | No | Warrimoo | SDF2018
| Estimated System Normal | 2027 |  | 38.5875 | 14.4406 | 41.2011 | 0.93657 | 33.8607 | 12.6717 | 36.1541 | 0.93657 | No | Warrimoo | SDF2018
| Anzac_Village | 2012 | 24.704 | 28.206 | 9.5466 | 29.7778 | 0.94722 | 25.4492 | 8.6136 | 26.8674 | 0.94722 | No | West_Liverpool | SDF2018
| Anzac_Village | 2013 | 29.1383 | 27.918 | 7.9281 | 29.0219 | 0.96196 | 25.1619 | 7.1454 | 26.1568 | 0.96196 | No | West_Liverpool | SDF2018
| Anzac_Village | 2014 | [9 empty] | No | West_Liverpool | SDF2018
| Anzac_Village | 2015 | [9 empty] | No | West_Liverpool | SDF2018
| Anzac_Village | 2016 | [9 empty] | No | West_Liverpool | SDF2018
| Anzac_Village | 2017 | [9 empty] | No | West_Liverpool | SDF2018
| Anzac_Village | 2018 | [9 empty] | No | West_Liverpool | SDF2018
| Anzac_Village | 2019 | [9 empty] | No | West_Liverpool | SDF2018
| Anzac_Village | 2020 | [9 empty] | No | West_Liverpool | SDF2018
| Anzac_Village | 2021 | [9 empty] | No | West_Liverpool | SDF2018
| Anzac_Village | 2022 | [9 empty] | No | West_Liverpool | SDF2018
| Anzac_Village | 2023 | [9 empty] | No | West_Liverpool | SDF2018
| Anzac_Village | 2024 | [9 empty] | No | West_Liverpool | SDF2018
| Anzac_Village | 2025 | [9 empty] | No | West_Liverpool | SDF2018
| Anzac_Village | 2026 | [9 empty] | No | West_Liverpool | SDF2018
| Anzac_Village | 2027 | [9 empty] | No | West_Liverpool | SDF2018
| Bonnyrigg | 2012 | 48.5413 | 59.01 | 6.6056 | 59.3786 | 0.99379 | 52.0945 | 5.8315 | 52.4199 | 0.99379 | No | West_Liverpool | SDF2018
| Bonnyrigg | 2013 | 50.9982 | 47.487 | 11.0115 | 48.747 | 0.97415 | 42.1402 | 9.7716 | 43.2583 | 0.97415 | No | West_Liverpool | SDF2018
| Bonnyrigg | 2014 | 46.1025 | 42.116 | 10.8687 | 43.4958 | 0.96828 | 38.2091 | 9.8604 | 39.4609 | 0.96828 | No | West_Liverpool | SDF2018
| Bonnyrigg | 2015 | 29.66 | 37.579 | 3.6642 | 37.7572 | 0.99528 | 32.928 | 3.2107 | 33.0842 | 0.99528 | No | West_Liverpool | SDF2018
| Bonnyrigg | 2016 | 30.345 | 35.214 | 2.937 | 35.3363 | 0.99654 | 31.026 | 2.5877 | 31.1337 | 0.99654 | No | West_Liverpool | SDF2018
| Bonnyrigg | 2017 | 38.243 | 35.034 | 8.8431 | 36.1328 | 0.96959 | 30.399 | 7.6731 | 31.3525 | 0.96959 | No | West_Liverpool | SDF2018
| Bonnyrigg | 2018 |  | 37.1081 | 9.3666 | 38.272 | 0.96959 | 32.4731 | 8.1967 | 33.4916 | 0.96959 | No | West_Liverpool | SDF2018
| Bonnyrigg | 2019 |  | 38.7354 | 9.7774 | 39.9503 | 0.96959 | 34.1004 | 8.6074 | 35.1699 | 0.96959 | No | West_Liverpool | SDF2018
| Bonnyrigg | 2020 |  | 38.5426 | 9.7287 | 39.7515 | 0.96959 | 33.9076 | 8.5588 | 34.9711 | 0.96959 | No | West_Liverpool | SDF2018
| Bonnyrigg | 2021 |  | 38.3742 | 9.6862 | 39.5778 | 0.96959 | 33.7392 | 8.5163 | 34.7974 | 0.96959 | No | West_Liverpool | SDF2018
| Bonnyrigg | 2022 |  | 38.2132 | 9.6456 | 39.4117 | 0.96959 | 33.5782 | 8.4756 | 34.6313 | 0.96959 | No | West_Liverpool | SDF2018
| Bonnyrigg | 2023 |  | 38.062 | 9.6074 | 39.2558 | 0.96959 | 33.427 | 8.4375 | 34.4754 | 0.96959 | No | West_Liverpool | SDF2018
| Bonnyrigg | 2024 |  | 37.9185 | 9.5712 | 39.1078 | 0.96959 | 33.2835 | 8.4012 | 34.3275 | 0.96959 | No | West_Liverpool | SDF2018
| Bonnyrigg | 2025 |  | 37.8081 | 9.5433 | 38.9939 | 0.96959 | 33.1731 | 8.3734 | 34.2135 | 0.96959 | No | West_Liverpool | SDF2018
| Bonnyrigg | 2026 |  | 37.8172 | 9.5456 | 39.0033 | 0.96959 | 33.1822 | 8.3756 | 34.2229 | 0.96959 | No | West_Liverpool | SDF2018
| Bonnyrigg | 2027 |  | 37.8262 | 9.5479 | 39.0127 | 0.96959 | 33.1912 | 8.3779 | 34.2323 | 0.96959 | No | West_Liverpool | SDF2018
| Canley_Vale | 2012 | 22.0366 | 27.306 | 2.283 | 27.4013 | 0.99652 | 25.3589 | 2.1202 | 25.4474 | 0.99652 | No | West_Liverpool | SDF2018
| Canley_Vale | 2013 | 25.7698 | 22.292 | 2.6023 | 22.4434 | 0.99326 | 20.3453 | 2.375 | 20.4835 | 0.99326 | No | West_Liverpool | SDF2018
| Canley_Vale | 2014 | 26.433 | 26.937 | 7.477 | 27.9555 | 0.96357 | 24.9898 | 6.9365 | 25.9346 | 0.96357 | No | West_Liverpool | SDF2018
| Canley_Vale | 2015 | [9 empty] | No | West_Liverpool | SDF2018
| Canley_Vale | 2016 | [9 empty] | No | West_Liverpool | SDF2018
| Canley_Vale | 2017 | [9 empty] | No | West_Liverpool | SDF2018
| Canley_Vale | 2018 | [9 empty] | No | West_Liverpool | SDF2018
| Canley_Vale | 2019 | [9 empty] | No | West_Liverpool | SDF2018
| Canley_Vale | 2020 | [9 empty] | No | West_Liverpool | SDF2018
| Canley_Vale | 2021 | [9 empty] | No | West_Liverpool | SDF2018
| Canley_Vale | 2022 | [9 empty] | No | West_Liverpool | SDF2018
| Canley_Vale | 2023 | [9 empty] | No | West_Liverpool | SDF2018
| Canley_Vale | 2024 | [9 empty] | No | West_Liverpool | SDF2018
| Canley_Vale | 2025 | [9 empty] | No | West_Liverpool | SDF2018
| Canley_Vale | 2026 | [9 empty] | No | West_Liverpool | SDF2018
| Canley_Vale | 2027 | [9 empty] | No | West_Liverpool | SDF2018
| Edmondson_Park | 2012 | [9 empty] | No | West_Liverpool | SDF2018
| Edmondson_Park | 2013 | [9 empty] | No | West_Liverpool | SDF2018
| Edmondson_Park | 2014 | [9 empty] | No | West_Liverpool | SDF2018
| Edmondson_Park | 2015 | [9 empty] | No | West_Liverpool | SDF2018
| Edmondson_Park | 2016 | [9 empty] | No | West_Liverpool | SDF2018
| Edmondson_Park | 2017 | [9 empty] | No | West_Liverpool | SDF2018
| Edmondson_Park | 2018 | [9 empty] | No | West_Liverpool | SDF2018
| Edmondson_Park | 2019 |  | 8.3228 | 4.0309 | 9.2476 | 0.9 | 8.3228 | 4.0309 | 9.2476 | 0.9 | No | West_Liverpool | SDF2018
| Edmondson_Park | 2020 |  | 12.5478 | 6.0772 | 13.942 | 0.9 | 12.5478 | 6.0772 | 13.942 | 0.9 | No | West_Liverpool | SDF2018
| Edmondson_Park | 2021 |  | 15.9174 | 7.7091 | 17.686 | 0.9 | 15.9174 | 7.7091 | 17.686 | 0.9 | No | West_Liverpool | SDF2018
| Edmondson_Park | 2022 |  | 17.7778 | 8.6102 | 19.7532 | 0.9 | 17.7778 | 8.6102 | 19.7532 | 0.9 | No | West_Liverpool | SDF2018
| Edmondson_Park | 2023 |  | 19.3834 | 9.3878 | 21.5372 | 0.9 | 19.3834 | 9.3878 | 21.5372 | 0.9 | No | West_Liverpool | SDF2018
| Edmondson_Park | 2024 |  | 20.6204 | 9.9869 | 22.9116 | 0.9 | 20.6204 | 9.9869 | 22.9116 | 0.9 | No | West_Liverpool | SDF2018
| Edmondson_Park | 2025 |  | 20.8047 | 10.0762 | 23.1164 | 0.9 | 20.8047 | 10.0762 | 23.1164 | 0.9 | No | West_Liverpool | SDF2018
| Edmondson_Park | 2026 |  | 20.8047 | 10.0762 | 23.1164 | 0.9 | 20.8047 | 10.0762 | 23.1164 | 0.9 | No | West_Liverpool | SDF2018
| Edmondson_Park | 2027 |  | 20.8047 | 10.0762 | 23.1164 | 0.9 | 20.8047 | 10.0762 | 23.1164 | 0.9 | No | West_Liverpool | SDF2018
| Hinchinbrook | 2012 | 32.1541 | 44.991 | 12.6345 | 46.7314 | 0.96276 | 39.4242 | 11.0712 | 40.9492 | 0.96276 | No | West_Liverpool | SDF2018
| Hinchinbrook | 2013 | 40.709 | 40.092 | 11.2587 | 41.6429 | 0.96276 | 34.4603 | 9.6772 | 35.7933 | 0.96276 | No | West_Liverpool | SDF2018
| Hinchinbrook | 2014 | 38.3606 | 38.162 | 10.7167 | 39.6382 | 0.96276 | 34.9347 | 9.8104 | 36.2861 | 0.96276 | No | West_Liverpool | SDF2018
| Hinchinbrook | 2015 | 33.77 | 45.176 | 12.6864 | 46.9235 | 0.96276 | 39.5377 | 11.1031 | 41.0671 | 0.96276 | No | West_Liverpool | SDF2018
| Hinchinbrook | 2016 | 42.472 | 46.303 | 13.0475 | 48.1062 | 0.96252 | 41.2 | 11.6096 | 42.8045 | 0.96252 | No | West_Liverpool | SDF2018
| Hinchinbrook | 2017 | 50.2077 | 50.73 | 14.1971 | 52.6791 | 0.963 | 44.48 | 12.448 | 46.189 | 0.963 | No | West_Liverpool | SDF2018
| Hinchinbrook | 2018 |  | 53.0346 | 14.8933 | 55.0861 | 0.96276 | 46.7846 | 13.1381 | 48.5943 | 0.96276 | No | West_Liverpool | SDF2018
| Hinchinbrook | 2019 |  | 52.7786 | 14.8214 | 54.8202 | 0.96276 | 46.5286 | 13.0662 | 48.3284 | 0.96276 | No | West_Liverpool | SDF2018
| Hinchinbrook | 2020 |  | 53.2664 | 14.9584 | 55.3269 | 0.96276 | 47.0164 | 13.2032 | 48.8351 | 0.96276 | No | West_Liverpool | SDF2018
| Hinchinbrook | 2021 |  | 53.6781 | 15.074 | 55.7545 | 0.96276 | 47.4281 | 13.3189 | 49.2627 | 0.96276 | No | West_Liverpool | SDF2018
| Hinchinbrook | 2022 |  | 54.0975 | 15.1918 | 56.1901 | 0.96276 | 47.8475 | 13.4366 | 49.6983 | 0.96276 | No | West_Liverpool | SDF2018
| Hinchinbrook | 2023 |  | 54.5286 | 15.3128 | 56.6379 | 0.96276 | 48.2786 | 13.5577 | 50.1461 | 0.96276 | No | West_Liverpool | SDF2018
| Hinchinbrook | 2024 |  | 54.9695 | 15.4366 | 57.0958 | 0.96276 | 48.7195 | 13.6815 | 50.6041 | 0.96276 | No | West_Liverpool | SDF2018
| Hinchinbrook | 2025 |  | 55.4483 | 15.5711 | 57.5932 | 0.96276 | 49.1983 | 13.816 | 51.1014 | 0.96276 | No | West_Liverpool | SDF2018
| Hinchinbrook | 2026 |  | 56.0703 | 15.7458 | 58.2392 | 0.96276 | 49.8203 | 13.9906 | 51.7475 | 0.96276 | No | West_Liverpool | SDF2018
| Hinchinbrook | 2027 |  | 56.0761 | 15.7474 | 58.2453 | 0.96276 | 49.8261 | 13.9923 | 51.7535 | 0.96276 | No | West_Liverpool | SDF2018
| Homepride | 2012 | 28.0722 | 27.5598 | 5.3394 | 28.0722 | 0.98174 | 27.5598 | 5.3394 | 28.0722 | 0.98174 | No | West_Liverpool | SDF2018
| Homepride | 2013 | 32.9055 | 32.2012 | 6.772 | 32.9055 | 0.97859 | 32.2012 | 6.772 | 32.9055 | 0.97859 | No | West_Liverpool | SDF2018
| Homepride | 2014 | 33.4217 | 33.4072 | 0.98259 | 33.4217 | 0.99957 | 33.4072 | 0.98259 | 33.4217 | 0.99957 | No | West_Liverpool | SDF2018
| Homepride | 2015 | 35.893 | 35.55 | 4.9502 | 35.893 | 0.99044 | 35.55 | 4.9502 | 35.893 | 0.99044 | No | West_Liverpool | SDF2018
| Homepride | 2016 | 34.494 | 34.224 | 4.3074 | 34.494 | 0.99217 | 34.224 | 4.3074 | 34.494 | 0.99217 | No | West_Liverpool | SDF2018
| Homepride | 2017 | 36.621 | 36.252 | 5.1856 | 36.621 | 0.98992 | 36.252 | 5.1856 | 36.621 | 0.98992 | No | West_Liverpool | SDF2018
| Homepride | 2018 |  | 37.565 | 5.6851 | 37.9928 | 0.98874 | 37.565 | 5.6851 | 37.9928 | 0.98874 | No | West_Liverpool | SDF2018
| Homepride | 2019 |  | 38.3503 | 5.804 | 38.787 | 0.98874 | 38.3503 | 5.804 | 38.787 | 0.98874 | No | West_Liverpool | SDF2018
| Homepride | 2020 |  | 39.2457 | 5.9395 | 39.6926 | 0.98874 | 39.2457 | 5.9395 | 39.6926 | 0.98874 | No | West_Liverpool | SDF2018
| Homepride | 2021 |  | 40.2629 | 6.0934 | 40.7214 | 0.98874 | 40.2629 | 6.0934 | 40.7214 | 0.98874 | No | West_Liverpool | SDF2018
| Homepride | 2022 |  | 41.3978 | 6.2652 | 41.8692 | 0.98874 | 41.3978 | 6.2652 | 41.8692 | 0.98874 | No | West_Liverpool | SDF2018
| Homepride | 2023 |  | 42.641 | 6.4533 | 43.1266 | 0.98874 | 42.641 | 6.4533 | 43.1266 | 0.98874 | No | West_Liverpool | SDF2018
| Homepride | 2024 |  | 43.9839 | 6.6565 | 44.4847 | 0.98874 | 43.9839 | 6.6565 | 44.4847 | 0.98874 | No | West_Liverpool | SDF2018
| Homepride | 2025 |  | 45.4646 | 6.8806 | 45.9823 | 0.98874 | 45.4646 | 6.8806 | 45.9823 | 0.98874 | No | West_Liverpool | SDF2018
| Homepride | 2026 |  | 47.1578 | 7.1369 | 47.6948 | 0.98874 | 47.1578 | 7.1369 | 47.6948 | 0.98874 | No | West_Liverpool | SDF2018
| Homepride | 2027 |  | 48.9519 | 7.4084 | 49.5093 | 0.98874 | 48.9519 | 7.4084 | 49.5093 | 0.98874 | No | West_Liverpool | SDF2018
| Hoxton_Park | 2012 | 29.5911 | 34.872 | 8.9809 | 36.0099 | 0.9684 | 32.351 | 8.3316 | 33.4066 | 0.9684 | No | West_Liverpool | SDF2018
| Hoxton_Park | 2013 | [9 empty] | No | West_Liverpool | SDF2018
| Hoxton_Park | 2014 | [9 empty] | No | West_Liverpool | SDF2018
| Hoxton_Park | 2015 | [9 empty] | No | West_Liverpool | SDF2018
| Hoxton_Park | 2016 | [9 empty] | No | West_Liverpool | SDF2018
| Hoxton_Park | 2017 | [9 empty] | No | West_Liverpool | SDF2018
| Hoxton_Park | 2018 | [9 empty] | No | West_Liverpool | SDF2018
| Hoxton_Park | 2019 | [9 empty] | No | West_Liverpool | SDF2018
| Hoxton_Park | 2020 | [9 empty] | No | West_Liverpool | SDF2018
| Hoxton_Park | 2021 | [9 empty] | No | West_Liverpool | SDF2018
| Hoxton_Park | 2022 | [9 empty] | No | West_Liverpool | SDF2018
| Hoxton_Park | 2023 | [9 empty] | No | West_Liverpool | SDF2018
| Hoxton_Park | 2024 | [9 empty] | No | West_Liverpool | SDF2018
| Hoxton_Park | 2025 | [9 empty] | No | West_Liverpool | SDF2018
| Hoxton_Park | 2026 | [9 empty] | No | West_Liverpool | SDF2018
| Hoxton_Park | 2027 | [9 empty] | No | West_Liverpool | SDF2018
| Kemps_Creek | 2012 | 10.4176 | 11.943 | 2.1816 | 12.1406 | 0.98372 | 11.3734 | 2.0776 | 11.5616 | 0.98372 | No | West_Liverpool | SDF2018
| Kemps_Creek | 2013 | 13.7776 | 11.456 | 0.69976 | 11.4774 | 0.99814 | 10.8858 | 0.66493 | 10.9061 | 0.99814 | No | West_Liverpool | SDF2018
| Kemps_Creek | 2014 | 12.0167 | 11.437 | 3.8123 | 12.0557 | 0.94868 | 10.8668 | 3.6223 | 11.4546 | 0.94868 | No | West_Liverpool | SDF2018
| Kemps_Creek | 2015 | 11.606 | 11.767 | 3.9593 | 12.4153 | 0.94779 | 11.1971 | 3.7676 | 11.814 | 0.94779 | No | West_Liverpool | SDF2018
| Kemps_Creek | 2016 | 12.777 | 12.289 | 1.3553 | 12.3635 | 0.99397 | 11.737 | 1.2944 | 11.8082 | 0.99397 | No | West_Liverpool | SDF2018
| Kemps_Creek | 2017 | 14.241 | 13.096 | 1.8567 | 13.227 | 0.9901 | 11.456 | 1.6242 | 11.5706 | 0.9901 | No | West_Liverpool | SDF2018
| Kemps_Creek | 2018 |  | 13.8483 | 3.0179 | 14.1733 | 0.97707 | 12.2083 | 2.6605 | 12.4949 | 0.97707 | No | West_Liverpool | SDF2018
| Kemps_Creek | 2019 |  | 12.1447 | 2.6467 | 12.4298 | 0.97707 | 10.5047 | 2.2893 | 10.7513 | 0.97707 | No | West_Liverpool | SDF2018
| Kemps_Creek | 2020 |  | 13.4659 | 2.9346 | 13.782 | 0.97707 | 11.8259 | 2.5772 | 12.1035 | 0.97707 | No | West_Liverpool | SDF2018
| Kemps_Creek | 2021 |  | 17.1387 | 3.735 | 17.541 | 0.97707 | 15.4987 | 3.3776 | 15.8625 | 0.97707 | No | West_Liverpool | SDF2018
| Kemps_Creek | 2022 |  | 22.5711 | 4.9189 | 23.1009 | 0.97707 | 20.9311 | 4.5615 | 21.4224 | 0.97707 | No | West_Liverpool | SDF2018
| Kemps_Creek | 2023 |  | 26.2481 | 5.7202 | 26.8641 | 0.97707 | 24.6081 | 5.3628 | 25.1856 | 0.97707 | No | West_Liverpool | SDF2018
| Kemps_Creek | 2024 |  | 27.5836 | 6.0113 | 28.231 | 0.97707 | 25.9436 | 5.6539 | 26.5525 | 0.97707 | No | West_Liverpool | SDF2018
| Kemps_Creek | 2025 |  | 27.7557 | 6.0488 | 28.4071 | 0.97707 | 26.1157 | 5.6914 | 26.7286 | 0.97707 | No | West_Liverpool | SDF2018
| Kemps_Creek | 2026 |  | 27.968 | 6.095 | 28.6244 | 0.97707 | 26.328 | 5.7376 | 26.9459 | 0.97707 | No | West_Liverpool | SDF2018
| Kemps_Creek | 2027 |  | 27.9614 | 6.0936 | 28.6177 | 0.97707 | 26.3214 | 5.7362 | 26.9392 | 0.97707 | No | West_Liverpool | SDF2018
| Liverpool | 2012 | [9 empty] | No | West_Liverpool | SDF2018
| Liverpool | 2013 | [9 empty] | No | West_Liverpool | SDF2018
| Liverpool | 2014 | [9 empty] | No | West_Liverpool | SDF2018
| Liverpool | 2015 | [9 empty] | No | West_Liverpool | SDF2018
| Liverpool | 2016 | [9 empty] | No | West_Liverpool | SDF2018
| Liverpool | 2017 | [9 empty] | No | West_Liverpool | SDF2018
| Liverpool | 2018 | [9 empty] | No | West_Liverpool | SDF2018
| Liverpool | 2019 | [9 empty] | No | West_Liverpool | SDF2018
| Liverpool | 2020 | [9 empty] | No | West_Liverpool | SDF2018
| Liverpool | 2021 | [9 empty] | No | West_Liverpool | SDF2018
| Liverpool | 2022 | [9 empty] | No | West_Liverpool | SDF2018
| Liverpool | 2023 | [9 empty] | No | West_Liverpool | SDF2018
| Liverpool | 2024 | [9 empty] | No | West_Liverpool | SDF2018
| Liverpool | 2025 | [9 empty] | No | West_Liverpool | SDF2018
| Liverpool | 2026 | [9 empty] | No | West_Liverpool | SDF2018
| Liverpool | 2027 | [9 empty] | No | West_Liverpool | SDF2018
| Moorebank | 2012 | [9 empty] | No | West_Liverpool | SDF2018
| Moorebank | 2013 | [9 empty] | No | West_Liverpool | SDF2018
| Moorebank | 2014 | [9 empty] | No | West_Liverpool | SDF2018
| Moorebank | 2015 | [9 empty] | No | West_Liverpool | SDF2018
| Moorebank | 2016 | [9 empty] | No | West_Liverpool | SDF2018
| Moorebank | 2017 | [9 empty] | No | West_Liverpool | SDF2018
| Moorebank | 2018 | [9 empty] | No | West_Liverpool | SDF2018
| Moorebank | 2019 | [9 empty] | No | West_Liverpool | SDF2018
| Moorebank | 2020 | [9 empty] | No | West_Liverpool | SDF2018
| Moorebank | 2021 | [9 empty] | No | West_Liverpool | SDF2018
| Moorebank | 2022 | [9 empty] | No | West_Liverpool | SDF2018
| Moorebank | 2023 | [9 empty] | No | West_Liverpool | SDF2018
| Moorebank | 2024 | [9 empty] | No | West_Liverpool | SDF2018
| Moorebank | 2025 | [9 empty] | No | West_Liverpool | SDF2018
| Moorebank | 2026 | [9 empty] | No | West_Liverpool | SDF2018
| Moorebank | 2027 | [9 empty] | No | West_Liverpool | SDF2018
| Prestons | 2012 | 26.0718 | 37.487 | 14.8463 | 40.3198 | 0.92974 | 32.357 | 12.8147 | 34.8022 | 0.92974 | No | West_Liverpool | SDF2018
| Prestons | 2013 | 34.3871 | 31.84 | 11.3209 | 33.7927 | 0.94221 | 27.4415 | 9.757 | 29.1245 | 0.94221 | No | West_Liverpool | SDF2018
| Prestons | 2014 | 23.6835 | 22.134 | 7.854 | 23.4862 | 0.94243 | 19.8909 | 7.0581 | 21.106 | 0.94243 | No | West_Liverpool | SDF2018
| Prestons | 2015 | 20.197 | 24.791 | 9.1001 | 26.4084 | 0.93875 | 21.7513 | 7.9843 | 23.1704 | 0.93875 | No | West_Liverpool | SDF2018
| Prestons | 2016 | 28.006 | 30.492 | 9.8891 | 32.0555 | 0.95122 | 26.175 | 8.489 | 27.5172 | 0.95122 | No | West_Liverpool | SDF2018
| Prestons | 2017 | 30.827 | 27.501 | 8.2737 | 28.7186 | 0.9576 | 23.193 | 6.9776 | 24.2199 | 0.9576 | No | West_Liverpool | SDF2018
| Prestons | 2018 |  | 33.1532 | 11.6259 | 35.1325 | 0.94366 | 28.8452 | 10.1152 | 30.5673 | 0.94366 | No | West_Liverpool | SDF2018
| Prestons | 2019 |  | 33.535 | 11.7598 | 35.5371 | 0.94366 | 29.227 | 10.2491 | 30.9719 | 0.94366 | No | West_Liverpool | SDF2018
| Prestons | 2020 |  | 33.5214 | 11.755 | 35.5228 | 0.94366 | 29.2134 | 10.2443 | 30.9576 | 0.94366 | No | West_Liverpool | SDF2018
| Prestons | 2021 |  | 33.36 | 11.6984 | 35.3517 | 0.94366 | 29.052 | 10.1877 | 30.7865 | 0.94366 | No | West_Liverpool | SDF2018
| Prestons | 2022 |  | 33.1986 | 11.6418 | 35.1807 | 0.94366 | 28.8906 | 10.1311 | 30.6155 | 0.94366 | No | West_Liverpool | SDF2018
| Prestons | 2023 |  | 33.0446 | 11.5878 | 35.0175 | 0.94366 | 28.7366 | 10.0771 | 30.4523 | 0.94366 | No | West_Liverpool | SDF2018
| Prestons | 2024 |  | 32.8999 | 11.5371 | 34.8641 | 0.94366 | 28.5919 | 10.0264 | 30.2989 | 0.94366 | No | West_Liverpool | SDF2018
| Prestons | 2025 |  | 32.7737 | 11.4928 | 34.7304 | 0.94366 | 28.4657 | 9.9821 | 30.1652 | 0.94366 | No | West_Liverpool | SDF2018
| Prestons | 2026 |  | 32.733 | 11.4785 | 34.6873 | 0.94366 | 28.425 | 9.9679 | 30.1221 | 0.94366 | No | West_Liverpool | SDF2018
| Prestons | 2027 |  | 32.6924 | 11.4643 | 34.6442 | 0.94366 | 28.3844 | 9.9536 | 30.079 | 0.94366 | No | West_Liverpool | SDF2018
| West_Liverpool_ZS | 2012 | [9 empty] | No | West_Liverpool | SDF2018
| West_Liverpool_ZS | 2013 | 33.2448 | 34.657 | 10.1689 | 36.1181 | 0.95955 | 32.1363 | 9.4293 | 33.4911 | 0.95955 | No | West_Liverpool | SDF2018
| West_Liverpool_ZS | 2014 | 31.5203 | 34.73 | 7.5549 | 35.5422 | 0.97715 | 32.2095 | 7.0066 | 32.9628 | 0.97715 | No | West_Liverpool | SDF2018
| West_Liverpool_ZS | 2015 | 33.477 | 35.326 | 9.6231 | 36.6133 | 0.96484 | 32.8055 | 8.9365 | 34.0009 | 0.96484 | No | West_Liverpool | SDF2018
| West_Liverpool_ZS | 2016 | 37.4 | 36.811 | 7.2239 | 37.5131 | 0.98128 | 34.363 | 6.7435 | 35.0184 | 0.98128 | No | West_Liverpool | SDF2018
| West_Liverpool_ZS | 2017 | 37.86 | 35.784 | 9.0679 | 36.915 | 0.96936 | 33.813 | 8.5684 | 34.8817 | 0.96936 | No | West_Liverpool | SDF2018
| West_Liverpool_ZS | 2018 |  | 41.6948 | 10.432 | 42.9801 | 0.9701 | 39.7238 | 9.9389 | 40.9483 | 0.9701 | No | West_Liverpool | SDF2018
| West_Liverpool_ZS | 2019 |  | 42.5373 | 10.6428 | 43.8485 | 0.9701 | 40.5663 | 10.1497 | 41.8167 | 0.9701 | No | West_Liverpool | SDF2018
| West_Liverpool_ZS | 2020 |  | 43.1693 | 10.801 | 44.5 | 0.9701 | 41.1983 | 10.3078 | 42.4683 | 0.9701 | No | West_Liverpool | SDF2018
| West_Liverpool_ZS | 2021 |  | 43.6042 | 10.9098 | 44.9483 | 0.9701 | 41.6332 | 10.4166 | 42.9165 | 0.9701 | No | West_Liverpool | SDF2018
| West_Liverpool_ZS | 2022 |  | 43.8353 | 10.9676 | 45.1865 | 0.9701 | 41.8643 | 10.4744 | 43.1548 | 0.9701 | No | West_Liverpool | SDF2018
| West_Liverpool_ZS | 2023 |  | 43.8628 | 10.9745 | 45.2149 | 0.9701 | 41.8918 | 10.4813 | 43.1831 | 0.9701 | No | West_Liverpool | SDF2018
| West_Liverpool_ZS | 2024 |  | 43.7895 | 10.9561 | 45.1393 | 0.9701 | 41.8185 | 10.463 | 43.1075 | 0.9701 | No | West_Liverpool | SDF2018
| West_Liverpool_ZS | 2025 |  | 43.742 | 10.9442 | 45.0903 | 0.9701 | 41.771 | 10.4511 | 43.0585 | 0.9701 | No | West_Liverpool | SDF2018
| West_Liverpool_ZS | 2026 |  | 43.8035 | 10.9596 | 45.1537 | 0.9701 | 41.8325 | 10.4665 | 43.122 | 0.9701 | No | West_Liverpool | SDF2018
| West_Liverpool_ZS | 2027 |  | 43.865 | 10.975 | 45.2171 | 0.9701 | 41.894 | 10.4819 | 43.1854 | 0.9701 | No | West_Liverpool | SDF2018
| Undiversified | 2012 | 221.5886 | 271.3748 | 62.4179 | 279.8315 | 0.96978 | 245.968 | 56.1996 | 253.5264 | 0.97019 | No | West_Liverpool | SDF2018
| Undiversified | 2013 | 260.9304 | 247.9432 | 61.7622 | 256.1488 | 0.96797 | 224.7725 | 55.5925 | 232.1191 | 0.96835 | No | West_Liverpool | SDF2018
| Undiversified | 2014 | 211.5383 | 208.9232 | 49.2663 | 215.5952 | 0.96905 | 194.508 | 45.2769 | 200.6267 | 0.9695 | No | West_Liverpool | SDF2018
| Undiversified | 2015 | 164.603 | 190.189 | 43.9834 | 196.0107 | 0.9703 | 173.7696 | 39.9524 | 179.0296 | 0.97062 | No | West_Liverpool | SDF2018
| Undiversified | 2016 | 185.494 | 195.333 | 38.7602 | 199.8686 | 0.97731 | 178.725 | 35.0316 | 182.7759 | 0.97784 | No | West_Liverpool | SDF2018
| Undiversified | 2017 | 207.9997 | 198.397 | 47.4239 | 204.2936 | 0.97114 | 179.593 | 42.4769 | 184.8346 | 0.97164 | No | West_Liverpool | SDF2018
| Undiversified | 2018 |  | 216.404 | 55.0208 | 223.6368 | 0.96766 | 197.6 | 49.7345 | 204.0892 | 0.9682 | No | West_Liverpool | SDF2018
| Undiversified | 2019 |  | 226.4041 | 59.4829 | 234.6205 | 0.96498 | 207.6001 | 54.1966 | 215.0729 | 0.96525 | No | West_Liverpool | SDF2018
| Undiversified | 2020 |  | 233.7592 | 62.1943 | 242.5177 | 0.96389 | 214.9552 | 56.908 | 222.9702 | 0.96405 | No | West_Liverpool | SDF2018
| Undiversified | 2021 |  | 242.3355 | 64.9059 | 251.5806 | 0.96325 | 223.5315 | 59.6196 | 232.033 | 0.96336 | No | West_Liverpool | SDF2018
| Undiversified | 2022 |  | 251.0913 | 67.241 | 260.6923 | 0.96317 | 232.2873 | 61.9546 | 241.1447 | 0.96327 | No | West_Liverpool | SDF2018
| Undiversified | 2023 |  | 257.7706 | 69.0439 | 267.654 | 0.96307 | 238.9666 | 63.7575 | 248.1064 | 0.96316 | No | West_Liverpool | SDF2018
| Undiversified | 2024 |  | 261.7653 | 70.1557 | 271.8344 | 0.96296 | 242.9613 | 64.8694 | 252.2868 | 0.96304 | No | West_Liverpool | SDF2018
| Undiversified | 2025 |  | 263.797 | 70.557 | 273.9135 | 0.96307 | 244.993 | 65.2707 | 254.3659 | 0.96315 | No | West_Liverpool | SDF2018
| Undiversified | 2026 |  | 266.3545 | 71.0376 | 276.5191 | 0.96324 | 247.5505 | 65.7513 | 256.9715 | 0.96334 | No | West_Liverpool | SDF2018
| Undiversified | 2027 |  | 268.1777 | 71.3128 | 278.3626 | 0.96341 | 249.3737 | 66.0264 | 258.815 | 0.96352 | No | West_Liverpool | SDF2018
| Diversified | 2012 | 264.0942 | 343.198 | 9.7348 | 343.336 | 0.9996 | 308.893 | 8.7617 | 309.0172 | 0.9996 | No | West_Liverpool | SDF2018
| Diversified | 2013 | 251.4507 | 260.632 | 23.7177 | 261.7089 | 0.99588 | 232.995 | 21.2027 | 233.9577 | 0.99588 | No | West_Liverpool | SDF2018
| Diversified | 2014 | 198.9199 | 211.767 | 21.612 | 212.867 | 0.99483 | 197.619 | 20.1681 | 198.6455 | 0.99483 | No | West_Liverpool | SDF2018
| Diversified | 2015 | 169.5205 | 221.774 | 68.3557 | 232.0694 | 0.95564 | 199.232 | 61.4077 | 208.4809 | 0.95564 | No | West_Liverpool | SDF2018
| Diversified | 2016 | 192.441 | 203.28 | 55.63 | 210.7545 | 0.96453 | 188.66 | 51.629 | 195.5969 | 0.96453 | No | West_Liverpool | SDF2018
| Diversified | 2017 | 194.0058 | 196.25 | 1.5174 | 196.2559 | 0.99997 | 175.389 | 1.3561 | 175.3942 | 0.99997 | No | West_Liverpool | SDF2018
| Diversified | 2018 |  | 215.5597 | 37.664 | 218.8254 | 0.98508 | 196.8291 | 34.3913 | 199.811 | 0.98508 | No | West_Liverpool | SDF2018
| Diversified | 2019 |  | 225.5208 | 39.4045 | 228.9374 | 0.98508 | 206.7902 | 36.1318 | 209.923 | 0.98508 | No | West_Liverpool | SDF2018
| Diversified | 2020 |  | 232.8472 | 40.6846 | 236.3749 | 0.98508 | 214.1166 | 37.4119 | 217.3605 | 0.98508 | No | West_Liverpool | SDF2018
| Diversified | 2021 |  | 241.39 | 42.1773 | 245.0471 | 0.98508 | 222.6594 | 38.9045 | 226.0327 | 0.98508 | No | West_Liverpool | SDF2018
| Diversified | 2022 |  | 250.1117 | 43.7012 | 253.9009 | 0.98508 | 231.3811 | 40.4284 | 234.8865 | 0.98508 | No | West_Liverpool | SDF2018
| Diversified | 2023 |  | 256.7649 | 44.8637 | 260.6549 | 0.98508 | 238.0343 | 41.5909 | 241.6405 | 0.98508 | No | West_Liverpool | SDF2018
| Diversified | 2024 |  | 260.744 | 45.5589 | 264.6943 | 0.98508 | 242.0134 | 42.2862 | 245.6799 | 0.98508 | No | West_Liverpool | SDF2018
| Diversified | 2025 |  | 262.7678 | 45.9125 | 266.7487 | 0.98508 | 244.0372 | 42.6398 | 247.7343 | 0.98508 | No | West_Liverpool | SDF2018
| Diversified | 2026 |  | 265.3153 | 46.3577 | 269.3348 | 0.98508 | 246.5847 | 43.0849 | 250.3204 | 0.98508 | No | West_Liverpool | SDF2018
| Diversified | 2027 |  | 267.1315 | 46.675 | 271.1785 | 0.98508 | 248.4008 | 43.4022 | 252.1641 | 0.98508 | No | West_Liverpool | SDF2018
| Estimated System Normal | 2012 | 265.4236 | 335.0535 | 9.5038 | 335.1882 | 0.9996 | 303.5573 | 8.6104 | 303.6794 | 0.9996 | No | West_Liverpool | SDF2018
| Estimated System Normal | 2013 | 184.9491 | 180.8128 | 16.4541 | 181.5599 | 0.99588 | 163.8505 | 14.9105 | 164.5275 | 0.99588 | No | West_Liverpool | SDF2018
| Estimated System Normal | 2014 | 158.3944 | 160.5979 | 16.3899 | 161.4321 | 0.99483 | 149.4478 | 15.252 | 150.2241 | 0.99483 | No | West_Liverpool | SDF2018
| Estimated System Normal | 2015 | 127.0272 | 144.5544 | 44.5549 | 151.2651 | 0.95564 | 132.0311 | 40.6949 | 138.1604 | 0.95564 | No | West_Liverpool | SDF2018
| Estimated System Normal | 2016 | 125.8285 | 130.771 | 35.787 | 135.5794 | 0.96453 | 119.5875 | 32.7265 | 123.9847 | 0.96453 | No | West_Liverpool | SDF2018
| Estimated System Normal | 2017 | 133.5306 | 131.1474 | 1.014 | 131.1513 | 0.99997 | 118.6556 | 0.91744 | 118.6592 | 0.99997 | No | West_Liverpool | SDF2018
| Estimated System Normal | 2018 |  | 174.3095 | 30.4565 | 176.9503 | 0.98508 | 159.0735 | 27.7944 | 161.4835 | 0.98508 | No | West_Liverpool | SDF2018
| Estimated System Normal | 2019 |  | 182.8705 | 31.9524 | 185.641 | 0.98508 | 167.6345 | 29.2902 | 170.1742 | 0.98508 | No | West_Liverpool | SDF2018
| Estimated System Normal | 2020 |  | 189.0259 | 33.0279 | 191.8897 | 0.98508 | 173.7899 | 30.3657 | 176.4228 | 0.98508 | No | West_Liverpool | SDF2018
| Estimated System Normal | 2021 |  | 196.0898 | 34.2621 | 199.0606 | 0.98508 | 180.8538 | 31.6 | 183.5937 | 0.98508 | No | West_Liverpool | SDF2018
| Estimated System Normal | 2022 |  | 203.1917 | 35.503 | 206.2701 | 0.98508 | 187.9557 | 32.8409 | 190.8032 | 0.98508 | No | West_Liverpool | SDF2018
| Estimated System Normal | 2023 |  | 208.6179 | 36.4511 | 211.7784 | 0.98508 | 193.3819 | 33.789 | 196.3116 | 0.98508 | No | West_Liverpool | SDF2018
| Estimated System Normal | 2024 |  | 211.8762 | 37.0204 | 215.0862 | 0.98508 | 196.6402 | 34.3583 | 199.6193 | 0.98508 | No | West_Liverpool | SDF2018
| Estimated System Normal | 2025 |  | 213.4968 | 37.3036 | 216.7312 | 0.98508 | 198.2608 | 34.6414 | 201.2644 | 0.98508 | No | West_Liverpool | SDF2018
| Estimated System Normal | 2026 |  | 215.5276 | 37.6584 | 218.7929 | 0.98508 | 200.2916 | 34.9963 | 203.326 | 0.98508 | No | West_Liverpool | SDF2018
| Estimated System Normal | 2027 |  | 216.9645 | 37.9095 | 220.2515 | 0.98508 | 201.7285 | 35.2474 | 204.7847 | 0.98508 | No | West_Liverpool | SDF2018
| Brundee | 2012 | [9 empty] | Yes | West_Tomerong_TS | SDF2018
| Brundee | 2013 | [9 empty] | Yes | West_Tomerong_TS | SDF2018
| Brundee | 2014 | [9 empty] | Yes | West_Tomerong_TS | SDF2018
| Brundee | 2015 | 0.38 | 0.313 | 0.21548 | 0.38 | 0.82368 | 0.313 | 0.21548 | 0.38 | 0.82368 | Yes | West_Tomerong_TS | SDF2018
| Brundee | 2016 | 0.378 | 0.313 | 0.21193 | 0.378 | 0.82804 | 0.313 | 0.21193 | 0.378 | 0.82804 | Yes | West_Tomerong_TS | SDF2018
| Brundee | 2017 | 0.373 | 0.31 | 0.20743 | 0.373 | 0.8311 | 0.31 | 0.20743 | 0.373 | 0.8311 | Yes | West_Tomerong_TS | SDF2018
| Brundee | 2018 |  | 0.31 | 0.20735 | 0.37295 | 0.8312 | 0.31 | 0.20735 | 0.37295 | 0.8312 | Yes | West_Tomerong_TS | SDF2018
| Brundee | 2019 |  | 0.31 | 0.20735 | 0.37295 | 0.8312 | 0.31 | 0.20735 | 0.37295 | 0.8312 | Yes | West_Tomerong_TS | SDF2018
| Brundee | 2020 |  | 0.31 | 0.20735 | 0.37295 | 0.8312 | 0.31 | 0.20735 | 0.37295 | 0.8312 | Yes | West_Tomerong_TS | SDF2018
| Brundee | 2021 |  | 0.31 | 0.20735 | 0.37295 | 0.8312 | 0.31 | 0.20735 | 0.37295 | 0.8312 | Yes | West_Tomerong_TS | SDF2018
| Brundee | 2022 |  | 0.31 | 0.20735 | 0.37295 | 0.8312 | 0.31 | 0.20735 | 0.37295 | 0.8312 | Yes | West_Tomerong_TS | SDF2018
| Brundee | 2023 |  | 0.31 | 0.20735 | 0.37295 | 0.8312 | 0.31 | 0.20735 | 0.37295 | 0.8312 | Yes | West_Tomerong_TS | SDF2018
| Brundee | 2024 |  | 0.31 | 0.20735 | 0.37295 | 0.8312 | 0.31 | 0.20735 | 0.37295 | 0.8312 | Yes | West_Tomerong_TS | SDF2018
| Brundee | 2025 |  | 0.31 | 0.20735 | 0.37295 | 0.8312 | 0.31 | 0.20735 | 0.37295 | 0.8312 | Yes | West_Tomerong_TS | SDF2018
| Brundee | 2026 |  | 0.31 | 0.20735 | 0.37295 | 0.8312 | 0.31 | 0.20735 | 0.37295 | 0.8312 | Yes | West_Tomerong_TS | SDF2018
| Brundee | 2027 |  | 0.31 | 0.20735 | 0.37295 | 0.8312 | 0.31 | 0.20735 | 0.37295 | 0.8312 | Yes | West_Tomerong_TS | SDF2018
| Culburra | 2012 | [9 empty] | No | West_Tomerong_TS | SDF2018
| Culburra | 2013 | [9 empty] | No | West_Tomerong_TS | SDF2018
| Culburra | 2014 | [9 empty] | No | West_Tomerong_TS | SDF2018
| Culburra | 2015 | 9.265 | 8.928 | 2.4761 | 9.265 | 0.96363 | 8.928 | 2.4761 | 9.265 | 0.96363 | No | West_Tomerong_TS | SDF2018
| Culburra | 2016 | 8.739 | 8.496 | 2.0465 | 8.739 | 0.97219 | 8.496 | 2.0465 | 8.739 | 0.97219 | No | West_Tomerong_TS | SDF2018
| Culburra | 2017 | 11.501 | 11.088 | 3.0544 | 11.501 | 0.96409 | 11.088 | 3.0544 | 11.501 | 0.96409 | No | West_Tomerong_TS | SDF2018
| Culburra | 2018 |  | 11.0353 | 3.1735 | 11.4825 | 0.96105 | 11.0353 | 3.1735 | 11.4825 | 0.96105 | No | West_Tomerong_TS | SDF2018
| Culburra | 2019 |  | 10.9803 | 3.1577 | 11.4253 | 0.96105 | 10.9803 | 3.1577 | 11.4253 | 0.96105 | No | West_Tomerong_TS | SDF2018
| Culburra | 2020 |  | 10.9213 | 3.1407 | 11.3639 | 0.96105 | 10.9213 | 3.1407 | 11.3639 | 0.96105 | No | West_Tomerong_TS | SDF2018
| Culburra | 2021 |  | 10.8679 | 3.1253 | 11.3083 | 0.96105 | 10.8679 | 3.1253 | 11.3083 | 0.96105 | No | West_Tomerong_TS | SDF2018
| Culburra | 2022 |  | 10.8149 | 3.1101 | 11.2532 | 0.96105 | 10.8149 | 3.1101 | 11.2532 | 0.96105 | No | West_Tomerong_TS | SDF2018
| Culburra | 2023 |  | 10.7645 | 3.0956 | 11.2008 | 0.96105 | 10.7645 | 3.0956 | 11.2008 | 0.96105 | No | West_Tomerong_TS | SDF2018
| Culburra | 2024 |  | 10.717 | 3.0819 | 11.1514 | 0.96105 | 10.717 | 3.0819 | 11.1514 | 0.96105 | No | West_Tomerong_TS | SDF2018
| Culburra | 2025 |  | 10.6765 | 3.0703 | 11.1092 | 0.96105 | 10.6765 | 3.0703 | 11.1092 | 0.96105 | No | West_Tomerong_TS | SDF2018
| Culburra | 2026 |  | 10.6653 | 3.0671 | 11.0975 | 0.96105 | 10.6653 | 3.0671 | 11.0975 | 0.96105 | No | West_Tomerong_TS | SDF2018
| Culburra | 2027 |  | 10.6541 | 3.0639 | 11.0859 | 0.96105 | 10.6541 | 3.0639 | 11.0859 | 0.96105 | No | West_Tomerong_TS | SDF2018
| Huskisson | 2012 | [9 empty] | No | West_Tomerong_TS | SDF2018
| Huskisson | 2013 | [9 empty] | No | West_Tomerong_TS | SDF2018
| Huskisson | 2014 | [9 empty] | No | West_Tomerong_TS | SDF2018
| Huskisson | 2015 | 13.424 | 13.313 | 1.7227 | 13.424 | 0.99173 | 13.313 | 1.7227 | 13.424 | 0.99173 | No | West_Tomerong_TS | SDF2018
| Huskisson | 2016 | 14.989 | 14.774 | 2.5296 | 14.989 | 0.98566 | 14.774 | 2.5296 | 14.989 | 0.98566 | No | West_Tomerong_TS | SDF2018
| Huskisson | 2017 | 15.4984 | 15.3 | 2.4718 | 15.4984 | 0.9872 | 15.3 | 2.4718 | 15.4984 | 0.9872 | No | West_Tomerong_TS | SDF2018
| Huskisson | 2018 |  | 15.244 | 4.1602 | 15.8015 | 0.96472 | 15.244 | 4.1602 | 15.8015 | 0.96472 | No | West_Tomerong_TS | SDF2018
| Huskisson | 2019 |  | 15.2259 | 4.1553 | 15.7827 | 0.96472 | 15.2259 | 4.1553 | 15.7827 | 0.96472 | No | West_Tomerong_TS | SDF2018
| Huskisson | 2020 |  | 15.2539 | 4.1629 | 15.8118 | 0.96472 | 15.2539 | 4.1629 | 15.8118 | 0.96472 | No | West_Tomerong_TS | SDF2018
| Huskisson | 2021 |  | 15.2315 | 4.1568 | 15.7885 | 0.96472 | 15.2315 | 4.1568 | 15.7885 | 0.96472 | No | West_Tomerong_TS | SDF2018
| Huskisson | 2022 |  | 15.1686 | 4.1397 | 15.7234 | 0.96472 | 15.1686 | 4.1397 | 15.7234 | 0.96472 | No | West_Tomerong_TS | SDF2018
| Huskisson | 2023 |  | 15.1026 | 4.1216 | 15.6549 | 0.96472 | 15.1026 | 4.1216 | 15.6549 | 0.96472 | No | West_Tomerong_TS | SDF2018
| Huskisson | 2024 |  | 16.8432 | 4.5967 | 17.4592 | 0.96472 | 16.8432 | 4.5967 | 17.4592 | 0.96472 | No | West_Tomerong_TS | SDF2018
| Huskisson | 2025 |  | 16.7877 | 4.5815 | 17.4016 | 0.96472 | 16.7877 | 4.5815 | 17.4016 | 0.96472 | No | West_Tomerong_TS | SDF2018
| Huskisson | 2026 |  | 16.7745 | 4.5779 | 17.388 | 0.96472 | 16.7745 | 4.5779 | 17.388 | 0.96472 | No | West_Tomerong_TS | SDF2018
| Huskisson | 2027 |  | 16.7614 | 4.5743 | 17.3744 | 0.96472 | 16.7614 | 4.5743 | 17.3744 | 0.96472 | No | West_Tomerong_TS | SDF2018
| South_Nowra | 2012 | [9 empty] | No | West_Tomerong_TS | SDF2018
| South_Nowra | 2013 | [9 empty] | No | West_Tomerong_TS | SDF2018
| South_Nowra | 2014 | [9 empty] | No | West_Tomerong_TS | SDF2018
| South_Nowra | 2015 | 10.197 | 9.703 | 4.9058 | 10.8727 | 0.89242 | 8.9179 | 4.5089 | 9.9929 | 0.89242 | No | West_Tomerong_TS | SDF2018
| South_Nowra | 2016 | 11.069 | 9.826 | 4.1415 | 10.6631 | 0.92149 | 9.114 | 3.8414 | 9.8905 | 0.92149 | No | West_Tomerong_TS | SDF2018
| South_Nowra | 2017 | 10.53 | 9.776 | 3.2247 | 10.2941 | 0.94967 | 8.748 | 2.8856 | 9.2116 | 0.94967 | No | West_Tomerong_TS | SDF2018
| South_Nowra | 2018 |  | 11.4436 | 5.173 | 12.5585 | 0.91122 | 10.4156 | 4.7083 | 11.4303 | 0.91122 | No | West_Tomerong_TS | SDF2018
| South_Nowra | 2019 |  | 11.4843 | 5.1914 | 12.6032 | 0.91122 | 10.4563 | 4.7267 | 11.475 | 0.91122 | No | West_Tomerong_TS | SDF2018
| South_Nowra | 2020 |  | 11.9758 | 5.4136 | 13.1426 | 0.91122 | 10.9478 | 4.9489 | 12.0144 | 0.91122 | No | West_Tomerong_TS | SDF2018
| South_Nowra | 2021 |  | 11.9685 | 5.4103 | 13.1346 | 0.91122 | 10.9405 | 4.9456 | 12.0064 | 0.91122 | No | West_Tomerong_TS | SDF2018
| South_Nowra | 2022 |  | 11.9561 | 5.4047 | 13.121 | 0.91122 | 10.9281 | 4.94 | 11.9928 | 0.91122 | No | West_Tomerong_TS | SDF2018
| South_Nowra | 2023 |  | 11.9453 | 5.3998 | 13.1091 | 0.91122 | 10.9173 | 4.9351 | 11.981 | 0.91122 | No | West_Tomerong_TS | SDF2018
| South_Nowra | 2024 |  | 11.9351 | 5.3952 | 13.0979 | 0.91122 | 10.9071 | 4.9305 | 11.9698 | 0.91122 | No | West_Tomerong_TS | SDF2018
| South_Nowra | 2025 |  | 11.9313 | 5.3935 | 13.0938 | 0.91122 | 10.9033 | 4.9288 | 11.9656 | 0.91122 | No | West_Tomerong_TS | SDF2018
| South_Nowra | 2026 |  | 11.9525 | 5.4031 | 13.117 | 0.91122 | 10.9245 | 4.9384 | 11.9889 | 0.91122 | No | West_Tomerong_TS | SDF2018
| South_Nowra | 2027 |  | 11.9737 | 5.4127 | 13.1403 | 0.91122 | 10.9457 | 4.948 | 12.0122 | 0.91122 | No | West_Tomerong_TS | SDF2018
| Sussex_Inlet | 2012 | [9 empty] | No | West_Tomerong_TS | SDF2018
| Sussex_Inlet | 2013 | [9 empty] | No | West_Tomerong_TS | SDF2018
| Sussex_Inlet | 2014 | [9 empty] | No | West_Tomerong_TS | SDF2018
| Sussex_Inlet | 2015 | 4.944 | 4.695 | 1.5492 | 4.944 | 0.94964 | 4.695 | 1.5492 | 4.944 | 0.94964 | No | West_Tomerong_TS | SDF2018
| Sussex_Inlet | 2016 | 5.158 | 4.949 | 1.4534 | 5.158 | 0.95948 | 4.949 | 1.4534 | 5.158 | 0.95948 | No | West_Tomerong_TS | SDF2018
| Sussex_Inlet | 2017 | 7.464 | 7.27 | 1.6907 | 7.464 | 0.97401 | 7.27 | 1.6907 | 7.464 | 0.97401 | No | West_Tomerong_TS | SDF2018
| Sussex_Inlet | 2018 |  | 7.6341 | 2.3283 | 7.9813 | 0.9565 | 7.6341 | 2.3283 | 7.9813 | 0.9565 | No | West_Tomerong_TS | SDF2018
| Sussex_Inlet | 2019 |  | 7.6419 | 2.3307 | 7.9895 | 0.9565 | 7.6419 | 2.3307 | 7.9895 | 0.9565 | No | West_Tomerong_TS | SDF2018
| Sussex_Inlet | 2020 |  | 7.6384 | 2.3296 | 7.9858 | 0.9565 | 7.6384 | 2.3296 | 7.9858 | 0.9565 | No | West_Tomerong_TS | SDF2018
| Sussex_Inlet | 2021 |  | 7.6295 | 2.3269 | 7.9764 | 0.9565 | 7.6295 | 2.3269 | 7.9764 | 0.9565 | No | West_Tomerong_TS | SDF2018
| Sussex_Inlet | 2022 |  | 7.612 | 2.3216 | 7.9582 | 0.9565 | 7.612 | 2.3216 | 7.9582 | 0.9565 | No | West_Tomerong_TS | SDF2018
| Sussex_Inlet | 2023 |  | 7.5869 | 2.3139 | 7.932 | 0.9565 | 7.5869 | 2.3139 | 7.932 | 0.9565 | No | West_Tomerong_TS | SDF2018
| Sussex_Inlet | 2024 |  | 7.5589 | 2.3054 | 7.9027 | 0.9565 | 7.5589 | 2.3054 | 7.9027 | 0.9565 | No | West_Tomerong_TS | SDF2018
| Sussex_Inlet | 2025 |  | 7.5358 | 2.2983 | 7.8785 | 0.9565 | 7.5358 | 2.2983 | 7.8785 | 0.9565 | No | West_Tomerong_TS | SDF2018
| Sussex_Inlet | 2026 |  | 7.5324 | 2.2973 | 7.8749 | 0.9565 | 7.5324 | 2.2973 | 7.8749 | 0.9565 | No | West_Tomerong_TS | SDF2018
| Sussex_Inlet | 2027 |  | 7.5289 | 2.2962 | 7.8713 | 0.9565 | 7.5289 | 2.2962 | 7.8713 | 0.9565 | No | West_Tomerong_TS | SDF2018
| Tomerong_ZS | 2012 | [9 empty] | No | West_Tomerong_TS | SDF2018
| Tomerong_ZS | 2013 | [9 empty] | No | West_Tomerong_TS | SDF2018
| Tomerong_ZS | 2014 | [9 empty] | No | West_Tomerong_TS | SDF2018
| Tomerong_ZS | 2015 | 6.371 | 6.29 | 1.0127 | 6.371 | 0.98729 | 6.29 | 1.0127 | 6.371 | 0.98729 | No | West_Tomerong_TS | SDF2018
| Tomerong_ZS | 2016 | 8.538 | 8.25 | 2.1989 | 8.538 | 0.96627 | 8.25 | 2.1989 | 8.538 | 0.96627 | No | West_Tomerong_TS | SDF2018
| Tomerong_ZS | 2017 | 10.995 | 10.63 | 2.8095 | 10.995 | 0.9668 | 10.63 | 2.8095 | 10.995 | 0.9668 | No | West_Tomerong_TS | SDF2018
| Tomerong_ZS | 2018 |  | 10.6323 | 2.8101 | 10.9974 | 0.9668 | 10.6323 | 2.8101 | 10.9974 | 0.9668 | No | West_Tomerong_TS | SDF2018
| Tomerong_ZS | 2019 |  | 10.6373 | 2.8114 | 11.0026 | 0.9668 | 10.6373 | 2.8114 | 11.0026 | 0.9668 | No | West_Tomerong_TS | SDF2018
| Tomerong_ZS | 2020 |  | 10.5944 | 2.8001 | 10.9582 | 0.9668 | 10.5944 | 2.8001 | 10.9582 | 0.9668 | No | West_Tomerong_TS | SDF2018
| Tomerong_ZS | 2021 |  | 10.5671 | 2.7929 | 10.93 | 0.9668 | 10.5671 | 2.7929 | 10.93 | 0.9668 | No | West_Tomerong_TS | SDF2018
| Tomerong_ZS | 2022 |  | 10.5503 | 2.7884 | 10.9126 | 0.9668 | 10.5503 | 2.7884 | 10.9126 | 0.9668 | No | West_Tomerong_TS | SDF2018
| Tomerong_ZS | 2023 |  | 10.5359 | 2.7846 | 10.8977 | 0.9668 | 10.5359 | 2.7846 | 10.8977 | 0.9668 | No | West_Tomerong_TS | SDF2018
| Tomerong_ZS | 2024 |  | 10.5138 | 2.7788 | 10.8748 | 0.9668 | 10.5138 | 2.7788 | 10.8748 | 0.9668 | No | West_Tomerong_TS | SDF2018
| Tomerong_ZS | 2025 |  | 10.4864 | 2.7715 | 10.8464 | 0.9668 | 10.4864 | 2.7715 | 10.8464 | 0.9668 | No | West_Tomerong_TS | SDF2018
| Tomerong_ZS | 2026 |  | 10.4744 | 2.7683 | 10.8341 | 0.9668 | 10.4744 | 2.7683 | 10.8341 | 0.9668 | No | West_Tomerong_TS | SDF2018
| Tomerong_ZS | 2027 |  | 10.457 | 2.7638 | 10.8161 | 0.9668 | 10.457 | 2.7638 | 10.8161 | 0.9668 | No | West_Tomerong_TS | SDF2018
| Yatte_Yattah | 2012 | [9 empty] | No | West_Tomerong_TS | SDF2018
| Yatte_Yattah | 2013 | [9 empty] | No | West_Tomerong_TS | SDF2018
| Yatte_Yattah | 2014 | [9 empty] | No | West_Tomerong_TS | SDF2018
| Yatte_Yattah | 2015 | [9 empty] | No | West_Tomerong_TS | SDF2018
| Yatte_Yattah | 2016 | [9 empty] | No | West_Tomerong_TS | SDF2018
| Yatte_Yattah | 2017 | 5.052 | 4.807 | 1.5542 | 5.052 | 0.9515 | 4.807 | 1.5542 | 5.052 | 0.9515 | No | West_Tomerong_TS | SDF2018
| Yatte_Yattah | 2018 |  | 4.7868 | 1.5476 | 5.0308 | 0.9515 | 4.7868 | 1.5476 | 5.0308 | 0.9515 | No | West_Tomerong_TS | SDF2018
| Yatte_Yattah | 2019 |  | 4.7659 | 1.5409 | 5.0088 | 0.9515 | 4.7659 | 1.5409 | 5.0088 | 0.9515 | No | West_Tomerong_TS | SDF2018
| Yatte_Yattah | 2020 |  | 4.7438 | 1.5338 | 4.9856 | 0.9515 | 4.7438 | 1.5338 | 4.9856 | 0.9515 | No | West_Tomerong_TS | SDF2018
| Yatte_Yattah | 2021 |  | 4.7242 | 1.5274 | 4.9649 | 0.9515 | 4.7242 | 1.5274 | 4.9649 | 0.9515 | No | West_Tomerong_TS | SDF2018
| Yatte_Yattah | 2022 |  | 4.705 | 1.5212 | 4.9448 | 0.9515 | 4.705 | 1.5212 | 4.9448 | 0.9515 | No | West_Tomerong_TS | SDF2018
| Yatte_Yattah | 2023 |  | 4.6869 | 1.5154 | 4.9258 | 0.9515 | 4.6869 | 1.5154 | 4.9258 | 0.9515 | No | West_Tomerong_TS | SDF2018
| Yatte_Yattah | 2024 |  | 4.6699 | 1.5099 | 4.9079 | 0.9515 | 4.6699 | 1.5099 | 4.9079 | 0.9515 | No | West_Tomerong_TS | SDF2018
| Yatte_Yattah | 2025 |  | 4.6562 | 1.5054 | 4.8935 | 0.9515 | 4.6562 | 1.5054 | 4.8935 | 0.9515 | No | West_Tomerong_TS | SDF2018
| Yatte_Yattah | 2026 |  | 4.6563 | 1.5055 | 4.8937 | 0.9515 | 4.6563 | 1.5055 | 4.8937 | 0.9515 | No | West_Tomerong_TS | SDF2018
| Yatte_Yattah | 2027 |  | 4.6565 | 1.5055 | 4.8938 | 0.9515 | 4.6565 | 1.5055 | 4.8938 | 0.9515 | No | West_Tomerong_TS | SDF2018

## Capex forecast
Capex forecast
Insert description
Raw input of Capex forecast from Endeavour's workbook
| Code | ID | Description | 2018/19 | 2019/20 | 2020/21 | 2021/22 | 2022/23 | 2023/24 | 2024/25 | 2025/26 | 2026/27 | 2027/28 | Control | Driver | Modelling category | Site specific | Network Level | Site specific ZS | Site Specific or program | Comments
|  | AG | Automation - operational/capacity risk | 300000 | 300000 | 300000 | 300000 | 300000 | 300000 | 300000 | 300000 | 300000 | 300000 | Std | Capacity | Augex | Program | ST |  | Program
|  | AR | Asset relocation | 1674562.9105 | 1817759 | 1809464 | 1815980 | 1824516 | 1838449 | 1846369 | 1854271 | 1862211 | 1878172 | Std | Network Connection | Customer Connection | Program | HV |  | Program
|  | AU004 | Substation SCADA RTU replacement | 1044144 | 1840000 | 1840000 | 1840000 | 1840000 | 1840000 | 1840000 | 1840000 | 1840000 | 1840000 | Std | Renewal | Repex | Program | ST |  | Program
|  | AU013 | SCADA master station development software | 1000000 | 2000000 | 2000000 | 1000000 | 1000000 | 2000000 | 2000000 | 2000000 | 2000000 | 2000000 | Std | Renewal | Repex | Program | ST |  | Program
|  | CC002 | Communications development SCADA | 750000 | 500000 | 500000 | 500000 | 500000 | 500000 | 500000 | 500000 | 500000 | 500000 | Std | Renewal | Repex | Program | ST |  | Program
|  | CC007 | SCADA radio repeaters | 870000 | 696000 | 696000 | 696000 | 696000 | 696000 | 696000 | 696000 | 696000 | 696000 | Std | Renewal | Repex | Program | ST |  | Program
|  | CC020 | Microwave refurbishment and extension | 550000 | 450000 | 450000 | 450000 | 450000 | 450000 | 650000 | 650000 | 650000 | 650000 | Std | Renewal | Repex | Program | ST |  | Program
|  | DS002 | Pole substation refurbishment | 735000 | 735000 | 735000 | 735000 | 787500 | 840000 | 892500 | 945000 | 945000 | 945000 | Std | Renewal | Repex | Program | HV |  | Program
|  | DS005 | Distribution pole replacement | 10800000 | 11330000 | 12100000 | 12870000 | 13640000 | 14410000 | 15180000 | 16720000 | 17490000 | 17490000 | Std | Renewal | Repex | Program | HV |  | Program
|  | DS006 | LV CONSAC cable replacement | 6000000 | 6950000 | 8700000 | 9750000 | 10550000 | 10550000 | 10550000 | 10550000 | 10550000 | 10550000 | Std | Renewal | Repex | Program | LV |  | Program
|  | DS007 | Service wire replacement program | 9167401 | 9200000 | 9300000 | 9300000 | 9450000 | 9800000 | 10300000 | 11300000 | 12300000 | 12900000 | Std | Renewal | Repex | Program | LV |  | Program
|  | DS008 | Traffic black spot remediation | 1700000 | 1000000 | 1000000 | 1000000 | 1000000 | 1000000 | 1000000 | 1000000 | 1000000 | 1000000 | Std | Renewal | Repex | Program | HV |  | Program
|  | DS011 | HV distribution steel mains replacement | 4800000 | 4800000 | 4800000 | 4800000 | 5600000 | 5600000 | 6400000 | 6400000 | 6400000 | 6400000 | Std | Renewal | Repex | Program | HV |  | Program
|  | DS014 | LV cable network renewal | 0 | 650000 | 1950000 | 2340000 | 2340000 | 1300000 | 1300000 | 1300000 | 1300000 | 1300000 | Std | Renewal | Repex | Program | LV |  | Program
|  | DS301 | Ground substation refurbishment program | 510000 | 510000 | 510000 | 850000 | 850000 | 1020000 | 1275000 | 1275000 | 1275000 | 1275000 | Std | Renewal | Repex | Program | HV |  | Program
|  | DS302 | Distribution transformer replacement program | 1170000 | 1170000 | 1170000 | 1170000 | 1462500 | 1462500 | 1755000 | 1755000 | 1755000 | 1755000 | Std | Renewal | Repex | Program | HV |  | Program
|  | DS305 | Compact LV switchgear replacement | 508400 | 500000 | 500000 | 500000 | 500000 | 500000 | 500000 | 500000 | 500000 | 500000 | Std | Renewal | Repex | Program | LV |  | Program
|  | DS307 | Holec MD4 epoxy switchgear replacement | 4035224.6688 | 5950000 | 6300000 | 7875000 | 7875000 | 7875000 | 7875000 | 7875000 | 7875000 | 7875000 | Std | Renewal | Repex | Program | HV |  | Program
|  | DS308 | HV RGB12 switchgear replacement | 598000 | 0 | 0 | 0 | 0 | 0 | 0 | 0 | 0 | 0 | Std | Renewal | Repex | Program | HV |  | Program
|  | DS312 | Miscellaneous substation renewal expenditure | 750000 | 3500000 | 3500000 | 3500000 | 3500000 | 3500000 | 4000000 | 4000000 | 4000000 | 4000000 | Std | Renewal | Repex | Program | HV |  | Program
|  | DS315 | Low voltage switchgear replacement | 354000 | 708000 | 708000 | 708000 | 708000 | 708000 | 708000 | 708000 | 708000 | 708000 | Std | Renewal | Repex | Program | LV |  | Program
|  | DS317 | Future distribution substation renewals | 0 | 0 | 0 | 0 | 0 | 0 | 9200000 | 13700000 | 18400000 | 20200000 | Std | Renewal | Repex | Program | HV |  | Program
|  | DS318 | Distribution substation earthing refurbishment | 676000 | 270000 | 270000 | 270000 | 270000 | 270000 | 270000 | 270000 | 270000 | 270000 | Std | Renewal | Repex | Program | HV |  | Program
|  | DS405 | Air break switch replacement | 6146400.5487 | 3690000 | 3690000 | 3690000 | 3690000 | 3690000 | 3690000 | 3690000 | 3690000 | 3690000 | Std | Renewal | Repex | Program | HV |  | Program
|  | DS409 | Miscellaneous mains renewal expenditure | 750000 | 1100000 | 1150000 | 1150000 | 1200000 | 1200000 | 1400000 | 1400000 | 1400000 | 1400000 | Std | Renewal | Repex | Program | HV |  | Program
|  | DS413 | Low mains remediation | 1800000 | 1625000 | 1625000 | 1625000 | 1625000 | 1625000 | 975000 | 975000 | 975000 | 975000 | Std | Renewal | Repex | Program | LV |  | Program
|  | DS414 | Copper distribution mains replacement | 5600000 | 1440000 | 2400000 | 2400000 | 2400000 | 2400000 | 2400000 | 2400000 | 2400000 | 2400000 | Std | Renewal | Repex | Program | HV |  | Program
|  | DS415 | LV mains replacement | 550000 | 880000 | 1100000 | 1210000 | 1210000 | 1100000 | 1100000 | 1100000 | 1100000 | 1100000 | Std | Renewal | Repex | Program | LV |  | Program
|  | DS416 | Asbestos service fuse replacement | 261000 | 261000 | 0 | 0 | 0 | 0 | 0 | 0 | 0 | 0 | Std | Renewal | Repex | Program | LV |  | Program
|  | DS417 | Distribution access track reconstruction | 500000 | 440000 | 1408000 | 1892000 | 1892000 | 0 | 0 | 0 | 0 | 0 | Std | Renewal | Repex | Program | HV |  | Program
|  | DS418 | Pole top structure/hardware refurbishment | 5000000 | 10000000 | 9000000 | 9000000 | 8000000 | 8000000 | 8000000 | 8000000 | 8000000 | 8000000 | Std | Renewal | Repex | Program | LV |  | Program
|  | DS420 | Future distribution feeder refurbishment works | 0 | 0 | 0 | 0 | 0 | 0 | 9200000 | 13700000 | 18400000 | 20200000 | Std | Renewal | Repex | Program | HV |  | Program
|  | DU | Duct installation RMS road works | 1955226.0176 | 2152731 | 2206549 | 2261713 | 2318255 | 2376212 | 2435617 | 2496508 | 2558920 | 2558920 | Std | Network Connection | Customer Connection | Program | HV |  | Program
|  | EF001 | Distribution management system | 12000000 | 8585365.8537 | 3616894.7055 | 92859.9411 | 0 | 0 | 0 | 0 | 0 | 0 | Std | Other System | Other | Other | Other |  | Other
|  | EF002 | Technology pilots | 552599 | 500000 | 500000 | 2000000 | 2000000 | 2000000 | 2000000 | 2000000 | 2000000 | 2000000 | Std | Other System | Other | Other | Other |  | Other
|  | EF003 | Battery energy storage system pilot | 1692215 | 0 | 0 | 0 | 0 | 0 | 0 | 0 | 0 | 0 | Std | Other System | Other | Other | Other |  | Other
|  | HVW | HV development works | 7057544 | 6800844 | 7103063 | 6647368 | 6275047 | 5947097 | 6000000 | 6000000 | 6000000 | 6000000 | Std | Capacity | Augex | Program | HV |  | Program
|  | IC | Industrial & commercial | 10000000 | 13836506 | 13286183 | 13262397 | 13309313 | 13547284 | 13569703 | 13590130 | 13610660 | 13651924 | Std | Network Connection | Customer Connection | Program | HV |  | Program
|  | LV001 | Overloaded distribution sub uprates | 120000 | 120000 | 120000 | 120000 | 120000 | 120000 | 120000 | 120000 | 120000 | 120000 | Std | Capacity | Augex | Program | LV |  | Program
|  | LV002 | Quality of supply reactive projects | 500000 | 500000 | 500000 | 500000 | 500000 | 500000 | 500000 | 500000 | 500000 | 500000 | Std | Capacity | Other | Other | Other |  | Other
|  | LV003 | LV planning reactive projects | 1000000 | 1000000 | 1000000 | 1000000 | 1000000 | 1000000 | 1000000 | 1000000 | 1000000 | 1000000 | Std | Capacity | Other | Other | Other |  | Other
|  | LV005 | Dsub monitoring & LV feeder monitoring for solar PV | 250000 | 250000 | 250000 | 250000 | 250000 | 250000 | 250000 | 250000 | 250000 | 250000 | Std | Capacity | Other | Other | Other |  | Other
|  | MC104 | Meters - renewal | 25000 | 25000 | 0 | 0 | 0 | 0 | 0 | 0 | 0 | 0 | Remove (Alt) | Renewal | Exclude | Exclude | LV |  | Exclude
|  | MC105 | Relays - renewal | 300000 | 957584 | 907185 | 856786 | 806386 | 755987 | 705588 | 655189 | 604790 | 554391 | Std | Renewal | Other | Other | Other |  | Other
|  | MC107 | Test equipment | 80000 | 80000 | 80000 | 80000 | 80000 | 85000 | 85000 | 85000 | 85000 | 85000 | Remove (Alt) | Other System | Exclude | Exclude | LV |  | Exclude
|  | MC109 | Demand management technology | 500000 | 1400000 | 750000 | 750000 | 750000 | 750000 | 750000 | 750000 | 750000 | 750000 | Std | Other System | Other | Other | Other |  | Other
|  | NU | Non urban extension | 850000 | 1731521 | 1666575 | 1664189 | 1670205 | 1698923 | 1702034 | 1704910 | 1707800 | 1713610 | Std | Network Connection | Customer Connection | Program | HV |  | Program
|  | PQ001 | Permanent power quality monitoring | 615000 | 100000 | 100000 | 100000 | 100000 | 100000 | 100000 | 100000 | 100000 | 100000 | Std | Other System | Other | Other | Other |  | Other
|  | PQ004 | Power quality monitoring replacement | 400000 | 342400 | 617700 | 873300 | 947600 | 1364538 | 1299560 | 1429516 | 1429516 | 1169604 | Std | Other System | Other | Other | Other |  | Other
|  | PR081 | Collimore Park ZS establishment | 0 | 0 | 0 | 0 | 0 | 0 | 0 | 5576000 | 11152000 | 11152000 | Std | Network Connection | Augex | Site Specific | ST |  | Exclude | Capex allocated to Collimore Park that does not exist yet.
|  | PR110 | Edmondson Park ZS establishment | 2187000 | 1887804.878 | 5710.8864 | 0 | 0 | 0 | 0 | 0 | 0 | 0 | Std | Network Connection | Augex | Site Specific | ST | Edmondson_Park | Site Specific
|  | PR113 | Augment feeder 308 Nepean to Douglas Park | 518000 | 6072000 | 0 | 0 | 0 | 0 | 0 | 0 | 0 | 0 | Std | Capacity | Augex | Site Specific | ST |  | Exclude | Capex was provided as a combo for Wilton, Tower and Appin Colliery, Macarthur Filtration Plant, Maldon, Appin and Menangle Park. Wilton and Maldon are ZS, Tower and Appin are major customers and Menangle Park is not listed as a substation.
|  | PR170 | Holsworthy 33/11kV ZS establishment | 0 | 0 | 0 | 0 | 0 | 0 | 0 | 4082000 | 8164000 | 8164000 | Std | Network Connection | Augex | Site Specific | HV |  | Exclude | Capex allocated to Holsworth that does not exist yet.
|  | PR190 | Eschol Park ZS establishment | 0 | 0 | 0 | 0 | 0 | 0 | 0 | 4208000 | 8416000 | 8416000 | Std | Network Connection | Augex | Site Specific | ST |  | Exclude | Capex allocated to Eschol_Park that does not exist yet.
|  | PR248 | Penrith Lakes ZS site acquisition | 0 | 0 | 0 | 0 | 1000000 | 0 | 0 | 0 | 0 | 0 | Std | Network Connection | Augex | Site Specific | ST | Cranebrook | Site Specific
|  | PR249 | Establish Penrith Lakes 33/11kV Zone Substation | 0 | 0 | 0 | 0 | 0 | 3610000 | 14440000 | 0 | 0 | 0 | Std | Network Connection | Augex | Site Specific | ST | Cranebrook | Site Specific
|  | PR258 | Menangle Park 66/11kV ZS establishment | 3800000 | 3500000 | 0 | 0 | 0 | 0 | 0 | 0 | 0 | 0 | Std | Network Connection | Augex | Site Specific | ST |  | Exclude | Endeavour provided that this capex was specific to Menangle Park, which is not listed as a ZS.
|  | PR270 | West Epping Zone Substation establishment | 0 | 0 | 0 | 0 | 0 | 0 | 0 | 6472000 | 12944000 | 12944000 | Std | Network Connection | Augex | Site Specific | ST |  | Exclude | Endeavour provided that this capex was specific to West Epping, which is not listed as a ZS.
|  | PR278 | Kemps Creek new BSP associated works | 0 | 0 | 0 | 0 | 0 | 0 | 0 | 0 | 2140000 | 2140000 | Std | Network Connection | Augex | Site Specific | ST | Kemps_Creek | Site Specific
|  | PR292 | South Marsden Park (industrial) 132/11kV ZS establishment | 14500000 | 9560975.6098 | 0 | 0 | 0 | 0 | 0 | 0 | 0 | 0 | Std | Network Connection | Augex | Site Specific | ST | South_Marsden_Park | Site Specific
|  | PR423 | Maryland ZS establishment | 0 | 0 | 4166800 | 8333600 | 8333600 | 0 | 0 | 0 | 0 | 0 | Std | Network Connection | Augex | Site Specific | ST |  | Program | Linked to Oran Park and South West Sector Macarthur 132kV.
|  | PR425 | Austral ZS establishment (interim initially) | 0 | 0 | 2379535.9905 | 0 | 0 | 0 | 0 | 0 | 0 | 0 | Std | Network Connection | Augex | Site Specific | ST | Hinchinbrook | Site Specific
|  | PR427 | Leppington North ZS establishment | 10000000 | 2911434.1463 | 284587.7454 | 0 | 0 | 0 | 0 | 0 | 0 | 0 | Std | Network Connection | Augex | Site Specific | ST | North_Leppington | Site Specific
|  | PR430 | North Rossmore ZS site purchase | 0 | 0 | 0 | 0 | 3000000 | 0 | 0 | 0 | 0 | 0 | Std | Network Connection | Augex | Site Specific | ST |  | Program
|  | PR432 | Rossmore ZS site purchase | 0 | 0 | 0 | 0 | 0 | 3000000 | 0 | 0 | 0 | 0 | Std | Network Connection | Augex | Site Specific | ST |  | Program
|  | PR433 | Rossmore ZS establishment | 0 | 0 | 0 | 0 | 0 | 0 | 0 | 0 | 0 | 10000000 | Std | Network Connection | Augex | Site Specific | ST |  | Exclude | Endeavour provided that this capex was specific to Rossmore, which is not listed as a ZS.
|  | PR435 | Catherine Fields North ZS establishment (interim) | 0 | 0 | 0 | 0 | 0 | 0 | 5652000 | 11304000 | 11304000 | 0 | Std | Network Connection | Augex | Site Specific | ST |  | Exclude | Endeavour provided that this capex was specific to Catherine Park, which is not listed as a ZS.
|  | PR437 | Catherine Fields 11kV feeder works | 530000 | 0 | 0 | 0 | 0 | 0 | 0 | 0 | 0 | 0 | Std | Network Connection | Augex | Site Specific | HV |  | Exclude | Endeavour provided that this capex was specific to Catherine Park, which is not listed as a ZS.
|  | PR438 | North Bringelly ZS site purchase | 0 | 0 | 0 | 0 | 0 | 3500000 | 0 | 0 | 0 | 0 | Std | Network Connection | Augex | Site Specific | ST |  | Program
|  | PR439 | North Bringelly ZS establishment | 0 | 0 | 0 | 0 | 0 | 0 | 0 | 4420000 | 8840000 | 8840000 | Std | Network Connection | Augex | Site Specific | ST |  | Exclude | Endeavour provided that this capex was specific to North Bringelly, which is not listed as a ZS.
|  | PR444 | Culburra Beach development (33kV fdr and single transformer ZS) | 0 | 0 | 0 | 0 | 0 | 0 | 0 | 0 | 3665000 | 3665000 | Std | Network Connection | Augex | Site Specific | ST | Culburra | Site Specific
|  | PR499 | Southpipe (Oakdale Estate) ZS 132/11kV establishment | 0 | 5452000 | 12904000 | 8904000 | 0 | 0 | 0 | 0 | 0 | 0 | Std | Network Connection | Augex | Site Specific | ST | Southpipe_Oakdale_Industrial | Site Specific
|  | PR599 | Penrith CBD ZS site purchase | 3720000 | 0 | 0 | 0 | 0 | 0 | 0 | 0 | 0 | 0 | Std | Capacity | Augex | Site Specific | ST |  | Exclude | Endeavour provided that this capex was specific to Penrith CBD, which is not listed as a ZS.
|  | PR602 | Riverstone West site purchase | 0 | 0 | 0 | 0 | 0 | 0 | 0 | 5000000 | 0 | 0 | Std | Network Connection | Augex | Site Specific | ST |  | Exclude | Endeavour provided that this capex was specific to Riverstone_West, which is not listed as a ZS.
|  | PR603 | Eschol Park ZS site purchase | 0 | 0 | 0 | 0 | 0 | 0 | 3000000 | 0 | 0 | 0 | Std | Network Connection | Augex | Site Specific | ST |  | Exclude | Capex allocated to Eschol_Park that does not exist yet.
|  | PR620 | West Dapto ZS establishment | 0 | 0 | 0 | 2467000 | 4934000 | 4934000 | 0 | 0 | 0 | 0 | Std | Network Connection | Augex | Site Specific | ST | West_Dapto | Site Specific
|  | PR653 | Avondale (South West Dapto) 132/11kV ZS establishment | 0 | 0 | 0 | 0 | 0 | 0 | 0 | 5000000 | 5000000 | 5000000 | Std | Network Connection | Augex | Site Specific | ST |  | Exclude | Endeavour provided that this capex was specific to Avondale, which is not listed as a ZS.
|  | PR656 | Leppington South ZS establishment (permanent) | 10900000 | 12195121.9512 | 1903628.7924 | 0 | 0 | 0 | 0 | 0 | 0 | 0 | Std | Network Connection | Augex | Site Specific | ST | South_Leppington | Site Specific
|  | PR657 | Calderwood ZS establishment (interim initially) | 200000 | 7851000 | 7851000 | 0 | 0 | 0 | 0 | 0 | 0 | 0 | Std | Network Connection | Augex | Site Specific | ST | Calderwood | Site Specific
|  | PR659 | Avondale (South West Dapto) 132/11kV Zone Substation establishment site purchase | 0 | 0 | 0 | 0 | 0 | 0 | 2500000 | 0 | 0 | 0 | Std | Network Connection | Augex | Site Specific | ST |  | Exclude | Endeavour provided that this capex was specific to Avondale, which is not listed as a ZS.
|  | PR673 | Liverpool ZS 11kV switchboard extension & distribution works | 950000 | 0 | 0 | 0 | 0 | 0 | 0 | 0 | 0 | 0 | Std | Capacity | Augex | Site Specific | HV | Liverpool | Site Specific
|  | PR677 | South Penrith Zone Substation | 0 | 4615000 | 13230000 | 10230000 | 0 | 0 | 0 | 0 | 0 | 0 | Std | Network Connection | Augex | Site Specific | ST | Penrith_11kV | Site Specific
|  | PR698 | Marsden Park (residential) 132/11kV ZS - stage 2 | 0 | 3462500 | 5462500 | 0 | 0 | 0 | 0 | 0 | 0 | 0 | Std | Network Connection | Augex | Site Specific | ST | Marsden_Park | Site Specific
|  | PR700 | Riverstone east ZS establishment | 0 | 0 | 0 | 4129000 | 8258000 | 8258000 | 0 | 0 | 0 | 0 | Std | Network Connection | Augex | Site Specific | ST | Riverstone | Site Specific
|  | PR702 | Penrith ZS 11kV transformer cable constraints | 50400 | 0 | 0 | 0 | 0 | 0 | 0 | 0 | 0 | 0 | Std | Capacity | Augex | Site Specific | HV | Penrith_11kV | Site Specific
|  | PR703 | Riverstone East site purchase | 0 | 6000000 | 0 | 0 | 0 | 0 | 0 | 0 | 0 | 0 | Std | Network Connection | Augex | Site Specific | ST | Riverstone | Site Specific
|  | PR704 | Oakdale (Southpipe) site purchase | 300000 | 0 | 0 | 0 | 0 | 0 | 0 | 0 | 0 | 0 | Std | Network Connection | Augex | Site Specific | ST | Oakdale | Site Specific
|  | PR710 | Feeder 868 rebuild & rearrangement South32 | 22000 | 0 | 0 | 0 | 0 | 0 | 0 | 0 | 0 | 0 | Std | Capacity | Augex | Program | ST |  | Program
|  | PR713 | Box Hill 132/22kV ZS establishment | 0 | 4964000 | 15928000 | 13928000 | 0 | 0 | 0 | 0 | 0 | 0 | Std | Network Connection | Augex | Site Specific | ST | Box_Hill | Site Specific
|  | PR715 | Nepean TS constraints | 0 | 0 | 0 | 0 | 0 | 0 | 0 | 0 | 0 | 0 | Std | Capacity | Augex | Site Specific | ST | Nepean_ZS | Site Specific
|  | PR717 | Acquire improved site for West Dapto ZS | 0 | 2000000 | 0 | 0 | 0 | 0 | 0 | 0 | 0 | 0 | Std | Network Connection | Augex | Site Specific | ST | West_Dapto | Site Specific
|  | PR722 | Camellia TS connection works for Ausgrid | 187082 | 31070.2439 | 95724.9256 | 0 | 0 | 0 | 0 | 0 | 0 | 0 | Std | Network Connection | Augex | Site Specific | ST |  | Exclude | Linked to Ausgrid Auburn and Lidcombe, which are major customers.
|  | PR723 | Supply to Luddenham Science Park | 0 | 6104000 | 18208000 | 16208000 | 0 | 0 | 0 | 0 | 0 | 0 | Std | Network Connection | Augex | Site Specific | ST | Science_Park | Site Specific
|  | PR724 | Establish Mt Gilead ZS | 0 | 0 | 0 | 3854000 | 7708000 | 7708000 | 0 | 0 | 0 | 0 | Std | Network Connection | Augex | Site Specific | ST |  | Exclude | Linked to Mt_Gilead, which is not listed as a ZS.
|  | PR727 | Luddenham ZS site purchase | 0 | 975609.7561 | 0 | 0 | 0 | 0 | 0 | 0 | 0 | 0 | Std | Network Connection | Augex | Site Specific | ST |  | Program
|  | PR728 | Western Sydney Employment Lands ZS | 0 | 0 | 0 | 4696000 | 9392000 | 9392000 | 0 | 0 | 0 | 0 | Std | Network Connection | Augex | Site Specific | ST |  | Program
|  | PR729 | Cheriton Avenue 3rd transformer | 0 | 0 | 0 | 0 | 0 | 0 | 0 | 7480000 | 0 | 0 | Std | Capacity | Augex | Site Specific | ST | Cheriton_Avenue | Site Specific
|  | PR732 | Feeder 214/215 contraints | 0 | 4725000 | 4725000 | 0 | 0 | 0 | 0 | 0 | 0 | 0 | Std | Capacity | Augex | Site Specific | ST | Parklea | Site Specific
|  | PR733 | Bringelly ZS augmentation | 0 | 0 | 0 | 0 | 0 | 0 | 0 | 4134000 | 8268000 | 8268000 | Std | Network Connection | Augex | Site Specific | ST | Bringelly | Site Specific
|  | PR735 | Termeil area distribution works | 0 | 0 | 0 | 0 | 0 | 0 | 0 | 0 | 0 | 0 | Std | Capacity | Augex | Site Specific | ST |  | Exclude | Endeavour provided that this capex was specific to Termeil, which is not listed as a ZS.
|  | PR739 | South Gilead (South Campbelltown) | 0 | 0 | 0 | 0 | 0 | 3854000 | 7708000 | 7708000 | 0 | 0 | Std | Network Connection | Augex | Site Specific | ST | SW_Sector_Macarthur_66 | Site Specific
|  | PR740 | AFIC upgrade Minto, Prospect, Kingswood | 1900000 | 0 | 0 | 0 | 0 | 0 | 0 | 0 | 0 | 0 | Std | Capacity | Augex | Program | ST |  | Program
|  | PR741 | Western Sydney Airport 132kV supply | 0 | 0 | 0 | 20411167 | 20411167 | 20411167 | 0 | 0 | 0 | 0 | Remove | Network Connection | Exclude | Exclude | ST |  | Exclude
|  | PR742 | North Bomaderry ZS establishment | 0 | 0 | 0 | 3692000 | 7384000 | 7384000 | 0 | 0 | 0 | 0 | Std | Network Connection | Augex | Site Specific | ST | Bomaderry | Site Specific
|  | PR744 | Termeil ZS establishment | 0 | 0 | 0 | 0 | 3972500 | 3972500 | 0 | 0 | 0 | 0 | Std | Network Connection | Augex | Site Specific | ST | Ulladulla | Site Specific
|  | PR745 | Austral Permanent ZS establishment | 0 | 0 | 0 | 0 | 0 | 0 | 11295000 | 11295000 | 0 | 0 | Std | Network Connection | Augex | Site Specific | ST |  | Exclude | Endeavour provided that this capex was specific to Austral, which is not listed as a ZS.
|  | PR746 | Sydney University - Western Sydney Employment Lands ZS establishment | 0 | 0 | 0 | 0 | 0 | 0 | 0 | 0 | 12240000 | 12240000 | Std | Network Connection | Augex | Site Specific | ST |  | Exclude | Endeavour provided that this capex was specific to Western Sydney Employment Lands, which is not listed as a ZS.
|  | PR748 | Establish permanent Catherine Park ZS | 0 | 0 | 0 | 1913000 | 3827000 | 3827000 | 0 | 0 | 0 | 0 | Std | Network Connection | Augex | Site Specific | ST |  | Exclude | Endeavour provided that this capex was specific to Catherine Park, which is not listed as a ZS.
|  | PR749 | Nepean ZS augmentation | 0 | 0 | 0 | 0 | 0 | 0 | 7102439.0244 | 0 | 0 | 0 | Std | Capacity | Augex | Site Specific | ST | Nepean_ZS | Site Specific
|  | PR750 | Feeder 512 augmentation | 280000 | 0 | 0 | 0 | 0 | 0 | 0 | 0 | 0 | 0 | Std | Capacity | Augex | Program | ST |  | Program
|  | PR751 | Parklea ZS to Bella Vista ZS load transfer | 0 | 4000000 | 0 | 0 | 0 | 0 | 0 | 0 | 0 | 0 | Std | Capacity | Augex | Site Specific | HV |  | Program | Was linked to Parklea and Bella Vista so converted to program.
|  | PR752 | Kemps Creek 132kV conversion | 0 | 0 | 0 | 0 | 0 | 0 | 20762000 | 8898000 | 0 | 0 | Std | Network Connection | Augex | Site Specific | ST | Kemps_Creek | Site Specific
|  | PR754 | Augment Westmead Zone Substation | 0 | 0 | 0 | 0 | 6417500 | 6417500 | 6040000 | 0 | 0 | 0 | Std | Network Connection | Augex | Site Specific | ST | Westmead | Site Specific
|  | PR755 | Narellan ZS busbar augmentation | 0 | 0 | 0 | 0 | 0 | 0 | 7280000 | 0 | 0 | 0 | Std | Capacity | Augex | Site Specific | ST | Narellan | Site Specific
|  | PR756 | Luddenham ZS augmentation | 0 | 0 | 0 | 0 | 0 | 0 | 11970000 | 5130000 | 0 | 0 | Std | Network Connection | Augex | Site Specific | ST | Luddenham | Site Specific
|  | PS008 | Substation protection relay refurbishment | 3600000 | 4218000 | 4218000 | 4218000 | 4218000 | 4218000 | 4218000 | 4218000 | 4218000 | 4218000 | Std | Renewal | Repex | Program | HV |  | Program
|  | PS011 | Protection refurbishment (miscellaneous) | 895000 | 700000 | 700000 | 700000 | 700000 | 700000 | 700000 | 700000 | 700000 | 700000 | Std | Renewal | Repex | Program | HV |  | Program
|  | PS012 | Distribution feeder safety improvement | 4615800 | 3100000 | 0 | 0 | 0 | 0 | 0 | 0 | 0 | 0 | Std | Renewal | Repex | Program | HV |  | Program
|  | PS013 | Feeder differential relay replacement | 330000 | 330000 | 330000 | 330000 | 330000 | 330000 | 330000 | 330000 | 330000 | 330000 | Std | Renewal | Repex | Program | HV |  | Program
|  | PS014 | Under frequency load shedding | 500000 | 550000 | 550000 | 0 | 0 | 0 | 0 | 0 | 0 | 0 | Std | Renewal | Repex | Program | HV |  | Program
|  | RC | Reliability compliance | 4000000 | 4000000 | 4000000 | 4000000 | 4000000 | 4000000 | 4000000 | 4000000 | 4000000 | 4000000 | Std | Reliability | Other | Other | Other |  | Other
|  | SL001 | Streetlighting growth | 1400000 | 1750000 | 1750000 | 1750000 | 1750000 | 1750000 | 1750000 | 1750000 | 1750000 | 1750000 | Remove (Alt) | Capacity | Exclude | Exclude | LV |  | Exclude
|  | SL002 | Streetlighting refurbishment | 3000000 | 3000000 | 3000000 | 3000000 | 3000000 | 3000000 | 3000000 | 3000000 | 3000000 | 3000000 | Remove (Alt) | Renewal | Exclude | Exclude | LV |  | Exclude
|  | SP | Essential spares | 1239026 | 1000000 | 1000000 | 1000000 | 1000000 | 1000000 | 1000000 | 1000000 | 1000000 | 1000000 | Std | Renewal | Repex | Program | ST |  | Program
|  | TM012 | Sub-transmission pole replacement | 2500000 | 3720000 | 3720000 | 3720000 | 3720000 | 4920000 | 4920000 | 4920000 | 4920000 | 4920000 | Std | Renewal | Repex | Program | ST |  | Program
|  | TM014 | Renewal of 33kV and 66kV gas and oil filled cables | 0 | 0 | 0 | 0 | 0 | 720000 | 765000 | 1530000 | 1485000 | 1485000 | Std | Renewal | Repex | Program | ST |  | Program
|  | TM015 | Subtransmission tower replacement | 1600000 | 1600000 | 1600000 | 4000000 | 5600000 | 5600000 | 5600000 | 5600000 | 5600000 | 5600000 | Std | Renewal | Repex | Program | ST |  | Program
|  | TM027 | Steel tower asbestos removal | 3013000 | 0 | 0 | 0 | 0 | 0 | 0 | 0 | 0 | 0 | Std | Renewal | Repex | Program | ST |  | Program
|  | TM028 | 132kV oil cable replacement | 0 | 0 | 9900000 | 9900000 | 9900000 | 9900000 | 10200000 | 9900000 | 9900000 | 10200000 | Remove | Renewal | Exclude | Exclude | ST |  | Exclude
|  | TM030 | Feeder 7028 replacement | 500000 | 1650000 | 2200000 | 2200000 | 2200000 | 2200000 | 0 | 0 | 0 | 0 | Std | Renewal | Repex | Site Specific | ST |  | Program
|  | TM132 | Sub-transmission pilot cable renewal program | 0 | 950000 | 950000 | 950000 | 950000 | 950000 | 950000 | 950000 | 950000 | 950000 | Std | Renewal | Repex | Program | ST |  | Program
|  | TM134 | Wollongong - Port Kembla pilot cable replacement | 0 | 1615000 | 1615000 | 1615000 | 1615000 | 1615000 | 1615000 | 1615000 | 1615000 | 1615000 | Std | Renewal | Repex | Program | ST |  | Program
|  | TM135 | Optical fibre protection and communication upgrades in the Blue Mountains | 0 | 650000 | 650000 | 650000 | 650000 | 650000 | 650000 | 650000 | 650000 | 650000 | Std | Renewal | Repex | Program | ST |  | Program
|  | TM137 | Optical fibre protection and communication upgrades in the Macarthur area | 0 | 1280000 | 1280000 | 1280000 | 1280000 | 1280000 | 1280000 | 1280000 | 1280000 | 1280000 | Std | Renewal | Repex | Program | ST |  | Program
|  | TM138 | 132kV optical fibre ring completion | 5000 | 0 | 0 | 0 | 0 | 0 | 0 | 0 | 0 | 0 | Std | Renewal | Repex | Program | ST |  | Program
|  | TM171 | Replacement of corroded earthwires | 2000000 | 1340000 | 1000000 | 900000 | 900000 | 900000 | 900000 | 900000 | 900000 | 900000 | Std | Renewal | Repex | Program | ST |  | Program
|  | TM172 | Earthwire replacement due to fault rating | 0 | 1000000 | 1000000 | 1000000 | 1000000 | 1000000 | 1000000 | 1000000 | 1000000 | 1000000 | Std | Renewal | Repex | Program | ST |  | Program
|  | TM174 | Hardex earthwire replacement | 0 | 1000000 | 1000000 | 1000000 | 1000000 | 1000000 | 1000000 | 1000000 | 1000000 | 1000000 | Std | Renewal | Repex | Program | ST |  | Program
|  | TM302 | Oil filled cable auxiliary equipment refurbishment | 0 | 0 | 72000 | 0 | 0 | 0 | 0 | 72000 | 0 | 0 | Std | Renewal | Repex | Program | ST |  | Program
|  | TM303 | Guilford and Camellia 132kV cables oil testing and flushing | 465136 | 0 | 90000 | 0 | 0 | 0 | 0 | 90000 | 0 | 0 | Std | Renewal | Repex | Site Specific | ST |  | Program
|  | TM401 | South Coast 33kV overhead line refurbishment | 998000 | 1080000 | 1080000 | 1200000 | 1200000 | 1200000 | 1200000 | 1200000 | 1200000 | 1200000 | Std | Renewal | Repex | Program | ST |  | Program
|  | TM419 | Future sub-transmission feeder refurbishment works | 0 | 0 | 0 | 0 | 0 | 0 | 9200000 | 13700000 | 18400000 | 20200000 | Std | Renewal | Repex | Program | ST |  | Program
|  | TM801 | Steel tower painting program | 0 | 0 | 0 | 0 | 0 | 0 | 800000 | 800000 | 800000 | 800000 | Std | Renewal | Repex | Program | ST |  | Program
|  | TM803 | Steel tower below ground rectification work | 2599999.92 | 2100000 | 2100000 | 2100000 | 2100000 | 2100000 | 2100000 | 2100000 | 2100000 | 2100000 | Std | Renewal | Repex | Program | ST |  | Program
|  | TM805 | Earthing refurbishment of lines 940/941 | 178388.89 | 280000 | 280000 | 280000 | 280000 | 20000 | 20000 | 20000 | 20000 | 20000 | Std | Renewal | Repex | Site Specific | ST |  | Program
|  | TM809 | Subtransmission line earthing refurbishment | 0 | 0 | 600000 | 600000 | 600000 | 600000 | 600000 | 600000 | 600000 | 600000 | Std | Renewal | Repex | Program | ST |  | Program
|  | TS004 | 132kV circuit breaker replacement | 903000 | 362000 | 362000 | 362000 | 362000 | 362000 | 362000 | 362000 | 362000 | 362000 | Std | Renewal | Repex | Program | ST |  | Program
|  | TS005 | 33kV circuit breaker replacement | 3410000 | 851500 | 851500 | 851500 | 851500 | 851500 | 851500 | 851500 | 851500 | 851500 | Std | Renewal | Repex | Program | ST |  | Program
|  | TS007 | 11kV circuit breaker replacement | 0 | 0 | 350000 | 350000 | 0 | 0 | 0 | 0 | 0 | 0 | Std | Renewal | Repex | Program | HV |  | Program
|  | TS008 | Battery replacement | 1253792 | 1200000 | 1200000 | 1200000 | 1200000 | 1200000 | 1200000 | 1200000 | 1200000 | 1200000 | Std | Renewal | Repex | Program | ST |  | Program
|  | TS009 | Auxiliary switchgear replacement | 817000 | 1000000 | 1000000 | 1000000 | 1000000 | 1000000 | 750000 | 0 | 0 | 0 | Std | Renewal | Repex | Program | HV |  | Program
|  | TS015 | Replacement of surge arrester in zone and sub-transmission substations | 132000 | 110000 | 110000 | 110000 | 110000 | 44000 | 44000 | 44000 | 44000 | 44000 | Std | Renewal | Repex | Program | ST |  | Program
|  | TS016 | VT and CT replacement | 1095000 | 700000 | 700000 | 700000 | 700000 | 700000 | 700000 | 700000 | 700000 | 700000 | Std | Renewal | Repex | Program | ST |  | Program
|  | TS017 | Power transformer refurbishment | 600000 | 600000 | 600000 | 600000 | 600000 | 600000 | 600000 | 600000 | 600000 | 600000 | Std | Renewal | Repex | Program | ST |  | Program
|  | TS024 | Building and amenities refurbishment | 500000 | 2000000 | 2000000 | 2000000 | 2000000 | 2000000 | 2000000 | 2000000 | 2000000 | 2000000 | Std | Renewal | Repex | Program | ST |  | Program
|  | TS025 | Asbestos and other hazardous material reporting, management and removal | 650000 | 520000 | 520000 | 520000 | 520000 | 520000 | 520000 | 520000 | 520000 | 520000 | Std | Renewal | Repex | Program | ST |  | Program
|  | TS026 | Noise attenuation in ZS and TS | 0 | 1000000 | 1000000 | 1000000 | 1000000 | 1000000 | 1000000 | 1000000 | 1000000 | 1000000 | Std | Renewal | Repex | Program | ST |  | Program
|  | TS027 | Substation switchyard lighting improvement | 0 | 120000 | 120000 | 120000 | 120000 | 120000 | 120000 | 120000 | 120000 | 120000 | Std | Renewal | Repex | Program | ST |  | Program
|  | TS031 | Substation safety fence upgrade program | 300000 | 100000 | 100000 | 100000 | 100000 | 100000 | 100000 | 100000 | 100000 | 100000 | Std | Renewal | Repex | Program | ST |  | Program
|  | TS032 | Substation security systems | 0 | 150000 | 150000 | 150000 | 0 | 0 | 0 | 0 | 0 | 0 | Std | Renewal | Repex | Program | ST |  | Program
|  | TS033 | Substation fire hydrant installations | 200000 | 200000 | 200000 | 200000 | 200000 | 200000 | 200000 | 200000 | 200000 | 200000 | Std | Renewal | Repex | Program | ST |  | Program
|  | TS034 | Substation deluge showers and fire blankets | 160000 | 160000 | 160000 | 160000 | 160000 | 160000 | 160000 | 160000 | 160000 | 160000 | Std | Renewal | Repex | Program | ST |  | Program
|  | TS035 | Substation oil containment program - bund walls | 210000 | 70000 | 70000 | 70000 | 70000 | 70000 | 70000 | 70000 | 70000 | 70000 | Std | Renewal | Repex | Program | ST |  | Program
|  | TS036 | Substation earthing | 998483 | 1000000 | 500000 | 500000 | 500000 | 500000 | 500000 | 500000 | 500000 | 500000 | Std | Renewal | Repex | Program | ST |  | Program
|  | TS049 | Tunnelboard refurbishment | 0 | 45000 | 45000 | 45000 | 45000 | 45000 | 45000 | 45000 | 45000 | 45000 | Std | Renewal | Repex | Program | ST |  | Program
|  | TS050 | POW switching for capacitors | 0 | 0 | 0 | 0 | 600000 | 0 | 0 | 0 | 0 | 0 | Std | Renewal | Repex | Program | ST |  | Program
|  | TS055 | 66kV circuit breaker replacement | 258000 | 258000 | 258000 | 258000 | 258000 | 258000 | 258000 | 258000 | 258000 | 258000 | Std | Renewal | Repex | Program | ST |  | Program
|  | TS057 | Substation insulation co-ordination | 150000 | 150000 | 150000 | 150000 | 150000 | 150000 | 150000 | 150000 | 150000 | 150000 | Std | Renewal | Repex | Program | ST |  | Program
|  | TS086 | Busbar support and isolator replacement | 325000 | 94500 | 94500 | 94500 | 94500 | 94500 | 94500 | 94500 | 94500 | 94500 | Std | Renewal | Repex | Program | ST |  | Program
|  | TS116 | Roof refurbishment for control and switch rooms | 500000 | 1500000 | 1500000 | 1500000 | 1500000 | 1500000 | 1500000 | 1500000 | 1500000 | 1500000 | Std | Renewal | Repex | Program | ST |  | Program
|  | TS122 | Leabons Lane Zone Substation renewal | 75000 | 0 | 0 | 0 | 0 | 0 | 0 | 0 | 0 | 0 | Std | Renewal | Repex | Site Specific | ST | Leabons_Lane | Site Specific
|  | TS127 | Castle Hill Zone Substation renewal | 163333 | 0 | 0 | 0 | 0 | 0 | 0 | 0 | 0 | 0 | Std | Renewal | Repex | Site Specific | ST | Castle_Hill | Site Specific
|  | TS128 | Capacitor bank refurbishment | 1270000 | 0 | 0 | 0 | 0 | 0 | 0 | 0 | 0 | 0 | Std | Renewal | Repex | Program | ST |  | Program
|  | TS144 | Substation fire stopping measures | 198000 | 66000 | 66000 | 66000 | 66000 | 66000 | 66000 | 66000 | 66000 | 66000 | Std | Renewal | Repex | Program | ST |  | Program
|  | TS146 | Marayong Zone Substation renewal | 13051000 | 6698000 | 0 | 0 | 0 | 0 | 0 | 0 | 0 | 0 | Std | Renewal | Repex | Site Specific | ST | Marayong | Site Specific
|  | TS155 | Sussex Inlet Zone Substation - stage 2 renewal | 2400000 | 3663000 | 3771428.5714 | 0 | 0 | 0 | 0 | 0 | 0 | 0 | Std | Renewal | Repex | Site Specific | ST | Sussex_Inlet | Site Specific
|  | TS163 | Unanderra Zone Substation renewal | 0 | 0 | 0 | 4000000 | 5000000 | 6000000 | 0 | 0 | 0 | 0 | Std | Renewal | Repex | Site Specific | ST | Unanderra | Site Specific
|  | TS165 | Greystanes Zone Substation renewal | 0 | 0 | 0 | 0 | 0 | 6970000 | 6970000 | 7000000 | 0 | 0 | Std | Renewal | Repex | Site Specific | ST | Greystanes | Site Specific
|  | TS167 | Carlingford Transmission Substation control building replacement | 0 | 4500000 | 4500000 | 4500000 | 0 | 0 | 0 | 0 | 0 | 0 | Std | Renewal | Repex | Site Specific | ST |  | Exclude | Endeavour provided that this capex was specific to Carlingford, which is not listed as a ZS.
|  | TS173 | 11kV switchboard truck replacement program | 2894255 | 0 | 0 | 0 | 0 | 0 | 0 | 0 | 0 | 0 | Std | Renewal | Repex | Program | HV |  | Program
|  | TS174 | West Wollongong Zone Substation 11kV renewal | 0 | 0 | 3000000 | 4000000 | 5500000 | 0 | 0 | 0 | 0 | 0 | Std | Renewal | Repex | Site Specific | HV | West_Wollongong | Site Specific
|  | TS177 | Substation battery duplication | 1582100 | 1000000 | 1000000 | 1000000 | 1000000 | 1000000 | 1000000 | 1000000 | 1000000 | 600000 | Std | Renewal | Repex | Program | ST |  | Program
|  | TS178 | Jerrara SS steel support structures | 0 | 0 | 0 | 0 | 0 | 0 | 0 | 0 | 0 | 0 | Std | Renewal | Repex | Site Specific | ST |  | Exclude | Endeavour provided that this capex was specific to Jerara, which is not listed as a ZS.
|  | TS179 | 33kV wall bushing replacement | 38000 | 120000 | 120000 | 180000 | 180000 | 180000 | 180000 | 180000 | 180000 | 180000 | Std | Renewal | Repex | Program | ST |  | Program
|  | TS180 | Transformer fire wall installation | 200000 | 200000 | 200000 | 200000 | 200000 | 200000 | 200000 | 200000 | 200000 | 200000 | Std | Renewal | Repex | Program | ST |  | Program
|  | TS181 | 11kV capacitor bank refurbishment | 887526 | 0 | 0 | 0 | 0 | 0 | 0 | 0 | 0 | 0 | Std | Renewal | Repex | Program | HV |  | Program
|  | TS184 | Blaxland Zone Substation reinstatement | 691500 | 0 | 0 | 0 | 0 | 0 | 0 | 0 | 0 | 0 | Std | Renewal | Repex | Site Specific | ST | Blaxland | Site Specific
|  | TS185 | Penrith TS civil development | 2101666.63 | 2000000 | 0 | 0 | 0 | 0 | 0 | 0 | 0 | 0 | Std | Renewal | Repex | Site Specific | ST |  | Program
|  | TS187 | Mobile substation No 2 refurbishment | 270000 | 0 | 0 | 0 | 0 | 0 | 0 | 0 | 0 | 0 | Std | Renewal | Repex | Program | ST |  | Program
|  | TS188 | Bossley Park ZS civil refurbishment | 200000 | 0 | 0 | 0 | 0 | 0 | 0 | 0 | 0 | 0 | Std | Renewal | Repex | Site Specific | ST | Bossley_Park | Site Specific
|  | TS199 | Future sub-transmission substation renewal programs | 0 | 4000000 | 6000000 | 6000000 | 6000000 | 12000000 | 12500000 | 17000000 | 20500000 | 23500000 | Std | Renewal | Repex | Program | ST |  | Program
|  | TS600 | Power transformer replacement | 0 | 10000000 | 12000000 | 12000000 | 14000000 | 14000000 | 16000000 | 16000000 | 16000000 | 16000000 | Std | Renewal | Repex | Program | ST |  | Program
|  | TS615 | Gerringong ZS 33kV No 2 transformer replacement | 6894.09 | 0 | 0 | 0 | 0 | 0 | 0 | 0 | 0 | 0 | Std | Renewal | Repex | Site Specific | ST | Gerringong | Site Specific
|  | TS616 | Camellia TS transformer replacement and 33kV busbar rearrangement | 2608611 | 0 | 0 | 0 | 0 | 0 | 0 | 0 | 0 | 0 | Std | Renewal | Repex | Site Specific | ST |  | Exclude | Endeavour provided that this capex was specific to Camelia, which is not listed as a ZS.
|  | TS617 | Prospect ZS transformer replacement | 2449406 | 0 | 0 | 0 | 0 | 0 | 0 | 0 | 0 | 0 | Std | Renewal | Repex | Site Specific | ST | Prospect | Site Specific
|  | TS618 | Albion Park ZS transformer replacement | 2457614 | 0 | 0 | 0 | 0 | 0 | 0 | 0 | 0 | 0 | Std | Renewal | Repex | Site Specific | ST | Albion_Park | Site Specific
|  | TS700 | 11kV zone substation switchboard replacement | 0 | 6250000 | 6875000 | 6875000 | 7500000 | 7500000 | 7500000 | 7500000 | 7500000 | 7500000 | Std | Renewal | Repex | Program | HV |  | Program
|  | TS701 | North Rocks ZS 11kV switchboard replacement | 2100000 | 0 | 0 | 0 | 0 | 0 | 0 | 0 | 0 | 0 | Std | Renewal | Repex | Site Specific | HV | North_Rocks | Site Specific
|  | TS702 | Kellyville ZS 11kV switchboard replacement | 1890000 | 0 | 0 | 0 | 0 | 0 | 0 | 0 | 0 | 0 | Std | Renewal | Repex | Site Specific | HV | Kellyville | Site Specific
|  | TS703 | Horsley Park ZS 11kV switchboard replacement | 2610000 | 0 | 0 | 0 | 0 | 0 | 0 | 0 | 0 | 0 | Std | Renewal | Repex | Site Specific | HV | Horsley_Park | Site Specific
|  | TS704 | Port Central ZS 11kV switchboard replacement | 1740000 | 0 | 0 | 0 | 0 | 0 | 0 | 0 | 0 | 0 | Std | Renewal | Repex | Site Specific | HV | Port_Central | Site Specific
|  | UR | Underground residential | 33939845.5741 | 43969550 | 42124113 | 42033971 | 42179479 | 42961866 | 43025596 | 43082634 | 43139956 | 43255175 | Std | Network Connection | Customer Connection | Program | HV |  | Program
|  | SW | Network Switching | 3277639.0026 | 6283900.8865 | 6382175.5445 | 6686467.7532 | 6495126.3573 | 6714861.5396 | 7423719.2767 | 7683873.5145 | 7944102.7058 | 8085985.7683 | Std | Overheads | Overheads | Program | OH |  | Program
|  | OH | Capitalised Overheads | 73255146 | 73106139.0812 | 73273110.1037 | 73775204.5564 | 73462071.757 | 73820942.4206 | 76860996.0999 | 77233408.4879 | 77593252.7624 | 77784338.9426 | Std | Overheads | Overheads | Program | OH |  | Program

## Capitalised OH forecast
Capitalised OH forecast
Insert description
Raw input of Capex forecast from Endeavour's workbook
| Description | 2019 | 2020 | 2021 | 2022 | 2023 | 2024 | 2025 | 2026 | 2027 | 2028
| Capitalised overheads proportion of capex | 0.27956 | 0.24374 | 0.24814 | 0.25414 | 0.26083 | 0.25318 | 0.22446 | 0.21802 | 0.21216 | 0.20927

## Coincident demand
Coincident demand
Insert description
Input of coincident demand proportions
| Voltage | Demand Split
| LV | 77.04%
| HV | 7.5%
| ST | 15.46%

## Opex proportion
Opex proportion
Insert description
Input of RAB and operating expenditure data from determination
|  | 2015 | 2016 | 2017 | 2018 | 2019
| RAB ($m) | 5944.3 | 6223.7 | 6444 | 6658.5 | 6859.9
| Operating expenditure ($m) | 235.8 | 239.5 | 243.3 | 247.5 | 252.3
| Opex proportion of RAB | 3.967% | 3.848% | 3.776% | 3.717% | 3.678%
| Average opex proportion of RAB | 3.797%
RIN opex breakdown
| Line item | 2016 RIN value | Proportion of opex | Cost class
| Vegetation management | 50355048 | 13.53% | Avoidable
| Maintenance | 57454880 | 15.44% | Avoidable
| Emergency response | 25105750 | 6.745% | Avoidable
| Non-network | 60393826 | 16.23% | Unavoidable
| network overheads | 62808456 | 16.87% | Avoidable
| corporate overheads | 116096939 | 31.19% | Unavoidable
| Avoidable opex proportion | 52.58%
| Average avoidable opex proportion of RAB | 1.997%
Input of regulatory depreciation from determination
|  | 2015 | 2016 | 2017 | 2018 | 2019
| Regulator depreciation ($m) | 69.3 | 78.9 | 89.7 | 93.8 | 100
| Depreciation proportion of RAB | 1.166% | 1.268% | 1.392% | 1.409% | 1.458%
| Average depreciation proportion of RAB | 1.338%