## Intro
Electricity Distribution Network Service Providers
Roll Forward Model
Version: 01
Date: 26 June 2008
Introduction
This Roll Forward Model (RFM) is used by the Australian Energy Regulator to determine the value of the opening
regulatory asset base for distribution network service providers.
AMENDMENT RECORD
|  | version no. | date of issue |  | details of amendments
|  | version 01 | 2008-06-26
R O L L F O R W A R D M O D E L
electricity distribution module
1

## Input
Input Variables | Input cells are in blue
Opening Regulated Asset Base for 2004-05 ($m Nominal)
| Asset Class Name |  |  | Opening Asset Value | Remaining Life | Standard Life | Forecast Net Capex | Forecast Regulatory Depreciation | Prudent Additional Capex Allowance | Foregone Return on Additional Capex | Forecast Assets Under Construction | Actual Assets Under Construction | Opening Tax Value | Tax Remaining Life | Tax Standard Life | Base Financial Year
Asset Class 1 | Overhead Sub-Transmission Lines |  |  | 765.668 | 37.073 | 55 | [6 empty] | 258.7368 | 11.2153 | 45 | 2005-06
Asset Class 2 | Underground Sub-Transmission Cables |  |  | 11.664 | 11.5829 | 45 | [6 empty] | 7.4471 | 13.4311 | 50
Asset Class 3 | Overhead Distribution Lines |  |  | 1396.348 | 36.2707 | 50 | [6 empty] | 444.5484 | 15.3475 | 45
Asset Class 4 | Underground Distribution Cables |  |  | 279.215 | 44.91 | 60 | [6 empty] | 81.5459 | 14.6336 | 50
Asset Class 5 | Distribution Equipment |  |  | 40.02 | 18.9848 | 35 | [6 empty] | 0 | 0 | 45
Asset Class 6 | Substation Bays |  |  | 347.08 | 30.1782 | 45 | [6 empty] | 112.8693 | 3.2185 | 40
Asset Class 7 | Substation Establishment |  |  | 190.968 | 30.653 | 60 | [6 empty] | 47.8353 | n/a | 40
Asset Class 8 | Distribution Substation Switchgear |  |  | 37.851 | 34.2543 | 45 | [6 empty] | 16.9293 | 25.6353 | 40
Asset Class 9 | Zone Transformers |  |  | 93.959 | 20.7782 | 50 | [6 empty] | 64.606 | 9.9845 | 40
Asset Class 10 | Distribution Transformers |  |  | 417.915 | 19.1467 | 45 | [6 empty] | 252.0303 | 11.7638 | 40
Asset Class 11 | Low Voltage Services |  |  | 114.945 | 5.8958 | 35 | [6 empty] | 170.2588 | 10.3788 | 40
Asset Class 12 | Metering |  |  | 59.903 | 6.4823 | 25 | [6 empty] | 1.4834 | 0.34943 | 25
Asset Class 13 | Communications – Pilot Wires |  |  | 36.574 | 17.1628 | 35 | [6 empty] | 6.2277 | 8.2689 | 10
Asset Class 14 | Generation Assets |  |  | 3.666 | 7.9351 | 30 | [6 empty] | 2.0328 | 7.4607 | 15
Asset Class 15 | Street Lighting
Asset Class 16 | Other Equipment |  |  | 0 | 0 | 40 | [6 empty] | 0.50819 | 21.3689 | 40
Asset Class 17 | Control Centre - SCADA |  |  | 15.718 | 6.1833 | 7 | [6 empty] | 4.9577 | 3.7235 | 10
Asset Class 18 | Land & Easements (System) |  |  | 44.571 | n/a | n/a | [6 empty] | 12.8106 | n/a | n/a
Asset Class 19 | Buildings (System) |  |  | 0 | n/a | 40 | [6 empty] | 0 | 0 | 40
Asset Class 20 | Communications |  |  | 5.208 | 6.359 | 30 | [6 empty] | 3.4287 | 3.2382 | 10
Asset Class 21 | IT Systems |  |  | 61.481 | 1.6091 | 5 | [6 empty] | 44.9747 | 3.1635 | 4
Asset Class 22 | Office Equipment & Furniture |  |  | 25.478 | 10.6291 | 7 | [6 empty] | 8.2168 | 4.3511 | 10
Asset Class 23 | Motor Vehicles |  |  | 89.815 | 4.8444 | 10 | [6 empty] | 46.0249 | 4.2196 | 13.5
Asset Class 24 | Plant & Equipment |  |  | 33.079 | 4.5482 | 10 | [6 empty] | 17.8012 | 3.8614 | 5
Asset Class 25 | Buildings |  |  | 75.045 | 7.9649 | 40 | [6 empty] | 73.451 | 17.1 | 40
Asset Class 26 | Land & Easements |  |  | 0 | n/a | n/a | [6 empty] | 15.0553 | n/a | n/a
Asset Class 27 | Land Improvements |  |  | 0 | 0 | 40 | [6 empty] | 0 | 0 | 40
Asset Class 28 | Equity Raising Costs
Asset Class 29
Asset Class 30
Total |  |  |  | 4146.171 |  |  | 0 | 0 | 0 | 0 | 0 | 0 | 1693.7801
Actual Capital Expenditure – As Incurred ($m Nominal)
Year | 2004-05 | 2005-06 | 2006-07 | 2007-08 | 2008-09 | 2009-010 | 2010-011 | 2011-012 | 2012-013 | 2013-014 | 2014-015
Overhead Sub-Transmission Lines | 2005-06: 18.02; 2006-07: 66.75; 2007-08: 76.078; 2008-09: 72.452; 2009-010: 62.4837 | 40.9173 | 61.2982
Underground Sub-Transmission Cables | 2005-06: 0.316; 2006-07: 3.44; 2007-08: 18.929; 2008-09: 5.683; 2009-010: 14.6584 | 15.4475 | 13.8866
Overhead Distribution Lines | 2005-06: 239.911; 2006-07: 150.54; 2007-08: 122.204; 2008-09: 143.41; 2009-010: 145.6115 | 130.8276 | 124.8767
Underground Distribution Cables | 2005-06: 16.114; 2006-07: 86.391; 2007-08: 81.141; 2008-09: 69.716; 2009-010: 102.9629 | 85.5674 | 85.6181
Distribution Equipment | 2005-06: 10.6; 2006-07: 3.561; 2007-08: 0.671; 2008-09: 0.483; 2009-010: 17.0182 | 34.3432 | 33.6022
Substation Bays | 2005-06: 44.441; 2006-07: 64.779; 2007-08: 115.716; 2008-09: 147.571; 2009-010: 95.0639 | 51.256 | 63.3704
Substation Establishment | 2005-06: 14.201; 2006-07: 27.414; 2007-08: 5.077; 2008-09: 20.377; 2009-010: 27.8861 | 21.4607 | 27.4598
Distribution Substation Switchgear | 2005-06: 2.878; 2006-07: 15.06; 2007-08: 12.847; 2008-09: 18.306; 2009-010: 6.8851 | 32.5702 | 38.0218
Zone Transformers | 2005-06: 12.407; 2006-07: 20.481; 2007-08: 54.54; 2008-09: 38.424; 2009-010: 24.0743 | 20.4124 | 20.2337
Distribution Transformers | 2005-06: 77.117; 2006-07: 100.19; 2007-08: 93.522; 2008-09: 101.48; 2009-010: 102.8875 | 97.9168 | 102.6051
Low Voltage Services | 2005-06: 21.256; 2006-07: 16.193; 2007-08: 15.291; 2008-09: 15.647; 2009-010: 11.437 | 11.2848 | 10.2114
Metering | 2005-06: 6.748; 2006-07: 11.45; 2007-08: 8.536; 2008-09: 11.881; 2009-010: 12.836 | 7.2859 | 17.42
Communications – Pilot Wires | 2005-06: 1.971; 2006-07: 1.752; 2007-08: 3.731; 2008-09: 3.765; 2009-010: 37.068 | 5.6298 | 35.677
Generation Assets | 2005-06: 0.869; 2006-07: 0; 2007-08: 0; 2008-09: 0.894; 2009-010: 0.066384 | 0 | 0.063162
Street Lighting
Other Equipment | 2005-06: 0; 2006-07: 7.469; 2007-08: 4.365; 2008-09: 5.318; 2009-010: 0.13925 | 0.34978 | 0.84904
Control Centre - SCADA | 2005-06: 5.701; 2006-07: 11.778; 2007-08: 16.4; 2008-09: 7.25; 2009-010: 10.0955 | 5.5468 | 10.2593
Land & Easements (System) | 2005-06: 0; 2006-07: 0.576; 2007-08: 1.56; 2008-09: 8.266; 2009-010: 17.1104 | 21.6353 | 15.0168
Buildings (System) | 2005-06: 0; 2006-07: 0; 2007-08: 0; 2008-09: 0; 2009-010: 0 | 7.7951 | 10.2683
Communications | 2005-06: 0.068; 2006-07: 5.743; 2007-08: 0.418; 2008-09: 0.404; 2009-010: 0 | 0 | 0
IT Systems | 2005-06: 73.642; 2006-07: 35.991; 2007-08: 12.131; 2008-09: 14.555; 2009-010: 12.9899 | 7.1225 | 24.3858
Office Equipment & Furniture | 2005-06: 0.841; 2006-07: 1.981; 2007-08: 4.249; 2008-09: 2.004; 2009-010: 0.5212 | 0.75729 | 0.52274
Motor Vehicles | 2005-06: 37.702; 2006-07: 27.98; 2007-08: 21.312; 2008-09: 23.886; 2009-010: 28.3451 | 32.0513 | 28.4287
Plant & Equipment | 2005-06: 11.43; 2006-07: 28.438; 2007-08: 35.057; 2008-09: 17.613; 2009-010: 7.3521 | 6.919 | 7.3738
Buildings | 2005-06: 23.94; 2006-07: 25.087; 2007-08: 20.466; 2008-09: 16.079; 2009-010: 83.922 | 22.6232 | 67.6872
Land & Easements | 2005-06: 0.162; 2006-07: 10.607; 2007-08: 0.023; 2008-09: 2.495; 2009-010: 1.6399 | 0.51267 | 1.4922
Land Improvements | 2005-06: 0; 2006-07: 1.463; 2007-08: 3.357; 2008-09: 6.656; 2009-010: 0 | 0 | 0
Equity Raising Costs
Total | 0 | 620.335 | 725.114 | 727.621 | 754.615 | 823.0543 | 0 | 0 | 0 | 0 | 0 | 660.2323 | 800.6282
3650.7393
Actual Asset Disposal – As Incurred ($m Nominal)
Year | 2004-05 | 2005-06 | 2006-07 | 2007-08 | 2008-09 | 2009-010 | 2010-011 | 2011-012 | 2012-013 | 2013-014 | 2014-015
Overhead Sub-Transmission Lines | 2005-06: 1.645; 2006-07: 1.552; 2007-08: 14.775; 2008-09: 3.973; 2009-010: 2.7
Underground Sub-Transmission Cables | 2005-06: 0.117; 2006-07: 0.105; 2007-08: 0.256; 2008-09: 0.135; 2009-010: 0.14
Overhead Distribution Lines | 2005-06: 9.474; 2006-07: 9.716; 2007-08: 10.904; 2008-09: 12.776; 2009-010: 14.24
Underground Distribution Cables | 2005-06: 0.7; 2006-07: 6.245; 2007-08: 10.205; 2008-09: 7.163; 2009-010: 4.5
Distribution Equipment | 2005-06: 0; 2006-07: 0; 2007-08: 0.813; 2008-09: 0.012; 2009-010: 0
Substation Bays | 2005-06: 0.691; 2006-07: 0.281; 2007-08: 0.362; 2008-09: 0.36; 2009-010: 0.08
Substation Establishment | 2005-06: 0; 2006-07: 0.007; 2007-08: 0; 2008-09: 0.203; 2009-010: 0
Distribution Substation Switchgear | 2005-06: 0.181; 2006-07: 0.421; 2007-08: 0.613; 2008-09: 0.949; 2009-010: 0.36
Zone Transformers | 2005-06: 0.003; 2006-07: 0; 2007-08: 0.003; 2008-09: 0; 2009-010: 0.52
Distribution Transformers | 2005-06: 1.81; 2006-07: 5.707; 2007-08: 9.689; 2008-09: 8.072; 2009-010: 8.04
Low Voltage Services | 2005-06: 3.9; 2006-07: 2.202; 2007-08: 1.329; 2008-09: 1.672; 2009-010: 1.24
Metering | 2005-06: 0.169; 2006-07: 1.048; 2007-08: 0.602; 2008-09: 0.545; 2009-010: 0.26
Communications – Pilot Wires | 2005-06: 0; 2006-07: 0.008; 2007-08: 0.014; 2008-09: 0.012; 2009-010: 0
Generation Assets | 2005-06: 0; 2006-07: 0; 2007-08: 0; 2008-09: 0; 2009-010: 0
Street Lighting | bar: 2009-010
Other Equipment | 2005-06: 0; 2006-07: 0; 2007-08: 0; 2008-09: 0; 2009-010: 0
Control Centre - SCADA | 2005-06: 0.015; 2006-07: 0; 2007-08: 0.002; 2008-09: 0.13; 2009-010: 0.02
Land & Easements (System) | 2005-06: 0; 2006-07: 0; 2007-08: 0; 2008-09: 0.011; 2009-010: 0
Buildings (System) | 2005-06: 0; 2006-07: 0; 2007-08: 0; 2008-09: 0; 2009-010: 0
Communications | 2005-06: 0.001; 2006-07: 0.002; 2007-08: 0.021; 2008-09: 0.025; 2009-010: 0.04
IT Systems | 2005-06: 0.078; 2006-07: 1.663; 2007-08: 51.77; 2008-09: 0.013; 2009-010: 0.02
Office Equipment & Furniture | 2005-06: 0.125; 2006-07: 0.038; 2007-08: 0.072; 2008-09: 0.092; 2009-010: 0.22
Motor Vehicles | 2005-06: 3.444; 2006-07: 3.447; 2007-08: 2.228; 2008-09: 7.131; 2009-010: 4.04
Plant & Equipment | 2005-06: 0.086; 2006-07: 0.139; 2007-08: 0.116; 2008-09: 0.538; 2009-010: 0.4
Buildings | 2005-06: 0.956; 2006-07: 0; 2007-08: 0; 2008-09: 1.063; 2009-010: 0.02
Land & Easements | 2005-06: 0.316; 2006-07: 0; 2007-08: 0; 2008-09: 1.202; 2009-010: 0
Land Improvements | 2005-06: 0; 2006-07: 0; 2007-08: 0; 2008-09: 0.017; 2009-010: 0
Equity Raising Costs
Total | 0 | 23.711 | 32.581 | 103.774 | 46.094 | 36.84 | 0 | 0 | 0 | 0 | 0
243
Actual Customer Contributions – As Incurred ($m Nominal)
Year | 2004-05 | 2005-06 | 2006-07 | 2007-08 | 2008-09 | 2009-010 | 2010-011 | 2011-012 | 2012-013 | 2013-014 | 2014-015
Overhead Sub-Transmission Lines
Underground Sub-Transmission Cables
Overhead Distribution Lines
Underground Distribution Cables
Distribution Equipment
Substation Bays
Substation Establishment
Distribution Substation Switchgear
Zone Transformers
Distribution Transformers
Low Voltage Services
Metering
Communications – Pilot Wires
Generation Assets
Street Lighting
Other Equipment
Control Centre - SCADA
Land & Easements (System)
Buildings (System)
Communications
IT Systems
Office Equipment & Furniture
Motor Vehicles
Plant & Equipment
Buildings
Land & Easements
Land Improvements
Equity Raising Costs
Total | 0 | 0 | 0 | 0 | 0 | 0 | 0 | 0 | 0 | 0 | 0
0
Actual Net Capital Expenditure – As Incurred ($m Real 2004-05)
Year | 2004-05 | 2005-06 | 2006-07 | 2007-08 | 2008-09 | 2009-010 | 2010-011 | 2011-012 | 2012-013 | 2013-014 | 2014-015
Overhead Sub-Transmission Lines | 0 | 16.0006 | 61.8637 | 56.7824 | 60.8492 | 51.8422 | 0 | 0 | 0 | 0 | 0
Underground Sub-Transmission Cables | 0 | 0.19445 | 3.1644 | 17.296 | 4.9299 | 12.5898 | 0 | 0 | 0 | 0 | 0
Overhead Distribution Lines | 0 | 225.1681 | 133.6221 | 103.0926 | 116.0791 | 113.9206 | 0 | 0 | 0 | 0 | 0
Underground Distribution Cables | 0 | 15.0616 | 76.0473 | 65.7051 | 55.5835 | 85.3834 | 0 | 0 | 0 | 0 | 0
Distribution Equipment | 0 | 10.3576 | 3.3789 | -0.13153 | 0.41852 | 14.7575 | 0 | 0 | 0 | 0 | 0
Substation Bays | 0 | 42.7497 | 61.1995 | 106.8476 | 130.8091 | 82.3666 | 0 | 0 | 0 | 0 | 0
Substation Establishment | 0 | 13.8763 | 26.0054 | 4.7026 | 17.9263 | 24.1818 | 0 | 0 | 0 | 0 | 0
Distribution Substation Switchgear | 0 | 2.6353 | 13.8903 | 11.3318 | 15.4231 | 5.6583 | 0 | 0 | 0 | 0 | 0
Zone Transformers | 0 | 12.1204 | 19.4336 | 50.5154 | 34.1429 | 20.4255 | 0 | 0 | 0 | 0 | 0
Distribution Transformers | 0 | 73.5851 | 89.651 | 77.651 | 83.0007 | 82.2483 | 0 | 0 | 0 | 0 | 0
Low Voltage Services | 0 | 16.9592 | 13.2755 | 12.9324 | 12.4179 | 8.8425 | 0 | 0 | 0 | 0 | 0
Metering | 0 | 6.4286 | 9.87 | 7.3489 | 10.073 | 10.9055 | 0 | 0 | 0 | 0 | 0
Communications – Pilot Wires | 0 | 1.9259 | 1.6548 | 3.4429 | 3.3348 | 32.144 | 0 | 0 | 0 | 0 | 0
Generation Assets | 0 | 0.84913 | 0 | 0 | 0.79439 | 0.057565 | 0 | 0 | 0 | 0 | 0
Street Lighting | 0 | 0 | 0 | 0 | 0 | 0 | 0 | 0 | 0 | 0 | 0
Other Equipment | 0 | 0 | 7.087 | 4.0431 | 4.7255 | 0.12075 | 0 | 0 | 0 | 0 | 0
Control Centre - SCADA | 0 | 5.556 | 11.1757 | 15.1888 | 6.3267 | 8.7371 | 0 | 0 | 0 | 0 | 0
Land & Easements (System) | 0 | 0 | 0.54654 | 1.445 | 7.3352 | 14.8375 | 0 | 0 | 0 | 0 | 0
Buildings (System) | 0 | 0 | 0 | 0 | 0 | 0 | 0 | 0 | 0 | 0 | 0
Communications | 0 | 0.065468 | 5.4474 | 0.36772 | 0.33677 | -0.034687 | 0 | 0 | 0 | 0 | 0
IT Systems | 0 | 71.882 | 32.5724 | -36.716 | 12.9218 | 11.247 | 0 | 0 | 0 | 0 | 0
Office Equipment & Furniture | 0 | 0.69963 | 1.8436 | 3.869 | 1.699 | 0.26119 | 0 | 0 | 0 | 0 | 0
Motor Vehicles | 0 | 33.4747 | 23.2784 | 17.6767 | 14.8882 | 21.0765 | 0 | 0 | 0 | 0 | 0
Plant & Equipment | 0 | 11.0846 | 26.8518 | 32.3644 | 15.1725 | 6.0286 | 0 | 0 | 0 | 0 | 0
Buildings | 0 | 22.4585 | 23.804 | 18.9568 | 13.343 | 72.7567 | 0 | 0 | 0 | 0 | 0
Land & Easements | 0 | -0.15048 | 10.0645 | 0.021304 | 1.1489 | 1.422 | 0 | 0 | 0 | 0 | 0
Land Improvements | 0 | 0 | 1.3882 | 3.1094 | 5.8993 | 0 | 0 | 0 | 0 | 0 | 0
Equity Raising Costs | 0 | 0 | 0 | 0 | 0 | 0 | 0 | 0 | 0 | 0 | 0
| 0 | 0 | 0 | 0 | 0 | 0 | 0 | 0 | 0 | 0 | 0
| 0 | 0 | 0 | 0 | 0 | 0 | 0 | 0 | 0 | 0 | 0
Total | 0 | 582.9822 | 657.1162 | 577.8435 | 629.5793 | 681.7763 | 0 | 0 | 0 | 0 | 0
3129.2976
Inflation and Rate of Return
| 2004-05 | 2005-06 | 2006-07 | 2007-08 | 2008-09 | 2009-010 | 2010-011 | 2011-012 | 2012-013 | 2013-014 | 2014-015
Actual CPI Inflation Rate | 2.34% | 2.98% | 2.44% | 4.24% | 2.47% | 2.89% | 2% | 2.5% | 2.5% | 2.5% | 2.5%
Actual CPI (one year lagged) | 1 | 1.0234 | 1.0539 | 1.0796 | 1.1254 | 1.1532 | 1.1865 | 1.2102 | 1.2405 | 1.2715 | 1.3033
Forecast Inflation Rate | 2.34% | 2.76% | 2.76% | 2.76% | 2.76% | 2.76% | 2.76% | 2.76% | 2.76% | 2.76% | 2.76%
Forecast Inflation Cumulative Index | 1 | 1.0276 | 1.056 | 1.0851 | 1.1151 | 1.1458 | 1.1775 | 1.21 | 1.2433 | 1.2777 | 1.3129
Nominal WACC | 8.05% | 8.5% | 8.5% | 8.5% | 8.5% | 8.5% | 8.5% | 8.5% | 8.5% | 8.5% | 8.5%
Real WACC | 5.579% | 5.586% | 5.586% | 5.586% | 5.586% | 5.586% | 5.586% | 5.586% | 5.586% | 5.586% | 5.586%
Nominal WACC (fixed real time varying) | 8.05% | 8.732% | 8.162% | 10.06% | 8.194% | 8.637% | 7.698% | 8.225% | 8.225% | 8.225% | 8.225%
Note on F5: The opening RAB is based on the final year of the previous regulatory control period.
Note on F39: Exclude half year rate of return. Inputs are assumed to be in middle of year terms because actual capex is reported evenly over a financial year.
Note on F73: Exclude half year rate of return. Inputs are assumed to be in middle of year terms because actual disposal is reported evenly over a financial year.
Note on F107: Exclude half year rate of return. Inputs are assumed to be in middle of year terms because actual contributions are reported evenly over a financial year.
Note on F141: Exclude half year rate of return. Inputs are assumed to be in middle of year terms because actual net capex is reported evenly over a financial year.
Note on F177: Consistent with the annual adjustments to form of control.
Note on F179: Forecast inflation rate used in the decisions covering the previous and current regulatory control periods.
Note on F182: Nominal WACC used in the decisions covering the previous and current regulatory control periods.
Note on J6: Based on the opening RAB values in the final year of the previous regulatory control period.
Note on J95: Leon Hawley: This represent the transfer of Jet Assets to SPARQ
Note on K6: Based on lives adopted for the current regulatory control period (for the first year), as per the current decision. Enter a valid numeric life or n/a.
Note on L6: Based on lives adopted for the current regulatory control period, as per the current decision. Enter a valid numeric life or n/a.
Note on M6: Based on forecast capex values in the final year of the previous regulatory control period which was added to the RAB, as per the current decision (in end of year terms).
Note on N6: Based on forecast nominal regulatory depreciation values in the final year of the previous regulatory period which was subtracted from the RAB, as per the current decision.
Note on O6: Where applicable, in the case of an overspend, prudent additional capex allowed in the previous regulatory control period was added to the closing RAB of the previous regulatory control period, as per the current decision (in end of year terms).
Note on P6: Where applicable, in the case of an overspend, foregone return associated with prudent additional capex allowed in the previous regulatory control period was added to the closing RAB of the previous regulatory control period, as per the current decision (in end of year terms).
Note on Q6: Where applicable, for businesses transitioning to a change in recognition of capex on a partially as-incurred (hybrid) approach, forecast assets under construction values were added to the RAB, as contained in the current decision (in end of year terms).
Note on R6: Based on the actual assets under constructions values in the final year of the previous regulatory control period (in end of year terms).
Note on R72: Total for the regulatory control period.
Note on R106: Total for the regulatory control period.
Note on R140: Total for the regulatory control period.
Note on R174: Total for the regulatory control period.
Note on S6: Based on the opening tax asset values in the final year of the previous regulatory control period.
Note on T6: Based on tax lives adopted for current regulatory control period, as per the current decision. Enter a valid numeric life or n/a.
Note on T31: Leon Hawley: Used Book Life from QCA statements as anolomies in Tax Records
Note on U6: Set equal to tax life specified by the Australian Tax Office for the category of assets and commissioning date. Enter a valid numeric life or n/a.
Note on V6: Insert the base financial year that the current regulatory control period commences in.

## Tables
Table 5.4:
AER conclusion on Ergon Energy’s opening RAB ($m, nominal)
| 2005–06 | 2006–07 | 2007–08 | 2008–09 | 2009–10a
Opening RAB | 4146.171 | 4662.4087 | 5243.3666 | 5858.1008 | 6452.638
Actual net capex (adjusted for actual CPI and WACC) | 622.1283 | 720.2414 | 654.4826 | 736.977 | 819.4649
Regulatory depreciation (adjusted for actual CPI) | -105.8906 | -139.2835 | -39.7484 | -142.4398 | -123.1543
Closing RAB | 4662.4087 | 5243.3666 | 5858.1008 | 6452.638 | 7148.9485
Opening RAB at 1 July 2010 |  |  |  |  | 7148.9485

## Adjustment for previous period
Adjustments for Previous Regulatory Control Period
Year |  | 2003-04 | 2004-05 | 2005-06 | 2006-07 | 2007-08 | 2008-09 | 2009-010 | 2010-011 | 2011-012 | 2012-013 | 2013-014 | 2014-015
Actual CPI Inflation Rate |  | 2003-04: 2.5%; 2004-05: 2.34%
Nominal Vanilla WACC (fixed real time varying) |  |  |  | 8.732% | 8.162% | 10.06% | 8.194% | 8.637% | 7.698% | 8.225% | 8.225% | 8.225% | 8.225%
Nominal Adjustments for Difference Between Forecast and Actual Capex
Nominal Forecast Net Capex (previous regulatory control period) |  | 2004-05: 0
| Overhead Sub-Transmission Lines | 2004-05: 0
| Underground Sub-Transmission Cables | 2004-05: 0
| Overhead Distribution Lines | 2004-05: 0
| Underground Distribution Cables | 2004-05: 0
| Distribution Equipment | 2004-05: 0
| Substation Bays | 2004-05: 0
| Substation Establishment | 2004-05: 0
| Distribution Substation Switchgear | 2004-05: 0
| Zone Transformers | 2004-05: 0
| Distribution Transformers | 2004-05: 0
| Low Voltage Services | 2004-05: 0
| Metering | 2004-05: 0
| Communications – Pilot Wires | 2004-05: 0
| Generation Assets | 2004-05: 0
| Street Lighting | 2004-05: 0
| Other Equipment | 2004-05: 0
| Control Centre - SCADA | 2004-05: 0
| Land & Easements (System) | 2004-05: 0
| Buildings (System) | 2004-05: 0
| Communications | 2004-05: 0
| IT Systems | 2004-05: 0
| Office Equipment & Furniture | 2004-05: 0
| Motor Vehicles | 2004-05: 0
| Plant & Equipment | 2004-05: 0
| Buildings | 2004-05: 0
| Land & Easements | 2004-05: 0
| Land Improvements | 2004-05: 0
| Equity Raising Costs | 2004-05: 0
0
0
Nominal Actual Net Capex |  | 2004-05: 0
| Overhead Sub-Transmission Lines | 2004-05: 0
| Underground Sub-Transmission Cables | 2004-05: 0
| Overhead Distribution Lines | 2004-05: 0
| Underground Distribution Cables | 2004-05: 0
| Distribution Equipment | 2004-05: 0
| Substation Bays | 2004-05: 0
| Substation Establishment | 2004-05: 0
| Distribution Substation Switchgear | 2004-05: 0
| Zone Transformers | 2004-05: 0
| Distribution Transformers | 2004-05: 0
| Low Voltage Services | 2004-05: 0
| Metering | 2004-05: 0
| Communications – Pilot Wires | 2004-05: 0
| Generation Assets | 2004-05: 0
| Street Lighting | 2004-05: 0
| Other Equipment | 2004-05: 0
| Control Centre - SCADA | 2004-05: 0
| Land & Easements (System) | 2004-05: 0
| Buildings (System) | 2004-05: 0
| Communications | 2004-05: 0
| IT Systems | 2004-05: 0
| Office Equipment & Furniture | 2004-05: 0
| Motor Vehicles | 2004-05: 0
| Plant & Equipment | 2004-05: 0
| Buildings | 2004-05: 0
| Land & Easements | 2004-05: 0
| Land Improvements | 2004-05: 0
| Equity Raising Costs | 2004-05: 0
0
0
Nominal Difference Between Actual and Forecast Net Capex |  | 2004-05: 0
| Overhead Sub-Transmission Lines | 2004-05: 0
| Underground Sub-Transmission Cables | 2004-05: 0
| Overhead Distribution Lines | 2004-05: 0
| Underground Distribution Cables | 2004-05: 0
| Distribution Equipment | 2004-05: 0
| Substation Bays | 2004-05: 0
| Substation Establishment | 2004-05: 0
| Distribution Substation Switchgear | 2004-05: 0
| Zone Transformers | 2004-05: 0
| Distribution Transformers | 2004-05: 0
| Low Voltage Services | 2004-05: 0
| Metering | 2004-05: 0
| Communications – Pilot Wires | 2004-05: 0
| Generation Assets | 2004-05: 0
| Street Lighting | 2004-05: 0
| Other Equipment | 2004-05: 0
| Control Centre - SCADA | 2004-05: 0
| Land & Easements (System) | 2004-05: 0
| Buildings (System) | 2004-05: 0
| Communications | 2004-05: 0
| IT Systems | 2004-05: 0
| Office Equipment & Furniture | 2004-05: 0
| Motor Vehicles | 2004-05: 0
| Plant & Equipment | 2004-05: 0
| Buildings | 2004-05: 0
| Land & Easements | 2004-05: 0
| Land Improvements | 2004-05: 0
| Equity Raising Costs | 2004-05: 0
0
0
Compounded Return on Difference - Net Capex |  |  |  | 0 | 0 | 0 | 0 | 0 | 0 | 0 | 0 | 0 | 0
| Overhead Sub-Transmission Lines |  |  | 0 | 0 | 0 | 0 | 0 | 0 | 0 | 0 | 0 | 0
| Sub-total | 2009-010: 0; 2010-011: 0; 2011-012: 0; 2012-013: 0; 2013-014: 0; 2014-015: 0
| Underground Sub-Transmission Cables |  |  | 0 | 0 | 0 | 0 | 0 | 0 | 0 | 0 | 0 | 0
| Sub-total | 2009-010: 0; 2010-011: 0; 2011-012: 0; 2012-013: 0; 2013-014: 0; 2014-015: 0
| Overhead Distribution Lines |  |  | 0 | 0 | 0 | 0 | 0 | 0 | 0 | 0 | 0 | 0
| Sub-total | 2009-010: 0; 2010-011: 0; 2011-012: 0; 2012-013: 0; 2013-014: 0; 2014-015: 0
| Underground Distribution Cables |  |  | 0 | 0 | 0 | 0 | 0 | 0 | 0 | 0 | 0 | 0
| Sub-total | 2009-010: 0; 2010-011: 0; 2011-012: 0; 2012-013: 0; 2013-014: 0; 2014-015: 0
| Distribution Equipment |  |  | 0 | 0 | 0 | 0 | 0 | 0 | 0 | 0 | 0 | 0
| Sub-total | 2009-010: 0; 2010-011: 0; 2011-012: 0; 2012-013: 0; 2013-014: 0; 2014-015: 0
| Substation Bays |  |  | 0 | 0 | 0 | 0 | 0 | 0 | 0 | 0 | 0 | 0
| Sub-total | 2009-010: 0; 2010-011: 0; 2011-012: 0; 2012-013: 0; 2013-014: 0; 2014-015: 0
| Substation Establishment |  |  | 0 | 0 | 0 | 0 | 0 | 0 | 0 | 0 | 0 | 0
| Sub-total | 2009-010: 0; 2010-011: 0; 2011-012: 0; 2012-013: 0; 2013-014: 0; 2014-015: 0
| Distribution Substation Switchgear |  |  | 0 | 0 | 0 | 0 | 0 | 0 | 0 | 0 | 0 | 0
| Sub-total | 2009-010: 0; 2010-011: 0; 2011-012: 0; 2012-013: 0; 2013-014: 0; 2014-015: 0
| Zone Transformers |  |  | 0 | 0 | 0 | 0 | 0 | 0 | 0 | 0 | 0 | 0
| Sub-total | 2009-010: 0; 2010-011: 0; 2011-012: 0; 2012-013: 0; 2013-014: 0; 2014-015: 0
| Distribution Transformers |  |  | 0 | 0 | 0 | 0 | 0 | 0 | 0 | 0 | 0 | 0
| Sub-total | 2009-010: 0; 2010-011: 0; 2011-012: 0; 2012-013: 0; 2013-014: 0; 2014-015: 0
| Low Voltage Services |  |  | 0 | 0 | 0 | 0 | 0 | 0 | 0 | 0 | 0 | 0
| Sub-total | 2009-010: 0; 2010-011: 0; 2011-012: 0; 2012-013: 0; 2013-014: 0; 2014-015: 0
| Metering |  |  | 0 | 0 | 0 | 0 | 0 | 0 | 0 | 0 | 0 | 0
| Sub-total | 2009-010: 0; 2010-011: 0; 2011-012: 0; 2012-013: 0; 2013-014: 0; 2014-015: 0
| Communications – Pilot Wires |  |  | 0 | 0 | 0 | 0 | 0 | 0 | 0 | 0 | 0 | 0
| Sub-total | 2009-010: 0; 2010-011: 0; 2011-012: 0; 2012-013: 0; 2013-014: 0; 2014-015: 0
| Generation Assets |  |  | 0 | 0 | 0 | 0 | 0 | 0 | 0 | 0 | 0 | 0
| Sub-total | 2009-010: 0; 2010-011: 0; 2011-012: 0; 2012-013: 0; 2013-014: 0; 2014-015: 0
| Street Lighting |  |  | 0 | 0 | 0 | 0 | 0 | 0 | 0 | 0 | 0 | 0
| Sub-total | 2009-010: 0; 2010-011: 0; 2011-012: 0; 2012-013: 0; 2013-014: 0; 2014-015: 0
| Other Equipment |  |  | 0 | 0 | 0 | 0 | 0 | 0 | 0 | 0 | 0 | 0
| Sub-total | 2009-010: 0; 2010-011: 0; 2011-012: 0; 2012-013: 0; 2013-014: 0; 2014-015: 0
| Control Centre - SCADA |  |  | 0 | 0 | 0 | 0 | 0 | 0 | 0 | 0 | 0 | 0
| Sub-total | 2009-010: 0; 2010-011: 0; 2011-012: 0; 2012-013: 0; 2013-014: 0; 2014-015: 0
| Land & Easements (System) |  |  | 0 | 0 | 0 | 0 | 0 | 0 | 0 | 0 | 0 | 0
| Sub-total | 2009-010: 0; 2010-011: 0; 2011-012: 0; 2012-013: 0; 2013-014: 0; 2014-015: 0
| Buildings (System) |  |  | 0 | 0 | 0 | 0 | 0 | 0 | 0 | 0 | 0 | 0
| Sub-total | 2009-010: 0; 2010-011: 0; 2011-012: 0; 2012-013: 0; 2013-014: 0; 2014-015: 0
| Communications |  |  | 0 | 0 | 0 | 0 | 0 | 0 | 0 | 0 | 0 | 0
| Sub-total | 2009-010: 0; 2010-011: 0; 2011-012: 0; 2012-013: 0; 2013-014: 0; 2014-015: 0
| IT Systems |  |  | 0 | 0 | 0 | 0 | 0 | 0 | 0 | 0 | 0 | 0
| Sub-total | 2009-010: 0; 2010-011: 0; 2011-012: 0; 2012-013: 0; 2013-014: 0; 2014-015: 0
| Office Equipment & Furniture |  |  | 0 | 0 | 0 | 0 | 0 | 0 | 0 | 0 | 0 | 0
| Sub-total | 2009-010: 0; 2010-011: 0; 2011-012: 0; 2012-013: 0; 2013-014: 0; 2014-015: 0
| Motor Vehicles |  |  | 0 | 0 | 0 | 0 | 0 | 0 | 0 | 0 | 0 | 0
| Sub-total | 2009-010: 0; 2010-011: 0; 2011-012: 0; 2012-013: 0; 2013-014: 0; 2014-015: 0
| Plant & Equipment |  |  | 0 | 0 | 0 | 0 | 0 | 0 | 0 | 0 | 0 | 0
| Sub-total | 2009-010: 0; 2010-011: 0; 2011-012: 0; 2012-013: 0; 2013-014: 0; 2014-015: 0
| Buildings |  |  | 0 | 0 | 0 | 0 | 0 | 0 | 0 | 0 | 0 | 0
| Sub-total | 2009-010: 0; 2010-011: 0; 2011-012: 0; 2012-013: 0; 2013-014: 0; 2014-015: 0
| Land & Easements |  |  | 0 | 0 | 0 | 0 | 0 | 0 | 0 | 0 | 0 | 0
| Sub-total | 2009-010: 0; 2010-011: 0; 2011-012: 0; 2012-013: 0; 2013-014: 0; 2014-015: 0
| Land Improvements |  |  | 0 | 0 | 0 | 0 | 0 | 0 | 0 | 0 | 0 | 0
| Sub-total | 2009-010: 0; 2010-011: 0; 2011-012: 0; 2012-013: 0; 2013-014: 0; 2014-015: 0
| Equity Raising Costs |  |  | 0 | 0 | 0 | 0 | 0 | 0 | 0 | 0 | 0 | 0
| Sub-total | 2009-010: 0; 2010-011: 0; 2011-012: 0; 2012-013: 0; 2013-014: 0; 2014-015: 0
|  |  |  | 0 | 0 | 0 | 0 | 0 | 0 | 0 | 0 | 0 | 0
| Sub-total | 2009-010: 0; 2010-011: 0; 2011-012: 0; 2012-013: 0; 2013-014: 0; 2014-015: 0
|  |  |  | 0 | 0 | 0 | 0 | 0 | 0 | 0 | 0 | 0 | 0
| Sub-total | 2009-010: 0; 2010-011: 0; 2011-012: 0; 2012-013: 0; 2013-014: 0; 2014-015: 0
Total Return at End of Regulatory Period |  | 2009-010: 0; 2010-011: 0; 2011-012: 0; 2012-013: 0; 2013-014: 0; 2014-015: 0
Nominal Adjustments for Difference Between Forecast and Actual Assets Under Construction
Nominal Forecast Assets Under Construction (previous regulatory period) |  | 2004-05: 0
| Overhead Sub-Transmission Lines | 2004-05: 0
| Underground Sub-Transmission Cables | 2004-05: 0
| Overhead Distribution Lines | 2004-05: 0
| Underground Distribution Cables | 2004-05: 0
| Distribution Equipment | 2004-05: 0
| Substation Bays | 2004-05: 0
| Substation Establishment | 2004-05: 0
| Distribution Substation Switchgear | 2004-05: 0
| Zone Transformers | 2004-05: 0
| Distribution Transformers | 2004-05: 0
| Low Voltage Services | 2004-05: 0
| Metering | 2004-05: 0
| Communications – Pilot Wires | 2004-05: 0
| Generation Assets | 2004-05: 0
| Street Lighting | 2004-05: 0
| Other Equipment | 2004-05: 0
| Control Centre - SCADA | 2004-05: 0
| Land & Easements (System) | 2004-05: 0
| Buildings (System) | 2004-05: 0
| Communications | 2004-05: 0
| IT Systems | 2004-05: 0
| Office Equipment & Furniture | 2004-05: 0
| Motor Vehicles | 2004-05: 0
| Plant & Equipment | 2004-05: 0
| Buildings | 2004-05: 0
| Land & Easements | 2004-05: 0
| Land Improvements | 2004-05: 0
| Equity Raising Costs | 2004-05: 0
0
0
Nominal Actual Assets Under Construction |  | 2004-05: 0
| Overhead Sub-Transmission Lines | 2004-05: 0
| Underground Sub-Transmission Cables | 2004-05: 0
| Overhead Distribution Lines | 2004-05: 0
| Underground Distribution Cables | 2004-05: 0
| Distribution Equipment | 2004-05: 0
| Substation Bays | 2004-05: 0
| Substation Establishment | 2004-05: 0
| Distribution Substation Switchgear | 2004-05: 0
| Zone Transformers | 2004-05: 0
| Distribution Transformers | 2004-05: 0
| Low Voltage Services | 2004-05: 0
| Metering | 2004-05: 0
| Communications – Pilot Wires | 2004-05: 0
| Generation Assets | 2004-05: 0
| Street Lighting | 2004-05: 0
| Other Equipment | 2004-05: 0
| Control Centre - SCADA | 2004-05: 0
| Land & Easements (System) | 2004-05: 0
| Buildings (System) | 2004-05: 0
| Communications | 2004-05: 0
| IT Systems | 2004-05: 0
| Office Equipment & Furniture | 2004-05: 0
| Motor Vehicles | 2004-05: 0
| Plant & Equipment | 2004-05: 0
| Buildings | 2004-05: 0
| Land & Easements | 2004-05: 0
| Land Improvements | 2004-05: 0
| Equity Raising Costs | 2004-05: 0
0
0
Nominal Difference Between Actual and Forecast Assets Under Construction |  | 2004-05: 0
| Overhead Sub-Transmission Lines | 2004-05: 0
| Underground Sub-Transmission Cables | 2004-05: 0
| Overhead Distribution Lines | 2004-05: 0
| Underground Distribution Cables | 2004-05: 0
| Distribution Equipment | 2004-05: 0
| Substation Bays | 2004-05: 0
| Substation Establishment | 2004-05: 0
| Distribution Substation Switchgear | 2004-05: 0
| Zone Transformers | 2004-05: 0
| Distribution Transformers | 2004-05: 0
| Low Voltage Services | 2004-05: 0
| Metering | 2004-05: 0
| Communications – Pilot Wires | 2004-05: 0
| Generation Assets | 2004-05: 0
| Street Lighting | 2004-05: 0
| Other Equipment | 2004-05: 0
| Control Centre - SCADA | 2004-05: 0
| Land & Easements (System) | 2004-05: 0
| Buildings (System) | 2004-05: 0
| Communications | 2004-05: 0
| IT Systems | 2004-05: 0
| Office Equipment & Furniture | 2004-05: 0
| Motor Vehicles | 2004-05: 0
| Plant & Equipment | 2004-05: 0
| Buildings | 2004-05: 0
| Land & Easements | 2004-05: 0
| Land Improvements | 2004-05: 0
| Equity Raising Costs | 2004-05: 0
0
0
Compounded Return on Difference - Assets Under Construction |  |  |  | 0 | 0 | 0 | 0 | 0 | 0 | 0 | 0 | 0 | 0
| Overhead Sub-Transmission Lines |  |  | 0 | 0 | 0 | 0 | 0 | 0 | 0 | 0 | 0 | 0
| Sub-total | 2009-010: 0; 2010-011: 0; 2011-012: 0; 2012-013: 0; 2013-014: 0; 2014-015: 0
| Underground Sub-Transmission Cables |  |  | 0 | 0 | 0 | 0 | 0 | 0 | 0 | 0 | 0 | 0
| Sub-total | 2009-010: 0; 2010-011: 0; 2011-012: 0; 2012-013: 0; 2013-014: 0; 2014-015: 0
| Overhead Distribution Lines |  |  | 0 | 0 | 0 | 0 | 0 | 0 | 0 | 0 | 0 | 0
| Sub-total | 2009-010: 0; 2010-011: 0; 2011-012: 0; 2012-013: 0; 2013-014: 0; 2014-015: 0
| Underground Distribution Cables |  |  | 0 | 0 | 0 | 0 | 0 | 0 | 0 | 0 | 0 | 0
| Sub-total | 2009-010: 0; 2010-011: 0; 2011-012: 0; 2012-013: 0; 2013-014: 0; 2014-015: 0
| Distribution Equipment |  |  | 0 | 0 | 0 | 0 | 0 | 0 | 0 | 0 | 0 | 0
| Sub-total | 2009-010: 0; 2010-011: 0; 2011-012: 0; 2012-013: 0; 2013-014: 0; 2014-015: 0
| Substation Bays |  |  | 0 | 0 | 0 | 0 | 0 | 0 | 0 | 0 | 0 | 0
| Sub-total | 2009-010: 0; 2010-011: 0; 2011-012: 0; 2012-013: 0; 2013-014: 0; 2014-015: 0
| Substation Establishment |  |  | 0 | 0 | 0 | 0 | 0 | 0 | 0 | 0 | 0 | 0
| Sub-total | 2009-010: 0; 2010-011: 0; 2011-012: 0; 2012-013: 0; 2013-014: 0; 2014-015: 0
| Distribution Substation Switchgear |  |  | 0 | 0 | 0 | 0 | 0 | 0 | 0 | 0 | 0 | 0
| Sub-total | 2009-010: 0; 2010-011: 0; 2011-012: 0; 2012-013: 0; 2013-014: 0; 2014-015: 0
| Zone Transformers |  |  | 0 | 0 | 0 | 0 | 0 | 0 | 0 | 0 | 0 | 0
| Sub-total | 2009-010: 0; 2010-011: 0; 2011-012: 0; 2012-013: 0; 2013-014: 0; 2014-015: 0
| Distribution Transformers |  |  | 0 | 0 | 0 | 0 | 0 | 0 | 0 | 0 | 0 | 0
| Sub-total | 2009-010: 0; 2010-011: 0; 2011-012: 0; 2012-013: 0; 2013-014: 0; 2014-015: 0
| Low Voltage Services |  |  | 0 | 0 | 0 | 0 | 0 | 0 | 0 | 0 | 0 | 0
| Sub-total | 2009-010: 0; 2010-011: 0; 2011-012: 0; 2012-013: 0; 2013-014: 0; 2014-015: 0
| Metering |  |  | 0 | 0 | 0 | 0 | 0 | 0 | 0 | 0 | 0 | 0
| Sub-total | 2009-010: 0; 2010-011: 0; 2011-012: 0; 2012-013: 0; 2013-014: 0; 2014-015: 0
| Communications – Pilot Wires |  |  | 0 | 0 | 0 | 0 | 0 | 0 | 0 | 0 | 0 | 0
| Sub-total | 2009-010: 0; 2010-011: 0; 2011-012: 0; 2012-013: 0; 2013-014: 0; 2014-015: 0
| Generation Assets |  |  | 0 | 0 | 0 | 0 | 0 | 0 | 0 | 0 | 0 | 0
| Sub-total | 2009-010: 0; 2010-011: 0; 2011-012: 0; 2012-013: 0; 2013-014: 0; 2014-015: 0
| Street Lighting |  |  | 0 | 0 | 0 | 0 | 0 | 0 | 0 | 0 | 0 | 0
| Sub-total | 2009-010: 0; 2010-011: 0; 2011-012: 0; 2012-013: 0; 2013-014: 0; 2014-015: 0
| Other Equipment |  |  | 0 | 0 | 0 | 0 | 0 | 0 | 0 | 0 | 0 | 0
| Sub-total | 2009-010: 0; 2010-011: 0; 2011-012: 0; 2012-013: 0; 2013-014: 0; 2014-015: 0
| Control Centre - SCADA |  |  | 0 | 0 | 0 | 0 | 0 | 0 | 0 | 0 | 0 | 0
| Sub-total | 2009-010: 0; 2010-011: 0; 2011-012: 0; 2012-013: 0; 2013-014: 0; 2014-015: 0
| Land & Easements (System) |  |  | 0 | 0 | 0 | 0 | 0 | 0 | 0 | 0 | 0 | 0
| Sub-total | 2009-010: 0; 2010-011: 0; 2011-012: 0; 2012-013: 0; 2013-014: 0; 2014-015: 0
| Buildings (System) |  |  | 0 | 0 | 0 | 0 | 0 | 0 | 0 | 0 | 0 | 0
| Sub-total | 2009-010: 0; 2010-011: 0; 2011-012: 0; 2012-013: 0; 2013-014: 0; 2014-015: 0
| Communications |  |  | 0 | 0 | 0 | 0 | 0 | 0 | 0 | 0 | 0 | 0
| Sub-total | 2009-010: 0; 2010-011: 0; 2011-012: 0; 2012-013: 0; 2013-014: 0; 2014-015: 0
| IT Systems |  |  | 0 | 0 | 0 | 0 | 0 | 0 | 0 | 0 | 0 | 0
| Sub-total | 2009-010: 0; 2010-011: 0; 2011-012: 0; 2012-013: 0; 2013-014: 0; 2014-015: 0
| Office Equipment & Furniture |  |  | 0 | 0 | 0 | 0 | 0 | 0 | 0 | 0 | 0 | 0
| Sub-total | 2009-010: 0; 2010-011: 0; 2011-012: 0; 2012-013: 0; 2013-014: 0; 2014-015: 0
| Motor Vehicles |  |  | 0 | 0 | 0 | 0 | 0 | 0 | 0 | 0 | 0 | 0
| Sub-total | 2009-010: 0; 2010-011: 0; 2011-012: 0; 2012-013: 0; 2013-014: 0; 2014-015: 0
| Plant & Equipment |  |  | 0 | 0 | 0 | 0 | 0 | 0 | 0 | 0 | 0 | 0
| Sub-total | 2009-010: 0; 2010-011: 0; 2011-012: 0; 2012-013: 0; 2013-014: 0; 2014-015: 0
| Buildings |  |  | 0 | 0 | 0 | 0 | 0 | 0 | 0 | 0 | 0 | 0
| Sub-total | 2009-010: 0; 2010-011: 0; 2011-012: 0; 2012-013: 0; 2013-014: 0; 2014-015: 0
| Land & Easements |  |  | 0 | 0 | 0 | 0 | 0 | 0 | 0 | 0 | 0 | 0
| Sub-total | 2009-010: 0; 2010-011: 0; 2011-012: 0; 2012-013: 0; 2013-014: 0; 2014-015: 0
| Land Improvements |  |  | 0 | 0 | 0 | 0 | 0 | 0 | 0 | 0 | 0 | 0
| Sub-total | 2009-010: 0; 2010-011: 0; 2011-012: 0; 2012-013: 0; 2013-014: 0; 2014-015: 0
| Equity Raising Costs |  |  | 0 | 0 | 0 | 0 | 0 | 0 | 0 | 0 | 0 | 0
| Sub-total | 2009-010: 0; 2010-011: 0; 2011-012: 0; 2012-013: 0; 2013-014: 0; 2014-015: 0
|  |  |  | 0 | 0 | 0 | 0 | 0 | 0 | 0 | 0 | 0 | 0
| Sub-total | 2009-010: 0; 2010-011: 0; 2011-012: 0; 2012-013: 0; 2013-014: 0; 2014-015: 0
|  |  |  | 0 | 0 | 0 | 0 | 0 | 0 | 0 | 0 | 0 | 0
| Sub-total | 2009-010: 0; 2010-011: 0; 2011-012: 0; 2012-013: 0; 2013-014: 0; 2014-015: 0
Total Return at End of Regulatory Period |  | 2009-010: 0; 2010-011: 0; 2011-012: 0; 2012-013: 0; 2013-014: 0; 2014-015: 0
Nominal Roll Forward for Final Year of Previous Regulatory Control Period
Nominal Opening Regulated Asset Base |  | 2004-05: 4146.171; 2005-06: 4146.171
| Overhead Sub-Transmission Lines | 2004-05: 765.668; 2005-06: 765.668
| Underground Sub-Transmission Cables | 2004-05: 11.664; 2005-06: 11.664
| Overhead Distribution Lines | 2004-05: 1396.348; 2005-06: 1396.348
| Underground Distribution Cables | 2004-05: 279.215; 2005-06: 279.215
| Distribution Equipment | 2004-05: 40.02; 2005-06: 40.02
| Substation Bays | 2004-05: 347.08; 2005-06: 347.08
| Substation Establishment | 2004-05: 190.968; 2005-06: 190.968
| Distribution Substation Switchgear | 2004-05: 37.851; 2005-06: 37.851
| Zone Transformers | 2004-05: 93.959; 2005-06: 93.959
| Distribution Transformers | 2004-05: 417.915; 2005-06: 417.915
| Low Voltage Services | 2004-05: 114.945; 2005-06: 114.945
| Metering | 2004-05: 59.903; 2005-06: 59.903
| Communications – Pilot Wires | 2004-05: 36.574; 2005-06: 36.574
| Generation Assets | 2004-05: 3.666; 2005-06: 3.666
| Street Lighting | 2004-05: 0; 2005-06: 0
| Other Equipment | 2004-05: 0; 2005-06: 0
| Control Centre - SCADA | 2004-05: 15.718; 2005-06: 15.718
| Land & Easements (System) | 2004-05: 44.571; 2005-06: 44.571
| Buildings (System) | 2004-05: 0; 2005-06: 0
| Communications | 2004-05: 5.208; 2005-06: 5.208
| IT Systems | 2004-05: 61.481; 2005-06: 61.481
| Office Equipment & Furniture | 2004-05: 25.478; 2005-06: 25.478
| Motor Vehicles | 2004-05: 89.815; 2005-06: 89.815
| Plant & Equipment | 2004-05: 33.079; 2005-06: 33.079
| Buildings | 2004-05: 75.045; 2005-06: 75.045
| Land & Easements | 2004-05: 0; 2005-06: 0
| Land Improvements | 2004-05: 0; 2005-06: 0
| Equity Raising Costs | 2004-05: 0; 2005-06: 0
|  |  | 0 | 0
|  |  | 0 | 0
Nominal Forecast Net Capex |  | 2004-05: 0
| Overhead Sub-Transmission Lines | 2004-05: 0
| Underground Sub-Transmission Cables | 2004-05: 0
| Overhead Distribution Lines | 2004-05: 0
| Underground Distribution Cables | 2004-05: 0
| Distribution Equipment | 2004-05: 0
| Substation Bays | 2004-05: 0
| Substation Establishment | 2004-05: 0
| Distribution Substation Switchgear | 2004-05: 0
| Zone Transformers | 2004-05: 0
| Distribution Transformers | 2004-05: 0
| Low Voltage Services | 2004-05: 0
| Metering | 2004-05: 0
| Communications – Pilot Wires | 2004-05: 0
| Generation Assets | 2004-05: 0
| Street Lighting | 2004-05: 0
| Other Equipment | 2004-05: 0
| Control Centre - SCADA | 2004-05: 0
| Land & Easements (System) | 2004-05: 0
| Buildings (System) | 2004-05: 0
| Communications | 2004-05: 0
| IT Systems | 2004-05: 0
| Office Equipment & Furniture | 2004-05: 0
| Motor Vehicles | 2004-05: 0
| Plant & Equipment | 2004-05: 0
| Buildings | 2004-05: 0
| Land & Easements | 2004-05: 0
| Land Improvements | 2004-05: 0
| Equity Raising Costs | 2004-05: 0
0
0
Nominal Forecast Regulatory Depreciation |  | 2004-05: 0
| Overhead Sub-Transmission Lines | 2004-05: 0
| Underground Sub-Transmission Cables | 2004-05: 0
| Overhead Distribution Lines | 2004-05: 0
| Underground Distribution Cables | 2004-05: 0
| Distribution Equipment | 2004-05: 0
| Substation Bays | 2004-05: 0
| Substation Establishment | 2004-05: 0
| Distribution Substation Switchgear | 2004-05: 0
| Zone Transformers | 2004-05: 0
| Distribution Transformers | 2004-05: 0
| Low Voltage Services | 2004-05: 0
| Metering | 2004-05: 0
| Communications – Pilot Wires | 2004-05: 0
| Generation Assets | 2004-05: 0
| Street Lighting | 2004-05: 0
| Other Equipment | 2004-05: 0
| Control Centre - SCADA | 2004-05: 0
| Land & Easements (System) | 2004-05: 0
| Buildings (System) | 2004-05: 0
| Communications | 2004-05: 0
| IT Systems | 2004-05: 0
| Office Equipment & Furniture | 2004-05: 0
| Motor Vehicles | 2004-05: 0
| Plant & Equipment | 2004-05: 0
| Buildings | 2004-05: 0
| Land & Easements | 2004-05: 0
| Land Improvements | 2004-05: 0
| Equity Raising Costs | 2004-05: 0
0
0
Nominal Prudent Additional Capex Allowance |  | 2004-05: 0
| Overhead Sub-Transmission Lines | 2004-05: 0
| Underground Sub-Transmission Cables | 2004-05: 0
| Overhead Distribution Lines | 2004-05: 0
| Underground Distribution Cables | 2004-05: 0
| Distribution Equipment | 2004-05: 0
| Substation Bays | 2004-05: 0
| Substation Establishment | 2004-05: 0
| Distribution Substation Switchgear | 2004-05: 0
| Zone Transformers | 2004-05: 0
| Distribution Transformers | 2004-05: 0
| Low Voltage Services | 2004-05: 0
| Metering | 2004-05: 0
| Communications – Pilot Wires | 2004-05: 0
| Generation Assets | 2004-05: 0
| Street Lighting | 2004-05: 0
| Other Equipment | 2004-05: 0
| Control Centre - SCADA | 2004-05: 0
| Land & Easements (System) | 2004-05: 0
| Buildings (System) | 2004-05: 0
| Communications | 2004-05: 0
| IT Systems | 2004-05: 0
| Office Equipment & Furniture | 2004-05: 0
| Motor Vehicles | 2004-05: 0
| Plant & Equipment | 2004-05: 0
| Buildings | 2004-05: 0
| Land & Easements | 2004-05: 0
| Land Improvements | 2004-05: 0
| Equity Raising Costs | 2004-05: 0
0
0
Nominal Foregone Return on Prudent Additional Capex |  | 2004-05: 0
| Overhead Sub-Transmission Lines | 2004-05: 0
| Underground Sub-Transmission Cables | 2004-05: 0
| Overhead Distribution Lines | 2004-05: 0
| Underground Distribution Cables | 2004-05: 0
| Distribution Equipment | 2004-05: 0
| Substation Bays | 2004-05: 0
| Substation Establishment | 2004-05: 0
| Distribution Substation Switchgear | 2004-05: 0
| Zone Transformers | 2004-05: 0
| Distribution Transformers | 2004-05: 0
| Low Voltage Services | 2004-05: 0
| Metering | 2004-05: 0
| Communications – Pilot Wires | 2004-05: 0
| Generation Assets | 2004-05: 0
| Street Lighting | 2004-05: 0
| Other Equipment | 2004-05: 0
| Control Centre - SCADA | 2004-05: 0
| Land & Easements (System) | 2004-05: 0
| Buildings (System) | 2004-05: 0
| Communications | 2004-05: 0
| IT Systems | 2004-05: 0
| Office Equipment & Furniture | 2004-05: 0
| Motor Vehicles | 2004-05: 0
| Plant & Equipment | 2004-05: 0
| Buildings | 2004-05: 0
| Land & Easements | 2004-05: 0
| Land Improvements | 2004-05: 0
| Equity Raising Costs | 2004-05: 0
0
0
Nominal Forecast Assets Under Construction |  | 2004-05: 0
| Overhead Sub-Transmission Lines | 2004-05: 0
| Underground Sub-Transmission Cables | 2004-05: 0
| Overhead Distribution Lines | 2004-05: 0
| Underground Distribution Cables | 2004-05: 0
| Distribution Equipment | 2004-05: 0
| Substation Bays | 2004-05: 0
| Substation Establishment | 2004-05: 0
| Distribution Substation Switchgear | 2004-05: 0
| Zone Transformers | 2004-05: 0
| Distribution Transformers | 2004-05: 0
| Low Voltage Services | 2004-05: 0
| Metering | 2004-05: 0
| Communications – Pilot Wires | 2004-05: 0
| Generation Assets | 2004-05: 0
| Street Lighting | 2004-05: 0
| Other Equipment | 2004-05: 0
| Control Centre - SCADA | 2004-05: 0
| Land & Easements (System) | 2004-05: 0
| Buildings (System) | 2004-05: 0
| Communications | 2004-05: 0
| IT Systems | 2004-05: 0
| Office Equipment & Furniture | 2004-05: 0
| Motor Vehicles | 2004-05: 0
| Plant & Equipment | 2004-05: 0
| Buildings | 2004-05: 0
| Land & Easements | 2004-05: 0
| Land Improvements | 2004-05: 0
| Equity Raising Costs | 2004-05: 0
0
0
Note on E75: Adjustment for lagged CPI is required to ensure that actual net capex is consistent in nominal terms with the forecast net capex rolled into the RAB as allowed in the previous RFM.
Note on F6: Consistent with the annual adjustments to the form of control

## Actual RAB roll forward
`
|  |  |  | 0 | 1 | 2 | 3 | 4 | 5 | 6 | 7 | 8 | 9 | 10 | 11
Year |  |  | 2003-04 | 2004-05 | 2005-06 | 2006-07 | 2007-08 | 2008-09 | 2009-010 | 2010-011 | 2011-012 | 2012-013 | 2013-014 | 2014-015 | 2015-016
Actual CPI Inflation Rate |  |  |  | 2.34% | 2.98% | 2.44% | 4.24% | 2.47% | 2.89% | 2% | 2.5% | 2.5% | 2.5% | 2.5%
Actual CPI (one year lagged) |  |  |  | 1 | 1.0234 | 1.0539 | 1.0796 | 1.1254 | 1.1532 | 1.1865 | 1.2102 | 1.2405 | 1.2715 | 1.3033
Real Asset Values
Real Actual Net Capex |  |  |  |  | 607.9034 | 683.4076 | 606.22 | 654.8648 | 710.61 | 0 | 0 | 0 | 0 | 0
| Overhead Sub-Transmission Lines |  |  |  | 16.6846 | 64.3389 | 59.5709 | 63.2931 | 54.0347 | 0 | 0 | 0 | 0 | 0
| Underground Sub-Transmission Cables |  |  |  | 0.20276 | 3.2911 | 18.1454 | 5.1279 | 13.1222 | 0 | 0 | 0 | 0 | 0
| Overhead Distribution Lines |  |  |  | 234.7935 | 138.9684 | 108.1552 | 120.7411 | 118.7385 | 0 | 0 | 0 | 0 | 0
| Underground Distribution Cables |  |  |  | 15.7054 | 79.0899 | 68.9317 | 57.8159 | 88.9945 | 0 | 0 | 0 | 0 | 0
| Distribution Equipment |  |  |  | 10.8004 | 3.5141 | -0.13799 | 0.43533 | 15.3817 | 0 | 0 | 0 | 0 | 0
| Substation Bays |  |  |  | 44.5771 | 63.6481 | 112.0946 | 136.0627 | 85.8501 | 0 | 0 | 0 | 0 | 0
| Substation Establishment |  |  |  | 14.4695 | 27.0459 | 4.9335 | 18.6462 | 25.2045 | 0 | 0 | 0 | 0 | 0
| Distribution Substation Switchgear |  |  |  | 2.748 | 14.4461 | 11.8883 | 16.0426 | 5.8976 | 0 | 0 | 0 | 0 | 0
| Zone Transformers |  |  |  | 12.6385 | 20.2111 | 52.996 | 35.5142 | 21.2893 | 0 | 0 | 0 | 0 | 0
| Distribution Transformers |  |  |  | 76.7307 | 93.238 | 81.4643 | 86.3342 | 85.7268 | 0 | 0 | 0 | 0 | 0
| Low Voltage Services |  |  |  | 17.6841 | 13.8066 | 13.5675 | 12.9167 | 9.2165 | 0 | 0 | 0 | 0 | 0
| Metering |  |  |  | 6.7034 | 10.2649 | 7.7098 | 10.4775 | 11.3667 | 0 | 0 | 0 | 0 | 0
| Communications – Pilot Wires |  |  |  | 2.0083 | 1.721 | 3.612 | 3.4688 | 33.5034 | 0 | 0 | 0 | 0 | 0
| Generation Assets |  |  |  | 0.88543 | 0 | 0 | 0.8263 | 0.06 | 0 | 0 | 0 | 0 | 0
| Street Lighting |  |  |  | 0 | 0 | 0 | 0 | 0 | 0 | 0 | 0 | 0 | 0
| Other Equipment |  |  |  | 0 | 7.3706 | 4.2417 | 4.9153 | 0.12586 | 0 | 0 | 0 | 0 | 0
| Control Centre - SCADA |  |  |  | 5.7935 | 11.6228 | 15.9347 | 6.5808 | 9.1066 | 0 | 0 | 0 | 0 | 0
| Land & Easements (System) |  |  |  | 0 | 0.56841 | 1.5159 | 7.6298 | 15.4651 | 0 | 0 | 0 | 0 | 0
| Buildings (System) |  |  |  | 0 | 0 | 0 | 0 | 0 | 0 | 0 | 0 | 0 | 0
| Communications |  |  |  | 0.068267 | 5.6654 | 0.38578 | 0.3503 | -0.036154 | 0 | 0 | 0 | 0 | 0
| IT Systems |  |  |  | 74.9548 | 33.8757 | -38.519 | 13.4407 | 11.7227 | 0 | 0 | 0 | 0 | 0
| Office Equipment & Furniture |  |  |  | 0.72954 | 1.9174 | 4.059 | 1.7672 | 0.27224 | 0 | 0 | 0 | 0 | 0
| Motor Vehicles |  |  |  | 34.9057 | 24.2097 | 18.5448 | 15.4861 | 21.9678 | 0 | 0 | 0 | 0 | 0
| Plant & Equipment |  |  |  | 11.5585 | 27.9261 | 33.9537 | 15.7819 | 6.2836 | 0 | 0 | 0 | 0 | 0
| Buildings |  |  |  | 23.4185 | 24.7564 | 19.8877 | 13.8788 | 75.8338 | 0 | 0 | 0 | 0 | 0
| Land & Easements |  |  |  | -0.15691 | 10.4672 | 0.02235 | 1.1951 | 1.4822 | 0 | 0 | 0 | 0 | 0
| Land Improvements |  |  |  | 0 | 1.4437 | 3.2621 | 6.1362 | 0 | 0 | 0 | 0 | 0 | 0
| Equity Raising Costs |  |  |  | 0 | 0 | 0 | 0 | 0 | 0 | 0 | 0 | 0 | 0
[5 empty] | 0 | 0 | 0 | 0 | 0 | 0 | 0 | 0 | 0 | 0
[5 empty] | 0 | 0 | 0 | 0 | 0 | 0 | 0 | 0 | 0 | 0
Real Actual Straight-line Depreciation |  |  |  |  | -224.2002 | -240.1053 | -242.7419 | -255.1431 | -268.5046 | 0 | 0 | 0 | 0 | 0
Overhead Sub-Transmission Lines |  | Opening RAB |  |  | 20.653 | 20.653 | 20.653 | 20.653 | 20.653 | 20.653 | 20.653 | 20.653 | 20.653 | 20.653
|  | Capex in year | 2003-04: 0
|  |  | 1 |  |  | 0.30336 | 0.30336 | 0.30336 | 0.30336 | 0.30336 | 0.30336 | 0.30336 | 0.30336 | 0.30336
|  |  | 2 |  |  |  | 1.1698 | 1.1698 | 1.1698 | 1.1698 | 1.1698 | 1.1698 | 1.1698 | 1.1698
|  |  | 3 |  |  |  |  | 1.0831 | 1.0831 | 1.0831 | 1.0831 | 1.0831 | 1.0831 | 1.0831
|  |  | 4 | [5 empty] | 1.1508 | 1.1508 | 1.1508 | 1.1508 | 1.1508 | 1.1508
|  |  | 5 | [6 empty] | 0.98245 | 0.98245 | 0.98245 | 0.98245 | 0.98245
|  |  | 6 | [7 empty] | 0 | 0 | 0 | 0
|  |  | 7 | [8 empty] | 0 | 0 | 0
|  |  | 8 | [9 empty] | 0 | 0
|  |  | 9 | [10 empty] | 0
10
| Overhead Sub-Transmission Lines |  |  |  | -20.653 | -20.9564 | -22.1262 | -23.2093 | -24.36 | 0 | 0 | 0 | 0 | 0
Underground Sub-Transmission Cables |  | Opening RAB |  |  | 1.007 | 1.007 | 1.007 | 1.007 | 1.007 | 1.007 | 1.007 | 1.007 | 1.007 | 1.007
|  | Capex in year | 2003-04: 0
|  |  | 1 |  |  | 0.0045058 | 0.0045058 | 0.0045058 | 0.0045058 | 0.0045058 | 0.0045058 | 0.0045058 | 0.0045058 | 0.0045058
|  |  | 2 |  |  |  | 0.073135 | 0.073135 | 0.073135 | 0.073135 | 0.073135 | 0.073135 | 0.073135 | 0.073135
|  |  | 3 |  |  |  |  | 0.40323 | 0.40323 | 0.40323 | 0.40323 | 0.40323 | 0.40323 | 0.40323
|  |  | 4 | [5 empty] | 0.11395 | 0.11395 | 0.11395 | 0.11395 | 0.11395 | 0.11395
|  |  | 5 | [6 empty] | 0.29161 | 0.29161 | 0.29161 | 0.29161 | 0.29161
|  |  | 6 | [7 empty] | 0 | 0 | 0 | 0
|  |  | 7 | [8 empty] | 0 | 0 | 0
|  |  | 8 | [9 empty] | 0 | 0
|  |  | 9 | [10 empty] | 0
10
| Underground Sub-Transmission Cables |  |  |  | -1.007 | -1.0115 | -1.0846 | -1.4879 | -1.6018 | 0 | 0 | 0 | 0 | 0
Overhead Distribution Lines |  | Opening RAB |  |  | 38.498 | 38.498 | 38.498 | 38.498 | 38.498 | 38.498 | 38.498 | 38.498 | 38.498 | 38.498
|  | Capex in year | 2003-04: 0
|  |  | 1 |  |  | 4.6959 | 4.6959 | 4.6959 | 4.6959 | 4.6959 | 4.6959 | 4.6959 | 4.6959 | 4.6959
|  |  | 2 |  |  |  | 2.7794 | 2.7794 | 2.7794 | 2.7794 | 2.7794 | 2.7794 | 2.7794 | 2.7794
|  |  | 3 |  |  |  |  | 2.1631 | 2.1631 | 2.1631 | 2.1631 | 2.1631 | 2.1631 | 2.1631
|  |  | 4 | [5 empty] | 2.4148 | 2.4148 | 2.4148 | 2.4148 | 2.4148 | 2.4148
|  |  | 5 | [6 empty] | 2.3748 | 2.3748 | 2.3748 | 2.3748 | 2.3748
|  |  | 6 | [7 empty] | 0 | 0 | 0 | 0
|  |  | 7 | [8 empty] | 0 | 0 | 0
|  |  | 8 | [9 empty] | 0 | 0
|  |  | 9 | [10 empty] | 0
10
| Overhead Distribution Lines |  |  |  | -38.498 | -43.1939 | -45.9732 | -48.1363 | -50.5512 | 0 | 0 | 0 | 0 | 0
Underground Distribution Cables |  | Opening RAB |  |  | 6.2172 | 6.2172 | 6.2172 | 6.2172 | 6.2172 | 6.2172 | 6.2172 | 6.2172 | 6.2172 | 6.2172
|  | Capex in year | 2003-04: 0
|  |  | 1 |  |  | 0.26176 | 0.26176 | 0.26176 | 0.26176 | 0.26176 | 0.26176 | 0.26176 | 0.26176 | 0.26176
|  |  | 2 |  |  |  | 1.3182 | 1.3182 | 1.3182 | 1.3182 | 1.3182 | 1.3182 | 1.3182 | 1.3182
|  |  | 3 |  |  |  |  | 1.1489 | 1.1489 | 1.1489 | 1.1489 | 1.1489 | 1.1489 | 1.1489
|  |  | 4 | [5 empty] | 0.9636 | 0.9636 | 0.9636 | 0.9636 | 0.9636 | 0.9636
|  |  | 5 | [6 empty] | 1.4832 | 1.4832 | 1.4832 | 1.4832 | 1.4832
|  |  | 6 | [7 empty] | 0 | 0 | 0 | 0
|  |  | 7 | [8 empty] | 0 | 0 | 0
|  |  | 8 | [9 empty] | 0 | 0
|  |  | 9 | [10 empty] | 0
10
| Underground Distribution Cables |  |  |  | -6.2172 | -6.479 | -7.7971 | -8.946 | -9.9096 | 0 | 0 | 0 | 0 | 0
Distribution Equipment |  | Opening RAB |  |  | 2.108 | 2.108 | 2.108 | 2.108 | 2.108 | 2.108 | 2.108 | 2.108 | 2.108 | 2.108
|  | Capex in year | 2003-04: 0
|  |  | 1 |  |  | 0.30858 | 0.30858 | 0.30858 | 0.30858 | 0.30858 | 0.30858 | 0.30858 | 0.30858 | 0.30858
|  |  | 2 |  |  |  | 0.1004 | 0.1004 | 0.1004 | 0.1004 | 0.1004 | 0.1004 | 0.1004 | 0.1004
|  |  | 3 |  |  |  |  | -0.0039425 | -0.0039425 | -0.0039425 | -0.0039425 | -0.0039425 | -0.0039425 | -0.0039425
|  |  | 4 | [5 empty] | 0.012438 | 0.012438 | 0.012438 | 0.012438 | 0.012438 | 0.012438
|  |  | 5 | [6 empty] | 0.43948 | 0.43948 | 0.43948 | 0.43948 | 0.43948
|  |  | 6 | [7 empty] | 0 | 0 | 0 | 0
|  |  | 7 | [8 empty] | 0 | 0 | 0
|  |  | 8 | [9 empty] | 0 | 0
|  |  | 9 | [10 empty] | 0
10
| Distribution Equipment |  |  |  | -2.108 | -2.4166 | -2.517 | -2.513 | -2.5255 | 0 | 0 | 0 | 0 | 0
Substation Bays |  | Opening RAB |  |  | 11.501 | 11.501 | 11.501 | 11.501 | 11.501 | 11.501 | 11.501 | 11.501 | 11.501 | 11.501
|  | Capex in year | 2003-04: 0
|  |  | 1 |  |  | 0.9906 | 0.9906 | 0.9906 | 0.9906 | 0.9906 | 0.9906 | 0.9906 | 0.9906 | 0.9906
|  |  | 2 |  |  |  | 1.4144 | 1.4144 | 1.4144 | 1.4144 | 1.4144 | 1.4144 | 1.4144 | 1.4144
|  |  | 3 |  |  |  |  | 2.491 | 2.491 | 2.491 | 2.491 | 2.491 | 2.491 | 2.491
|  |  | 4 | [5 empty] | 3.0236 | 3.0236 | 3.0236 | 3.0236 | 3.0236 | 3.0236
|  |  | 5 | [6 empty] | 1.9078 | 1.9078 | 1.9078 | 1.9078 | 1.9078
|  |  | 6 | [7 empty] | 0 | 0 | 0 | 0
|  |  | 7 | [8 empty] | 0 | 0 | 0
|  |  | 8 | [9 empty] | 0 | 0
|  |  | 9 | [10 empty] | 0
10
| Substation Bays |  |  |  | -11.501 | -12.4916 | -13.906 | -16.397 | -19.4206 | 0 | 0 | 0 | 0 | 0
Substation Establishment |  | Opening RAB |  |  | 6.23 | 6.23 | 6.23 | 6.23 | 6.23 | 6.23 | 6.23 | 6.23 | 6.23 | 6.23
|  | Capex in year | 2003-04: 0
|  |  | 1 |  |  | 0.24116 | 0.24116 | 0.24116 | 0.24116 | 0.24116 | 0.24116 | 0.24116 | 0.24116 | 0.24116
|  |  | 2 |  |  |  | 0.45076 | 0.45076 | 0.45076 | 0.45076 | 0.45076 | 0.45076 | 0.45076 | 0.45076
|  |  | 3 |  |  |  |  | 0.082226 | 0.082226 | 0.082226 | 0.082226 | 0.082226 | 0.082226 | 0.082226
|  |  | 4 | [5 empty] | 0.31077 | 0.31077 | 0.31077 | 0.31077 | 0.31077 | 0.31077
|  |  | 5 | [6 empty] | 0.42008 | 0.42008 | 0.42008 | 0.42008 | 0.42008
|  |  | 6 | [7 empty] | 0 | 0 | 0 | 0
|  |  | 7 | [8 empty] | 0 | 0 | 0
|  |  | 8 | [9 empty] | 0 | 0
|  |  | 9 | [10 empty] | 0
10
| Substation Establishment |  |  |  | -6.23 | -6.4712 | -6.9219 | -7.0041 | -7.3149 | 0 | 0 | 0 | 0 | 0
Distribution Substation Switchgear |  | Opening RAB |  |  | 1.105 | 1.105 | 1.105 | 1.105 | 1.105 | 1.105 | 1.105 | 1.105 | 1.105 | 1.105
|  | Capex in year | 2003-04: 0
|  |  | 1 |  |  | 0.061066 | 0.061066 | 0.061066 | 0.061066 | 0.061066 | 0.061066 | 0.061066 | 0.061066 | 0.061066
|  |  | 2 |  |  |  | 0.32102 | 0.32102 | 0.32102 | 0.32102 | 0.32102 | 0.32102 | 0.32102 | 0.32102
|  |  | 3 |  |  |  |  | 0.26418 | 0.26418 | 0.26418 | 0.26418 | 0.26418 | 0.26418 | 0.26418
|  |  | 4 | [5 empty] | 0.3565 | 0.3565 | 0.3565 | 0.3565 | 0.3565 | 0.3565
|  |  | 5 | [6 empty] | 0.13106 | 0.13106 | 0.13106 | 0.13106 | 0.13106
|  |  | 6 | [7 empty] | 0 | 0 | 0 | 0
|  |  | 7 | [8 empty] | 0 | 0 | 0
|  |  | 8 | [9 empty] | 0 | 0
|  |  | 9 | [10 empty] | 0
10
| Distribution Substation Switchgear |  |  |  | -1.105 | -1.1661 | -1.4871 | -1.7513 | -2.1078 | 0 | 0 | 0 | 0 | 0
Zone Transformers |  | Opening RAB |  |  | 4.522 | 4.522 | 4.522 | 4.522 | 4.522 | 4.522 | 4.522 | 4.522 | 4.522 | 4.522
|  | Capex in year | 2003-04: 0
|  |  | 1 |  |  | 0.25277 | 0.25277 | 0.25277 | 0.25277 | 0.25277 | 0.25277 | 0.25277 | 0.25277 | 0.25277
|  |  | 2 |  |  |  | 0.40422 | 0.40422 | 0.40422 | 0.40422 | 0.40422 | 0.40422 | 0.40422 | 0.40422
|  |  | 3 |  |  |  |  | 1.0599 | 1.0599 | 1.0599 | 1.0599 | 1.0599 | 1.0599 | 1.0599
|  |  | 4 | [5 empty] | 0.71028 | 0.71028 | 0.71028 | 0.71028 | 0.71028 | 0.71028
|  |  | 5 | [6 empty] | 0.42579 | 0.42579 | 0.42579 | 0.42579 | 0.42579
|  |  | 6 | [7 empty] | 0 | 0 | 0 | 0
|  |  | 7 | [8 empty] | 0 | 0 | 0
|  |  | 8 | [9 empty] | 0 | 0
|  |  | 9 | [10 empty] | 0
10
| Zone Transformers |  |  |  | -4.522 | -4.7748 | -5.179 | -6.2389 | -6.9492 | 0 | 0 | 0 | 0 | 0
Distribution Transformers |  | Opening RAB |  |  | 21.827 | 21.827 | 21.827 | 21.827 | 21.827 | 21.827 | 21.827 | 21.827 | 21.827 | 21.827
|  | Capex in year | 2003-04: 0
|  |  | 1 |  |  | 1.7051 | 1.7051 | 1.7051 | 1.7051 | 1.7051 | 1.7051 | 1.7051 | 1.7051 | 1.7051
|  |  | 2 |  |  |  | 2.072 | 2.072 | 2.072 | 2.072 | 2.072 | 2.072 | 2.072 | 2.072
|  |  | 3 |  |  |  |  | 1.8103 | 1.8103 | 1.8103 | 1.8103 | 1.8103 | 1.8103 | 1.8103
|  |  | 4 | [5 empty] | 1.9185 | 1.9185 | 1.9185 | 1.9185 | 1.9185 | 1.9185
|  |  | 5 | [6 empty] | 1.905 | 1.905 | 1.905 | 1.905 | 1.905
|  |  | 6 | [7 empty] | 0 | 0 | 0 | 0
|  |  | 7 | [8 empty] | 0 | 0 | 0
|  |  | 8 | [9 empty] | 0 | 0
|  |  | 9 | [10 empty] | 0
10
| Distribution Transformers |  |  |  | -21.827 | -23.5321 | -25.6041 | -27.4144 | -29.3329 | 0 | 0 | 0 | 0 | 0
Low Voltage Services |  | Opening RAB |  |  | 19.496 | 19.496 | 19.496 | 19.496 | 19.496 | 17.465 | 0 | 0 | 0 | 0
|  | Capex in year | 2003-04: 0
|  |  | 1 |  |  | 0.50526 | 0.50526 | 0.50526 | 0.50526 | 0.50526 | 0.50526 | 0.50526 | 0.50526 | 0.50526
|  |  | 2 |  |  |  | 0.39448 | 0.39448 | 0.39448 | 0.39448 | 0.39448 | 0.39448 | 0.39448 | 0.39448
|  |  | 3 |  |  |  |  | 0.38764 | 0.38764 | 0.38764 | 0.38764 | 0.38764 | 0.38764 | 0.38764
|  |  | 4 | [5 empty] | 0.36905 | 0.36905 | 0.36905 | 0.36905 | 0.36905 | 0.36905
|  |  | 5 | [6 empty] | 0.26333 | 0.26333 | 0.26333 | 0.26333 | 0.26333
|  |  | 6 | [7 empty] | 0 | 0 | 0 | 0
|  |  | 7 | [8 empty] | 0 | 0 | 0
|  |  | 8 | [9 empty] | 0 | 0
|  |  | 9 | [10 empty] | 0
10
| Low Voltage Services |  |  |  | -19.496 | -20.0013 | -20.3957 | -20.7834 | -21.1524 | 0 | 0 | 0 | 0 | 0
Metering |  | Opening RAB |  |  | 9.241 | 9.241 | 9.241 | 9.241 | 9.241 | 9.241 | 4.457 | 0 | 0 | 0
|  | Capex in year | 2003-04: 0
|  |  | 1 |  |  | 0.26814 | 0.26814 | 0.26814 | 0.26814 | 0.26814 | 0.26814 | 0.26814 | 0.26814 | 0.26814
|  |  | 2 |  |  |  | 0.4106 | 0.4106 | 0.4106 | 0.4106 | 0.4106 | 0.4106 | 0.4106 | 0.4106
|  |  | 3 |  |  |  |  | 0.30839 | 0.30839 | 0.30839 | 0.30839 | 0.30839 | 0.30839 | 0.30839
|  |  | 4 | [5 empty] | 0.4191 | 0.4191 | 0.4191 | 0.4191 | 0.4191 | 0.4191
|  |  | 5 | [6 empty] | 0.45467 | 0.45467 | 0.45467 | 0.45467 | 0.45467
|  |  | 6 | [7 empty] | 0 | 0 | 0 | 0
|  |  | 7 | [8 empty] | 0 | 0 | 0
|  |  | 8 | [9 empty] | 0 | 0
|  |  | 9 | [10 empty] | 0
10
| Metering |  |  |  | -9.241 | -9.5091 | -9.9197 | -10.2281 | -10.6472 | 0 | 0 | 0 | 0 | 0
Communications – Pilot Wires |  | Opening RAB |  |  | 2.131 | 2.131 | 2.131 | 2.131 | 2.131 | 2.131 | 2.131 | 2.131 | 2.131 | 2.131
|  | Capex in year | 2003-04: 0
|  |  | 1 |  |  | 0.057379 | 0.057379 | 0.057379 | 0.057379 | 0.057379 | 0.057379 | 0.057379 | 0.057379 | 0.057379
|  |  | 2 |  |  |  | 0.049172 | 0.049172 | 0.049172 | 0.049172 | 0.049172 | 0.049172 | 0.049172 | 0.049172
|  |  | 3 |  |  |  |  | 0.1032 | 0.1032 | 0.1032 | 0.1032 | 0.1032 | 0.1032 | 0.1032
|  |  | 4 | [5 empty] | 0.099108 | 0.099108 | 0.099108 | 0.099108 | 0.099108 | 0.099108
|  |  | 5 | [6 empty] | 0.95724 | 0.95724 | 0.95724 | 0.95724 | 0.95724
|  |  | 6 | [7 empty] | 0 | 0 | 0 | 0
|  |  | 7 | [8 empty] | 0 | 0 | 0
|  |  | 8 | [9 empty] | 0 | 0
|  |  | 9 | [10 empty] | 0
10
| Communications – Pilot Wires |  |  |  | -2.131 | -2.1884 | -2.2376 | -2.3408 | -2.4399 | 0 | 0 | 0 | 0 | 0
Generation Assets |  | Opening RAB |  |  | 0.462 | 0.462 | 0.462 | 0.462 | 0.462 | 0.462 | 0.462 | 0.432 | 0 | 0
|  | Capex in year | 2003-04: 0
|  |  | 1 |  |  | 0.029514 | 0.029514 | 0.029514 | 0.029514 | 0.029514 | 0.029514 | 0.029514 | 0.029514 | 0.029514
|  |  | 2 |  |  |  | 0 | 0 | 0 | 0 | 0 | 0 | 0 | 0
|  |  | 3 |  |  |  |  | 0 | 0 | 0 | 0 | 0 | 0 | 0
|  |  | 4 | [5 empty] | 0.027543 | 0.027543 | 0.027543 | 0.027543 | 0.027543 | 0.027543
|  |  | 5 | [6 empty] | 0.002 | 0.002 | 0.002 | 0.002 | 0.002
|  |  | 6 | [7 empty] | 0 | 0 | 0 | 0
|  |  | 7 | [8 empty] | 0 | 0 | 0
|  |  | 8 | [9 empty] | 0 | 0
|  |  | 9 | [10 empty] | 0
10
| Generation Assets |  |  |  | -0.462 | -0.49151 | -0.49151 | -0.49151 | -0.51906 | 0 | 0 | 0 | 0 | 0
Street Lighting |  | Opening RAB |  |  | 0 | 0 | 0 | 0 | 0 | 0 | 0 | 0 | 0 | 0
|  | Capex in year | 2003-04: 0
|  |  | 1 |  |  | 0 | 0 | 0 | 0 | 0 | 0 | 0 | 0 | 0
|  |  | 2 |  |  |  | 0 | 0 | 0 | 0 | 0 | 0 | 0 | 0
|  |  | 3 |  |  |  |  | 0 | 0 | 0 | 0 | 0 | 0 | 0
|  |  | 4 | [5 empty] | 0 | 0 | 0 | 0 | 0 | 0
|  |  | 5 | [6 empty] | 0 | 0 | 0 | 0 | 0
|  |  | 6 | [7 empty] | 0 | 0 | 0 | 0
|  |  | 7 | [8 empty] | 0 | 0 | 0
|  |  | 8 | [9 empty] | 0 | 0
|  |  | 9 | [10 empty] | 0
10
| Street Lighting |  |  |  | 0 | 0 | 0 | 0 | 0 | 0 | 0 | 0 | 0 | 0
Other Equipment |  | Opening RAB |  |  | 0 | 0 | 0 | 0 | 0 | 0 | 0 | 0 | 0 | 0
|  | Capex in year | 2003-04: 0
|  |  | 1 |  |  | 0 | 0 | 0 | 0 | 0 | 0 | 0 | 0 | 0
|  |  | 2 |  |  |  | 0.18426 | 0.18426 | 0.18426 | 0.18426 | 0.18426 | 0.18426 | 0.18426 | 0.18426
|  |  | 3 |  |  |  |  | 0.10604 | 0.10604 | 0.10604 | 0.10604 | 0.10604 | 0.10604 | 0.10604
|  |  | 4 | [5 empty] | 0.12288 | 0.12288 | 0.12288 | 0.12288 | 0.12288 | 0.12288
|  |  | 5 | [6 empty] | 0.0031464 | 0.0031464 | 0.0031464 | 0.0031464 | 0.0031464
|  |  | 6 | [7 empty] | 0 | 0 | 0 | 0
|  |  | 7 | [8 empty] | 0 | 0 | 0
|  |  | 8 | [9 empty] | 0 | 0
|  |  | 9 | [10 empty] | 0
10
| Other Equipment |  |  |  | 0 | 0 | -0.18426 | -0.29031 | -0.41319 | 0 | 0 | 0 | 0 | 0
Control Centre - SCADA |  | Opening RAB |  |  | 2.542 | 2.542 | 2.542 | 2.542 | 2.542 | 2.542 | 0.466 | 0 | 0 | 0
|  | Capex in year | 2003-04: 0
|  |  | 1 |  |  | 0.82764 | 0.82764 | 0.82764 | 0.82764 | 0.82764 | 0.82764 | 0.82764 | 0 | 0
|  |  | 2 |  |  |  | 1.6604 | 1.6604 | 1.6604 | 1.6604 | 1.6604 | 1.6604 | 1.6604 | 0
|  |  | 3 |  |  |  |  | 2.2764 | 2.2764 | 2.2764 | 2.2764 | 2.2764 | 2.2764 | 2.2764
|  |  | 4 | [5 empty] | 0.94011 | 0.94011 | 0.94011 | 0.94011 | 0.94011 | 0.94011
|  |  | 5 | [6 empty] | 1.3009 | 1.3009 | 1.3009 | 1.3009 | 1.3009
|  |  | 6 | [7 empty] | 0 | 0 | 0 | 0
|  |  | 7 | [8 empty] | 0 | 0 | 0
|  |  | 8 | [9 empty] | 0 | 0
|  |  | 9 | [10 empty] | 0
10
| Control Centre - SCADA |  |  |  | -2.542 | -3.3696 | -5.03 | -7.3064 | -8.2465 | 0 | 0 | 0 | 0 | 0
Land & Easements (System) |  | Opening RAB |  |  | n/a | n/a | n/a | n/a | n/a | n/a | n/a | n/a | n/a | n/a
|  | Capex in year | 2003-04: 0
|  |  | 1 |  |  | n/a | n/a | n/a | n/a | n/a | n/a | n/a | n/a | n/a
|  |  | 2 |  |  |  | n/a | n/a | n/a | n/a | n/a | n/a | n/a | n/a
|  |  | 3 |  |  |  |  | n/a | n/a | n/a | n/a | n/a | n/a | n/a
|  |  | 4 | [5 empty] | n/a | n/a | n/a | n/a | n/a | n/a
|  |  | 5 | [6 empty] | n/a | n/a | n/a | n/a | n/a
|  |  | 6 | [7 empty] | n/a | n/a | n/a | n/a
|  |  | 7 | [8 empty] | n/a | n/a | n/a
|  |  | 8 | [9 empty] | n/a | n/a
|  |  | 9 | [10 empty] | n/a
10
| Land & Easements (System) |  |  |  | 0 | 0 | 0 | 0 | 0 | 0 | 0 | 0 | 0 | 0
Buildings (System) |  | Opening RAB |  |  | n/a | n/a | n/a | n/a | n/a | n/a | n/a | n/a | n/a | n/a
|  | Capex in year | 2003-04: 0
|  |  | 1 |  |  | 0 | 0 | 0 | 0 | 0 | 0 | 0 | 0 | 0
|  |  | 2 |  |  |  | 0 | 0 | 0 | 0 | 0 | 0 | 0 | 0
|  |  | 3 |  |  |  |  | 0 | 0 | 0 | 0 | 0 | 0 | 0
|  |  | 4 | [5 empty] | 0 | 0 | 0 | 0 | 0 | 0
|  |  | 5 | [6 empty] | 0 | 0 | 0 | 0 | 0
|  |  | 6 | [7 empty] | 0 | 0 | 0 | 0
|  |  | 7 | [8 empty] | 0 | 0 | 0
|  |  | 8 | [9 empty] | 0 | 0
|  |  | 9 | [10 empty] | 0
10
| Buildings (System) |  |  |  | 0 | 0 | 0 | 0 | 0 | 0 | 0 | 0 | 0 | 0
Communications |  | Opening RAB |  |  | 0.819 | 0.819 | 0.819 | 0.819 | 0.819 | 0.819 | 0.294 | 0 | 0 | 0
|  | Capex in year | 2003-04: 0
|  |  | 1 |  |  | 0.0022756 | 0.0022756 | 0.0022756 | 0.0022756 | 0.0022756 | 0.0022756 | 0.0022756 | 0.0022756 | 0.0022756
|  |  | 2 |  |  |  | 0.18885 | 0.18885 | 0.18885 | 0.18885 | 0.18885 | 0.18885 | 0.18885 | 0.18885
|  |  | 3 |  |  |  |  | 0.012859 | 0.012859 | 0.012859 | 0.012859 | 0.012859 | 0.012859 | 0.012859
|  |  | 4 | [5 empty] | 0.011677 | 0.011677 | 0.011677 | 0.011677 | 0.011677 | 0.011677
|  |  | 5 | [6 empty] | -0.0012051 | -0.0012051 | -0.0012051 | -0.0012051 | -0.0012051
|  |  | 6 | [7 empty] | 0 | 0 | 0 | 0
|  |  | 7 | [8 empty] | 0 | 0 | 0
|  |  | 8 | [9 empty] | 0 | 0
|  |  | 9 | [10 empty] | 0
10
| Communications |  |  |  | -0.819 | -0.82128 | -1.0101 | -1.023 | -1.0347 | 0 | 0 | 0 | 0 | 0
IT Systems |  | Opening RAB |  |  | 38.209 | 23.272 | 0 | 0 | 0 | 0 | 0 | 0 | 0 | 0
|  | Capex in year | 2003-04: 0
|  |  | 1 |  |  | 14.991 | 14.991 | 14.991 | 14.991 | 14.991 | 0 | 0 | 0 | 0
|  |  | 2 |  |  |  | 6.7751 | 6.7751 | 6.7751 | 6.7751 | 6.7751 | 0 | 0 | 0
|  |  | 3 |  |  |  |  | -7.7038 | -7.7038 | -7.7038 | -7.7038 | -7.7038 | 0 | 0
|  |  | 4 | [5 empty] | 2.6881 | 2.6881 | 2.6881 | 2.6881 | 2.6881 | 0
|  |  | 5 | [6 empty] | 2.3445 | 2.3445 | 2.3445 | 2.3445 | 2.3445
|  |  | 6 | [7 empty] | 0 | 0 | 0 | 0
|  |  | 7 | [8 empty] | 0 | 0 | 0
|  |  | 8 | [9 empty] | 0 | 0
|  |  | 9 | [10 empty] | 0
10
| IT Systems |  |  |  | -38.209 | -38.263 | -21.7661 | -14.0623 | -16.7504 | 0 | 0 | 0 | 0 | 0
Office Equipment & Furniture |  | Opening RAB |  |  | 2.397 | 2.397 | 2.397 | 2.397 | 2.397 | 2.397 | 2.397 | 2.397 | 2.397 | 2.397
|  | Capex in year | 2003-04: 0
|  |  | 1 |  |  | 0.10422 | 0.10422 | 0.10422 | 0.10422 | 0.10422 | 0.10422 | 0.10422 | 0 | 0
|  |  | 2 |  |  |  | 0.27391 | 0.27391 | 0.27391 | 0.27391 | 0.27391 | 0.27391 | 0.27391 | 0
|  |  | 3 |  |  |  |  | 0.57985 | 0.57985 | 0.57985 | 0.57985 | 0.57985 | 0.57985 | 0.57985
|  |  | 4 | [5 empty] | 0.25246 | 0.25246 | 0.25246 | 0.25246 | 0.25246 | 0.25246
|  |  | 5 | [6 empty] | 0.038891 | 0.038891 | 0.038891 | 0.038891 | 0.038891
|  |  | 6 | [7 empty] | 0 | 0 | 0 | 0
|  |  | 7 | [8 empty] | 0 | 0 | 0
|  |  | 8 | [9 empty] | 0 | 0
|  |  | 9 | [10 empty] | 0
10
| Office Equipment & Furniture |  |  |  | -2.397 | -2.5012 | -2.7751 | -3.355 | -3.6074 | 0 | 0 | 0 | 0 | 0
Motor Vehicles |  | Opening RAB |  |  | 18.54 | 18.54 | 18.54 | 18.54 | 15.655 | 0 | 0 | 0 | 0 | 0
|  | Capex in year | 2003-04: 0
|  |  | 1 |  |  | 3.4906 | 3.4906 | 3.4906 | 3.4906 | 3.4906 | 3.4906 | 3.4906 | 3.4906 | 3.4906
|  |  | 2 |  |  |  | 2.421 | 2.421 | 2.421 | 2.421 | 2.421 | 2.421 | 2.421 | 2.421
|  |  | 3 |  |  |  |  | 1.8545 | 1.8545 | 1.8545 | 1.8545 | 1.8545 | 1.8545 | 1.8545
|  |  | 4 | [5 empty] | 1.5486 | 1.5486 | 1.5486 | 1.5486 | 1.5486 | 1.5486
|  |  | 5 | [6 empty] | 2.1968 | 2.1968 | 2.1968 | 2.1968 | 2.1968
|  |  | 6 | [7 empty] | 0 | 0 | 0 | 0
|  |  | 7 | [8 empty] | 0 | 0 | 0
|  |  | 8 | [9 empty] | 0 | 0
|  |  | 9 | [10 empty] | 0
10
| Motor Vehicles |  |  |  | -18.54 | -22.0306 | -24.4515 | -26.306 | -24.9696 | 0 | 0 | 0 | 0 | 0
Plant & Equipment |  | Opening RAB |  |  | 7.273 | 7.273 | 7.273 | 7.273 | 3.987 | 0 | 0 | 0 | 0 | 0
|  | Capex in year | 2003-04: 0
|  |  | 1 |  |  | 1.1558 | 1.1558 | 1.1558 | 1.1558 | 1.1558 | 1.1558 | 1.1558 | 1.1558 | 1.1558
|  |  | 2 |  |  |  | 2.7926 | 2.7926 | 2.7926 | 2.7926 | 2.7926 | 2.7926 | 2.7926 | 2.7926
|  |  | 3 |  |  |  |  | 3.3954 | 3.3954 | 3.3954 | 3.3954 | 3.3954 | 3.3954 | 3.3954
|  |  | 4 | [5 empty] | 1.5782 | 1.5782 | 1.5782 | 1.5782 | 1.5782 | 1.5782
|  |  | 5 | [6 empty] | 0.62836 | 0.62836 | 0.62836 | 0.62836 | 0.62836
|  |  | 6 | [7 empty] | 0 | 0 | 0 | 0
|  |  | 7 | [8 empty] | 0 | 0 | 0
|  |  | 8 | [9 empty] | 0 | 0
|  |  | 9 | [10 empty] | 0
10
| Plant & Equipment |  |  |  | -7.273 | -8.4288 | -11.2215 | -14.6168 | -12.909 | 0 | 0 | 0 | 0 | 0
Buildings |  | Opening RAB |  |  | 9.422 | 9.422 | 9.422 | 9.422 | 9.422 | 9.422 | 9.422 | 9.091 | 0 | 0
|  | Capex in year | 2003-04: 0
|  |  | 1 |  |  | 0.58546 | 0.58546 | 0.58546 | 0.58546 | 0.58546 | 0.58546 | 0.58546 | 0.58546 | 0.58546
|  |  | 2 |  |  |  | 0.61891 | 0.61891 | 0.61891 | 0.61891 | 0.61891 | 0.61891 | 0.61891 | 0.61891
|  |  | 3 |  |  |  |  | 0.49719 | 0.49719 | 0.49719 | 0.49719 | 0.49719 | 0.49719 | 0.49719
|  |  | 4 | [5 empty] | 0.34697 | 0.34697 | 0.34697 | 0.34697 | 0.34697 | 0.34697
|  |  | 5 | [6 empty] | 1.8958 | 1.8958 | 1.8958 | 1.8958 | 1.8958
|  |  | 6 | [7 empty] | 0 | 0 | 0 | 0
|  |  | 7 | [8 empty] | 0 | 0 | 0
|  |  | 8 | [9 empty] | 0 | 0
|  |  | 9 | [10 empty] | 0
10
| Buildings |  |  |  | -9.422 | -10.0075 | -10.6264 | -11.1236 | -11.4705 | 0 | 0 | 0 | 0 | 0
Land & Easements |  | Opening RAB |  |  | n/a | n/a | n/a | n/a | n/a | n/a | n/a | n/a | n/a | n/a
|  | Capex in year | 2003-04: 0
|  |  | 1 |  |  | n/a | n/a | n/a | n/a | n/a | n/a | n/a | n/a | n/a
|  |  | 2 |  |  |  | n/a | n/a | n/a | n/a | n/a | n/a | n/a | n/a
|  |  | 3 |  |  |  |  | n/a | n/a | n/a | n/a | n/a | n/a | n/a
|  |  | 4 | [5 empty] | n/a | n/a | n/a | n/a | n/a | n/a
|  |  | 5 | [6 empty] | n/a | n/a | n/a | n/a | n/a
|  |  | 6 | [7 empty] | n/a | n/a | n/a | n/a
|  |  | 7 | [8 empty] | n/a | n/a | n/a
|  |  | 8 | [9 empty] | n/a | n/a
|  |  | 9 | [10 empty] | n/a
10
| Land & Easements |  |  |  | 0 | 0 | 0 | 0 | 0 | 0 | 0 | 0 | 0 | 0
Land Improvements |  | Opening RAB |  |  | 0 | 0 | 0 | 0 | 0 | 0 | 0 | 0 | 0 | 0
|  | Capex in year | 2003-04: 0
|  |  | 1 |  |  | 0 | 0 | 0 | 0 | 0 | 0 | 0 | 0 | 0
|  |  | 2 |  |  |  | 0.036093 | 0.036093 | 0.036093 | 0.036093 | 0.036093 | 0.036093 | 0.036093 | 0.036093
|  |  | 3 |  |  |  |  | 0.081554 | 0.081554 | 0.081554 | 0.081554 | 0.081554 | 0.081554 | 0.081554
|  |  | 4 | [5 empty] | 0.15341 | 0.15341 | 0.15341 | 0.15341 | 0.15341 | 0.15341
|  |  | 5 | [6 empty] | 0 | 0 | 0 | 0 | 0
|  |  | 6 | [7 empty] | 0 | 0 | 0 | 0
|  |  | 7 | [8 empty] | 0 | 0 | 0
|  |  | 8 | [9 empty] | 0 | 0
|  |  | 9 | [10 empty] | 0
10
| Land Improvements |  |  |  | 0 | 0 | -0.036093 | -0.11765 | -0.27105 | 0 | 0 | 0 | 0 | 0
Equity Raising Costs |  | Opening RAB |  |  | 0 | 0 | 0 | 0 | 0 | 0 | 0 | 0 | 0 | 0
|  | Capex in year | 2003-04: 0
|  |  | 1 |  |  | 0 | 0 | 0 | 0 | 0 | 0 | 0 | 0 | 0
|  |  | 2 |  |  |  | 0 | 0 | 0 | 0 | 0 | 0 | 0 | 0
|  |  | 3 |  |  |  |  | 0 | 0 | 0 | 0 | 0 | 0 | 0
|  |  | 4 | [5 empty] | 0 | 0 | 0 | 0 | 0 | 0
|  |  | 5 | [6 empty] | 0 | 0 | 0 | 0 | 0
|  |  | 6 | [7 empty] | 0 | 0 | 0 | 0
|  |  | 7 | [8 empty] | 0 | 0 | 0
|  |  | 8 | [9 empty] | 0 | 0
|  |  | 9 | [10 empty] | 0
10
| Equity Raising Costs |  |  |  | 0 | 0 | 0 | 0 | 0 | 0 | 0 | 0 | 0 | 0
|  | Opening RAB |  |  | 0 | 0 | 0 | 0 | 0 | 0 | 0 | 0 | 0 | 0
|  | Capex in year | 2003-04: 0
|  |  | 1 |  |  | 0 | 0 | 0 | 0 | 0 | 0 | 0 | 0 | 0
|  |  | 2 |  |  |  | 0 | 0 | 0 | 0 | 0 | 0 | 0 | 0
|  |  | 3 |  |  |  |  | 0 | 0 | 0 | 0 | 0 | 0 | 0
|  |  | 4 | [5 empty] | 0 | 0 | 0 | 0 | 0 | 0
|  |  | 5 | [6 empty] | 0 | 0 | 0 | 0 | 0
|  |  | 6 | [7 empty] | 0 | 0 | 0 | 0
|  |  | 7 | [8 empty] | 0 | 0 | 0
|  |  | 8 | [9 empty] | 0 | 0
|  |  | 9 | [10 empty] | 0
10
[5 empty] | 0 | 0 | 0 | 0 | 0 | 0 | 0 | 0 | 0 | 0
|  | Opening RAB |  |  | 0 | 0 | 0 | 0 | 0 | 0 | 0 | 0 | 0 | 0
|  | Capex in year | 2003-04: 0
|  |  | 1 |  |  | 0 | 0 | 0 | 0 | 0 | 0 | 0 | 0 | 0
|  |  | 2 |  |  |  | 0 | 0 | 0 | 0 | 0 | 0 | 0 | 0
|  |  | 3 |  |  |  |  | 0 | 0 | 0 | 0 | 0 | 0 | 0
|  |  | 4 | [5 empty] | 0 | 0 | 0 | 0 | 0 | 0
|  |  | 5 | [6 empty] | 0 | 0 | 0 | 0 | 0
|  |  | 6 | [7 empty] | 0 | 0 | 0 | 0
|  |  | 7 | [8 empty] | 0 | 0 | 0
|  |  | 8 | [9 empty] | 0 | 0
|  |  | 9 | [10 empty] | 0
10
[5 empty] | 0 | 0 | 0 | 0 | 0 | 0 | 0 | 0 | 0 | 0
Nominal Asset Values
Nominal Opening Regulated Asset Base |  |  |  | 4146.171 | 4146.171 | 4662.4087 | 5243.3666 | 5858.1008 | 6452.638 | 7148.9485 | 0 | 0 | 0 | 0 | 0
| Overhead Sub-Transmission Lines |  |  | 765.668 | 765.668 | 784.4236 | 849.2843 | 925.7197 | 993.6949 | 1056.6331 | 0 | 0 | 0 | 0 | 0
| Underground Sub-Transmission Cables |  |  | 11.664 | 11.664 | 11.1885 | 13.8639 | 32.8708 | 37.7791 | 52.1561 | 0 | 0 | 0 | 0 | 0
| Overhead Distribution Lines |  |  | 1396.348 | 1396.348 | 1638.848 | 1779.7724 | 1922.3671 | 2051.5581 | 2189.4808 | 0 | 0 | 0 | 0 | 0
| Underground Distribution Cables |  |  | 279.215 | 279.215 | 297.2458 | 381.0231 | 463.1801 | 529.6182 | 636.1237 | 0 | 0 | 0 | 0 | 0
| Distribution Equipment |  |  | 40.02 | 40.02 | 50.1084 | 52.4877 | 51.8468 | 50.7892 | 67.0826 | 0 | 0 | 0 | 0 | 0
| Substation Bays |  |  | 347.08 | 347.08 | 391.2731 | 454.7339 | 580.0202 | 729.0171 | 826.6911 | 0 | 0 | 0 | 0 | 0
| Substation Establishment |  |  | 190.968 | 190.968 | 205.0911 | 231.779 | 239.4597 | 258.4762 | 286.5762 | 0 | 0 | 0 | 0 | 0
| Distribution Substation Switchgear |  |  | 37.851 | 37.851 | 40.6604 | 55.6483 | 69.2371 | 87.0305 | 93.9161 | 0 | 0 | 0 | 0 | 0
| Zone Transformers |  |  | 93.959 | 93.959 | 105.0654 | 123.8973 | 180.7745 | 218.1856 | 241.0279 | 0 | 0 | 0 | 0 | 0
| Distribution Transformers |  |  | 417.915 | 417.915 | 486.5573 | 571.8922 | 656.4477 | 738.9697 | 825.3584 | 0 | 0 | 0 | 0 | 0
| Low Voltage Services |  |  | 114.945 | 114.945 | 116.5161 | 112.8306 | 110.2428 | 104.1127 | 93.3571 | 0 | 0 | 0 | 0 | 0
| Metering |  |  | 59.903 | 59.903 | 59.0911 | 61.3295 | 61.544 | 63.3448 | 66.0051 | 0 | 0 | 0 | 0 | 0
| Communications – Pilot Wires |  |  | 36.574 | 36.574 | 37.5383 | 37.9617 | 41.0551 | 43.3386 | 80.4132 | 0 | 0 | 0 | 0 | 0
| Generation Assets |  |  | 3.666 | 3.666 | 4.2086 | 3.7933 | 3.4235 | 3.8848 | 3.4677 | 0 | 0 | 0 | 0 | 0
| Street Lighting |  |  | 0 | 0 | 0 | 0 | 0 | 0 | 0 | 0 | 0 | 0 | 0 | 0
| Other Equipment |  |  | 0 | 0 | 0 | 7.7678 | 12.4776 | 17.9907 | 18.1793 | 0 | 0 | 0 | 0 | 0
| Control Centre - SCADA |  |  | 15.718 | 15.718 | 19.514 | 28.6881 | 41.6772 | 41.8901 | 44.0925 | 0 | 0 | 0 | 0 | 0
| Land & Easements (System) |  |  | 44.571 | 44.571 | 45.8992 | 47.6182 | 51.2738 | 61.1268 | 80.7275 | 0 | 0 | 0 | 0 | 0
| Buildings (System) |  |  | 0 | 0 | 0 | 0 | 0 | 0 | 0 | 0 | 0 | 0 | 0 | 0
| Communications |  |  | 5.208 | 5.208 | 4.5949 | 9.8122 | 9.5542 | 9.0331 | 8.0593 | 0 | 0 | 0 | 0 | 0
| IT Systems |  |  | 61.481 | 61.481 | 100.9187 | 98.7574 | 37.8602 | 38.0959 | 33.3989 | 0 | 0 | 0 | 0 | 0
| Office Equipment & Furniture |  |  | 25.478 | 25.478 | 24.5308 | 24.514 | 26.9395 | 25.818 | 22.718 | 0 | 0 | 0 | 0 | 0
| Motor Vehicles |  |  | 89.815 | 89.815 | 109.2401 | 114.2022 | 112.6673 | 103.2737 | 102.7967 | 0 | 0 | 0 | 0 | 0
| Plant & Equipment |  |  | 33.079 | 33.079 | 38.4505 | 59.9368 | 87.0202 | 90.4807 | 85.4552 | 0 | 0 | 0 | 0 | 0
| Buildings |  |  | 75.045 | 75.045 | 91.6054 | 109.3844 | 124.021 | 130.1851 | 208.1702 | 0 | 0 | 0 | 0 | 0
| Land & Easements |  |  | 0 | 0 | -0.16058 | 10.8669 | 11.3518 | 12.9771 | 15.0613 | 0 | 0 | 0 | 0 | 0
| Land Improvements |  |  | 0 | 0 | 0 | 1.5215 | 5.0689 | 11.9674 | 12.0007 | 0 | 0 | 0 | 0 | 0
| Equity Raising Costs |  |  | 0 | 0 | 0 | 0 | 0 | 0 | 0 | 0 | 0 | 0 | 0 | 0
|  |  |  | 0 | 0 | 0 | 0 | 0 | 0 | 0 | 0 | 0 | 0 | 0 | 0
|  |  |  | 0 | 0 | 0 | 0 | 0 | 0 | 0 | 0 | 0 | 0 | 0 | 0
Nominal Actual Net Capex |  |  |  | 0 | 622.1283 | 720.2414 | 654.4826 | 736.977 | 819.4649 | 0 | 0 | 0 | 0 | 0
| Overhead Sub-Transmission Lines |  |  | 0 | 17.075 | 67.8066 | 64.3134 | 71.2293 | 62.3121 | 0 | 0 | 0 | 0 | 0
| Underground Sub-Transmission Cables |  |  | 0 | 0.20751 | 3.4684 | 19.59 | 5.7708 | 15.1324 | 0 | 0 | 0 | 0 | 0
| Overhead Distribution Lines |  |  | 0 | 240.2877 | 146.4584 | 116.7657 | 135.8806 | 136.9275 | 0 | 0 | 0 | 0 | 0
| Underground Distribution Cables |  |  | 0 | 16.0729 | 83.3527 | 74.4195 | 65.0653 | 102.6271 | 0 | 0 | 0 | 0 | 0
| Distribution Equipment |  |  | 0 | 11.0531 | 3.7035 | -0.14897 | 0.48992 | 17.7379 | 0 | 0 | 0 | 0 | 0
| Substation Bays |  |  | 0 | 45.6202 | 67.0786 | 121.0188 | 153.1234 | 99.001 | 0 | 0 | 0 | 0 | 0
| Substation Establishment |  |  | 0 | 14.8081 | 28.5036 | 5.3263 | 20.9842 | 29.0655 | 0 | 0 | 0 | 0 | 0
| Distribution Substation Switchgear |  |  | 0 | 2.8123 | 15.2247 | 12.8348 | 18.0541 | 6.801 | 0 | 0 | 0 | 0 | 0
| Zone Transformers |  |  | 0 | 12.9342 | 21.3004 | 57.2152 | 39.9672 | 24.5505 | 0 | 0 | 0 | 0 | 0
| Distribution Transformers |  |  | 0 | 78.5262 | 98.2633 | 87.9498 | 97.1595 | 98.8588 | 0 | 0 | 0 | 0 | 0
| Low Voltage Services |  |  | 0 | 18.0979 | 14.5508 | 14.6476 | 14.5363 | 10.6283 | 0 | 0 | 0 | 0 | 0
| Metering |  |  | 0 | 6.8602 | 10.8182 | 8.3236 | 11.7913 | 13.1079 | 0 | 0 | 0 | 0 | 0
| Communications – Pilot Wires |  |  | 0 | 2.0553 | 1.8138 | 3.8995 | 3.9037 | 38.6357 | 0 | 0 | 0 | 0 | 0
| Generation Assets |  |  | 0 | 0.90615 | 0 | 0 | 0.92991 | 0.069191 | 0 | 0 | 0 | 0 | 0
| Street Lighting |  |  | 0 | 0 | 0 | 0 | 0 | 0 | 0 | 0 | 0 | 0 | 0
| Other Equipment |  |  | 0 | 0 | 7.7678 | 4.5794 | 5.5316 | 0.14514 | 0 | 0 | 0 | 0 | 0
| Control Centre - SCADA |  |  | 0 | 5.9291 | 12.2492 | 17.2033 | 7.406 | 10.5016 | 0 | 0 | 0 | 0 | 0
| Land & Easements (System) |  |  | 0 | 0 | 0.59905 | 1.6366 | 8.5865 | 17.8341 | 0 | 0 | 0 | 0 | 0
| Buildings (System) |  |  | 0 | 0 | 0 | 0 | 0 | 0 | 0 | 0 | 0 | 0 | 0
| Communications |  |  | 0 | 0.069864 | 5.9707 | 0.4165 | 0.39422 | -0.041692 | 0 | 0 | 0 | 0 | 0
| IT Systems |  |  | 0 | 76.7087 | 35.7015 | -41.5856 | 15.126 | 13.5184 | 0 | 0 | 0 | 0 | 0
| Office Equipment & Furniture |  |  | 0 | 0.74661 | 2.0207 | 4.3821 | 1.9888 | 0.31394 | 0 | 0 | 0 | 0 | 0
| Motor Vehicles |  |  | 0 | 35.7225 | 25.5146 | 20.0212 | 17.4279 | 25.333 | 0 | 0 | 0 | 0 | 0
| Plant & Equipment |  |  | 0 | 11.8289 | 29.4312 | 36.6569 | 17.7608 | 7.2461 | 0 | 0 | 0 | 0 | 0
| Buildings |  |  | 0 | 23.9665 | 26.0907 | 21.471 | 15.6191 | 87.4504 | 0 | 0 | 0 | 0 | 0
| Land & Easements |  |  | 0 | -0.16058 | 11.0314 | 0.024129 | 1.3449 | 1.7092 | 0 | 0 | 0 | 0 | 0
| Land Improvements |  |  | 0 | 0 | 1.5215 | 3.5219 | 6.9056 | 0 | 0 | 0 | 0 | 0 | 0
| Equity Raising Costs |  |  | 0 | 0 | 0 | 0 | 0 | 0 | 0 | 0 | 0 | 0 | 0
|  |  |  | 0 | 0 | 0 | 0 | 0 | 0 | 0 | 0 | 0 | 0 | 0
|  |  |  | 0 | 0 | 0 | 0 | 0 | 0 | 0 | 0 | 0 | 0 | 0
Nominal Actual Regulatory Depreciation |  |  |  | 0 | -105.8906 | -139.2835 | -39.7484 | -142.4398 | -123.1543 | 142.979 | 0 | 0 | 0 | 0
| Overhead Sub-Transmission Lines |  |  | 0 | 1.6806 | -2.9459 | 12.122 | -3.2541 | 0.62614 | 21.1327 | 0 | 0 | 0 | 0
| Underground Sub-Transmission Cables |  |  | 0 | -0.68298 | -0.79302 | -0.58316 | -0.86252 | -0.75538 | 1.0431 | 0 | 0 | 0 | 0
| Overhead Distribution Lines |  |  | 0 | 2.2123 | -5.534 | 25.8291 | -6.6896 | 0.99518 | 43.7896 | 0 | 0 | 0 | 0
| Underground Distribution Cables |  |  | 0 | 1.9579 | 0.42463 | 7.7375 | 1.3728 | 3.8784 | 12.7225 | 0 | 0 | 0 | 0
| Distribution Equipment |  |  | 0 | -0.96473 | -1.3242 | -0.49189 | -1.5475 | -1.4445 | 1.3417 | 0 | 0 | 0 | 0
| Substation Bays |  |  | 0 | -1.4271 | -3.6178 | 4.2676 | -4.1265 | -1.327 | 16.5338 | 0 | 0 | 0 | 0
| Substation Establishment |  |  | 0 | -0.68494 | -1.8157 | 2.3544 | -1.9677 | -0.96549 | 5.7315 | 0 | 0 | 0 | 0
| Distribution Substation Switchgear |  |  | 0 | -0.0028972 | -0.2368 | 0.75401 | -0.26071 | 0.084524 | 1.8783 | 0 | 0 | 0 | 0
| Zone Transformers |  |  | 0 | -1.8278 | -2.4685 | -0.33806 | -2.5561 | -1.7081 | 4.8206 | 0 | 0 | 0 | 0
| Distribution Transformers |  |  | 0 | -9.8839 | -12.9284 | -3.3943 | -14.6376 | -12.4701 | 16.5072 | 0 | 0 | 0 | 0
| Low Voltage Services |  |  | 0 | -16.5268 | -18.2363 | -17.2355 | -20.6664 | -21.3838 | 1.8671 | 0 | 0 | 0 | 0
| Metering |  |  | 0 | -7.6721 | -8.5798 | -8.1091 | -9.9905 | -10.4476 | 1.3201 | 0 | 0 | 0 | 0
| Communications – Pilot Wires |  |  | 0 | -1.091 | -1.3904 | -0.80611 | -1.6202 | -1.5611 | 1.6083 | 0 | 0 | 0 | 0
| Generation Assets |  |  | 0 | -0.36356 | -0.41532 | -0.36981 | -0.46858 | -0.4863 | 0.069353 | 0 | 0 | 0 | 0
| Street Lighting |  |  | 0 | 0 | 0 | 0 | 0 | 0 | 0 | 0 | 0 | 0 | 0
| Other Equipment |  |  | 0 | 0 | 0 | 0.13042 | -0.01851 | 0.043449 | 0.36359 | 0 | 0 | 0 | 0
| Control Centre - SCADA |  |  | 0 | -2.1331 | -3.0751 | -4.2141 | -7.1931 | -8.2992 | 0.88185 | 0 | 0 | 0 | 0
| Land & Easements (System) |  |  | 0 | 1.3282 | 1.1199 | 2.019 | 1.2665 | 1.7666 | 1.6145 | 0 | 0 | 0 | 0
| Buildings (System) |  |  | 0 | 0 | 0 | 0 | 0 | 0 | 0 | 0 | 0 | 0 | 0
| Communications |  |  | 0 | -0.68297 | -0.75342 | -0.6745 | -0.91526 | -0.93209 | 0.16119 | 0 | 0 | 0 | 0
| IT Systems |  |  | 0 | -37.271 | -37.8628 | -19.3116 | -14.8904 | -18.2154 | 0.66798 | 0 | 0 | 0 | 0
| Office Equipment & Furniture |  |  | 0 | -1.6938 | -2.0375 | -1.9567 | -3.1103 | -3.4139 | 0.45436 | 0 | 0 | 0 | 0
| Motor Vehicles |  |  | 0 | -16.2973 | -20.5525 | -21.556 | -26.8216 | -25.81 | 2.0559 | 0 | 0 | 0 | 0
| Plant & Equipment |  |  | 0 | -6.4574 | -7.9449 | -9.5735 | -14.3002 | -12.2716 | 1.7091 | 0 | 0 | 0 | 0
| Buildings |  |  | 0 | -7.4061 | -8.3117 | -6.8345 | -9.455 | -9.4653 | 4.1634 | 0 | 0 | 0 | 0
| Land & Easements |  |  | 0 | 0 | -0.0039182 | 0.46076 | 0.28039 | 0.37504 | 0.30123 | 0 | 0 | 0 | 0
| Land Improvements |  |  | 0 | 0 | 0 | 0.025547 | -0.0071955 | 0.033284 | 0.24001 | 0 | 0 | 0 | 0
| Equity Raising Costs |  |  | 0 | 0 | 0 | 0 | 0 | 0 | 0 | 0 | 0 | 0 | 0
|  |  |  | 0 | 0 | 0 | 0 | 0 | 0 | 0 | 0 | 0 | 0 | 0
|  |  |  | 0 | 0 | 0 | 0 | 0 | 0 | 0 | 0 | 0 | 0 | 0
Nominal Prudent Additional Capex Allowance |  |  | 0 2004-05: 0
| Overhead Sub-Transmission Lines |  | 0 2004-05: 0
| Underground Sub-Transmission Cables |  | 0 2004-05: 0
| Overhead Distribution Lines |  | 0 2004-05: 0
| Underground Distribution Cables |  | 0 2004-05: 0
| Distribution Equipment |  | 0 2004-05: 0
| Substation Bays |  | 0 2004-05: 0
| Substation Establishment |  | 0 2004-05: 0
| Distribution Substation Switchgear |  | 0 2004-05: 0
| Zone Transformers |  | 0 2004-05: 0
| Distribution Transformers |  | 0 2004-05: 0
| Low Voltage Services |  | 0 2004-05: 0
| Metering |  | 0 2004-05: 0
| Communications – Pilot Wires |  | 0 2004-05: 0
| Generation Assets |  | 0 2004-05: 0
| Street Lighting |  | 0 2004-05: 0
| Other Equipment |  | 0 2004-05: 0
| Control Centre - SCADA |  | 0 2004-05: 0
| Land & Easements (System) |  | 0 2004-05: 0
| Buildings (System) |  | 0 2004-05: 0
| Communications |  | 0 2004-05: 0
| IT Systems |  | 0 2004-05: 0
| Office Equipment & Furniture |  | 0 2004-05: 0
| Motor Vehicles |  | 0 2004-05: 0
| Plant & Equipment |  | 0 2004-05: 0
| Buildings |  | 0 2004-05: 0
| Land & Easements |  | 0 2004-05: 0
| Land Improvements |  | 0 2004-05: 0
| Equity Raising Costs |  | 0 2004-05: 0
0
0
Nominal Foregone Return on Prudent Additional Capex |  |  | 0 2004-05: 0
| Overhead Sub-Transmission Lines |  | 0 2004-05: 0
| Underground Sub-Transmission Cables |  | 0 2004-05: 0
| Overhead Distribution Lines |  | 0 2004-05: 0
| Underground Distribution Cables |  | 0 2004-05: 0
| Distribution Equipment |  | 0 2004-05: 0
| Substation Bays |  | 0 2004-05: 0
| Substation Establishment |  | 0 2004-05: 0
| Distribution Substation Switchgear |  | 0 2004-05: 0
| Zone Transformers |  | 0 2004-05: 0
| Distribution Transformers |  | 0 2004-05: 0
| Low Voltage Services |  | 0 2004-05: 0
| Metering |  | 0 2004-05: 0
| Communications – Pilot Wires |  | 0 2004-05: 0
| Generation Assets |  | 0 2004-05: 0
| Street Lighting |  | 0 2004-05: 0
| Other Equipment |  | 0 2004-05: 0
| Control Centre - SCADA |  | 0 2004-05: 0
| Land & Easements (System) |  | 0 2004-05: 0
| Buildings (System) |  | 0 2004-05: 0
| Communications |  | 0 2004-05: 0
| IT Systems |  | 0 2004-05: 0
| Office Equipment & Furniture |  | 0 2004-05: 0
| Motor Vehicles |  | 0 2004-05: 0
| Plant & Equipment |  | 0 2004-05: 0
| Buildings |  | 0 2004-05: 0
| Land & Easements |  | 0 2004-05: 0
| Land Improvements |  | 0 2004-05: 0
| Equity Raising Costs |  | 0 2004-05: 0
0
0
Nominal Forecast Assets Under Construction |  |  | 0 2004-05: 0
| Overhead Sub-Transmission Lines |  | 0 2004-05: 0
| Underground Sub-Transmission Cables |  | 0 2004-05: 0
| Overhead Distribution Lines |  | 0 2004-05: 0
| Underground Distribution Cables |  | 0 2004-05: 0
| Distribution Equipment |  | 0 2004-05: 0
| Substation Bays |  | 0 2004-05: 0
| Substation Establishment |  | 0 2004-05: 0
| Distribution Substation Switchgear |  | 0 2004-05: 0
| Zone Transformers |  | 0 2004-05: 0
| Distribution Transformers |  | 0 2004-05: 0
| Low Voltage Services |  | 0 2004-05: 0
| Metering |  | 0 2004-05: 0
| Communications – Pilot Wires |  | 0 2004-05: 0
| Generation Assets |  | 0 2004-05: 0
| Street Lighting |  | 0 2004-05: 0
| Other Equipment |  | 0 2004-05: 0
| Control Centre - SCADA |  | 0 2004-05: 0
| Land & Easements (System) |  | 0 2004-05: 0
| Buildings (System) |  | 0 2004-05: 0
| Communications |  | 0 2004-05: 0
| IT Systems |  | 0 2004-05: 0
| Office Equipment & Furniture |  | 0 2004-05: 0
| Motor Vehicles |  | 0 2004-05: 0
| Plant & Equipment |  | 0 2004-05: 0
| Buildings |  | 0 2004-05: 0
| Land & Easements |  | 0 2004-05: 0
| Land Improvements |  | 0 2004-05: 0
| Equity Raising Costs |  | 0 2004-05: 0
0
0
Nominal Actual Straight-line Depreciation |  |  |  | -90.3538 | -229.4465 | -253.0463 | -262.0672 | -287.1349 | -309.6355 | 0 | 0 | 0 | 0 | 0
| Overhead Sub-Transmission Lines |  |  | -17.9166 | -21.1363 | -22.0858 | -23.8877 | -26.1194 | -28.0916 | 0 | 0 | 0 | 0 | 0
| Underground Sub-Transmission Cables |  |  | -0.27294 | -1.0306 | -1.066 | -1.171 | -1.6744 | -1.8472 | 0 | 0 | 0 | 0 | 0
| Overhead Distribution Lines |  |  | -32.6745 | -39.3989 | -45.5219 | -49.6333 | -54.1721 | -58.2948 | 0 | 0 | 0 | 0 | 0
| Underground Distribution Cables |  |  | -6.5336 | -6.3627 | -6.8282 | -8.4179 | -10.0677 | -11.4276 | 0 | 0 | 0 | 0 | 0
| Distribution Equipment |  |  | -0.93647 | -2.1573 | -2.5468 | -2.7174 | -2.8281 | -2.9123 | 0 | 0 | 0 | 0 | 0
| Substation Bays |  |  | -8.1217 | -11.7701 | -13.1649 | -15.0131 | -18.453 | -22.3956 | 0 | 0 | 0 | 0 | 0
| Substation Establishment |  |  | -4.4687 | -6.3758 | -6.8199 | -7.473 | -7.8824 | -8.4355 | 0 | 0 | 0 | 0 | 0
| Distribution Substation Switchgear |  |  | -0.88571 | -1.1309 | -1.2289 | -1.6055 | -1.9709 | -2.4307 | 0 | 0 | 0 | 0 | 0
| Zone Transformers |  |  | -2.1986 | -4.6278 | -5.0321 | -5.5913 | -7.0212 | -8.0137 | 0 | 0 | 0 | 0 | 0
| Distribution Transformers |  |  | -9.7792 | -22.3378 | -24.8004 | -27.6425 | -30.8518 | -33.8263 | 0 | 0 | 0 | 0 | 0
| Low Voltage Services |  |  | -2.6897 | -19.9522 | -21.0793 | -22.0195 | -23.3894 | -24.3927 | 0 | 0 | 0 | 0 | 0
| Metering |  |  | -1.4017 | -9.4572 | -10.0217 | -10.7095 | -11.5106 | -12.2782 | 0 | 0 | 0 | 0 | 0
| Communications – Pilot Wires |  |  | -0.85583 | -2.1809 | -2.3063 | -2.4157 | -2.6343 | -2.8136 | 0 | 0 | 0 | 0 | 0
| Generation Assets |  |  | -0.085784 | -0.47281 | -0.51801 | -0.53064 | -0.55314 | -0.59857 | 0 | 0 | 0 | 0 | 0
| Street Lighting |  |  | 0 | 0 | 0 | 0 | 0 | 0 | 0 | 0 | 0 | 0 | 0
| Other Equipment |  |  | 0 | 0 | 0 | -0.19893 | -0.32671 | -0.47648 | 0 | 0 | 0 | 0 | 0
| Control Centre - SCADA |  |  | -0.3678 | -2.6015 | -3.5513 | -5.4305 | -8.2226 | -9.5098 | 0 | 0 | 0 | 0 | 0
| Land & Easements (System) |  |  | -1.043 | 0 | 0 | 0 | 0 | 0 | 0 | 0 | 0 | 0 | 0
| Buildings (System) |  |  | 0 | 0 | 0 | 0 | 0 | 0 | 0 | 0 | 0 | 0 | 0
| Communications |  |  | -0.12187 | -0.83816 | -0.86554 | -1.0905 | -1.1512 | -1.1932 | 0 | 0 | 0 | 0 | 0
| IT Systems |  |  | 0 | -39.1031 | -40.3252 | -23.4989 | -15.8255 | -19.3163 | 0 | 0 | 0 | 0 | 0
| Office Equipment & Furniture |  |  | 0 | -2.4531 | -2.636 | -2.9961 | -3.7757 | -4.1601 | 0 | 0 | 0 | 0 | 0
| Motor Vehicles |  |  | 0 | -18.9738 | -23.218 | -26.3982 | -29.6045 | -28.7946 | 0 | 0 | 0 | 0 | 0
| Plant & Equipment |  |  | 0 | -7.4432 | -8.8831 | -12.1148 | -16.4496 | -14.8865 | 0 | 0 | 0 | 0 | 0
| Buildings |  |  | 0 | -9.6425 | -10.5468 | -11.4724 | -12.5183 | -13.2277 | 0 | 0 | 0 | 0 | 0
| Land & Easements |  |  | 0 | 0 | 0 | 0 | 0 | 0 | 0 | 0 | 0 | 0 | 0
| Land Improvements |  |  | 0 | 0 | 0 | -0.038967 | -0.1324 | -0.31257 | 0 | 0 | 0 | 0 | 0
| Equity Raising Costs |  |  | 0 | 0 | 0 | 0 | 0 | 0 | 0 | 0 | 0 | 0 | 0
|  |  |  | 0 | 0 | 0 | 0 | 0 | 0 | 0 | 0 | 0 | 0 | 0
|  |  |  | 0 | 0 | 0 | 0 | 0 | 0 | 0 | 0 | 0 | 0 | 0
Nominal Actual Inflation on Opening RAB |  |  |  | 97.0204 | 123.5559 | 113.7628 | 222.3187 | 144.6951 | 186.4812 | 142.979 | 0 | 0 | 0 | 0
| Overhead Sub-Transmission Lines |  |  | 17.9166 | 22.8169 | 19.1399 | 36.0097 | 22.8653 | 28.7178 | 21.1327 | 0 | 0 | 0 | 0
| Underground Sub-Transmission Cables |  |  | 0.27294 | 0.34759 | 0.273 | 0.58783 | 0.81191 | 1.0918 | 1.0431 | 0 | 0 | 0 | 0
| Overhead Distribution Lines |  |  | 32.6745 | 41.6112 | 39.9879 | 75.4623 | 47.4825 | 59.29 | 43.7896 | 0 | 0 | 0 | 0
| Underground Distribution Cables |  |  | 6.5336 | 8.3206 | 7.2528 | 16.1554 | 11.4405 | 15.306 | 12.7225 | 0 | 0 | 0 | 0
| Distribution Equipment |  |  | 0.93647 | 1.1926 | 1.2226 | 2.2255 | 1.2806 | 1.4678 | 1.3417 | 0 | 0 | 0 | 0
| Substation Bays |  |  | 8.1217 | 10.343 | 9.5471 | 19.2807 | 14.3265 | 21.0686 | 16.5338 | 0 | 0 | 0 | 0
| Substation Establishment |  |  | 4.4687 | 5.6908 | 5.0042 | 9.8274 | 5.9147 | 7.47 | 5.7315 | 0 | 0 | 0 | 0
| Distribution Substation Switchgear |  |  | 0.88571 | 1.128 | 0.99211 | 2.3595 | 1.7102 | 2.5152 | 1.8783 | 0 | 0 | 0 | 0
| Zone Transformers |  |  | 2.1986 | 2.8 | 2.5636 | 5.2532 | 4.4651 | 6.3056 | 4.8206 | 0 | 0 | 0 | 0
| Distribution Transformers |  |  | 9.7792 | 12.4539 | 11.872 | 24.2482 | 16.2143 | 21.3562 | 16.5072 | 0 | 0 | 0 | 0
| Low Voltage Services |  |  | 2.6897 | 3.4254 | 2.843 | 4.784 | 2.723 | 3.0089 | 1.8671 | 0 | 0 | 0 | 0
| Metering |  |  | 1.4017 | 1.7851 | 1.4418 | 2.6004 | 1.5201 | 1.8307 | 1.3201 | 0 | 0 | 0 | 0
| Communications – Pilot Wires |  |  | 0.85583 | 1.0899 | 0.91593 | 1.6096 | 1.0141 | 1.2525 | 1.6083 | 0 | 0 | 0 | 0
| Generation Assets |  |  | 0.085784 | 0.10925 | 0.10269 | 0.16083 | 0.084559 | 0.11227 | 0.069353 | 0 | 0 | 0 | 0
| Street Lighting |  |  | 0 | 0 | 0 | 0 | 0 | 0 | 0 | 0 | 0 | 0 | 0
| Other Equipment |  |  | 0 | 0 | 0 | 0.32936 | 0.3082 | 0.51993 | 0.36359 | 0 | 0 | 0 | 0
| Control Centre - SCADA |  |  | 0.3678 | 0.4684 | 0.47614 | 1.2164 | 1.0294 | 1.2106 | 0.88185 | 0 | 0 | 0 | 0
| Land & Easements (System) |  |  | 1.043 | 1.3282 | 1.1199 | 2.019 | 1.2665 | 1.7666 | 1.6145 | 0 | 0 | 0 | 0
| Buildings (System) |  |  | 0 | 0 | 0 | 0 | 0 | 0 | 0 | 0 | 0 | 0 | 0
| Communications |  |  | 0.12187 | 0.1552 | 0.11212 | 0.41604 | 0.23599 | 0.26106 | 0.16119 | 0 | 0 | 0 | 0
| IT Systems |  |  | 1.4387 | 1.8321 | 2.4624 | 4.1873 | 0.93515 | 1.101 | 0.66798 | 0 | 0 | 0 | 0
| Office Equipment & Furniture |  |  | 0.59619 | 0.75924 | 0.59855 | 1.0394 | 0.6654 | 0.74614 | 0.45436 | 0 | 0 | 0 | 0
| Motor Vehicles |  |  | 2.1017 | 2.6765 | 2.6655 | 4.8422 | 2.7829 | 2.9846 | 2.0559 | 0 | 0 | 0 | 0
| Plant & Equipment |  |  | 0.77405 | 0.98575 | 0.93819 | 2.5413 | 2.1494 | 2.6149 | 1.7091 | 0 | 0 | 0 | 0
| Buildings |  |  | 1.7561 | 2.2363 | 2.2352 | 4.6379 | 3.0633 | 3.7623 | 4.1634 | 0 | 0 | 0 | 0
| Land & Easements |  |  | 0 | 0 | -0.0039182 | 0.46076 | 0.28039 | 0.37504 | 0.30123 | 0 | 0 | 0 | 0
| Land Improvements |  |  | 0 | 0 | 0 | 0.064513 | 0.1252 | 0.34586 | 0.24001 | 0 | 0 | 0 | 0
| Equity Raising Costs |  |  | 0 | 0 | 0 | 0 | 0 | 0 | 0 | 0 | 0 | 0 | 0
|  |  |  | 0 | 0 | 0 | 0 | 0 | 0 | 0 | 0 | 0 | 0 | 0
|  |  |  | 0 | 0 | 0 | 0 | 0 | 0 | 0 | 0 | 0 | 0 | 0
Depn on RAB |  |  | 1 2005-06: 224.2002; 2 2006-07: 209.2632; 3 2007-08: 185.9912; 4 2008-09: 185.9912; 5 2009-010: 179.8202; 6 2010-011: 158.1472
Note on G469: This column is based on the forecast net capex.
Note on G501: This column is based on the forecast regulatory depreciation.
Note on G533: This column is based on the prudent additional capex allowed in the previous regulatory control period (if any).
Note on G565: This column is based on the foregone return on prudent additional capex allowed in the previous regulatory control period (if any).
Note on G597: This column is based on the forecast assets under construction allowed in the previous regulatory control period (if any).
Note on G631: This column is based on forecast straight-line depreciation.

## Total actual RAB roll forward
Total Asset Base Roll Forward
|  | 0 | 1 | 2 | 3 | 4 | 5 | 6
Year |  | 2004-05 | 2005-06 | 2006-07 | 2007-08 | 2008-09 | 2009-010 | 2010-011 | 2011-012 | 2012-013 | 2013-014 | 2014-015
Nominal Opening Regulated Asset Base |  | 4146.171 | 4146.171 | 4662.4087 | 5243.3666 | 5858.1008 | 6452.638 | 0 | 0 | 0 | 0 | 0
| Overhead Sub-Transmission Lines | 765.668 | 765.668 | 784.4236 | 849.2843 | 925.7197 | 993.6949 | 0 | 0 | 0 | 0 | 0
| Underground Sub-Transmission Cables | 11.664 | 11.664 | 11.1885 | 13.8639 | 32.8708 | 37.7791 | 0 | 0 | 0 | 0 | 0
| Overhead Distribution Lines | 1396.348 | 1396.348 | 1638.848 | 1779.7724 | 1922.3671 | 2051.5581 | 0 | 0 | 0 | 0 | 0
| Underground Distribution Cables | 279.215 | 279.215 | 297.2458 | 381.0231 | 463.1801 | 529.6182 | 0 | 0 | 0 | 0 | 0
| Distribution Equipment | 40.02 | 40.02 | 50.1084 | 52.4877 | 51.8468 | 50.7892 | 0 | 0 | 0 | 0 | 0
| Substation Bays | 347.08 | 347.08 | 391.2731 | 454.7339 | 580.0202 | 729.0171 | 0 | 0 | 0 | 0 | 0
| Substation Establishment | 190.968 | 190.968 | 205.0911 | 231.779 | 239.4597 | 258.4762 | 0 | 0 | 0 | 0 | 0
| Distribution Substation Switchgear | 37.851 | 37.851 | 40.6604 | 55.6483 | 69.2371 | 87.0305 | 0 | 0 | 0 | 0 | 0
| Zone Transformers | 93.959 | 93.959 | 105.0654 | 123.8973 | 180.7745 | 218.1856 | 0 | 0 | 0 | 0 | 0
| Distribution Transformers | 417.915 | 417.915 | 486.5573 | 571.8922 | 656.4477 | 738.9697 | 0 | 0 | 0 | 0 | 0
| Low Voltage Services | 114.945 | 114.945 | 116.5161 | 112.8306 | 110.2428 | 104.1127 | 0 | 0 | 0 | 0 | 0
| Metering | 59.903 | 59.903 | 59.0911 | 61.3295 | 61.544 | 63.3448 | 0 | 0 | 0 | 0 | 0
| Communications – Pilot Wires | 36.574 | 36.574 | 37.5383 | 37.9617 | 41.0551 | 43.3386 | 0 | 0 | 0 | 0 | 0
| Generation Assets | 3.666 | 3.666 | 4.2086 | 3.7933 | 3.4235 | 3.8848 | 0 | 0 | 0 | 0 | 0
| Street Lighting | 0 | 0 | 0 | 0 | 0 | 0 | 0 | 0 | 0 | 0 | 0
| Other Equipment | 0 | 0 | 0 | 7.7678 | 12.4776 | 17.9907 | 0 | 0 | 0 | 0 | 0
| Control Centre - SCADA | 15.718 | 15.718 | 19.514 | 28.6881 | 41.6772 | 41.8901 | 0 | 0 | 0 | 0 | 0
| Land & Easements (System) | 44.571 | 44.571 | 45.8992 | 47.6182 | 51.2738 | 61.1268 | 0 | 0 | 0 | 0 | 0
| Buildings (System) | 0 | 0 | 0 | 0 | 0 | 0 | 0 | 0 | 0 | 0 | 0
| Communications | 5.208 | 5.208 | 4.5949 | 9.8122 | 9.5542 | 9.0331 | 0 | 0 | 0 | 0 | 0
| IT Systems | 61.481 | 61.481 | 100.9187 | 98.7574 | 37.8602 | 38.0959 | 0 | 0 | 0 | 0 | 0
| Office Equipment & Furniture | 25.478 | 25.478 | 24.5308 | 24.514 | 26.9395 | 25.818 | 0 | 0 | 0 | 0 | 0
| Motor Vehicles | 89.815 | 89.815 | 109.2401 | 114.2022 | 112.6673 | 103.2737 | 0 | 0 | 0 | 0 | 0
| Plant & Equipment | 33.079 | 33.079 | 38.4505 | 59.9368 | 87.0202 | 90.4807 | 0 | 0 | 0 | 0 | 0
| Buildings | 75.045 | 75.045 | 91.6054 | 109.3844 | 124.021 | 130.1851 | 0 | 0 | 0 | 0 | 0
| Land & Easements | 0 | 0 | -0.16058 | 10.8669 | 11.3518 | 12.9771 | 0 | 0 | 0 | 0 | 0
| Land Improvements | 0 | 0 | 0 | 1.5215 | 5.0689 | 11.9674 | 0 | 0 | 0 | 0 | 0
| Equity Raising Costs | 0 | 0 | 0 | 0 | 0 | 0 | 0 | 0 | 0 | 0 | 0
|  | 0 | 0 | 0 | 0 | 0 | 0 | 0 | 0 | 0 | 0 | 0
|  | 0 | 0 | 0 | 0 | 0 | 0 | 0 | 0 | 0 | 0 | 0
Nominal Actual Net Capex |  | 0 | 622.1283 | 720.2414 | 654.4826 | 736.977 | 819.4649 | 0 | 0 | 0 | 0 | 0
| Overhead Sub-Transmission Lines | 0 | 17.075 | 67.8066 | 64.3134 | 71.2293 | 62.3121 | 0 | 0 | 0 | 0 | 0
| Underground Sub-Transmission Cables | 0 | 0.20751 | 3.4684 | 19.59 | 5.7708 | 15.1324 | 0 | 0 | 0 | 0 | 0
| Overhead Distribution Lines | 0 | 240.2877 | 146.4584 | 116.7657 | 135.8806 | 136.9275 | 0 | 0 | 0 | 0 | 0
| Underground Distribution Cables | 0 | 16.0729 | 83.3527 | 74.4195 | 65.0653 | 102.6271 | 0 | 0 | 0 | 0 | 0
| Distribution Equipment | 0 | 11.0531 | 3.7035 | -0.14897 | 0.48992 | 17.7379 | 0 | 0 | 0 | 0 | 0
| Substation Bays | 0 | 45.6202 | 67.0786 | 121.0188 | 153.1234 | 99.001 | 0 | 0 | 0 | 0 | 0
| Substation Establishment | 0 | 14.8081 | 28.5036 | 5.3263 | 20.9842 | 29.0655 | 0 | 0 | 0 | 0 | 0
| Distribution Substation Switchgear | 0 | 2.8123 | 15.2247 | 12.8348 | 18.0541 | 6.801 | 0 | 0 | 0 | 0 | 0
| Zone Transformers | 0 | 12.9342 | 21.3004 | 57.2152 | 39.9672 | 24.5505 | 0 | 0 | 0 | 0 | 0
| Distribution Transformers | 0 | 78.5262 | 98.2633 | 87.9498 | 97.1595 | 98.8588 | 0 | 0 | 0 | 0 | 0
| Low Voltage Services | 0 | 18.0979 | 14.5508 | 14.6476 | 14.5363 | 10.6283 | 0 | 0 | 0 | 0 | 0
| Metering | 0 | 6.8602 | 10.8182 | 8.3236 | 11.7913 | 13.1079 | 0 | 0 | 0 | 0 | 0
| Communications – Pilot Wires | 0 | 2.0553 | 1.8138 | 3.8995 | 3.9037 | 38.6357 | 0 | 0 | 0 | 0 | 0
| Generation Assets | 0 | 0.90615 | 0 | 0 | 0.92991 | 0.069191 | 0 | 0 | 0 | 0 | 0
| Street Lighting | 0 | 0 | 0 | 0 | 0 | 0 | 0 | 0 | 0 | 0 | 0
| Other Equipment | 0 | 0 | 7.7678 | 4.5794 | 5.5316 | 0.14514 | 0 | 0 | 0 | 0 | 0
| Control Centre - SCADA | 0 | 5.9291 | 12.2492 | 17.2033 | 7.406 | 10.5016 | 0 | 0 | 0 | 0 | 0
| Land & Easements (System) | 0 | 0 | 0.59905 | 1.6366 | 8.5865 | 17.8341 | 0 | 0 | 0 | 0 | 0
| Buildings (System) | 0 | 0 | 0 | 0 | 0 | 0 | 0 | 0 | 0 | 0 | 0
| Communications | 0 | 0.069864 | 5.9707 | 0.4165 | 0.39422 | -0.041692 | 0 | 0 | 0 | 0 | 0
| IT Systems | 0 | 76.7087 | 35.7015 | -41.5856 | 15.126 | 13.5184 | 0 | 0 | 0 | 0 | 0
| Office Equipment & Furniture | 0 | 0.74661 | 2.0207 | 4.3821 | 1.9888 | 0.31394 | 0 | 0 | 0 | 0 | 0
| Motor Vehicles | 0 | 35.7225 | 25.5146 | 20.0212 | 17.4279 | 25.333 | 0 | 0 | 0 | 0 | 0
| Plant & Equipment | 0 | 11.8289 | 29.4312 | 36.6569 | 17.7608 | 7.2461 | 0 | 0 | 0 | 0 | 0
| Buildings | 0 | 23.9665 | 26.0907 | 21.471 | 15.6191 | 87.4504 | 0 | 0 | 0 | 0 | 0
| Land & Easements | 0 | -0.16058 | 11.0314 | 0.024129 | 1.3449 | 1.7092 | 0 | 0 | 0 | 0 | 0
| Land Improvements | 0 | 0 | 1.5215 | 3.5219 | 6.9056 | 0 | 0 | 0 | 0 | 0 | 0
| Equity Raising Costs | 0 | 0 | 0 | 0 | 0 | 0 | 0 | 0 | 0 | 0 | 0
|  | 0 | 0 | 0 | 0 | 0 | 0 | 0 | 0 | 0 | 0 | 0
|  | 0 | 0 | 0 | 0 | 0 | 0 | 0 | 0 | 0 | 0 | 0
Nominal Actual Regulatory Depreciation |  | 0 | -105.8906 | -139.2835 | -39.7484 | -142.4398 | -123.1543 | 142.979 | 0 | 0 | 0 | 0
| Overhead Sub-Transmission Lines | 0 | 1.6806 | -2.9459 | 12.122 | -3.2541 | 0.62614 | 21.1327 | 0 | 0 | 0 | 0
| Underground Sub-Transmission Cables | 0 | -0.68298 | -0.79302 | -0.58316 | -0.86252 | -0.75538 | 1.0431 | 0 | 0 | 0 | 0
| Overhead Distribution Lines | 0 | 2.2123 | -5.534 | 25.8291 | -6.6896 | 0.99518 | 43.7896 | 0 | 0 | 0 | 0
| Underground Distribution Cables | 0 | 1.9579 | 0.42463 | 7.7375 | 1.3728 | 3.8784 | 12.7225 | 0 | 0 | 0 | 0
| Distribution Equipment | 0 | -0.96473 | -1.3242 | -0.49189 | -1.5475 | -1.4445 | 1.3417 | 0 | 0 | 0 | 0
| Substation Bays | 0 | -1.4271 | -3.6178 | 4.2676 | -4.1265 | -1.327 | 16.5338 | 0 | 0 | 0 | 0
| Substation Establishment | 0 | -0.68494 | -1.8157 | 2.3544 | -1.9677 | -0.96549 | 5.7315 | 0 | 0 | 0 | 0
| Distribution Substation Switchgear | 0 | -0.0028972 | -0.2368 | 0.75401 | -0.26071 | 0.084524 | 1.8783 | 0 | 0 | 0 | 0
| Zone Transformers | 0 | -1.8278 | -2.4685 | -0.33806 | -2.5561 | -1.7081 | 4.8206 | 0 | 0 | 0 | 0
| Distribution Transformers | 0 | -9.8839 | -12.9284 | -3.3943 | -14.6376 | -12.4701 | 16.5072 | 0 | 0 | 0 | 0
| Low Voltage Services | 0 | -16.5268 | -18.2363 | -17.2355 | -20.6664 | -21.3838 | 1.8671 | 0 | 0 | 0 | 0
| Metering | 0 | -7.6721 | -8.5798 | -8.1091 | -9.9905 | -10.4476 | 1.3201 | 0 | 0 | 0 | 0
| Communications – Pilot Wires | 0 | -1.091 | -1.3904 | -0.80611 | -1.6202 | -1.5611 | 1.6083 | 0 | 0 | 0 | 0
| Generation Assets | 0 | -0.36356 | -0.41532 | -0.36981 | -0.46858 | -0.4863 | 0.069353 | 0 | 0 | 0 | 0
| Street Lighting | 0 | 0 | 0 | 0 | 0 | 0 | 0 | 0 | 0 | 0 | 0
| Other Equipment | 0 | 0 | 0 | 0.13042 | -0.01851 | 0.043449 | 0.36359 | 0 | 0 | 0 | 0
| Control Centre - SCADA | 0 | -2.1331 | -3.0751 | -4.2141 | -7.1931 | -8.2992 | 0.88185 | 0 | 0 | 0 | 0
| Land & Easements (System) | 0 | 1.3282 | 1.1199 | 2.019 | 1.2665 | 1.7666 | 1.6145 | 0 | 0 | 0 | 0
| Buildings (System) | 0 | 0 | 0 | 0 | 0 | 0 | 0 | 0 | 0 | 0 | 0
| Communications | 0 | -0.68297 | -0.75342 | -0.6745 | -0.91526 | -0.93209 | 0.16119 | 0 | 0 | 0 | 0
| IT Systems | 0 | -37.271 | -37.8628 | -19.3116 | -14.8904 | -18.2154 | 0.66798 | 0 | 0 | 0 | 0
| Office Equipment & Furniture | 0 | -1.6938 | -2.0375 | -1.9567 | -3.1103 | -3.4139 | 0.45436 | 0 | 0 | 0 | 0
| Motor Vehicles | 0 | -16.2973 | -20.5525 | -21.556 | -26.8216 | -25.81 | 2.0559 | 0 | 0 | 0 | 0
| Plant & Equipment | 0 | -6.4574 | -7.9449 | -9.5735 | -14.3002 | -12.2716 | 1.7091 | 0 | 0 | 0 | 0
| Buildings | 0 | -7.4061 | -8.3117 | -6.8345 | -9.455 | -9.4653 | 4.1634 | 0 | 0 | 0 | 0
| Land & Easements | 0 | 0 | -0.0039182 | 0.46076 | 0.28039 | 0.37504 | 0.30123 | 0 | 0 | 0 | 0
| Land Improvements | 0 | 0 | 0 | 0.025547 | -0.0071955 | 0.033284 | 0.24001 | 0 | 0 | 0 | 0
| Equity Raising Costs | 0 | 0 | 0 | 0 | 0 | 0 | 0 | 0 | 0 | 0 | 0
|  | 0 | 0 | 0 | 0 | 0 | 0 | 0 | 0 | 0 | 0 | 0
|  | 0 | 0 | 0 | 0 | 0 | 0 | 0 | 0 | 0 | 0 | 0
Nominal Prudent Additional Capex Allowance |  | 0 2004-05: 0; 4 2008-09: 690.5372; 5 2009-010: 840.4868
| Overhead Sub-Transmission Lines | 0 2004-05: 0
| Underground Sub-Transmission Cables | 0 2004-05: 0
| Overhead Distribution Lines | 0 2004-05: 0
| Underground Distribution Cables | 0 2004-05: 0
| Distribution Equipment | 0 2004-05: 0
| Substation Bays | 0 2004-05: 0
| Substation Establishment | 0 2004-05: 0
| Distribution Substation Switchgear | 0 2004-05: 0
| Zone Transformers | 0 2004-05: 0
| Distribution Transformers | 0 2004-05: 0
| Low Voltage Services | 0 2004-05: 0
| Metering | 0 2004-05: 0
| Communications – Pilot Wires | 0 2004-05: 0
| Generation Assets | 0 2004-05: 0
| Street Lighting | 0 2004-05: 0
| Other Equipment | 0 2004-05: 0
| Control Centre - SCADA | 0 2004-05: 0
| Land & Easements (System) | 0 2004-05: 0
| Buildings (System) | 0 2004-05: 0
| Communications | 0 2004-05: 0
| IT Systems | 0 2004-05: 0
| Office Equipment & Furniture | 0 2004-05: 0
| Motor Vehicles | 0 2004-05: 0
| Plant & Equipment | 0 2004-05: 0
| Buildings | 0 2004-05: 0
| Land & Easements | 0 2004-05: 0
| Land Improvements | 0 2004-05: 0
| Equity Raising Costs | 0 2004-05: 0
0
0
old skm
Nominal Foregone Return on Prudent Additional Capex |  | 0 2004-05: 0
| Overhead Sub-Transmission Lines | 0 2004-05: 0
| Underground Sub-Transmission Cables | 0 2004-05: 0
| Overhead Distribution Lines | 0 2004-05: 0
| Underground Distribution Cables | 0 2004-05: 0
| Distribution Equipment | 0 2004-05: 0
| Substation Bays | 0 2004-05: 0
| Substation Establishment | 0 2004-05: 0
| Distribution Substation Switchgear | 0 2004-05: 0
| Zone Transformers | 0 2004-05: 0
| Distribution Transformers | 0 2004-05: 0
| Low Voltage Services | 0 2004-05: 0
| Metering | 0 2004-05: 0
| Communications – Pilot Wires | 0 2004-05: 0
| Generation Assets | 0 2004-05: 0
| Street Lighting | 0 2004-05: 0
| Other Equipment | 0 2004-05: 0
| Control Centre - SCADA | 0 2004-05: 0
| Land & Easements (System) | 0 2004-05: 0
| Buildings (System) | 0 2004-05: 0
| Communications | 0 2004-05: 0
| IT Systems | 0 2004-05: 0
| Office Equipment & Furniture | 0 2004-05: 0
| Motor Vehicles | 0 2004-05: 0
| Plant & Equipment | 0 2004-05: 0
| Buildings | 0 2004-05: 0
| Land & Easements | 0 2004-05: 0
| Land Improvements | 0 2004-05: 0
| Equity Raising Costs | 0 2004-05: 0
0
0
Nominal Forecast Assets Under Construction |  | 0 2004-05: 0
| Overhead Sub-Transmission Lines | 0 2004-05: 0
| Underground Sub-Transmission Cables | 0 2004-05: 0
| Overhead Distribution Lines | 0 2004-05: 0
| Underground Distribution Cables | 0 2004-05: 0
| Distribution Equipment | 0 2004-05: 0
| Substation Bays | 0 2004-05: 0
| Substation Establishment | 0 2004-05: 0
| Distribution Substation Switchgear | 0 2004-05: 0
| Zone Transformers | 0 2004-05: 0
| Distribution Transformers | 0 2004-05: 0
| Low Voltage Services | 0 2004-05: 0
| Metering | 0 2004-05: 0
| Communications – Pilot Wires | 0 2004-05: 0
| Generation Assets | 0 2004-05: 0
| Street Lighting | 0 2004-05: 0
| Other Equipment | 0 2004-05: 0
| Control Centre - SCADA | 0 2004-05: 0
| Land & Easements (System) | 0 2004-05: 0
| Buildings (System) | 0 2004-05: 0
| Communications | 0 2004-05: 0
| IT Systems | 0 2004-05: 0
| Office Equipment & Furniture | 0 2004-05: 0
| Motor Vehicles | 0 2004-05: 0
| Plant & Equipment | 0 2004-05: 0
| Buildings | 0 2004-05: 0
| Land & Easements | 0 2004-05: 0
| Land Improvements | 0 2004-05: 0
| Equity Raising Costs | 0 2004-05: 0
0
0
Interim Closing Regulated Asset Base |  | 4146.171 | 4662.4087 | 5243.3666 | 5858.1008 | 6452.638 | 7148.9485 | 0 | 0 | 0 | 0 | 0
| Overhead Sub-Transmission Lines | 765.668 | 784.4236 | 849.2843 | 925.7197 | 993.6949 | 1056.6331 | 0 | 0 | 0 | 0 | 0
| Underground Sub-Transmission Cables | 11.664 | 11.1885 | 13.8639 | 32.8708 | 37.7791 | 52.1561 | 0 | 0 | 0 | 0 | 0
| Overhead Distribution Lines | 1396.348 | 1638.848 | 1779.7724 | 1922.3671 | 2051.5581 | 2189.4808 | 0 | 0 | 0 | 0 | 0
| Underground Distribution Cables | 279.215 | 297.2458 | 381.0231 | 463.1801 | 529.6182 | 636.1237 | 0 | 0 | 0 | 0 | 0
| Distribution Equipment | 40.02 | 50.1084 | 52.4877 | 51.8468 | 50.7892 | 67.0826 | 0 | 0 | 0 | 0 | 0
| Substation Bays | 347.08 | 391.2731 | 454.7339 | 580.0202 | 729.0171 | 826.6911 | 0 | 0 | 0 | 0 | 0
| Substation Establishment | 190.968 | 205.0911 | 231.779 | 239.4597 | 258.4762 | 286.5762 | 0 | 0 | 0 | 0 | 0
| Distribution Substation Switchgear | 37.851 | 40.6604 | 55.6483 | 69.2371 | 87.0305 | 93.9161 | 0 | 0 | 0 | 0 | 0
| Zone Transformers | 93.959 | 105.0654 | 123.8973 | 180.7745 | 218.1856 | 241.0279 | 0 | 0 | 0 | 0 | 0
| Distribution Transformers | 417.915 | 486.5573 | 571.8922 | 656.4477 | 738.9697 | 825.3584 | 0 | 0 | 0 | 0 | 0
| Low Voltage Services | 114.945 | 116.5161 | 112.8306 | 110.2428 | 104.1127 | 93.3571 | 0 | 0 | 0 | 0 | 0
| Metering | 59.903 | 59.0911 | 61.3295 | 61.544 | 63.3448 | 66.0051 | 0 | 0 | 0 | 0 | 0
| Communications – Pilot Wires | 36.574 | 37.5383 | 37.9617 | 41.0551 | 43.3386 | 80.4132 | 0 | 0 | 0 | 0 | 0
| Generation Assets | 3.666 | 4.2086 | 3.7933 | 3.4235 | 3.8848 | 3.4677 | 0 | 0 | 0 | 0 | 0
| Street Lighting | 0 | 0 | 0 | 0 | 0 | 0 | 0 | 0 | 0 | 0 | 0
| Other Equipment | 0 | 0 | 7.7678 | 12.4776 | 17.9907 | 18.1793 | 0 | 0 | 0 | 0 | 0
| Control Centre - SCADA | 15.718 | 19.514 | 28.6881 | 41.6772 | 41.8901 | 44.0925 | 0 | 0 | 0 | 0 | 0
| Land & Easements (System) | 44.571 | 45.8992 | 47.6182 | 51.2738 | 61.1268 | 80.7275 | 0 | 0 | 0 | 0 | 0
| Buildings (System) | 0 | 0 | 0 | 0 | 0 | 0 | 0 | 0 | 0 | 0 | 0
| Communications | 5.208 | 4.5949 | 9.8122 | 9.5542 | 9.0331 | 8.0593 | 0 | 0 | 0 | 0 | 0
| IT Systems | 61.481 | 100.9187 | 98.7574 | 37.8602 | 38.0959 | 33.3989 | 0 | 0 | 0 | 0 | 0
| Office Equipment & Furniture | 25.478 | 24.5308 | 24.514 | 26.9395 | 25.818 | 22.718 | 0 | 0 | 0 | 0 | 0
| Motor Vehicles | 89.815 | 109.2401 | 114.2022 | 112.6673 | 103.2737 | 102.7967 | 0 | 0 | 0 | 0 | 0
| Plant & Equipment | 33.079 | 38.4505 | 59.9368 | 87.0202 | 90.4807 | 85.4552 | 0 | 0 | 0 | 0 | 0
| Buildings | 75.045 | 91.6054 | 109.3844 | 124.021 | 130.1851 | 208.1702 | 0 | 0 | 0 | 0 | 0
| Land & Easements | 0 | -0.16058 | 10.8669 | 11.3518 | 12.9771 | 15.0613 | 0 | 0 | 0 | 0 | 0
| Land Improvements | 0 | 0 | 1.5215 | 5.0689 | 11.9674 | 12.0007 | 0 | 0 | 0 | 0 | 0
| Equity Raising Costs | 0 | 0 | 0 | 0 | 0 | 0 | 0 | 0 | 0 | 0 | 0
|  | 0 | 0 | 0 | 0 | 0 | 0 | 0 | 0 | 0 | 0 | 0
|  | 0 | 0 | 0 | 0 | 0 | 0 | 0 | 0 | 0 | 0 | 0
Difference Between Actual and Forecast Net Capex |  | 5 2009-010: 0; 6 2010-011: 0; 6 2011-012: 0; 6 2012-013: 0; 6 2013-014: 0; 6 2014-015: 0
| Overhead Sub-Transmission Lines | 5 2009-010: 0; 6 2010-011: 0; 6 2011-012: 0; 6 2012-013: 0; 6 2013-014: 0; 6 2014-015: 0
| Underground Sub-Transmission Cables | 5 2009-010: 0; 6 2010-011: 0; 6 2011-012: 0; 6 2012-013: 0; 6 2013-014: 0; 6 2014-015: 0
| Overhead Distribution Lines | 5 2009-010: 0; 6 2010-011: 0; 6 2011-012: 0; 6 2012-013: 0; 6 2013-014: 0; 6 2014-015: 0
| Underground Distribution Cables | 5 2009-010: 0; 6 2010-011: 0; 6 2011-012: 0; 6 2012-013: 0; 6 2013-014: 0; 6 2014-015: 0
| Distribution Equipment | 5 2009-010: 0; 6 2010-011: 0; 6 2011-012: 0; 6 2012-013: 0; 6 2013-014: 0; 6 2014-015: 0
| Substation Bays | 5 2009-010: 0; 6 2010-011: 0; 6 2011-012: 0; 6 2012-013: 0; 6 2013-014: 0; 6 2014-015: 0
| Substation Establishment | 5 2009-010: 0; 6 2010-011: 0; 6 2011-012: 0; 6 2012-013: 0; 6 2013-014: 0; 6 2014-015: 0
| Distribution Substation Switchgear | 5 2009-010: 0; 6 2010-011: 0; 6 2011-012: 0; 6 2012-013: 0; 6 2013-014: 0; 6 2014-015: 0
| Zone Transformers | 5 2009-010: 0; 6 2010-011: 0; 6 2011-012: 0; 6 2012-013: 0; 6 2013-014: 0; 6 2014-015: 0
| Distribution Transformers | 5 2009-010: 0; 6 2010-011: 0; 6 2011-012: 0; 6 2012-013: 0; 6 2013-014: 0; 6 2014-015: 0
| Low Voltage Services | 5 2009-010: 0; 6 2010-011: 0; 6 2011-012: 0; 6 2012-013: 0; 6 2013-014: 0; 6 2014-015: 0
| Metering | 5 2009-010: 0; 6 2010-011: 0; 6 2011-012: 0; 6 2012-013: 0; 6 2013-014: 0; 6 2014-015: 0
| Communications – Pilot Wires | 5 2009-010: 0; 6 2010-011: 0; 6 2011-012: 0; 6 2012-013: 0; 6 2013-014: 0; 6 2014-015: 0
| Generation Assets | 5 2009-010: 0; 6 2010-011: 0; 6 2011-012: 0; 6 2012-013: 0; 6 2013-014: 0; 6 2014-015: 0
| Street Lighting | 5 2009-010: 0; 6 2010-011: 0; 6 2011-012: 0; 6 2012-013: 0; 6 2013-014: 0; 6 2014-015: 0
| Other Equipment | 5 2009-010: 0; 6 2010-011: 0; 6 2011-012: 0; 6 2012-013: 0; 6 2013-014: 0; 6 2014-015: 0
| Control Centre - SCADA | 5 2009-010: 0; 6 2010-011: 0; 6 2011-012: 0; 6 2012-013: 0; 6 2013-014: 0; 6 2014-015: 0
| Land & Easements (System) | 5 2009-010: 0; 6 2010-011: 0; 6 2011-012: 0; 6 2012-013: 0; 6 2013-014: 0; 6 2014-015: 0
| Buildings (System) | 5 2009-010: 0; 6 2010-011: 0; 6 2011-012: 0; 6 2012-013: 0; 6 2013-014: 0; 6 2014-015: 0
| Communications | 5 2009-010: 0; 6 2010-011: 0; 6 2011-012: 0; 6 2012-013: 0; 6 2013-014: 0; 6 2014-015: 0
| IT Systems | 5 2009-010: 0; 6 2010-011: 0; 6 2011-012: 0; 6 2012-013: 0; 6 2013-014: 0; 6 2014-015: 0
| Office Equipment & Furniture | 5 2009-010: 0; 6 2010-011: 0; 6 2011-012: 0; 6 2012-013: 0; 6 2013-014: 0; 6 2014-015: 0
| Motor Vehicles | 5 2009-010: 0; 6 2010-011: 0; 6 2011-012: 0; 6 2012-013: 0; 6 2013-014: 0; 6 2014-015: 0
| Plant & Equipment | 5 2009-010: 0; 6 2010-011: 0; 6 2011-012: 0; 6 2012-013: 0; 6 2013-014: 0; 6 2014-015: 0
| Buildings | 5 2009-010: 0; 6 2010-011: 0; 6 2011-012: 0; 6 2012-013: 0; 6 2013-014: 0; 6 2014-015: 0
| Land & Easements | 5 2009-010: 0; 6 2010-011: 0; 6 2011-012: 0; 6 2012-013: 0; 6 2013-014: 0; 6 2014-015: 0
| Land Improvements | 5 2009-010: 0; 6 2010-011: 0; 6 2011-012: 0; 6 2012-013: 0; 6 2013-014: 0; 6 2014-015: 0
| Equity Raising Costs | 5 2009-010: 0; 6 2010-011: 0; 6 2011-012: 0; 6 2012-013: 0; 6 2013-014: 0; 6 2014-015: 0
[7 empty] | 0 | 0 | 0 | 0 | 0 | 0
[7 empty] | 0 | 0 | 0 | 0 | 0 | 0
Return on Difference - Net Capex |  | 5 2009-010: 0; 6 2010-011: 0; 6 2011-012: 0; 6 2012-013: 0; 6 2013-014: 0; 6 2014-015: 0
| Overhead Sub-Transmission Lines | 5 2009-010: 0; 6 2010-011: 0; 6 2011-012: 0; 6 2012-013: 0; 6 2013-014: 0; 6 2014-015: 0
| Underground Sub-Transmission Cables | 5 2009-010: 0; 6 2010-011: 0; 6 2011-012: 0; 6 2012-013: 0; 6 2013-014: 0; 6 2014-015: 0
| Overhead Distribution Lines | 5 2009-010: 0; 6 2010-011: 0; 6 2011-012: 0; 6 2012-013: 0; 6 2013-014: 0; 6 2014-015: 0
| Underground Distribution Cables | 5 2009-010: 0; 6 2010-011: 0; 6 2011-012: 0; 6 2012-013: 0; 6 2013-014: 0; 6 2014-015: 0
| Distribution Equipment | 5 2009-010: 0; 6 2010-011: 0; 6 2011-012: 0; 6 2012-013: 0; 6 2013-014: 0; 6 2014-015: 0
| Substation Bays | 5 2009-010: 0; 6 2010-011: 0; 6 2011-012: 0; 6 2012-013: 0; 6 2013-014: 0; 6 2014-015: 0
| Substation Establishment | 5 2009-010: 0; 6 2010-011: 0; 6 2011-012: 0; 6 2012-013: 0; 6 2013-014: 0; 6 2014-015: 0
| Distribution Substation Switchgear | 5 2009-010: 0; 6 2010-011: 0; 6 2011-012: 0; 6 2012-013: 0; 6 2013-014: 0; 6 2014-015: 0
| Zone Transformers | 5 2009-010: 0; 6 2010-011: 0; 6 2011-012: 0; 6 2012-013: 0; 6 2013-014: 0; 6 2014-015: 0
| Distribution Transformers | 5 2009-010: 0; 6 2010-011: 0; 6 2011-012: 0; 6 2012-013: 0; 6 2013-014: 0; 6 2014-015: 0
| Low Voltage Services | 5 2009-010: 0; 6 2010-011: 0; 6 2011-012: 0; 6 2012-013: 0; 6 2013-014: 0; 6 2014-015: 0
| Metering | 5 2009-010: 0; 6 2010-011: 0; 6 2011-012: 0; 6 2012-013: 0; 6 2013-014: 0; 6 2014-015: 0
| Communications – Pilot Wires | 5 2009-010: 0; 6 2010-011: 0; 6 2011-012: 0; 6 2012-013: 0; 6 2013-014: 0; 6 2014-015: 0
| Generation Assets | 5 2009-010: 0; 6 2010-011: 0; 6 2011-012: 0; 6 2012-013: 0; 6 2013-014: 0; 6 2014-015: 0
| Street Lighting | 5 2009-010: 0; 6 2010-011: 0; 6 2011-012: 0; 6 2012-013: 0; 6 2013-014: 0; 6 2014-015: 0
| Other Equipment | 5 2009-010: 0; 6 2010-011: 0; 6 2011-012: 0; 6 2012-013: 0; 6 2013-014: 0; 6 2014-015: 0
| Control Centre - SCADA | 5 2009-010: 0; 6 2010-011: 0; 6 2011-012: 0; 6 2012-013: 0; 6 2013-014: 0; 6 2014-015: 0
| Land & Easements (System) | 5 2009-010: 0; 6 2010-011: 0; 6 2011-012: 0; 6 2012-013: 0; 6 2013-014: 0; 6 2014-015: 0
| Buildings (System) | 5 2009-010: 0; 6 2010-011: 0; 6 2011-012: 0; 6 2012-013: 0; 6 2013-014: 0; 6 2014-015: 0
| Communications | 5 2009-010: 0; 6 2010-011: 0; 6 2011-012: 0; 6 2012-013: 0; 6 2013-014: 0; 6 2014-015: 0
| IT Systems | 5 2009-010: 0; 6 2010-011: 0; 6 2011-012: 0; 6 2012-013: 0; 6 2013-014: 0; 6 2014-015: 0
| Office Equipment & Furniture | 5 2009-010: 0; 6 2010-011: 0; 6 2011-012: 0; 6 2012-013: 0; 6 2013-014: 0; 6 2014-015: 0
| Motor Vehicles | 5 2009-010: 0; 6 2010-011: 0; 6 2011-012: 0; 6 2012-013: 0; 6 2013-014: 0; 6 2014-015: 0
| Plant & Equipment | 5 2009-010: 0; 6 2010-011: 0; 6 2011-012: 0; 6 2012-013: 0; 6 2013-014: 0; 6 2014-015: 0
| Buildings | 5 2009-010: 0; 6 2010-011: 0; 6 2011-012: 0; 6 2012-013: 0; 6 2013-014: 0; 6 2014-015: 0
| Land & Easements | 5 2009-010: 0; 6 2010-011: 0; 6 2011-012: 0; 6 2012-013: 0; 6 2013-014: 0; 6 2014-015: 0
| Land Improvements | 5 2009-010: 0; 6 2010-011: 0; 6 2011-012: 0; 6 2012-013: 0; 6 2013-014: 0; 6 2014-015: 0
| Equity Raising Costs | 5 2009-010: 0; 6 2010-011: 0; 6 2011-012: 0; 6 2012-013: 0; 6 2013-014: 0; 6 2014-015: 0
[7 empty] | 0 | 0 | 0 | 0 | 0 | 0
[7 empty] | 0 | 0 | 0 | 0 | 0 | 0
Difference Between Actual and Forecast Assets Under Construction |  | 5 2009-010: 0; 6 2010-011: 0; 6 2011-012: 0; 6 2012-013: 0; 6 2013-014: 0; 6 2014-015: 0
| Overhead Sub-Transmission Lines | 5 2009-010: 0; 6 2010-011: 0; 6 2011-012: 0; 6 2012-013: 0; 6 2013-014: 0; 6 2014-015: 0
| Underground Sub-Transmission Cables | 5 2009-010: 0; 6 2010-011: 0; 6 2011-012: 0; 6 2012-013: 0; 6 2013-014: 0; 6 2014-015: 0
| Overhead Distribution Lines | 5 2009-010: 0; 6 2010-011: 0; 6 2011-012: 0; 6 2012-013: 0; 6 2013-014: 0; 6 2014-015: 0
| Underground Distribution Cables | 5 2009-010: 0; 6 2010-011: 0; 6 2011-012: 0; 6 2012-013: 0; 6 2013-014: 0; 6 2014-015: 0
| Distribution Equipment | 5 2009-010: 0; 6 2010-011: 0; 6 2011-012: 0; 6 2012-013: 0; 6 2013-014: 0; 6 2014-015: 0
| Substation Bays | 5 2009-010: 0; 6 2010-011: 0; 6 2011-012: 0; 6 2012-013: 0; 6 2013-014: 0; 6 2014-015: 0
| Substation Establishment | 5 2009-010: 0; 6 2010-011: 0; 6 2011-012: 0; 6 2012-013: 0; 6 2013-014: 0; 6 2014-015: 0
| Distribution Substation Switchgear | 5 2009-010: 0; 6 2010-011: 0; 6 2011-012: 0; 6 2012-013: 0; 6 2013-014: 0; 6 2014-015: 0
| Zone Transformers | 5 2009-010: 0; 6 2010-011: 0; 6 2011-012: 0; 6 2012-013: 0; 6 2013-014: 0; 6 2014-015: 0
| Distribution Transformers | 5 2009-010: 0; 6 2010-011: 0; 6 2011-012: 0; 6 2012-013: 0; 6 2013-014: 0; 6 2014-015: 0
| Low Voltage Services | 5 2009-010: 0; 6 2010-011: 0; 6 2011-012: 0; 6 2012-013: 0; 6 2013-014: 0; 6 2014-015: 0
| Metering | 5 2009-010: 0; 6 2010-011: 0; 6 2011-012: 0; 6 2012-013: 0; 6 2013-014: 0; 6 2014-015: 0
| Communications – Pilot Wires | 5 2009-010: 0; 6 2010-011: 0; 6 2011-012: 0; 6 2012-013: 0; 6 2013-014: 0; 6 2014-015: 0
| Generation Assets | 5 2009-010: 0; 6 2010-011: 0; 6 2011-012: 0; 6 2012-013: 0; 6 2013-014: 0; 6 2014-015: 0
| Street Lighting | 5 2009-010: 0; 6 2010-011: 0; 6 2011-012: 0; 6 2012-013: 0; 6 2013-014: 0; 6 2014-015: 0
| Other Equipment | 5 2009-010: 0; 6 2010-011: 0; 6 2011-012: 0; 6 2012-013: 0; 6 2013-014: 0; 6 2014-015: 0
| Control Centre - SCADA | 5 2009-010: 0; 6 2010-011: 0; 6 2011-012: 0; 6 2012-013: 0; 6 2013-014: 0; 6 2014-015: 0
| Land & Easements (System) | 5 2009-010: 0; 6 2010-011: 0; 6 2011-012: 0; 6 2012-013: 0; 6 2013-014: 0; 6 2014-015: 0
| Buildings (System) | 5 2009-010: 0; 6 2010-011: 0; 6 2011-012: 0; 6 2012-013: 0; 6 2013-014: 0; 6 2014-015: 0
| Communications | 5 2009-010: 0; 6 2010-011: 0; 6 2011-012: 0; 6 2012-013: 0; 6 2013-014: 0; 6 2014-015: 0
| IT Systems | 5 2009-010: 0; 6 2010-011: 0; 6 2011-012: 0; 6 2012-013: 0; 6 2013-014: 0; 6 2014-015: 0
| Office Equipment & Furniture | 5 2009-010: 0; 6 2010-011: 0; 6 2011-012: 0; 6 2012-013: 0; 6 2013-014: 0; 6 2014-015: 0
| Motor Vehicles | 5 2009-010: 0; 6 2010-011: 0; 6 2011-012: 0; 6 2012-013: 0; 6 2013-014: 0; 6 2014-015: 0
| Plant & Equipment | 5 2009-010: 0; 6 2010-011: 0; 6 2011-012: 0; 6 2012-013: 0; 6 2013-014: 0; 6 2014-015: 0
| Buildings | 5 2009-010: 0; 6 2010-011: 0; 6 2011-012: 0; 6 2012-013: 0; 6 2013-014: 0; 6 2014-015: 0
| Land & Easements | 5 2009-010: 0; 6 2010-011: 0; 6 2011-012: 0; 6 2012-013: 0; 6 2013-014: 0; 6 2014-015: 0
| Land Improvements | 5 2009-010: 0; 6 2010-011: 0; 6 2011-012: 0; 6 2012-013: 0; 6 2013-014: 0; 6 2014-015: 0
| Equity Raising Costs | 5 2009-010: 0; 6 2010-011: 0; 6 2011-012: 0; 6 2012-013: 0; 6 2013-014: 0; 6 2014-015: 0
[7 empty] | 0 | 0 | 0 | 0 | 0 | 0
[7 empty] | 0 | 0 | 0 | 0 | 0 | 0
Return on Difference - Assets Under Construction |  | 5 2009-010: 0; 6 2010-011: 0; 6 2011-012: 0; 6 2012-013: 0; 6 2013-014: 0; 6 2014-015: 0
| Overhead Sub-Transmission Lines | 5 2009-010: 0; 6 2010-011: 0; 6 2011-012: 0; 6 2012-013: 0; 6 2013-014: 0; 6 2014-015: 0
| Underground Sub-Transmission Cables | 5 2009-010: 0; 6 2010-011: 0; 6 2011-012: 0; 6 2012-013: 0; 6 2013-014: 0; 6 2014-015: 0
| Overhead Distribution Lines | 5 2009-010: 0; 6 2010-011: 0; 6 2011-012: 0; 6 2012-013: 0; 6 2013-014: 0; 6 2014-015: 0
| Underground Distribution Cables | 5 2009-010: 0; 6 2010-011: 0; 6 2011-012: 0; 6 2012-013: 0; 6 2013-014: 0; 6 2014-015: 0
| Distribution Equipment | 5 2009-010: 0; 6 2010-011: 0; 6 2011-012: 0; 6 2012-013: 0; 6 2013-014: 0; 6 2014-015: 0
| Substation Bays | 5 2009-010: 0; 6 2010-011: 0; 6 2011-012: 0; 6 2012-013: 0; 6 2013-014: 0; 6 2014-015: 0
| Substation Establishment | 5 2009-010: 0; 6 2010-011: 0; 6 2011-012: 0; 6 2012-013: 0; 6 2013-014: 0; 6 2014-015: 0
| Distribution Substation Switchgear | 5 2009-010: 0; 6 2010-011: 0; 6 2011-012: 0; 6 2012-013: 0; 6 2013-014: 0; 6 2014-015: 0
| Zone Transformers | 5 2009-010: 0; 6 2010-011: 0; 6 2011-012: 0; 6 2012-013: 0; 6 2013-014: 0; 6 2014-015: 0
| Distribution Transformers | 5 2009-010: 0; 6 2010-011: 0; 6 2011-012: 0; 6 2012-013: 0; 6 2013-014: 0; 6 2014-015: 0
| Low Voltage Services | 5 2009-010: 0; 6 2010-011: 0; 6 2011-012: 0; 6 2012-013: 0; 6 2013-014: 0; 6 2014-015: 0
| Metering | 5 2009-010: 0; 6 2010-011: 0; 6 2011-012: 0; 6 2012-013: 0; 6 2013-014: 0; 6 2014-015: 0
| Communications – Pilot Wires | 5 2009-010: 0; 6 2010-011: 0; 6 2011-012: 0; 6 2012-013: 0; 6 2013-014: 0; 6 2014-015: 0
| Generation Assets | 5 2009-010: 0; 6 2010-011: 0; 6 2011-012: 0; 6 2012-013: 0; 6 2013-014: 0; 6 2014-015: 0
| Street Lighting | 5 2009-010: 0; 6 2010-011: 0; 6 2011-012: 0; 6 2012-013: 0; 6 2013-014: 0; 6 2014-015: 0
| Other Equipment | 5 2009-010: 0; 6 2010-011: 0; 6 2011-012: 0; 6 2012-013: 0; 6 2013-014: 0; 6 2014-015: 0
| Control Centre - SCADA | 5 2009-010: 0; 6 2010-011: 0; 6 2011-012: 0; 6 2012-013: 0; 6 2013-014: 0; 6 2014-015: 0
| Land & Easements (System) | 5 2009-010: 0; 6 2010-011: 0; 6 2011-012: 0; 6 2012-013: 0; 6 2013-014: 0; 6 2014-015: 0
| Buildings (System) | 5 2009-010: 0; 6 2010-011: 0; 6 2011-012: 0; 6 2012-013: 0; 6 2013-014: 0; 6 2014-015: 0
| Communications | 5 2009-010: 0; 6 2010-011: 0; 6 2011-012: 0; 6 2012-013: 0; 6 2013-014: 0; 6 2014-015: 0
| IT Systems | 5 2009-010: 0; 6 2010-011: 0; 6 2011-012: 0; 6 2012-013: 0; 6 2013-014: 0; 6 2014-015: 0
| Office Equipment & Furniture | 5 2009-010: 0; 6 2010-011: 0; 6 2011-012: 0; 6 2012-013: 0; 6 2013-014: 0; 6 2014-015: 0
| Motor Vehicles | 5 2009-010: 0; 6 2010-011: 0; 6 2011-012: 0; 6 2012-013: 0; 6 2013-014: 0; 6 2014-015: 0
| Plant & Equipment | 5 2009-010: 0; 6 2010-011: 0; 6 2011-012: 0; 6 2012-013: 0; 6 2013-014: 0; 6 2014-015: 0
| Buildings | 5 2009-010: 0; 6 2010-011: 0; 6 2011-012: 0; 6 2012-013: 0; 6 2013-014: 0; 6 2014-015: 0
| Land & Easements | 5 2009-010: 0; 6 2010-011: 0; 6 2011-012: 0; 6 2012-013: 0; 6 2013-014: 0; 6 2014-015: 0
| Land Improvements | 5 2009-010: 0; 6 2010-011: 0; 6 2011-012: 0; 6 2012-013: 0; 6 2013-014: 0; 6 2014-015: 0
| Equity Raising Costs | 5 2009-010: 0; 6 2010-011: 0; 6 2011-012: 0; 6 2012-013: 0; 6 2013-014: 0; 6 2014-015: 0
[7 empty] | 0 | 0 | 0 | 0 | 0 | 0
[7 empty] | 0 | 0 | 0 | 0 | 0 | 0
Closing Regulated Asset Base |  | 5 2009-010: 7148.9485; 6 2010-011: 0; 6 2011-012: 0; 6 2012-013: 0; 6 2013-014: 0; 6 2014-015: 0
| Overhead Sub-Transmission Lines | 5 2009-010: 1056.6331; 6 2010-011: 0; 6 2011-012: 0; 6 2012-013: 0; 6 2013-014: 0; 6 2014-015: 0
| Underground Sub-Transmission Cables | 5 2009-010: 52.1561; 6 2010-011: 0; 6 2011-012: 0; 6 2012-013: 0; 6 2013-014: 0; 6 2014-015: 0
| Overhead Distribution Lines | 5 2009-010: 2189.4808; 6 2010-011: 0; 6 2011-012: 0; 6 2012-013: 0; 6 2013-014: 0; 6 2014-015: 0
| Underground Distribution Cables | 5 2009-010: 636.1237; 6 2010-011: 0; 6 2011-012: 0; 6 2012-013: 0; 6 2013-014: 0; 6 2014-015: 0
| Distribution Equipment | 5 2009-010: 67.0826; 6 2010-011: 0; 6 2011-012: 0; 6 2012-013: 0; 6 2013-014: 0; 6 2014-015: 0
| Substation Bays | 5 2009-010: 826.6911; 6 2010-011: 0; 6 2011-012: 0; 6 2012-013: 0; 6 2013-014: 0; 6 2014-015: 0
| Substation Establishment | 5 2009-010: 286.5762; 6 2010-011: 0; 6 2011-012: 0; 6 2012-013: 0; 6 2013-014: 0; 6 2014-015: 0
| Distribution Substation Switchgear | 5 2009-010: 93.9161; 6 2010-011: 0; 6 2011-012: 0; 6 2012-013: 0; 6 2013-014: 0; 6 2014-015: 0
| Zone Transformers | 5 2009-010: 241.0279; 6 2010-011: 0; 6 2011-012: 0; 6 2012-013: 0; 6 2013-014: 0; 6 2014-015: 0
| Distribution Transformers | 5 2009-010: 825.3584; 6 2010-011: 0; 6 2011-012: 0; 6 2012-013: 0; 6 2013-014: 0; 6 2014-015: 0
| Low Voltage Services | 5 2009-010: 93.3571; 6 2010-011: 0; 6 2011-012: 0; 6 2012-013: 0; 6 2013-014: 0; 6 2014-015: 0
| Metering | 5 2009-010: 66.0051; 6 2010-011: 0; 6 2011-012: 0; 6 2012-013: 0; 6 2013-014: 0; 6 2014-015: 0
| Communications – Pilot Wires | 5 2009-010: 80.4132; 6 2010-011: 0; 6 2011-012: 0; 6 2012-013: 0; 6 2013-014: 0; 6 2014-015: 0
| Generation Assets | 5 2009-010: 3.4677; 6 2010-011: 0; 6 2011-012: 0; 6 2012-013: 0; 6 2013-014: 0; 6 2014-015: 0
| Street Lighting | 5 2009-010: 0; 6 2010-011: 0; 6 2011-012: 0; 6 2012-013: 0; 6 2013-014: 0; 6 2014-015: 0
| Other Equipment | 5 2009-010: 18.1793; 6 2010-011: 0; 6 2011-012: 0; 6 2012-013: 0; 6 2013-014: 0; 6 2014-015: 0
| Control Centre - SCADA | 5 2009-010: 44.0925; 6 2010-011: 0; 6 2011-012: 0; 6 2012-013: 0; 6 2013-014: 0; 6 2014-015: 0
| Land & Easements (System) | 5 2009-010: 80.7275; 6 2010-011: 0; 6 2011-012: 0; 6 2012-013: 0; 6 2013-014: 0; 6 2014-015: 0
| Buildings (System) | 5 2009-010: 0; 6 2010-011: 0; 6 2011-012: 0; 6 2012-013: 0; 6 2013-014: 0; 6 2014-015: 0
| Communications | 5 2009-010: 8.0593; 6 2010-011: 0; 6 2011-012: 0; 6 2012-013: 0; 6 2013-014: 0; 6 2014-015: 0
| IT Systems | 5 2009-010: 33.3989; 6 2010-011: 0; 6 2011-012: 0; 6 2012-013: 0; 6 2013-014: 0; 6 2014-015: 0
| Office Equipment & Furniture | 5 2009-010: 22.718; 6 2010-011: 0; 6 2011-012: 0; 6 2012-013: 0; 6 2013-014: 0; 6 2014-015: 0
| Motor Vehicles | 5 2009-010: 102.7967; 6 2010-011: 0; 6 2011-012: 0; 6 2012-013: 0; 6 2013-014: 0; 6 2014-015: 0
| Plant & Equipment | 5 2009-010: 85.4552; 6 2010-011: 0; 6 2011-012: 0; 6 2012-013: 0; 6 2013-014: 0; 6 2014-015: 0
| Buildings | 5 2009-010: 208.1702; 6 2010-011: 0; 6 2011-012: 0; 6 2012-013: 0; 6 2013-014: 0; 6 2014-015: 0
| Land & Easements | 5 2009-010: 15.0613; 6 2010-011: 0; 6 2011-012: 0; 6 2012-013: 0; 6 2013-014: 0; 6 2014-015: 0
| Land Improvements | 5 2009-010: 12.0007; 6 2010-011: 0; 6 2011-012: 0; 6 2012-013: 0; 6 2013-014: 0; 6 2014-015: 0
| Equity Raising Costs | 5 2009-010: 0; 6 2010-011: 0; 6 2011-012: 0; 6 2012-013: 0; 6 2013-014: 0; 6 2014-015: 0
[7 empty] | 0 | 0 | 0 | 0 | 0 | 0
[7 empty] | 0 | 0 | 0 | 0 | 0 | 0
Note on G38: This column is based on the forecast net capex.
Note on G70: This column is based on the forecast regulatory depreciation.
Note on G102: This column is based on the prudent additional capex allowed in the previous regulatory control period (if any).
Note on G134: This column is based on the foregone return on prudent additional capex allowed in the previous regulatory control period (if any).
Note on G166: This column is based on the forecast assets under construction allowed in the previous regulatory control period (if any).

## Tax value roll forward
Tax Asset Value Roll Forward
|  |  |  | 0 | 1 | 2 | 3 | 4 | 5 | 6 | 7 | 8 | 9 | 10 | 11 | 12
Year |  |  |  |  | 2004-05 | 2005-06 | 2006-07 | 2007-08 | 2008-09 | 2009-010 | 2010-011 | 2011-012 | 2012-013 | 2013-014 | 2014-015 | 2015-016
Nominal Tax Values
Opening Tax Asset Values |  |  |  |  | 1693.7801 | 1693.7801 | 2111.3719 | 2591.2436 | 2955.5942 | 3458.2884 | 4029.6735 | 0 | 0 | 0 | 0 | 0
| Overhead Sub-Transmission Lines |  |  |  | 258.7368 | 258.7368 | 252.0417 | 293.8058 | 330.226 | 372.4599 | 404.4767 | 0 | 0 | 0 | 0 | 0
| Underground Sub-Transmission Cables |  |  |  | 7.4471 | 7.4471 | 7.0917 | 9.8682 | 27.9161 | 32.4655 | 45.8743 | 0 | 0 | 0 | 0 | 0
| Overhead Distribution Lines |  |  |  | 444.5484 | 444.5484 | 646.0199 | 752.7576 | 826.8418 | 917.7867 | 1006.5662 | 0 | 0 | 0 | 0 | 0
| Underground Distribution Cables |  |  |  | 81.5459 | 81.5459 | 91.3874 | 165.6526 | 229.1049 | 282.7555 | 371.0649 | 0 | 0 | 0 | 0 | 0
| Distribution Equipment |  |  |  | 0 | 0 | 10.6 | 13.9254 | 13.4688 | 13.6282 | 30.3244 | 0 | 0 | 0 | 0 | 0
| Substation Bays |  |  |  | 112.8693 | 112.8693 | 121.5508 | 149.8865 | 219.8021 | 361.423 | 447.1366 | 0 | 0 | 0 | 0 | 0
| Substation Establishment |  |  |  | 47.8353 | 47.8353 | 62.0363 | 89.0883 | 93.1251 | 112.132 | 138.3466 | 0 | 0 | 0 | 0 | 0
| Distribution Substation Switchgear |  |  |  | 16.9293 | 16.9293 | 18.9659 | 32.8771 | 44.0173 | 59.9746 | 64.6661 | 0 | 0 | 0 | 0 | 0
| Zone Transformers |  |  |  | 64.606 | 64.606 | 70.5394 | 84.2397 | 131.4839 | 161.2517 | 175.1893 | 0 | 0 | 0 | 0 | 0
| Distribution Transformers |  |  |  | 252.0303 | 252.0303 | 305.913 | 377.0891 | 435.2532 | 500.8964 | 565.6439 | 0 | 0 | 0 | 0 | 0
| Low Voltage Services |  |  |  | 170.2588 | 170.2588 | 171.2103 | 168.3628 | 165.1367 | 161.5744 | 153.8849 | 0 | 0 | 0 | 0 | 0
| Metering |  |  |  | 1.4834 | 1.4834 | 6.579 | 16.7178 | 23.9726 | 34.312 | 45.438 | 0 | 0 | 0 | 0 | 0
| Communications – Pilot Wires |  |  |  | 6.2277 | 6.2277 | 7.4456 | 8.2393 | 10.8317 | 13.0883 | 48.2846 | 0 | 0 | 0 | 0 | 0
| Generation Assets |  |  |  | 2.0328 | 2.0328 | 2.6293 | 2.2989 | 1.9685 | 2.5321 | 2.2085 | 0 | 0 | 0 | 0 | 0
| Street Lighting |  |  |  | 0 | 0 | 0 | 0 | 0 | 0 | 0 | 0 | 0 | 0 | 0 | 0
| Other Equipment |  |  |  | 0.50819 | 0.50819 | 0.48441 | 7.9296 | 12.0841 | 17.0825 | 16.7692 | 0 | 0 | 0 | 0 | 0
| Control Centre - SCADA |  |  |  | 4.9577 | 4.9577 | 9.3122 | 19.1902 | 31.547 | 35.2808 | 41.2581 | 0 | 0 | 0 | 0 | 0
| Land & Easements (System) |  |  |  | 12.8106 | 12.8106 | 12.8106 | 13.3866 | 14.9466 | 23.2016 | 40.312 | 0 | 0 | 0 | 0 | 0
| Buildings (System) |  |  |  | 0 | 0 | 0 | 0 | 0 | 0 | 0 | 0 | 0 | 0 | 0 | 0
| Communications |  |  |  | 3.4287 | 3.4287 | 2.4369 | 7.1123 | 5.6175 | 5.376 | 4.6776 | 0 | 0 | 0 | 0 | 0
| IT Systems |  |  |  | 44.9747 | 44.9747 | 104.3218 | 106.0419 | 22.889 | 20.3678 | 12.6389 | 0 | 0 | 0 | 0 | 0
| Office Equipment & Furniture |  |  |  | 8.2168 | 8.2168 | 7.0444 | 7.0273 | 9.05 | 7.7269 | 7.1533 | 0 | 0 | 0 | 0 | 0
| Motor Vehicles |  |  |  | 46.0249 | 46.0249 | 69.3754 | 80.4632 | 84.2848 | 81.969 | 99.2644 | 0 | 0 | 0 | 0 | 0
| Plant & Equipment |  |  |  | 17.8012 | 17.8012 | 24.5352 | 45.9554 | 64.3866 | 66.5448 | 55.1651 | 0 | 0 | 0 | 0 | 0
| Buildings |  |  |  | 73.451 | 73.451 | 92.1396 | 112.3566 | 127.3255 | 136.3327 | 213.8504 | 0 | 0 | 0 | 0 | 0
| Land & Easements |  |  |  | 15.0553 | 15.0553 | 14.9013 | 25.5083 | 25.5313 | 26.8243 | 28.4641 | 0 | 0 | 0 | 0 | 0
| Land Improvements |  |  |  | 0 | 0 | 0 | 1.463 | 4.7834 | 11.3019 | 11.0154 | 0 | 0 | 0 | 0 | 0
| Equity Raising Costs |  |  |  | 0 | 0 | 0 | 0 | 0 | 0 | 0 | 0 | 0 | 0 | 0 | 0
[5 empty] | 0 | 0 | 0 | 0 | 0 | 0 | 0 | 0 | 0 | 0 | 0 | 0
[5 empty] | 0 | 0 | 0 | 0 | 0 | 0 | 0 | 0 | 0 | 0 | 0 | 0
Actual Net Capex |  |  |  |  | 0 | 596.624 | 692.533 | 623.847 | 708.521 | 786.2143 | 0 | 0 | 0 | 0 | 0
| Overhead Sub-Transmission Lines |  |  |  | 0 | 16.375 | 65.198 | 61.303 | 68.479 | 59.7837 | 0 | 0 | 0 | 0 | 0
| Underground Sub-Transmission Cables |  |  |  | 0 | 0.199 | 3.335 | 18.673 | 5.548 | 14.5184 | 0 | 0 | 0 | 0 | 0
| Overhead Distribution Lines |  |  |  | 0 | 230.437 | 140.824 | 111.3 | 130.634 | 131.3715 | 0 | 0 | 0 | 0 | 0
| Underground Distribution Cables |  |  |  | 0 | 15.414 | 80.146 | 70.936 | 62.553 | 98.4629 | 0 | 0 | 0 | 0 | 0
| Distribution Equipment |  |  |  | 0 | 10.6 | 3.561 | -0.142 | 0.471 | 17.0182 | 0 | 0 | 0 | 0 | 0
| Substation Bays |  |  |  | 0 | 43.75 | 64.498 | 115.354 | 147.211 | 94.9839 | 0 | 0 | 0 | 0 | 0
| Substation Establishment |  |  |  | 0 | 14.201 | 27.407 | 5.077 | 20.174 | 27.8861 | 0 | 0 | 0 | 0 | 0
| Distribution Substation Switchgear |  |  |  | 0 | 2.697 | 14.639 | 12.234 | 17.357 | 6.5251 | 0 | 0 | 0 | 0 | 0
| Zone Transformers |  |  |  | 0 | 12.404 | 20.481 | 54.537 | 38.424 | 23.5543 | 0 | 0 | 0 | 0 | 0
| Distribution Transformers |  |  |  | 0 | 75.307 | 94.483 | 83.833 | 93.408 | 94.8475 | 0 | 0 | 0 | 0 | 0
| Low Voltage Services |  |  |  | 0 | 17.356 | 13.991 | 13.962 | 13.975 | 10.197 | 0 | 0 | 0 | 0 | 0
| Metering |  |  |  | 0 | 6.579 | 10.402 | 7.934 | 11.336 | 12.576 | 0 | 0 | 0 | 0 | 0
| Communications – Pilot Wires |  |  |  | 0 | 1.971 | 1.744 | 3.717 | 3.753 | 37.068 | 0 | 0 | 0 | 0 | 0
| Generation Assets |  |  |  | 0 | 0.869 | 0 | 0 | 0.894 | 0.066384 | 0 | 0 | 0 | 0 | 0
| Street Lighting |  |  |  | 0 | 0 | 0 | 0 | 0 | 0 | 0 | 0 | 0 | 0 | 0
| Other Equipment |  |  |  | 0 | 0 | 7.469 | 4.365 | 5.318 | 0.13925 | 0 | 0 | 0 | 0 | 0
| Control Centre - SCADA |  |  |  | 0 | 5.686 | 11.778 | 16.398 | 7.12 | 10.0755 | 0 | 0 | 0 | 0 | 0
| Land & Easements (System) |  |  |  | 0 | 0 | 0.576 | 1.56 | 8.255 | 17.1104 | 0 | 0 | 0 | 0 | 0
| Buildings (System) |  |  |  | 0 | 0 | 0 | 0 | 0 | 0 | 0 | 0 | 0 | 0 | 0
| Communications |  |  |  | 0 | 0.067 | 5.741 | 0.397 | 0.379 | -0.04 | 0 | 0 | 0 | 0 | 0
| IT Systems |  |  |  | 0 | 73.564 | 34.328 | -39.639 | 14.542 | 12.9699 | 0 | 0 | 0 | 0 | 0
| Office Equipment & Furniture |  |  |  | 0 | 0.716 | 1.943 | 4.177 | 1.912 | 0.3012 | 0 | 0 | 0 | 0 | 0
| Motor Vehicles |  |  |  | 0 | 34.258 | 24.533 | 19.084 | 16.755 | 24.3051 | 0 | 0 | 0 | 0 | 0
| Plant & Equipment |  |  |  | 0 | 11.344 | 28.299 | 34.941 | 17.075 | 6.9521 | 0 | 0 | 0 | 0 | 0
| Buildings |  |  |  | 0 | 22.984 | 25.087 | 20.466 | 15.016 | 83.902 | 0 | 0 | 0 | 0 | 0
| Land & Easements |  |  |  | 0 | -0.154 | 10.607 | 0.023 | 1.293 | 1.6399 | 0 | 0 | 0 | 0 | 0
| Land Improvements |  |  |  | 0 | 0 | 1.463 | 3.357 | 6.639 | 0 | 0 | 0 | 0 | 0 | 0
| Equity Raising Costs |  |  |  | 0 | 0 | 0 | 0 | 0 | 0 | 0 | 0 | 0 | 0 | 0
[5 empty] | 0 | 0 | 0 | 0 | 0 | 0 | 0 | 0 | 0 | 0 | 0
[5 empty] | 0 | 0 | 0 | 0 | 0 | 0 | 0 | 0 | 0 | 0 | 0
Actual Tax Depreciation |  |  |  |  | 0 | -179.0322 | -212.6613 | -259.4964 | -205.8267 | -214.8292 | 0 | 0 | 0 | 0 | 0
Overhead Sub-Transmission Lines |  | Initial Asset Base |  |  |  | 23.0701 | 23.0701 | 23.0701 | 23.0701 | 23.0701 | 23.0701 | 23.0701 | 23.0701 | 23.0701 | 23.0701
|  | Capex in year | 0
|  |  | 1 |  |  | 0 | 0 | 0 | 0 | 0 | 0 | 0 | 0 | 0 | 0
|  |  | 2 |  |  |  | 0.36389 | 0.36389 | 0.36389 | 0.36389 | 0.36389 | 0.36389 | 0.36389 | 0.36389 | 0.36389
|  |  | 3 |  |  |  |  | 1.4488 | 1.4488 | 1.4488 | 1.4488 | 1.4488 | 1.4488 | 1.4488 | 1.4488
|  |  | 4 |  | 5 2008-09: 1.3623; 6 2009-010: 1.3623; 7 2010-011: 1.3623; 8 2011-012: 1.3623; 9 2012-013: 1.3623; 10 2013-014: 1.3623; 11 2014-015: 1.3623
|  |  | 5 |  | 6 2009-010: 1.5218; 7 2010-011: 1.5218; 8 2011-012: 1.5218; 9 2012-013: 1.5218; 10 2013-014: 1.5218; 11 2014-015: 1.5218
|  |  | 6 |  | 7 2010-011: 1.3285; 8 2011-012: 1.3285; 9 2012-013: 1.3285; 10 2013-014: 1.3285; 11 2014-015: 1.3285
|  |  | 7 |  | 8 2011-012: 0; 9 2012-013: 0; 10 2013-014: 0; 11 2014-015: 0
|  |  | 8 |  | 9 2012-013: 0; 10 2013-014: 0; 11 2014-015: 0
|  |  | 9 |  | 10 2013-014: 0; 11 2014-015: 0
|  |  | 10 |  | 11 2014-015: 0
11
| Overhead Sub-Transmission Lines |  |  |  |  | -23.0701 | -23.4339 | -24.8828 | -26.2451 | -27.7668 | 0 | 0 | 0 | 0 | 0
Underground Sub-Transmission Cables |  | Initial Asset Base |  |  |  | 0.55447 | 0.55447 | 0.55447 | 0.55447 | 0.55447 | 0.55447 | 0.55447 | 0.55447 | 0.55447 | 0.55447
|  | Capex in year | 0
|  |  | 1 |  |  | 0 | 0 | 0 | 0 | 0 | 0 | 0 | 0 | 0 | 0
|  |  | 2 |  |  |  | 0.00398 | 0.00398 | 0.00398 | 0.00398 | 0.00398 | 0.00398 | 0.00398 | 0.00398 | 0.00398
|  |  | 3 |  |  |  |  | 0.0667 | 0.0667 | 0.0667 | 0.0667 | 0.0667 | 0.0667 | 0.0667 | 0.0667
|  |  | 4 |  | 5 2008-09: 0.37346; 6 2009-010: 0.37346; 7 2010-011: 0.37346; 8 2011-012: 0.37346; 9 2012-013: 0.37346; 10 2013-014: 0.37346; 11 2014-015: 0.37346
|  |  | 5 |  | 6 2009-010: 0.11096; 7 2010-011: 0.11096; 8 2011-012: 0.11096; 9 2012-013: 0.11096; 10 2013-014: 0.11096; 11 2014-015: 0.11096
|  |  | 6 |  | 7 2010-011: 0.29037; 8 2011-012: 0.29037; 9 2012-013: 0.29037; 10 2013-014: 0.29037; 11 2014-015: 0.29037
|  |  | 7 |  | 8 2011-012: 0; 9 2012-013: 0; 10 2013-014: 0; 11 2014-015: 0
|  |  | 8 |  | 9 2012-013: 0; 10 2013-014: 0; 11 2014-015: 0
|  |  | 9 |  | 10 2013-014: 0; 11 2014-015: 0
|  |  | 10 |  | 11 2014-015: 0
11
| Underground Sub-Transmission Cables |  |  |  |  | -0.55447 | -0.55845 | -0.62515 | -0.99861 | -1.1096 | 0 | 0 | 0 | 0 | 0
Overhead Distribution Lines |  | Initial Asset Base |  |  |  | 28.9655 | 28.9655 | 28.9655 | 28.9655 | 28.9655 | 28.9655 | 28.9655 | 28.9655 | 28.9655 | 28.9655
|  | Capex in year | 0
|  |  | 1 |  |  | 0 | 0 | 0 | 0 | 0 | 0 | 0 | 0 | 0 | 0
|  |  | 2 |  |  |  | 5.1208 | 5.1208 | 5.1208 | 5.1208 | 5.1208 | 5.1208 | 5.1208 | 5.1208 | 5.1208
|  |  | 3 |  |  |  |  | 3.1294 | 3.1294 | 3.1294 | 3.1294 | 3.1294 | 3.1294 | 3.1294 | 3.1294
|  |  | 4 |  | 5 2008-09: 2.4733; 6 2009-010: 2.4733; 7 2010-011: 2.4733; 8 2011-012: 2.4733; 9 2012-013: 2.4733; 10 2013-014: 2.4733; 11 2014-015: 2.4733
|  |  | 5 |  | 6 2009-010: 2.903; 7 2010-011: 2.903; 8 2011-012: 2.903; 9 2012-013: 2.903; 10 2013-014: 2.903; 11 2014-015: 2.903
|  |  | 6 |  | 7 2010-011: 2.9194; 8 2011-012: 2.9194; 9 2012-013: 2.9194; 10 2013-014: 2.9194; 11 2014-015: 2.9194
|  |  | 7 |  | 8 2011-012: 0; 9 2012-013: 0; 10 2013-014: 0; 11 2014-015: 0
|  |  | 8 |  | 9 2012-013: 0; 10 2013-014: 0; 11 2014-015: 0
|  |  | 9 |  | 10 2013-014: 0; 11 2014-015: 0
|  |  | 10 |  | 11 2014-015: 0
11
| Overhead Distribution Lines |  |  |  |  | -28.9655 | -34.0863 | -37.2158 | -39.6891 | -42.5921 | 0 | 0 | 0 | 0 | 0
Underground Distribution Cables |  | Initial Asset Base |  |  |  | 5.5725 | 5.5725 | 5.5725 | 5.5725 | 5.5725 | 5.5725 | 5.5725 | 5.5725 | 5.5725 | 5.5725
|  | Capex in year | 0
|  |  | 1 |  |  | 0 | 0 | 0 | 0 | 0 | 0 | 0 | 0 | 0 | 0
|  |  | 2 |  |  |  | 0.30828 | 0.30828 | 0.30828 | 0.30828 | 0.30828 | 0.30828 | 0.30828 | 0.30828 | 0.30828
|  |  | 3 |  |  |  |  | 1.6029 | 1.6029 | 1.6029 | 1.6029 | 1.6029 | 1.6029 | 1.6029 | 1.6029
|  |  | 4 |  | 5 2008-09: 1.4187; 6 2009-010: 1.4187; 7 2010-011: 1.4187; 8 2011-012: 1.4187; 9 2012-013: 1.4187; 10 2013-014: 1.4187; 11 2014-015: 1.4187
|  |  | 5 |  | 6 2009-010: 1.2511; 7 2010-011: 1.2511; 8 2011-012: 1.2511; 9 2012-013: 1.2511; 10 2013-014: 1.2511; 11 2014-015: 1.2511
|  |  | 6 |  | 7 2010-011: 1.9693; 8 2011-012: 1.9693; 9 2012-013: 1.9693; 10 2013-014: 1.9693; 11 2014-015: 1.9693
|  |  | 7 |  | 8 2011-012: 0; 9 2012-013: 0; 10 2013-014: 0; 11 2014-015: 0
|  |  | 8 |  | 9 2012-013: 0; 10 2013-014: 0; 11 2014-015: 0
|  |  | 9 |  | 10 2013-014: 0; 11 2014-015: 0
|  |  | 10 |  | 11 2014-015: 0
11
| Underground Distribution Cables |  |  |  |  | -5.5725 | -5.8808 | -7.4837 | -8.9024 | -10.1535 | 0 | 0 | 0 | 0 | 0
Distribution Equipment |  | Initial Asset Base |  |  |  | 0 | 0 | 0 | 0 | 0 | 0 | 0 | 0 | 0 | 0
|  | Capex in year | 0
|  |  | 1 |  |  | 0 | 0 | 0 | 0 | 0 | 0 | 0 | 0 | 0 | 0
|  |  | 2 |  |  |  | 0.23556 | 0.23556 | 0.23556 | 0.23556 | 0.23556 | 0.23556 | 0.23556 | 0.23556 | 0.23556
|  |  | 3 |  |  |  |  | 0.079133 | 0.079133 | 0.079133 | 0.079133 | 0.079133 | 0.079133 | 0.079133 | 0.079133
|  |  | 4 |  | 5 2008-09: -0.0031556; 6 2009-010: -0.0031556; 7 2010-011: -0.0031556; 8 2011-012: -0.0031556; 9 2012-013: -0.0031556; 10 2013-014: -0.0031556; 11 2014-015: -0.0031556
|  |  | 5 |  | 6 2009-010: 0.010467; 7 2010-011: 0.010467; 8 2011-012: 0.010467; 9 2012-013: 0.010467; 10 2013-014: 0.010467; 11 2014-015: 0.010467
|  |  | 6 |  | 7 2010-011: 0.37818; 8 2011-012: 0.37818; 9 2012-013: 0.37818; 10 2013-014: 0.37818; 11 2014-015: 0.37818
|  |  | 7 |  | 8 2011-012: 0; 9 2012-013: 0; 10 2013-014: 0; 11 2014-015: 0
|  |  | 8 |  | 9 2012-013: 0; 10 2013-014: 0; 11 2014-015: 0
|  |  | 9 |  | 10 2013-014: 0; 11 2014-015: 0
|  |  | 10 |  | 11 2014-015: 0
11
| Distribution Equipment |  |  |  |  | 0 | -0.23556 | -0.31469 | -0.31153 | -0.322 | 0 | 0 | 0 | 0 | 0
Substation Bays |  | Initial Asset Base |  |  |  | 35.0685 | 35.0685 | 42.7323 | 0 | 0 | 0 | 0 | 0 | 0 | 0
|  | Capex in year | 0
|  |  | 1 |  |  | 0 | 0 | 0 | 0 | 0 | 0 | 0 | 0 | 0 | 0
|  |  | 2 |  |  |  | 1.0938 | 1.0938 | 1.0938 | 1.0938 | 1.0938 | 1.0938 | 1.0938 | 1.0938 | 1.0938
|  |  | 3 |  |  |  |  | 1.6124 | 1.6124 | 1.6124 | 1.6124 | 1.6124 | 1.6124 | 1.6124 | 1.6124
|  |  | 4 |  | 5 2008-09: 2.8838; 6 2009-010: 2.8838; 7 2010-011: 2.8838; 8 2011-012: 2.8838; 9 2012-013: 2.8838; 10 2013-014: 2.8838; 11 2014-015: 2.8838
|  |  | 5 |  | 6 2009-010: 3.6803; 7 2010-011: 3.6803; 8 2011-012: 3.6803; 9 2012-013: 3.6803; 10 2013-014: 3.6803; 11 2014-015: 3.6803
|  |  | 6 |  | 7 2010-011: 2.3746; 8 2011-012: 2.3746; 9 2012-013: 2.3746; 10 2013-014: 2.3746; 11 2014-015: 2.3746
|  |  | 7 |  | 8 2011-012: 0; 9 2012-013: 0; 10 2013-014: 0; 11 2014-015: 0
|  |  | 8 |  | 9 2012-013: 0; 10 2013-014: 0; 11 2014-015: 0
|  |  | 9 |  | 10 2013-014: 0; 11 2014-015: 0
|  |  | 10 |  | 11 2014-015: 0
11
| Substation Bays |  |  |  |  | -35.0685 | -36.1623 | -45.4385 | -5.59 | -9.2703 | 0 | 0 | 0 | 0 | 0
Substation Establishment |  | Initial Asset Base |  |  |  | n/a | n/a | n/a | n/a | n/a | n/a | n/a | n/a | n/a | n/a
|  | Capex in year | 0
|  |  | 1 |  |  | 0 | 0 | 0 | 0 | 0 | 0 | 0 | 0 | 0 | 0
|  |  | 2 |  |  |  | 0.35502 | 0.35502 | 0.35502 | 0.35502 | 0.35502 | 0.35502 | 0.35502 | 0.35502 | 0.35502
|  |  | 3 |  |  |  |  | 0.68517 | 0.68517 | 0.68517 | 0.68517 | 0.68517 | 0.68517 | 0.68517 | 0.68517
|  |  | 4 |  | 5 2008-09: 0.12693; 6 2009-010: 0.12693; 7 2010-011: 0.12693; 8 2011-012: 0.12693; 9 2012-013: 0.12693; 10 2013-014: 0.12693; 11 2014-015: 0.12693
|  |  | 5 |  | 6 2009-010: 0.50435; 7 2010-011: 0.50435; 8 2011-012: 0.50435; 9 2012-013: 0.50435; 10 2013-014: 0.50435; 11 2014-015: 0.50435
|  |  | 6 |  | 7 2010-011: 0.69715; 8 2011-012: 0.69715; 9 2012-013: 0.69715; 10 2013-014: 0.69715; 11 2014-015: 0.69715
|  |  | 7 |  | 8 2011-012: 0; 9 2012-013: 0; 10 2013-014: 0; 11 2014-015: 0
|  |  | 8 |  | 9 2012-013: 0; 10 2013-014: 0; 11 2014-015: 0
|  |  | 9 |  | 10 2013-014: 0; 11 2014-015: 0
|  |  | 10 |  | 11 2014-015: 0
11
| Substation Establishment |  |  |  |  | 0 | -0.35502 | -1.0402 | -1.1671 | -1.6715 | 0 | 0 | 0 | 0 | 0
Distribution Substation Switchgear |  | Initial Asset Base |  |  |  | 0.66039 | 0.66039 | 0.66039 | 0.66039 | 0.66039 | 0.66039 | 0.66039 | 0.66039 | 0.66039 | 0.66039
|  | Capex in year | 0
|  |  | 1 |  |  | 0 | 0 | 0 | 0 | 0 | 0 | 0 | 0 | 0 | 0
|  |  | 2 |  |  |  | 0.067425 | 0.067425 | 0.067425 | 0.067425 | 0.067425 | 0.067425 | 0.067425 | 0.067425 | 0.067425
|  |  | 3 |  |  |  |  | 0.36597 | 0.36597 | 0.36597 | 0.36597 | 0.36597 | 0.36597 | 0.36597 | 0.36597
|  |  | 4 |  | 5 2008-09: 0.30585; 6 2009-010: 0.30585; 7 2010-011: 0.30585; 8 2011-012: 0.30585; 9 2012-013: 0.30585; 10 2013-014: 0.30585; 11 2014-015: 0.30585
|  |  | 5 |  | 6 2009-010: 0.43393; 7 2010-011: 0.43393; 8 2011-012: 0.43393; 9 2012-013: 0.43393; 10 2013-014: 0.43393; 11 2014-015: 0.43393
|  |  | 6 |  | 7 2010-011: 0.16313; 8 2011-012: 0.16313; 9 2012-013: 0.16313; 10 2013-014: 0.16313; 11 2014-015: 0.16313
|  |  | 7 |  | 8 2011-012: 0; 9 2012-013: 0; 10 2013-014: 0; 11 2014-015: 0
|  |  | 8 |  | 9 2012-013: 0; 10 2013-014: 0; 11 2014-015: 0
|  |  | 9 |  | 10 2013-014: 0; 11 2014-015: 0
|  |  | 10 |  | 11 2014-015: 0
11
| Distribution Substation Switchgear |  |  |  |  | -0.66039 | -0.72781 | -1.0938 | -1.3996 | -1.8336 | 0 | 0 | 0 | 0 | 0
Zone Transformers |  | Initial Asset Base |  |  |  | 6.4706 | 6.4706 | 6.4706 | 6.4706 | 6.4706 | 6.4706 | 6.4706 | 6.4706 | 12.841 | 0
|  | Capex in year | 0
|  |  | 1 |  |  | 0 | 0 | 0 | 0 | 0 | 0 | 0 | 0 | 0 | 0
|  |  | 2 |  |  |  | 0.3101 | 0.3101 | 0.3101 | 0.3101 | 0.3101 | 0.3101 | 0.3101 | 0.3101 | 0.3101
|  |  | 3 |  |  |  |  | 0.51202 | 0.51202 | 0.51202 | 0.51202 | 0.51202 | 0.51202 | 0.51202 | 0.51202
|  |  | 4 |  | 5 2008-09: 1.3634; 6 2009-010: 1.3634; 7 2010-011: 1.3634; 8 2011-012: 1.3634; 9 2012-013: 1.3634; 10 2013-014: 1.3634; 11 2014-015: 1.3634
|  |  | 5 |  | 6 2009-010: 0.9606; 7 2010-011: 0.9606; 8 2011-012: 0.9606; 9 2012-013: 0.9606; 10 2013-014: 0.9606; 11 2014-015: 0.9606
|  |  | 6 |  | 7 2010-011: 0.58886; 8 2011-012: 0.58886; 9 2012-013: 0.58886; 10 2013-014: 0.58886; 11 2014-015: 0.58886
|  |  | 7 |  | 8 2011-012: 0; 9 2012-013: 0; 10 2013-014: 0; 11 2014-015: 0
|  |  | 8 |  | 9 2012-013: 0; 10 2013-014: 0; 11 2014-015: 0
|  |  | 9 |  | 10 2013-014: 0; 11 2014-015: 0
|  |  | 10 |  | 11 2014-015: 0
11
| Zone Transformers |  |  |  |  | -6.4706 | -6.7807 | -7.2928 | -8.6562 | -9.6168 | 0 | 0 | 0 | 0 | 0
Distribution Transformers |  | Initial Asset Base |  |  |  | 21.4242 | 21.4242 | 21.4242 | 21.4242 | 21.4242 | 21.4242 | 21.4242 | 21.4242 | 21.4242 | 21.4242
|  | Capex in year | 0
|  |  | 1 |  |  | 0 | 0 | 0 | 0 | 0 | 0 | 0 | 0 | 0 | 0
|  |  | 2 |  |  |  | 1.8827 | 1.8827 | 1.8827 | 1.8827 | 1.8827 | 1.8827 | 1.8827 | 1.8827 | 1.8827
|  |  | 3 |  |  |  |  | 2.3621 | 2.3621 | 2.3621 | 2.3621 | 2.3621 | 2.3621 | 2.3621 | 2.3621
|  |  | 4 |  | 5 2008-09: 2.0958; 6 2009-010: 2.0958; 7 2010-011: 2.0958; 8 2011-012: 2.0958; 9 2012-013: 2.0958; 10 2013-014: 2.0958; 11 2014-015: 2.0958
|  |  | 5 |  | 6 2009-010: 2.3352; 7 2010-011: 2.3352; 8 2011-012: 2.3352; 9 2012-013: 2.3352; 10 2013-014: 2.3352; 11 2014-015: 2.3352
|  |  | 6 |  | 7 2010-011: 2.3712; 8 2011-012: 2.3712; 9 2012-013: 2.3712; 10 2013-014: 2.3712; 11 2014-015: 2.3712
|  |  | 7 |  | 8 2011-012: 0; 9 2012-013: 0; 10 2013-014: 0; 11 2014-015: 0
|  |  | 8 |  | 9 2012-013: 0; 10 2013-014: 0; 11 2014-015: 0
|  |  | 9 |  | 10 2013-014: 0; 11 2014-015: 0
|  |  | 10 |  | 11 2014-015: 0
11
| Distribution Transformers |  |  |  |  | -21.4242 | -23.3069 | -25.669 | -27.7648 | -30.1 | 0 | 0 | 0 | 0 | 0
Low Voltage Services |  | Initial Asset Base |  |  |  | 16.4045 | 16.4045 | 16.4045 | 16.4045 | 16.4045 | 16.4045 | 16.4045 | 16.4045 | 16.4045 | 22.6182
|  | Capex in year | 0
|  |  | 1 |  |  | 0 | 0 | 0 | 0 | 0 | 0 | 0 | 0 | 0 | 0
|  |  | 2 |  |  |  | 0.4339 | 0.4339 | 0.4339 | 0.4339 | 0.4339 | 0.4339 | 0.4339 | 0.4339 | 0.4339
|  |  | 3 |  |  |  |  | 0.34978 | 0.34978 | 0.34978 | 0.34978 | 0.34978 | 0.34978 | 0.34978 | 0.34978
|  |  | 4 |  | 5 2008-09: 0.34905; 6 2009-010: 0.34905; 7 2010-011: 0.34905; 8 2011-012: 0.34905; 9 2012-013: 0.34905; 10 2013-014: 0.34905; 11 2014-015: 0.34905
|  |  | 5 |  | 6 2009-010: 0.34937; 7 2010-011: 0.34937; 8 2011-012: 0.34937; 9 2012-013: 0.34937; 10 2013-014: 0.34937; 11 2014-015: 0.34937
|  |  | 6 |  | 7 2010-011: 0.25493; 8 2011-012: 0.25493; 9 2012-013: 0.25493; 10 2013-014: 0.25493; 11 2014-015: 0.25493
|  |  | 7 |  | 8 2011-012: 0; 9 2012-013: 0; 10 2013-014: 0; 11 2014-015: 0
|  |  | 8 |  | 9 2012-013: 0; 10 2013-014: 0; 11 2014-015: 0
|  |  | 9 |  | 10 2013-014: 0; 11 2014-015: 0
|  |  | 10 |  | 11 2014-015: 0
11
| Low Voltage Services |  |  |  |  | -16.4045 | -16.8384 | -17.1882 | -17.5372 | -17.8866 | 0 | 0 | 0 | 0 | 0
Metering |  | Initial Asset Base |  |  |  | 1.4834 | 0 | 0 | 0 | 0 | 0 | 0 | 0 | 0 | 0
|  | Capex in year | 0
|  |  | 1 |  |  | 0 | 0 | 0 | 0 | 0 | 0 | 0 | 0 | 0 | 0
|  |  | 2 |  |  |  | 0.26316 | 0.26316 | 0.26316 | 0.26316 | 0.26316 | 0.26316 | 0.26316 | 0.26316 | 0.26316
|  |  | 3 |  |  |  |  | 0.41608 | 0.41608 | 0.41608 | 0.41608 | 0.41608 | 0.41608 | 0.41608 | 0.41608
|  |  | 4 |  | 5 2008-09: 0.31736; 6 2009-010: 0.31736; 7 2010-011: 0.31736; 8 2011-012: 0.31736; 9 2012-013: 0.31736; 10 2013-014: 0.31736; 11 2014-015: 0.31736
|  |  | 5 |  | 6 2009-010: 0.45344; 7 2010-011: 0.45344; 8 2011-012: 0.45344; 9 2012-013: 0.45344; 10 2013-014: 0.45344; 11 2014-015: 0.45344
|  |  | 6 |  | 7 2010-011: 0.50304; 8 2011-012: 0.50304; 9 2012-013: 0.50304; 10 2013-014: 0.50304; 11 2014-015: 0.50304
|  |  | 7 |  | 8 2011-012: 0; 9 2012-013: 0; 10 2013-014: 0; 11 2014-015: 0
|  |  | 8 |  | 9 2012-013: 0; 10 2013-014: 0; 11 2014-015: 0
|  |  | 9 |  | 10 2013-014: 0; 11 2014-015: 0
|  |  | 10 |  | 11 2014-015: 0
11
| Metering |  |  |  |  | -1.4834 | -0.26316 | -0.67924 | -0.9966 | -1.45 | 0 | 0 | 0 | 0 | 0
Communications – Pilot Wires |  | Initial Asset Base |  |  |  | 0.75316 | 0.75316 | 0.75316 | 0.75316 | 0.75316 | 0.75316 | 0.75316 | 0.95565 | 0 | 0
|  | Capex in year | 0
|  |  | 1 |  |  | 0 | 0 | 0 | 0 | 0 | 0 | 0 | 0 | 0 | 0
|  |  | 2 |  |  |  | 0.1971 | 0.1971 | 0.1971 | 0.1971 | 0.1971 | 0.1971 | 0.1971 | 0.1971 | 0.1971
|  |  | 3 |  |  |  |  | 0.1744 | 0.1744 | 0.1744 | 0.1744 | 0.1744 | 0.1744 | 0.1744 | 0.1744
|  |  | 4 |  | 5 2008-09: 0.3717; 6 2009-010: 0.3717; 7 2010-011: 0.3717; 8 2011-012: 0.3717; 9 2012-013: 0.3717; 10 2013-014: 0.3717; 11 2014-015: 0.3717
|  |  | 5 |  | 6 2009-010: 0.3753; 7 2010-011: 0.3753; 8 2011-012: 0.3753; 9 2012-013: 0.3753; 10 2013-014: 0.3753; 11 2014-015: 0.3753
|  |  | 6 |  | 7 2010-011: 3.7068; 8 2011-012: 3.7068; 9 2012-013: 3.7068; 10 2013-014: 3.7068; 11 2014-015: 3.7068
|  |  | 7 |  | 8 2011-012: 0; 9 2012-013: 0; 10 2013-014: 0; 11 2014-015: 0
|  |  | 8 |  | 9 2012-013: 0; 10 2013-014: 0; 11 2014-015: 0
|  |  | 9 |  | 10 2013-014: 0; 11 2014-015: 0
|  |  | 10 |  | 11 2014-015: 0
11
| Communications – Pilot Wires |  |  |  |  | -0.75316 | -0.95026 | -1.1247 | -1.4964 | -1.8717 | 0 | 0 | 0 | 0 | 0
Generation Assets |  | Initial Asset Base |  |  |  | 0.27246 | 0.27246 | 0.27246 | 0.27246 | 0.27246 | 0.27246 | 0.39798 | 0 | 0 | 0
|  | Capex in year | 0
|  |  | 1 |  |  | 0 | 0 | 0 | 0 | 0 | 0 | 0 | 0 | 0 | 0
|  |  | 2 |  |  |  | 0.057933 | 0.057933 | 0.057933 | 0.057933 | 0.057933 | 0.057933 | 0.057933 | 0.057933 | 0.057933
|  |  | 3 |  |  |  |  | 0 | 0 | 0 | 0 | 0 | 0 | 0 | 0
|  |  | 4 |  | 5 2008-09: 0; 6 2009-010: 0; 7 2010-011: 0; 8 2011-012: 0; 9 2012-013: 0; 10 2013-014: 0; 11 2014-015: 0
|  |  | 5 |  | 6 2009-010: 0.0596; 7 2010-011: 0.0596; 8 2011-012: 0.0596; 9 2012-013: 0.0596; 10 2013-014: 0.0596; 11 2014-015: 0.0596
|  |  | 6 |  | 7 2010-011: 0.0044256; 8 2011-012: 0.0044256; 9 2012-013: 0.0044256; 10 2013-014: 0.0044256; 11 2014-015: 0.0044256
|  |  | 7 |  | 8 2011-012: 0; 9 2012-013: 0; 10 2013-014: 0; 11 2014-015: 0
|  |  | 8 |  | 9 2012-013: 0; 10 2013-014: 0; 11 2014-015: 0
|  |  | 9 |  | 10 2013-014: 0; 11 2014-015: 0
|  |  | 10 |  | 11 2014-015: 0
11
| Generation Assets |  |  |  |  | -0.27246 | -0.3304 | -0.3304 | -0.3304 | -0.39 | 0 | 0 | 0 | 0 | 0
Street Lighting |  | Initial Asset Base |  |  |  | 0 | 0 | 0 | 0 | 0 | 0 | 0 | 0 | 0 | 0
|  | Capex in year | 0
|  |  | 1 |  |  | 0 | 0 | 0 | 0 | 0 | 0 | 0 | 0 | 0 | 0
|  |  | 2 |  |  |  | 0 | 0 | 0 | 0 | 0 | 0 | 0 | 0 | 0
|  |  | 3 |  |  |  |  | 0 | 0 | 0 | 0 | 0 | 0 | 0 | 0
|  |  | 4 |  | 5 2008-09: 0; 6 2009-010: 0; 7 2010-011: 0; 8 2011-012: 0; 9 2012-013: 0; 10 2013-014: 0; 11 2014-015: 0
|  |  | 5 |  | 6 2009-010: 0; 7 2010-011: 0; 8 2011-012: 0; 9 2012-013: 0; 10 2013-014: 0; 11 2014-015: 0
|  |  | 6 |  | 7 2010-011: 0; 8 2011-012: 0; 9 2012-013: 0; 10 2013-014: 0; 11 2014-015: 0
|  |  | 7 |  | 8 2011-012: 0; 9 2012-013: 0; 10 2013-014: 0; 11 2014-015: 0
|  |  | 8 |  | 9 2012-013: 0; 10 2013-014: 0; 11 2014-015: 0
|  |  | 9 |  | 10 2013-014: 0; 11 2014-015: 0
|  |  | 10 |  | 11 2014-015: 0
11
| Street Lighting |  |  |  |  | 0 | 0 | 0 | 0 | 0 | 0 | 0 | 0 | 0 | 0
Other Equipment |  | Initial Asset Base |  |  |  | 0.023782 | 0.023782 | 0.023782 | 0.023782 | 0.023782 | 0.023782 | 0.023782 | 0.023782 | 0.023782 | 0.023782
|  | Capex in year | 0
|  |  | 1 |  |  | 0 | 0 | 0 | 0 | 0 | 0 | 0 | 0 | 0 | 0
|  |  | 2 |  |  |  | 0 | 0 | 0 | 0 | 0 | 0 | 0 | 0 | 0
|  |  | 3 |  |  |  |  | 0.18673 | 0.18673 | 0.18673 | 0.18673 | 0.18673 | 0.18673 | 0.18673 | 0.18673
|  |  | 4 |  | 5 2008-09: 0.10912; 6 2009-010: 0.10912; 7 2010-011: 0.10912; 8 2011-012: 0.10912; 9 2012-013: 0.10912; 10 2013-014: 0.10912; 11 2014-015: 0.10912
|  |  | 5 |  | 6 2009-010: 0.13295; 7 2010-011: 0.13295; 8 2011-012: 0.13295; 9 2012-013: 0.13295; 10 2013-014: 0.13295; 11 2014-015: 0.13295
|  |  | 6 |  | 7 2010-011: 0.0034812; 8 2011-012: 0.0034812; 9 2012-013: 0.0034812; 10 2013-014: 0.0034812; 11 2014-015: 0.0034812
|  |  | 7 |  | 8 2011-012: 0; 9 2012-013: 0; 10 2013-014: 0; 11 2014-015: 0
|  |  | 8 |  | 9 2012-013: 0; 10 2013-014: 0; 11 2014-015: 0
|  |  | 9 |  | 10 2013-014: 0; 11 2014-015: 0
|  |  | 10 |  | 11 2014-015: 0
11
| Other Equipment |  |  |  |  | -0.023782 | -0.023782 | -0.21051 | -0.31963 | -0.45258 | 0 | 0 | 0 | 0 | 0
Control Centre - SCADA |  | Initial Asset Base |  |  |  | 1.3315 | 1.3315 | 2.2948 | 0 | 0 | 0 | 0 | 0 | 0 | 0
|  | Capex in year | 0
|  |  | 1 |  |  | 0 | 0 | 0 | 0 | 0 | 0 | 0 | 0 | 0 | 0
|  |  | 2 |  |  |  | 0.5686 | 0.5686 | 0.5686 | 0.5686 | 0.5686 | 0.5686 | 0.5686 | 0.5686 | 0.5686
|  |  | 3 |  |  |  |  | 1.1778 | 1.1778 | 1.1778 | 1.1778 | 1.1778 | 1.1778 | 1.1778 | 1.1778
|  |  | 4 |  | 5 2008-09: 1.6398; 6 2009-010: 1.6398; 7 2010-011: 1.6398; 8 2011-012: 1.6398; 9 2012-013: 1.6398; 10 2013-014: 1.6398; 11 2014-015: 1.6398
|  |  | 5 |  | 6 2009-010: 0.712; 7 2010-011: 0.712; 8 2011-012: 0.712; 9 2012-013: 0.712; 10 2013-014: 0.712; 11 2014-015: 0.712
|  |  | 6 |  | 7 2010-011: 1.0075; 8 2011-012: 1.0075; 9 2012-013: 1.0075; 10 2013-014: 1.0075; 11 2014-015: 1.0075
|  |  | 7 |  | 8 2011-012: 0; 9 2012-013: 0; 10 2013-014: 0; 11 2014-015: 0
|  |  | 8 |  | 9 2012-013: 0; 10 2013-014: 0; 11 2014-015: 0
|  |  | 9 |  | 10 2013-014: 0; 11 2014-015: 0
|  |  | 10 |  | 11 2014-015: 0
11
| Control Centre - SCADA |  |  |  |  | -1.3315 | -1.9001 | -4.0412 | -3.3862 | -4.0982 | 0 | 0 | 0 | 0 | 0
Land & Easements (System) |  | Initial Asset Base |  |  |  | n/a | n/a | n/a | n/a | n/a | n/a | n/a | n/a | n/a | n/a
|  | Capex in year | 0
|  |  | 1 |  |  | n/a | n/a | n/a | n/a | n/a | n/a | n/a | n/a | n/a | n/a
|  |  | 2 |  |  |  | n/a | n/a | n/a | n/a | n/a | n/a | n/a | n/a | n/a
|  |  | 3 |  |  |  |  | n/a | n/a | n/a | n/a | n/a | n/a | n/a | n/a
|  |  | 4 |  | 5 2008-09: n/a; 6 2009-010: n/a; 7 2010-011: n/a; 8 2011-012: n/a; 9 2012-013: n/a; 10 2013-014: n/a; 11 2014-015: n/a
|  |  | 5 |  | 6 2009-010: n/a; 7 2010-011: n/a; 8 2011-012: n/a; 9 2012-013: n/a; 10 2013-014: n/a; 11 2014-015: n/a
|  |  | 6 |  | 7 2010-011: n/a; 8 2011-012: n/a; 9 2012-013: n/a; 10 2013-014: n/a; 11 2014-015: n/a
|  |  | 7 |  | 8 2011-012: n/a; 9 2012-013: n/a; 10 2013-014: n/a; 11 2014-015: n/a
|  |  | 8 |  | 9 2012-013: n/a; 10 2013-014: n/a; 11 2014-015: n/a
|  |  | 9 |  | 10 2013-014: n/a; 11 2014-015: n/a
|  |  | 10 |  | 11 2014-015: n/a
11
| Land & Easements (System) |  |  |  |  | 0 | 0 | 0 | 0 | 0 | 0 | 0 | 0 | 0 | 0
Buildings (System) |  | Initial Asset Base |  |  |  | 0 | 0 | 0 | 0 | 0 | 0 | 0 | 0 | 0 | 0
|  | Capex in year | 0
|  |  | 1 |  |  | 0 | 0 | 0 | 0 | 0 | 0 | 0 | 0 | 0 | 0
|  |  | 2 |  |  |  | 0 | 0 | 0 | 0 | 0 | 0 | 0 | 0 | 0
|  |  | 3 |  |  |  |  | 0 | 0 | 0 | 0 | 0 | 0 | 0 | 0
|  |  | 4 |  | 5 2008-09: 0; 6 2009-010: 0; 7 2010-011: 0; 8 2011-012: 0; 9 2012-013: 0; 10 2013-014: 0; 11 2014-015: 0
|  |  | 5 |  | 6 2009-010: 0; 7 2010-011: 0; 8 2011-012: 0; 9 2012-013: 0; 10 2013-014: 0; 11 2014-015: 0
|  |  | 6 |  | 7 2010-011: 0; 8 2011-012: 0; 9 2012-013: 0; 10 2013-014: 0; 11 2014-015: 0
|  |  | 7 |  | 8 2011-012: 0; 9 2012-013: 0; 10 2013-014: 0; 11 2014-015: 0
|  |  | 8 |  | 9 2012-013: 0; 10 2013-014: 0; 11 2014-015: 0
|  |  | 9 |  | 10 2013-014: 0; 11 2014-015: 0
|  |  | 10 |  | 11 2014-015: 0
11
| Buildings (System) |  |  |  |  | 0 | 0 | 0 | 0 | 0 | 0 | 0 | 0 | 0 | 0
Communications |  | Initial Asset Base |  |  |  | 1.0588 | 1.0588 | 1.311 | 0 | 0 | 0 | 0 | 0 | 0 | 0
|  | Capex in year | 0
|  |  | 1 |  |  | 0 | 0 | 0 | 0 | 0 | 0 | 0 | 0 | 0 | 0
|  |  | 2 |  |  |  | 0.0067 | 0.0067 | 0.0067 | 0.0067 | 0.0067 | 0.0067 | 0.0067 | 0.0067 | 0.0067
|  |  | 3 |  |  |  |  | 0.5741 | 0.5741 | 0.5741 | 0.5741 | 0.5741 | 0.5741 | 0.5741 | 0.5741
|  |  | 4 |  | 5 2008-09: 0.0397; 6 2009-010: 0.0397; 7 2010-011: 0.0397; 8 2011-012: 0.0397; 9 2012-013: 0.0397; 10 2013-014: 0.0397; 11 2014-015: 0.0397
|  |  | 5 |  | 6 2009-010: 0.0379; 7 2010-011: 0.0379; 8 2011-012: 0.0379; 9 2012-013: 0.0379; 10 2013-014: 0.0379; 11 2014-015: 0.0379
|  |  | 6 |  | 7 2010-011: -0.004; 8 2011-012: -0.004; 9 2012-013: -0.004; 10 2013-014: -0.004; 11 2014-015: -0.004
|  |  | 7 |  | 8 2011-012: 0; 9 2012-013: 0; 10 2013-014: 0; 11 2014-015: 0
|  |  | 8 |  | 9 2012-013: 0; 10 2013-014: 0; 11 2014-015: 0
|  |  | 9 |  | 10 2013-014: 0; 11 2014-015: 0
|  |  | 10 |  | 11 2014-015: 0
11
| Communications |  |  |  |  | -1.0588 | -1.0655 | -1.8918 | -0.6205 | -0.6584 | 0 | 0 | 0 | 0 | 0
IT Systems |  | Initial Asset Base |  |  |  | 14.2169 | 14.2169 | 16.5409 | 0 | 0 | 0 | 0 | 0 | 0 | 0
|  | Capex in year | 0
|  |  | 1 |  |  | 0 | 0 | 0 | 0 | 0 | 0 | 0 | 0 | 0 | 0
|  |  | 2 |  |  |  | 18.391 | 18.391 | 18.391 | 18.391 | 0 | 0 | 0 | 0 | 0
|  |  | 3 |  |  |  |  | 8.582 | 8.582 | 8.582 | 8.582 | 0 | 0 | 0 | 0
|  |  | 4 |  | 5 2008-09: -9.9098; 6 2009-010: -9.9098; 7 2010-011: -9.9098; 8 2011-012: -9.9098; 9 2012-013: 0; 10 2013-014: 0; 11 2014-015: 0
|  |  | 5 |  | 6 2009-010: 3.6355; 7 2010-011: 3.6355; 8 2011-012: 3.6355; 9 2012-013: 3.6355; 10 2013-014: 0; 11 2014-015: 0
|  |  | 6 |  | 7 2010-011: 3.2425; 8 2011-012: 3.2425; 9 2012-013: 3.2425; 10 2013-014: 3.2425; 11 2014-015: 0
|  |  | 7 |  | 8 2011-012: 0; 9 2012-013: 0; 10 2013-014: 0; 11 2014-015: 0
|  |  | 8 |  | 9 2012-013: 0; 10 2013-014: 0; 11 2014-015: 0
|  |  | 9 |  | 10 2013-014: 0; 11 2014-015: 0
|  |  | 10 |  | 11 2014-015: 0
11
| IT Systems |  |  |  |  | -14.2169 | -32.6079 | -43.5139 | -17.0633 | -20.6988 | 0 | 0 | 0 | 0 | 0
Office Equipment & Furniture |  | Initial Asset Base |  |  |  | 1.8884 | 1.8884 | 1.8884 | 2.5515 | 0 | 0 | 0 | 0 | 0 | 0
|  | Capex in year | 0
|  |  | 1 |  |  | 0 | 0 | 0 | 0 | 0 | 0 | 0 | 0 | 0 | 0
|  |  | 2 |  |  |  | 0.0716 | 0.0716 | 0.0716 | 0.0716 | 0.0716 | 0.0716 | 0.0716 | 0.0716 | 0.0716
|  |  | 3 |  |  |  |  | 0.1943 | 0.1943 | 0.1943 | 0.1943 | 0.1943 | 0.1943 | 0.1943 | 0.1943
|  |  | 4 |  | 5 2008-09: 0.4177; 6 2009-010: 0.4177; 7 2010-011: 0.4177; 8 2011-012: 0.4177; 9 2012-013: 0.4177; 10 2013-014: 0.4177; 11 2014-015: 0.4177
|  |  | 5 |  | 6 2009-010: 0.1912; 7 2010-011: 0.1912; 8 2011-012: 0.1912; 9 2012-013: 0.1912; 10 2013-014: 0.1912; 11 2014-015: 0.1912
|  |  | 6 |  | 7 2010-011: 0.03012; 8 2011-012: 0.03012; 9 2012-013: 0.03012; 10 2013-014: 0.03012; 11 2014-015: 0.03012
|  |  | 7 |  | 8 2011-012: 0; 9 2012-013: 0; 10 2013-014: 0; 11 2014-015: 0
|  |  | 8 |  | 9 2012-013: 0; 10 2013-014: 0; 11 2014-015: 0
|  |  | 9 |  | 10 2013-014: 0; 11 2014-015: 0
|  |  | 10 |  | 11 2014-015: 0
11
| Office Equipment & Furniture |  |  |  |  | -1.8884 | -1.96 | -2.1543 | -3.2351 | -0.8748 | 0 | 0 | 0 | 0 | 0
Motor Vehicles |  | Initial Asset Base |  |  |  | 10.9075 | 10.9075 | 10.9075 | 13.3023 | 0 | 0 | 0 | 0 | 0 | 0
|  | Capex in year | 0
|  |  | 1 |  |  | 0 | 0 | 0 | 0 | 0 | 0 | 0 | 0 | 0 | 0
|  |  | 2 |  |  |  | 2.5376 | 2.5376 | 2.5376 | 2.5376 | 2.5376 | 2.5376 | 2.5376 | 2.5376 | 2.5376
|  |  | 3 |  |  |  |  | 1.8173 | 1.8173 | 1.8173 | 1.8173 | 1.8173 | 1.8173 | 1.8173 | 1.8173
|  |  | 4 |  | 5 2008-09: 1.4136; 6 2009-010: 1.4136; 7 2010-011: 1.4136; 8 2011-012: 1.4136; 9 2012-013: 1.4136; 10 2013-014: 1.4136; 11 2014-015: 1.4136
|  |  | 5 |  | 6 2009-010: 1.2411; 7 2010-011: 1.2411; 8 2011-012: 1.2411; 9 2012-013: 1.2411; 10 2013-014: 1.2411; 11 2014-015: 1.2411
|  |  | 6 |  | 7 2010-011: 1.8004; 8 2011-012: 1.8004; 9 2012-013: 1.8004; 10 2013-014: 1.8004; 11 2014-015: 1.8004
|  |  | 7 |  | 8 2011-012: 0; 9 2012-013: 0; 10 2013-014: 0; 11 2014-015: 0
|  |  | 8 |  | 9 2012-013: 0; 10 2013-014: 0; 11 2014-015: 0
|  |  | 9 |  | 10 2013-014: 0; 11 2014-015: 0
|  |  | 10 |  | 11 2014-015: 0
11
| Motor Vehicles |  |  |  |  | -10.9075 | -13.4452 | -15.2624 | -19.0708 | -7.0096 | 0 | 0 | 0 | 0 | 0
Plant & Equipment |  | Initial Asset Base |  |  |  | 4.61 | 4.61 | 8.5812 | 0 | 0 | 0 | 0 | 0 | 0 | 0
|  | Capex in year | 0
|  |  | 1 |  |  | 0 | 0 | 0 | 0 | 0 | 0 | 0 | 0 | 0 | 0
|  |  | 2 |  |  |  | 2.2688 | 2.2688 | 2.2688 | 2.2688 | 2.2688 | 0 | 0 | 0 | 0
|  |  | 3 |  |  |  |  | 5.6598 | 5.6598 | 5.6598 | 5.6598 | 5.6598 | 0 | 0 | 0
|  |  | 4 |  | 5 2008-09: 6.9882; 6 2009-010: 6.9882; 7 2010-011: 6.9882; 8 2011-012: 6.9882; 9 2012-013: 6.9882; 10 2013-014: 0; 11 2014-015: 0
|  |  | 5 |  | 6 2009-010: 3.415; 7 2010-011: 3.415; 8 2011-012: 3.415; 9 2012-013: 3.415; 10 2013-014: 3.415; 11 2014-015: 0
|  |  | 6 |  | 7 2010-011: 1.3904; 8 2011-012: 1.3904; 9 2012-013: 1.3904; 10 2013-014: 1.3904; 11 2014-015: 1.3904
|  |  | 7 |  | 8 2011-012: 0; 9 2012-013: 0; 10 2013-014: 0; 11 2014-015: 0
|  |  | 8 |  | 9 2012-013: 0; 10 2013-014: 0; 11 2014-015: 0
|  |  | 9 |  | 10 2013-014: 0; 11 2014-015: 0
|  |  | 10 |  | 11 2014-015: 0
11
| Plant & Equipment |  |  |  |  | -4.61 | -6.8788 | -16.5098 | -14.9168 | -18.3318 | 0 | 0 | 0 | 0 | 0
Buildings |  | Initial Asset Base |  |  |  | 4.2954 | 4.2954 | 4.2954 | 4.2954 | 4.2954 | 4.2954 | 4.2954 | 4.2954 | 4.2954 | 4.2954
|  | Capex in year | 0
|  |  | 1 |  |  | 0 | 0 | 0 | 0 | 0 | 0 | 0 | 0 | 0 | 0
|  |  | 2 |  |  |  | 0.5746 | 0.5746 | 0.5746 | 0.5746 | 0.5746 | 0.5746 | 0.5746 | 0.5746 | 0.5746
|  |  | 3 |  |  |  |  | 0.62718 | 0.62718 | 0.62718 | 0.62718 | 0.62718 | 0.62718 | 0.62718 | 0.62718
|  |  | 4 |  | 5 2008-09: 0.51165; 6 2009-010: 0.51165; 7 2010-011: 0.51165; 8 2011-012: 0.51165; 9 2012-013: 0.51165; 10 2013-014: 0.51165; 11 2014-015: 0.51165
|  |  | 5 |  | 6 2009-010: 0.3754; 7 2010-011: 0.3754; 8 2011-012: 0.3754; 9 2012-013: 0.3754; 10 2013-014: 0.3754; 11 2014-015: 0.3754
|  |  | 6 |  | 7 2010-011: 2.0975; 8 2011-012: 2.0975; 9 2012-013: 2.0975; 10 2013-014: 2.0975; 11 2014-015: 2.0975
|  |  | 7 |  | 8 2011-012: 0; 9 2012-013: 0; 10 2013-014: 0; 11 2014-015: 0
|  |  | 8 |  | 9 2012-013: 0; 10 2013-014: 0; 11 2014-015: 0
|  |  | 9 |  | 10 2013-014: 0; 11 2014-015: 0
|  |  | 10 |  | 11 2014-015: 0
11
| Buildings |  |  |  |  | -4.2954 | -4.87 | -5.4972 | -6.0088 | -6.3842 | 0 | 0 | 0 | 0 | 0
Land & Easements |  | Initial Asset Base |  |  |  | n/a | n/a | n/a | n/a | n/a | n/a | n/a | n/a | n/a | n/a
|  | Capex in year | 0
|  |  | 1 |  |  | n/a | n/a | n/a | n/a | n/a | n/a | n/a | n/a | n/a | n/a
|  |  | 2 |  |  |  | n/a | n/a | n/a | n/a | n/a | n/a | n/a | n/a | n/a
|  |  | 3 |  |  |  |  | n/a | n/a | n/a | n/a | n/a | n/a | n/a | n/a
|  |  | 4 |  | 5 2008-09: n/a; 6 2009-010: n/a; 7 2010-011: n/a; 8 2011-012: n/a; 9 2012-013: n/a; 10 2013-014: n/a; 11 2014-015: n/a
|  |  | 5 |  | 6 2009-010: n/a; 7 2010-011: n/a; 8 2011-012: n/a; 9 2012-013: n/a; 10 2013-014: n/a; 11 2014-015: n/a
|  |  | 6 |  | 7 2010-011: n/a; 8 2011-012: n/a; 9 2012-013: n/a; 10 2013-014: n/a; 11 2014-015: n/a
|  |  | 7 |  | 8 2011-012: n/a; 9 2012-013: n/a; 10 2013-014: n/a; 11 2014-015: n/a
|  |  | 8 |  | 9 2012-013: n/a; 10 2013-014: n/a; 11 2014-015: n/a
|  |  | 9 |  | 10 2013-014: n/a; 11 2014-015: n/a
|  |  | 10 |  | 11 2014-015: n/a
11
| Land & Easements |  |  |  |  | 0 | 0 | 0 | 0 | 0 | 0 | 0 | 0 | 0 | 0
Land Improvements |  | Initial Asset Base |  |  |  | 0 | 0 | 0 | 0 | 0 | 0 | 0 | 0 | 0 | 0
|  | Capex in year | 0
|  |  | 1 |  |  | 0 | 0 | 0 | 0 | 0 | 0 | 0 | 0 | 0 | 0
|  |  | 2 |  |  |  | 0 | 0 | 0 | 0 | 0 | 0 | 0 | 0 | 0
|  |  | 3 |  |  |  |  | 0.036575 | 0.036575 | 0.036575 | 0.036575 | 0.036575 | 0.036575 | 0.036575 | 0.036575
|  |  | 4 |  | 5 2008-09: 0.083925; 6 2009-010: 0.083925; 7 2010-011: 0.083925; 8 2011-012: 0.083925; 9 2012-013: 0.083925; 10 2013-014: 0.083925; 11 2014-015: 0.083925
|  |  | 5 |  | 6 2009-010: 0.16598; 7 2010-011: 0.16598; 8 2011-012: 0.16598; 9 2012-013: 0.16598; 10 2013-014: 0.16598; 11 2014-015: 0.16598
|  |  | 6 |  | 7 2010-011: 0; 8 2011-012: 0; 9 2012-013: 0; 10 2013-014: 0; 11 2014-015: 0
|  |  | 7 |  | 8 2011-012: 0; 9 2012-013: 0; 10 2013-014: 0; 11 2014-015: 0
|  |  | 8 |  | 9 2012-013: 0; 10 2013-014: 0; 11 2014-015: 0
|  |  | 9 |  | 10 2013-014: 0; 11 2014-015: 0
|  |  | 10 |  | 11 2014-015: 0
11
| Land Improvements |  |  |  |  | 0 | 0 | -0.036575 | -0.1205 | -0.28647 | 0 | 0 | 0 | 0 | 0
Equity Raising Costs |  | Initial Asset Base |  |  |  | 0 | 0 | 0 | 0 | 0 | 0 | 0 | 0 | 0 | 0
|  | Capex in year | 0
|  |  | 1 |  |  | 0 | 0 | 0 | 0 | 0 | 0 | 0 | 0 | 0 | 0
|  |  | 2 |  |  |  | 0 | 0 | 0 | 0 | 0 | 0 | 0 | 0 | 0
|  |  | 3 |  |  |  |  | 0 | 0 | 0 | 0 | 0 | 0 | 0 | 0
|  |  | 4 |  | 5 2008-09: 0; 6 2009-010: 0; 7 2010-011: 0; 8 2011-012: 0; 9 2012-013: 0; 10 2013-014: 0; 11 2014-015: 0
|  |  | 5 |  | 6 2009-010: 0; 7 2010-011: 0; 8 2011-012: 0; 9 2012-013: 0; 10 2013-014: 0; 11 2014-015: 0
|  |  | 6 |  | 7 2010-011: 0; 8 2011-012: 0; 9 2012-013: 0; 10 2013-014: 0; 11 2014-015: 0
|  |  | 7 |  | 8 2011-012: 0; 9 2012-013: 0; 10 2013-014: 0; 11 2014-015: 0
|  |  | 8 |  | 9 2012-013: 0; 10 2013-014: 0; 11 2014-015: 0
|  |  | 9 |  | 10 2013-014: 0; 11 2014-015: 0
|  |  | 10 |  | 11 2014-015: 0
11
| Equity Raising Costs |  |  |  |  | 0 | 0 | 0 | 0 | 0 | 0 | 0 | 0 | 0 | 0
|  | Initial Asset Base |  |  |  | 0 | 0 | 0 | 0 | 0 | 0 | 0 | 0 | 0 | 0
|  | Capex in year | 0
|  |  | 1 |  |  | 0 | 0 | 0 | 0 | 0 | 0 | 0 | 0 | 0 | 0
|  |  | 2 |  |  |  | 0 | 0 | 0 | 0 | 0 | 0 | 0 | 0 | 0
|  |  | 3 |  |  |  |  | 0 | 0 | 0 | 0 | 0 | 0 | 0 | 0
|  |  | 4 |  | 5 2008-09: 0; 6 2009-010: 0; 7 2010-011: 0; 8 2011-012: 0; 9 2012-013: 0; 10 2013-014: 0; 11 2014-015: 0
|  |  | 5 |  | 6 2009-010: 0; 7 2010-011: 0; 8 2011-012: 0; 9 2012-013: 0; 10 2013-014: 0; 11 2014-015: 0
|  |  | 6 |  | 7 2010-011: 0; 8 2011-012: 0; 9 2012-013: 0; 10 2013-014: 0; 11 2014-015: 0
|  |  | 7 |  | 8 2011-012: 0; 9 2012-013: 0; 10 2013-014: 0; 11 2014-015: 0
|  |  | 8 |  | 9 2012-013: 0; 10 2013-014: 0; 11 2014-015: 0
|  |  | 9 |  | 10 2013-014: 0; 11 2014-015: 0
|  |  | 10 |  | 11 2014-015: 0
11
[6 empty] | 0 | 0 | 0 | 0 | 0 | 0 | 0 | 0 | 0 | 0
|  | Initial Asset Base |  |  |  | 0 | 0 | 0 | 0 | 0 | 0 | 0 | 0 | 0 | 0
|  | Capex in year | 0
|  |  | 1 |  |  | 0 | 0 | 0 | 0 | 0 | 0 | 0 | 0 | 0 | 0
|  |  | 2 |  |  |  | 0 | 0 | 0 | 0 | 0 | 0 | 0 | 0 | 0
|  |  | 3 |  |  |  |  | 0 | 0 | 0 | 0 | 0 | 0 | 0 | 0
|  |  | 4 |  | 5 2008-09: 0; 6 2009-010: 0; 7 2010-011: 0; 8 2011-012: 0; 9 2012-013: 0; 10 2013-014: 0; 11 2014-015: 0
|  |  | 5 |  | 6 2009-010: 0; 7 2010-011: 0; 8 2011-012: 0; 9 2012-013: 0; 10 2013-014: 0; 11 2014-015: 0
|  |  | 6 |  | 7 2010-011: 0; 8 2011-012: 0; 9 2012-013: 0; 10 2013-014: 0; 11 2014-015: 0
|  |  | 7 |  | 8 2011-012: 0; 9 2012-013: 0; 10 2013-014: 0; 11 2014-015: 0
|  |  | 8 |  | 9 2012-013: 0; 10 2013-014: 0; 11 2014-015: 0
|  |  | 9 |  | 10 2013-014: 0; 11 2014-015: 0
|  |  | 10 |  | 11 2014-015: 0
11
[6 empty] | 0 | 0 | 0 | 0 | 0 | 0 | 0 | 0 | 0 | 0

## Remaining Lives 2010
Asset Class | Book WDV 30/6/2010 | Tax WDV 30/6/2010 | RFM Book Depn 2010-11 | RFM Tax Depn 2010-11 | Remaining Book 2010 | Remaining Tax 2010
Overhead Sub-Transmission Lines | 1056.6331 | 404.4767 | 30.0692 | 29.0954 | 35.1401 | 13.9018
Underground Sub-Transmission Cables | 52.1561 | 45.8743 | 2.2466 | 1.3999 | 23.2158 | 32.7689
Overhead Distribution Lines | 2189.4808 | 1006.5662 | 62.7973 | 45.5114 | 34.8659 | 22.1168
Underground Distribution Cables | 636.1237 | 371.0649 | 13.5177 | 12.1227 | 47.0584 | 30.609
Distribution Equipment | 67.0826 | 30.3244 | 3.518 | 0.70018 | 19.0686 | 43.3093
Substation Bays | 826.6911 | 447.1366 | 25.3064 | 11.6449 | 32.6673 | 38.3976
Substation Establishment | 286.5762 | 83.1836 | 9.1777 | 2.3686 | 31.2254 | 35.1189
Distribution Substation Switchgear | 93.9161 | 64.6661 | 2.6564 | 1.9967 | 35.3546 | 32.3866
Zone Transformers | 241.0279 | 175.1893 | 8.7505 | 10.2056 | 27.5445 | 17.1659
Distribution Transformers | 825.3584 | 565.6439 | 37.0642 | 32.4712 | 22.2683 | 17.4199
Low Voltage Services | 93.3571 | 153.8849 | 23.0002 | 18.1415 | 4.059 | 8.4825
Metering | 66.0051 | 45.438 | 13.1725 | 1.9531 | 5.0108 | 23.2648
Communications – Pilot Wires | 80.4132 | 48.2846 | 4.0307 | 5.5785 | 19.9502 | 8.6556
Generation Assets | 3.4677 | 2.2085 | 0.61824 | 0.39442 | 5.6089 | 5.5993
Street Lighting
Other Equipment | 18.1793 | 16.7692 | 0.49399 | 0.45606 | 36.8012 | 36.7694
Control Centre - SCADA | 44.0925 | 41.2581 | 11.3282 | 5.1057 | 3.8923 | 8.0807
Land & Easements (System) | 80.7275 | 40.312 | 0 | 0 | n/a | n/a
Buildings (System) | 0 | 0 | 0 | 0 | n/a | n/a
Communications | 8.0593 | 4.6776 | 1.2262 | 0.6544 | 6.5726 | 7.1479
IT Systems | 33.3989 | 12.6389 | 22.6564 | 5.5502 | 1.4741 | 2.2772
Office Equipment & Furniture | 22.718 | 7.1533 | 4.3264 | 0.90492 | 5.251 | 7.9049
Motor Vehicles | 102.7967 | 99.2644 | 13.6584 | 8.81 | 7.5262 | 11.2672
Plant & Equipment | 85.4552 | 55.1651 | 11.3316 | 19.7222 | 7.5413 | 2.7971
Buildings | 208.1702 | 213.8504 | 15.8594 | 8.4818 | 13.126 | 25.213
Land & Easements | 15.0613 | 28.4641 | 0 | 0 | n/a | n/a
Land Improvements | 12.0007 | 11.0154 | 0.32161 | 0.28647 | 37.3147 | 38.4517
| 7148.9485 | 3974.5105 | 317.1279 | 223.556