{"text_format":"1","workbook":"xlsx","n_sheets":14,"sheets":["Cover ","Summary","Calc Trend ->","Trend Pivot","Calc Cable Stats ->","Stats","_@RISKFitInformation","Forecast failure rates","Monte Carlo ->","Frequency of cable length","MC Output","Data sets ->","HV_Cables","XPLE Cables"],"not_rendered":{"charts":6,"images":0,"macros":1,"external_links":5,"defined_names":212,"comments":0,"pivot_tables":0},"unopened":[],"bounds":{"document_bytes":16777216,"sheet_cells":100000,"rows_first":2000,"rows_last":500,"rows_between":2000,"halvings":0,"cell_chars":16384,"cell_head_chars":4096},"cells_cut":0,"cells_raw":0,"read":"whole","date_system":"1900"}

{"sheet":"Cover ","index":0,"n_rows":0,"n_cols":0,"rows_kept":0,"cut":false,"hidden":false,"merged":[]}

{"sheet":"Summary","index":1,"n_rows":7,"n_cols":2,"rows_kept":7,"cut":false,"hidden":false,"merged":[]}
[]
[]
[]
[{"$f":"Stats!A26","v":"Year"},"Volume requiring replacement by 2024 (km)"]
[{"$f":"Stats!A27","v":"Upper bound"},{"$f":"Stats!H27","v":49.946159348453769}]
[{"$f":"Stats!A28","v":"Expected value"},{"$f":"Stats!H28","v":37.790205846130441}]
[{"$f":"Stats!A29","v":"Lower bound"},{"$f":"Stats!H29","v":25.634252343807123}]

{"sheet":"Calc Trend ->","index":2,"n_rows":6,"n_cols":1,"rows_kept":6,"cut":false,"hidden":false,"merged":[]}
[]
[]
["Notes:"]
["This set of tabs calculates the historical rate of growth of cable faults in the northern suburbs."]
["Due to recording practices, the cable faults were allocated to the associated equipment item, ie, as switch or transformer. Hence those items are included in the trend data"]
["The step increase in outages observed in 2007 us used as the point in time to determine the upper and lower bounds of the failure rates to account for potentially changed recording practices or an actual significant increase in cable failures"]

{"sheet":"Trend Pivot","index":3,"n_rows":63,"n_cols":23,"rows_kept":63,"cut":false,"hidden":false,"merged":[]}
["Northern Suburbs","(Multiple Items)"]
["Failed Equipment","(Multiple Items)"]
["Voltage Level","(Multiple Items)"]
["Planned Or Unplanned","Unplanned"]
["Type Of Interruption","Sustained Interruption"]
["Failure Cause Code","(Multiple Items)"]
[]
["Count of Outage Duration [minutes]","Column Labels"]
[null,"1997","1998","1999","2000","2001","2002","2003","2004","2005","2006","2007","2008","2009","2010","2011","2012","2013","2014","2015","2016","2017","Grand Total"]
["11BE01 LEANYER",1,2,3,1,2,2,1,1,1,2,1,1,null,null,null,null,2,3,3,null,null,26]
["11BE04 MCMILLANS",null,null,null,null,null,null,null,1,null,null,2,null,null,null,null,null,3,1,1,null,null,8]
["11BE06 KARAMA 1",1,null,null,2,null,1,2,null,null,1,null,2,2,1,1,null,2,null,1,3,1,20]
["11BE10 KARAMA 2",1,null,null,3,1,1,1,1,1,null,2,null,1,3,3,null,3,1,1,null,null,23]
["11BE16 ANULA",null,null,null,2,null,1,3,null,1,null,1,3,2,2,1,null,1,1,1,null,null,19]
["11CA00 NIGHTCLIFF 1",null,null,null,null,null,null,null,null,null,null,null,2,null,null,null,1,null,2,null,1,null,6]
["11CA03 BRADSHAW",null,null,null,null,null,null,null,null,null,null,1,null,3,null,2,null,1,null,1,null,null,8]
["11CA04 UNIVERSITY",null,null,null,null,null,null,null,null,null,null,null,2,2,null,null,null,null,null,null,1,null,5]
["11CA06 AIRPORT",null,null,null,null,null,null,null,null,null,null,null,null,null,null,null,null,null,null,3,null,null,3]
["11CA07 JINGILI",null,null,null,null,null,null,null,null,null,null,null,null,1,null,null,null,null,null,null,null,null,1]
["11CA08 NTHLAKES",null,null,null,null,null,null,null,null,null,null,null,null,null,null,null,null,null,null,1,2,null,3]
["11CA10 MILLNER",null,null,null,null,null,null,null,null,null,null,null,null,null,null,null,1,null,2,null,null,null,3]
["11CA12 MARRARA",null,null,null,null,null,null,null,null,null,null,null,null,null,null,1,null,null,1,null,1,null,3]
["11CA13 WANGURI",null,null,null,null,null,null,null,null,null,null,1,null,3,3,2,1,1,null,null,null,null,11]
["11CA16 NAKARA",null,null,null,null,null,null,null,null,null,null,null,null,null,null,null,null,null,2,null,null,null,2]
["11CA17 CAS SQUARE",null,null,null,null,null,null,null,null,null,null,null,null,null,1,1,null,null,null,null,null,null,2]
["11CA19 CAS VILLAGE",null,null,null,null,null,null,null,null,null,null,null,1,2,null,null,null,1,null,null,1,null,5]
["11CA21 NIGHTCLIFF 2",null,null,null,null,null,null,null,null,null,null,null,null,null,null,null,null,null,1,null,1,null,2]
["11CA23 MOIL",null,null,null,null,null,null,null,null,null,null,null,1,1,null,null,null,1,1,null,null,null,4]
["11CA24 PARER",null,null,null,null,null,null,null,null,null,null,null,null,null,1,null,1,4,2,null,null,null,8]
["11CA25 BRINKIN",null,null,null,null,null,null,null,null,null,null,null,3,3,null,1,null,null,3,null,1,null,11]
["11LE03 LYONS 1",null,null,null,null,null,null,null,null,null,null,null,null,null,null,null,null,null,null,null,null,5,5]
["11LE12 MUIRHEAD",null,null,null,null,null,null,null,null,null,null,null,null,null,null,null,null,null,null,null,1,null,1]
["11WN22 LUDMILLA",null,null,null,null,null,null,null,null,null,null,null,null,null,null,null,null,null,1,null,null,null,1]
["Grand Total",3,2,3,8,3,5,7,3,3,3,8,15,20,11,12,4,19,21,12,12,6,180]
[]
[]
[]
["Grand Total",{"$f":"(B9)*1","v":1997},{"$f":"(C9)*1","v":1998},{"$f":"(D9)*1","v":1999},{"$f":"(E9)*1","v":2000},{"$f":"(F9)*1","v":2001},{"$f":"(G9)*1","v":2002},{"$f":"(H9)*1","v":2003},{"$f":"(I9)*1","v":2004},{"$f":"(J9)*1","v":2005},{"$f":"(K9)*1","v":2006},{"$f":"(L9)*1","v":2007},{"$f":"(M9)*1","v":2008},{"$f":"(N9)*1","v":2009},{"$f":"(O9)*1","v":2010},{"$f":"(P9)*1","v":2011},{"$f":"(Q9)*1","v":2012},{"$f":"(R9)*1","v":2013},{"$f":"(S9)*1","v":2014},{"$f":"(T9)*1","v":2015},{"$f":"(U9)*1","v":2016},{"$f":"(V9)*1","v":2017},2018]
["Number of unplanned eqt. failures",null,null,null,null,null,null,null,null,null,null,null,{"$f":"VLOOKUP($A$38,$A$7:$V$35,M38-1995,FALSE)","v":15},{"$f":"VLOOKUP($A$38,$A$7:$V$35,N38-1995,FALSE)","v":20},{"$f":"VLOOKUP($A$38,$A$7:$V$35,O38-1995,FALSE)","v":11},{"$f":"VLOOKUP($A$38,$A$7:$V$35,P38-1995,FALSE)","v":12},{"$f":"VLOOKUP($A$38,$A$7:$V$35,Q38-1995,FALSE)","v":4},{"$f":"VLOOKUP($A$38,$A$7:$V$35,R38-1995,FALSE)","v":19},{"$f":"VLOOKUP($A$38,$A$7:$V$35,S38-1995,FALSE)","v":21},{"$f":"VLOOKUP($A$38,$A$7:$V$35,T38-1995,FALSE)","v":12},{"$f":"VLOOKUP($A$38,$A$7:$V$35,U38-1995,FALSE)","v":12},{"$f":"VLOOKUP($A$38,$A$7:$V$35,V38-1995,FALSE)+7","v":13},18]
["Number of unplanned interruptions",{"$f":"VLOOKUP($A$38,$A$7:$V$35,B38-1995,FALSE)","v":3},{"$f":"VLOOKUP($A$38,$A$7:$V$35,C38-1995,FALSE)","v":2},{"$f":"VLOOKUP($A$38,$A$7:$V$35,D38-1995,FALSE)","v":3},{"$f":"VLOOKUP($A$38,$A$7:$V$35,E38-1995,FALSE)","v":8},{"$f":"VLOOKUP($A$38,$A$7:$V$35,F38-1995,FALSE)","v":3},{"$f":"VLOOKUP($A$38,$A$7:$V$35,G38-1995,FALSE)","v":5},{"$f":"VLOOKUP($A$38,$A$7:$V$35,H38-1995,FALSE)","v":7},{"$f":"VLOOKUP($A$38,$A$7:$V$35,I38-1995,FALSE)","v":3},{"$f":"VLOOKUP($A$38,$A$7:$V$35,J38-1995,FALSE)","v":3},{"$f":"VLOOKUP($A$38,$A$7:$V$35,K38-1995,FALSE)","v":3},{"$f":"VLOOKUP($A$38,$A$7:$V$35,L38-1995,FALSE)","v":8}]
["Number of unplanned interruptions",{"$f":"VLOOKUP($A$38,$A$7:$V$35,B38-1995,FALSE)","v":3},{"$f":"VLOOKUP($A$38,$A$7:$V$35,C38-1995,FALSE)","v":2},{"$f":"VLOOKUP($A$38,$A$7:$V$35,D38-1995,FALSE)","v":3},{"$f":"VLOOKUP($A$38,$A$7:$V$35,E38-1995,FALSE)","v":8},{"$f":"VLOOKUP($A$38,$A$7:$V$35,F38-1995,FALSE)","v":3},{"$f":"VLOOKUP($A$38,$A$7:$V$35,G38-1995,FALSE)","v":5},{"$f":"VLOOKUP($A$38,$A$7:$V$35,H38-1995,FALSE)","v":7},{"$f":"VLOOKUP($A$38,$A$7:$V$35,I38-1995,FALSE)","v":3},{"$f":"VLOOKUP($A$38,$A$7:$V$35,J38-1995,FALSE)","v":3},{"$f":"VLOOKUP($A$38,$A$7:$V$35,K38-1995,FALSE)","v":3},{"$f":"VLOOKUP($A$38,$A$7:$V$35,L38-1995,FALSE)","v":8},{"$f":"VLOOKUP($A$38,$A$7:$V$35,M38-1995,FALSE)","v":15},{"$f":"VLOOKUP($A$38,$A$7:$V$35,N38-1995,FALSE)","v":20},{"$f":"VLOOKUP($A$38,$A$7:$V$35,O38-1995,FALSE)","v":11},{"$f":"VLOOKUP($A$38,$A$7:$V$35,P38-1995,FALSE)","v":12},{"$f":"VLOOKUP($A$38,$A$7:$V$35,Q38-1995,FALSE)","v":4},{"$f":"VLOOKUP($A$38,$A$7:$V$35,R38-1995,FALSE)","v":19},{"$f":"VLOOKUP($A$38,$A$7:$V$35,S38-1995,FALSE)","v":21},{"$f":"VLOOKUP($A$38,$A$7:$V$35,T38-1995,FALSE)","v":12},{"$f":"VLOOKUP($A$38,$A$7:$V$35,U38-1995,FALSE)","v":12},{"$f":"VLOOKUP($A$38,$A$7:$V$35,V38-1995,FALSE)+7","v":13},18]
[null,null,null,null,null,null,null,null,null,null,null,null,null,null,null,null,null,null,null,null,null,"new data in 2017 and 2018 from cable testing data"]
[]
[]
[]
[]
[]
[]
[]
[]
[]
[]
[]
[]
[]
[]
[]
[]
[]
["From Trend Line:"]
["Rate of increase (gradient) - high growth",{"$f":"LINEST(B41:W41)","v":0.71089779785431939},1.1428571428571459]
["Rate of increase (gradient) - low growth",{"$f":"LINEST(M39:W39)","v":6.3636363636363588E-2},13.890909090909092]
["Average",{"$f":"AVERAGE(B61:B62)","v":0.3872670807453415},{"$f":"AVERAGE(C61:C62)","v":7.5168831168831192}]

{"sheet":"Calc Cable Stats ->","index":4,"n_rows":5,"n_cols":1,"rows_kept":5,"cut":false,"hidden":false,"merged":[]}
[]
[]
["Notes:"]
["This set of Tabs sets out the statistics based on the cables tests undertaken to date and demonstrates how the expected volume of 37.8km of cable requiring replacement has been calculated"]
["It also shows the forecast failure rate based on historical outages, and excluding growth due to increased deteioration, based on various replacement rate assumptions."]

{"sheet":"Stats","index":5,"n_rows":34,"n_cols":9,"rows_kept":34,"cut":false,"hidden":false,"merged":[[24,3,24,7]]}
[]
["Cable length Stat","Value"]
["Mean",{"$f":"AVERAGE('XPLE Cables'!I:I)","v":160.17840390331386}]
["Median",{"$f":"MEDIAN('XPLE Cables'!I:I)","v":102.86}]
["Total",{"$f":"SUM('XPLE Cables'!I:I)","v":136311.8217217201}]
["Segments",{"$f":"COUNT('XPLE Cables'!I2:I852)","v":851}]
["Total Nth Suburbs Cable sections",851]
["Total Nth Suburbs Cable length (counting single core cables individually, not route length)",{"$f":"B5","v":136311.8217217201}]
["Average length per section",{"$f":"B3","v":160.17840390331386}]
[]
["Testing statistics"]
["Total sections tested",173]
["Total defects/failed tests found",42]
["Finite population corretion factor",{"$f":"SQRT((B7-B12)/(B7-1))","v":0.89311088831316432}]
["95% confidence level factor (standard normal distribution)",1.96]
["Percentage",{"$f":"B13/B12","v":0.24277456647398843}]
["Margin of error",{"$f":"SQRT((1/B12)*B16*(1-B16)*B14)*B15","v":6.0380944444505549E-2}]
[null,null,null,"Cable_Condition_Assessment_v8_ doform RAW data 2016-18"]
[null,null,null,"2017 18 Cable_Return_to_Service_v8 doform data RAW"]
["Confidence interval","Percentage","# Segments","Length (m)"]
["Lower bound",{"$f":"B22-B17","v":0.18239362202948289},{"$f":"$B7*B21","v":155.21697234708995},{"$f":"$B9*C21","v":24862.406889261674}]
["Expected value",{"$f":"B16","v":0.24277456647398843},{"$f":"$B7*B22","v":206.60115606936415},{"$f":"$B9*C22","v":33093.043423770192}]
["Upper bound",{"$f":"B22+B17","v":0.30315551091849396},{"$f":"$B7*B23","v":257.98533979163835},{"$f":"$B9*C23","v":41323.679958278721}]
[]
["Deterioration rate forecast based on historical fault rates",null,null,"2019-2024 Regualtory period (shown as financial year)"]
["Year",2018,{"$f":"B26+1","v":2019},{"$f":"C26+1","v":2020},2021,2022,2023,{"$f":"G26+1","v":2024},2025]
["Upper bound",{"$f":"D23/1000","v":41.323679958278724},{"$f":"B27+(C$26*$B32/1000)","v":42.758982612146596},44.19499616381232,45.631720613275903,47.069155960537337,48.507302205596623,49.946159348453769,51.385727389108766]
["Expected value",{"$f":"D22/1000","v":33.09304342377019},33.874935659795035,34.657215162900627,35.439881933086966,36.222935970354044,37.006377274701869,37.790205846130441,38.574421684639759]
["Lower bound",{"$f":"D21/1000","v":24.862406889261674},24.990888707443492,25.119434161988945,25.248043252898036,25.376715980170761,25.505452343807125,25.634252343807123,25.76311598017076]
[]
["Rate of increase","Gradient of fault rate increase"]
["High",{"$f":"'Trend Pivot'!B61","v":0.71089779785431939}]
["Mid",{"$f":"(B32+B34)/2","v":0.3872670807453415}]
["Low",{"$f":"'Trend Pivot'!B62","v":6.3636363636363588E-2}]

{"sheet":"_@RISKFitInformation","index":6,"n_rows":11,"n_cols":16,"rows_kept":11,"cut":false,"hidden":true,"merged":[]}
["Created By Version","7.0.0"]
["Required Version","5.0.0"]
["Recommended Version","5.0.0"]
["Modified By Version","7.0.0"]
[]
[]
[]
[]
["Count",1]
["GUID","Name","Range","CRC","Options","Comp. Graph Serialization","PP Graph Serialization","QQ Graph Serialization","Unsued","Fixed Params","Bootstrap Options","BootstrapParamGraphSerialization","BatchFit Options","BootstrapGOFGraphSerialization","FitSelector"]
["FIT_A3802_D2A36","Dataset 1",{"$f":"'MC Output'!$D$2:$D$10001","v":31462.07841287},0,"F1\t0\t0\t-1E+300\t 1E+300\t 1\t0\t0\t 0\t0\t 1\t23\tBetaGeneral\tBinomial\tExpon\tExtValue\tExtValueMin\tGamma\tGeomet\tIntUniform\tInvGauss\tLaplace\tLevy\tLogistic\tLogLogistic\tLognorm\tNegBin\tNormal\tPareto\tPearson5\tPearson6\tPoisson\tTriang\tUniform\tWeibull\t0\t1\t-1\t1\t 0\t 1\t0\t0\t0","GF1_rK0qDwEADwDKAQwjACYANACAAJQAlQCjALEApAHGAcABKgD//wAAAAAAAQQAAAAAAAAAAAEcRml0IENvbXBhcmlzb24gZm9yIERhdGFzZXQgMQEqUmlza0JldGFHZW5lcmFsKDUuMjE0Niw4LjM5NjMsMTYwNTIsNjAzNzgpAQEQAAIAAQpTdGF0aXN0aWNzAwEBAP8BAQEBAQABAQEABAAAAAEBAQEBAAEBAQAEAAAACtAAAd8AAPQAAAoBACABADYBAEwBAGIBAHgBAI4BAA0ABUlucHV0AAAlAQECABMAC0JldGFHZW5lcmFsAAEvAQACABQADFVudXNlZCBDdXJ2ZQACTwEAAgAUAAxVbnVzZWQgQ3VydmUAA4wBAAIAFAAMVW51c2VkIEN1cnZlAARMAQACABQADFVudXNlZCBDdXJ2ZQAFOQEAAgAUAAxVbnVzZWQgQ3VydmUABk4BAAIAFAAMVW51c2VkIEN1cnZlAAcjAQACABQADFVudXNlZCBDdXJ2ZQAIKQEAAgAUAAxVbnVzZWQgQ3VydmUACWABAAIArAG2AQEBAgGamZmZmZmpPwAAZmZmZmZm7j8AAAUAAQEBAAEBAQA=",null,null,null," 0\t 8\t\t\t\t\t\t\t\t","F1\t0\t 1000\t .95",null,null,null,4,true]

{"sheet":"Forecast failure rates","index":7,"n_rows":21,"n_cols":17,"rows_kept":21,"cut":false,"hidden":false,"merged":[]}
["Year",2019,{"$f":"B1+1","v":2020},{"$f":"C1+1","v":2021},2022,2023,2024,2025,2026,2027,2028,2029,2030,2031,2032,2033,{"$f":"P1+1","v":2034}]
["Assuming averagew growth rate"]
["Gradient",{"$f":"'Trend Pivot'!B63","v":0.3872670807453415}]
["Offset",{"$f":"'Trend Pivot'!C63","v":7.5168831168831192}]
[]
["No repex",{"$f":"(B1-1997)*$B$3+$B$4","v":16.036758893280631},{"$f":"(C1-1997)*$B$3+$B$4","v":16.424025974025973},16.811293054771316,17.198560135516658,17.585827216261997,17.973094297007339,18.360361377752682,18.747628458498024,19.134895539243363,19.522162619988706,19.909429700734048,20.296696781479387,20.683963862224729,21.071230942970072,21.458498023715414,21.845765104460753]
["Cable installed",103]
["Replacement period",15]
["Annual replacement",null,{"$f":"B7/B8","v":6.8666666666666663},{"$f":"C9","v":6.8666666666666663},6.8666666666666663,6.8666666666666663,6.8666666666666663,6.8666666666666663,6.8666666666666663,6.8666666666666663,6.8666666666666663,6.8666666666666663,6.8666666666666663,6.8666666666666663,6.8666666666666663,6.8666666666666663,{"$f":"P9","v":6.8666666666666663}]
["Remaining cable",{"$f":"B7","v":103},{"$f":"B10-C9","v":96.13333333333334},{"$f":"C10-D9","v":89.26666666666668},{"$f":"D10-E9","v":82.40000000000002},75.53333333333336,68.6666666666667,61.800000000000033,54.933333333333366,48.066666666666698,41.200000000000031,34.333333333333364,27.466666666666697,20.60000000000003,13.733333333333363,6.8666666666666965,3.0198066269804258E-14]
["Pro-rata failures (15 yr)",null,{"$f":"C10/$B$10*C6","v":15.329090909090908},14.569787314135143,13.758848108413329,12.896273291925469,11.982062864671565,11.016216826651615,9.9987351778656191,8.9296179183135749,7.8088650479954884,6.6364765669113552,5.4124524750611753,4.1367927724449522,2.809497459062682,1.4305665349143672,6.4048530324182833E-15]
[]
["Replacement period",10]
["Annual replacement",null,{"$f":"B7/B13","v":10.3},{"$f":"C14","v":10.3},10.3,10.3,10.3,10.3,10.3,10.3,10.3,10.3,0,0,0,0,0]
["Remaining cable",{"$f":"B7","v":103},{"$f":"B15-C14","v":92.7},{"$f":"C15-D14","v":82.4},{"$f":"D15-E14","v":72.100000000000009},{"$f":"E15-F14","v":61.800000000000011},{"$f":"F15-G14","v":51.500000000000014},{"$f":"G15-H14","v":41.200000000000017},{"$f":"H15-I14","v":30.900000000000016},{"$f":"I15-J14","v":20.600000000000016},{"$f":"J15-K14","v":10.300000000000015},{"$f":"K15-L14","v":1.4210854715202004E-14},{"$f":"L15-M14","v":1.4210854715202004E-14},{"$f":"M15-N14","v":1.4210854715202004E-14},{"$f":"N15-O14","v":1.4210854715202004E-14},{"$f":"O15-P14","v":1.4210854715202004E-14},{"$f":"P15-Q14","v":1.4210854715202004E-14}]
["Pro-rata failures (10 yr)",null,{"$f":"C15/$B$15*C6","v":14.781623376623376},13.449034443817053,12.038992094861662,10.5514963297572,8.9865471485036714,7.3441445511010759,5.6242885375494103,3.8269791078486755,1.9522162619988734,2.7468933295112547E-15,2.800324360777783E-15,2.8537553920443118E-15,2.9071864233108406E-15,2.9606174545773694E-15,3.0140484858438978E-15]
[]
["Replacement Volume",7.8]
["Remaining cable",103,{"$f":"B19-C20","v":95.2},{"$f":"C19-D20","v":87.4},79.600000000000009,71.800000000000011,64.000000000000014,56.200000000000017,48.40000000000002,40.600000000000023,32.800000000000026,25.000000000000025,17.200000000000024,9.4000000000000234,1.6000000000000236,2.3536728122053319E-14,0]
["Annual replacement",null,{"$f":"$B$18","v":7.8},7.8,7.8,7.8,7.8,7.8,7.8,7.8,7.8,7.8,7.8,7.8,7.8,1.6,0]
["Pro-rata failures (10 yr)",null,{"$f":"C19/$B$19*C6","v":15.180264783759929},{"$f":"D19/$B$19*D6","v":14.265116630941874},13.291314434826466,12.258858195413705,11.167747912703593,10.017983586696127,8.8095652173913077,7.5424928047891351,6.2167663488896121,4.8323858496927352,3.3893513071985044,1.8876627214069219,0.32732009231798653,4.9035226591437688E-15,0]

{"sheet":"Monte Carlo ->","index":8,"n_rows":5,"n_cols":1,"rows_kept":5,"cut":false,"hidden":false,"merged":[]}
[]
[]
["Notes:"]
["This set of tabs and Macro do a Monte Carlo analysis to identify the most freqent number of cables - by length - that would require replacement."]
["The MC uses the stats calcualted for the cables as well as selecting actual cables lengths from the existing cable fleet to determine the distribution of cables that currently need replacement across the fleet."]

{"sheet":"Frequency of cable length","index":9,"n_rows":173,"n_cols":6,"rows_kept":173,"cut":false,"hidden":false,"merged":[]}
["Bin","Frequency",null,"Bin","Frequency (#)","Frequency (km)"]
[0,{"$f":"FREQUENCY('XPLE Cables'!$I$2:$I$852,'Frequency of cable length'!A2:A8)","v":0},null,0,{"$f":"FREQUENCY('XPLE Cables'!$I$2:$I$852,'Frequency of cable length'!D2:D172)","v":0},0]
[1,52,null,10,293,{"$f":"SUMIFS('XPLE Cables'!$I:$I,'XPLE Cables'!$I:$I,\"<\"&D3,'XPLE Cables'!$I:$I,\">\"&D2)","v":620.75084395999966}]
[10,241,null,{"$f":"D3+10","v":20},18,{"$f":"SUMIFS('XPLE Cables'!$I:$I,'XPLE Cables'!$I:$I,\"<\"&D4,'XPLE Cables'!$I:$I,\">\"&D3)","v":275.03584523999996}]
[100,122,null,{"$f":"D4+10","v":30},11,{"$f":"SUMIFS('XPLE Cables'!$I:$I,'XPLE Cables'!$I:$I,\"<\"&D5,'XPLE Cables'!$I:$I,\">\"&D4)","v":294.92096442000002}]
[1000,428,null,40,11,{"$f":"SUMIFS('XPLE Cables'!$I:$I,'XPLE Cables'!$I:$I,\"<\"&D6,'XPLE Cables'!$I:$I,\">\"&D5)","v":369.25690832000004}]
[10000,8,null,50,7,{"$f":"SUMIFS('XPLE Cables'!$I:$I,'XPLE Cables'!$I:$I,\"<\"&D7,'XPLE Cables'!$I:$I,\">\"&D6)","v":315.43095655999997}]
[null,0,null,60,14,{"$f":"SUMIFS('XPLE Cables'!$I:$I,'XPLE Cables'!$I:$I,\"<\"&D8,'XPLE Cables'!$I:$I,\">\"&D7)","v":771.63743913000008}]
[null,null,null,70,11,{"$f":"SUMIFS('XPLE Cables'!$I:$I,'XPLE Cables'!$I:$I,\"<\"&D9,'XPLE Cables'!$I:$I,\">\"&D8)","v":729.11163140000008}]
[null,null,null,80,9,{"$f":"SUMIFS('XPLE Cables'!$I:$I,'XPLE Cables'!$I:$I,\"<\"&D10,'XPLE Cables'!$I:$I,\">\"&D9)","v":672.47829279999996}]
[null,null,null,90,16,{"$f":"SUMIFS('XPLE Cables'!$I:$I,'XPLE Cables'!$I:$I,\"<\"&D11,'XPLE Cables'!$I:$I,\">\"&D10)","v":1365.01}]
[null,null,null,100,25,{"$f":"SUMIFS('XPLE Cables'!$I:$I,'XPLE Cables'!$I:$I,\"<\"&D12,'XPLE Cables'!$I:$I,\">\"&D11)","v":2286.5656078899997}]
[null,null,null,110,29,{"$f":"SUMIFS('XPLE Cables'!$I:$I,'XPLE Cables'!$I:$I,\"<\"&D13,'XPLE Cables'!$I:$I,\">\"&D12)","v":3039.6502319800002}]
[null,null,null,120,26,{"$f":"SUMIFS('XPLE Cables'!$I:$I,'XPLE Cables'!$I:$I,\"<\"&D14,'XPLE Cables'!$I:$I,\">\"&D13)","v":3004.9178263399999}]
[null,null,null,130,20,{"$f":"SUMIFS('XPLE Cables'!$I:$I,'XPLE Cables'!$I:$I,\"<\"&D15,'XPLE Cables'!$I:$I,\">\"&D14)","v":2498.7616838599997}]
[null,null,null,140,16,{"$f":"SUMIFS('XPLE Cables'!$I:$I,'XPLE Cables'!$I:$I,\"<\"&D16,'XPLE Cables'!$I:$I,\">\"&D15)","v":2157.7721822299995}]
[null,null,null,150,23,{"$f":"SUMIFS('XPLE Cables'!$I:$I,'XPLE Cables'!$I:$I,\"<\"&D17,'XPLE Cables'!$I:$I,\">\"&D16)","v":3346.2014832500004}]
[null,null,null,160,21,{"$f":"SUMIFS('XPLE Cables'!$I:$I,'XPLE Cables'!$I:$I,\"<\"&D18,'XPLE Cables'!$I:$I,\">\"&D17)","v":3255.64617537}]
[null,null,null,170,9,{"$f":"SUMIFS('XPLE Cables'!$I:$I,'XPLE Cables'!$I:$I,\"<\"&D19,'XPLE Cables'!$I:$I,\">\"&D18)","v":1484.0834825899999}]
[null,null,null,180,9,{"$f":"SUMIFS('XPLE Cables'!$I:$I,'XPLE Cables'!$I:$I,\"<\"&D20,'XPLE Cables'!$I:$I,\">\"&D19)","v":1571.4678836000001}]
[null,null,null,190,12,{"$f":"SUMIFS('XPLE Cables'!$I:$I,'XPLE Cables'!$I:$I,\"<\"&D21,'XPLE Cables'!$I:$I,\">\"&D20)","v":2212.4648084400001}]
[null,null,null,200,14,{"$f":"SUMIFS('XPLE Cables'!$I:$I,'XPLE Cables'!$I:$I,\"<\"&D22,'XPLE Cables'!$I:$I,\">\"&D21)","v":2744.3661446799997}]
[null,null,null,210,11,{"$f":"SUMIFS('XPLE Cables'!$I:$I,'XPLE Cables'!$I:$I,\"<\"&D23,'XPLE Cables'!$I:$I,\">\"&D22)","v":2236.2148249000002}]
[null,null,null,220,21,{"$f":"SUMIFS('XPLE Cables'!$I:$I,'XPLE Cables'!$I:$I,\"<\"&D24,'XPLE Cables'!$I:$I,\">\"&D23)","v":4515.2092282600006}]
[null,null,null,230,13,{"$f":"SUMIFS('XPLE Cables'!$I:$I,'XPLE Cables'!$I:$I,\"<\"&D25,'XPLE Cables'!$I:$I,\">\"&D24)","v":2938.0448091199996}]
[null,null,null,240,6,{"$f":"SUMIFS('XPLE Cables'!$I:$I,'XPLE Cables'!$I:$I,\"<\"&D26,'XPLE Cables'!$I:$I,\">\"&D25)","v":1408.2663903600001}]
[null,null,null,250,11,{"$f":"SUMIFS('XPLE Cables'!$I:$I,'XPLE Cables'!$I:$I,\"<\"&D27,'XPLE Cables'!$I:$I,\">\"&D26)","v":2690.8472074000001}]
[null,null,null,260,14,{"$f":"SUMIFS('XPLE Cables'!$I:$I,'XPLE Cables'!$I:$I,\"<\"&D28,'XPLE Cables'!$I:$I,\">\"&D27)","v":3588.0695000999999}]
[null,null,null,270,6,{"$f":"SUMIFS('XPLE Cables'!$I:$I,'XPLE Cables'!$I:$I,\"<\"&D29,'XPLE Cables'!$I:$I,\">\"&D28)","v":1602.02}]
[null,null,null,280,14,{"$f":"SUMIFS('XPLE Cables'!$I:$I,'XPLE Cables'!$I:$I,\"<\"&D30,'XPLE Cables'!$I:$I,\">\"&D29)","v":3863.4893336500004}]
[null,null,null,290,11,{"$f":"SUMIFS('XPLE Cables'!$I:$I,'XPLE Cables'!$I:$I,\"<\"&D31,'XPLE Cables'!$I:$I,\">\"&D30)","v":3129.51622069}]
[null,null,null,300,8,{"$f":"SUMIFS('XPLE Cables'!$I:$I,'XPLE Cables'!$I:$I,\"<\"&D32,'XPLE Cables'!$I:$I,\">\"&D31)","v":2344.3186165699999}]
[null,null,null,310,6,{"$f":"SUMIFS('XPLE Cables'!$I:$I,'XPLE Cables'!$I:$I,\"<\"&D33,'XPLE Cables'!$I:$I,\">\"&D32)","v":1828.4789116800002}]
[null,null,null,320,10,{"$f":"SUMIFS('XPLE Cables'!$I:$I,'XPLE Cables'!$I:$I,\"<\"&D34,'XPLE Cables'!$I:$I,\">\"&D33)","v":3153.4686669200005}]
[null,null,null,330,7,{"$f":"SUMIFS('XPLE Cables'!$I:$I,'XPLE Cables'!$I:$I,\"<\"&D35,'XPLE Cables'!$I:$I,\">\"&D34)","v":2270.9643139200002}]
[null,null,null,340,5,{"$f":"SUMIFS('XPLE Cables'!$I:$I,'XPLE Cables'!$I:$I,\"<\"&D36,'XPLE Cables'!$I:$I,\">\"&D35)","v":1670.0935909}]
[null,null,null,350,8,{"$f":"SUMIFS('XPLE Cables'!$I:$I,'XPLE Cables'!$I:$I,\"<\"&D37,'XPLE Cables'!$I:$I,\">\"&D36)","v":2755.8516974899999}]
[null,null,null,360,12,{"$f":"SUMIFS('XPLE Cables'!$I:$I,'XPLE Cables'!$I:$I,\"<\"&D38,'XPLE Cables'!$I:$I,\">\"&D37)","v":4243.4523271100006}]
[null,null,null,370,7,{"$f":"SUMIFS('XPLE Cables'!$I:$I,'XPLE Cables'!$I:$I,\"<\"&D39,'XPLE Cables'!$I:$I,\">\"&D38)","v":2550.1605855000003}]
[null,null,null,380,3,{"$f":"SUMIFS('XPLE Cables'!$I:$I,'XPLE Cables'!$I:$I,\"<\"&D40,'XPLE Cables'!$I:$I,\">\"&D39)","v":1127.32618155}]
[null,null,null,390,3,{"$f":"SUMIFS('XPLE Cables'!$I:$I,'XPLE Cables'!$I:$I,\"<\"&D41,'XPLE Cables'!$I:$I,\">\"&D40)","v":1154.7023368800001}]
[null,null,null,400,5,{"$f":"SUMIFS('XPLE Cables'!$I:$I,'XPLE Cables'!$I:$I,\"<\"&D42,'XPLE Cables'!$I:$I,\">\"&D41)","v":1977.2408460299998}]
[null,null,null,410,4,{"$f":"SUMIFS('XPLE Cables'!$I:$I,'XPLE Cables'!$I:$I,\"<\"&D43,'XPLE Cables'!$I:$I,\">\"&D42)","v":1620.98215157}]
[null,null,null,420,6,{"$f":"SUMIFS('XPLE Cables'!$I:$I,'XPLE Cables'!$I:$I,\"<\"&D44,'XPLE Cables'!$I:$I,\">\"&D43)","v":2491.5575887599998}]
[null,null,null,430,5,{"$f":"SUMIFS('XPLE Cables'!$I:$I,'XPLE Cables'!$I:$I,\"<\"&D45,'XPLE Cables'!$I:$I,\">\"&D44)","v":2127.5723551199999}]
[null,null,null,440,3,{"$f":"SUMIFS('XPLE Cables'!$I:$I,'XPLE Cables'!$I:$I,\"<\"&D46,'XPLE Cables'!$I:$I,\">\"&D45)","v":1304.1500000000001}]
[null,null,null,450,2,{"$f":"SUMIFS('XPLE Cables'!$I:$I,'XPLE Cables'!$I:$I,\"<\"&D47,'XPLE Cables'!$I:$I,\">\"&D46)","v":888.01789206000001}]
[null,null,null,460,1,{"$f":"SUMIFS('XPLE Cables'!$I:$I,'XPLE Cables'!$I:$I,\"<\"&D48,'XPLE Cables'!$I:$I,\">\"&D47)","v":451.31833361999998}]
[null,null,null,470,2,{"$f":"SUMIFS('XPLE Cables'!$I:$I,'XPLE Cables'!$I:$I,\"<\"&D49,'XPLE Cables'!$I:$I,\">\"&D48)","v":934.12}]
[null,null,null,480,4,{"$f":"SUMIFS('XPLE Cables'!$I:$I,'XPLE Cables'!$I:$I,\"<\"&D50,'XPLE Cables'!$I:$I,\">\"&D49)","v":1901.3356590000001}]
[null,null,null,490,3,{"$f":"SUMIFS('XPLE Cables'!$I:$I,'XPLE Cables'!$I:$I,\"<\"&D51,'XPLE Cables'!$I:$I,\">\"&D50)","v":1453.2802131200001}]
[null,null,null,500,3,{"$f":"SUMIFS('XPLE Cables'!$I:$I,'XPLE Cables'!$I:$I,\"<\"&D52,'XPLE Cables'!$I:$I,\">\"&D51)","v":1481.6537450800001}]
[null,null,null,510,0,{"$f":"SUMIFS('XPLE Cables'!$I:$I,'XPLE Cables'!$I:$I,\"<\"&D53,'XPLE Cables'!$I:$I,\">\"&D52)","v":0}]
[null,null,null,520,4,{"$f":"SUMIFS('XPLE Cables'!$I:$I,'XPLE Cables'!$I:$I,\"<\"&D54,'XPLE Cables'!$I:$I,\">\"&D53)","v":2065.36}]
[null,null,null,530,0,{"$f":"SUMIFS('XPLE Cables'!$I:$I,'XPLE Cables'!$I:$I,\"<\"&D55,'XPLE Cables'!$I:$I,\">\"&D54)","v":0}]
[null,null,null,540,0,{"$f":"SUMIFS('XPLE Cables'!$I:$I,'XPLE Cables'!$I:$I,\"<\"&D56,'XPLE Cables'!$I:$I,\">\"&D55)","v":0}]
[null,null,null,550,3,{"$f":"SUMIFS('XPLE Cables'!$I:$I,'XPLE Cables'!$I:$I,\"<\"&D57,'XPLE Cables'!$I:$I,\">\"&D56)","v":1631.8172074900001}]
[null,null,null,560,3,{"$f":"SUMIFS('XPLE Cables'!$I:$I,'XPLE Cables'!$I:$I,\"<\"&D58,'XPLE Cables'!$I:$I,\">\"&D57)","v":1663.0605866800001}]
[null,null,null,570,5,{"$f":"SUMIFS('XPLE Cables'!$I:$I,'XPLE Cables'!$I:$I,\"<\"&D59,'XPLE Cables'!$I:$I,\">\"&D58)","v":2824.4114311199996}]
[null,null,null,580,2,{"$f":"SUMIFS('XPLE Cables'!$I:$I,'XPLE Cables'!$I:$I,\"<\"&D60,'XPLE Cables'!$I:$I,\">\"&D59)","v":1144.6813598399999}]
[null,null,null,590,2,{"$f":"SUMIFS('XPLE Cables'!$I:$I,'XPLE Cables'!$I:$I,\"<\"&D61,'XPLE Cables'!$I:$I,\">\"&D60)","v":1170.7005766699999}]
[null,null,null,600,2,{"$f":"SUMIFS('XPLE Cables'!$I:$I,'XPLE Cables'!$I:$I,\"<\"&D62,'XPLE Cables'!$I:$I,\">\"&D61)","v":1189.0847110700001}]
[null,null,null,610,0,{"$f":"SUMIFS('XPLE Cables'!$I:$I,'XPLE Cables'!$I:$I,\"<\"&D63,'XPLE Cables'!$I:$I,\">\"&D62)","v":0}]
[null,null,null,620,0,{"$f":"SUMIFS('XPLE Cables'!$I:$I,'XPLE Cables'!$I:$I,\"<\"&D64,'XPLE Cables'!$I:$I,\">\"&D63)","v":0}]
[null,null,null,630,1,{"$f":"SUMIFS('XPLE Cables'!$I:$I,'XPLE Cables'!$I:$I,\"<\"&D65,'XPLE Cables'!$I:$I,\">\"&D64)","v":622.91999999999996}]
[null,null,null,640,0,{"$f":"SUMIFS('XPLE Cables'!$I:$I,'XPLE Cables'!$I:$I,\"<\"&D66,'XPLE Cables'!$I:$I,\">\"&D65)","v":0}]
[null,null,null,650,0,{"$f":"SUMIFS('XPLE Cables'!$I:$I,'XPLE Cables'!$I:$I,\"<\"&D67,'XPLE Cables'!$I:$I,\">\"&D66)","v":0}]
[null,null,null,660,0,{"$f":"SUMIFS('XPLE Cables'!$I:$I,'XPLE Cables'!$I:$I,\"<\"&D68,'XPLE Cables'!$I:$I,\">\"&D67)","v":0}]
[null,null,null,{"$f":"D68+10","v":670},1,{"$f":"SUMIFS('XPLE Cables'!$I:$I,'XPLE Cables'!$I:$I,\"<\"&D69,'XPLE Cables'!$I:$I,\">\"&D68)","v":668.92161604}]
[null,null,null,680,1,{"$f":"SUMIFS('XPLE Cables'!$I:$I,'XPLE Cables'!$I:$I,\"<\"&D70,'XPLE Cables'!$I:$I,\">\"&D69)","v":670.04}]
[null,null,null,690,0,{"$f":"SUMIFS('XPLE Cables'!$I:$I,'XPLE Cables'!$I:$I,\"<\"&D71,'XPLE Cables'!$I:$I,\">\"&D70)","v":0}]
[null,null,null,700,1,{"$f":"SUMIFS('XPLE Cables'!$I:$I,'XPLE Cables'!$I:$I,\"<\"&D72,'XPLE Cables'!$I:$I,\">\"&D71)","v":697.03}]
[null,null,null,710,0,{"$f":"SUMIFS('XPLE Cables'!$I:$I,'XPLE Cables'!$I:$I,\"<\"&D73,'XPLE Cables'!$I:$I,\">\"&D72)","v":0}]
[null,null,null,720,0,{"$f":"SUMIFS('XPLE Cables'!$I:$I,'XPLE Cables'!$I:$I,\"<\"&D74,'XPLE Cables'!$I:$I,\">\"&D73)","v":0}]
[null,null,null,730,0,{"$f":"SUMIFS('XPLE Cables'!$I:$I,'XPLE Cables'!$I:$I,\"<\"&D75,'XPLE Cables'!$I:$I,\">\"&D74)","v":0}]
[null,null,null,740,0,{"$f":"SUMIFS('XPLE Cables'!$I:$I,'XPLE Cables'!$I:$I,\"<\"&D76,'XPLE Cables'!$I:$I,\">\"&D75)","v":0}]
[null,null,null,750,0,{"$f":"SUMIFS('XPLE Cables'!$I:$I,'XPLE Cables'!$I:$I,\"<\"&D77,'XPLE Cables'!$I:$I,\">\"&D76)","v":0}]
[null,null,null,760,0,{"$f":"SUMIFS('XPLE Cables'!$I:$I,'XPLE Cables'!$I:$I,\"<\"&D78,'XPLE Cables'!$I:$I,\">\"&D77)","v":0}]
[null,null,null,770,0,{"$f":"SUMIFS('XPLE Cables'!$I:$I,'XPLE Cables'!$I:$I,\"<\"&D79,'XPLE Cables'!$I:$I,\">\"&D78)","v":0}]
[null,null,null,780,1,{"$f":"SUMIFS('XPLE Cables'!$I:$I,'XPLE Cables'!$I:$I,\"<\"&D80,'XPLE Cables'!$I:$I,\">\"&D79)","v":771.15878275}]
[null,null,null,790,0,{"$f":"SUMIFS('XPLE Cables'!$I:$I,'XPLE Cables'!$I:$I,\"<\"&D81,'XPLE Cables'!$I:$I,\">\"&D80)","v":0}]
[null,null,null,800,0,{"$f":"SUMIFS('XPLE Cables'!$I:$I,'XPLE Cables'!$I:$I,\"<\"&D82,'XPLE Cables'!$I:$I,\">\"&D81)","v":0}]
[null,null,null,810,0,{"$f":"SUMIFS('XPLE Cables'!$I:$I,'XPLE Cables'!$I:$I,\"<\"&D83,'XPLE Cables'!$I:$I,\">\"&D82)","v":0}]
[null,null,null,820,0,{"$f":"SUMIFS('XPLE Cables'!$I:$I,'XPLE Cables'!$I:$I,\"<\"&D84,'XPLE Cables'!$I:$I,\">\"&D83)","v":0}]
[null,null,null,830,1,{"$f":"SUMIFS('XPLE Cables'!$I:$I,'XPLE Cables'!$I:$I,\"<\"&D85,'XPLE Cables'!$I:$I,\">\"&D84)","v":820.95}]
[null,null,null,840,1,{"$f":"SUMIFS('XPLE Cables'!$I:$I,'XPLE Cables'!$I:$I,\"<\"&D86,'XPLE Cables'!$I:$I,\">\"&D85)","v":830.59}]
[null,null,null,850,0,{"$f":"SUMIFS('XPLE Cables'!$I:$I,'XPLE Cables'!$I:$I,\"<\"&D87,'XPLE Cables'!$I:$I,\">\"&D86)","v":0}]
[null,null,null,860,2,{"$f":"SUMIFS('XPLE Cables'!$I:$I,'XPLE Cables'!$I:$I,\"<\"&D88,'XPLE Cables'!$I:$I,\">\"&D87)","v":1706.1000000000001}]
[null,null,null,870,2,{"$f":"SUMIFS('XPLE Cables'!$I:$I,'XPLE Cables'!$I:$I,\"<\"&D89,'XPLE Cables'!$I:$I,\">\"&D88)","v":1726.6785692399999}]
[null,null,null,880,0,{"$f":"SUMIFS('XPLE Cables'!$I:$I,'XPLE Cables'!$I:$I,\"<\"&D90,'XPLE Cables'!$I:$I,\">\"&D89)","v":0}]
[null,null,null,890,0,{"$f":"SUMIFS('XPLE Cables'!$I:$I,'XPLE Cables'!$I:$I,\"<\"&D91,'XPLE Cables'!$I:$I,\">\"&D90)","v":0}]
[null,null,null,900,0,{"$f":"SUMIFS('XPLE Cables'!$I:$I,'XPLE Cables'!$I:$I,\"<\"&D92,'XPLE Cables'!$I:$I,\">\"&D91)","v":0}]
[null,null,null,910,0,{"$f":"SUMIFS('XPLE Cables'!$I:$I,'XPLE Cables'!$I:$I,\"<\"&D93,'XPLE Cables'!$I:$I,\">\"&D92)","v":0}]
[null,null,null,920,0,{"$f":"SUMIFS('XPLE Cables'!$I:$I,'XPLE Cables'!$I:$I,\"<\"&D94,'XPLE Cables'!$I:$I,\">\"&D93)","v":0}]
[null,null,null,930,1,{"$f":"SUMIFS('XPLE Cables'!$I:$I,'XPLE Cables'!$I:$I,\"<\"&D95,'XPLE Cables'!$I:$I,\">\"&D94)","v":927.39626103000001}]
[null,null,null,940,1,{"$f":"SUMIFS('XPLE Cables'!$I:$I,'XPLE Cables'!$I:$I,\"<\"&D96,'XPLE Cables'!$I:$I,\">\"&D95)","v":934.38}]
[null,null,null,950,0,{"$f":"SUMIFS('XPLE Cables'!$I:$I,'XPLE Cables'!$I:$I,\"<\"&D97,'XPLE Cables'!$I:$I,\">\"&D96)","v":0}]
[null,null,null,960,0,{"$f":"SUMIFS('XPLE Cables'!$I:$I,'XPLE Cables'!$I:$I,\"<\"&D98,'XPLE Cables'!$I:$I,\">\"&D97)","v":0}]
[null,null,null,970,0,{"$f":"SUMIFS('XPLE Cables'!$I:$I,'XPLE Cables'!$I:$I,\"<\"&D99,'XPLE Cables'!$I:$I,\">\"&D98)","v":0}]
[null,null,null,980,0,{"$f":"SUMIFS('XPLE Cables'!$I:$I,'XPLE Cables'!$I:$I,\"<\"&D100,'XPLE Cables'!$I:$I,\">\"&D99)","v":0}]
[null,null,null,990,1,{"$f":"SUMIFS('XPLE Cables'!$I:$I,'XPLE Cables'!$I:$I,\"<\"&D101,'XPLE Cables'!$I:$I,\">\"&D100)","v":980.66}]
[null,null,null,1000,0,{"$f":"SUMIFS('XPLE Cables'!$I:$I,'XPLE Cables'!$I:$I,\"<\"&D102,'XPLE Cables'!$I:$I,\">\"&D101)","v":0}]
[null,null,null,1010,0,{"$f":"SUMIFS('XPLE Cables'!$I:$I,'XPLE Cables'!$I:$I,\"<\"&D103,'XPLE Cables'!$I:$I,\">\"&D102)","v":0}]
[null,null,null,1020,0,{"$f":"SUMIFS('XPLE Cables'!$I:$I,'XPLE Cables'!$I:$I,\"<\"&D104,'XPLE Cables'!$I:$I,\">\"&D103)","v":0}]
[null,null,null,1030,0,{"$f":"SUMIFS('XPLE Cables'!$I:$I,'XPLE Cables'!$I:$I,\"<\"&D105,'XPLE Cables'!$I:$I,\">\"&D104)","v":0}]
[null,null,null,1040,0,{"$f":"SUMIFS('XPLE Cables'!$I:$I,'XPLE Cables'!$I:$I,\"<\"&D106,'XPLE Cables'!$I:$I,\">\"&D105)","v":0}]
[null,null,null,1050,0,{"$f":"SUMIFS('XPLE Cables'!$I:$I,'XPLE Cables'!$I:$I,\"<\"&D107,'XPLE Cables'!$I:$I,\">\"&D106)","v":0}]
[null,null,null,1060,0,{"$f":"SUMIFS('XPLE Cables'!$I:$I,'XPLE Cables'!$I:$I,\"<\"&D108,'XPLE Cables'!$I:$I,\">\"&D107)","v":0}]
[null,null,null,1070,0,{"$f":"SUMIFS('XPLE Cables'!$I:$I,'XPLE Cables'!$I:$I,\"<\"&D109,'XPLE Cables'!$I:$I,\">\"&D108)","v":0}]
[null,null,null,1080,0,{"$f":"SUMIFS('XPLE Cables'!$I:$I,'XPLE Cables'!$I:$I,\"<\"&D110,'XPLE Cables'!$I:$I,\">\"&D109)","v":0}]
[null,null,null,1090,0,{"$f":"SUMIFS('XPLE Cables'!$I:$I,'XPLE Cables'!$I:$I,\"<\"&D111,'XPLE Cables'!$I:$I,\">\"&D110)","v":0}]
[null,null,null,1100,0,{"$f":"SUMIFS('XPLE Cables'!$I:$I,'XPLE Cables'!$I:$I,\"<\"&D112,'XPLE Cables'!$I:$I,\">\"&D111)","v":0}]
[null,null,null,1110,0,{"$f":"SUMIFS('XPLE Cables'!$I:$I,'XPLE Cables'!$I:$I,\"<\"&D113,'XPLE Cables'!$I:$I,\">\"&D112)","v":0}]
[null,null,null,1120,0,{"$f":"SUMIFS('XPLE Cables'!$I:$I,'XPLE Cables'!$I:$I,\"<\"&D114,'XPLE Cables'!$I:$I,\">\"&D113)","v":0}]
[null,null,null,1130,0,{"$f":"SUMIFS('XPLE Cables'!$I:$I,'XPLE Cables'!$I:$I,\"<\"&D115,'XPLE Cables'!$I:$I,\">\"&D114)","v":0}]
[null,null,null,1140,0,{"$f":"SUMIFS('XPLE Cables'!$I:$I,'XPLE Cables'!$I:$I,\"<\"&D116,'XPLE Cables'!$I:$I,\">\"&D115)","v":0}]
[null,null,null,1150,0,{"$f":"SUMIFS('XPLE Cables'!$I:$I,'XPLE Cables'!$I:$I,\"<\"&D117,'XPLE Cables'!$I:$I,\">\"&D116)","v":0}]
[null,null,null,1160,0,{"$f":"SUMIFS('XPLE Cables'!$I:$I,'XPLE Cables'!$I:$I,\"<\"&D118,'XPLE Cables'!$I:$I,\">\"&D117)","v":0}]
[null,null,null,1170,0,{"$f":"SUMIFS('XPLE Cables'!$I:$I,'XPLE Cables'!$I:$I,\"<\"&D119,'XPLE Cables'!$I:$I,\">\"&D118)","v":0}]
[null,null,null,1180,0,{"$f":"SUMIFS('XPLE Cables'!$I:$I,'XPLE Cables'!$I:$I,\"<\"&D120,'XPLE Cables'!$I:$I,\">\"&D119)","v":0}]
[null,null,null,1190,0,{"$f":"SUMIFS('XPLE Cables'!$I:$I,'XPLE Cables'!$I:$I,\"<\"&D121,'XPLE Cables'!$I:$I,\">\"&D120)","v":0}]
[null,null,null,1200,0,{"$f":"SUMIFS('XPLE Cables'!$I:$I,'XPLE Cables'!$I:$I,\"<\"&D122,'XPLE Cables'!$I:$I,\">\"&D121)","v":0}]
[null,null,null,1210,0,{"$f":"SUMIFS('XPLE Cables'!$I:$I,'XPLE Cables'!$I:$I,\"<\"&D123,'XPLE Cables'!$I:$I,\">\"&D122)","v":0}]
[null,null,null,1220,0,{"$f":"SUMIFS('XPLE Cables'!$I:$I,'XPLE Cables'!$I:$I,\"<\"&D124,'XPLE Cables'!$I:$I,\">\"&D123)","v":0}]
[null,null,null,1230,0,{"$f":"SUMIFS('XPLE Cables'!$I:$I,'XPLE Cables'!$I:$I,\"<\"&D125,'XPLE Cables'!$I:$I,\">\"&D124)","v":0}]
[null,null,null,1240,0,{"$f":"SUMIFS('XPLE Cables'!$I:$I,'XPLE Cables'!$I:$I,\"<\"&D126,'XPLE Cables'!$I:$I,\">\"&D125)","v":0}]
[null,null,null,1250,0,{"$f":"SUMIFS('XPLE Cables'!$I:$I,'XPLE Cables'!$I:$I,\"<\"&D127,'XPLE Cables'!$I:$I,\">\"&D126)","v":0}]
[null,null,null,1260,0,{"$f":"SUMIFS('XPLE Cables'!$I:$I,'XPLE Cables'!$I:$I,\"<\"&D128,'XPLE Cables'!$I:$I,\">\"&D127)","v":0}]
[null,null,null,1270,0,{"$f":"SUMIFS('XPLE Cables'!$I:$I,'XPLE Cables'!$I:$I,\"<\"&D129,'XPLE Cables'!$I:$I,\">\"&D128)","v":0}]
[null,null,null,1280,0,{"$f":"SUMIFS('XPLE Cables'!$I:$I,'XPLE Cables'!$I:$I,\"<\"&D130,'XPLE Cables'!$I:$I,\">\"&D129)","v":0}]
[null,null,null,1290,0,{"$f":"SUMIFS('XPLE Cables'!$I:$I,'XPLE Cables'!$I:$I,\"<\"&D131,'XPLE Cables'!$I:$I,\">\"&D130)","v":0}]
[null,null,null,1300,0,{"$f":"SUMIFS('XPLE Cables'!$I:$I,'XPLE Cables'!$I:$I,\"<\"&D132,'XPLE Cables'!$I:$I,\">\"&D131)","v":0}]
[null,null,null,{"$f":"D132+10","v":1310},0,{"$f":"SUMIFS('XPLE Cables'!$I:$I,'XPLE Cables'!$I:$I,\"<\"&D133,'XPLE Cables'!$I:$I,\">\"&D132)","v":0}]
[null,null,null,1320,0,{"$f":"SUMIFS('XPLE Cables'!$I:$I,'XPLE Cables'!$I:$I,\"<\"&D134,'XPLE Cables'!$I:$I,\">\"&D133)","v":0}]
[null,null,null,1330,0,{"$f":"SUMIFS('XPLE Cables'!$I:$I,'XPLE Cables'!$I:$I,\"<\"&D135,'XPLE Cables'!$I:$I,\">\"&D134)","v":0}]
[null,null,null,1340,0,{"$f":"SUMIFS('XPLE Cables'!$I:$I,'XPLE Cables'!$I:$I,\"<\"&D136,'XPLE Cables'!$I:$I,\">\"&D135)","v":0}]
[null,null,null,1350,1,{"$f":"SUMIFS('XPLE Cables'!$I:$I,'XPLE Cables'!$I:$I,\"<\"&D137,'XPLE Cables'!$I:$I,\">\"&D136)","v":1343.6000000000001}]
[null,null,null,1360,1,{"$f":"SUMIFS('XPLE Cables'!$I:$I,'XPLE Cables'!$I:$I,\"<\"&D138,'XPLE Cables'!$I:$I,\">\"&D137)","v":1359.5037822500001}]
[null,null,null,1370,0,{"$f":"SUMIFS('XPLE Cables'!$I:$I,'XPLE Cables'!$I:$I,\"<\"&D139,'XPLE Cables'!$I:$I,\">\"&D138)","v":0}]
[null,null,null,1380,0,{"$f":"SUMIFS('XPLE Cables'!$I:$I,'XPLE Cables'!$I:$I,\"<\"&D140,'XPLE Cables'!$I:$I,\">\"&D139)","v":0}]
[null,null,null,1390,0,{"$f":"SUMIFS('XPLE Cables'!$I:$I,'XPLE Cables'!$I:$I,\"<\"&D141,'XPLE Cables'!$I:$I,\">\"&D140)","v":0}]
[null,null,null,1400,0,{"$f":"SUMIFS('XPLE Cables'!$I:$I,'XPLE Cables'!$I:$I,\"<\"&D142,'XPLE Cables'!$I:$I,\">\"&D141)","v":0}]
[null,null,null,1410,0,{"$f":"SUMIFS('XPLE Cables'!$I:$I,'XPLE Cables'!$I:$I,\"<\"&D143,'XPLE Cables'!$I:$I,\">\"&D142)","v":0}]
[null,null,null,1420,0,{"$f":"SUMIFS('XPLE Cables'!$I:$I,'XPLE Cables'!$I:$I,\"<\"&D144,'XPLE Cables'!$I:$I,\">\"&D143)","v":0}]
[null,null,null,1430,0,{"$f":"SUMIFS('XPLE Cables'!$I:$I,'XPLE Cables'!$I:$I,\"<\"&D145,'XPLE Cables'!$I:$I,\">\"&D144)","v":0}]
[null,null,null,1440,0,{"$f":"SUMIFS('XPLE Cables'!$I:$I,'XPLE Cables'!$I:$I,\"<\"&D146,'XPLE Cables'!$I:$I,\">\"&D145)","v":0}]
[null,null,null,1450,1,{"$f":"SUMIFS('XPLE Cables'!$I:$I,'XPLE Cables'!$I:$I,\"<\"&D147,'XPLE Cables'!$I:$I,\">\"&D146)","v":1446.94}]
[null,null,null,1460,0,{"$f":"SUMIFS('XPLE Cables'!$I:$I,'XPLE Cables'!$I:$I,\"<\"&D148,'XPLE Cables'!$I:$I,\">\"&D147)","v":0}]
[null,null,null,1470,0,{"$f":"SUMIFS('XPLE Cables'!$I:$I,'XPLE Cables'!$I:$I,\"<\"&D149,'XPLE Cables'!$I:$I,\">\"&D148)","v":0}]
[null,null,null,1480,0,{"$f":"SUMIFS('XPLE Cables'!$I:$I,'XPLE Cables'!$I:$I,\"<\"&D150,'XPLE Cables'!$I:$I,\">\"&D149)","v":0}]
[null,null,null,1490,0,{"$f":"SUMIFS('XPLE Cables'!$I:$I,'XPLE Cables'!$I:$I,\"<\"&D151,'XPLE Cables'!$I:$I,\">\"&D150)","v":0}]
[null,null,null,1500,0,{"$f":"SUMIFS('XPLE Cables'!$I:$I,'XPLE Cables'!$I:$I,\"<\"&D152,'XPLE Cables'!$I:$I,\">\"&D151)","v":0}]
[null,null,null,1510,0,{"$f":"SUMIFS('XPLE Cables'!$I:$I,'XPLE Cables'!$I:$I,\"<\"&D153,'XPLE Cables'!$I:$I,\">\"&D152)","v":0}]
[null,null,null,1520,0,{"$f":"SUMIFS('XPLE Cables'!$I:$I,'XPLE Cables'!$I:$I,\"<\"&D154,'XPLE Cables'!$I:$I,\">\"&D153)","v":0}]
[null,null,null,1530,0,{"$f":"SUMIFS('XPLE Cables'!$I:$I,'XPLE Cables'!$I:$I,\"<\"&D155,'XPLE Cables'!$I:$I,\">\"&D154)","v":0}]
[null,null,null,1540,0,{"$f":"SUMIFS('XPLE Cables'!$I:$I,'XPLE Cables'!$I:$I,\"<\"&D156,'XPLE Cables'!$I:$I,\">\"&D155)","v":0}]
[null,null,null,1550,0,{"$f":"SUMIFS('XPLE Cables'!$I:$I,'XPLE Cables'!$I:$I,\"<\"&D157,'XPLE Cables'!$I:$I,\">\"&D156)","v":0}]
[null,null,null,1560,0,{"$f":"SUMIFS('XPLE Cables'!$I:$I,'XPLE Cables'!$I:$I,\"<\"&D158,'XPLE Cables'!$I:$I,\">\"&D157)","v":0}]
[null,null,null,1570,0,{"$f":"SUMIFS('XPLE Cables'!$I:$I,'XPLE Cables'!$I:$I,\"<\"&D159,'XPLE Cables'!$I:$I,\">\"&D158)","v":0}]
[null,null,null,1580,0,{"$f":"SUMIFS('XPLE Cables'!$I:$I,'XPLE Cables'!$I:$I,\"<\"&D160,'XPLE Cables'!$I:$I,\">\"&D159)","v":0}]
[null,null,null,1590,0,{"$f":"SUMIFS('XPLE Cables'!$I:$I,'XPLE Cables'!$I:$I,\"<\"&D161,'XPLE Cables'!$I:$I,\">\"&D160)","v":0}]
[null,null,null,1600,0,{"$f":"SUMIFS('XPLE Cables'!$I:$I,'XPLE Cables'!$I:$I,\"<\"&D162,'XPLE Cables'!$I:$I,\">\"&D161)","v":0}]
[null,null,null,1610,0,{"$f":"SUMIFS('XPLE Cables'!$I:$I,'XPLE Cables'!$I:$I,\"<\"&D163,'XPLE Cables'!$I:$I,\">\"&D162)","v":0}]
[null,null,null,1620,0,{"$f":"SUMIFS('XPLE Cables'!$I:$I,'XPLE Cables'!$I:$I,\"<\"&D164,'XPLE Cables'!$I:$I,\">\"&D163)","v":0}]
[null,null,null,1630,0,{"$f":"SUMIFS('XPLE Cables'!$I:$I,'XPLE Cables'!$I:$I,\"<\"&D165,'XPLE Cables'!$I:$I,\">\"&D164)","v":0}]
[null,null,null,1640,0,{"$f":"SUMIFS('XPLE Cables'!$I:$I,'XPLE Cables'!$I:$I,\"<\"&D166,'XPLE Cables'!$I:$I,\">\"&D165)","v":0}]
[null,null,null,1650,0,{"$f":"SUMIFS('XPLE Cables'!$I:$I,'XPLE Cables'!$I:$I,\"<\"&D167,'XPLE Cables'!$I:$I,\">\"&D166)","v":0}]
[null,null,null,1660,0,{"$f":"SUMIFS('XPLE Cables'!$I:$I,'XPLE Cables'!$I:$I,\"<\"&D168,'XPLE Cables'!$I:$I,\">\"&D167)","v":0}]
[null,null,null,1670,0,{"$f":"SUMIFS('XPLE Cables'!$I:$I,'XPLE Cables'!$I:$I,\"<\"&D169,'XPLE Cables'!$I:$I,\">\"&D168)","v":0}]
[null,null,null,1680,1,{"$f":"SUMIFS('XPLE Cables'!$I:$I,'XPLE Cables'!$I:$I,\"<\"&D170,'XPLE Cables'!$I:$I,\">\"&D169)","v":1671.4}]
[null,null,null,1690,0,{"$f":"SUMIFS('XPLE Cables'!$I:$I,'XPLE Cables'!$I:$I,\"<\"&D171,'XPLE Cables'!$I:$I,\">\"&D170)","v":0}]
[null,null,null,1700,0,{"$f":"SUMIFS('XPLE Cables'!$I:$I,'XPLE Cables'!$I:$I,\"<\"&D172,'XPLE Cables'!$I:$I,\">\"&D171)","v":0}]
[null,null,null,"1700+",4,{"$f":"SUMIFS('XPLE Cables'!$I:$I,'XPLE Cables'!$I:$I,\">\"&D172)","v":8627.1829181199992}]

{"sheet":"MC Output","index":10,"n_rows":10001,"n_cols":13,"rows_kept":10001,"cut":false,"hidden":false,"merged":[]}
["Faulure rate","# segments","Unit cost","Volumes","Costs",null,"MC Output","Value",null,"Replaced (km)","Replaced (m)","MC Frequency","Norm Dist"]
[0.27287309217453004,232,0.2,34597.047743820011,6919.4095487640025,null,"Min",{"$f":"MIN(D:D)","v":17204.056893630004},null,{"$f":"K2/1000","v":17},17000,{"$f":"FREQUENCY(D:D,K2:K23)","v":0},{"$f":"_xlfn.NORM.DIST($K2,$H$4,$H$5,FALSE)","v":1.2432937562390101E-6}]
[0.21700525653362274,184,0.2,32597.055781259998,6519.4111562520002,null,"Max",{"$f":"MAX(D:D)","v":58391.575729359982},null,{"$f":"K3/1000","v":19},{"$f":"K2+2000","v":19000},8,3.1985093508802119E-6]
[0.23096323084831238,196,0.2,30196.779298000009,6039.3558596000021,null,"Average",{"$f":"AVERAGE(D:D)","v":33038.979427787308},null,21,{"$f":"K3+2000","v":21000},39,7.2568275027937416E-6]
[0.18926431810855865,161,0.2,29284.452208120005,5856.8904416240011,null,"Std Dev",{"$f":"_xlfn.STDEV.P(D:D)","v":5641.9143011299275},null,23,{"$f":"K4+2000","v":23000},197,1.4520155860040597E-5]
[0.20272851169109343,172,0.2,30071.395310080006,6014.2790620160013,null,null,null,null,25,25000,495,2.562247390270225E-5]
[0.25209592366218569,214,0.2,33066.90377816002,6613.3807556320044,null,null,null,null,27,27000,820,3.9874582040947474E-5]
[0.21992079770565032,187,0.2,32175.626700649998,6435.12534013,null,null,null,null,29,29000,1063,5.4726356018573703E-5]
[0.24421084964275358,207,0.2,33014.699683809995,6602.939936761999,null,null,null,null,31,31000,1178,6.6240289522255809E-5]
[0.22183574473857878,188,0.2,32555.333256799986,6511.0666513599972,null,null,null,null,33,33000,1299,7.070875909908085E-5]
[0.19097178196907044,162,0.2,31462.07841287,6292.4156825740001,null,null,null,null,35,35000,1279,6.6565548117507379E-5]
[0.20012828242778777,170,0.2,23288.967316850001,4657.7934633700006,null,null,null,null,37,37000,1099,5.5265119356336711E-5]
[0.28472717285156246,242,0.2,34709.001400300011,6941.8002800600025,null,null,null,null,39,39000,926,4.0464857492924652E-5]
[0.25205501139163972,214,0.2,36051.2596491,7210.2519298200004,null,null,null,null,41,41000,708,2.6129447169307872E-5]
[0.21672179245948792,184,0.2,29243.53564575002,5848.7071291500042,null,null,null,null,43,43000,465,1.4880164433450166E-5]
[0.2123844734430313,180,0.2,24218.890418849998,4843.7780837700002,null,null,null,null,45,45000,268,7.4732677554382575E-6]
[0.23172710323333739,197,0.2,29402.739078279992,5880.5478156559984,null,null,null,null,47,47000,97,3.3100812783907714E-6]
[0.19992094874382019,170,0.2,31047.115618529991,6209.4231237059985,null,null,null,null,49,49000,42,1.2929808011767121E-6]
[0.29252282559871673,248,0.2,41633.931628470018,8326.7863256940036,null,null,null,null,51,51000,13,4.4542111197234833E-7]
[0.24834740567207336,211,0.2,34980.305401499987,6996.0610802999981,null,null,null,null,53,53000,1,1.3532399871012298E-7]
[0.21273232626914979,181,0.2,27978.532262390025,5595.7064524780053,null,null,null,null,55,55000,2,3.6258025493461454E-8]
[0.25180913686752315,214,0.2,39855.589190250008,7971.1178380500023,null,null,null,null,57,57000,0,8.5675920805728808E-9]
[0.26338580095767972,224,0.2,40350.442652520003,8070.088530504001,null,null,null,null,59,59000,1,1.7854130900446761E-9]
[0.29157148790359499,248,0.2,39182.897278199984,7836.5794556399969]
[0.25225533950328827,214,0.2,37496.494690839994,7499.298938167999]
[0.26538730859756471,225,0.2,36414.604042350009,7282.9208084700022]
[0.20506655859947204,174,0.2,24751.770174209996,4950.3540348419992]
[0.24891728961467741,211,0.2,37936.137599190006,7587.2275198380012]
[0.27612312734127042,234,0.2,36849.538533569983,7369.907706713997]
[0.20200822877883912,171,0.2,27646.774364330005,5529.3548728660016]
[0.23692250633239745,201,0.2,31683.832401100022,6336.7664802200052]
[0.22505172371864318,191,0.2,34174.901033719994,6834.9802067439996]
[0.25990568947792053,221,0.2,43395.161669879992,8679.032333975998]
[0.25272789287567138,215,0.2,39206.774469170006,7841.3548938340018]
[0.24618578910827638,209,0.2,35011.307991710011,7002.2615983420028]
[0.27731902813911435,235,0.2,34796.86450489,6959.372900978]
[0.27846587634086606,236,0.2,36922.917698220008,7384.5835396440016]
[0.28437153303623197,242,0.2,32698.987086129993,6539.7974172259992]
[0.2666683566570282,226,0.2,32117.74140827002,6423.5482816540043]
[0.28644397294521329,243,0.2,42131.839344280001,8426.3678688560012]
[0.28890778720378874,245,0.2,40041.137701109954,8008.2275402219911]
[0.18878372633457183,160,0.2,26511.940318570003,5302.388063714001]
[0.28084718656539914,239,0.2,39587.864888609991,7917.5729777219985]
[0.26661012411117552,226,0.2,36470.47839317999,7294.0956786359984]
[0.24679179489612579,210,0.2,31994.905451990013,6398.9810903980033]
[0.26925969815254214,229,0.2,34506.596447949989,6901.3192895899983]
[0.25636508274078368,218,0.2,34531.03141090001,6906.2062821800027]
[0.26619313967227937,226,0.2,36668.214681959995,7333.6429363919997]
[0.29006329894065858,246,0.2,40887.513822239991,8177.5027644479987]
[0.22893361937999723,194,0.2,28969.798872609994,5793.959774521999]
[0.2781031494140625,236,0.2,35239.199259869994,7047.8398519739994]
[0.29791780936717988,253,0.2,36400.777199820011,7280.1554399640027]
[0.23550729238986967,200,0.2,34500.818498310007,6900.1636996620018]
[0.25218100976943969,214,0.2,32504.319841829983,6500.8639683659967]
[0.29337204229831693,249,0.2,35793.689821610016,7158.7379643220038]
[0.29459878528118133,250,0.2,38454.077239369988,7690.815447873998]
[0.22820292663574218,194,0.2,32802.298416959995,6560.4596833919995]
[0.26239993822574614,223,0.2,35198.445756550012,7039.6891513100027]
[0.26758256685733794,227,0.2,36878.665726120016,7375.7331452240032]
[0.2298122445344925,195,0.2,29807.973645220016,5961.5947290440035]
[0.24502128088474273,208,0.2,35062.581447420001,7012.5162894840005]
[0.22164084577560425,188,0.2,34068.355332080006,6813.6710664160018]
[0.258704189658165,220,0.2,41771.628367389996,8354.3256734779989]
[0.24131016898155211,205,0.2,28908.679117159998,5781.735823432]
[0.25830894899368284,219,0.2,29828.582973370005,5965.7165946740015]
[0.21650368881225585,184,0.2,26031.169267899979,5206.2338535799963]
[0.27701810109615327,235,0.2,44110.911887540009,8822.1823775080029]
[0.22226681506633758,189,0.2,33837.082295659973,6767.416459131995]
[0.29088080370426178,247,0.2,34012.898980809987,6802.5797961619974]
[0.22190797483921051,188,0.2,31045.496138829982,6209.0992277659971]
[0.22505393886566161,191,0.2,29661.495230489996,5932.299046098]
[0.19312842464447022,164,0.2,24565.779582259984,4913.1559164519967]
[0.19834904372692108,168,0.2,22670.21186403,4534.0423728060005]
[0.25301321196556092,215,0.2,37227.442316410008,7445.4884632820022]
[0.29328328013420102,249,0.2,43851.790162820012,8770.3580325640032]
[0.24940500926971435,212,0.2,33172.898058649997,6634.5796117299997]
[0.27908204734325409,237,0.2,38305.015772639999,7661.0031545279999]
[0.20665406477451323,175,0.2,34343.002358520003,6868.6004717040014]
[0.29770122778415681,253,0.2,44125.792226599995,8825.1584453199994]
[0.20136270368099213,171,0.2,28036.377520820017,5607.2755041640039]
[0.19677126109600068,167,0.2,25797.724925130016,5159.5449850260038]
[0.18611730086803435,158,0.2,24650.160048640002,4930.032009728001]
[0.23048382139205931,196,0.2,26719.695303480006,5343.9390606960014]
[0.20861658990383147,177,0.2,26851.786226569995,5370.3572453139996]
[0.27712427866458889,235,0.2,40684.53070813002,8136.9061416260047]
[0.22206401360034941,188,0.2,31676.146707439995,6335.2293414879996]
[0.1938188166618347,164,0.2,29477.299050750007,5895.4598101500014]
[0.28618272149562834,243,0.2,36269.519967669992,7253.9039935339988]
[0.24497286021709441,208,0.2,35262.508717070006,7052.5017434140018]
[0.21962303709983827,186,0.2,30275.657187300028,6055.1314374600061]
[0.25500475823879243,217,0.2,39573.249075469997,7914.6498150939997]
[0.25467084181308747,216,0.2,32216.412712420002,6443.2825424840012]
[0.27158602380752561,231,0.2,33227.350760979993,6645.4701521959987]
[0.27738405561447144,236,0.2,36854.155094790025,7370.8310189580052]
[0.23597661817073823,200,0.2,31471.349866970024,6294.2699733940053]
[0.24752668690681456,210,0.2,33081.040401710001,6616.2080803420004]
[0.23447398746013642,199,0.2,25155.244100489996,5031.0488200979999]
[0.26377399528026579,224,0.2,36167.103558990006,7233.4207117980013]
[0.22085987734794615,187,0.2,25270.120113549998,5054.0240227100003]
[0.26621105790138244,226,0.2,33791.088391760015,6758.2176783520035]
[0.24416024100780487,207,0.2,32992.25625228,6598.4512504560007]
[0.27585233581066132,234,0.2,38188.700688670004,7637.7401377340011]
[0.26417740345001217,224,0.2,40656.318719429997,8131.2637438860002]
[0.1931805213689804,164,0.2,26207.659699940003,5241.5319399880009]
[0.25902607226371765,220,0.2,33847.599547490012,6769.5199094980026]
[0.2599936090707779,221,0.2,31903.523037029987,6380.7046074059981]
[0.28876245725154875,245,0.2,37234.269050769988,7446.853810153998]
[0.21445412743091583,182,0.2,25738.252809020003,5147.650561804001]
[0.26285281348228451,223,0.2,34077.324454840003,6815.4648909680009]
[0.19805440878868102,168,0.2,22101.588834960003,4420.3177669920005]
[0.26671094048023225,226,0.2,31521.537051939991,6304.307410387999]
[0.25361179089546204,215,0.2,30800.270683640014,6160.054136728003]
[0.19379178643226624,164,0.2,22207.259636720006,4441.451927344001]
[0.28730816566944123,244,0.2,43334.005677039997,8666.801135407999]
[0.2880212731361389,245,0.2,42824.54563491002,8564.9091269820037]
[0.26874268555641173,228,0.2,33500.741683580003,6700.1483367160008]
[0.23139633285999298,196,0.2,33008.554317889997,6601.7108635779996]
[0.21723332834243775,184,0.2,28262.267271669993,5652.4534543339987]
[0.25148071753978729,214,0.2,32901.18106114999,6580.2362122299983]
[0.18624420976638795,158,0.2,20358.077332430006,4071.6154664860014]
[0.19876025927066804,169,0.2,25346.647231910018,5069.3294463820039]
[0.28062889945507047,238,0.2,39746.204659259987,7949.2409318519976]
[0.2911500391960144,247,0.2,42272.53018134999,8454.5060362699987]
[0.28880122232437133,245,0.2,40749.015021869956,8149.8030043739918]
[0.20610909104347228,175,0.2,25538.792399639995,5107.7584799279994]
[0.29760635018348691,253,0.2,42573.008404980006,8514.601680996002]
[0.21610855007171631,183,0.2,30115.235447129995,6023.0470894259997]
[0.21196500205993651,180,0.2,35437.027606280033,7087.405521256007]
[0.27048733127117153,230,0.2,40593.376833080009,8118.6753666160021]
[0.2522068305015564,214,0.2,34190.859001789999,6838.1718003579999]
[0.25421014559268951,216,0.2,32342.173591360013,6468.434718272003]
[0.21187506437301634,180,0.2,27002.525629700001,5400.5051259400007]
[0.27329290330410005,232,0.2,44000.218465920036,8800.0436931840068]
[0.21507850670814513,183,0.2,28179.536297140006,5635.9072594280015]
[0.21997297596931459,187,0.2,25160.523591959984,5032.1047183919973]
[0.23652626681327821,201,0.2,29033.396976500004,5806.6793953000015]
[0.27247341442108153,231,0.2,41174.17392555999,8234.8347851119979]
[0.2097498550415039,178,0.2,25055.010993430002,5011.0021986860011]
[0.28544475138187408,242,0.2,42768.294003670017,8553.6588007340033]
[0.27159435439109803,231,0.2,37304.143372450017,7460.8286744900033]
[0.27964547610282897,237,0.2,39482.727234260019,7896.5454468520038]
[0.24943134641647338,212,0.2,30965.353604839987,6193.0707209679977]
[0.26048647248744961,221,0.2,27391.618596040003,5478.3237192080014]
[0.2902291156053543,246,0.2,41303.363343349993,8260.6726686699985]
[0.25125696730613706,213,0.2,37673.073951079983,7534.6147902159973]
[0.29353033018112185,249,0.2,35390.775963230008,7078.1551926460015]
[0.29286204886436462,249,0.2,47011.43797597001,9402.2875951940023]
[0.22881903648376464,194,0.2,28662.255714249997,5732.45114285]
[0.22430647623538971,190,0.2,28910.005185710001,5782.0010371420003]
[0.28009516453742977,238,0.2,39374.450543840008,7874.8901087680024]
[0.29204680001735683,248,0.2,39713.164209790011,7942.6328419580022]
[0.28108129906654356,239,0.2,40859.141296279995,8171.828259255999]
[0.2705050184726715,230,0.2,33437.414451419994,6687.482890283999]
[0.28142550981044767,239,0.2,38351.931052490014,7670.3862104980035]
[0.25362946450710294,215,0.2,29103.576806919991,5820.7153613839982]
[0.20501685369014738,174,0.2,20831.764792930004,4166.3529585860006]
[0.24814484882354737,211,0.2,31982.71792495,6396.5435849900005]
[0.21118665647506712,179,0.2,32769.227042599996,6553.8454085199992]
[0.22526218986511232,191,0.2,33203.268270290013,6640.6536540580028]
[0.19713574790954591,167,0.2,23295.952845540003,4659.190569108001]
[0.26753409862518307,227,0.2,33261.318182390016,6652.2636364780037]
[0.26113645505905148,222,0.2,36606.645840670004,7321.3291681340015]
[0.27380927717685699,233,0.2,37114.253056650014,7422.8506113300027]
[0.21852862536907197,185,0.2,28008.076865589996,5601.6153731179993]
[0.29454405891895291,250,0.2,35608.149472379991,7121.6298944759983]
[0.1878746531009674,159,0.2,26305.347199610002,5261.069439922001]
[0.22857660698890686,194,0.2,31030.713194630003,6206.1426389260014]
[0.22199800765514374,188,0.2,28393.87983517001,5678.775967034002]
[0.28158531975746154,239,0.2,39448.930986790008,7889.786197358002]
[0.22394507431983948,190,0.2,29888.632830929982,5977.7265661859965]
[0.2189347175359726,186,0.2,32053.975210399989,6410.795042079998]
[0.21227781343460084,180,0.2,34430.797550690011,6886.1595101380026]
[0.21356520116329192,181,0.2,31932.398841909981,6386.4797683819961]
[0.25138560211658478,213,0.2,31423.804436490009,6284.7608872980018]
[0.28338160693645476,241,0.2,35123.825243230007,7024.7650486460016]
[0.23473014271259307,199,0.2,34678.15270827002,6935.6305416540044]
[0.20019956123828889,170,0.2,34441.275864329989,6888.2551728659982]
[0.25627915406227109,218,0.2,35391.785831130001,7078.3571662260001]
[0.23583797442913054,200,0.2,34095.81744341,6819.1634886820002]
[0.27483096957206726,233,0.2,33088.945690889996,6617.7891381779991]
[0.18671879482269288,158,0.2,22174.252987949996,4434.8505975899998]
[0.23181843388080597,197,0.2,32250.508612490004,6450.1017224980014]
[0.24728123366832733,210,0.2,34353.125974189999,6870.6251948380004]
[0.29350937461853027,249,0.2,33572.425690999975,6714.4851381999952]
[0.2057531454563141,175,0.2,26722.705922649991,5344.5411845299986]
[0.21048404717445374,179,0.2,24904.146416460011,4980.8292832920024]
[0.27556416964530944,234,0.2,39903.457103680004,7980.6914207360014]
[0.26666175878047943,226,0.2,41407.909467400015,8281.5818934800027]
[0.2538038020133972,215,0.2,38290.678720369986,7658.1357440739976]
[0.2893150277137756,246,0.2,39899.194314159984,7979.8388628319972]
[0.26992203390598296,229,0.2,32895.459497060001,6579.0918994120002]
[0.22045444428920746,187,0.2,30752.377208040005,6150.4754416080013]
[0.23055276954174042,196,0.2,25505.545938950007,5101.1091877900017]
[0.22547806477546692,191,0.2,28401.3173986,5680.2634797200008]
[0.28533911061286926,242,0.2,32442.286243299994,6488.4572486599991]
[0.25160134112834931,214,0.2,34139.872581570009,6827.9745163140024]
[0.24929631757736204,212,0.2,34671.060565430002,6934.2121130860005]
[0.24853065812587738,211,0.2,33328.093971070004,6665.6187942140014]
[0.21481522357463836,182,0.2,29185.051121569992,5837.0102243139991]
[0.20495880460739135,174,0.2,32652.379585240004,6530.4759170480011]
[0.29192325460910795,248,0.2,43780.938655579979,8756.1877311159969]
[0.27918840837478637,237,0.2,35175.781594500004,7035.1563189000008]
[0.24173110127449035,205,0.2,33756.846361849995,6751.3692723699996]
[0.19110869979858397,162,0.2,19729.618715039993,3945.9237430079988]
[0.2185840584039688,186,0.2,30269.016633479991,6053.8033266959983]
[0.21444100642204283,182,0.2,25642.238238070011,5128.4476476140026]
[0.27996642100811003,238,0.2,43386.422851489988,8677.2845702979976]
[0.29550972032546996,251,0.2,33690.135794140013,6738.0271588280029]
[0.20007757186889649,170,0.2,27618.634134020012,5523.7268268040025]
[0.29195782721042629,248,0.2,35637.67466235,7127.5349324700001]
[0.2276023907661438,193,0.2,32112.044943730016,6422.4089887460032]
[0.19266162657737732,163,0.2,23474.943690579992,4694.9887381159988]
[0.29472301697731018,250,0.2,35725.849681200001,7145.1699362400004]
[0.2063588522672653,175,0.2,29907.724829870011,5981.5449659740025]
[0.21270879542827606,181,0.2,32369.22671956999,6473.8453439139985]
[0.2031558176279068,172,0.2,25392.986884690003,5078.5973769380007]
[0.28130073451995852,239,0.2,35097.69347079999,7019.5386941599982]
[0.27902622699737545,237,0.2,38923.01178143001,7784.6023562860028]
[0.23271463751792906,198,0.2,33756.714998330004,6751.3429996660016]
[0.21841115462779997,185,0.2,28846.531073450024,5769.3062146900047]
[0.28772037327289579,244,0.2,38493.032899000034,7698.6065798000072]
[0.28936172246932984,246,0.2,41161.115267219975,8232.223053443995]
[0.26389417040348051,224,0.2,33312.661055839999,6662.5322111679998]
[0.28598290300369261,243,0.2,41104.616593130006,8220.9233186260008]
[0.23260185527801513,197,0.2,27599.954414850021,5519.9908829700043]
[0.29884272837638853,254,0.2,39379.621634679999,7875.9243269360004]
[0.24844756972789764,211,0.2,32403.864047320021,6480.7728094640042]
[0.21399763047695158,182,0.2,27599.232127740001,5519.8464255480003]
[0.28760805988311766,244,0.2,46034.956632289955,9206.9913264579918]
[0.22721955764293669,193,0.2,29406.989386929992,5881.397877385999]
[0.19138180840015412,162,0.2,24518.636677370007,4903.7273354740018]
[0.27743383526802062,236,0.2,33227.299018350001,6645.4598036700008]
[0.23627019989490508,201,0.2,29205.537700920009,5841.1075401840026]
[0.20798835790157319,176,0.2,25475.084093890011,5095.0168187780027]
[0.21893335175514222,186,0.2,32429.220848609999,6485.8441697220005]
[0.24564724338054655,209,0.2,31319.15601219,6263.8312024380002]
[0.21856451618671416,185,0.2,24426.921926499996,4885.3843852999989]
[0.1985208467245102,168,0.2,25133.722416850003,5026.744483370001]
[0.22908845543861389,194,0.2,32730.631855940006,6546.1263711880019]
[0.28733239638805386,244,0.2,46613.854741340001,9322.7709482680002]
[0.27776444935798644,236,0.2,37930.063521419979,7586.0127042839958]
[0.24111438667774199,205,0.2,33430.460570059993,6686.092114011999]
[0.28263998115062711,240,0.2,35036.436696559991,7007.2873393119989]
[0.21059888148307801,179,0.2,33204.985250519989,6640.9970501039979]
[0.29563500523567199,251,0.2,42062.953771290013,8412.5907542580026]
[0.20979816699028014,178,0.2,34156.643162110013,6831.3286324220026]
[0.25102108132839202,213,0.2,35156.458095419977,7031.291619083996]
[0.24095016682147979,205,0.2,43405.834642629998,8681.1669285259995]
[0.2105286558866501,179,0.2,27605.406199900001,5521.0812399800006]
[0.23907630193233489,203,0.2,31317.926743330001,6263.5853486660008]
[0.23855464160442352,203,0.2,29611.805598160005,5922.3611196320016]
[0.26556277406215667,225,0.2,35804.155845699999,7160.8311691400004]
[0.22524885141849518,191,0.2,28443.045012580002,5688.6090025160011]
[0.20792645609378815,176,0.2,25478.892460250008,5095.7784920500017]
[0.19477907609939574,165,0.2,25718.168609530017,5143.6337219060042]
[0.22179765915870667,188,0.2,35723.058122800016,7144.6116245600033]
[0.28544586575031278,242,0.2,36451.783105040035,7290.3566210080071]
[0.21774929451942443,185,0.2,33030.839655680007,6606.1679311360022]
[0.19912533044815064,169,0.2,26298.919587279983,5259.7839174559967]
[0.27083500742912292,230,0.2,37557.456701349976,7511.4913402699958]
[0.19248349750041963,163,0.2,26140.339301990007,5228.0678603980014]
[0.27160487973690034,231,0.2,42504.207386579998,8500.8414773160002]
[0.24595945680141448,209,0.2,32548.194282670011,6509.6388565340021]
[0.25755433809757233,219,0.2,35307.413770899984,7061.4827541799968]
[0.24157578957080841,205,0.2,28538.883332729987,5707.7766665459976]
[0.19173926246166229,163,0.2,26446.1432226,5289.2286445200007]
[0.28683710038661958,244,0.2,43253.672176060019,8650.7344352120035]
[0.2578879487514496,219,0.2,40758.815115120015,8151.7630230240029]
[0.22648295331001281,192,0.2,35173.209523819998,7034.6419047640002]
[0.29269119036197661,249,0.2,34518.196500570004,6903.6393001140013]
[0.22036787688732146,187,0.2,33985.144576959996,6797.0289153919994]
[0.22314159429073332,189,0.2,26619.506650500014,5323.9013301000032]
[0.23651922047138213,201,0.2,27255.219507479982,5451.0439014959966]
[0.24852815759181976,211,0.2,36612.191306439978,7322.4382612879963]
[0.29377393519878386,250,0.2,36490.587803549977,7298.1175607099958]
[0.19381830024719238,164,0.2,27984.317200760001,5596.8634401520003]
[0.24356168925762176,207,0.2,41337.603632140002,8267.5207264280016]
[0.26842449939250945,228,0.2,38892.253769370007,7778.4507538740017]
[0.27462394165992737,233,0.2,43599.649998940025,8719.9299997880062]
[0.29490252542495726,250,0.2,40485.576935890022,8097.1153871780043]
[0.20420095932483673,173,0.2,26632.422747080011,5326.4845494160027]
[0.2005462521314621,170,0.2,26835.706860930026,5367.1413721860054]
[0.22189185047149657,188,0.2,27412.20594086,5482.4411881720007]
[0.23322111117839811,198,0.2,26081.47473296,5216.2949465920001]
[0.22246025991439819,189,0.2,26448.40078284001,5289.6801565680025]
[0.20812887024879456,177,0.2,23149.091213550008,4629.8182427100019]
[0.23444184064865112,199,0.2,30407.091546620006,6081.4183093240017]
[0.18804415941238403,160,0.2,22690.206335820007,4538.0412671640015]
[0.24421498095989227,207,0.2,27102.563030960013,5420.5126061920027]
[0.19416092097759247,165,0.2,27920.888762449998,5584.1777524899999]
[0.19004421293735504,161,0.2,29524.599277970003,5904.9198555940011]
[0.2678817204236984,227,0.2,41261.453236769987,8252.290647353997]
[0.29637446343898771,252,0.2,39002.785572379973,7800.5571144759951]
[0.25686876368522643,218,0.2,29602.076513940006,5920.415302788002]
[0.19304581868648529,164,0.2,32360.141178049995,6472.0282356099997]
[0.26566629481315612,226,0.2,32719.019030590011,6543.8038061180023]
[0.21532215249538422,183,0.2,28713.763281250009,5742.7526562500025]
[0.29273189198970795,249,0.2,39821.325823190033,7964.2651646380073]
[0.25212219965457916,214,0.2,32526.120912540013,6505.2241825080027]
[0.2528184149265289,215,0.2,32868.675981080014,6573.7351962160028]
[0.27961691021919249,237,0.2,41153.576885120019,8230.7153770240038]
[0.29984724998474122,255,0.2,46677.523798419978,9335.5047596839959]
[0.27102892112731936,230,0.2,30108.194844750004,6021.6389689500011]
[0.24404887211322784,207,0.2,32507.600961249991,6501.5201922499982]
[0.24263911449909209,206,0.2,33317.862793610002,6663.5725587220004]
[0.26497609305381775,225,0.2,41410.158499869991,8282.0316999739989]
[0.25089097881317135,213,0.2,32833.073954490013,6566.6147908980029]
[0.27837933611869814,236,0.2,40832.417798760005,8166.4835597520014]
[0.27106999647617336,230,0.2,36027.153791040007,7205.4307582080019]
[0.21840035748481751,185,0.2,31654.609437250019,6330.9218874500039]
[0.25440588712692258,216,0.2,37019.762933819969,7403.9525867639941]
[0.19608915889263154,166,0.2,23079.401240149989,4615.8802480299983]
[0.19833391141891479,168,0.2,28169.865660580002,5633.9731321160007]
[0.20859889590740205,177,0.2,30819.869773589991,6163.9739547179988]
[0.26171829807758329,222,0.2,32115.453501320015,6423.0907002640033]
[0.24673219656944273,209,0.2,33457.179869520012,6691.4359739040028]
[0.29279808139801022,249,0.2,43534.839506490011,8706.9679012980032]
[0.25412668347358702,216,0.2,37605.086141540007,7521.0172283080019]
[0.29574309217929839,251,0.2,48359.334393479985,9671.866878695997]
[0.28571385776996611,243,0.2,33477.651934189998,6695.5303868379997]
[0.25181925451755521,214,0.2,29719.97113535001,5943.9942270700021]
[0.22629052090644836,192,0.2,32597.130692940002,6519.4261385880009]
[0.24099993288516997,205,0.2,31914.737533180014,6382.9475066360028]
[0.27264580857753751,232,0.2,36807.864737589996,7361.5729475179996]
[0.20254713463783264,172,0.2,28085.80576698,5617.1611533960004]
[0.19955491268634795,169,0.2,29937.344296900003,5987.468859380001]
[0.25659237992763517,218,0.2,32759.637937870011,6551.9275875740022]
[0.23487704229354858,199,0.2,31871.85718196,6374.3714363920008]
[0.22204131174087524,188,0.2,30886.796429940023,6177.3592859880046]
[0.19369177186489106,164,0.2,26459.079454990009,5291.815890998002]
[0.2738479878902435,233,0.2,37929.021861990004,7585.8043723980009]
[0.2194477958679199,186,0.2,30586.248173770011,6117.2496347540027]
[0.21649529707431792,184,0.2,28484.137130610012,5696.8274261220031]
[0.19181181192398072,163,0.2,33740.335030049981,6748.0670060099965]
[0.22760491847991943,193,0.2,31080.661113319984,6216.1322226639968]
[0.22048161721229553,187,0.2,35581.98307324999,7116.3966146499988]
[0.22484360861778258,191,0.2,32666.765901310009,6533.3531802620018]
[0.19724945425987245,167,0.2,27749.412121499998,5549.8824242999999]
[0.24511734080314634,208,0.2,31174.666450140008,6234.9332900280024]
[0.22997929108142853,195,0.2,28247.654062429996,5649.5308124859994]
[0.26822368204593661,228,0.2,40296.492837680002,8059.2985675360005]
[0.23898191356658935,203,0.2,27150.325630550004,5430.0651261100011]
[0.19400412797927857,165,0.2,33871.795418479996,6774.3590836959993]
[0.24433899521827696,207,0.2,29357.01831339001,5871.4036626780025]
[0.20004051232337952,170,0.2,25799.814769249988,5159.9629538499976]
[0.2268073500394821,193,0.2,36588.208310390008,7317.6416620780019]
[0.29798419582843783,253,0.2,48694.325495349985,9738.8650990699971]
[0.28516546618938443,242,0.2,40998.230196249999,8199.6460392499994]
[0.2142507619857788,182,0.2,34073.501881099997,6814.7003762200002]
[0.24507816803455351,208,0.2,32112.959747890014,6422.5919495780036]
[0.22759497070312501,193,0.2,30418.193654059985,6083.6387308119974]
[0.28383520245552063,241,0.2,37456.839331759998,7491.3678663520004]
[0.22267035913467406,189,0.2,27937.422052539994,5587.4844105079992]
[0.27839871525764465,236,0.2,36291.164503240019,7258.232900648004]
[0.28332187950611115,241,0.2,38579.18514508001,7715.8370290160019]
[0.27282954347133637,232,0.2,39622.61473595001,7924.522947190002]
[0.19832905983924864,168,0.2,24377.993860940005,4875.598772188001]
[0.20132102358341217,171,0.2,27484.851461369995,5496.9702922739998]
[0.22383167374134064,190,0.2,31718.546593770025,6343.7093187540049]
[0.21900208926200865,186,0.2,26107.823591510009,5221.5647183020019]
[0.29663653028011322,252,0.2,35395.233891500015,7079.0467783000031]
[0.29583627104759214,251,0.2,41760.014241239987,8352.0028482479975]
[0.21555844616889952,183,0.2,29343.059360980013,5868.6118721960029]
[0.29409473061561586,250,0.2,37114.012325900003,7422.8024651800006]
[0.24231446635723114,206,0.2,35039.729869640018,7007.9459739280037]
[0.26209497499465939,223,0.2,36792.255852269991,7358.4511704539982]
[0.24070236253738403,204,0.2,30585.921891510006,6117.1843783020013]
[0.24461721360683442,208,0.2,29472.718626090009,5894.5437252180018]
[0.24988403820991517,212,0.2,36468.097809530009,7293.6195619060018]
[0.27615355503559114,235,0.2,42244.795075060028,8448.9590150120057]
[0.28162578356266021,239,0.2,37621.39297138001,7524.278594276002]
[0.28085724985599514,239,0.2,36529.99654165002,7305.9993083300042]
[0.18786032259464264,159,0.2,22719.808993090006,4543.961798618001]
[0.27689520800113676,235,0.2,42567.64835287998,8513.5296705759956]
[0.29272834503650663,249,0.2,37091.35856078002,7418.2717121560045]
[0.28905512845516201,245,0.2,40594.559060490006,8118.911812098002]
[0.26023477470874784,221,0.2,32342.239403939999,6468.4478807880005]
[0.22054008758068083,187,0.2,29834.770528839999,5966.9541057679999]
[0.20953694951534271,178,0.2,25153.262030090005,5030.6524060180018]
[0.21506259298324584,183,0.2,25062.649408010006,5012.5298816020013]
[0.2154687123298645,183,0.2,31691.446494790001,6338.2892989580005]
[0.29381321668624877,250,0.2,42400.191381020013,8480.0382762040026]
[0.27014009678363798,229,0.2,37228.880181010034,7445.7760362020072]
[0.22480491149425508,191,0.2,31113.313062180012,6222.6626124360027]
[0.25352713286876677,215,0.2,38023.279482170015,7604.6558964340038]
[0.297808275103569,253,0.2,37112.18296228,7422.4365924560007]
[0.21938346827030181,186,0.2,22186.703335220005,4437.3406670440008]
[0.25853705477714539,220,0.2,39795.561805240046,7959.1123610480099]
[0.23290847647190094,198,0.2,32673.493096730006,6534.6986193460016]
[0.22017801976203918,187,0.2,24242.110302230009,4848.4220604460015]
[0.22032780718803405,187,0.2,25415.060041430002,5083.0120082860012]
[0.19424460053443909,165,0.2,32538.711202480001,6507.7422404960007]
[0.25617031288146974,218,0.2,36253.286601329994,7250.6573202659993]
[0.22913854086399077,194,0.2,32496.702552020026,6499.3405104040057]
[0.26697951006889342,227,0.2,37835.084262009987,7567.0168524019973]
[0.20376864552497864,173,0.2,25517.501038450002,5103.5002076900009]
[0.28741644287109375,244,0.2,39392.405182060007,7878.4810364120021]
[0.21031502330303192,178,0.2,25420.337976190007,5084.0675952380016]
[0.29761932849884032,253,0.2,43025.411816779982,8605.0823633559976]
[0.24856987166404723,211,0.2,31914.554730359992,6382.9109460719992]
[0.28819912362098693,245,0.2,32327.67874256002,6465.5357485120039]
[0.20663734245300291,175,0.2,27130.504651320021,5426.100930264005]
[0.19001498794555663,161,0.2,26952.295257450005,5390.459051490001]
[0.19259310650825501,163,0.2,26434.715708600008,5286.9431417200021]
[0.20258396315574645,172,0.2,29749.722856910023,5949.9445713820051]
[0.19586496698856354,166,0.2,31469.254987029992,6293.8509974059989]
[0.28416391396522522,241,0.2,42089.497649350022,8417.8995298700047]
[0.22469986867904662,191,0.2,30389.77582422,6077.9551648440001]
[0.19140362691879273,162,0.2,21182.896138710003,4236.5792277420005]
[0.20719420731067656,176,0.2,37959.175240569988,7591.8350481139978]
[0.28146169281005862,239,0.2,39814.692869330021,7962.9385738660048]
[0.23589098167419434,200,0.2,32113.075056050016,6422.615011210004]
[0.27514704930782319,234,0.2,39729.639536660012,7945.9279073320031]
[0.24346817064285278,207,0.2,30663.021456340022,6132.604291268005]
[0.19926101160049439,169,0.2,23113.818356150001,4622.76367123]
[0.27372605967521668,232,0.2,38021.564962620039,7604.3129925240082]
[0.19856165707111359,168,0.2,23245.798094580012,4649.1596189160027]
[0.23666114616394043,201,0.2,31039.487021520017,6207.8974043040034]
[0.20348146462440492,173,0.2,27488.688905530005,5497.7377811060014]
[0.28018647480010983,238,0.2,40081.701759700001,8016.3403519400008]
[0.24159486973285674,205,0.2,27116.984496490004,5423.3968992980008]
[0.24189122378826142,205,0.2,38066.368361579996,7613.2736723159996]
[0.26889252054691315,228,0.2,28960.424368270011,5792.0848736540029]
[0.27851470470428463,237,0.2,30281.00563878,6056.2011277560005]
[0.24172253966331481,205,0.2,33112.417894169994,6622.4835788339988]
[0.20806615304946899,177,0.2,26149.423788550008,5229.8847577100023]
[0.28166411375999451,239,0.2,40465.964920159982,8093.1929840319972]
[0.24808639883995054,211,0.2,33355.88009672999,6671.1760193459986]
[0.20434654068946839,173,0.2,21523.945588209994,4304.7891176419989]
[0.21111922359466553,179,0.2,31360.544075759994,6272.1088151519989]
[0.28392686605453488,241,0.2,39848.230020350027,7969.6460040700058]
[0.1878033607006073,159,0.2,26740.689536890004,5348.1379073780008]
[0.29814453577995298,253,0.2,34759.740800930005,6951.9481601860016]
[0.27156955289840701,231,0.2,36387.369305729997,7277.4738611459998]
[0.23162738084793089,197,0.2,36602.292776019996,7320.4585552039998]
[0.29842511200904842,253,0.2,38824.376961260023,7764.8753922520045]
[0.21640981006622315,184,0.2,24239.409651439993,4847.8819302879992]
[0.28030385720729828,238,0.2,34986.763767389981,6997.3527534779969]
[0.25708355140686034,218,0.2,28510.954659750005,5702.190931950001]
[0.27211293661594393,231,0.2,45004.029663950023,9000.8059327900046]
[0.21203972589969636,180,0.2,28861.513261820008,5772.3026523640019]
[0.25643422794342041,218,0.2,33184.017436829999,6636.8034873659999]
[0.27107548677921295,230,0.2,34439.419409869981,6887.8838819739967]
[0.22506139969825745,191,0.2,30823.663144610007,6164.7326289220018]
[0.21090315842628479,179,0.2,27073.832321960002,5414.7664643920007]
[0.18705820155143738,159,0.2,28913.87857008,5782.7757140160002]
[0.26391744303703307,224,0.2,33204.54261116001,6640.9085222320027]
[0.2755378257036209,234,0.2,42445.139959570028,8489.0279919140066]
[0.19221590638160704,163,0.2,25876.53404464003,5175.3068089280059]
[0.24465148043632506,208,0.2,37376.914475749996,7475.38289515]
[0.26243046104907986,223,0.2,35663.648510559979,7132.7297021119957]
[0.29511461555957796,251,0.2,40219.224751750044,8043.8449503500087]
[0.20339097654819488,173,0.2,30601.190511750021,6120.2381023500047]
[0.27073078000545503,230,0.2,36420.760369830023,7284.1520739660045]
[0.22644918251037596,192,0.2,31597.438573119991,6319.4877146239987]
[0.28796712434291838,245,0.2,35382.879216050009,7076.5758432100019]
[0.24596960842609406,209,0.2,33296.901265500012,6659.3802531000028]
[0.27251757466793058,231,0.2,35879.038160840035,7175.8076321680073]
[0.2802253621816635,238,0.2,36001.342086500001,7200.2684173000007]
[0.22220371055603028,189,0.2,26571.820949990019,5314.3641899980039]
[0.27102472186088561,230,0.2,32439.823772680003,6487.9647545360012]
[0.20706802546977995,176,0.2,30076.963688710017,6015.3927377420041]
[0.24223612761497498,206,0.2,34773.512353590013,6954.7024707180026]
[0.2893664721250534,246,0.2,33938.89540151001,6787.7790803020025]
[0.23441607427597044,199,0.2,32374.490707390021,6474.8981414780046]
[0.28320046091079709,241,0.2,36679.003273049988,7335.8006546099978]
[0.2998823525905609,255,0.2,40056.625611970012,8011.3251223940024]
[0.20865069365501404,177,0.2,23567.072794120002,4713.4145588240008]
[0.24522128963470458,208,0.2,27594.124293560006,5518.8248587120015]
[0.22560831677913665,191,0.2,31938.77352015,6387.7547040300005]
[0.29808944928646086,253,0.2,40337.54635895,8067.5092717900006]
[0.25596435177326204,217,0.2,33558.637781789999,6711.7275563580006]
[0.2069564527273178,176,0.2,26394.538824189989,5278.907764837998]
[0.19607221913337708,166,0.2,22398.26349682,4479.652699364]
[0.21669804418087005,184,0.2,35013.712283540015,7002.7424567080034]
[0.24171566319465637,205,0.2,32639.398007599986,6527.8796015199978]
[0.24991452026367186,212,0.2,29267.807311040004,5853.5614622080011]
[0.24121966731548308,205,0.2,28756.978020290011,5751.3956040580024]
[0.2049457107782364,174,0.2,26216.924090690001,5243.3848181380008]
[0.26277950978279113,223,0.2,35369.490868360008,7073.8981736720016]
[0.20888082432746888,177,0.2,27615.116910249992,5523.0233820499989]
[0.18782411241531372,159,0.2,24470.875123119997,4894.1750246239999]
[0.20466183900833129,174,0.2,29513.223702089985,5902.6447404179971]
[0.29075240671634672,247,0.2,43405.97476302,8681.1949526040007]
[0.20127084982395171,171,0.2,27480.307526880009,5496.0615053760021]
[0.25439934360980987,216,0.2,35324.382324049991,7064.8764648099987]
[0.25744167137145996,219,0.2,34523.192332589999,6904.6384665180003]
[0.29547998571395873,251,0.2,38994.80867173001,7798.9617343460022]
[0.2535401315689087,215,0.2,31030.270052980006,6206.0540105960017]
[0.27845170211791992,236,0.2,42291.35416332,8458.2708326640004]
[0.19194887244701386,163,0.2,30946.589502759998,6189.3179005519996]
[0.22733308732509613,193,0.2,37824.934484010017,7564.9868968020037]
[0.29843665659427643,253,0.2,40004.698431310033,8000.9396862620069]
[0.24653849351406096,209,0.2,34548.013922750019,6909.6027845500039]
[0.24772245562076567,210,0.2,31543.620617800003,6308.7241235600013]
[0.26436052680015565,224,0.2,36636.825685640011,7327.365137128003]
[0.26909443867206573,228,0.2,36961.708071810019,7392.3416143620043]
[0.24498931074142455,208,0.2,32298.758750060009,6459.751750012002]
[0.23907393729686738,203,0.2,31725.402538940012,6345.0805077880032]
[0.24267446172237395,206,0.2,37166.322237259978,7433.2644474519957]
[0.27919082736968992,237,0.2,40199.198878649993,8039.839775729999]
[0.1888680989742279,160,0.2,25840.06262397,5168.0125247940005]
[0.28320071232318877,241,0.2,46337.600018189973,9267.5200036379956]
[0.28763460767269133,244,0.2,41261.354058809979,8252.2708117619968]
[0.24024608302116393,204,0.2,26358.983438100007,5271.7966876200016]
[0.26489683020114896,225,0.2,34704.238864670006,6940.8477729340011]
[0.22284394919872283,189,0.2,32836.914350489998,6567.3828700980002]
[0.23912632620334626,203,0.2,32626.474643220015,6525.2949286440034]
[0.19857155048847197,168,0.2,24720.329564650005,4944.0659129300011]
[0.26267876815795899,223,0.2,38266.157332310038,7653.231466462008]
[0.29565950775146482,251,0.2,37823.197799910013,7564.6395599820025]
[0.21002988767623901,178,0.2,24288.52951154999,4857.7059023099982]
[0.29890575134754183,254,0.2,39422.641549209977,7884.5283098419959]
[0.29219706988334654,248,0.2,37609.630902950033,7521.9261805900069]
[0.22454655468463897,191,0.2,31067.269949270005,6213.4539898540015]
[0.19057364666461946,162,0.2,28541.613158970016,5708.3226317940034]
[0.22428166794776916,190,0.2,29109.99662038,5821.9993240760004]
[0.21102955090999603,179,0.2,25226.067957480012,5045.2135914960027]
[0.25379806029796598,215,0.2,33298.327927219987,6659.6655854439978]
[0.29119077479839323,247,0.2,36845.147010030014,7369.0294020060028]
[0.25258051764965056,214,0.2,36688.774408199999,7337.7548816400003]
[0.27019474840164182,229,0.2,36681.205682220003,7336.2411364440013]
[0.28048323655128476,238,0.2,42124.740906200008,8424.9481812400027]
[0.28069997441768646,238,0.2,41686.15657109001,8337.2313142180028]
[0.27268008899688723,232,0.2,38440.254016250015,7688.0508032500038]
[0.29659853303432465,252,0.2,39220.764981500011,7844.152996300003]
[0.26613780856132507,226,0.2,39383.423597750021,7876.684719550005]
[0.22261642777919768,189,0.2,29136.954106100013,5827.3908212200031]
[0.27403565704822541,233,0.2,36843.286433120003,7368.6572866240012]
[0.26076332509517669,221,0.2,28865.377656240009,5773.0755312480023]
[0.25654523670673368,218,0.2,32855.674665120001,6571.1349330240009]
[0.26874165272712708,228,0.2,36889.407363320024,7377.8814726640048]
[0.29629416096210481,252,0.2,39465.865035990006,7893.1730071980019]
[0.22647812891006469,192,0.2,29606.02925191,5921.2058503820008]
[0.19430203807353974,165,0.2,31307.183649470015,6261.4367298940033]
[0.26088390791416166,222,0.2,36213.28502537997,7242.6570050759947]
[0.18971461129188538,161,0.2,25792.590183720007,5158.5180367440016]
[0.28504917097091675,242,0.2,41223.16819343,8244.6336386860003]
[0.20302027237415313,172,0.2,29866.982941640003,5973.3965883280007]
[0.19198690366744994,163,0.2,25398.39749815,5079.6794996300005]
[0.27466393661499022,233,0.2,33530.873283539979,6706.1746567079963]
[0.26937825608253479,229,0.2,37363.023498810006,7472.6046997620015]
[0.24069896507263183,204,0.2,36277.131000299996,7255.4262000599992]
[0.25894394195079801,220,0.2,28890.509748970009,5778.1019497940024]
[0.29653459954261779,252,0.2,41883.095150030022,8376.6190300060043]
[0.23863336765766144,203,0.2,37230.136125179997,7446.0272250359994]
[0.29350462496280671,249,0.2,34835.21582469,6967.0431649380007]
[0.26241620528697968,223,0.2,33707.777255069996,6741.5554510139991]
[0.23322453582286834,198,0.2,32129.943401629993,6425.9886803259988]
[0.26174229097366331,222,0.2,31627.769908960017,6325.5539817920035]
[0.1938337723016739,164,0.2,23263.146726439994,4652.6293452879991]
[0.22151024723052978,188,0.2,28581.260232689994,5716.2520465379994]
[0.20801942431926726,177,0.2,27583.935636179991,5516.7871272359989]
[0.19706775104999541,167,0.2,28695.232384429994,5739.0464768859993]
[0.25930979454517367,220,0.2,34657.095695719996,6931.4191391439999]
[0.19617040586471557,166,0.2,29557.5197573,5911.5039514600003]
[0.26467890322208404,225,0.2,34416.200971240003,6883.240194248001]
[0.28760294330120084,244,0.2,36587.46875991,7317.4937519820005]
[0.29348242592811585,249,0.2,39116.25509282,7823.2510185640003]
[0.24787574243545532,210,0.2,36314.843620219996,7262.9687240439998]
[0.18930011379718781,161,0.2,27421.676821320008,5484.3353642640022]
[0.24050214993953706,204,0.2,40017.461316280001,8003.492263256001]
[0.24871131491661069,211,0.2,39591.918213399978,7918.3836426799962]
[0.20344765305519102,173,0.2,31094.448551240013,6218.8897102480032]
[0.27173956203460692,231,0.2,36057.906728640002,7211.581345728001]
[0.28968018722534178,246,0.2,40409.980789729983,8081.9961579459969]
[0.29192648899555207,248,0.2,42445.954646270031,8489.1909292540058]
[0.19011707496643065,161,0.2,22378.574712170008,4475.7149424340014]
[0.19800676274299622,168,0.2,30168.457659600008,6033.6915319200016]
[0.27890079939365386,237,0.2,40352.375910919996,8070.475182184]
[0.27999036633968355,238,0.2,33426.233693729999,6685.2467387460001]
[0.29020263576507566,246,0.2,35479.321970129975,7095.8643940259954]
[0.20178935730457306,171,0.2,22839.14821878001,4567.829643756002]
[0.27321871626377103,232,0.2,31705.172148060003,6341.0344296120011]
[0.23721226930618286,201,0.2,34575.920252619988,6915.1840505239979]
[0.28883526492118833,245,0.2,31360.325341629999,6272.0650683260001]
[0.26782011079788204,227,0.2,27528.30630315001,5505.6612606300023]
[0.2250525255203247,191,0.2,30667.309866450003,6133.461973290001]
[0.1874771089553833,159,0.2,26879.702021330009,5375.9404042660026]
[0.2760692911148071,234,0.2,42017.967400359994,8403.5934800719988]
[0.29995393717288971,255,0.2,39602.856745999976,7920.5713491999959]
[0.21815037882328034,185,0.2,30252.602386099996,6050.5204772199995]
[0.28949296653270717,246,0.2,41343.837755889988,8268.767551177998]
[0.22777481889724732,193,0.2,38140.010140790007,7628.0020281580018]
[0.27253281569480897,231,0.2,44249.086162349988,8849.8172324699972]
[0.2342436053752899,199,0.2,32636.731198870002,6527.3462397740004]
[0.23589488196372985,200,0.2,25629.557386750006,5125.9114773500014]
[0.21597097313404082,183,0.2,28189.44917829,5637.8898356580003]
[0.20982417118549346,178,0.2,29412.787245029995,5882.5574490059989]
[0.24129486680030821,205,0.2,28720.071195100005,5744.0142390200017]
[0.2897027463912964,246,0.2,39640.71557161001,7928.1431143220025]
[0.27521221268177032,234,0.2,45568.294932169985,9113.6589864339967]
[0.24707294869422913,210,0.2,29844.744059950022,5968.9488119900052]
[0.28346667945384979,241,0.2,34747.887420940009,6949.577484188002]
[0.24673645699024199,209,0.2,31851.438967650014,6370.287793530003]
[0.25535494172573092,217,0.2,32170.510433860007,6434.1020867720017]
[0.21909074270725248,186,0.2,26572.217084409989,5314.443416881998]
[0.20813427901268006,177,0.2,29552.569255509999,5910.5138511020004]
[0.29711432933807369,252,0.2,40834.82225320999,8166.9644506419982]
[0.24251559627056121,206,0.2,30407.255036960021,6081.4510073920046]
[0.26334067583084109,224,0.2,40812.280688740015,8162.4561377480031]
[0.19076791369915008,162,0.2,23301.053004499994,4660.210600899999]
[0.21482512378692625,182,0.2,30912.513200259997,6182.5026400520001]
[0.25108282005786897,213,0.2,45410.346180869994,9082.0692361739984]
[0.19434769999980928,165,0.2,27981.833598490011,5596.3667196980023]
[0.21407086622714996,182,0.2,33353.58542849002,6670.7170856980047]
[0.22874919819831846,194,0.2,30518.436298420009,6103.6872596840021]
[0.18963125789165497,161,0.2,25209.391940729995,5041.8783881459995]
[0.25590770924091338,217,0.2,31541.12589417999,6308.2251788359981]
[0.23277925050258635,198,0.2,30650.792803960016,6130.1585607920033]
[0.25700010967254638,218,0.2,39497.162007070008,7899.432401414002]
[0.21423997843265533,182,0.2,28257.848145590011,5651.5696291180029]
[0.21870286774635314,186,0.2,26848.411638330021,5369.6823276660043]
[0.20246845614910125,172,0.2,28560.665921480006,5712.1331842960017]
[0.28681725239753719,244,0.2,37554.060430949998,7510.8120861899997]
[0.2386367379426956,203,0.2,34493.503851919995,6898.700770383999]
[0.29025338709354398,247,0.2,36902.052613410007,7380.410522682002]
[0.24983274328708649,212,0.2,41023.606066140019,8204.7212132280038]
[0.2486649055480957,211,0.2,32637.567013660024,6527.5134027320055]
[0.26496939325332641,225,0.2,31714.067855770016,6342.8135711540035]
[0.19668520331382752,167,0.2,24762.820445020003,4952.5640890040013]
[0.27603807520866391,234,0.2,34836.687938720002,6967.3375877440012]
[0.22785379636287689,193,0.2,32087.377680640024,6417.4755361280049]
[0.21535472738742828,183,0.2,25111.742210690012,5022.3484421380026]
[0.21628161013126374,184,0.2,32825.137375230006,6565.0274750460012]
[0.19929085493087767,169,0.2,26246.616949250005,5249.3233898500011]
[0.205578298330307,174,0.2,27116.884479780012,5423.376895956003]
[0.23929077708721161,203,0.2,34493.923590059989,6898.7847180119979]
[0.21736498010158539,184,0.2,33843.471758260006,6768.6943516520014]
[0.21837290596961975,185,0.2,32494.416263660001,6498.883252732001]
[0.21562015771865845,183,0.2,29286.251694440023,5857.250338888005]
[0.19230468893051147,163,0.2,23884.332450750007,4776.8664901500015]
[0.20615136909484863,175,0.2,24534.665860480007,4906.9331720960017]
[0.24467818450927734,208,0.2,38446.831015119998,7689.3662030240002]
[0.25416860139369962,216,0.2,37248.44193986999,7449.688387973998]
[0.25904148316383363,220,0.2,35148.361286310021,7029.6722572620047]
[0.28454436886310575,242,0.2,39846.905206900003,7969.3810413800011]
[0.22630894875526428,192,0.2,32494.241511690005,6498.8483023380013]
[0.25715680754184722,218,0.2,33598.529876440007,6719.7059752880014]
[0.29131150031089781,247,0.2,32542.027510250016,6508.4055020500036]
[0.20119915652275086,171,0.2,27733.302719230007,5546.6605438460019]
[0.23721780037879944,201,0.2,30419.440601770013,6083.8881203540031]
[0.25145574617385863,213,0.2,33748.50408109001,6749.7008162180027]
[0.22885362267494203,194,0.2,27629.192147270001,5525.838429454001]
[0.28254006850719449,240,0.2,39445.658028040038,7889.1316056080077]
[0.21857330203056335,186,0.2,25767.46189037001,5153.4923780740028]
[0.19479825818538665,165,0.2,23048.550855650006,4609.7101711300011]
[0.2842221804857254,241,0.2,35902.710410250031,7180.5420820500067]
[0.22695898568630218,193,0.2,32968.317074299979,6593.663414859996]
[0.28507804262638092,242,0.2,38898.371519849992,7779.6743039699986]
[0.21490039801597594,182,0.2,28638.463010960008,5727.6926021920017]
[0.24311153876781463,206,0.2,33754.66877194,6750.9337543880001]
[0.25689489698410034,218,0.2,33319.729685740007,6663.9459371480016]
[0.23280146992206574,198,0.2,34431.759607200001,6886.3519214400003]
[0.27029423975944517,230,0.2,31497.000658630001,6299.4001317260008]
[0.22153252780437468,188,0.2,33283.169310820027,6656.6338621640061]
[0.26461522793769837,225,0.2,45084.30571393,9016.8611427859996]
[0.22056610536575316,187,0.2,26646.371579069997,5329.2743158140001]
[0.28229404449462892,240,0.2,37747.348452880011,7549.4696905760029]
[0.25459151780605316,216,0.2,28558.462833230005,5711.6925666460011]
[0.22467349076271056,191,0.2,26467.825686030017,5293.5651372060038]
[0.22075743699073791,187,0.2,29919.608010980002,5983.921602196001]
[0.26005384612083438,221,0.2,41204.673284260032,8240.9346568520068]
[0.29019119310379027,246,0.2,34866.323064470009,6973.2646128940023]
[0.19158780348300933,163,0.2,29742.701878859985,5948.5403757719978]
[0.18688236916065215,159,0.2,21334.686724170013,4266.9373448340029]
[0.20623628532886504,175,0.2,21854.975756519998,4370.9951513039996]
[0.26468344223499296,225,0.2,36254.665808849975,7250.9331617699954]
[0.26929204881191254,229,0.2,39267.966546650008,7853.5933093300018]
[0.21435818302631376,182,0.2,28559.054700280005,5711.8109400560015]
[0.27694402956962583,235,0.2,37074.024433860024,7414.8048867720054]
[0.20638730263710023,175,0.2,28060.424713180008,5612.0849426360019]
[0.23777433228492736,202,0.2,36779.107797860022,7355.8215595720048]
[0.28899139201641083,245,0.2,42423.183836209973,8484.6367672419947]
[0.25437262594699861,216,0.2,31834.208526510021,6366.8417053020048]
[0.29072108888626097,247,0.2,41539.792901760004,8307.9585803520004]
[0.26865153837203981,228,0.2,34086.708890550013,6817.3417781100034]
[0.2586296628713608,220,0.2,36760.203252939988,7352.0406505879982]
[0.21366257929801941,181,0.2,29328.758782170004,5865.7517564340014]
[0.1886817955970764,160,0.2,24062.982891219999,4812.5965782439998]
[0.26808844935894011,228,0.2,41019.599093410012,8203.9198186820031]
[0.186327800989151,158,0.2,24589.036137120005,4917.8072274240012]
[0.24252203786373139,206,0.2,34817.505540399994,6963.5011080799995]
[0.26382732868194581,224,0.2,31207.913845990006,6241.5827691980012]
[0.29737625348567964,253,0.2,40492.652677099992,8098.5305354199991]
[0.28478094112873076,242,0.2,36545.335816920022,7309.0671633840047]
[0.27603087258338926,234,0.2,34765.854585920009,6953.1709171840021]
[0.23672751224040983,201,0.2,29556.592614080007,5911.3185228160019]
[0.19122623169422148,162,0.2,21214.311439110003,4242.8622878220003]
[0.22002820515632629,187,0.2,30707.867783119986,6141.5735566239973]
[0.23216316103935242,197,0.2,31018.144296939994,6203.628859387999]
[0.19323341989517212,164,0.2,23549.315828940013,4709.8631657880023]
[0.21787786138057708,185,0.2,31341.278051679987,6268.2556103359975]
[0.29047800028324128,247,0.2,34867.303127920015,6973.4606255840035]
[0.22608701956272126,192,0.2,34732.364175140014,6946.4728350280029]
[0.25980736684799194,221,0.2,33670.183344210025,6734.0366688420054]
[0.27000665116310119,229,0.2,32824.156714860037,6564.8313429720074]
[0.27213393974304201,231,0.2,39767.902844669974,7953.580568933995]
[0.26897614574432371,228,0.2,41651.037206330024,8330.2074412660058]
[0.2679254254102707,228,0.2,43569.946978250031,8713.9893956500073]
[0.28393761563301084,241,0.2,44195.853021129988,8839.1706042259975]
[0.22488626718521118,191,0.2,31608.528163900006,6321.7056327800019]
[0.18695599222183226,159,0.2,31789.988713549999,6357.9977427100002]
[0.23005324029922486,195,0.2,27886.343142270005,5577.2686284540014]
[0.23753964900970459,202,0.2,27878.280771420013,5575.6561542840027]
[0.25072135698795317,213,0.2,39183.834248400024,7836.7668496800052]
[0.25658199727535247,218,0.2,29998.448873870013,5999.6897747740031]
[0.24884203577041625,211,0.2,34113.344233410004,6822.6688466820015]
[0.19086152744293214,162,0.2,24802.611764450019,4960.5223528900042]
[0.2252090059518814,191,0.2,34519.07693612,6903.815387224]
[0.28098744070529935,239,0.2,33974.901202120011,6794.9802404240027]
[0.21437875807285309,182,0.2,32756.530757940018,6551.3061515880036]
[0.2904893410205841,247,0.2,38469.154655620012,7693.8309311240027]
[0.22733666825294493,193,0.2,29473.251356440003,5894.650271288001]
[0.21434830999374388,182,0.2,27489.155065160005,5497.8310130320015]
[0.27405851519107816,233,0.2,41304.883176820011,8260.9766353640025]
[0.23765363395214079,202,0.2,33373.613465810005,6674.7226931620016]
[0.2124047155380249,180,0.2,29212.306682420018,5842.4613364840043]
[0.23737444388866424,202,0.2,29779.699739319993,5955.9399478639989]
[0.27268454647064211,232,0.2,38165.114584740018,7633.0229169480044]
[0.19281691110134125,164,0.2,32377.864903750018,6475.5729807500038]
[0.22533295226097105,191,0.2,29170.343111770017,5834.0686223540033]
[0.23344729399681091,198,0.2,28228.870487110009,5645.7740974220023]
[0.26589075171947479,226,0.2,37391.323661259979,7478.2647322519961]
[0.1974671230316162,168,0.2,21055.662037120015,4211.1324074240028]
[0.26706597554683686,227,0.2,38404.608444510006,7680.9216889020017]
[0.22779772460460662,193,0.2,29014.620258160001,5802.9240516320006]
[0.19151988136768341,162,0.2,20853.409278939995,4170.6818557879988]
[0.26209990811347961,223,0.2,36710.865100210001,7342.1730200420006]
[0.20028300976753236,170,0.2,29525.457477500004,5905.0914955000007]
[0.18883929526805879,160,0.2,24782.600005669989,4956.5200011339984]
[0.25554293704032899,217,0.2,42671.515683390004,8534.3031366780015]
[0.18669302845001221,158,0.2,27430.550297440001,5486.1100594880008]
[0.22301818478107452,189,0.2,34629.807161100034,6925.9614322200068]
[0.27736640918254851,236,0.2,35761.749265580016,7152.3498531160039]
[0.26743028569221494,227,0.2,37951.822891109994,7590.3645782219992]
[0.20205069708824158,171,0.2,26805.848530329997,5361.1697060659999]
[0.21938622021675108,186,0.2,32501.755328900021,6500.3510657800043]
[0.24404641234874724,207,0.2,33464.295461450005,6692.8590922900012]
[0.25236655890941617,214,0.2,29583.302843770005,5916.6605687540014]
[0.29470259141921995,250,0.2,40582.949328929993,8116.5898657859989]
[0.1997431594133377,169,0.2,27013.315642250014,5402.6631284500036]
[0.23621406018733979,201,0.2,27445.012381720015,5489.0024763440033]
[0.23026057398319244,195,0.2,30151.070962810012,6030.2141925620026]
[0.28373647892475129,241,0.2,35520.885773049995,7104.177154609999]
[0.25638619458675382,218,0.2,37375.427070589983,7475.0854141179971]
[0.24003526353836058,204,0.2,33794.210636340002,6758.8421272680007]
[0.18854697740077972,160,0.2,23537.845140060006,4707.5690280120016]
[0.2086636040210724,177,0.2,26810.867930089997,5362.1735860179997]
[0.19832396364212035,168,0.2,27866.789722560006,5573.3579445120013]
[0.27702073752880096,235,0.2,39578.126741230008,7915.6253482460015]
[0.19858047902584075,168,0.2,25229.066315820008,5045.8132631640019]
[0.25499686932563781,217,0.2,29884.809134620005,5976.9618269240018]
[0.20227931928634643,172,0.2,25857.149551530008,5171.4299103060021]
[0.22983748090267181,195,0.2,28834.180864849997,5766.83617297]
[0.27330755317211153,232,0.2,43358.884809070034,8671.7769618140064]
[0.20625963950157167,175,0.2,27648.748704360019,5529.7497408720046]
[0.21653781294822694,184,0.2,32250.839398109987,6450.1678796219976]
[0.21882375633716583,186,0.2,24326.450908240007,4865.2901816480016]
[0.27581408715248107,234,0.2,42111.749871200016,8422.3499742400036]
[0.24268508899211882,206,0.2,31240.471952780015,6248.0943905560034]
[0.295386106967926,251,0.2,45127.820607590016,9025.564121518004]
[0.20725464820861816,176,0.2,27313.706854590007,5462.7413709180018]
[0.29490980279445644,250,0.2,38302.389590839965,7660.4779181679933]
[0.22259996366500853,189,0.2,34987.931385470009,6997.5862770940021]
[0.21945965981483459,186,0.2,28423.35351418002,5684.6707028360042]
[0.18695786082744598,159,0.2,25790.257685690005,5158.0515371380015]
[0.29894199550151823,254,0.2,36090.429854660004,7218.0859709320011]
[0.26513225412368774,225,0.2,32831.88157350001,6566.3763147000027]
[0.28785358786582949,244,0.2,42736.303850480006,8547.2607700960016]
[0.26733843863010404,227,0.2,38732.111745619994,7746.4223491239991]
[0.26118617355823515,222,0.2,33976.173009719998,6795.2346019440001]
[0.24777932238578795,210,0.2,30342.320462199998,6068.4640924400001]
[0.2701297277212143,229,0.2,36755.171231649998,7351.0342463300003]
[0.29748387157917022,253,0.2,37996.670201000015,7599.3340402000031]
[0.25564503085613249,217,0.2,30901.280533940018,6180.2561067880042]
[0.21714318001270294,184,0.2,32975.944020469993,6595.1888040939994]
[0.28313590908050534,240,0.2,37561.23252569,7512.2465051380004]
[0.21958942258358,186,0.2,27815.326846690001,5563.0653693380009]
[0.28169416093826294,239,0.2,31583.942565609996,6316.7885131219991]
[0.25634863901138305,218,0.2,34063.167179170021,6812.6334358340046]
[0.20892827332019806,177,0.2,27360.448000020006,5472.0896000040011]
[0.21832409799098967,185,0.2,24784.282855659985,4956.856571131997]
[0.20535335218906403,174,0.2,22230.462377610009,4446.0924755220021]
[0.25714564347267149,218,0.2,32459.184687020013,6491.836937404003]
[0.20739820468425751,176,0.2,26388.786040310006,5277.7572080620012]
[0.20589195227622986,175,0.2,26292.063915120008,5258.4127830240022]
[0.23524898314476012,200,0.2,32466.424287980004,6493.2848575960015]
[0.20096939957141877,171,0.2,25329.6830677,5065.9366135400005]
[0.27563771116733549,234,0.2,37541.118264140023,7508.2236528280046]
[0.2218728654384613,188,0.2,34302.273983420011,6860.4547966840028]
[0.26628098452091215,226,0.2,40523.450495039979,8104.6900990079957]
[0.27110359740257262,230,0.2,33869.601679240026,6773.9203358480054]
[0.27228755271434785,231,0.2,32220.285348059992,6444.0570696119985]
[0.19993041408061982,170,0.2,26860.394724839993,5372.0789449679987]
[0.26219583892822262,223,0.2,39651.113305169973,7930.2226610339949]
[0.18966534805297852,161,0.2,25040.286503199986,5008.0573006399973]
[0.19991119122505188,170,0.2,28383.297958370014,5676.6595916740034]
[0.19661008536815644,167,0.2,21515.254798580001,4303.0509597160008]
[0.23454215419292448,199,0.2,24890.549634670027,4978.1099269340057]
[0.24580352675914763,209,0.2,32798.439411120009,6559.6878822240024]
[0.26014312469959255,221,0.2,33830.826405690001,6766.1652811380009]
[0.26311755073070525,223,0.2,36610.32235645,7322.0644712900003]
[0.21189682853221892,180,0.2,27830.244116120026,5566.0488232240059]
[0.20761261868476868,176,0.2,31984.484823639999,6396.8969647280001]
[0.25013873255252839,212,0.2,31354.818520820012,6270.9637041640026]
[0.25391260242462155,216,0.2,44062.848149989964,8812.5696299979936]
[0.27264678704738615,232,0.2,29141.227167020006,5828.2454334040012]
[0.23537555909156799,200,0.2,34739.505436800013,6947.9010873600027]
[0.19430050241947175,165,0.2,29914.061437559976,5982.8122875119952]
[0.19022434651851655,161,0.2,22333.653627629999,4466.7307255260002]
[0.27272969877719877,232,0.2,34499.201189619998,6899.8402379239997]
[0.25896191453933715,220,0.2,34780.059041219967,6956.011808243994]
[0.28967955529689787,246,0.2,40835.586597429989,8167.1173194859985]
[0.22001155757904051,187,0.2,29176.60074418001,5835.3201488360028]
[0.28335331964492794,241,0.2,41558.735588129974,8311.7471176259951]
[0.26325344252586363,224,0.2,36130.537639920003,7226.1075279840006]
[0.2984525567293167,253,0.2,41289.404762020007,8257.8809524040025]
[0.2194596937894821,186,0.2,34937.619048039996,6987.5238096079993]
[0.19803822326660156,168,0.2,28272.717673090003,5654.5435346180011]
[0.22806123197078704,194,0.2,28135.662049280007,5627.1324098560017]
[0.20013331747055052,170,0.2,31168.853534340007,6233.770706868002]
[0.29150944340229035,248,0.2,38814.108128829968,7762.8216257659942]
[0.18790312385559083,159,0.2,27060.764567640002,5412.1529135280007]
[0.28949982261657714,246,0.2,44463.578626800008,8892.7157253600017]
[0.28601316082477568,243,0.2,35092.10903274997,7018.4218065499945]
[0.28877508223056791,245,0.2,39860.390943720035,7972.0781887440071]
[0.29568268525600433,251,0.2,45351.154078780011,9070.2308157560019]
[0.29418418586254119,250,0.2,41133.166612869994,8226.633322574]
[0.23696702671051023,201,0.2,35509.300491090005,7101.8600982180014]
[0.25805589222908021,219,0.2,33874.033954529987,6774.8067909059973]
[0.26033156847953798,221,0.2,35681.768883829995,7136.3537767659991]
[0.18875806188583374,160,0.2,21830.554237350003,4366.1108474700004]
[0.20634390342235565,175,0.2,24774.571506630007,4954.9143013260018]
[0.21075604140758514,179,0.2,27685.028685280002,5537.0057370560007]
[0.22496236360073091,191,0.2,29878.292420190017,5975.6584840380037]
[0.20129774415493012,171,0.2,23850.276789710006,4770.0553579420011]
[0.19805876433849334,168,0.2,22421.130747369993,4484.2261494739987]
[0.22374891829490662,190,0.2,27858.797091729972,5571.7594183459951]
[0.24821213901042938,211,0.2,29369.068308729995,5873.8136617459995]
[0.19847980535030366,168,0.2,23116.91657188,4623.3833143760003]
[0.28088348507881167,239,0.2,39031.274735170024,7806.2549470340055]
[0.21379078602790832,181,0.2,29804.808573790004,5960.9617147580011]
[0.21789947605133056,185,0.2,28040.573858040003,5608.1147716080013]
[0.22846250653266906,194,0.2,25607.097589689998,5121.4195179380004]
[0.22178062427043915,188,0.2,33925.398610300013,6785.0797220600034]
[0.23546487164497376,200,0.2,31594.518686880012,6318.9037373760029]
[0.18895843756198882,160,0.2,23620.37577427,4724.0751548540002]
[0.2365015196800232,201,0.2,38401.620144600027,7680.3240289200057]
[0.22740241599082947,193,0.2,26438.284726650021,5287.6569453300044]
[0.22577365779876707,192,0.2,33751.689582719991,6750.3379165439983]
[0.26031083714962006,221,0.2,35921.443242470006,7184.2886484940018]
[0.22009375584125518,187,0.2,35301.491211459987,7060.2982422919977]
[0.28042215692996975,238,0.2,34633.505641179989,6926.7011282359981]
[0.21151932263374329,180,0.2,31627.646437730004,6325.5292875460009]
[0.20148260700702667,171,0.2,25601.011364790014,5120.2022729580031]
[0.23827761232852934,202,0.2,29553.138754160016,5910.6277508320036]
[0.2398254497051239,204,0.2,40227.095939830011,8045.4191879660029]
[0.29765241301059719,253,0.2,42576.540200840005,8515.3080401680018]
[0.28780975377559659,244,0.2,39105.587949799999,7821.1175899600003]
[0.24609244036674499,209,0.2,29727.245988020004,5945.4491976040008]
[0.23663298797607421,201,0.2,30466.518268880009,6093.3036537760017]
[0.18650446915626526,158,0.2,22515.993873620009,4503.1987747240019]
[0.22301319730281829,189,0.2,30048.837207760007,6009.7674415520014]
[0.26168057262897493,222,0.2,32025.359639950006,6405.0719279900013]
[0.24593300414085387,209,0.2,38717.216670339993,7743.4433340679989]
[0.25694531536102294,218,0.2,30950.635200740006,6190.1270401480015]
[0.18886151468753815,160,0.2,20930.737761820001,4186.1475523640001]
[0.27929875802993775,237,0.2,32484.369762640017,6496.8739525280034]
[0.23191324353218079,197,0.2,33037.233886450005,6607.4467772900016]
[0.26066208744049069,221,0.2,43531.275040940003,8706.2550081880017]
[0.24617109847068785,209,0.2,37581.075090850005,7516.2150181700017]
[0.26497463893890383,225,0.2,33071.026242860011,6614.2052485720023]
[0.2745055468082428,233,0.2,30830.033638490011,6166.0067276980026]
[0.1867358365058899,158,0.2,21951.571125630006,4390.3142251260015]
[0.27046796572208404,230,0.2,32847.762974300014,6569.5525948600034]
[0.25100389695167541,213,0.2,30117.792902870005,6023.5585805740011]
[0.27060872268676756,230,0.2,35486.02571958,7097.2051439160005]
[0.29634732449054718,252,0.2,36054.074296200029,7210.8148592400066]
[0.26949829530715941,229,0.2,35263.47298105005,7052.6945962100108]
[0.24722156739234924,210,0.2,32315.076643520017,6463.0153287040039]
[0.28264770019054414,240,0.2,40521.198806509994,8104.2397613019994]
[0.25600455737113953,217,0.2,28210.364149310011,5642.0728298620024]
[0.23290876865386961,198,0.2,33928.121618279998,6785.6243236560003]
[0.18779136765003204,159,0.2,24329.531463160009,4865.9062926320021]
[0.20214943420886994,172,0.2,22222.148871810004,4444.4297743620009]
[0.28681041669845581,244,0.2,38705.490120170012,7741.0980240340032]
[0.18833454072475433,160,0.2,22393.255314080005,4478.6510628160013]
[0.24300550389289854,206,0.2,37043.525766060011,7408.7051532120022]
[0.25128918206691742,213,0.2,31026.686871560014,6205.3373743120028]
[0.19772202122211457,168,0.2,30082.66094029001,6016.5321880580022]
[0.20461614990234375,174,0.2,32155.447331189996,6431.0894662379997]
[0.21088912689685821,179,0.2,25189.695789319998,5037.9391578639998]
[0.2336122680902481,198,0.2,33543.706113860011,6708.7412227720024]
[0.24599478363990784,209,0.2,33313.874234150011,6662.7748468300024]
[0.22744447660446165,193,0.2,30399.08876259001,6079.8177525180026]
[0.26517619013786314,225,0.2,36957.159852660028,7391.4319705320058]
[0.24235921096801757,206,0.2,31920.143208940011,6384.0286417880025]
[0.20053865540027618,170,0.2,29148.178545249997,5829.6357090499996]
[0.24565895104408264,209,0.2,38925.476503639991,7785.0953007279986]
[0.2000341658592224,170,0.2,31632.80436903999,6326.5608738079982]
[0.2631816540956497,223,0.2,39660.921126880021,7932.1842253760042]
[0.24850264942646028,211,0.2,28787.272777059992,5757.4545554119986]
[0.25291253149509429,215,0.2,32404.355226540018,6480.8710453080039]
[0.27194001924991607,231,0.2,43377.521527329998,8675.504305466]
[0.23056123602390288,196,0.2,30439.585219890007,6087.9170439780019]
[0.2992943058013916,254,0.2,37733.597951840013,7546.7195903680031]
[0.1954904032945633,166,0.2,29176.499587990005,5835.2999175980012]
[0.29943084311485291,254,0.2,41698.145142119982,8339.6290284239967]
[0.20535309398174287,174,0.2,26083.713287999999,5216.7426575999998]
[0.27727669572830199,235,0.2,36159.176317270023,7231.8352634540051]
[0.28447070503234861,242,0.2,37166.714926990018,7433.3429853980042]
[0.23498147356510163,199,0.2,32293.683616599985,6458.7367233199975]
[0.24366968786716461,207,0.2,35802.018217309982,7160.4036434619966]
[0.28221455061435696,240,0.2,38674.481520780035,7734.8963041560073]
[0.27790753698348997,236,0.2,39465.768880150012,7893.1537760300025]
[0.2564300082921982,218,0.2,37162.149904069985,7432.4299808139976]
[0.28973272562026975,246,0.2,40949.96278531001,8189.9925570620026]
[0.19091842138767243,162,0.2,25564.946138420015,5112.9892276840037]
[0.251519686460495,214,0.2,34807.429925540004,6961.4859851080009]
[0.27489066302776333,233,0.2,38324.167855900007,7664.8335711800019]
[0.29181075775623322,248,0.2,37493.363413329993,7498.6726826659988]
[0.18714008045196534,159,0.2,26025.199140649995,5205.0398281299995]
[0.24595198917388916,209,0.2,29489.790603600013,5897.9581207200026]
[0.23609342980384826,200,0.2,26180.2232769,5236.0446553800002]
[0.23309824526309966,198,0.2,30543.547622390015,6108.709524478003]
[0.28337755036354062,241,0.2,37583.527869980033,7516.7055739960069]
[0.275214026927948,234,0.2,34399.314308430025,6879.8628616860051]
[0.2915132485628128,248,0.2,42980.827853759984,8596.1655707519967]
[0.27758390808105471,236,0.2,38364.360875609993,7672.8721751219991]
[0.21810859000682831,185,0.2,24198.21076924001,4839.6421538480017]
[0.21464835369586943,182,0.2,27847.015586719994,5569.4031173439989]
[0.19118147349357606,162,0.2,29256.08926429,5851.2178528580007]
[0.25583276116847992,217,0.2,36536.402310390004,7307.2804620780007]
[0.20890802443027495,177,0.2,24265.615193280006,4853.123038656001]
[0.21627885138988495,184,0.2,33429.323058640002,6685.8646117280005]
[0.25638741087913514,218,0.2,30016.527179939974,6003.3054359879952]
[0.20601973092556,175,0.2,29743.828919439999,5948.7657838880004]
[0.23017695558071136,195,0.2,25673.121694870024,5134.6243389740048]
[0.26588971889019009,226,0.2,37088.856711699991,7417.7713423399982]
[0.21243385219573974,180,0.2,28354.678465890003,5670.9356931780012]
[0.20738847434520721,176,0.2,30461.066608320009,6092.2133216640023]
[0.20722576975822449,176,0.2,33204.93792850001,6640.9875857000025]
[0.24234606277942655,206,0.2,30878.702434489995,6175.7404868979993]
[0.23706431651115417,201,0.2,33242.453107410001,6648.4906214820003]
[0.18708789539337159,159,0.2,22590.787936960005,4518.157587392001]
[0.28909511661529541,246,0.2,41455.28237702998,8291.056475405996]
[0.20952590095996856,178,0.2,26460.780944499995,5292.1561888999995]
[0.24198311161994934,205,0.2,27498.370411169988,5499.674082233998]
[0.2250531234741211,191,0.2,29681.074375460015,5936.2148750920032]
[0.20302189636230469,172,0.2,34747.955261000017,6949.591052200004]
[0.26009799277782442,221,0.2,31050.205898920005,6210.0411797840015]
[0.29098109686374662,247,0.2,41777.20516878998,8355.4410337579957]
[0.26355975115299224,224,0.2,31787.368885319978,6357.4737770639958]
[0.27590901231765746,234,0.2,43185.934806120007,8637.1869612240025]
[0.28490602219104766,242,0.2,37709.181350800005,7541.8362701600017]
[0.24644634747505187,209,0.2,35124.530289910021,7024.9060579820043]
[0.24337543344497681,207,0.2,34700.025951420015,6940.0051902840032]
[0.23848797655105591,202,0.2,33084.12118929001,6616.8242378580026]
[0.28324631989002225,241,0.2,37806.909883329994,7561.381976665999]
[0.24723288094997406,210,0.2,31375.820110560009,6275.1640221120024]
[0.18784422540664672,159,0.2,24941.630133400002,4988.3260266800007]
[0.22484625864028929,191,0.2,32306.09350458999,6461.2187009179979]
[0.1935956711769104,164,0.2,24392.157078469991,4878.4314156939981]
[0.21741037023067475,185,0.2,32508.880736880015,6501.7761473760038]
[0.21689924204349517,184,0.2,30110.252768550006,6022.0505537100016]
[0.29167373800277707,248,0.2,39630.096674130014,7926.0193348260036]
[0.25670612704753876,218,0.2,39341.086091830017,7868.2172183660041]
[0.19289929962158203,164,0.2,25958.763986399994,5191.752797279999]
[0.23007000339031219,195,0.2,31120.573907490023,6224.114781498005]
[0.23066787564754485,196,0.2,31991.479220250007,6398.2958440500015]
[0.21457527422904968,182,0.2,21714.763937349991,4342.9527874699988]
[0.24216171634197234,206,0.2,34292.004990570007,6858.4009981140016]
[0.29288405084609986,249,0.2,40866.626582410019,8173.3253164820044]
[0.2137446620464325,181,0.2,25014.73500447999,5002.9470008959979]
[0.27326975297927858,232,0.2,43542.873662320031,8708.574732464007]
[0.23795043647289277,202,0.2,37397.679282069992,7479.5358564139988]
[0.24634087657928466,209,0.2,32958.582807719999,6591.7165615439999]
[0.28340799164772035,241,0.2,32388.134648400017,6477.6269296800037]
[0.27732491254806518,236,0.2,44614.879413809984,8922.9758827619971]
[0.23376049268245697,198,0.2,26964.179484320004,5392.8358968640014]
[0.25338015174865725,215,0.2,28689.168304700008,5737.8336609400021]
[0.21550092029571533,183,0.2,26765.719993430001,5353.1439986860005]
[0.25931544113159177,220,0.2,40375.897355420042,8075.1794710840086]
[0.282673792719841,240,0.2,36279.216166629987,7255.843233325998]
[0.2408969829082489,205,0.2,30583.104289890001,6116.6208579780005]
[0.24502388334274292,208,0.2,29076.038897880004,5815.2077795760015]
[0.2201975144147873,187,0.2,36552.024934469999,7310.4049868940001]
[0.29360022962093352,249,0.2,43438.623377159973,8687.7246754319949]
[0.27458036577701567,233,0.2,43127.300338119989,8625.4600676239988]
[0.2590495079755783,220,0.2,34896.417583320028,6979.2835166640061]
[0.29320682358741756,249,0.2,37118.358359939994,7423.6716719879987]
[0.2728481411933899,232,0.2,32019.348451490005,6403.8696902980009]
[0.29188043296337129,248,0.2,45969.669594090046,9193.9339188180093]
[0.29880929732322692,254,0.2,43641.544983369968,8728.3089966739935]
[0.19813840091228485,168,0.2,24495.603663210015,4899.1207326420035]
[0.26593472170829774,226,0.2,42293.637258770017,8458.7274517540045]
[0.20154801499843597,171,0.2,26949.075357360012,5389.8150714720032]
[0.18737452590465545,159,0.2,31022.954905850002,6204.5909811700003]
[0.20562733733654021,174,0.2,25431.238283640007,5086.2476567280019]
[0.22598014211654663,192,0.2,30708.835963340014,6141.7671926680032]
[0.25336655509471895,215,0.2,32406.264801909994,6481.2529603819994]
[0.21238774859905243,180,0.2,27039.96348898999,5407.9926977979985]
[0.19326319527626037,164,0.2,27643.16719460001,5528.6334389200019]
[0.23331685173511504,198,0.2,27661.035628450005,5532.2071256900017]
[0.2068805329799652,176,0.2,30946.014565390007,6189.202913078002]
[0.27756994450092315,236,0.2,34319.347392189993,6863.8694784379986]
[0.18777562379837037,159,0.2,23451.047350619992,4690.2094701239985]
[0.21577399492263794,183,0.2,35368.586215520008,7073.7172431040017]
[0.2733279719352722,232,0.2,34887.920308549998,6977.5840617100002]
[0.25324169147014619,215,0.2,33403.830943690016,6680.7661887380036]
[0.22538742721080779,191,0.2,25842.243520519994,5168.4487041039993]
[0.27643093764781951,235,0.2,31342.981775630004,6268.5963551260011]
[0.19001854169368743,161,0.2,21667.624741960008,4333.5249483920015]
[0.21993092215061188,187,0.2,33154.596621020035,6630.9193242040074]
[0.19353601849079133,164,0.2,24922.924666310009,4984.5849332620019]
[0.29512034368515017,251,0.2,38961.891385710027,7792.3782771420056]
[0.20012567996978758,170,0.2,29318.580641490022,5863.7161282980051]
[0.27645239603519439,235,0.2,43214.600325159998,8642.9200650319999]
[0.19056119835376739,162,0.2,23598.799477730008,4719.7598955460016]
[0.25043893933296202,213,0.2,35646.192351949998,7129.2384703899997]
[0.28778190135955811,244,0.2,36857.272415250001,7371.4544830500008]
[0.26040784156322477,221,0.2,33766.103257920011,6753.2206515840026]
[0.26630995810031888,226,0.2,39264.045585269989,7852.8091170539983]
[0.19324745821952818,164,0.2,25944.368819939995,5188.8737639879992]
[0.2184969745874405,185,0.2,32271.199674409996,6454.2399348819999]
[0.19451833426952361,165,0.2,21953.752144220005,4390.7504288440014]
[0.25994213068485261,221,0.2,33043.494160480011,6608.6988320960027]
[0.29442132890224454,250,0.2,40164.64835825,8032.9296716500003]
[0.20265820455551148,172,0.2,24911.494840930009,4982.2989681860017]
[0.26927818715572355,229,0.2,31736.130343500001,6347.2260687000007]
[0.28910594093799591,246,0.2,42795.556775919998,8559.1113551840008]
[0.18735908102989196,159,0.2,24833.322761750002,4966.664552350001]
[0.24851409888267517,211,0.2,39551.900713179995,7910.3801426359996]
[0.26001734375953672,221,0.2,36461.726535959977,7292.3453071919957]
[0.24791762638092041,210,0.2,28959.669200120017,5791.933840024004]
[0.24667391645908354,209,0.2,37553.702216219994,7510.7404432439989]
[0.18972600638866424,161,0.2,28270.763362649992,5654.1526725299991]
[0.24344977676868437,207,0.2,38450.131672459996,7690.0263344919995]
[0.2688527022600174,228,0.2,41300.777682489992,8260.1555364979995]
[0.27249676179885862,231,0.2,33222.955990390023,6644.5911980780047]
[0.29605510854721068,251,0.2,38990.944590080006,7798.1889180160015]
[0.2571454668045044,218,0.2,35631.020852729998,7126.2041705459997]
[0.24673006975650785,209,0.2,30235.625050630002,6047.1250101260011]
[0.25494433772563935,216,0.2,34391.094520020022,6878.2189040040048]
[0.28156045031547544,239,0.2,34136.114168670014,6827.222833734003]
[0.21911743998527528,186,0.2,37882.636652509995,7576.5273305019991]
[0.27388308370113373,233,0.2,38450.474971380005,7690.0949942760017]
[0.29057813036441804,247,0.2,38318.319318240014,7663.6638636480029]
[0.20501741087436676,174,0.2,29079.105370220012,5815.8210740440027]
[0.22270415711402891,189,0.2,26053.461715159989,5210.6923430319985]
[0.26758856678009035,227,0.2,38162.612090449999,7632.5224180900004]
[0.24850125646591187,211,0.2,33384.896753240013,6676.9793506480028]
[0.21077811813354491,179,0.2,25506.966672099996,5101.3933344199995]
[0.21216615915298462,180,0.2,30522.75441799999,6104.5508835999981]
[0.22638456952571867,192,0.2,25491.501024910009,5098.3002049820025]
[0.26679466080665587,227,0.2,35062.887413250013,7012.5774826500028]
[0.22070875811576843,187,0.2,24584.760883039999,4916.9521766079997]
[0.27814947724342343,236,0.2,34963.157825670023,6992.6315651340046]
[0.24422543156147003,207,0.2,32424.301376910022,6484.8602753820051]
[0.2599045411348343,221,0.2,30250.141751079984,6050.0283502159973]
[0.27983432757854459,238,0.2,33006.47238598,6601.2944771960001]
[0.19512882471084594,166,0.2,18154.241355929993,3630.8482711859988]
[0.25178326857089994,214,0.2,38683.005881270015,7736.6011762540038]
[0.23886983799934386,203,0.2,27761.361081739993,5552.2722163479993]
[0.19271767115592955,164,0.2,24775.347301129998,4955.069460226]
[0.27580432283878326,234,0.2,32547.714469579998,6509.5428939160001]
[0.20588841891288756,175,0.2,26619.56277887,5323.9125557740008]
[0.22856924128532408,194,0.2,28617.096329440014,5723.4192658880029]
[0.18912547051906586,160,0.2,23679.005508870006,4735.8011017740018]
[0.28748793911933901,244,0.2,40077.086617080029,8015.4173234160062]
[0.25210798466205597,214,0.2,31456.194936409993,6291.2389872819986]
[0.21137806963920594,179,0.2,30624.936732150007,6124.9873464300017]
[0.27915659451484681,237,0.2,39097.568606170011,7819.5137212340023]
[0.25937317085266109,220,0.2,32719.508429739999,6543.9016859479998]
[0.22626076591014863,192,0.2,28238.232442440025,5647.6464884880052]
[0.24030120348930359,204,0.2,33057.935216660022,6611.5870433320051]
[0.26228398954868315,223,0.2,40831.489828229969,8166.2979656459938]
[0.24248041212558746,206,0.2,30773.112669800008,6154.6225339600023]
[0.2260496542453766,192,0.2,38542.890529379998,7708.5781058760003]
[0.26286096060276032,223,0.2,35515.548008810008,7103.1096017620021]
[0.24184668982028962,205,0.2,30338.129456459992,6067.6258912919984]
[0.29141247975826262,247,0.2,32944.209297229994,6588.841859445999]
[0.25030342805385586,213,0.2,31062.311357579998,6212.4622715160003]
[0.18718901073932648,159,0.2,19368.349991829993,3873.6699983659987]
[0.28843172085285185,245,0.2,39560.803281970002,7912.1606563940004]
[0.25471956145763397,216,0.2,37588.107769240021,7517.6215538480046]
[0.28854395270347594,245,0.2,42506.264461959996,8501.2528923919999]
[0.24452692937850951,208,0.2,33530.62010800001,6706.1240216000024]
[0.29400295150279998,250,0.2,42606.69496155002,8521.338992310004]
[0.27148407268524166,231,0.2,48617.294875890002,9723.4589751780004]
[0.19168556213378907,163,0.2,29906.927693949998,5981.3855387900003]
[0.20489254045486449,174,0.2,29235.504801319999,5847.1009602640006]
[0.25618698084354397,218,0.2,40991.379500279989,8198.2759000559981]
[0.25402065539360047,216,0.2,33134.005029910004,6626.8010059820008]
[0.21616324245929719,183,0.2,30751.329548610014,6150.265909722003]
[0.2287108680009842,194,0.2,36676.17370299001,7335.2347405980026]
[0.25508514904975887,217,0.2,31745.634023320014,6349.1268046640034]
[0.29966490125656126,255,0.2,38811.426704419995,7762.2853408839992]
[0.24499061536788941,208,0.2,30123.236074030017,6024.6472148060038]
[0.21900312888622284,186,0.2,27311.769617880022,5462.3539235760045]
[0.22529562091827393,191,0.2,32834.411346779991,6566.8822693559987]
[0.24750340747833252,210,0.2,39841.510246459999,7968.3020492920004]
[0.19600113737583161,166,0.2,28496.863181630008,5699.3726363260021]
[0.2985581295490265,254,0.2,41907.69363822,8381.5387276439997]
[0.27088227975368501,230,0.2,35340.890397680014,7068.1780795360028]
[0.20369992160797118,173,0.2,29770.677633959993,5954.1355267919989]
[0.20014311575889587,170,0.2,35243.72923365001,7048.7458467300021]
[0.19824633157253266,168,0.2,24848.340249520006,4969.6680499040012]
[0.28637971329689027,243,0.2,36436.166164549992,7287.2332329099991]
[0.19467374110221863,165,0.2,25273.495030340004,5054.6990060680009]
[0.27200774431228636,231,0.2,34856.882674889996,6971.3765349779997]
[0.27507475805282589,234,0.2,37384.34320304999,7476.8686406099987]
[0.24886011707782746,211,0.2,31127.576726990021,6225.5153453980047]
[0.25620627844333649,218,0.2,37814.914168400013,7562.9828336800028]
[0.27223231673240661,231,0.2,34425.927981980007,6885.1855963960015]
[0.23356737399101257,198,0.2,33404.725816589998,6680.9451633179997]
[0.19563688838481902,166,0.2,28327.742675890018,5665.5485351780044]
[0.19262138700485229,163,0.2,22957.332016620003,4591.4664033240006]
[0.25230220413208004,214,0.2,39846.055271980003,7969.2110543960007]
[0.20855846607685088,177,0.2,32181.913062750013,6436.3826125500027]
[0.26758097684383392,227,0.2,38279.529710950002,7655.905942190001]
[0.22847449958324431,194,0.2,29106.158781089984,5821.2317562179969]
[0.1969559268951416,167,0.2,24901.499917360019,4980.299983472004]
[0.25146914577484131,214,0.2,36370.507997569999,7274.1015995140006]
[0.29604492294788359,251,0.2,33416.291525929999,6683.2583051860001]
[0.29135030615329743,247,0.2,48372.047634769988,9674.4095269539976]
[0.22077539598941803,187,0.2,30571.08536827,6114.2170736540002]
[0.21232258522510528,180,0.2,26701.164693119987,5340.2329386239981]
[0.1903521523475647,161,0.2,25486.951342350007,5097.3902684700015]
[0.23469332098960877,199,0.2,27978.605155600009,5595.7210311200024]
[0.19897487711906434,169,0.2,30728.105289860003,6145.6210579720009]
[0.23481308841705323,199,0.2,35186.854119180025,7037.370823836005]
[0.25571934700012205,217,0.2,30018.78913909,6003.7578278180008]
[0.25478666138648987,216,0.2,34337.696031890031,6867.5392063780064]
[0.26054388964176178,221,0.2,33240.795468140001,6648.1590936280008]
[0.18890738046169281,160,0.2,25648.529954379996,5129.7059908759993]
[0.21224426007270814,180,0.2,29353.419547450019,5870.6839094900042]
[0.25001079761981965,212,0.2,36112.104396570001,7222.4208793140006]
[0.28388924932479859,241,0.2,36097.089718700016,7219.4179437400035]
[0.24870919489860532,211,0.2,36592.665182230012,7318.5330364460024]
[0.19604308247566224,166,0.2,23704.492701549996,4740.8985403099996]
[0.19363964116573334,164,0.2,24822.009444060008,4964.4018888120017]
[0.24936694407463073,212,0.2,28553.171171180002,5710.6342342360003]
[0.24560537302494048,209,0.2,35721.760185910003,7144.3520371820014]
[0.22872819507122039,194,0.2,27307.208839910007,5461.4417679820017]
[0.22535541629791259,191,0.2,29410.284041170005,5882.0568082340014]
[0.2059821481704712,175,0.2,33763.104520750006,6752.6209041500015]
[0.18609300899505615,158,0.2,28819.29037612,5763.8580752240005]
[0.20039128696918487,170,0.2,31879.307012770016,6375.8614025540037]
[0.28130553174018857,239,0.2,42035.17436496001,8407.0348729920024]
[0.2504918854236603,213,0.2,32152.863652940014,6430.5727305880027]
[0.21988729190826417,187,0.2,35884.477234440012,7176.8954468880029]
[0.23617030763626098,200,0.2,30784.478910429996,6156.8957820859996]
[0.20549872291088103,174,0.2,25858.719181620007,5171.7438363240017]
[0.20936322355270384,178,0.2,38499.275336699982,7699.8550673399968]
[0.20738663971424104,176,0.2,33429.332171940005,6685.8664343880009]
[0.24680407333374021,210,0.2,32977.768506360029,6595.553701272006]
[0.27194926035404204,231,0.2,37165.516912350009,7433.1033824700025]
[0.2472035948038101,210,0.2,33165.835546189999,6633.1671092380002]
[0.21038655352592467,179,0.2,35998.311874300016,7199.6623748600032]
[0.26586332058906553,226,0.2,31442.184654460008,6288.4369308920022]
[0.26722163379192354,227,0.2,31962.539589939992,6392.5079179879986]
[0.26814414060115815,228,0.2,38334.610619820014,7666.9221239640028]
[0.22096859622001647,188,0.2,29783.977364129994,5956.7954728259992]
[0.26599750006198886,226,0.2,33575.161029229996,6715.0322058459997]
[0.27507689166069027,234,0.2,36443.835656190007,7288.7671312380016]
[0.22128054463863372,188,0.2,27919.364772820012,5583.8729545640026]
[0.2888644559383392,245,0.2,37448.842792780008,7489.7685585560021]
[0.24469087743759155,208,0.2,32500.982698890006,6500.1965397780014]
[0.24177136123180387,205,0.2,33838.012437450001,6767.6024874900004]
[0.27829686605930326,236,0.2,38250.073607329985,7650.0147214659974]
[0.23659836101531984,201,0.2,33850.460968280007,6770.0921936560017]
[0.22416789364814757,190,0.2,28100.356187250014,5620.0712374500035]
[0.24271713387966154,206,0.2,39203.558490729993,7840.7116981459985]
[0.20689565849304198,176,0.2,30909.906493440001,6181.9812986880006]
[0.19700215280055999,167,0.2,24770.568963540012,4954.1137927080026]
[0.20017984235286712,170,0.2,25475.069476170003,5095.0138952340012]
[0.21233293390274047,180,0.2,30863.237358850016,6172.6474717700039]
[0.26062905728816987,221,0.2,37816.172450199992,7563.2344900399985]
[0.19883606350421906,169,0.2,30673.524903530008,6134.7049807060021]
[0.25662151658535004,218,0.2,39159.127114440031,7831.8254228880069]
[0.2899909873008728,246,0.2,42453.60057938,8490.7201158759999]
[0.24570028460025786,209,0.2,32280.893354510008,6456.1786709020016]
[0.23677002131938935,201,0.2,30420.548007559999,6084.1096015120002]
[0.20673204338550566,175,0.2,29871.660355450018,5974.3320710900043]
[0.25482568466663358,216,0.2,37282.363172370016,7456.4726344740038]
[0.24849666309356688,211,0.2,36456.578852369988,7291.3157704739979]
[0.19473488187789917,165,0.2,20229.303338120022,4045.8606676240047]
[0.22517028164863587,191,0.2,31398.103995909987,6279.6207991819974]
[0.21219490170478822,180,0.2,27673.782730660001,5534.7565461320009]
[0.26677807438373563,227,0.2,28835.730790310015,5767.1461580620035]
[0.26716416227817535,227,0.2,32544.905221309997,6508.9810442620001]
[0.2909191542863846,247,0.2,39227.972475730006,7845.5944951460015]
[0.26588701450824737,226,0.2,38262.397141039997,7652.4794282080002]
[0.22312305092811585,189,0.2,26369.733261729994,5273.9466523459996]
[0.18907147121429443,160,0.2,22527.97191516999,4505.5943830339984]
[0.28936943471431731,246,0.2,35347.548079719978,7069.5096159439963]
[0.19156564521789551,163,0.2,19407.32685429,3881.4653708580004]
[0.26666584253311154,226,0.2,33259.323407580014,6651.8646815160027]
[0.23737614262104034,202,0.2,35453.526793630008,7090.7053587260016]
[0.26022081112861634,221,0.2,32862.634483280017,6572.5268966560034]
[0.20207691192626953,171,0.2,33078.643108540004,6615.7286217080009]
[0.27276622152328489,232,0.2,38404.721111100007,7680.9442222200014]
[0.26674511897563935,227,0.2,34660.501023720004,6932.1002047440015]
[0.25307842290401461,215,0.2,29697.871024029995,5939.5742048059992]
[0.26685304963588713,227,0.2,34088.763292370008,6817.7526584740017]
[0.29516705882549288,251,0.2,33758.430228250007,6751.6860456500017]
[0.29885531938076015,254,0.2,40654.520558110002,8130.9041116220005]
[0.20393067741394044,173,0.2,34421.585287970003,6884.3170575940012]
[0.20977196574211121,178,0.2,28087.412316620008,5617.4824633240023]
[0.25554846131801606,217,0.2,30571.127514860036,6114.2255029720072]
[0.2354581514596939,200,0.2,32228.503286910007,6445.7006573820017]
[0.28793951654434202,245,0.2,41653.854736309993,8330.770947261999]
[0.22461673951148986,191,0.2,32319.909900799983,6463.981980159997]
[0.2481430685520172,211,0.2,27270.593259630004,5454.1186519260009]
[0.19181486964225769,163,0.2,18750.016467919995,3750.003293583999]
[0.24711409878730772,210,0.2,34466.424037670025,6893.2848075340053]
[0.24100070750713348,205,0.2,25519.122082939994,5103.8244165879987]
[0.29879727709293363,254,0.2,44773.397518579994,8954.6795037159991]
[0.26826057171821593,228,0.2,34963.879646620015,6992.7759293240033]
[0.20101935589313508,171,0.2,32338.473529879997,6467.6947059759996]
[0.23458062708377836,199,0.2,33659.930633149997,6731.9861266299995]
[0.23479746687412262,199,0.2,32208.310491230008,6441.6620982460017]
[0.29308757936954499,249,0.2,35575.16503572002,7115.0330071440039]
[0.2890971211194992,246,0.2,37748.195761059986,7549.6391522119975]
[0.28564315652847289,243,0.2,40470.077854040021,8094.0155708080047]
[0.24605809879302978,209,0.2,34577.135997199992,6915.4271994399987]
[0.2759019320011139,234,0.2,40716.189449559999,8143.2378899120004]
[0.20070829761028289,170,0.2,27983.107232470011,5596.6214464940022]
[0.25493852806091311,216,0.2,26168.904803530007,5233.7809607060017]
[0.20178931653499604,171,0.2,24079.518440070002,4815.9036880140002]
[0.25700195109844204,218,0.2,37034.861699200002,7406.972339840001]
[0.19012707710266114,161,0.2,28808.15378271,5761.6307565420002]
[0.22743174290657042,193,0.2,27499.779211980003,5499.9558423960007]
[0.2237066674232483,190,0.2,28909.853943209997,5781.9707886420001]
[0.27243893015384674,231,0.2,44484.03335849999,8896.8066716999983]
[0.27338222944736479,232,0.2,41209.521957599994,8241.90439152]
[0.20054008913040161,170,0.2,29025.723770100019,5805.1447540200043]
[0.2049748202562332,174,0.2,32557.66902961001,6511.5338059220021]
[0.24326825022697449,207,0.2,32067.55105169001,6413.5102103380023]
[0.28823578906059266,245,0.2,37659.238727260017,7531.8477454520034]
[0.19318917131423949,164,0.2,25828.385430439997,5165.6770860879997]
[0.23192836225032806,197,0.2,34197.872050710001,6839.5744101420005]
[0.20094678604602814,171,0.2,28627.810123550003,5725.5620247100014]
[0.21073863279819488,179,0.2,23552.109745920003,4710.4219491840004]
[0.26726334106922151,227,0.2,37285.273791930005,7457.0547583860016]
[0.25061883509159089,213,0.2,38955.862161859972,7791.1724323719945]
[0.23261611783504485,197,0.2,36989.841418019998,7397.9682836040001]
[0.27376299011707306,232,0.2,33543.154277870002,6708.6308555740006]
[0.20102337169647216,171,0.2,29728.02291086,5945.6045821719999]
[0.23593199586868285,200,0.2,28920.161713769994,5784.0323427539988]
[0.2689470566511154,228,0.2,39672.666723850023,7934.533344770005]
[0.27173859715461729,231,0.2,31392.351700739993,6278.4703401479992]
[0.18936605858802796,161,0.2,28611.463676310006,5722.2927352620018]
[0.20634823179244996,175,0.2,26281.251231259997,5256.2502462519997]
[0.28448872518539425,242,0.2,44964.361411059974,8992.8722822119944]
[0.2568040419816971,218,0.2,35582.471973359985,7116.4943946719977]
[0.26443100380897522,225,0.2,32774.400429909998,6554.8800859820003]
[0.27496875715255736,233,0.2,33968.13366609002,6793.6267332180041]
[0.24179777312278747,205,0.2,31894.08936499001,6378.8178729980027]
[0.2859701828956604,243,0.2,39493.335342640006,7898.6670685280014]
[0.23558629703521727,200,0.2,33716.380808650036,6743.2761617300075]
[0.28109000337123868,239,0.2,32893.840849950015,6578.7681699900031]
[0.28929469048976897,246,0.2,39183.378898560026,7836.6757797120054]
[0.19749848842620848,168,0.2,34021.8696318,6804.37392636]
[0.2674954694509506,227,0.2,39069.161531169986,7813.8323062339978]
[0.29586688220500945,251,0.2,44393.237248739992,8878.6474497479994]
[0.22934710443019868,195,0.2,30256.505123430012,6051.3010246860031]
[0.21005507647991181,178,0.2,30251.162811580012,6050.2325623160032]
[0.22049470424652098,187,0.2,26445.062161010006,5289.0124322020019]
[0.24518473291397094,208,0.2,31971.206999689999,6394.2413999380005]
[0.25838409411907193,219,0.2,32611.096857170007,6522.2193714340019]
[0.26460920083522799,225,0.2,32972.335412769993,6594.4670825539988]
[0.19538910448551178,166,0.2,24560.570507119999,4912.1141014240002]
[0.20150484681129455,171,0.2,24093.993013299991,4818.7986026599983]
[0.19252301001548766,163,0.2,23827.05638727,4765.4112774539999]
[0.20830684304237365,177,0.2,26556.944244170005,5311.3888488340017]
[0.22058986043930054,187,0.2,32344.875602140004,6468.975120428001]
[0.19491739368438721,165,0.2,26042.798944839997,5208.5597889679993]
[0.26571815371513363,226,0.2,34451.183145550014,6890.2366291100034]
[0.26183480393886566,222,0.2,38503.259589839996,7700.6519179679999]
[0.279466157913208,237,0.2,38833.508777330011,7766.7017554660024]
[0.25113536524772645,213,0.2,30548.78243554003,6109.7564871080067]
[0.28221024942398071,240,0.2,46315.553087569991,9263.1106175139994]
[0.28351511371135713,241,0.2,33838.11236300999,6767.6224726019982]
[0.19187359821796418,163,0.2,30978.637860319992,6195.7275720639991]
[0.25474042189121249,216,0.2,36729.045061969991,7345.8090123939983]
[0.29230697107315062,248,0.2,38619.71890243001,7723.9437804860027]
[0.25826977622509001,219,0.2,35549.912291440007,7109.9824582880019]
[0.29248955762386319,248,0.2,38031.965699430024,7606.393139886005]
[0.28508112072944641,242,0.2,38185.035724630005,7637.0071449260013]
[0.23577959239482879,200,0.2,39164.346568850022,7832.8693137700047]
[0.22676972651481628,192,0.2,28928.305862160014,5785.6611724320028]
[0.24045989906787871,204,0.2,32352.549782909991,6470.5099565819983]
[0.20754250860214232,176,0.2,26176.432447140007,5235.2864894280019]
[0.24430516326427459,207,0.2,28294.917411819977,5658.9834823639958]
[0.19904864966869354,169,0.2,25816.784383479997,5163.3568766959997]
[0.18627022755146028,158,0.2,26736.407251780005,5347.2814503560012]
[0.25331251502037044,215,0.2,40683.619858289989,8136.7239716579979]
[0.23368457293510436,198,0.2,32423.671370860007,6484.7342741720022]
[0.23528861796855927,200,0.2,34585.375984990009,6917.075196998002]
[0.20874631190299986,177,0.2,25071.972065460002,5014.3944130920008]
[0.25212488365173341,214,0.2,32502.122796260017,6500.4245592520037]
[0.27949763882160183,237,0.2,40977.173424360008,8195.4346848720015]
[0.23180309092998505,197,0.2,36741.379438919983,7348.275887783997]
[0.28892489683628081,245,0.2,40627.537624930046,8125.5075249860092]
[0.29862092149257657,254,0.2,44596.859315760004,8919.3718631520005]
[0.25269631004333493,215,0.2,30965.021966279986,6193.0043932559975]
[0.23046563816070556,196,0.2,29331.258561410003,5866.2517122820009]
[0.26600642859935758,226,0.2,32972.454980600007,6594.4909961200019]
[0.23119345664978028,196,0.2,32905.739110249997,6581.1478220499994]
[0.26931719005107879,229,0.2,41052.083814739992,8210.416762947998]
[0.2531392103433609,215,0.2,33595.608610240015,6719.121722048003]
[0.19856141245365141,168,0.2,26827.303048349997,5365.4606096699999]
[0.20563873243331909,174,0.2,27889.45051183,5577.8901023660001]
[0.20756502020359038,176,0.2,26539.364821580002,5307.8729643160004]
[0.18764249753952025,159,0.2,22387.727420950006,4477.5454841900018]
[0.19247766065597535,163,0.2,23102.83623411,4620.567246822]
[0.29440402221679685,250,0.2,42378.345662590007,8475.6691325180018]
[0.26907065641880035,228,0.2,39495.282264009955,7899.0564528019913]
[0.25734719467163086,219,0.2,38296.255463050002,7659.2510926100003]
[0.23167972898483274,197,0.2,26726.589355330008,5345.3178710660022]
[0.21642210888862609,184,0.2,27616.013093580001,5523.2026187160009]
[0.22287339842319487,189,0.2,29966.549009710012,5993.3098019420031]
[0.25812689244747161,219,0.2,39380.46424239999,7876.0928484799988]
[0.23935666072368622,203,0.2,27875.103528329997,5575.0207056660001]
[0.21264723336696625,180,0.2,31631.910638010013,6326.3821276020026]
[0.22099822211265563,188,0.2,24336.855566470003,4867.3711132940007]
[0.18935575067996979,161,0.2,32413.400695059994,6482.680139011999]
[0.27592860209941861,234,0.2,36169.244059820012,7233.8488119640024]
[0.25496364212036132,216,0.2,32060.565402130007,6412.1130804260019]
[0.19822453343868254,168,0.2,26189.613290020006,5237.9226580040013]
[0.19460462307929993,165,0.2,33091.325249909998,6618.2650499820002]
[0.26150748538970947,222,0.2,38118.336928480014,7623.6673856960033]
[0.26976012432575225,229,0.2,43161.434663420005,8632.2869326840009]
[0.23518462836742401,200,0.2,31581.701213590011,6316.3402427180026]
[0.20837465643882752,177,0.2,32718.680198200011,6543.7360396400027]
[0.23585548496246336,200,0.2,30423.401058120009,6084.6802116240024]
[0.22543942201137543,191,0.2,28840.572410700013,5768.114482140003]
[0.24975722444057463,212,0.2,31178.999816720017,6235.799963344004]
[0.21480918288230896,182,0.2,29954.714507200013,5990.942901440003]
[0.25670194137096403,218,0.2,33627.34257529,6725.4685150580008]
[0.2653773336410522,225,0.2,36355.760233050001,7271.152046610001]
[0.20298331475257875,172,0.2,27463.741820519997,5492.7483641039998]
[0.24940860378742219,212,0.2,34313.528550939991,6862.7057101879982]
[0.23295587110519408,198,0.2,35847.672779400011,7169.5345558800027]
[0.29559898531436918,251,0.2,42700.767935760006,8540.1535871520009]
[0.29889346611499784,254,0.2,40439.237559100024,8087.8475118200049]
[0.2242167899608612,190,0.2,32993.683526270004,6598.7367052540012]
[0.2738982228040695,233,0.2,42201.816446079982,8440.3632892159967]
[0.22796445858478545,193,0.2,31906.392784269996,6381.2785568539994]
[0.18726969373226166,159,0.2,23490.907062479993,4698.1814124959992]
[0.26741746366024016,227,0.2,34069.659235290004,6813.931847058001]
[0.20587836921215058,175,0.2,26621.804830130011,5324.3609660260026]
[0.23741282165050506,202,0.2,34400.103658430009,6880.0207316860024]
[0.24646383762359619,209,0.2,35758.837868759998,7151.7675737520003]
[0.26366149163246155,224,0.2,41485.143071209997,8297.0286142419991]
[0.28053962767124174,238,0.2,41220.531251230015,8244.1062502460027]
[0.20592883515357971,175,0.2,27341.734618270013,5468.3469236540031]
[0.27779059624671937,236,0.2,36153.395845159997,7230.6791690319997]
[0.25508677303791044,217,0.2,31520.378004760005,6304.075600952001]
[0.20420716989040374,173,0.2,23666.279948010004,4733.2559896020011]
[0.19229232895374299,163,0.2,27097.883709329981,5419.5767418659962]
[0.23293092691898346,198,0.2,28734.383350900014,5746.8766701800032]
[0.23702689003944397,201,0.2,26287.451887719984,5257.4903775439971]
[0.20193603944778443,171,0.2,26068.162886890001,5213.6325773780009]
[0.28843698692321773,245,0.2,41214.394078820027,8242.8788157640065]
[0.28485849165916444,242,0.2,37676.338308819992,7535.2676617639991]
[0.25194752919673918,214,0.2,35808.606888060007,7161.7213776120016]
[0.20723834037780761,176,0.2,25045.033099109998,5009.0066198220002]
[0.29205027902126313,248,0.2,44040.247544090009,8808.0495088180014]
[0.20347515892982482,173,0.2,32516.557016780003,6503.3114033560014]
[0.23169155216217041,197,0.2,32269.034011809992,6453.806802361999]
[0.21583576083183287,183,0.2,28189.704522450003,5637.9409044900012]
[0.27932274413108826,237,0.2,34219.926144079996,6843.985228816]
[0.25596268701553343,217,0.2,36720.59625013997,7344.119250027994]
[0.2885930392742157,245,0.2,36790.436055550017,7358.0872111100034]
[0.21773419618606565,185,0.2,29400.434914909994,5880.0869829819994]
[0.29179317927360532,248,0.2,36957.397096750014,7391.4794193500029]
[0.28157188618183138,239,0.2,39163.341701640013,7832.6683403280031]
[0.28011277019977571,238,0.2,39583.916386779973,7916.7832773559949]
[0.22988316321372987,195,0.2,27735.156542620021,5547.031308524005]
[0.22708585381507873,193,0.2,32160.10010747999,6432.0200214959987]
[0.21195181989669798,180,0.2,29415.526208130013,5883.1052416260027]
[0.22662837159633636,192,0.2,32953.747161720014,6590.7494323440033]
[0.26465773701667783,225,0.2,34019.780308359994,6803.9560616719991]
[0.2067682671546936,175,0.2,28211.402934509995,5642.2805869019994]
[0.22618665361404419,192,0.2,32442.22208179002,6488.4444163580047]
[0.25821601474285127,219,0.2,42199.768095540014,8439.9536191080024]
[0.1985940145254135,169,0.2,27457.959042520008,5491.5918085040021]
[0.26550848257541654,225,0.2,35792.314548349968,7158.4629096699937]
[0.26951239478588102,229,0.2,34015.505335400005,6803.1010670800015]
[0.24663254892826081,209,0.2,28360.499203750005,5672.099840750001]
[0.26274328601360319,223,0.2,30986.289385300002,6197.2578770600012]
[0.28238987338542937,240,0.2,39699.003716520041,7939.8007433040084]
[0.26634877753257752,226,0.2,39031.745188999994,7806.3490377999988]
[0.24346506536006926,207,0.2,32083.304609860006,6416.6609219720012]
[0.2631876472234726,223,0.2,33877.890762400013,6775.5781524800032]
[0.2898444274663925,246,0.2,34586.440741949984,6917.2881483899973]
[0.28684914779663084,244,0.2,32014.665030600016,6402.9330061200035]
[0.22449609553813935,191,0.2,28973.291615000002,5794.6583230000006]
[0.21571465480327606,183,0.2,29007.17592278001,5801.4351845560022]
[0.21798051917552946,185,0.2,27090.155745939996,5418.0311491879993]
[0.29894701015949249,254,0.2,44995.317626670025,8999.063525334006]
[0.22137862944602965,188,0.2,32758.128052130014,6551.6256104260028]
[0.21304939806461334,181,0.2,28537.073728409992,5707.4147456819992]
[0.28436640965938564,241,0.2,36688.252701380006,7337.6505402760013]
[0.25640132009983063,218,0.2,28854.712479660004,5770.9424959320013]
[0.28385327696800233,241,0.2,35293.638837690014,7058.7277675380028]
[0.28804869747161865,245,0.2,35645.661181250005,7129.1322362500014]
[0.26197974658012391,222,0.2,36226.997037509995,7245.3994075019991]
[0.18625678718090058,158,0.2,26922.872471579987,5384.574494315998]
[0.21992145681381225,187,0.2,29430.228078540011,5886.0456157080025]
[0.2477212800979614,210,0.2,31998.326829390004,6399.6653658780015]
[0.22265422117710112,189,0.2,29081.346004200004,5816.2692008400008]
[0.27858691442012784,237,0.2,38143.001484510016,7628.6002969020037]
[0.21743286144733429,185,0.2,30458.321567529994,6091.6643135059994]
[0.20917170846462249,178,0.2,29322.641286170008,5864.528257234002]
[0.20603658914566039,175,0.2,33744.385028610013,6748.8770057220027]
[0.21973549318313598,186,0.2,28478.978672310004,5695.7957344620008]
[0.22300443184375762,189,0.2,34850.444528730011,6970.0889057460026]
[0.22914279448986052,195,0.2,30983.649164970007,6196.7298329940022]
[0.21580638635158539,183,0.2,24161.592133959999,4832.3184267919996]
[0.21785394322872162,185,0.2,26134.25520384001,5226.8510407680023]
[0.29731815683841706,253,0.2,39720.914423109985,7944.1828846219978]
[0.19079963243007661,162,0.2,23486.441762710012,4697.2883525420029]
[0.24325845193862916,207,0.2,30729.255172860012,6145.8510345720024]
[0.29612245988845826,252,0.2,40982.81285307002,8196.5625706140036]
[0.1956357740163803,166,0.2,24160.239776190007,4832.0479552380011]
[0.27330478763580324,232,0.2,38015.169562970004,7603.0339125940009]
[0.1910570787191391,162,0.2,24729.343019740001,4945.8686039480008]
[0.29419802713394161,250,0.2,35069.93660606999,7013.9873212139983]
[0.29207885849475856,248,0.2,41895.575967969999,8379.1151935939997]
[0.21299190616607666,181,0.2,25751.079887590004,5150.2159775180007]
[0.28719698023796081,244,0.2,38844.414855560033,7768.882971112007]
[0.29605223429203031,251,0.2,35797.278505610018,7159.455701122004]
[0.27257751953601839,231,0.2,34988.625097230004,6997.7250194460012]
[0.2520510159730911,214,0.2,39700.965432939993,7940.1930865879986]
[0.2257815806865692,192,0.2,26523.644194660013,5304.7288389320029]
[0.22118654358386994,188,0.2,28014.138423249999,5602.8276846500003]
[0.22732912588119505,193,0.2,31760.102028769987,6352.0204057539977]
[0.20304672503471374,172,0.2,31952.878698320015,6390.5757396640038]
[0.19863322126865388,169,0.2,27828.363316449999,5565.6726632899999]
[0.21626335895061494,184,0.2,32832.054301779994,6566.4108603559989]
[0.25692964625358583,218,0.2,36137.510149480011,7227.5020298960026]
[0.19591077840328217,166,0.2,31023.98657963,6204.797315926]
[0.24826460266113282,211,0.2,40492.325715259976,8098.4651430519953]
[0.26114227151870728,222,0.2,33298.789995870007,6659.7579991740022]
[0.24025814402103424,204,0.2,34861.440860919996,6972.2881721839994]
[0.20833694458007812,177,0.2,29067.588557550007,5813.5177115100014]
[0.29784504246711729,253,0.2,43428.475682769997,8685.695136553999]
[0.21220766258239745,180,0.2,29430.355598910013,5886.0711197820028]
[0.20111164462566375,171,0.2,25088.964806559998,5017.7929613119995]
[0.19793137300014496,168,0.2,26882.374556720009,5376.4749113440021]
[0.26863190102577206,228,0.2,37876.785259109995,7575.3570518219994]
[0.23854231560230255,202,0.2,33972.996023040003,6794.5992046080009]
[0.26759635376930235,227,0.2,38021.624445710011,7604.3248891420026]
[0.27843739199638368,236,0.2,32500.543859659974,6500.1087719319949]
[0.221274796128273,188,0.2,28223.656569440005,5644.7313138880018]
[0.22461558437347412,191,0.2,34813.899881920013,6962.779976384003]
[0.29065882015228273,247,0.2,42938.556710810029,8587.711342162007]
[0.25953603172302242,220,0.2,37316.661464310011,7463.3322928620028]
[0.2126737335920334,180,0.2,26001.079552110008,5200.2159104220018]
[0.29624046063423154,252,0.2,35426.727378930031,7085.3454757860063]
[0.28794612801074981,245,0.2,50962.036789879945,10192.40735797599]
[0.19493826091289521,165,0.2,25551.247200580008,5110.249440116002]
[0.1938221937417984,164,0.2,26898.548282330001,5379.7096564660005]
[0.26790184020996094,227,0.2,38904.480382680013,7780.8960765360025]
[0.27822515916824342,236,0.2,35990.080982640007,7198.0161965280022]
[0.22683885133266449,193,0.2,31510.473989960017,6302.0947979920038]
[0.23036450922489166,196,0.2,38032.118975220001,7606.4237950440001]
[0.27232816600799559,231,0.2,32009.138078550015,6401.8276157100036]
[0.19226525115966797,163,0.2,23287.489264859996,4657.4978529719992]
[0.23876629686355591,203,0.2,37210.453722399958,7442.0907444799923]
[0.26042404747009273,221,0.2,38674.465123549999,7734.8930247099997]
[0.19204459261894224,163,0.2,22670.415211740001,4534.0830423480002]
[0.23233713841438292,197,0.2,34906.817514219998,6981.3635028440003]
[0.19954327297210694,169,0.2,29432.521607930008,5886.5043215860023]
[0.19876203274726867,169,0.2,25327.622763920011,5065.5245527840025]
[0.21397257757186888,182,0.2,27052.192427430007,5410.4384854860018]
[0.24701969683170319,210,0.2,40934.778911579968,8186.9557823159939]
[0.25438970160484314,216,0.2,35997.970177060008,7199.5940354120021]
[0.19264957916736603,163,0.2,25787.704211029995,5157.5408422059991]
[0.26573684656620022,226,0.2,35004.354596890029,7000.870919378006]
[0.2902066991329193,246,0.2,44817.350036719989,8963.4700073439981]
[0.28421009910106659,241,0.2,38491.541909979976,7698.3083819959957]
[0.20545872795581818,174,0.2,25750.894712810004,5150.1789425620009]
[0.26155726504325866,222,0.2,35240.620240870019,7048.1240481740042]
[0.25056900107860564,213,0.2,34113.259636819988,6822.6519273639979]
[0.23527718889713287,200,0.2,31205.263731739989,6241.0527463479984]
[0.19426923894882203,165,0.2,26571.164628900009,5314.232925780002]
[0.24682327580451965,210,0.2,31901.616549300012,6380.3233098600031]
[0.2244233626127243,190,0.2,30714.927970410001,6142.9855940820007]
[0.19858836793899537,168,0.2,22869.670916820003,4573.934183364001]
[0.22946971213817596,195,0.2,30118.704915549999,6023.7409831100003]
[0.29597470414638516,251,0.2,36550.017334219985,7310.0034668439976]
[0.2080473107099533,177,0.2,33262.817716580008,6652.5635433160023]
[0.2234495269060135,190,0.2,33023.306543110004,6604.6613086220013]
[0.23828718638420104,202,0.2,30960.222695830002,6192.0445391660005]
[0.2744598373174667,233,0.2,30553.713780660015,6110.7427561320037]
[0.27503752863407133,234,0.2,35721.359209120012,7144.2718418240029]
[0.24977246546745299,212,0.2,35359.989840630005,7071.9979681260011]
[0.25434223902225495,216,0.2,40416.358865130016,8083.2717730260038]
[0.23161873769760133,197,0.2,31048.26189386001,6209.6523787720025]
[0.20293651127815246,172,0.2,26978.054173579996,5395.6108347159998]
[0.25258357536792753,214,0.2,33997.237346259986,6799.447469251998]
[0.27605715537071229,234,0.2,41593.948448500014,8318.7896897000028]
[0.1867090848684311,158,0.2,23415.819740990013,4683.1639481980028]
[0.23334228515625,198,0.2,29752.151186350016,5950.430237270004]
[0.20592148983478545,175,0.2,25510.372051879993,5102.0744103759989]
[0.22729290211200714,193,0.2,26193.500707780004,5238.7001415560007]
[0.27231992375850678,231,0.2,31518.772164500013,6303.7544329000029]
[0.18714526498317718,159,0.2,30311.105894109991,6062.2211788219984]
[0.25593060815334318,217,0.2,39321.857470339994,7864.3714940679993]
[0.20565559065341948,175,0.2,35403.806116020009,7080.7612232040019]
[0.23235509741306304,197,0.2,30583.072096810003,6116.6144193620012]
[0.21673538911342621,184,0.2,31486.861252860024,6297.3722505720052]
[0.24040859055519104,204,0.2,29441.543997570006,5888.3087995140013]
[0.20525276005268098,174,0.2,27258.346447990014,5451.6692895980032]
[0.28177979063987729,239,0.2,38603.463350289989,7720.6926700579979]
[0.27664641165733339,235,0.2,28328.177063390012,5665.6354126780025]
[0.20889637112617493,177,0.2,35698.745303810007,7139.749060762002]
[0.27630985879898073,235,0.2,35571.00656721001,7114.2013134420022]
[0.23742272186279295,202,0.2,35051.951514170025,7010.3903028340055]
[0.19206518805027009,163,0.2,30799.530898620014,6159.9061797240029]
[0.20338230621814726,173,0.2,32755.997290900006,6551.1994581800018]
[0.26105026137828824,222,0.2,39817.441936669995,7963.4883873339995]
[0.21085615110397338,179,0.2,29853.988928529994,5970.7977857059996]
[0.25883109855651854,220,0.2,40124.41734314002,8024.8834686280043]
[0.2439356278181076,207,0.2,27490.075980619997,5498.0151961239999]
[0.26848880660533903,228,0.2,36921.427760699997,7384.2855521399997]
[0.22388022351264952,190,0.2,28889.632529200015,5777.9265058400033]
[0.22561282861232757,191,0.2,33275.074656120029,6655.0149312240064]
[0.1977455724477768,168,0.2,27033.944231940004,5406.7888463880008]
[0.21471853852272033,182,0.2,33145.106337750003,6629.0212675500006]
[0.26630086648464202,226,0.2,36531.078139390003,7306.2156278780012]
[0.23949406099319459,203,0.2,32641.30697258002,6528.2613945160047]
[0.20191481208801271,171,0.2,24777.578420160015,4955.5156840320033]
[0.20490792417526243,174,0.2,25663.298074300004,5132.6596148600011]
[0.26280007803440092,223,0.2,39912.19057322001,7982.4381146440028]
[0.23443815100193022,199,0.2,26334.620361349993,5266.9240722699988]
[0.22944866144657133,195,0.2,27345.052252450016,5469.0104504900037]
[0.20049304783344268,170,0.2,28350.088345299991,5670.0176690599983]
[0.28637878918647763,243,0.2,44227.748779809983,8845.5497559619962]
[0.26845466208457947,228,0.2,31201.0167511,6240.2033502200002]
[0.20335118544101716,173,0.2,28906.099791360008,5781.2199582720023]
[0.19664213025569915,167,0.2,27960.541255960008,5592.1082511920022]
[0.2132644304037094,181,0.2,26143.829704610001,5228.7659409220005]
[0.23692919933795928,201,0.2,36785.919141580001,7357.1838283160005]
[0.25054456651210782,213,0.2,35651.05913210001,7130.2118264200026]
[0.28200165188312531,239,0.2,40193.511494930004,8038.7022989860016]
[0.23246965992450713,197,0.2,26475.530068280012,5295.1060136560027]
[0.27788146483898163,236,0.2,43291.214342790023,8658.2428685580053]
[0.19829590058326721,168,0.2,27520.308579020002,5504.0617158040004]
[0.23939382898807526,203,0.2,33310.352953090005,6662.070590618001]
[0.20161442863941192,171,0.2,26645.359136450017,5329.071827290004]
[0.27048498022556305,230,0.2,36796.002652059986,7359.2005304119975]
[0.29422079014778135,250,0.2,44695.187421369992,8939.0374842739984]
[0.21806640708446501,185,0.2,24705.382988470003,4941.0765976940011]
[0.23293008434772491,198,0.2,30141.572784120013,6028.3145568240034]
[0.25088607287406922,213,0.2,34099.933129459998,6819.9866258920001]
[0.25028897523880006,212,0.2,32407.720163660026,6481.5440327320057]
[0.27859713399410246,237,0.2,34835.153501929999,6967.0307003859998]
[0.20416894161701202,173,0.2,31604.721321330002,6320.9442642660006]
[0.26879186046123504,228,0.2,38457.784764690019,7691.5569529380045]
[0.21949118828773498,186,0.2,34603.157755769993,6920.6315511539988]
[0.20953420436382295,178,0.2,25454.503278359993,5090.9006556719987]
[0.28022365665435789,238,0.2,35528.59142840001,7105.7182856800027]
[0.25211689960956574,214,0.2,30076.791680000006,6015.3583360000011]
[0.25785690951347351,219,0.2,38574.371469769983,7714.874293953997]
[0.19843810486793517,168,0.2,28481.486002400008,5696.2972004800022]
[0.22375701105594634,190,0.2,31301.712320310013,6260.3424640620033]
[0.21847265553474426,185,0.2,30751.618329559995,6150.3236659119993]
[0.22336632299423217,190,0.2,32439.776295049993,6487.9552590099993]
[0.28264148962497709,240,0.2,38071.841275630002,7614.3682551260008]
[0.19458484983444213,165,0.2,28656.788746549999,5731.3577493100001]
[0.23241313290596008,197,0.2,33798.518706850024,6759.7037413700054]
[0.23036757373809813,196,0.2,25272.286552750014,5054.4573105500031]
[0.21340932548046113,181,0.2,24685.560796809998,4937.1121593620001]
[0.26552734529972077,225,0.2,36204.92980785999,7240.9859615719979]
[0.29240005481243131,248,0.2,40166.265774490006,8033.2531548980014]
[0.24476096034049988,208,0.2,33658.475448880003,6731.6950897760007]
[0.22165512192249298,188,0.2,31794.431022300007,6358.8862044600019]
[0.24820641088485718,211,0.2,32390.001670909998,6478.0003341820002]
[0.27712707138061521,235,0.2,37364.202477159968,7472.840495431994]
[0.2877622504234314,244,0.2,37960.568499850007,7592.113699970002]
[0.29462061059474942,250,0.2,36884.902817360016,7376.9805634720033]
[0.19780292844772338,168,0.2,30287.917935990015,6057.5835871980034]
[0.20527949130535125,174,0.2,24233.345870179994,4846.6691740359993]
[0.19568611764907837,166,0.2,27299.179542389989,5459.8359084779986]
[0.23596749937534331,200,0.2,30025.495743360007,6005.0991486720013]
[0.25400455141067502,216,0.2,31197.178572450004,6239.4357144900014]
[0.27304325759410858,232,0.2,33490.196554389993,6698.039310877999]
[0.28160410094261168,239,0.2,50491.873049790003,10098.374609958002]
[0.28726955008506772,244,0.2,41732.859846670028,8346.5719693340052]
[0.27140756857395171,230,0.2,40679.873208040015,8135.9746416080034]
[0.28256938862800596,240,0.2,32375.775778129988,6475.1551556259983]
[0.24212038958072662,206,0.2,38204.784957580014,7640.9569915160027]
[0.28879984974861145,245,0.2,32521.464481830015,6504.2928963660033]
[0.21531675052642821,183,0.2,30679.244210249995,6135.8488420499998]
[0.22636601257324218,192,0.2,36181.647199900013,7236.3294399800034]
[0.22311751306056976,189,0.2,29944.775530430008,5988.9551060860022]
[0.2020960532426834,171,0.2,20935.909238060012,4187.1818476120025]
[0.24853746664524079,211,0.2,34125.299103530007,6825.059820706002]
[0.21667220985889435,184,0.2,30969.967995559997,6193.9935991120001]
[0.29961986446380617,254,0.2,43565.476687909977,8713.0953375819954]
[0.22996782124042511,195,0.2,28802.483987030002,5760.496797406001]
[0.2643305135965347,224,0.2,35179.769361479986,7035.9538722959978]
[0.18623893690109253,158,0.2,25947.791387199995,5189.5582774399991]
[0.27752898466587067,236,0.2,37577.011476339991,7515.4022952679989]
[0.22039892292022706,187,0.2,31083.216974240011,6216.6433948480026]
[0.19575145769119262,166,0.2,28344.383324890016,5668.8766649780036]
[0.26257981359958649,223,0.2,29116.955789590018,5823.391157918004]
[0.27766368734836577,236,0.2,43497.791527469999,8699.5583054939998]
[0.24640219402313232,209,0.2,27126.752626379995,5425.3505252759996]
[0.19614979004859923,166,0.2,27750.740877680008,5550.1481755360019]
[0.27532181489467622,234,0.2,42018.214063800006,8403.6428127600011]
[0.2927210268974304,249,0.2,39145.389768689987,7829.0779537379976]
[0.25453168845176699,216,0.2,33078.324463840021,6615.6648927680044]
[0.19717076218128204,167,0.2,26335.480272799992,5267.0960545599992]
[0.29852898609638212,254,0.2,40062.775654250006,8012.5551308500017]
[0.25684609580039974,218,0.2,33975.75295187001,6795.1505903740026]
[0.28501127564907075,242,0.2,40960.718081130028,8192.1436162260052]
[0.29627575349807739,252,0.2,43615.529930300021,8723.1059860600053]
[0.25673686730861661,218,0.2,37510.950049589992,7502.1900099179984]
[0.18915477705001832,160,0.2,31239.50520743,6247.9010414860004]
[0.27803193175792695,236,0.2,38024.666991970007,7604.9333983940014]
[0.23746339631080626,202,0.2,26645.377521760009,5329.0755043520021]
[0.19915350902080536,169,0.2,24546.910475780001,4909.3820951560001]
[0.19974011528491975,169,0.2,26474.520867010004,5294.9041734020011]
[0.24711073529720307,210,0.2,36341.483744520003,7268.2967489040011]
[0.20140174055099486,171,0.2,28177.468466590002,5635.4936933180006]
[0.22032390689849854,187,0.2,27021.376281680012,5404.2752563360027]
[0.20167772340774537,171,0.2,29827.925592020008,5965.5851184040021]
[0.25301289939880367,215,0.2,35873.326522089978,7174.6653044179957]
[0.29190136814117429,248,0.2,34213.022733009995,6842.6045466019996]
[0.23503875482082365,200,0.2,32587.529994100005,6517.505998820001]
[0.28141995835304257,239,0.2,39208.953550609993,7841.7907101219989]
[0.22286821389198302,189,0.2,31790.692747620011,6358.1385495240029]
[0.22597935390472412,192,0.2,25927.219363959986,5185.4438727919978]
[0.25334804570674896,215,0.2,37267.500806190008,7453.500161238002]
[0.29411974275112152,250,0.2,34797.94607089999,6959.5892141799986]
[0.22891272497177123,194,0.2,23705.444499739995,4741.0888999479994]
[0.21671841537952422,184,0.2,31579.678709279997,6315.9357418559994]
[0.29800267124176028,253,0.2,38096.165843269999,7619.2331686540001]
[0.28010595488548279,238,0.2,33094.763758109999,6618.9527516220005]
[0.24268367564678192,206,0.2,29597.430740769996,5919.4861481539992]
[0.22938059663772581,195,0.2,28143.301490810012,5628.6602981620026]
[0.2917952585220337,248,0.2,37802.865951540007,7560.5731903080014]
[0.26502602899074557,225,0.2,35663.507301279977,7132.7014602559957]
[0.22249163210391998,189,0.2,28168.042815689998,5633.6085631380001]
[0.28163501107692718,239,0.2,39550.525345380011,7910.1050690760021]
[0.20110422456264496,171,0.2,30747.466189459999,6149.4932378920003]
[0.21048011291027069,179,0.2,23895.239100039991,4779.0478200079988]
[0.2472129853963852,210,0.2,32789.818863250002,6557.9637726500005]
[0.24241033601760864,206,0.2,33446.420268580005,6689.2840537160009]
[0.26212259638309476,223,0.2,33391.60099886002,6678.3201997720043]
[0.2753625980615616,234,0.2,38660.121461380004,7732.0242922760008]
[0.26656626963615415,226,0.2,34272.546496999996,6854.5092993999997]
[0.28378699243068695,241,0.2,34998.926794430001,6999.7853588860007]
[0.1865014454126358,158,0.2,26165.183067199996,5233.0366134399992]
[0.23042825245857237,196,0.2,30532.130616409991,6106.426123281999]
[0.26540212833881377,225,0.2,34939.669663900015,6987.9339327800035]
[0.22276107823848723,189,0.2,33634.181533710005,6726.8363067420014]
[0.22295675861835479,189,0.2,27086.445456110014,5417.2890912220028]
[0.29944275462627412,254,0.2,44863.322106080021,8972.6644212160045]
[0.23349658441543578,198,0.2,31976.827972780004,6395.3655945560013]
[0.25312855589389799,215,0.2,30149.284404609996,6029.8568809219996]
[0.28528232538700105,242,0.2,39475.902047939999,7895.1804095879997]
[0.22603527617454527,192,0.2,30187.159120650023,6037.4318241300052]
[0.29397159969806669,250,0.2,47789.87510391001,9557.9750207820016]
[0.22287435650825499,189,0.2,29680.927035179993,5936.1854070359987]
[0.21237171936035157,180,0.2,30494.75126256001,6098.9502525120024]
[0.25686974895000458,218,0.2,44096.204628130006,8819.2409256260016]
[0.2718488788604736,231,0.2,41395.22336158999,8279.0446723179975]
[0.27732597255706787,236,0.2,39335.422296819983,7867.0844593639968]
[0.21892153537273407,186,0.2,36050.762399570005,7210.1524799140016]
[0.24509718704223632,208,0.2,34509.60728394999,6901.921456789998]
[0.21109396684169768,179,0.2,28649.501972399998,5729.9003944799997]
[0.25372418582439421,215,0.2,35477.338496880002,7095.4676993760004]
[0.27188322722911834,231,0.2,47462.660567920029,9492.5321135840059]
[0.22686062228679657,193,0.2,28867.588031179996,5773.5176062359997]
[0.23094313824176788,196,0.2,31714.135416820001,6342.8270833640008]
[0.29954150533676149,254,0.2,40509.001333390013,8101.800266678003]
[0.23244315969943999,197,0.2,29949.878398740024,5989.9756797480049]
[0.20450603806972503,174,0.2,24261.534051170009,4852.3068102340021]
[0.25172338485717771,214,0.2,33911.333241899993,6782.2666483799985]
[0.21044452106952666,179,0.2,28045.012791350004,5609.0025582700009]
[0.24826392996311186,211,0.2,39162.160455320016,7832.4320910640035]
[0.23467735970020293,199,0.2,30267.140023220003,6053.4280046440008]
[0.27920540249347686,237,0.2,38595.075017349991,7719.0150034699982]
[0.23028624522686003,195,0.2,28145.955797930004,5629.191159586001]
[0.27543102300167083,234,0.2,30934.287841649999,6186.8575683300005]
[0.29626596879959105,252,0.2,42333.707380359985,8466.7414760719967]
[0.23343254220485687,198,0.2,39422.755611810011,7884.5511223620024]
[0.29708660602569581,252,0.2,34674.808180360007,6934.961636072002]
[0.21448667514324188,182,0.2,30705.457901310005,6141.0915802620011]
[0.22795784711837769,193,0.2,27911.278009070029,5582.2556018140058]
[0.18958461070060731,161,0.2,24503.868869320006,4900.7737738640017]
[0.27372395324707033,232,0.2,39153.412445500013,7830.6824891000033]
[0.28305602109432221,240,0.2,35277.849029660014,7055.569805932003]
[0.21730550408363342,184,0.2,35984.924578100021,7196.9849156200044]
[0.19195456659793853,163,0.2,23662.656778170007,4732.5313556340016]
[0.24238351643085479,206,0.2,36384.328361270003,7276.8656722540009]
[0.21921034026145936,186,0.2,27358.953719560002,5471.7907439120008]
[0.20242613732814788,172,0.2,26977.60152756,5395.520305512]
[0.19952075457572938,169,0.2,22229.842196619993,4445.9684393239986]
[0.27987716960906983,238,0.2,43604.479745890014,8720.8959491780024]
[0.23173178493976593,197,0.2,31731.255406159999,6346.2510812319997]
[0.24214394080638885,206,0.2,29230.123495770007,5846.0246991540016]
[0.18619936323165892,158,0.2,23575.346737510012,4715.0693475020025]
[0.18705096495151519,159,0.2,26951.269123010021,5390.2538246020049]
[0.21891190016269685,186,0.2,29025.452548729998,5805.090509746]
[0.24910639929771422,211,0.2,35155.186538739988,7031.0373077479981]
[0.26797121644020078,228,0.2,36209.586598669986,7241.9173197339978]
[0.2566582499742508,218,0.2,36370.536959840028,7274.1073919680057]
[0.24983473420143126,212,0.2,32022.019049940001,6404.4038099880008]
[0.21708273231983186,184,0.2,31059.993971369993,6211.998794273999]
[0.28525157833099363,242,0.2,42133.219256610013,8426.6438513220037]
[0.26862610495090483,228,0.2,35940.077076360001,7188.0154152720006]
[0.26073867988586424,221,0.2,36006.130372230007,7201.2260744460018]
[0.25075256609916685,213,0.2,31122.977364229981,6224.5954728459965]
[0.28291029024124148,240,0.2,33515.708623359998,6703.1417246720002]
[0.27006648051738735,229,0.2,35861.196680190005,7172.2393360380011]
[0.21606824934482574,183,0.2,33368.217504800014,6673.6435009600027]
[0.25974861109256742,221,0.2,35820.702956980007,7164.1405913960016]
[0.20662996995449065,175,0.2,27629.338314799999,5525.8676629600004]
[0.29994283425807955,255,0.2,38375.34178959002,7675.068357918004]
[0.20504430520534514,174,0.2,25298.950890190004,5059.7901780380016]
[0.1958961353302002,166,0.2,28763.800374260009,5752.7600748520017]
[0.20043977558612824,170,0.2,30243.627673390019,6048.7255346780039]
[0.21015881466865538,178,0.2,28246.057341830005,5649.2114683660011]
[0.26072252833843229,221,0.2,34768.711160569983,6953.7422321139966]
[0.24953360331058499,212,0.2,40370.958863299973,8074.191772659995]
[0.27211061954498289,231,0.2,34842.247175830016,6968.4494351660032]
[0.22563748741149903,192,0.2,27750.10336823,5550.0206736460004]
[0.22566490495204924,192,0.2,31197.593836660017,6239.5187673320033]
[0.23810184788703917,202,0.2,29580.716580029992,5916.1433160059987]
[0.27998321807384491,238,0.2,38488.230649340032,7697.6461298680069]
[0.29476309347152707,250,0.2,53403.282872970041,10680.65657459401]
[0.26553096020221711,225,0.2,40825.2666187,8165.0533237400005]
[0.22730215680599211,193,0.2,30415.73603211001,6083.1472064220025]
[0.23627376043796539,201,0.2,33961.53634128999,6792.3072682579987]
[0.2713165301084518,230,0.2,42385.088697270003,8477.0177394540005]
[0.23899433469772338,203,0.2,33215.562719640031,6643.1125439280067]
[0.19857013034820556,168,0.2,24134.129669640013,4826.825933928003]
[0.22190975511074065,188,0.2,27541.062352899993,5508.2124705799988]
[0.2842988612651825,241,0.2,38390.834888780009,7678.1669777560019]
[0.25339678573608398,215,0.2,30330.077896779996,6066.0155793559998]
[0.23947745418548583,203,0.2,36919.753266570027,7383.9506533140056]
[0.24919308900833129,212,0.2,26427.437369439984,5285.4874738879971]
[0.24765139424800872,210,0.2,34984.070175580004,6996.8140351160009]
[0.24854235219955445,211,0.2,30413.946771370011,6082.7893542740021]
[0.23154364013671874,197,0.2,34806.992480290013,6961.3984960580028]
[0.24439876341819763,207,0.2,36156.86147162001,7231.3722943240027]
[0.20616592383384705,175,0.2,31495.554393350001,6299.1108786700006]
[0.2358012750148773,200,0.2,37103.0529045,7420.6105809000001]
[0.26819680130481721,228,0.2,38945.244736090011,7789.0489472180025]
[0.21803328180313108,185,0.2,27166.272806310015,5433.2545612620033]
[0.20418740344047545,173,0.2,26535.15488725001,5307.030977450002]
[0.20783572340011597,176,0.2,24962.601738810008,4992.5203477620016]
[0.1862794007062912,158,0.2,23618.80173707999,4723.7603474159978]
[0.20648032522201537,175,0.2,28954.481560979992,5790.8963121959987]
[0.26236215162277221,223,0.2,34740.459253860026,6948.0918507720053]
[0.22639251279830933,192,0.2,36682.714669080015,7336.5429338160029]
[0.20801567351818084,177,0.2,26522.460290759998,5304.492058152]
[0.19485265839099883,165,0.2,25659.521400509984,5131.9042801019968]
[0.20466664302349091,174,0.2,29019.959820019994,5803.9919640039989]
[0.27020888185501096,229,0.2,39819.921206679996,7963.9842413359993]
[0.2579168951511383,219,0.2,30615.76481176999,6123.1529623539982]
[0.23796260619163512,202,0.2,38089.453498160001,7617.8906996320002]
[0.28017067658901212,238,0.2,40122.821409700009,8024.5642819400018]
[0.26706166076660154,227,0.2,38633.809954359989,7726.761990871998]
[0.23488546800613402,199,0.2,34073.114811990017,6814.6229623980034]
[0.25345644521713256,215,0.2,36598.856171249987,7319.7712342499981]
[0.19098152589797973,162,0.2,22903.770095450011,4580.7540190900027]
[0.22893749248981476,194,0.2,31008.81666954,6201.7633339080003]
[0.29559885621070858,251,0.2,41914.876963089991,8382.9753926179983]
[0.20768592238426209,176,0.2,25746.342118710003,5149.2684237420008]
[0.29263229191303253,249,0.2,43170.957263209981,8634.1914526419969]
[0.28811237275600432,245,0.2,43019.065616599983,8603.8131233199965]
[0.2964699593782425,252,0.2,37612.479162630021,7522.495832526005]
[0.20437916994094849,173,0.2,28949.470931160009,5789.8941862320025]
[0.29597333836555478,251,0.2,37781.041596410018,7556.2083192820037]
[0.23316750597953795,198,0.2,29130.045675240006,5826.0091350480016]
[0.21242069041728973,180,0.2,27341.576683500003,5468.3153367000014]
[0.26995816254615784,229,0.2,34499.572021630011,6899.9144043260021]
[0.26536923408508301,225,0.2,39716.856801900009,7943.3713603800024]
[0.18855604863166808,160,0.2,23948.101782670008,4789.620356534002]
[0.25392171442508699,216,0.2,37189.667287300013,7437.9334574600034]
[0.2873615126609802,244,0.2,31692.189990700019,6338.4379981400043]
[0.27614905679225921,235,0.2,40624.368413200013,8124.8736826400027]
[0.26151329505443571,222,0.2,42433.602619319987,8486.7205238639981]
[0.23544912099838256,200,0.2,36520.613538849997,7304.1227077699996]
[0.25196565806865689,214,0.2,33968.253677790031,6793.650735558007]
[0.26074256658554074,221,0.2,38745.511589250011,7749.1023178500027]
[0.2116230947971344,180,0.2,26204.72122426,5240.9442448520003]
[0.22825272667407989,194,0.2,36875.567430779985,7375.1134861559976]
[0.21195789456367492,180,0.2,26906.42651378001,5381.2853027560022]
[0.25036543858051297,213,0.2,33530.749824050014,6706.1499648100034]
[0.20309016501903535,172,0.2,22778.597291510006,4555.7194583020018]
[0.26331185173988342,224,0.2,39487.431846350002,7897.486369270001]
[0.21056120359897612,179,0.2,29562.323306090002,5912.4646612180004]
[0.20368454468250274,173,0.2,31310.814300589998,6262.162860118]
[0.2936689671278,249,0.2,35926.721781210006,7185.3443562420016]
[0.22319050419330597,189,0.2,33001.587898069985,6600.3175796139976]
[0.29311683833599089,249,0.2,40358.189252580014,8071.6378505160028]
[0.21680365097522736,184,0.2,30421.786824230017,6084.3573648460042]
[0.29501942539215087,251,0.2,53360.514572469961,10672.102914493993]
[0.29862886476516726,254,0.2,40825.175576979957,8165.0351153959919]
[0.27653643572330472,235,0.2,40220.476443949992,8044.0952887899984]
[0.27701324951648709,235,0.2,40965.467536439988,8193.0935072879984]
[0.24293703138828276,206,0.2,33106.20087701,6621.2401754020002]
[0.25044529938697813,213,0.2,37516.788977299999,7503.3577954600005]
[0.24556663513183594,208,0.2,31551.202677130019,6310.2405354260045]
[0.26594807374477386,226,0.2,36996.313859510003,7399.2627719020011]
[0.22181365442276002,188,0.2,32269.852652639998,6453.9705305280004]
[0.24861589372158049,211,0.2,27171.868659420012,5434.3737318840031]
[0.24944000995159149,212,0.2,33256.254721660021,6651.250944332005]
[0.19736950707435608,167,0.2,24620.127172150009,4924.025434430002]
[0.28694456219673159,244,0.2,40454.513133440007,8090.9026266880019]
[0.29702040302753446,252,0.2,40549.763924929997,8109.9527849859996]
[0.29684359216690059,252,0.2,45824.92494248,9164.9849884960004]
[0.22596453416347503,192,0.2,32493.026770400003,6498.6053540800012]
[0.29231038212776184,248,0.2,38294.602419510011,7658.9204839020022]
[0.27881219351291653,237,0.2,35829.893137200001,7165.9786274400003]
[0.23733179891109465,201,0.2,30540.600324830011,6108.1200649660022]
[0.28926632845401762,246,0.2,36294.365261639992,7258.8730523279992]
[0.19983264183998106,170,0.2,30889.351700940006,6177.8703401880011]
[0.21741838824748994,185,0.2,30238.136994120003,6047.6273988240009]
[0.23274259865283964,198,0.2,25213.047736830005,5042.6095473660016]
[0.28987456297874448,246,0.2,45952.670744810021,9190.5341489620041]
[0.2583407696485519,219,0.2,36391.164903860001,7278.2329807720007]
[0.20150632131099699,171,0.2,21634.669267599988,4326.9338535199977]
[0.2850293501615524,242,0.2,34389.431848150001,6877.8863696300004]
[0.19591075801849364,166,0.2,26753.530495540017,5350.7060991080034]
[0.25391125023365019,216,0.2,36274.497026399986,7254.8994052799972]
[0.22234683895111085,189,0.2,29390.534394480004,5878.106878896001]
[0.23037957358360289,196,0.2,27331.720453290007,5466.3440906580017]
[0.2084233556985855,177,0.2,23846.171150049995,4769.234230009999]
[0.26709383475780485,227,0.2,41167.544742499995,8233.508948499999]
[0.28436505067348478,241,0.2,40450.637217140007,8090.1274434280022]
[0.19319994127750398,164,0.2,23780.014923910003,4756.0029847820006]
[0.27180120563507082,231,0.2,41561.936670689989,8312.3873341379986]
[0.26791803932189939,227,0.2,39932.284546799987,7986.4569093599976]
[0.28698235559463503,244,0.2,40061.660194189972,8012.3320388379943]
[0.22814646756649015,194,0.2,36325.192768399997,7265.0385536799995]
[0.21876164388656616,186,0.2,26965.358643849999,5393.0717287699999]
[0.21949547588825224,186,0.2,38117.66193065,7623.5323861300003]
[0.21707594418525694,184,0.2,31698.828600299999,6339.7657200600006]
[0.1999891630411148,170,0.2,31276.986502340002,6255.397300468001]
[0.2337930200099945,198,0.2,35429.402800309996,7085.8805600619999]
[0.18721960151195527,159,0.2,30382.949899260006,6076.5899798520013]
[0.28739599692821505,244,0.2,35713.11826221001,7142.6236524420019]
[0.28434552884101866,241,0.2,35902.650553379986,7180.530110675998]
[0.20757213449478149,176,0.2,30296.511049850007,6059.302209970002]
[0.19629996478557588,167,0.2,22217.593312279987,4443.5186624559974]
[0.26235456168651583,223,0.2,31663.456810510008,6332.6913621020021]
[0.23142339026927947,196,0.2,29536.85680886,5907.3713617720005]
[0.21141332173347471,179,0.2,26587.434417359993,5317.4868834719991]
[0.19946046996116637,169,0.2,33449.607338839996,6689.9214677679993]
[0.22899168205261231,194,0.2,28889.679094219999,5777.9358188440001]
[0.25738528025150298,219,0.2,38592.285822080019,7718.4571644160042]
[0.24036129105091095,204,0.2,37689.320903560008,7537.8641807120021]
[0.25673747205734254,218,0.2,35298.935736600004,7059.7871473200012]
[0.21236493122577665,180,0.2,29436.399599880009,5887.279919976002]
[0.27013000631332396,229,0.2,36905.868309710007,7381.1736619420017]
[0.25406982350349427,216,0.2,30758.757242279993,6151.7514484559988]
[0.22287894308567047,189,0.2,30172.890174840002,6034.5780349680008]
[0.27711823117733003,235,0.2,40280.649009070003,8056.1298018140005]
[0.22292184627056122,189,0.2,31135.309712109996,6227.0619424219994]
[0.18964189875125884,161,0.2,28843.990937629998,5768.7981875260002]
[0.23052151286602018,196,0.2,36210.221678890011,7242.0443357780023]
[0.22103608345985412,188,0.2,27194.357203509997,5438.8714407019997]
[0.23709890949726103,201,0.2,34657.667656850012,6931.5335313700025]
[0.27891943109035489,237,0.2,33957.369724130003,6791.4739448260007]
[0.24428712952136994,207,0.2,36268.500638399979,7253.7001276799965]
[0.20360289680957794,173,0.2,23651.743646070008,4730.3487292140017]
[0.21608815848827362,183,0.2,23261.003132260001,4652.2006264520005]
[0.26343669497966765,224,0.2,35820.637713060009,7164.1275426120019]
[0.2389397714138031,203,0.2,31926.710793120037,6385.3421586240074]
[0.29625448536872862,252,0.2,33894.775783610006,6778.9551567220014]
[0.23774899399280547,202,0.2,29382.323938869995,5876.464787773999]
[0.18762046837806701,159,0.2,26456.391961739995,5291.2783923479992]
[0.28529459023475645,242,0.2,43401.207646920026,8680.2415293840058]
[0.23121617209911347,196,0.2,28441.728058620025,5688.3456117240057]
[0.20972143864631654,178,0.2,28340.028746169999,5668.0057492340002]
[0.2629783362150192,223,0.2,33636.555319529994,6727.3110639059996]
[0.22793498218059538,193,0.2,25044.565664669994,5008.9131329339989]
[0.22875593197345734,194,0.2,32497.387967129995,6499.4775934259997]
[0.24544923233985899,208,0.2,30328.634773750007,6065.7269547500018]
[0.28492425978183744,242,0.2,38870.931037619979,7774.186207523996]
[0.23551866030693053,200,0.2,37065.578445990002,7413.1156891980008]
[0.27850927555561067,237,0.2,35894.699706129992,7178.9399412259991]
[0.2630189970731735,223,0.2,33929.315910950005,6785.8631821900017]
[0.25405425631999967,216,0.2,34131.24615317001,6826.2492306340027]
[0.29686295771598814,252,0.2,41917.641729729985,8383.528345945997]
[0.25308767759799955,215,0.2,29997.825442400001,5999.5650884800007]
[0.28298705255985257,240,0.2,43469.712861260014,8693.9425722520027]
[0.2973164105415344,253,0.2,36588.124037930022,7317.6248075860049]
[0.24414803051948547,207,0.2,37840.65235921002,7568.1304718420042]
[0.27627282643318174,235,0.2,37198.787173660021,7439.7574347320042]
[0.20168697810173034,171,0.2,23441.726119660012,4688.3452239320022]
[0.28621859192848204,243,0.2,37773.189346609979,7554.6378693219958]
[0.27047667002677916,230,0.2,33679.476119739993,6735.8952239479986]
[0.26678458392620086,227,0.2,40231.023384930006,8046.2046769860017]
[0.21320501554012297,181,0.2,27899.83521605999,5579.9670432119983]
[0.24470493614673614,208,0.2,34803.559033320023,6960.7118066640051]
[0.20301874351501464,172,0.2,28966.865224299989,5793.3730448599981]
[0.26428399550914761,224,0.2,36535.885961380009,7307.1771922760017]
[0.27461820673942566,233,0.2,37218.467405949996,7443.6934811899991]
[0.2314330186843872,196,0.2,31327.058996759999,6265.4117993520003]
[0.21612729728221894,183,0.2,29024.709449850016,5804.9418899700031]
[0.23450268924236298,199,0.2,30879.855193179996,6175.9710386359993]
[0.28620748221874237,243,0.2,38682.31414937997,7736.4628298759944]
[0.22284288918972014,189,0.2,30783.250953960007,6156.6501907920019]
[0.26064268791675566,221,0.2,36252.876255360017,7250.575251072004]
[0.25214074981212614,214,0.2,34157.25171953001,6831.4503439060027]
[0.23518368387222288,200,0.2,34943.601049700024,6988.7202099400056]
[0.18874307906627655,160,0.2,26601.955898409986,5320.3911796819975]
[0.21228837275505066,180,0.2,25615.176401230019,5123.0352802460038]
[0.28160480082035066,239,0.2,33693.562026249987,6738.7124052499976]
[0.19542672121524809,166,0.2,30370.976558769995,6074.1953117539997]
[0.26955785965919493,229,0.2,31609.646423399998,6321.9292846799999]
[0.27137899589538572,230,0.2,33112.627052749995,6622.5254105499989]
[0.27259453403949735,231,0.2,38106.866931340002,7621.373386268001]
[0.24513959419727324,208,0.2,32780.309972849995,6556.0619945699991]
[0.26109440803527828,222,0.2,36209.251508910012,7241.850301782003]
[0.24573265564441682,209,0.2,34314.572169269988,6862.9144338539982]
[0.29318291223049164,249,0.2,49053.998492040024,9810.7996984080055]
[0.19751667845249177,168,0.2,24001.567276899998,4800.3134553800001]
[0.24368995714187622,207,0.2,36126.697377299985,7225.3394754599976]
[0.26755994653701781,227,0.2,37918.546354189995,7583.7092708379996]
[0.22442184734344484,190,0.2,31386.738616270028,6277.3477232540063]
[0.19621213352680206,166,0.2,31557.759334539984,6311.5518669079975]
[0.21999132227897644,187,0.2,30536.116031529997,6107.2232063060001]
[0.27782690834999085,236,0.2,35536.705878799999,7107.3411757600006]
[0.19106505596637727,162,0.2,24505.382290679991,4901.0764581359981]
[0.22715619492530822,193,0.2,29012.599882400009,5802.5199764800018]
[0.29722209692001345,252,0.2,43801.947097749995,8760.3894195499997]
[0.24585351026058197,209,0.2,32220.38775745999,6444.0775514919987]
[0.23813078749179839,202,0.2,34752.263709549996,6950.4527419099995]
[0.28653102278709408,243,0.2,39855.234695869985,7971.0469391739971]
[0.26854470849037171,228,0.2,50724.509660129988,10144.901932025998]
[0.24528527748584747,208,0.2,34836.102261759988,6967.2204523519977]
[0.26185413551330566,222,0.2,39568.165089859984,7913.6330179719971]
[0.275296795964241,234,0.2,48013.31368934999,9602.6627378699977]
[0.29300123620033264,249,0.2,43148.321578910029,8629.6643157820054]
[0.186830313205719,158,0.2,27295.523681670005,5459.1047363340012]
[0.2647355457544327,225,0.2,35884.797943070036,7176.9595886140078]
[0.25842986476421353,219,0.2,42471.060862850027,8494.2121725700054]
[0.22271036088466645,189,0.2,32016.179762100008,6403.2359524200019]
[0.20012421905994415,170,0.2,24182.520044170011,4836.504008834002]
[0.21525376152992248,183,0.2,32766.064618199998,6553.2129236399996]
[0.24621292805671691,209,0.2,35923.959483270002,7184.791896654001]
[0.24971472215652465,212,0.2,38123.250122670019,7624.6500245340039]
[0.19452417790889739,165,0.2,27013.273146420019,5402.6546292840039]
[0.26854046165943146,228,0.2,38550.751387720004,7710.1502775440013]
[0.28413489961624144,241,0.2,34660.266922180039,6932.0533844360079]
[0.25475043082237242,216,0.2,31044.636464129999,6208.9272928259998]
[0.28653724014759063,243,0.2,41868.683430999983,8373.7366861999963]
[0.29101865923404691,247,0.2,38481.491083170018,7696.2982166340043]
[0.23238542997837067,197,0.2,30251.650479560016,6050.3300959120033]
[0.19478972375392914,165,0.2,29534.132774239988,5906.8265548479976]
[0.20326461803913115,172,0.2,28620.574823329996,5724.1149646659997]
[0.20957169198989867,178,0.2,28813.925384610018,5762.785076922004]
[0.21180883419513702,180,0.2,38676.503411069993,7735.3006822139987]
[0.24861595487594604,211,0.2,31186.86550023999,6237.3731000479984]
[0.25184591102600096,214,0.2,33641.174859120001,6728.2349718240002]
[0.19861101543903351,169,0.2,25611.322990550008,5122.2645981100022]
[0.2397685693502426,204,0.2,38206.714714259993,7641.3429428519994]
[0.23221849894523622,197,0.2,35343.65680448999,7068.7313608979985]
[0.27618559312820434,235,0.2,30979.031231470006,6195.8062462940015]
[0.25146322059631349,213,0.2,41804.011995629997,8360.8023991259997]
[0.29470320296287533,250,0.2,36619.036181669981,7323.8072363339961]
[0.26547416818141933,225,0.2,27200.513877849997,5440.1027755699997]
[0.21202439653873442,180,0.2,27429.071451840005,5485.8142903680018]
[0.25009102535247801,212,0.2,31825.636862049985,6365.1273724099974]
[0.23059669196605681,196,0.2,28577.351827690003,5715.4703655380008]
[0.19999827504158019,170,0.2,27402.833965390011,5480.5667930780028]
[0.24699008452892302,210,0.2,31864.298941099983,6372.8597882199974]
[0.21989212989807128,187,0.2,28027.080568890015,5605.4161137780029]
[0.26428810644149781,224,0.2,33769.478025390003,6753.8956050780007]
[0.22234688651561738,189,0.2,35456.989695830016,7091.3979391660032]
[0.22649101889133452,192,0.2,25945.09160790002,5189.0183215800043]
[0.22998404073715209,195,0.2,31595.839605979992,6319.167921195999]
[0.18919840049743653,161,0.2,28223.667871530004,5644.7335743060012]
[0.26608195424079895,226,0.2,33455.758182329992,6691.1516364659983]
[0.29100138652324675,247,0.2,36340.745670579985,7268.1491341159972]
[0.2581454018354416,219,0.2,31892.515673980008,6378.5031347960021]
[0.22004365003108978,187,0.2,32213.704426039996,6442.7408852079998]
[0.23450551593303681,199,0.2,32550.678539220007,6510.1357078440014]
[0.23055320441722871,196,0.2,31499.069247040024,6299.8138494080049]
[0.29294856190681456,249,0.2,37332.969808300018,7466.5939616600044]
[0.28192622137069701,239,0.2,34610.99716678002,6922.1994333560042]
[0.22626813840866089,192,0.2,34968.883513790002,6993.7767027580012]
[0.27585364043712612,234,0.2,35596.297334819988,7119.2594669639984]
[0.29741537189483641,253,0.2,33958.516666480005,6791.7033332960018]
[0.26522168898582454,225,0.2,46036.429444310001,9207.2858888620012]
[0.20557814884185791,174,0.2,26169.946957710021,5233.9893915420043]
[0.29894559681415556,254,0.2,46330.729840369997,9266.145968073999]
[0.24483222556114195,208,0.2,29048.506300959983,5809.7012601919969]
[0.19403721249103545,165,0.2,24412.098763050009,4882.4197526100024]
[0.28161954581737519,239,0.2,42519.817049399957,8503.9634098799925]
[0.23722343337535856,201,0.2,24963.138101369994,4992.6276202739991]
[0.28159134685993192,239,0.2,36283.657240929999,7256.7314481860003]
[0.23766750919818877,202,0.2,32750.377155110004,6550.0754310220009]
[0.22004092526435853,187,0.2,35354.055098099998,7070.8110196199996]
[0.28815827250480652,245,0.2,40883.618888090023,8176.7237776180045]
[0.29218411874771116,248,0.2,34049.434059890009,6809.8868119780018]
[0.21286159980297087,181,0.2,29476.259959059993,5895.2519918119988]
[0.27546359789371488,234,0.2,38269.116493029978,7653.8232986059957]
[0.24623899340629576,209,0.2,36996.756284419986,7399.3512568839978]
[0.20190948486328125,171,0.2,24962.190686310016,4992.4381372620037]
[0.28991727590560912,246,0.2,40580.107808619992,8116.0215617239992]
[0.29317151033878325,249,0.2,38316.856086140011,7663.3712172280029]
[0.26863057601451873,228,0.2,37090.091290149998,7418.0182580299997]
[0.20779939770698547,176,0.2,33179.079604480015,6635.8159208960033]
[0.217529811501503,185,0.2,29336.70429732999,5867.3408594659986]
[0.21409121024608613,182,0.2,33953.18521166002,6790.6370423320041]
[0.27376725053787232,232,0.2,33848.170013200019,6769.6340026400039]
[0.19671380317211151,167,0.2,33546.634838810016,6709.3269677620037]
[0.28750585734844208,244,0.2,37833.753859950011,7566.7507719900022]
[0.26667746186256408,226,0.2,35429.527343350012,7085.9054686700028]
[0.21150043952465059,179,0.2,31891.578345059999,6378.3156690120004]
[0.27201752221584319,231,0.2,43679.798963269983,8735.9597926539973]
[0.25680737149715421,218,0.2,41145.666830739989,8229.1333661479985]
[0.29486893129348757,250,0.2,37361.590495080018,7472.3180990160035]
[0.29457754433155059,250,0.2,36148.717109570011,7229.7434219140023]
[0.20994588875770567,178,0.2,33879.038065239991,6775.8076130479985]
[0.26842324912548066,228,0.2,34990.299546960028,6998.0599093920064]
[0.23918447041511534,203,0.2,37892.097650449985,7578.4195300899974]
[0.28268275523185726,240,0.2,45133.99541793004,9026.7990835860091]
[0.1960748759508133,166,0.2,24995.602167460002,4999.1204334920003]
[0.27875164389610291,237,0.2,38800.619185920041,7760.1238371840082]
[0.27195599412918092,231,0.2,32372.75840965,6474.5516819300001]
[0.20467754888534545,174,0.2,29085.309146849995,5817.061829369999]
[0.1879368063211441,159,0.2,27745.414376190016,5549.0828752380039]
[0.20760731184482573,176,0.2,28903.935845979999,5780.7871691959999]
[0.2117781958580017,180,0.2,31242.186513989993,6248.4373027979991]
[0.2283581975698471,194,0.2,33491.296091760007,6698.2592183520019]
[0.22519361543655395,191,0.2,33132.401691100014,6626.4803382200034]
[0.19697671937942504,167,0.2,29488.40295474001,5897.6805909480026]
[0.24810573720932005,211,0.2,31612.466434659997,6322.493286932]
[0.29381259155273437,250,0.2,34488.97716194002,6897.795432388004]
[0.26121506559848784,222,0.2,34750.810597270014,6950.162119454003]
[0.28674729180336,244,0.2,43135.656191250033,8627.1312382500073]
[0.20859755051136017,177,0.2,28576.444403800011,5715.2888807600029]
[0.20144549310207366,171,0.2,27044.115304350016,5408.8230608700032]
[0.25761572349071504,219,0.2,32328.840216450011,6465.7680432900024]
[0.22481597363948821,191,0.2,29294.19660182,5858.8393203640007]
[0.19910569989681243,169,0.2,24324.122203149996,4864.8244406299991]
[0.19885843241214751,169,0.2,29589.12350963003,5917.8247019260061]
[0.24271112716197968,206,0.2,30665.708531219996,6133.1417062439996]
[0.29687223958969117,252,0.2,35335.261776330008,7067.0523552660015]
[0.28912775266170498,246,0.2,34796.722439670011,6959.3444879340022]
[0.27558413314819336,234,0.2,35543.082860190007,7108.6165720380013]
[0.23733442175388336,201,0.2,34162.250122510013,6832.4500245020026]
[0.25585540187358857,217,0.2,39700.493128260016,7940.0986256520036]
[0.28425044739246369,241,0.2,41687.715031650005,8337.5430063300009]
[0.19634766519069671,167,0.2,21198.007762339999,4239.6015524679997]
[0.22110909497737885,188,0.2,34064.690223320009,6812.9380446640025]
[0.18666643309593201,158,0.2,27432.431531430007,5486.4863062860022]
[0.26979240024089812,229,0.2,31485.868578330006,6297.173715666002]
[0.2187278391122818,186,0.2,28597.15764996002,5719.4315299920045]
[0.25253484892845152,214,0.2,32456.685089980001,6491.3370179960002]
[0.2832097767591476,241,0.2,39764.02947395001,7952.8058947900026]
[0.22810780441761017,194,0.2,28427.04691257,5685.4093825140008]
[0.26811151814460754,228,0.2,38269.277258309994,7653.8554516619988]
[0.21880065357685088,186,0.2,29689.45353133,5937.8907062660001]
[0.26516762852668763,225,0.2,34460.977906320004,6892.1955812640008]
[0.2045384430885315,174,0.2,26700.129532109993,5340.025906421999]
[0.23327632677555082,198,0.2,34212.224783640013,6842.4449567280026]
[0.27404316544532775,233,0.2,36086.461413790006,7217.2922827580014]
[0.24971570062637327,212,0.2,35694.370471739989,7138.8740943479979]
[0.24748037946224211,210,0.2,31933.322690980021,6386.6645381960043]
[0.20862154340744019,177,0.2,25186.365183440015,5037.2730366880032]
[0.19331051516532899,164,0.2,29133.499150809988,5826.6998301619979]
[0.29874933207035065,254,0.2,41411.295036469979,8282.2590072939965]
[0.28341717839241026,241,0.2,37455.367079640011,7491.0734159280028]
[0.2303262333869934,196,0.2,33670.343315409998,6734.0686630820001]
[0.21199519193172456,180,0.2,30096.463211079998,6019.2926422159999]
[0.22931483530998228,195,0.2,31702.502821760012,6340.5005643520026]
[0.22490065884590149,191,0.2,34553.148426490006,6910.6296852980013]
[0.29163621640205384,248,0.2,41873.931245360021,8374.7862490720054]
[0.2587395368814468,220,0.2,37632.245088050011,7526.4490176100026]
[0.21981151485443115,187,0.2,31342.421804279988,6268.4843608559977]
[0.2991566948890686,254,0.2,40154.846304030019,8030.9692608060041]
[0.28675111734867098,244,0.2,37359.071489400012,7471.8142978800024]
[0.23232929706573485,197,0.2,27624.122306109999,5524.8244612220005]
[0.19285628771781921,164,0.2,26376.295606129999,5275.2591212260004]
[0.22618666040897367,192,0.2,28294.613638340012,5658.9227276680031]
[0.28966445016860959,246,0.2,36184.568202899995,7236.9136405799991]
[0.21101271307468414,179,0.2,28400.271747690007,5680.0543495380016]
[0.19566294014453889,166,0.2,27058.921156690001,5411.7842313380006]
[0.27220578932762146,231,0.2,36254.05281139,7250.8105622780004]
[0.25017048525810243,212,0.2,32484.305762720007,6496.8611525440019]
[0.27508155977725979,234,0.2,32954.387802159988,6590.8775604319981]
[0.26005390048027038,221,0.2,33694.418546200002,6738.8837092400008]
[0.21470686483383178,182,0.2,34336.292002860006,6867.2584005720018]
[0.22036465609073638,187,0.2,25563.443452209998,5112.6886904419998]
[0.24477103722095489,208,0.2,39087.330362020009,7817.4660724040023]
[0.28809778404235842,245,0.2,38649.558363409989,7729.9116726819984]
[0.23518701338768006,200,0.2,34639.585847009992,6927.9171694019988]
[0.20217813599109649,172,0.2,31170.807590540011,6234.1615181080024]
[0.20939301252365111,178,0.2,22168.751803190004,4433.7503606380005]
[0.25427252304553982,216,0.2,37106.022079080045,7421.2044158160097]
[0.18636513233184815,158,0.2,21454.058852290007,4290.8117704580018]
[0.18991459286212922,161,0.2,31482.315001930012,6296.4630003860029]
[0.20934984433650972,178,0.2,26047.647010209988,5209.5294020419979]
[0.23178301191329956,197,0.2,28600.908655769999,5720.1817311539999]
[0.29778274655342102,253,0.2,43677.249451930009,8735.4498903860022]
[0.26159331893920901,222,0.2,34991.993015580003,6998.3986031160011]
[0.29244013130664825,248,0.2,37634.02177537002,7526.804355074004]
[0.22314179134368894,189,0.2,30897.26427222999,6179.4528544459981]
[0.25298092246055603,215,0.2,39607.964357620025,7921.5928715240052]
[0.2199170672893524,187,0.2,30506.72546048,6101.3450920960004]
[0.22669305253028871,192,0.2,30741.110437750016,6148.2220875500034]
[0.25831455481052401,219,0.2,31996.780629670029,6399.3561259340058]
[0.28937474834918975,246,0.2,39132.632369850005,7826.5264739700015]
[0.26426969218254087,224,0.2,39371.132845699991,7874.2265691399989]
[0.21247131264209745,180,0.2,33276.92402595999,6655.3848051919986]
[0.23976705408096313,204,0.2,29318.567899729991,5863.7135799459984]
[0.23701221978664397,201,0.2,30360.895058890019,6072.1790117780038]
[0.18945984899997712,161,0.2,28121.81530690999,5624.3630613819987]
[0.27610706412792207,234,0.2,42352.480873480024,8470.4961746960053]
[0.2273907423019409,193,0.2,29946.676931579994,5989.3353863159991]
[0.23642219567298889,201,0.2,32439.996098179992,6487.999219635999]
[0.28983546495437618,246,0.2,45703.978354959996,9140.7956709919999]
[0.25489436781406405,216,0.2,35103.10560096,7020.6211201920005]
[0.28970206689834593,246,0.2,37262.489785810001,7452.4979571620006]
[0.23588432943820953,200,0.2,31692.878432920003,6338.5756865840012]
[0.29762680292129517,253,0.2,40621.489632360004,8124.2979264720016]
[0.25532770085334777,217,0.2,36358.193936270014,7271.6387872540035]
[0.25626247930526735,218,0.2,33198.436057489991,6639.6872114979988]
[0.2913917008638382,247,0.2,36449.259410819999,7289.851882164]
[0.29555362236499783,251,0.2,34342.568942769984,6868.5137885539971]
[0.23144283735752105,196,0.2,31172.884156890017,6234.5768313780036]
[0.27885961532592773,237,0.2,38412.080272059997,7682.4160544119995]
[0.25006524538993835,212,0.2,41345.325393620027,8269.0650787240065]
[0.228681214928627,194,0.2,43730.404949779986,8746.0809899559972]
[0.29353556227684019,249,0.2,43868.772669080026,8773.7545338160053]
[0.23794565963745118,202,0.2,28767.553985470011,5753.5107970940026]
[0.2084289003610611,177,0.2,28384.254634880013,5676.8509269760034]
[0.23567266738414763,200,0.2,28378.08408012001,5675.6168160240022]
[0.22525532698631287,191,0.2,29797.512057860004,5959.5024115720007]
[0.1949058015346527,165,0.2,31817.332332200014,6363.4664664400034]
[0.29426146459579466,250,0.2,42708.478441300002,8541.6956882600007]
[0.28577550137042995,243,0.2,39278.559681990024,7855.7119363980055]
[0.27243311369419099,231,0.2,40318.446820930025,8063.6893641860052]
[0.19853086245059967,168,0.2,21853.33042428,4370.6660848560005]
[0.27061728429794307,230,0.2,37742.289225489993,7548.4578450979989]
[0.26327914774417877,224,0.2,33476.020397780034,6695.2040795560069]
[0.2862832932472229,243,0.2,38226.547945550003,7645.3095891100011]
[0.24981542301177978,212,0.2,33185.795113970002,6637.1590227940005]
[0.21059992110729217,179,0.2,29292.474160399997,5858.4948320799995]
[0.28776925599575043,244,0.2,39285.426301319996,7857.0852602639998]
[0.27308141112327577,232,0.2,34522.313342349989,6904.4626684699979]
[0.26810134613513947,228,0.2,42694.213110400044,8538.8426220800084]
[0.28795886850357055,245,0.2,35875.439499359993,7175.0878998719991]
[0.23475825333595274,199,0.2,38202.029550670013,7640.4059101340026]
[0.24249343800544737,206,0.2,31863.263370099994,6372.6526740199988]
[0.20683120858669279,176,0.2,31466.300015579985,6293.2600031159973]
[0.21515107655525206,183,0.2,33780.598221640015,6756.1196443280032]
[0.24469950699806214,208,0.2,37229.130064329984,7445.8260128659967]
[0.22894882643222808,194,0.2,32229.085951030014,6445.817190206003]
[0.20399681925773622,173,0.2,33411.576743209996,6682.3153486419997]
[0.27129090642929077,230,0.2,33688.406816930008,6737.681363386002]
[0.21256266367435456,180,0.2,26247.808031430006,5249.5616062860017]
[0.24401440143585204,207,0.2,38674.512840239993,7734.902568047999]
[0.19567592525482178,166,0.2,23082.769380390004,4616.5538760780009]
[0.20929128563404084,178,0.2,25027.388261740005,5005.4776523480014]
[0.22386728596687316,190,0.2,25237.159381720008,5047.4318763440024]
[0.29631977784633634,252,0.2,43908.016149710013,8781.6032299420021]
[0.24315681338310241,206,0.2,37045.764005060002,7409.152801012001]
[0.23434064376354216,199,0.2,24183.864142589991,4836.7728285179983]
[0.21892675387859345,186,0.2,27234.947360480004,5446.989472096001]
[0.28264085769653319,240,0.2,45095.739500179981,9019.1479000359959]
[0.21053667390346525,179,0.2,32580.871168930003,6516.1742337860014]
[0.29390254962444307,250,0.2,46031.949384889973,9206.3898769779953]
[0.20604645538330077,175,0.2,34552.183830820002,6910.4367661640008]
[0.23926431083679198,203,0.2,35028.260443170002,7005.6520886340004]
[0.27461411619186399,233,0.2,30776.417599000008,6155.2835198000021]
[0.20588249373435974,175,0.2,24285.172392340006,4857.034478468001]
[0.20333705878257752,173,0.2,30792.971259780003,6158.5942519560012]
[0.2054385266304016,174,0.2,27810.483685609997,5562.0967371219995]
[0.27054722177982327,230,0.2,29850.643006079994,5970.128601215999]
[0.21848706078529356,185,0.2,24399.202473860001,4879.8404947720001]
[0.28661031961441041,243,0.2,41624.632782729976,8324.9265565459955]
[0.23934362125396727,203,0.2,35012.204434999992,7002.4408869999988]
[0.27533095407485964,234,0.2,32174.206264809993,6434.8412529619991]
[0.23521617043018339,200,0.2,34632.996453539999,6926.5992907079999]
[0.26445942020416258,225,0.2,42796.143996219995,8559.2287992439997]
[0.28866911530494688,245,0.2,42128.690094800004,8425.7380189600008]
[0.28642253494262693,243,0.2,42422.761707999998,8484.5523415999996]
[0.20082547616958618,170,0.2,23058.659622710005,4611.7319245420013]
[0.19801039803028106,168,0.2,31054.670278470017,6210.9340556940042]
[0.23326167011260984,198,0.2,31651.739544110016,6330.3479088220038]
[0.29999685394763947,255,0.2,42161.040304029972,8432.208060805995]
[0.24132171356678009,205,0.2,32035.782094660004,6407.1564189320015]
[0.27805758941173553,236,0.2,33018.264994089994,6603.6529988179991]
[0.18813068604469299,160,0.2,24707.105628630001,4941.4211257260004]
[0.18925676214694975,161,0.2,24058.268641990016,4811.6537283980033]
[0.29326072776317597,249,0.2,42341.492939679985,8468.2985879359967]
[0.23679656231403351,201,0.2,29434.034286990005,5886.8068573980017]
[0.20886914384365082,177,0.2,27820.905020270009,5564.1810040540022]
[0.19827385103702544,168,0.2,33172.169254339991,6634.4338508679984]
[0.24240125799179077,206,0.2,34275.13936555,6855.0278731100007]
[0.254702587723732,216,0.2,38315.599116689977,7663.1198233379955]
[0.23401495599746702,199,0.2,40435.362145150015,8087.0724290300031]
[0.24021807432174683,204,0.2,34682.939409310027,6936.5878818620058]
[0.2466623786687851,209,0.2,28655.467753320008,5731.0935506640017]
[0.22949068129062652,195,0.2,31182.249122370002,6236.4498244740007]
[0.25581730949878689,217,0.2,29600.309955560024,5920.0619911120048]
[0.21469413793087005,182,0.2,30446.41193327001,6089.282386654002]
[0.23743652915954588,202,0.2,29405.737191640015,5881.1474383280038]
[0.22299994719028471,189,0.2,26607.771586489998,5321.5543172979997]
[0.18863509404659271,160,0.2,27503.606910120019,5500.721382024004]
[0.2735888292789459,232,0.2,37230.571664490017,7446.1143328980033]
[0.21137512743473053,179,0.2,22469.535246720017,4493.907049344004]
[0.27980933582782741,238,0.2,40041.829299460005,8008.365859892001]
[0.23968145155906678,203,0.2,29314.685396030007,5862.9370792060017]
[0.19122400975227355,162,0.2,24706.66173924,4941.3323478480006]
[0.29240016353130338,248,0.2,42131.475958299983,8426.2951916599977]
[0.22452326846122742,191,0.2,35170.014034500011,7034.0028069000027]
[0.25366470980644223,215,0.2,35117.38748480002,7023.4774969600039]
[0.24436419081687927,207,0.2,34549.035746120026,6909.8071492240051]
[0.2937605016231537,249,0.2,47809.639212520007,9561.9278425040011]
[0.20937923240661621,178,0.2,27676.612142970014,5535.3224285940032]
[0.25629885256290436,218,0.2,33769.469467900002,6753.8938935800006]
[0.29633501887321473,252,0.2,43643.170682980002,8728.6341365960016]
[0.19142320311069488,162,0.2,22930.961862049997,4586.1923724099997]
[0.26960517954826357,229,0.2,34423.580218069983,6884.7160436139966]
[0.19056361055374146,162,0.2,28821.745574939996,5764.3491149879992]
[0.22346632397174834,190,0.2,34483.082362879992,6896.6164725759991]
[0.28252060103416443,240,0.2,33109.553926829998,6621.9107853659998]
[0.26502465641498563,225,0.2,36255.820416430011,7251.164083286003]
[0.2703521121740341,230,0.2,34365.196246159998,6873.0392492319997]
[0.22980739974975586,195,0.2,31743.913985879986,6348.782797175998]
[0.20380100297927856,173,0.2,21295.996526090006,4259.1993052180014]
[0.29155956959724427,248,0.2,44657.94973295003,8931.5899465900056]
[0.27631231176853177,235,0.2,37880.520947050027,7576.1041894100053]
[0.23271971333026886,198,0.2,29586.163936919991,5917.2327873839986]
[0.19927559351921081,169,0.2,27248.157358320019,5449.6314716640045]
[0.25766296863555904,219,0.2,31826.168885610008,6365.2337771220018]
[0.21272443056106566,181,0.2,38390.419420060003,7678.0838840120014]
[0.23344264626502992,198,0.2,30721.876928029993,6144.3753856059993]
[0.26143656671047211,222,0.2,34772.051941070022,6954.4103882140043]
[0.20499514389038087,174,0.2,33622.738284470019,6724.5476568940039]
[0.27874253189563747,237,0.2,36074.504615400016,7214.9009230800038]
[0.19312814605236053,164,0.2,22139.408678200009,4427.8817356400023]
[0.24435611844062805,207,0.2,31154.112529540005,6230.8225059080014]
[0.28033565068244931,238,0.2,43806.886921669953,8761.3773843339914]
[0.29943489968776704,254,0.2,39942.964096799988,7988.5928193599975]
[0.29369060897827148,249,0.2,36119.758078089981,7223.9516156179961]
[0.27585453057289122,234,0.2,33129.559468320018,6625.9118936640043]
[0.24706211078166962,210,0.2,31668.251763670029,6333.6503527340064]
[0.21920334148406984,186,0.2,32276.846853939998,6455.3693707880002]
[0.19987147486209869,170,0.2,29032.493740270027,5806.4987480540058]
[0.26141930079460141,222,0.2,35566.549054989999,7113.3098109980001]
[0.21216503798961639,180,0.2,35861.567432630021,7172.3134865260045]
[0.18680893635749818,158,0.2,24003.365789629996,4800.6731579259995]
[0.23825411546230316,202,0.2,29788.518416489995,5957.7036832979993]
[0.29366383695602416,249,0.2,36835.476826070022,7367.0953652140051]
[0.20301111960411072,172,0.2,24604.424525180006,4920.8849050360013]
[0.28128549349308013,239,0.2,36795.329605070001,7359.0659210140002]
[0.24034142267704009,204,0.2,28932.060365619989,5786.4120731239982]
[0.26847217941284179,228,0.2,35229.862542960022,7045.9725085920045]
[0.24264986407756806,206,0.2,32999.761839339997,6599.9523678679998]
[0.26386415719985962,224,0.2,31924.475798450017,6384.8951596900042]
[0.20312740123271941,172,0.2,29334.14986105002,5866.8299722100046]
[0.20994268155097962,178,0.2,28982.407735310015,5796.4815470620033]
[0.2034629076719284,173,0.2,28828.561963169999,5765.712392634]
[0.28439376604557037,242,0.2,40462.655271549986,8092.5310543099977]
[0.22395472311973572,190,0.2,33096.065280659976,6619.2130561319955]
[0.221285627245903,188,0.2,35147.036831170015,7029.4073662340033]
[0.29527362370491028,251,0.2,42892.945316449979,8578.5890632899955]
[0.19348207354545593,164,0.2,26810.986719200006,5362.1973438400018]
[0.21990488398075103,187,0.2,29949.259775299994,5989.8519550599995]
[0.22409303390979768,190,0.2,28732.944803039998,5746.588960608]
[0.25056926608085633,213,0.2,37765.580805660007,7553.1161611320022]
[0.21926821947097777,186,0.2,28427.198262620012,5685.4396525240027]
[0.20053158867359161,170,0.2,31391.139125989997,6278.2278251979997]
[0.20413997483253479,173,0.2,27932.255466359995,5586.4510932719995]
[0.20276830959320069,172,0.2,25072.422454959997,5014.4844909919993]
[0.26657562625408171,226,0.2,27475.330557090019,5495.0661114180039]
[0.19095024204254149,162,0.2,29744.317771179998,5948.8635542359998]
[0.20655980551242828,175,0.2,32767.796148509984,6553.5592297019975]
[0.21947549879550934,186,0.2,33396.716050670009,6679.3432101340022]
[0.19982282996177672,170,0.2,24048.547183849983,4809.7094367699965]
[0.25974011743068692,221,0.2,37076.734707699972,7415.346941539995]
[0.20205626213550568,171,0.2,27674.771374730008,5534.9542749460015]
[0.26697466528415681,227,0.2,38048.822946589979,7609.7645893179961]
[0.28641047394275665,243,0.2,34312.087350590002,6862.4174701180009]
[0.19896617281436921,169,0.2,32686.838002730023,6537.3676005460047]
[0.23568951880931854,200,0.2,31933.051097069991,6386.6102194139985]
[0.2909266355037689,247,0.2,38191.291488480012,7638.258297696003]
[0.26473055148124691,225,0.2,38391.088936309992,7678.2177872619986]
[0.19836775016784669,168,0.2,29433.852229689994,5886.7704459379993]
[0.24403279531002045,207,0.2,33185.617542790002,6637.123508558001]
[0.24008423459529876,204,0.2,32371.26687541002,6474.2533750820039]
[0.29280551505088803,249,0.2,38334.14691850997,7666.8293837019946]
[0.19594157981872559,166,0.2,30504.547335200004,6100.9094670400009]
[0.26618012058734891,226,0.2,33938.231831330013,6787.6463662660026]
[0.19372285866737365,164,0.2,26832.992956430007,5366.5985912860015]
[0.2145219680070877,182,0.2,31903.216318870007,6380.6432637740018]
[0.22815148901939392,194,0.2,27544.492039640008,5508.8984079280017]
[0.20804467427730561,177,0.2,27378.703644680012,5475.7407289360026]
[0.20206645452976227,171,0.2,26791.735863659989,5358.3471727319984]
[0.21716595661640167,184,0.2,27183.310237030018,5436.6620474060037]
[0.28233872795104981,240,0.2,35237.103139100022,7047.4206278200045]
[0.19309479653835296,164,0.2,25935.488111690014,5187.097622338003]
[0.25193472075462342,214,0.2,40592.93068678998,8118.5861373579964]
[0.25741470229625701,219,0.2,42542.202941660005,8508.4405883320014]
[0.25042394292354586,213,0.2,36576.149199180007,7315.2298398360017]
[0.29049460709094999,247,0.2,32153.658550429987,6430.7317100859982]
[0.22921472561359404,195,0.2,34578.00965426999,6915.6019308539981]
[0.24805584204196929,211,0.2,36601.146689919973,7320.2293379839948]
[0.2181979705095291,185,0.2,26532.654523149999,5306.5309046299999]
[0.22354624593257905,190,0.2,28491.587762909992,5698.3175525819988]
[0.24017651653289795,204,0.2,28794.121310850009,5758.8242621700019]
[0.29787491977214814,253,0.2,38341.74607298,7668.3492145960008]
[0.27756600344181059,236,0.2,35812.308977820016,7162.4617955640033]
[0.29848456764221187,254,0.2,35279.35927528004,7055.8718550560079]
[0.19813531601428985,168,0.2,26854.918677540005,5370.9837355080017]
[0.26737428188323975,227,0.2,34150.947815040017,6830.1895630080035]
[0.2435990138053894,207,0.2,31399.998545750008,6279.9997091500018]
[0.19577021169662476,166,0.2,21983.134619019991,4396.6269238039986]
[0.19766404688358308,168,0.2,26458.162640590002,5291.6325281180007]
[0.26230409574508667,223,0.2,36634.047179119982,7326.8094358239969]
[0.24701365613937376,210,0.2,33650.374749039998,6730.0749498080004]
[0.18833822357654573,160,0.2,27793.481258949996,5558.6962517899992]
[0.21765860939025877,185,0.2,28127.652983499989,5625.5305966999986]
[0.21547326493263244,183,0.2,31968.972329170017,6393.7944658340039]
[0.22929137921333312,195,0.2,36989.887005980017,7397.9774011960035]
[0.23206699919700621,197,0.2,30644.77164520001,6128.9543290400024]
[0.24360238409042356,207,0.2,33478.48920098001,6695.6978401960023]
[0.21519338178634642,183,0.2,32360.937721789993,6472.1875443579993]
[0.19573090982437133,166,0.2,20393.097649340009,4078.6195298680018]
[0.25440056669712063,216,0.2,33974.772778000013,6794.954555600003]
[0.25023559427261355,212,0.2,37792.92770296002,7558.5855405920047]
[0.18887547147274017,160,0.2,30395.210852890017,6079.0421705780036]
[0.20427565598487854,173,0.2,27321.98537064001,5464.3970741280027]
[0.25169354152679441,214,0.2,31877.369340510017,6375.4738681020035]
[0.18970742905139923,161,0.2,21813.872717669998,4362.7745435339993]
[0.29257484757900237,248,0.2,41955.085127569982,8391.0170255139965]
[0.25461184144020077,216,0.2,31942.496817920004,6388.499363584001]
[0.21133250963687897,179,0.2,25665.083549160005,5133.0167098320017]
[0.25503795826435088,217,0.2,36132.183825620014,7226.4367651240027]
[0.26168977296352386,222,0.2,35420.719669769998,7084.1439339540002]
[0.24879721641540525,211,0.2,36595.196710369986,7319.0393420739974]
[0.20093669557571411,170,0.2,27180.198478640006,5436.0396957280018]
[0.2042859774827957,173,0.2,21906.155429039987,4381.2310858079973]
[0.2529433125257492,215,0.2,29068.491059080014,5813.6982118160031]
[0.29898483073711396,254,0.2,43411.189860640021,8682.2379721280049]
[0.19446172571182252,165,0.2,21944.087151030009,4388.8174302060024]
[0.27924829888343811,237,0.2,38111.134006570006,7622.2268013140019]
[0.26890384769439696,228,0.2,36334.598265680019,7266.9196531360039]
[0.25077339255809783,213,0.2,36836.71022501,7367.3420450020003]
[0.27000025713443754,229,0.2,36387.956542320026,7277.5913084640051]
[0.28146611630916596,239,0.2,49809.218761700002,9961.8437523400007]
[0.29402999532222746,250,0.2,39360.10655514001,7872.0213110280019]
[0.20158868265151977,171,0.2,28333.990354810008,5666.7980709620024]
[0.28959777832031247,246,0.2,40163.451641610009,8032.6903283220017]
[0.22360080921649933,190,0.2,35454.51560684001,7090.9031213680028]
[0.29762567496299741,253,0.2,36352.558449609998,7270.5116899220002]
[0.24808970117568968,211,0.2,37724.380802890024,7544.8761605780055]
[0.22026519870758055,187,0.2,28056.394574479986,5611.2789148959973]
[0.20631567049026489,175,0.2,24096.640418399991,4819.3280836799986]
[0.27028618097305296,230,0.2,35240.097624340036,7048.0195248680075]
[0.24759193861484527,210,0.2,34922.566311159993,6984.5132622319989]
[0.29589394640922545,251,0.2,40334.993976580015,8066.9987953160035]
[0.25732850861549378,218,0.2,31716.067743360014,6343.2135486720035]
[0.2640461729764938,224,0.2,32340.628592280002,6468.1257184560009]
[0.26485987257957455,225,0.2,37290.180403760016,7458.0360807520037]
[0.23438430118560791,199,0.2,27022.741671740005,5404.5483343480009]
[0.29712210273742673,252,0.2,43470.987257599998,8694.19745152]
[0.20276292121410369,172,0.2,28795.001508260011,5759.0003016520022]
[0.27716937661170959,235,0.2,41310.952920930038,8262.190584186008]
[0.27612532210350038,234,0.2,35398.769519680005,7079.7539039360017]
[0.2988929361104965,254,0.2,38291.866124380002,7658.3732248760007]
[0.29001188850402831,246,0.2,35812.723289510002,7162.5446579020008]
[0.19230597317218781,163,0.2,21495.137578880007,4299.0275157760016]
[0.20750522482395173,176,0.2,22540.35570379001,4508.071140758002]
[0.25315757703781128,215,0.2,30414.943169839986,6082.9886339679979]
[0.27728550195693968,235,0.2,37571.787225270033,7514.3574450540073]
[0.28527098464965817,242,0.2,40974.119053809991,8194.8238107619982]
[0.19566579401493073,166,0.2,26296.238521280004,5259.2477042560013]
[0.27967512917518617,238,0.2,41465.771642560001,8293.1543285120006]
[0.19634837186336518,167,0.2,27247.151600390003,5449.4303200780014]
[0.23485360658168791,199,0.2,31770.374916650013,6354.0749833300033]
[0.21924228322505951,186,0.2,25903.353088159995,5180.6706176319994]
[0.22338290262222288,190,0.2,33627.358683400016,6725.4717366800032]
[0.20639939081668854,175,0.2,33015.933449830001,6603.1866899660008]
[0.28101521837711335,239,0.2,33620.113503039996,6724.0227006079995]
[0.26811191904544829,228,0.2,41923.507810160001,8384.7015620319999]
[0.19361004924774169,164,0.2,27300.974677860017,5460.1949355720035]
[0.19806963622570037,168,0.2,25235.450980130005,5047.0901960260016]
[0.25985619521141051,221,0.2,34403.449811040016,6880.6899622080036]
[0.23920878267288206,203,0.2,26156.400252100018,5231.280050420004]
[0.18660023689270019,158,0.2,22036.768670420002,4407.3537340840003]
[0.28584513580799104,243,0.2,36732.047364370017,7346.4094728740038]
[0.20494136202335358,174,0.2,27374.868755810006,5474.9737511620015]
[0.27782881093025208,236,0.2,38131.113834250005,7626.2227668500018]
[0.19658487617969514,167,0.2,28076.55576177,5615.3111523540001]
[0.29450236523151396,250,0.2,42481.069966599985,8496.2139933199978]
[0.27661387753486633,235,0.2,40533.323321759999,8106.6646643519998]
[0.19327311587333679,164,0.2,27649.128777530004,5529.8257555060009]
[0.26608931314945217,226,0.2,33882.877326820009,6776.5754653640024]
[0.19861344122886657,169,0.2,23207.575260179994,4641.5150520359994]
[0.2114915313720703,179,0.2,27443.009741329995,5488.6019482659995]
[0.22318090295791626,189,0.2,29400.512834119996,5880.102566824]
[0.19862080693244935,169,0.2,29092.14683207999,5818.4293664159986]
[0.22685761213302613,193,0.2,31863.493373460013,6372.6986746920029]
[0.29924890208244326,254,0.2,36358.231161000003,7271.6462322000007]
[0.20793717849254609,176,0.2,30451.865542570002,6090.3731085140007]
[0.23199921298027038,197,0.2,37238.500222800008,7447.7000445600024]
[0.2697641129493713,229,0.2,37087.65245673,7417.5304913460004]
[0.20864691567420959,177,0.2,30466.85188667999,6093.3703773359985]
[0.19342492818832396,164,0.2,30855.823085939999,6171.1646171880002]
[0.22555118501186372,191,0.2,33691.826196219998,6738.3652392439999]
[0.2844920343160629,242,0.2,40176.937198730011,8035.3874397460022]
[0.29988608980178832,255,0.2,40173.821431489996,8034.7642862979992]
[0.22478309297561644,191,0.2,29072.845370090006,5814.5690740180016]
[0.23040994691848754,196,0.2,33628.906130839998,6725.7812261680001]
[0.20406588971614836,173,0.2,24302.190229010001,4860.4380458020005]
[0.19072074329853059,162,0.2,24302.610602479996,4860.5221204959989]
[0.27760229516029356,236,0.2,44137.514936000007,8827.5029872000014]
[0.29832513821125028,253,0.2,38352.421233350025,7670.4842466700056]
[0.23691168200969695,201,0.2,30650.163099339996,6130.0326198679995]
[0.19134603989124299,162,0.2,22348.256115449996,4469.6512230899998]
[0.29235734868049623,248,0.2,42465.208370870001,8493.0416741740009]
[0.20012930166721343,170,0.2,27860.660778730005,5572.1321557460014]
[0.22933087134361266,195,0.2,35748.775312960017,7149.7550625920039]
[0.18658068108558654,158,0.2,23116.936727750002,4623.3873455500006]
[0.24567553746700285,209,0.2,35284.366054520033,7056.8732109040066]
[0.221353617310524,188,0.2,25415.370124270004,5083.0740248540014]
[0.21000909519195557,178,0.2,30886.927556509996,6177.3855113019999]
[0.25744252073764801,219,0.2,34606.88048456001,6921.3760969120021]
[0.26852105534076687,228,0.2,34626.044897560016,6925.2089795120037]
[0.24953093290328979,212,0.2,29269.18800131002,5853.8376002620043]
[0.20358431947231292,173,0.2,25527.728064359992,5105.5456128719989]
[0.25699212563037871,218,0.2,38333.297414270026,7666.6594828540055]
[0.2203531115055084,187,0.2,35320.608606210008,7064.1217212420015]
[0.23499555945396422,199,0.2,31781.819138499999,6356.3638277]
[0.28147901988029478,239,0.2,42983.68554457002,8596.7371089140051]
[0.21776269412040711,185,0.2,30137.389752840008,6027.4779505680017]
[0.22482965183258055,191,0.2,32261.295609530025,6452.259121906005]
[0.26969271183013915,229,0.2,31062.047605910011,6212.4095211820022]
[0.27178879809379575,231,0.2,30294.823894280009,6058.9647788560023]
[0.20466734290122984,174,0.2,29203.140863940007,5840.6281727880014]
[0.23964313495159148,203,0.2,33636.593648669979,6727.3187297339964]
[0.27829201447963714,236,0.2,33931.715626819991,6786.3431253639983]
[0.27382281947135922,233,0.2,37420.386835670019,7484.0773671340039]
[0.29857214069366456,254,0.2,42321.262834879999,8464.2525669759998]
[0.21814518749713896,185,0.2,30835.249537440006,6167.0499074880017]
[0.21895031869411469,186,0.2,23416.550466709999,4683.3100933420001]
[0.26158024549484249,222,0.2,40206.275766369981,8041.2551532739963]
[0.19844992125034333,168,0.2,27025.631296629999,5405.1262593259999]
[0.21497860765457152,182,0.2,31535.940278500006,6307.1880557000013]
[0.23089837324619292,196,0.2,28296.040774819998,5659.2081549639997]
[0.27979720687866211,238,0.2,35536.140623189996,7107.2281246379998]
[0.24893660080432892,211,0.2,33968.149485150003,6793.6298970300013]
[0.22518655550479888,191,0.2,29303.201420100031,5860.6402840200062]
[0.25698769533634186,218,0.2,29574.870550529999,5914.9741101059999]
[0.22452142024040223,191,0.2,25712.006014670005,5142.401202934001]
[0.29888991236686707,254,0.2,47132.967663179974,9426.5935326359959]
[0.23715059173107148,201,0.2,31046.883668229995,6209.3767336459996]
[0.21478599178791047,182,0.2,34590.214192190018,6918.0428384380039]
[0.27095090174674985,230,0.2,39844.365618939977,7968.8731237879956]
[0.24392252719402313,207,0.2,29215.745436610003,5843.1490873220009]
[0.2812471293210983,239,0.2,33046.591731779998,6609.3183463559999]
[0.24990076053142546,212,0.2,33525.353322090021,6705.0706644180045]
[0.29452308297157287,250,0.2,35505.66607852999,7101.1332157059987]
[0.2019010523557663,171,0.2,30512.911851320023,6102.5823702640046]
[0.20374968087673187,173,0.2,24793.430315640009,4958.6860631280024]
[0.2275572520494461,193,0.2,31026.073943939991,6205.2147887879983]
[0.29130087983608244,247,0.2,36575.732244410006,7315.146448882002]
[0.19196895825862884,163,0.2,26998.849401840005,5399.7698803680014]
[0.25212672507762907,214,0.2,34514.076421710015,6902.815284342003]
[0.22045477724075319,187,0.2,26182.16722334001,5236.4334446680023]
[0.29108896636962889,247,0.2,42172.860924840024,8434.5721849680049]
[0.28364253902435299,241,0.2,34001.441736779998,6800.2883473559996]
[0.24809088349342345,211,0.2,32530.956195090006,6506.1912390180014]
[0.22877928614616394,194,0.2,35133.610800819988,7026.7221601639976]
[0.21874527490139006,186,0.2,23509.965551860001,4701.993110372]
[0.21617685270309447,183,0.2,27917.484455139991,5583.4968910279986]
[0.26858364343643187,228,0.2,35747.329304490013,7149.4658608980026]
[0.19280794179439545,164,0.2,31673.974232339995,6334.7948464679994]
[0.20507291865348815,174,0.2,27961.14305717999,5592.2286114359986]
[0.28105768668651582,239,0.2,42842.685605149993,8568.5371210299982]
[0.21250337111949921,180,0.2,31641.662715799997,6328.3325431599997]
[0.22655394673347473,192,0.2,30159.186778030002,6031.8373556060005]
[0.20394451868534089,173,0.2,33855.005299940007,6771.0010599880015]
[0.25872903192043306,220,0.2,31403.061648470008,6280.6123296940023]
[0.21252603220939636,180,0.2,30534.159066280004,6106.8318132560016]
[0.28373416864871981,241,0.2,38309.592153710008,7661.9184307420019]
[0.28574385058879853,243,0.2,38827.380356280002,7765.476071256001]
[0.26292965734004975,223,0.2,34576.669389100018,6915.3338778200041]
[0.25275074422359467,215,0.2,33440.81886958002,6688.1637739160042]
[0.26543296372890474,225,0.2,34071.944030620005,6814.3888061240013]
[0.27175682795047762,231,0.2,32195.270135379989,6439.0540270759984]
[0.19570977079868315,166,0.2,26844.341224420026,5368.8682448840054]
[0.29597409939765928,251,0.2,39179.916240039987,7835.9832480079976]
[0.26681197428703307,227,0.2,34867.882203929999,6973.5764407860006]
[0.22260864758491516,189,0.2,32889.31858900001,6577.8637178000026]
[0.20980638885498046,178,0.2,28528.057007300016,5705.6114014600034]
[0.25959314310550691,220,0.2,31571.510790199995,6314.3021580399991]
[0.26997934913635252,229,0.2,42346.233341869993,8469.2466683739985]
[0.19471065115928649,165,0.2,21760.555429920001,4352.1110859840001]
[0.2351172022819519,200,0.2,34697.539307469997,6939.5078614939994]
[0.25363981997966767,215,0.2,44134.747438030005,8826.9494876060016]
[0.22106106841564177,188,0.2,27603.252998440013,5520.6505996880032]
[0.24010493874549865,204,0.2,30186.683153339996,6037.336630668]
[0.18794243252277373,159,0.2,28992.924948599994,5798.5849897199987]
[0.27117781841754912,230,0.2,32144.72683215002,6428.9453664300045]
[0.20981795382499693,178,0.2,24945.749929090005,4989.1499858180014]
[0.2305730184316635,196,0.2,34689.943128779989,6937.9886257559983]
[0.26057308745384217,221,0.2,35817.994657120013,7163.5989314240032]
[0.19988755846023559,170,0.2,25380.399736220013,5076.0799472440031]
[0.18754566299915312,159,0.2,23090.371334449992,4618.0742668899984]
[0.23903165924549102,203,0.2,33162.09929387999,6632.4198587759984]
[0.27702365934848783,235,0.2,32609.357979960016,6521.8715959920037]
[0.23403118908405304,199,0.2,33194.915403100007,6638.9830806200016]
[0.1940977145433426,165,0.2,27427.282883690001,5485.4565767380009]
[0.18824226558208465,160,0.2,23617.136569879996,4723.4273139759998]
[0.24161588644981383,205,0.2,31342.657979260002,6268.5315958520005]
[0.24342185640335082,207,0.2,31199.148311819998,6239.8296623639999]
[0.21551035165786742,183,0.2,22905.347082999997,4581.0694165999994]
[0.20698064947128295,176,0.2,28495.435846920001,5699.0871693840008]
[0.21114503753185271,179,0.2,27827.74114016,5565.5482280320002]
[0.22422764146327973,190,0.2,29412.14833611999,5882.429667223998]
[0.24081681632995605,204,0.2,34663.671684390014,6932.734336878003]
[0.23986638915538788,204,0.2,32517.575439230019,6503.5150878460045]
[0.29031533646583557,247,0.2,42596.204275709963,8519.2408551419921]
[0.22161887097358704,188,0.2,34621.561805989986,6924.3123611979972]
[0.28799396431446073,245,0.2,42655.317597790017,8531.0635195580035]
[0.23409705913066864,199,0.2,37198.373832919991,7439.6747665839985]
[0.29259634673595425,248,0.2,43317.787334210007,8663.5574668420013]
[0.29960827231407161,254,0.2,43864.264678619998,8772.8529357240004]
[0.23379395091533661,198,0.2,30557.646884180016,6111.5293768360034]
[0.29877840757369994,254,0.2,49720.625995639988,9944.1251991279987]
[0.25911940062046052,220,0.2,41302.951692130002,8260.590338426]
[0.20349302959442139,173,0.2,27334.97368348001,5466.9947366960023]
[0.20893901610374449,177,0.2,27764.645785680004,5552.9291571360009]
[0.20732058620452881,176,0.2,26744.724385629994,5348.9448771259995]
[0.27759181058406829,236,0.2,31860.567326319986,6372.1134652639976]
[0.27482841467857361,233,0.2,38672.60434107,7734.5208682140001]
[0.20977029418945312,178,0.2,23982.009924699996,4796.4019849399992]
[0.27434455454349516,233,0.2,42864.172617290002,8572.8345234580011]
[0.2885687474012375,245,0.2,36050.61617186002,7210.1232343720039]
[0.2147707439661026,182,0.2,30104.995042930001,6020.9990085860009]
[0.2961518003940582,252,0.2,39243.848154330022,7848.7696308660052]
[0.25664971554279326,218,0.2,33995.059861190013,6799.0119722380032]
[0.2732509853839874,232,0.2,36357.201916749997,7271.44038335]
[0.28911635076999664,246,0.2,38423.22688812,7684.6453776240005]
[0.27002225232124327,229,0.2,34934.051366699998,6986.8102733400001]
[0.23494724750518797,199,0.2,25567.022300619999,5113.4044601240003]
[0.28889708518981932,245,0.2,35965.173121210006,7193.0346242420019]
[0.2966949326992035,252,0.2,40035.041797809972,8007.0083595619944]
[0.23543396151065826,200,0.2,35012.763544280002,7002.5527088560011]
[0.27641134786605837,235,0.2,36238.959134569996,7247.7918269139991]
[0.29168273448944093,248,0.2,34948.978433579992,6989.7956867159992]
[0.2350371240377426,200,0.2,32401.155205159994,6480.2310410319988]
[0.29345176720619204,249,0.2,36144.761046980006,7228.9522093960013]
[0.19628450632095337,167,0.2,24022.247512469999,4804.4495024939997]
[0.28944337034225465,246,0.2,33914.558169280011,6782.9116338560025]
[0.28361262094974515,241,0.2,41060.700561470003,8212.1401122940006]
[0.22357252871990202,190,0.2,31341.636589910002,6268.3273179820007]
[0.2819042057991028,239,0.2,43071.092374500004,8614.2184749000007]
[0.2332076096534729,198,0.2,34257.404217310017,6851.4808434620036]
[0.26618764936923978,226,0.2,35949.122832500027,7189.8245665000059]
[0.25562328028678893,217,0.2,37402.10322674999,7480.4206453499983]
[0.25356241893768311,215,0.2,36062.63595345003,7212.5271906900061]
[0.19359673118591308,164,0.2,25044.13040899999,5008.8260817999981]
[0.25089564692974087,213,0.2,31925.556860230026,6385.1113720460053]
[0.29452902853488921,250,0.2,39092.398209069994,7818.4796418139995]
[0.20128585982322691,171,0.2,29158.547893460014,5831.7095786920036]
[0.25887171864509584,220,0.2,35528.041027459985,7105.6082054919971]
[0.21857250702381134,186,0.2,29015.755266010001,5803.1510532020002]
[0.20911777710914611,177,0.2,29949.130066349979,5989.8260132699961]
[0.26332540082931516,224,0.2,31102.340480670016,6220.4680961340036]
[0.22388514983654023,190,0.2,31276.057804359996,6255.2115608719996]
[0.24407368040084837,207,0.2,40436.767542650006,8087.3535085300018]
[0.23207861852645872,197,0.2,32418.425390809993,6483.6850781619987]
[0.27840545582771303,236,0.2,41962.787099280024,8392.5574198560043]
[0.21819209969043732,185,0.2,31067.657686729988,6213.531537345998]
[0.22315246617794038,189,0.2,25100.701781069994,5020.1403562139994]
[0.2759924336671829,234,0.2,45056.148478600007,9011.2296957200015]
[0.24601299405097959,209,0.2,34250.091583490001,6850.0183166980005]
[0.2237640709877014,190,0.2,29054.249556949992,5810.8499113899989]
[0.27197448313236239,231,0.2,42483.413120390003,8496.682624078001]
[0.22020391523838043,187,0.2,29408.011025029995,5881.6022050059992]
[0.22896956455707551,194,0.2,30203.241432210005,6040.6482864420013]
[0.2624755861759186,223,0.2,34755.338581850017,6951.0677163700038]
[0.2008048059940338,170,0.2,24122.057192160002,4824.411438432001]
[0.2361673926115036,200,0.2,33631.184864620009,6726.2369729240017]
[0.23840558123588562,202,0.2,28366.683331280015,5673.3366662560038]
[0.2174673389196396,185,0.2,28498.314264189998,5699.6628528379997]
[0.2544981418848038,216,0.2,31874.745484050007,6374.9490968100017]
[0.19468411016464232,165,0.2,29135.385062179994,5827.0770124359988]
[0.24166478276252745,205,0.2,29224.770104009986,5844.9540208019971]
[0.23017595672607422,195,0.2,28405.277261540006,5681.0554523080018]
[0.20031134462356567,170,0.2,28545.672457770001,5709.1344915540003]
[0.26762211334705355,227,0.2,34315.552423030007,6863.1104846060016]
[0.29231513178348539,248,0.2,41028.506934960024,8205.7013869920047]
[0.29242802953720093,248,0.2,34864.58970628,6972.9179412560006]
[0.29559986865520477,251,0.2,44384.226706230009,8876.8453412460021]
[0.28094508111476896,239,0.2,40140.445902740001,8028.0891805480005]
[0.23026414811611173,195,0.2,34689.35936965001,6937.871873930002]
[0.22524821269512177,191,0.2,30848.184900100001,6169.6369800200009]
[0.23277634227275848,198,0.2,30164.443896969999,6032.8887793940003]
[0.20554632139205933,174,0.2,26441.888479579993,5288.3776959159986]
[0.24236266958713532,206,0.2,39105.412349529986,7821.0824699059976]
[0.24312906289100647,206,0.2,32403.878380699993,6480.7756761399987]
[0.24715552747249603,210,0.2,40548.058837580022,8109.6117675160049]
[0.28288131666183469,240,0.2,41426.102268460003,8285.2204536920017]
[0.21202968299388886,180,0.2,25022.451363509997,5004.4902727019999]
[0.18658704113960267,158,0.2,30124.079181119996,6024.8158362239992]
[0.28464521920680996,242,0.2,35429.916932980013,7085.9833865960027]
[0.25533103036880489,217,0.2,39644.07821526,7928.8156430520003]
[0.20698930621147155,176,0.2,28235.329973840009,5647.0659947680024]
[0.20088296806812286,170,0.2,26330.493455009997,5266.0986910020001]
[0.18852968430519104,160,0.2,25125.414272280013,5025.0828544560027]
[0.23723896658420562,201,0.2,29319.01666646,5863.8033332920004]
[0.28809554851055141,245,0.2,36612.636692119995,7322.527338423999]
[0.20503513205051421,174,0.2,28603.158154920009,5720.6316309840022]
[0.2810782549381256,239,0.2,35307.219995370011,7061.4439990740029]
[0.24275343918800352,206,0.2,40390.001217620025,8078.0002435240058]
[0.19953720510005951,169,0.2,25112.537946730023,5022.5075893460053]
[0.27875473558902741,237,0.2,41463.158571200023,8292.6317142400057]
[0.28765075242519378,244,0.2,38434.245205059975,7686.8490410119957]
[0.22963974165916443,195,0.2,28705.602655280007,5741.1205310560017]
[0.18930571961402892,161,0.2,22882.839341120005,4576.5678682240014]
[0.24940405797958373,212,0.2,36531.043720100024,7306.2087440200048]
[0.25293018472194673,215,0.2,34408.765402139987,6881.7530804279977]
[0.24094452702999114,205,0.2,38839.081846899986,7767.8163693799979]
[0.20812761318683623,177,0.2,29503.023026389983,5900.6046052779966]
[0.22130815923213959,188,0.2,26552.934944410001,5310.5869888820007]
[0.20968645834922789,178,0.2,26599.494960470001,5319.8989920940003]
[0.18919901883602142,161,0.2,28779.910747159996,5755.9821494319995]
[0.21787113440036773,185,0.2,26894.751577179999,5378.950315436]
[0.22115179431438445,188,0.2,30144.568000920011,6028.9136001840025]
[0.24051029706001281,204,0.2,35525.333615279997,7105.0667230559993]
[0.28070382034778596,238,0.2,33836.735454320005,6767.3470908640011]
[0.21431010890007018,182,0.2,26132.340376649998,5226.4680753299999]
[0.20734525859355926,176,0.2,24994.022804780008,4998.8045609560022]
[0.2908480317592621,247,0.2,43998.664493879995,8799.7328987759993]
[0.24302298045158385,206,0.2,32299.718580230001,6459.9437160460002]
[0.21028039634227752,178,0.2,30354.253545590007,6070.8507091180018]
[0.27640343856811522,235,0.2,40239.949830970014,8047.9899661940035]
[0.2487417426109314,211,0.2,32061.084829730014,6412.2169659460033]
[0.23518376541137695,200,0.2,31302.541828879996,6260.5083657759997]
[0.21094148862361908,179,0.2,26725.357319829993,5345.0714639659991]
[0.22936740767955779,195,0.2,36993.41644653002,7398.6832893060046]
[0.24017876565456389,204,0.2,32020.670061300003,6404.1340122600013]
[0.28360262560844418,241,0.2,32559.073373520016,6511.8146747040037]
[0.26374638748168944,224,0.2,30205.616363599995,6041.1232727199995]
[0.29679107415676115,252,0.2,39242.717820029997,7848.5435640059995]
[0.2636484725475311,224,0.2,37712.147596420007,7542.4295192840018]
[0.21525342857837676,183,0.2,29617.780826870017,5923.5561653740042]
[0.28428094303607943,241,0.2,33768.809634259982,6753.7619268519966]
[0.24202660596370695,205,0.2,35521.165567709992,7104.233113541999]
[0.27543514072895048,234,0.2,36271.142939999983,7254.2285879999972]
[0.24086080670356749,204,0.2,30059.11606516,6011.8232130320002]
[0.22901191055774689,194,0.2,31419.406983279998,6283.8813966560001]
[0.28656198048591613,243,0.2,40610.844364809978,8122.1688729619964]
[0.24788385558128356,210,0.2,32954.865712250001,6590.9731424500005]
[0.2544176219701767,216,0.2,32313.146469770003,6462.6292939540008]
[0.25108418583869935,213,0.2,32464.157240020002,6492.8314480040008]
[0.24337839603424072,207,0.2,33391.214106280022,6678.2428212560044]
[0.22614221477508545,192,0.2,30393.878625089998,6078.7757250180002]
[0.24144833028316498,205,0.2,35401.308484000008,7080.261696800002]
[0.22867569744586944,194,0.2,28537.305890039996,5707.4611780079995]
[0.20581185364723206,175,0.2,23862.681779330007,4772.5363558660019]
[0.2513166811466217,213,0.2,32882.14145646002,6576.4282912920044]
[0.2201758861541748,187,0.2,26218.885959329997,5243.7771918660001]
[0.24187136220932007,205,0.2,32709.543136249998,6541.9086272499999]
[0.26235969185829161,223,0.2,34244.582050969999,6848.9164101940005]
[0.19158783745765687,163,0.2,31763.68902329,6352.7378046580006]
[0.29729913783073425,253,0.2,36050.631888669988,7210.1263777339982]
[0.26791311979293819,227,0.2,37821.385502339996,7564.2771004679998]
[0.22827924728393553,194,0.2,30335.997514500003,6067.1995029000009]
[0.26395744478702543,224,0.2,32798.561123250001,6559.7122246500003]
[0.19464317750930785,165,0.2,21550.690778430009,4310.1381556860024]
[0.24983647370338441,212,0.2,30811.551492149993,6162.3102984299985]
[0.22256042397022247,189,0.2,28678.535983379981,5735.7071966759968]
[0.19481676757335661,165,0.2,22016.297210429999,4403.2594420859996]
[0.24305689394474028,206,0.2,30112.846700270013,6022.5693400540031]
[0.27537415623664857,234,0.2,39974.425315990004,7994.8850631980013]
[0.19231514632701874,163,0.2,28161.958191800011,5632.3916383600026]
[0.26603276574611662,226,0.2,38560.205790810011,7712.0411581620028]
[0.2485418629646301,211,0.2,30717.204420229995,6143.4408840459992]
[0.21229643154144287,180,0.2,29279.877002860005,5855.9754005720015]
[0.21439692771434785,182,0.2,33906.404651149984,6781.2809302299975]
[0.29642730760574343,252,0.2,42366.090792280011,8473.2181584560021]
[0.20476163613796233,174,0.2,26794.513251270011,5358.9026502540028]
[0.2621007099151611,223,0.2,37286.221355770023,7457.2442711540052]
[0.206589506149292,175,0.2,24749.775602360012,4949.9551204720028]
[0.27496617507934568,233,0.2,40887.813820659983,8177.562764131997]
[0.21052003312110901,179,0.2,29536.316496350002,5907.263299270001]
[0.19702163386344909,167,0.2,28013.311267780013,5602.6622535560027]
[0.21625209975242615,184,0.2,28938.064277179998,5787.6128554360002]
[0.22882371819019318,194,0.2,30300.439172050003,6060.0878344100011]
[0.23205479550361632,197,0.2,28578.368734900007,5715.6737469800019]
[0.19624898242950439,167,0.2,24819.338406620009,4963.8676813240018]
[0.25182503700256348,214,0.2,31327.418881890004,6265.4837763780015]
[0.248270317196846,211,0.2,30333.455624250018,6066.6911248500037]
[0.2832936941385269,241,0.2,38372.804889030012,7674.5609778060025]
[0.19779294669628142,168,0.2,28069.252521470014,5613.8505042940033]
[0.21872599768638612,186,0.2,28971.118531920016,5794.2237063840039]
[0.24477920472621917,208,0.2,34510.19297548,6902.0385950960008]
[0.28475866055488586,242,0.2,40210.394208830017,8042.0788417660042]
[0.24040862452983855,204,0.2,36486.725417950009,7297.3450835900021]
[0.21536949276924133,183,0.2,25539.948542469989,5107.9897084939985]
[0.23808168053627013,202,0.2,37508.763218559965,7501.7526437119932]
[0.2181926840543747,185,0.2,32589.660220610032,6517.932044122007]
[0.29734443962574003,253,0.2,43622.615867980043,8724.5231735960097]
[0.2124898899793625,180,0.2,29495.460110299995,5899.0920220599992]
[0.2557414848804474,217,0.2,38902.448863370009,7780.4897726740019]
[0.23566829824447633,200,0.2,38269.274118929985,7653.8548237859977]
[0.29929054820537565,254,0.2,40991.385998380007,8198.2771996760021]
[0.20742231988906859,176,0.2,24491.160540050012,4898.2321080100028]
[0.25059047305583954,213,0.2,31390.134526219979,6278.0269052439962]
[0.27106325590610503,230,0.2,35872.220010170029,7174.4440020340062]
[0.27230165219306945,231,0.2,34358.252646819994,6871.6505293639993]
[0.28735166001319884,244,0.2,39729.732668060024,7945.9465336120047]
[0.22495006477832794,191,0.2,30914.631714060004,6182.9263428120012]
[0.2650242758989334,225,0.2,35613.028944860009,7122.6057889720023]
[0.27120452249050142,230,0.2,41204.321570339991,8240.8643140679978]
[0.2966767358779907,252,0.2,41989.569513309994,8397.9139026619996]
[0.28962772357463834,246,0.2,36837.419329140015,7367.4838658280032]
[0.21144062376022338,179,0.2,32344.611767090002,6468.922353418001]
[0.24026713371276853,204,0.2,36382.355697299994,7276.471139459999]
[0.26322442138195035,224,0.2,32242.939372070017,6448.5878744140036]
[0.28494976115226744,242,0.2,39362.021138450007,7872.4042276900018]
[0.29902774751186367,254,0.2,42697.196304620033,8539.4392609240076]
[0.19259195137023927,163,0.2,30282.192999600014,6056.4385999200031]
[0.21041382837295533,179,0.2,27128.294314610008,5425.6588629220023]
[0.21373836994171141,181,0.2,32333.856052210005,6466.7712104420016]
[0.28139421916007995,239,0.2,44383.20001759001,8876.6400035180031]
[0.19382584261894226,164,0.2,28794.942945440005,5758.9885890880014]
[0.1880530811548233,160,0.2,25629.910544030001,5125.9821088060007]
[0.22656097269058229,192,0.2,27737.808898040013,5547.5617796080032]
[0.23162674891948698,197,0.2,30244.241440310001,6048.8482880620004]
[0.23713231337070464,201,0.2,32827.075653660009,6565.4151307320026]
[0.2290745733976364,194,0.2,28724.203374120018,5744.8406748240041]
[0.23242409992218016,197,0.2,34997.480469199996,6999.49609384]
[0.26441678881645203,225,0.2,30495.126168019993,6099.0252336039994]
[0.26609808540344237,226,0.2,38757.99703839999,7751.599407679998]
[0.19974470865726471,169,0.2,26968.400004480016,5393.6800008960035]
[0.21336485946178435,181,0.2,23330.570592430002,4666.1141184860007]
[0.22076115381717681,187,0.2,30475.535242210004,6095.1070484420015]
[0.27044771683216096,230,0.2,43679.013886030007,8735.8027772060013]
[0.24054609274864197,204,0.2,31771.332146209985,6354.2664292419977]
[0.22369341051578523,190,0.2,31905.055258370001,6381.0110516740006]
[0.26238496899604796,223,0.2,42088.031503140002,8417.6063006280001]
[0.2821994183063507,240,0.2,39610.522834149982,7922.1045668299967]
[0.26395820581912993,224,0.2,37339.533350289988,7467.9066700579979]
[0.26033840417861936,221,0.2,34923.270410809993,6984.6540821619992]
[0.21560378193855284,183,0.2,27995.34822452001,5599.0696449040024]
[0.2406295073032379,204,0.2,32359.479182530005,6471.8958365060016]
[0.21029557621479034,178,0.2,29015.169147530007,5803.0338295060019]
[0.23268607163429261,198,0.2,36604.313925180002,7320.8627850360008]
[0.26170151460170743,222,0.2,35745.374053000007,7149.0748106000019]
[0.19385287284851074,164,0.2,28210.46395508002,5642.0927910160044]
[0.18692763698101045,159,0.2,29275.051230239995,5855.0102460479993]
[0.23225405681133271,197,0.2,28324.072254420007,5664.8144508840014]
[0.20209113371372223,171,0.2,29690.658693550002,5938.1317387100007]
[0.26771447002887727,227,0.2,33987.494034580006,6797.4988069160017]
[0.2745314966440201,233,0.2,36072.499054440013,7214.4998108880027]
[0.27307712352275848,232,0.2,36651.096632970017,7330.2193265940041]
[0.22716568064689635,193,0.2,31546.492422250012,6309.2984844500024]
[0.25207345962524413,214,0.2,33503.930395569994,6700.7860791139992]
[0.2254916478395462,191,0.2,29483.029115040001,5896.6058230080007]
[0.26018036091327668,221,0.2,37575.692986200025,7515.1385972400058]
[0.19835268580913543,168,0.2,31145.349943640012,6229.0699887280025]
[0.19556914973258971,166,0.2,21935.608564910002,4387.1217129820006]
[0.26043127048015591,221,0.2,35460.190456400029,7092.0380912800065]
[0.22256447374820709,189,0.2,30449.804868200001,6089.9609736400007]
[0.23830553948879241,202,0.2,30070.674895249991,6014.1349790499989]
[0.24012164068222044,204,0.2,32460.736288880005,6492.1472577760014]
[0.25932823598384858,220,0.2,31844.542984750002,6368.9085969500011]
[0.24464957785606384,208,0.2,29751.678258519998,5950.3356517040002]
[0.26795038998126985,228,0.2,35955.712986810009,7191.1425973620026]
[0.19728879690170287,167,0.2,30287.832685640005,6057.5665371280011]
[0.23204736185073851,197,0.2,33871.924789980003,6774.3849579960006]
[0.23278315758705137,198,0.2,28701.009689899998,5740.2019379800004]
[0.2534111570119858,215,0.2,39373.228159280014,7874.6456318560031]
[0.25097188603878018,213,0.2,31546.855260959983,6309.3710521919966]
[0.21379474747180938,181,0.2,23982.492912030011,4796.4985824060022]
[0.25242586505413056,214,0.2,32368.699808270008,6473.7399616540024]
[0.28275389814376828,240,0.2,33732.928380229998,6746.5856760460001]
[0.25730500495433806,218,0.2,41050.744265640016,8210.1488531280029]
[0.21762006855010985,185,0.2,34111.966875870006,6822.3933751740014]
[0.27727706265449525,235,0.2,39169.136594940006,7833.8273189880019]
[0.24650405001640319,209,0.2,32665.800885719982,6533.1601771439964]
[0.27425080490112302,233,0.2,37169.188696599987,7433.837739319998]
[0.28093985581398007,239,0.2,31362.113406760018,6272.4226813520036]
[0.19433342385292052,165,0.2,25652.723517039994,5130.5447034079989]
[0.29566494369506835,251,0.2,43950.454955930007,8790.0909911860017]
[0.22234751844406128,189,0.2,26239.913713690014,5247.9827427380033]
[0.23997164940834045,204,0.2,35207.364781690012,7041.4729563380024]
[0.28397663891315461,241,0.2,39749.229894449971,7949.8459788899945]
[0.19405386006832123,165,0.2,27813.763797119984,5562.7527594239973]
[0.19211479103565215,163,0.2,28360.521514060012,5672.104302812003]
[0.21586456453800201,183,0.2,30708.947381450005,6141.7894762900014]
[0.29205099928379058,248,0.2,36796.457873910011,7359.2915747820025]
[0.21190045022964477,180,0.2,29824.569763610009,5964.9139527220023]
[0.2684357246160507,228,0.2,30514.78453225999,6102.9569064519983]
[0.25328702044487,215,0.2,33433.401719060021,6686.6803438120041]
[0.2498381860256195,212,0.2,34285.053191780004,6857.0106383560014]
[0.20123377668857573,171,0.2,23386.803671940015,4677.360734388003]
[0.28995421993732451,246,0.2,40057.822233430023,8011.5644466860049]
[0.24148852229118345,205,0.2,27820.364875850028,5564.0729751700055]
[0.21556987524032592,183,0.2,30699.965548250006,6139.9931096500013]
[0.24135184907913207,205,0.2,32667.956167099997,6533.5912334200002]
[0.24144147419929504,205,0.2,31850.542337830004,6370.1084675660013]
[0.28921226119995114,246,0.2,35203.305698180011,7040.6611396360022]
[0.24085297214984894,204,0.2,34527.537596429989,6905.5075192859986]
[0.29009334611892701,246,0.2,36730.294706420005,7346.0589412840018]
[0.22837261641025541,194,0.2,22666.850475219995,4533.3700950439988]
[0.28512675547599792,242,0.2,37820.911253829996,7564.1822507659999]
[0.20231970155239104,172,0.2,25629.60333677,5125.9206673540002]
[0.21111029505729675,179,0.2,25905.093463870002,5181.0186927740006]
[0.25089153599739072,213,0.2,34261.539301010016,6852.3078602020032]
[0.21841175937652588,185,0.2,28670.294290220008,5734.0588580440017]
[0.23326788067817689,198,0.2,30778.768988230015,6155.7537976460035]
[0.23461545789241789,199,0.2,30713.671074580019,6142.734214916004]
[0.29111518800258634,247,0.2,37540.902575990011,7508.1805151980025]
[0.25121856915950774,213,0.2,31574.298631110021,6314.8597262220046]
[0.19288125908374787,164,0.2,24692.236042110009,4938.4472084220024]
[0.2981378903388977,253,0.2,33872.833908380009,6774.5667816760024]
[0.22617941021919249,192,0.2,26790.093991140006,5358.0187982280013]
[0.25018385088443756,212,0.2,36308.882849959969,7261.7765699919946]
[0.28911522960662839,246,0.2,36874.450192030024,7374.8900384060053]
[0.25643124496936798,218,0.2,31028.252164649999,6205.6504329300005]
[0.2424096701145172,206,0.2,29552.143566719998,5910.4287133440002]
[0.28035076940059661,238,0.2,38393.581583020023,7678.7163166040045]
[0.24319248676300048,206,0.2,30367.929378749999,6073.58587575]
[0.2024028035402298,172,0.2,22176.365118950005,4435.2730237900014]
[0.26882836961746215,228,0.2,37431.555629980008,7486.3111259960024]
[0.20543835675716399,174,0.2,27954.800294349981,5590.9600588699968]
[0.26579133510589598,226,0.2,29858.121836260008,5971.6243672520022]
[0.19886327040195464,169,0.2,27507.728196840009,5501.5456393680024]
[0.22335748279094697,190,0.2,34565.586757970006,6913.1173515940018]
[0.26162139558792114,222,0.2,29907.615148670004,5981.5230297340013]
[0.24022368013858794,204,0.2,38334.749364950017,7666.9498729900042]
[0.20592327690124512,175,0.2,30687.071485120014,6137.4142970240027]
[0.19581361770629882,166,0.2,28627.665559140005,5725.533111828001]
[0.25806914913654327,219,0.2,35435.451928779999,7087.0903857560006]
[0.27458058321475981,233,0.2,37636.173911289981,7527.2347822579968]
[0.23768342292308808,202,0.2,30325.113447470005,6065.0226894940015]
[0.21272065258026124,181,0.2,31639.649458440021,6327.9298916880043]
[0.25604869723320006,217,0.2,34425.073564260019,6885.0147128520039]
[0.22460155963897704,191,0.2,30649.225464549992,6129.845092909999]
[0.27842653369903564,236,0.2,39612.749971600009,7922.549994320002]
[0.19058667933940887,162,0.2,25668.050293730004,5133.6100587460014]
[0.25613666439056393,217,0.2,32206.571631160012,6441.3143262320027]
[0.25402503132820131,216,0.2,39347.790733759983,7869.5581467519969]
[0.29931483328342434,254,0.2,40723.06281031001,8144.6125620620023]
[0.27358024048805235,232,0.2,33202.96481313002,6640.592962626004]
[0.27788117945194246,236,0.2,38074.921618309992,7614.984323661999]
[0.2943679275512695,250,0.2,39934.702525389999,7986.9405050780006]
[0.20974711668491364,178,0.2,28718.454722670005,5743.6909445340016]
[0.2485781886577606,211,0.2,33202.300979270018,6640.4601958540043]
[0.27340166974067687,232,0.2,39986.970421139995,7997.394084227999]
[0.21469371664524078,182,0.2,27961.721105909994,5592.3442211819993]
[0.19423976254463196,165,0.2,29435.795486000006,5887.1590972000013]
[0.22625169467926026,192,0.2,32371.981379690013,6474.3962759380029]
[0.20863991010189056,177,0.2,23826.93112808001,4765.3862256160019]
[0.29585289824008942,251,0.2,42462.110101730032,8492.4220203460063]
[0.23812999927997588,202,0.2,29848.75202837,5969.7504056739999]
[0.28319419598579404,240,0.2,33112.815483519997,6622.5630967039997]
[0.24373192942142485,207,0.2,31636.73865816,6327.3477316320004]
[0.19227148211002348,163,0.2,24653.153520090007,4930.6307040180018]
[0.22000167095661163,187,0.2,27064.25020363001,5412.8500407260026]
[0.23069686281681059,196,0.2,29284.081659930009,5856.8163319860023]
[0.19465559864044191,165,0.2,23993.594782600012,4798.7189565200024]
[0.24531292605400085,208,0.2,34401.968013680002,6880.3936027360005]
[0.23253059685230254,197,0.2,30268.895225389999,6053.7790450780003]
[0.18680424106121063,158,0.2,25769.78262577,5153.9565251540007]
[0.21569636964797972,183,0.2,28964.671626580006,5792.9343253160014]
[0.25661374998092651,218,0.2,34784.362750320004,6956.8725500640012]
[0.23015720951557159,195,0.2,31024.33151413998,6204.8663028279962]
[0.28863287794589998,245,0.2,35209.867434210013,7041.9734868420028]
[0.21347425782680512,181,0.2,37184.656396620019,7436.9312793240042]
[0.28706795132160184,244,0.2,39066.391016649992,7813.2782033299991]
[0.23510350370407104,200,0.2,33191.942310070001,6638.3884620140007]
[0.28630701434612271,243,0.2,32758.681177480001,6551.7362354960005]
[0.29643898808956148,252,0.2,40505.251263699996,8101.0502527399995]
[0.21548117423057556,183,0.2,31555.096320030003,6311.0192640060013]
[0.23698179888725279,201,0.2,37308.583242159992,7461.7166484319987]
[0.22404720211029053,190,0.2,28915.493251150008,5783.098650230002]
[0.21090244495868682,179,0.2,25197.377572580004,5039.4755145160016]
[0.2841033235788345,241,0.2,37422.079188229996,7484.415837646]
[0.2124063938856125,180,0.2,26872.925868830007,5374.5851737660014]
[0.25999978566169735,221,0.2,40892.854530519995,8178.5709061039997]
[0.23335565757751464,198,0.2,31862.961489970014,6372.5922979940033]
[0.2507370396852493,213,0.2,36017.793658079987,7203.5587316159981]
[0.20364093482494355,173,0.2,27401.072961339996,5480.2145922679993]
[0.25409093534946442,216,0.2,32722.823852439997,6544.5647704879993]
[0.2606273789405823,221,0.2,35977.296565519995,7195.4593131039992]
[0.22091469883918763,187,0.2,36011.817565670011,7202.3635131340025]
[0.27613016009330749,234,0.2,32998.489059680011,6599.6978119360028]
[0.26540040242671964,225,0.2,34949.256056010017,6989.8512112020035]
[0.27955593931674955,237,0.2,38742.501901720017,7748.500380344004]
[0.28347567594051359,241,0.2,34000.375701719997,6800.0751403439999]
[0.21824958479404449,185,0.2,33803.773032830017,6760.7546065660035]
[0.19375822627544403,164,0.2,26106.422754840005,5221.284550968001]
[0.26850187325477598,228,0.2,34392.337543989997,6878.4675087979995]
[0.20083730614185333,170,0.2,29283.029000670005,5856.6058001340016]
[0.25348399186134341,215,0.2,33248.708455229993,6649.7416910459988]
[0.28303090023994448,240,0.2,38816.301709229941,7763.2603418459885]
[0.23853016626834869,202,0.2,24459.448813790001,4891.889762758]
[0.19257698893547057,163,0.2,22127.225604660012,4425.4451209320023]
[0.23806890606880188,202,0.2,31647.592477360002,6329.5184954720007]
[0.26631997382640837,226,0.2,32574.692478220008,6514.9384956440017]
[0.24760957145690918,210,0.2,31796.729932270002,6359.3459864540009]
[0.23748853075504303,202,0.2,33879.86160015002,6775.9723200300041]
[0.25642008090019225,218,0.2,35055.083704150005,7011.0167408300013]
[0.27249637448787689,231,0.2,36452.822295990001,7290.5644591980008]
[0.28228112733364102,240,0.2,43258.816647230007,8651.7633294460011]
[0.27053149151802064,230,0.2,37745.587173269967,7549.1174346539938]
[0.27290994107723232,232,0.2,34551.098490150005,6910.2196980300014]
[0.19773126912117003,168,0.2,26853.522217469974,5370.7044434939953]
[0.21210240232944488,180,0.2,27759.168392790009,5551.8336785580022]
[0.27105023002624512,230,0.2,28491.954398660007,5698.3908797320018]
[0.24281252110004425,206,0.2,31784.64123568001,6356.928247136002]
[0.19919062972068785,169,0.2,29545.962002459994,5909.1924004919993]
[0.27476124000549318,233,0.2,43057.324005750008,8611.4648011500012]
[0.28405519509315491,241,0.2,39662.415072119999,7932.4830144240004]
[0.29858956289291383,254,0.2,39181.303103570011,7836.2606207140025]
[0.28857297384738922,245,0.2,34266.213238720011,6853.2426477440022]
[0.27558676278591154,234,0.2,44857.831971019994,8971.5663942039992]
[0.23129845190048218,196,0.2,34586.029784230013,6917.2059568460027]
[0.28572534120082854,243,0.2,36899.507394500011,7379.901478900003]
[0.22854163348674772,194,0.2,39484.920201639994,7896.9840403279995]
[0.19621484470367431,166,0.2,29241.594251119997,5848.318850224]
[0.26698719513416291,227,0.2,38798.370592570005,7759.6741185140017]
[0.24823441278934477,211,0.2,33214.989487460007,6642.9978974920014]
[0.2894291077852249,246,0.2,43728.194695039987,8745.6389390079985]
[0.21850035166740417,185,0.2,29963.555800610007,5992.7111601220022]
[0.20041845989227294,170,0.2,23992.867323720013,4798.5734647440031]
[0.27960013353824614,237,0.2,41112.46938214,8222.4938764279996]
[0.23096734178066253,196,0.2,29039.928417340001,5807.9856834680004]
[0.22144636130332945,188,0.2,28269.216684690015,5653.8433369380036]
[0.29845927011966705,253,0.2,43758.407249379998,8751.6814498759995]
[0.2130930894613266,181,0.2,32322.619148689999,6464.5238297380001]
[0.25257341015338897,214,0.2,38961.369055909992,7792.273811181999]
[0.24947457575798032,212,0.2,33114.242120759998,6622.848424152]
[0.2567875438928604,218,0.2,33195.690798620024,6639.1381597240052]
[0.28065286517143251,238,0.2,37955.023862269998,7591.004772454]
[0.19328622329235076,164,0.2,26310.704331670004,5262.1408663340007]
[0.1868784077167511,159,0.2,23039.758227990005,4607.9516455980011]
[0.27451212430000305,233,0.2,38967.160349649959,7793.4320699299924]
[0.22441176366806029,190,0.2,30333.629590860015,6066.7259181720037]
[0.29491019690036774,250,0.2,42207.027662530003,8441.4055325060017]
[0.28522661375999447,242,0.2,36507.691149079998,7301.5382298160002]
[0.20976482427120208,178,0.2,24926.915971670012,4985.3831943340028]
[0.21258380270004273,180,0.2,24306.663917390011,4861.3327834780021]
[0.25852224862575529,220,0.2,31740.558183580011,6348.111636716003]
[0.21364387965202331,181,0.2,27640.26828464002,5528.0536569280048]
[0.20051606225967405,170,0.2,25347.791660630013,5069.5583321260028]
[0.20061030113697051,170,0.2,27532.850599050005,5506.5701198100014]
[0.22462826371192932,191,0.2,28428.963238240005,5685.7926476480015]
[0.26791533493995667,227,0.2,41006.052330819992,8201.2104661639987]
[0.29250191760063171,248,0.2,36856.318967870007,7371.2637935740022]
[0.25005852520465849,212,0.2,30133.551281880016,6026.7102563760036]
[0.27030841398239136,230,0.2,39285.249730629999,7857.0499461260006]
[0.28585299074649811,243,0.2,47648.824662619998,9529.764932524]
[0.20480353367328644,174,0.2,25282.728191540009,5056.5456383080018]
[0.21757259917259217,185,0.2,27215.276960570009,5443.0553921140017]
[0.2553569869995117,217,0.2,36420.942097720021,7284.1884195440043]
[0.19045150780677794,162,0.2,21904.455072460001,4380.8910144920001]
[0.27981057250499725,238,0.2,36836.237776739996,7367.2475553479999]
[0.28657308340072629,243,0.2,27847.792371150008,5569.5584742300016]
[0.28851602554321287,245,0.2,38854.82021171003,7770.964042342006]
[0.28400950598716734,241,0.2,33387.403793379985,6677.4807586759971]
[0.21663920688629151,184,0.2,28835.47171329,5767.0943426580006]
[0.27227496850490568,231,0.2,32812.808612149987,6562.5617224299976]
[0.25639684903621673,218,0.2,42931.201466789993,8586.2402933579997]
[0.20063663148880004,170,0.2,27800.553732439999,5560.1107464880006]
[0.25655714142322539,218,0.2,36551.070956650001,7310.2141913300002]
[0.24914828324317931,212,0.2,33673.438823249984,6734.687764649997]
[0.29269866478443146,249,0.2,43397.619028820009,8679.5238057640017]
[0.22334446370601654,190,0.2,25489.765637420016,5097.9531274840037]
[0.27290002727508544,232,0.2,38017.135026110009,7603.4270052220018]
[0.25303216302394865,215,0.2,27878.059411030015,5575.6118822060034]
[0.29033007466793059,247,0.2,40613.334024630029,8122.6668049260061]
[0.27556404054164885,234,0.2,39004.408439900013,7800.8816879800033]
[0.1939038348197937,165,0.2,28237.624475249992,5647.524895049999]
[0.21076764035224915,179,0.2,26405.559283370007,5281.1118566740015]
[0.24002880835533141,204,0.2,31040.998625189986,6208.1997250379973]
[0.20436776125431061,173,0.2,24538.734152039993,4907.7468304079985]
[0.19987961518764497,170,0.2,25269.544578749999,5053.9089157500002]
[0.22330750608444214,190,0.2,27351.396299249991,5470.2792598499982]
[0.24101509916782379,205,0.2,36332.485272559992,7266.4970545119986]
[0.26866403424739838,228,0.2,30526.525543660031,6105.3051087320064]
[0.27145133471488953,231,0.2,33384.80417551002,6676.9608351020042]
[0.2514216763973236,213,0.2,36749.653441389994,7349.9306882779993]
[0.2087247176170349,177,0.2,29281.678878849991,5856.3357757699987]
[0.189806832075119,161,0.2,22576.407215639989,4515.2814431279976]
[0.29303546905517575,249,0.2,45326.450119180015,9065.2900238360035]
[0.2802630808353424,238,0.2,33143.117489090007,6628.6234978180019]
[0.22739848172664642,193,0.2,35966.42063072999,7193.284126145998]
[0.21648931753635406,184,0.2,24128.249308900002,4825.6498617800007]
[0.19202109575271606,163,0.2,22921.130815020009,4584.226163004002]
[0.27089992618560788,230,0.2,39298.842688440011,7859.7685376880027]
[0.20267606842517852,172,0.2,30421.028558439979,6084.205711687996]
[0.22050016736984251,187,0.2,32674.938091160002,6534.9876182320004]
[0.25900314617156983,220,0.2,41963.630016169991,8392.7260032339982]
[0.26710019481182096,227,0.2,37444.183213140015,7488.8366426280036]
[0.28971603047847749,246,0.2,42774.628712550024,8554.9257425100059]
[0.22897233009338377,194,0.2,28234.86428867,5646.9728577340002]
[0.21476813471317291,182,0.2,29633.23719055,5926.6474381100006]
[0.24925569748878479,212,0.2,33053.406761260034,6610.6813522520069]
[0.20344612419605254,173,0.2,29459.12443171001,5891.8248863420022]
[0.28799025428295133,245,0.2,38010.234188470007,7602.0468376940016]
[0.22286627733707426,189,0.2,36034.60783238001,7206.9215664760022]
[0.22144193780422211,188,0.2,29333.683203149987,5866.736640629998]
[0.26438123774528499,224,0.2,31961.80260353001,6392.3605207060027]
[0.28180025017261501,239,0.2,44315.418193970014,8863.0836387940035]
[0.23261963760852813,197,0.2,37573.449967460016,7514.6899934920039]
[0.23270567500591277,198,0.2,31902.170232200002,6380.4340464400011]
[0.19115520429611205,162,0.2,26791.655854780009,5358.3311709560021]
[0.2249091864824295,191,0.2,28879.866165620006,5775.9732331240011]
[0.25941699135303498,220,0.2,40096.683839200014,8019.3367678400027]
[0.27626599073410035,235,0.2,41016.054886050013,8203.210977210003]
[0.26721392154693602,227,0.2,32960.187532390009,6592.0375064780019]
[0.26555294179916378,225,0.2,33640.667561719994,6728.1335123439994]
[0.20859595370292663,177,0.2,29861.492126950008,5972.2984253900022]
[0.25254595184326173,214,0.2,30750.58058758,6150.1161175160005]
[0.29487016117572784,250,0.2,32746.002538500015,6549.2005077000031]
[0.28363657307624818,241,0.2,35160.962501249996,7032.1925002499993]
[0.2829968304634094,240,0.2,41846.820537049993,8369.3641074099996]
[0.19145969188213349,162,0.2,21244.830948510018,4248.9661897020042]
[0.21483632183074952,182,0.2,27001.839650910013,5400.367930182003]
[0.28134526169300078,239,0.2,35085.089164890021,7017.0178329780047]
[0.26203537666797638,222,0.2,38622.110081879997,7724.4220163760001]
[0.25131388163566587,213,0.2,35237.179916780013,7047.4359833560029]
[0.24898858880996705,211,0.2,32329.025171370016,6465.8050342740034]
[0.28180312442779543,239,0.2,41117.761896709992,8223.5523793419979]
[0.2583136510848999,219,0.2,27442.092263510014,5488.4184527020034]
[0.21226705026626586,180,0.2,29939.948289909978,5987.9896579819961]
[0.22123912274837493,188,0.2,29092.433754739995,5818.4867509479991]
[0.23663145232200622,201,0.2,37256.590797069992,7451.3181594139987]
[0.29407666969299318,250,0.2,41514.966907339993,8302.9933814679989]
[0.26945867407321927,229,0.2,35563.504587930001,7112.7009175860003]
[0.20437557542324067,173,0.2,24769.270821970003,4953.8541643940007]
[0.26882052147388458,228,0.2,36061.92733043,7212.3854660860006]
[0.24257645845413206,206,0.2,30842.466501430001,6168.4933002860007]
[0.27707796442508698,235,0.2,32252.789418660013,6450.5578837320027]
[0.20096624672412872,171,0.2,29792.099964310008,5958.4199928620019]
[0.23754120504856108,202,0.2,31585.220436529991,6317.0440873059988]
[0.29858457541465755,254,0.2,38639.067063610019,7727.8134127220037]
[0.27926018321514129,237,0.2,37512.820557109997,7502.5641114219998]
[0.2640909515619278,224,0.2,37429.983322409986,7485.9966644819979]
[0.18917722749710084,160,0.2,25033.706128829988,5006.741225765998]
[0.25392466342449188,216,0.2,33214.419377560007,6642.8838755120014]
[0.2269201934337616,193,0.2,29031.774188979998,5806.3548377959996]
[0.25437286376953128,216,0.2,35853.513367639993,7170.7026735279987]
[0.27665324056148527,235,0.2,35523.014147640009,7104.6028295280021]
[0.19896140277385713,169,0.2,29771.759929610012,5954.3519859220032]
[0.29704100525379179,252,0.2,38661.458165650009,7732.2916331300021]
[0.22177881002426147,188,0.2,26114.810133520015,5222.9620267040036]
[0.20467710721492766,174,0.2,22362.754091340012,4472.5508182680023]
[0.19837150096893311,168,0.2,25837.241364859998,5167.4482729720003]
[0.22570980584621431,192,0.2,30659.512720740018,6131.9025441480044]
[0.22736314129829405,193,0.2,30432.468395130007,6086.4936790260017]
[0.29119423341751099,247,0.2,40048.460001750012,8009.6920003500027]
[0.18629655790328981,158,0.2,23302.095907340001,4660.4191814680007]
[0.24766456282138824,210,0.2,32669.933625190006,6533.9867250380012]
[0.2287783076763153,194,0.2,27372.104040720009,5474.420808144002]
[0.29472530686855314,250,0.2,52139.056673210027,10427.811334642007]
[0.21055162954330445,179,0.2,27154.315980500021,5430.8631961000046]
[0.21502337265014648,182,0.2,35240.44960615001,7048.0899212300028]
[0.19470963871479036,165,0.2,28616.339841130004,5723.2679682260014]
[0.24502749145030975,208,0.2,31646.082318509994,6329.2164637019996]
[0.19140793490409852,162,0.2,20819.53747952999,4163.9074959059981]
[0.2743079026937485,233,0.2,37395.276680950017,7479.0553361900038]
[0.27058945906162263,230,0.2,36404.902228659979,7280.980445731996]
[0.1997507221698761,169,0.2,29732.1685277,5946.4337055400001]
[0.28217388296127321,240,0.2,36174.45621240999,7234.8912424819982]
[0.20125879561901092,171,0.2,29391.441091499979,5878.2882182999965]
[0.28564244306087494,243,0.2,38213.256672860007,7642.6513345720014]
[0.19488895690441133,165,0.2,28804.266795370015,5760.8533590740035]
[0.28087627565860745,239,0.2,34759.586975780017,6951.9173951560042]
[0.19030769312381746,161,0.2,25164.216607280003,5032.8433214560009]
[0.26607127940654751,226,0.2,39071.631469790009,7814.3262939580018]
[0.20344040966033936,173,0.2,29255.946256089988,5851.1892512179984]
[0.20129173064231873,171,0.2,25451.819529070021,5090.3639058140043]
[0.20008590245246888,170,0.2,27320.828086049994,5464.1656172099993]
[0.28302538955211637,240,0.2,36477.840544360013,7295.568108872003]
[0.27957241702079771,237,0.2,38285.616664310022,7657.1233328620046]
[0.22055213499069215,187,0.2,28742.623335120017,5748.524667024004]
[0.25489770412445067,216,0.2,35313.196117309992,7062.6392234619989]
[0.28777882325649262,244,0.2,38277.268847840016,7655.4537695680037]
[0.26257394957542418,223,0.2,33118.823950499995,6623.7647900999991]
[0.21704922652244568,184,0.2,31225.197261500038,6245.0394523000077]
[0.20092428123950959,170,0.2,29548.995044179999,5909.7990088360002]
[0.23833292984962462,202,0.2,35110.79438129998,7022.1588762599968]
[0.29907637202739712,254,0.2,38546.675985969989,7709.3351971939983]
[0.21877496194839477,186,0.2,27836.259866720011,5567.2519733440022]
[0.23099755203723907,196,0.2,32433.357985789997,6486.6715971579997]
[0.24878745889663695,211,0.2,34135.984658289992,6827.1969316579989]
[0.29839514636993408,253,0.2,38203.655336110009,7640.7310672220019]
[0.241135240316391,205,0.2,27396.188121339994,5479.2376242679993]
[0.24866504144668578,211,0.2,31154.53154455002,6230.9063089100046]
[0.28298250675201414,240,0.2,39864.057592220015,7972.811518444003]
[0.28703437077999117,244,0.2,37093.317686899987,7418.6635373799982]
[0.23231080126762388,197,0.2,26146.358567740001,5229.2717135480007]
[0.21185631036758423,180,0.2,28738.962816180003,5747.7925632360011]
[0.28493685758113863,242,0.2,34335.651813529999,6867.1303627060006]
[0.21905072736740111,186,0.2,28692.142349839989,5738.4284699679984]
[0.24488339817523955,208,0.2,35006.186862390001,7001.2373724780009]
[0.25524940967559817,217,0.2,37552.327882140002,7510.4655764280005]
[0.23905737805366517,203,0.2,27632.238949049985,5526.4477898099976]
[0.18831814455986023,160,0.2,27107.849843540003,5421.5699687080014]
[0.19305357849597932,164,0.2,29313.278044610015,5862.655608922003]
[0.25210338449478148,214,0.2,32766.347193070018,6553.2694386140038]
[0.22510507071018218,191,0.2,32303.202347030012,6460.6404694060029]
[0.24247530233860015,206,0.2,38970.062400579991,7794.0124801159982]
[0.18910665535926818,160,0.2,23519.21425859,4703.842851718]
[0.25586718428134919,217,0.2,39358.403122520009,7871.6806245040025]
[0.28856130015850068,245,0.2,37848.860290900011,7569.7720581800022]
[0.2556994310617447,217,0.2,34006.146580400025,6801.2293160800054]
[0.22915741717815399,195,0.2,38444.447251139973,7688.8894502279945]
[0.2964095252752304,252,0.2,46187.480904129989,9237.4961808259977]
[0.18837592864036559,160,0.2,21431.70551331,4286.3411026620006]
[0.19835617840290071,168,0.2,28707.697365340002,5741.5394730680009]
[0.2838336124420166,241,0.2,37661.100814589998,7532.2201629179999]
[0.2878047459125519,244,0.2,34578.411133500034,6915.682226700007]
[0.24357681477069854,207,0.2,33603.841289270014,6720.7682578540034]
[0.27285187160968782,232,0.2,37734.723276169985,7546.9446552339978]
[0.26028880119323727,221,0.2,37089.663341740015,7417.9326683480031]
[0.23905332827568054,203,0.2,31175.478946110001,6235.0957892220003]
[0.19406358361244203,165,0.2,27712.446017020011,5542.4892034040022]
[0.21782201385498046,185,0.2,27285.371313399995,5457.0742626799993]
[0.2454334681034088,208,0.2,34139.987887450021,6827.9975774900049]
[0.23294652807712554,198,0.2,34484.647089839993,6896.9294179679991]
[0.28931169819831848,246,0.2,39691.257914229995,7938.2515828459991]
[0.2710154060125351,230,0.2,36238.896872289981,7247.7793744579967]
[0.19364935111999512,164,0.2,29682.633267250007,5936.5266534500015]
[0.25575451076030731,217,0.2,31822.810369340004,6364.5620738680009]
[0.20552406799793244,174,0.2,26574.840400880017,5314.9680801760042]
[0.18934151530265808,161,0.2,26584.26764315999,5316.8535286319984]
[0.28717769622802736,244,0.2,46900.049385149992,9380.0098770299992]
[0.19788758647441865,168,0.2,30653.695088130007,6130.7390176260014]
[0.18761984324455261,159,0.2,26570.770348680009,5314.1540697360024]
[0.26556453394889834,225,0.2,33216.901702380004,6643.380340476001]
[0.23555645370483397,200,0.2,35558.087699919997,7111.6175399839994]
[0.25047210538387299,213,0.2,34500.463198419995,6900.0926396839996]
[0.23973626625537872,204,0.2,35401.590382180002,7080.3180764360004]
[0.18922903203964234,161,0.2,25689.001714009999,5137.8003428020002]
[0.227945955991745,193,0.2,25924.620230600001,5184.9240461200006]
[0.19538841819763184,166,0.2,25625.866827610003,5125.1733655220014]
[0.27760864841938016,236,0.2,42285.732109769968,8457.1464219539939]
[0.19257882356643677,163,0.2,24305.860706760013,4861.1721413520027]
[0.27257441425323486,231,0.2,35745.874547090018,7149.1749094180041]
[0.27361751747131347,232,0.2,39178.487243829994,7835.6974487659991]
[0.25871962773799895,220,0.2,34996.885088569994,6999.3770177139995]
[0.25585131812095641,217,0.2,30092.804119439988,6018.5608238879977]
[0.19183244132995605,163,0.2,25027.38543929001,5005.4770878580021]
[0.19506685495376586,166,0.2,26854.810675029992,5370.9621350059988]
[0.20359188902378081,173,0.2,28724.808699130004,5744.9617398260016]
[0.19629314267635345,167,0.2,29148.622851790009,5829.724570358002]
[0.28312869966030119,240,0.2,37417.897655880035,7483.5795311760075]
[0.26428711438179014,224,0.2,34390.908251160014,6878.1816502320034]
[0.26699418032169342,227,0.2,42433.712015109981,8486.7424030219972]
[0.20247031795978546,172,0.2,27602.969232160012,5520.5938464320025]
[0.24994879388809205,212,0.2,35123.794950939999,7024.7589901880001]
[0.29749106061458586,253,0.2,41086.785499090001,8217.3570998180003]
[0.22898119747638701,194,0.2,27986.06070708,5597.2121414160001]
[0.24582409501075744,209,0.2,28104.446805120017,5620.8893610240038]
[0.20919514417648316,178,0.2,33014.651985559991,6602.9303971119989]
[0.23075315201282501,196,0.2,26141.526990360009,5228.3053980720024]
[0.29236807107925411,248,0.2,36089.683719960005,7217.9367439920015]
[0.284686940073967,242,0.2,38805.141795680036,7761.0283591360076]
[0.24137574005126952,205,0.2,31002.860910030009,6200.5721820060025]
[0.25600781893730162,217,0.2,33668.396701259997,6733.6793402519997]
[0.19860035419464112,169,0.2,27316.593081139996,5463.3186162279999]
[0.23950714802742004,203,0.2,28820.129777990009,5764.0259555980019]
[0.26559649729728696,226,0.2,35879.010049799981,7175.8020099599962]
[0.20075795495510101,170,0.2,25436.526833950011,5087.3053667900022]
[0.23275071859359742,198,0.2,38404.050370609992,7680.8100741219987]
[0.21698969614505767,184,0.2,30413.614834100004,6082.7229668200016]
[0.28850784444808958,245,0.2,41103.570777750021,8220.7141555500039]
[0.21247496151924133,180,0.2,26571.516877100006,5314.3033754200014]
[0.25249502384662625,214,0.2,32290.100439480007,6458.0200878960022]
[0.18836184954643248,160,0.2,23696.062906630003,4739.2125813260009]
[0.21154209244251251,180,0.2,28517.444625039996,5703.4889250079996]
[0.29428228425979613,250,0.2,38313.167703030012,7662.6335406060025]
[0.24101784431934356,205,0.2,29515.777614730006,5903.1555229460018]
[0.23934116828441621,203,0.2,33736.803572160024,6747.3607144320049]
[0.22391502034664154,190,0.2,30039.751985540002,6007.9503971080012]
[0.27864734172821043,237,0.2,39743.639509469962,7948.7279018939926]
[0.26361634612083434,224,0.2,36676.638926890024,7335.3277853780055]
[0.24311921703815459,206,0.2,34498.317430460011,6899.6634860920021]
[0.27238637137413024,231,0.2,34111.606200600021,6822.3212401200044]
[0.26422881388664243,224,0.2,38192.341600120017,7638.4683200240033]
[0.2828419944047928,240,0.2,36154.345157650008,7230.8690315300018]
[0.22277383232116699,189,0.2,33163.992898890014,6632.7985797780029]
[0.23884002184867859,203,0.2,30467.127030499989,6093.4254060999983]
[0.27480321907997129,233,0.2,33855.209023090007,6771.0418046180021]
[0.23456539964675904,199,0.2,28457.690708750011,5691.538141750003]
[0.25892543935775758,220,0.2,33576.814444100004,6715.362888820001]
[0.27057705152034761,230,0.2,31189.463591030006,6237.8927182060015]
[0.26794000053405764,228,0.2,31886.633124180011,6377.3266248360023]
[0.28010971248149874,238,0.2,35731.837620480015,7146.3675240960038]
[0.20539286470413207,174,0.2,30004.691812100009,6000.9383624200018]
[0.20056488382816315,170,0.2,28697.588185940003,5739.5176371880007]
[0.29452745890617371,250,0.2,44572.193041519982,8914.4386083039972]
[0.26437627065181735,224,0.2,37254.099905539988,7450.8199811079976]
[0.26016444039344788,221,0.2,37462.237099819999,7492.4474199639999]
[0.27532532787322994,234,0.2,44847.548050910038,8969.5096101820072]
[0.29850243151187894,254,0.2,40244.750213209983,8048.9500426419972]
[0.23273385357856749,198,0.2,37649.064219640008,7529.8128439280017]
[0.29949366223812102,254,0.2,38078.217172370016,7615.6434344740037]
[0.24810070896148681,211,0.2,34855.679443690016,6971.1358887380038]
[0.19732739210128783,167,0.2,20272.083932870013,4054.4167865740028]
[0.25486299562454223,216,0.2,45541.38555726003,9108.2771114520056]
[0.223737944483757,190,0.2,33804.020070350009,6760.8040140700023]
[0.19215106916427613,163,0.2,25134.953010630001,5026.9906021260003]
[0.28849015045166015,245,0.2,37324.357064239972,7464.8714128479951]
[0.21152815604209899,180,0.2,25654.374407729993,5130.8748815459985]
[0.18856335318088532,160,0.2,26403.480193119995,5280.6960386239989]
[0.22930933141708373,195,0.2,32805.520626240002,6561.1041252480009]
[0.18926471900939942,161,0.2,25965.866546080004,5193.1733092160011]
[0.26292149662971498,223,0.2,36561.547646900006,7312.3095293800015]
[0.2049871666431427,174,0.2,27613.781264950005,5522.7562529900015]
[0.22868609368801116,194,0.2,33985.367347619984,6797.0734695239971]
[0.21077401399612428,179,0.2,31162.001137199997,6232.40022744]
[0.20149238491058349,171,0.2,30472.310677590005,6094.4621355180016]
[0.28959845781326293,246,0.2,45111.55921288002,9022.311842576004]
[0.26292869246006012,223,0.2,41897.088160920037,8379.4176321840077]
[0.19878868925571441,169,0.2,24182.817769660007,4836.5635539320019]
[0.20532602298259733,174,0.2,26813.213518699999,5362.6427037399999]
[0.23985859537124632,204,0.2,32574.126271399997,6514.8252542800001]
[0.24953685128688813,212,0.2,40688.655250510012,8137.7310501020029]
[0.28322912192344663,241,0.2,38606.632397670001,7721.3264795340001]
[0.27163943195343015,231,0.2,37614.718255849992,7522.9436511699987]
[0.23274357032775878,198,0.2,35424.877903159984,7084.9755806319972]
[0.18747244083881379,159,0.2,22629.378393320003,4525.8756786640006]
[0.21299810993671417,181,0.2,33843.404986480004,6768.6809972960009]
[0.28534207999706268,242,0.2,34704.102636540003,6940.8205273080011]
[0.28885566329956053,245,0.2,42676.774971530001,8535.3549943060007]
[0.23143697333335878,196,0.2,31699.409943920007,6339.8819887840018]
[0.21693713057041167,184,0.2,29185.490358480009,5837.0980716960021]
[0.29034763956069942,247,0.2,36631.867905960025,7326.3735811920051]
[0.276679883480072,235,0.2,34945.843457930001,6989.1686915860009]
[0.19082706356048584,162,0.2,27688.963932320024,5537.7927864640051]
[0.25829944288730622,219,0.2,41335.729882849999,8267.1459765700001]
[0.20085203754901887,170,0.2,29844.318478890007,5968.8636957780018]
[0.29794278073310854,253,0.2,36452.394945120002,7290.4789890240008]
[0.25290276718139648,215,0.2,32606.648985830005,6521.3297971660013]
[0.22629202938079834,192,0.2,33416.46183876002,6683.2923677520048]
[0.26855259740352633,228,0.2,40655.744048609988,8131.1488097219981]
[0.20558541941642761,174,0.2,27072.964331309999,5414.5928662619999]
[0.20609754645824432,175,0.2,25396.941884130003,5079.3883768260011]
[0.23785465514659881,202,0.2,32533.933144400005,6506.7866288800014]
[0.21037613010406495,179,0.2,31053.095625890004,6210.619125178001]
[0.25158919858932494,214,0.2,34328.470343709982,6865.6940687419965]
[0.27896271479129792,237,0.2,37182.488332030007,7436.4976664060014]
[0.23601374566555022,200,0.2,34078.909068999994,6815.7818137999993]
[0.28520250535011293,242,0.2,35571.155092660003,7114.2310185320011]
[0.19294941222667694,164,0.2,33628.452588130021,6725.6905176260043]
[0.19299253964424132,164,0.2,27393.86783368999,5478.7735667379984]
[0.23340953457355498,198,0.2,28674.842207870006,5734.9684415740012]
[0.27837042117118838,236,0.2,45247.827512659969,9049.5655025319938]
[0.23217712461948395,197,0.2,35161.610407540022,7032.3220815080049]
[0.22005816400051117,187,0.2,31009.734675429994,6201.946935085999]
[0.20485891234874726,174,0.2,30032.073017809995,6006.4146035619997]
[0.2859916548728943,243,0.2,44719.472184490012,8943.8944368980028]
[0.24467666244506836,208,0.2,32159.180573149988,6431.8361146299976]
[0.25858454453945157,220,0.2,35054.310357550014,7010.8620715100033]
[0.29961626315116879,254,0.2,43640.029530609972,8728.0059061219945]
[0.2502678498029709,212,0.2,34825.577692799998,6965.1155385599995]
[0.24992469906806947,212,0.2,30107.90390112999,6021.5807802259988]
[0.24744459736347196,210,0.2,38085.517245370007,7617.1034490740021]
[0.26361919999122618,224,0.2,30957.105527449992,6191.4211054899988]
[0.26147631704807284,222,0.2,36274.365647060011,7254.8731294120025]
[0.20423564743995665,173,0.2,28703.177233150011,5740.6354466300027]
[0.22703610134124755,193,0.2,27587.790100650003,5517.5580201300008]
[0.20066695046424865,170,0.2,25679.226514249996,5135.8453028499998]
[0.2487818259000778,211,0.2,34265.139924730014,6853.027984946003]
[0.24145159184932707,205,0.2,32467.499716260001,6493.4999432520008]
[0.25478714382648465,216,0.2,32110.009809110008,6422.0019618220022]
[0.19943482589721678,169,0.2,29060.847455540013,5812.1694911080031]
[0.20220608353614808,172,0.2,26083.798629170025,5216.7597258340056]
[0.2238821736574173,190,0.2,34319.597766099992,6863.9195532199992]
[0.24094008994102478,205,0.2,38270.390316969984,7654.0780633939976]
[0.28233016633987429,240,0.2,37452.28526640997,7490.4570532819944]
[0.20695821940898895,176,0.2,27861.472426780012,5572.294485356003]
[0.23818200087547303,202,0.2,31429.463610640021,6285.8927221280046]
[0.20261432969570159,172,0.2,25665.364525730009,5133.0729051460021]
[0.29559072947502135,251,0.2,42576.014760940016,8515.2029521880031]
[0.19041106438636779,162,0.2,24463.774105889999,4892.7548211780004]
[0.28663594329357145,243,0.2,36495.485078450016,7299.0970156900039]
[0.19441823136806488,165,0.2,26324.124164760015,5264.8248329520029]
[0.20385072147846223,173,0.2,27315.982718310002,5463.1965436620012]
[0.27836705768108366,236,0.2,37134.962914970012,7426.992582994003]
[0.28145458531379697,239,0.2,34241.713737580001,6848.3427475160006]
[0.28204242825508119,240,0.2,42561.646931659991,8512.3293863319977]
[0.21235544550418853,180,0.2,30429.673717030015,6085.9347434060037]
[0.29733252811431882,253,0.2,37886.630363519995,7577.3260727039997]
[0.18824764037132263,160,0.2,28879.135793349997,5775.8271586699993]
[0.25468342602252958,216,0.2,33283.667675819983,6656.7335351639967]
[0.19491016387939453,165,0.2,24298.876196750014,4859.7752393500032]
[0.20948021864891053,178,0.2,25243.930330030009,5048.7860660060023]
[0.23571536672115326,200,0.2,34537.542245320015,6907.5084490640038]
[0.25982246518135071,221,0.2,29726.308526339992,5945.2617052679989]
[0.22323447418212891,189,0.2,25605.643933200019,5121.1287866400044]
[0.21614006495475768,183,0.2,33924.078681460007,6784.8157362920019]
[0.25671084952354428,218,0.2,40993.792917979998,8198.7585835959999]
[0.26398982942104338,224,0.2,33939.673000849987,6787.9346001699978]
[0.23792398381233215,202,0.2,31578.524439110006,6315.7048878220012]
[0.23066616332530976,196,0.2,29545.899405439999,5909.179881088]
[0.26241019177436831,223,0.2,37653.380326449987,7530.6760652899975]
[0.24292581295967103,206,0.2,32205.636378999992,6441.1272757999986]
[0.2039015611410141,173,0.2,34256.022756510007,6851.2045513020021]
[0.2988573714494705,254,0.2,40172.445839430009,8034.4891678860022]
[0.24441632151603698,207,0.2,29616.492130790011,5923.2984261580023]
[0.25954792284965511,220,0.2,36159.629967850007,7231.925993570002]
[0.27946907293796541,237,0.2,33882.876172770004,6776.5752345540013]
[0.28221899449825283,240,0.2,36953.72497183003,7390.7449943660067]
[0.22456890320777892,191,0.2,27934.570158940016,5586.9140317880037]
[0.25856007599830627,220,0.2,37061.474925960007,7412.2949851920021]
[0.19076825344562531,162,0.2,30360.978024810014,6072.195604962003]
[0.19818109345436097,168,0.2,24728.266117690004,4945.6532235380009]
[0.19554098474979401,166,0.2,24213.196963440001,4842.639392688]
[0.19621599984169005,166,0.2,26037.681287640004,5207.5362575280014]
[0.28901049935817719,245,0.2,42943.41371461004,8588.6827429220084]
[0.26502639591693877,225,0.2,39199.371016520003,7839.8742033040007]
[0.21759823644161225,185,0.2,25329.122465759989,5065.8244931519985]
[0.22950019419193268,195,0.2,29852.189310800008,5970.4378621600017]
[0.19637325489521026,167,0.2,25767.423413319997,5153.4846826639996]
[0.22993439018726347,195,0.2,34100.408033389991,6820.0816066779989]
[0.2843196197748184,241,0.2,32534.382494609996,6506.8764989219999]
[0.28969784724712372,246,0.2,42711.552287069993,8542.3104574139998]
[0.21167817449569701,180,0.2,28932.126522729999,5786.425304546]
[0.29045928704738616,247,0.2,35107.708003680018,7021.5416007360036]
[0.26780809056758881,227,0.2,35008.017831089994,7001.6035662179993]
[0.19058042800426483,162,0.2,31129.179559030017,6225.8359118060034]
[0.19758682250976561,168,0.2,23591.017188909998,4718.203437782]
[0.24736709439754484,210,0.2,35750.935636620008,7150.1871273240022]
[0.23276300382614135,198,0.2,30750.453047620013,6150.0906095240025]
[0.19142999804019928,162,0.2,24122.779598159992,4824.5559196319982]
[0.2787245728969574,237,0.2,33510.698654440006,6702.1397308880014]
[0.29738914346694945,253,0.2,39043.608517320041,7808.7217034640089]
[0.29332603383064271,249,0.2,44585.789930639992,8917.1579861279988]
[0.24363108587265014,207,0.2,35762.336880399998,7152.4673760799997]
[0.26292618513107302,223,0.2,39649.602712850006,7929.920542570002]
[0.20708447599411012,176,0.2,24369.358900159998,4873.8717800320001]
[0.22175067222118378,188,0.2,29479.87150320999,5895.9743006419985]
[0.1976953375339508,168,0.2,24579.182614429988,4915.8365228859984]
[0.27858785212039949,237,0.2,39152.464267819974,7830.4928535639956]
[0.20590731561183928,175,0.2,26759.980252169993,5351.9960504339988]
[0.27021224534511568,229,0.2,37664.896582439993,7532.9793164879993]
[0.2481619244813919,211,0.2,34380.730707960007,6876.1461415920021]
[0.2116343675851822,180,0.2,30798.002057040019,6159.6004114080042]
[0.25929500198364258,220,0.2,34700.335777879998,6940.067155576]
[0.28590100371837612,243,0.2,47768.147594000009,9553.6295188000022]
[0.20218597733974455,172,0.2,29844.87523727999,5968.9750474559987]
[0.20389592814445495,173,0.2,28847.561406289991,5769.5122812579984]
[0.29337214422225955,249,0.2,34966.565147219997,6993.3130294439998]
[0.21950301146507262,186,0.2,28710.591454560003,5742.1182909120007]
[0.18950033318996429,161,0.2,22620.335378300002,4524.0670756600002]
[0.27779866182804108,236,0.2,38622.13250254,7724.4265005080006]
[0.25690829658508302,218,0.2,35513.927372909988,7102.7854745819977]
[0.18732308828830718,159,0.2,26285.863163800012,5257.1726327600027]
[0.20792596685886383,176,0.2,30822.325049860003,6164.4650099720011]
[0.25853329038619993,220,0.2,35681.547348700005,7136.3094697400011]
[0.25123955190181735,213,0.2,33573.994118329996,6714.7988236659994]
[0.27576080811023712,234,0.2,40099.500172670021,8019.9000345340046]
[0.25863867974281307,220,0.2,35060.854655660005,7012.170931132001]
[0.19897424519062043,169,0.2,27714.965153570007,5542.9930307140021]
[0.2546331571340561,216,0.2,30024.568876559999,6004.9137753120003]
[0.28587993264198303,243,0.2,39214.114417600002,7842.8228835200007]
[0.26419065356254579,224,0.2,41166.565259249968,8233.3130518499947]
[0.26212419998645781,223,0.2,40518.982506359986,8103.7965012719978]
[0.28797559082508084,245,0.2,40296.360193009976,8059.2720386019955]
[0.22190652072429656,188,0.2,33035.334748409987,6607.0669496819974]
[0.28022029995918274,238,0.2,40285.253660659975,8057.0507321319956]
[0.25512532746791838,217,0.2,37475.111380680013,7495.0222761360028]
[0.24040312063694,204,0.2,31231.373849320007,6246.2747698640014]
[0.2864587926864624,243,0.2,40146.144677140008,8029.2289354280019]
[0.2834211058616638,241,0.2,37047.272063600023,7409.4544127200052]
[0.21461821818351745,182,0.2,32537.72472422001,6507.5449448440022]
[0.27299340999126431,232,0.2,41839.929835229996,8367.9859670459991]
[0.29384492182731625,250,0.2,40936.510235040012,8187.3020470080028]
[0.2097943958044052,178,0.2,24666.693740760013,4933.3387481520031]
[0.21835373067855834,185,0.2,33212.389340269998,6642.4778680540003]
[0.27318121504783632,232,0.2,39827.388028180001,7965.4776056360006]
[0.19660064041614533,167,0.2,27916.863784230016,5583.3727568460035]
[0.29418762409687038,250,0.2,41989.306829029971,8397.8613658059949]
[0.22905469822883606,194,0.2,29230.614957590009,5846.122991518002]
[0.22964349925518035,195,0.2,26410.763303279997,5282.1526606560001]
[0.20800531804561614,177,0.2,22282.352968780015,4456.4705937560029]
[0.22838925039768218,194,0.2,32974.452226999994,6594.8904453999994]
[0.24746621203422547,210,0.2,35397.6168062,7079.5233612400007]
[0.23182589471340179,197,0.2,34514.787873399997,6902.9575746800001]
[0.20602846920490264,175,0.2,31175.04398341,6235.0087966820001]
[0.23836570179462432,202,0.2,30539.828877100001,6107.9657754200007]
[0.19998598980903626,170,0.2,27648.87754885,5529.7755097700001]
[0.25198017203807832,214,0.2,31273.018900740011,6254.6037801480024]
[0.26272945833206174,223,0.2,38552.352551420008,7710.4705102840016]
[0.28859563493728635,245,0.2,40406.262796310002,8081.2525592620004]
[0.20596525597572327,175,0.2,25514.672558839997,5102.9345117679995]
[0.19756639695167541,168,0.2,24586.457071140001,4917.2914142280006]
[0.27899554789066316,237,0.2,35348.430930679991,7069.6861861359985]
[0.19097434365749358,162,0.2,22459.121776720011,4491.8243553440025]
[0.22511229372024535,191,0.2,32714.832745569991,6542.9665491139986]
[0.24888563203811645,211,0.2,29409.491797230014,5881.8983594460033]
[0.24666833782196046,209,0.2,37692.853054779989,7538.5706109559978]
[0.29039078736305235,247,0.2,43993.832074600003,8798.7664149200009]
[0.28471299862861632,242,0.2,38752.139601960014,7750.4279203920032]
[0.27796229732036593,236,0.2,42510.302562049976,8502.0605124099948]
[0.19503797650337218,165,0.2,20927.204308510012,4185.4408617020026]
[0.28354371356964109,241,0.2,41170.692897940004,8234.1385795880014]
[0.27136661553382874,230,0.2,31501.672433770022,6300.3344867540045]
[0.28494550073146818,242,0.2,42126.645501649989,8425.3291003299983]
[0.28522806787490845,242,0.2,41253.578698090016,8250.7157396180028]
[0.27574749004840848,234,0.2,41638.196745289992,8327.6393490579994]
[0.24708441853523255,210,0.2,32046.80111548998,6409.3602230979959]
[0.29436982333660122,250,0.2,39042.356654369993,7808.4713308739992]
[0.26531324386596677,225,0.2,32879.424284450019,6575.8848568900039]
[0.29769642376899719,253,0.2,34448.089479250004,6889.6178958500013]
[0.18976471710205078,161,0.2,25334.406453359996,5066.8812906719995]
[0.24937240719795228,212,0.2,37357.991327679985,7471.5982655359976]
[0.27527749836444854,234,0.2,41296.479806269999,8259.2959612539998]
[0.27160628628730776,231,0.2,34453.208059070013,6890.6416118140032]
[0.21798075699806213,185,0.2,28669.713790409998,5733.9427580820002]
[0.28009490633010864,238,0.2,36935.773138639983,7387.1546277279967]
[0.24843206369876861,211,0.2,31744.155207099997,6348.8310414199996]
[0.19930138027667998,169,0.2,28990.755623400004,5798.151124680001]
[0.23584403550624847,200,0.2,33725.703701230013,6745.1407402460027]
[0.29091274666786193,247,0.2,40285.746583730026,8057.1493167460058]
[0.28095926213264466,239,0.2,34827.639643079987,6965.5279286159976]
[0.22874974179267882,194,0.2,29154.692952139998,5830.9385904279998]
[0.27408679568767547,233,0.2,35997.882308769993,7199.576461753999]
[0.2802271968126297,238,0.2,37554.728275030007,7510.9456550060022]
[0.21409788966178894,182,0.2,23922.253132230002,4784.4506264460006]
[0.26912888896465303,229,0.2,43098.37602913002,8619.6752058260045]
[0.26265385115146633,223,0.2,31756.104624779993,6351.2209249559992]
[0.25328728544712065,215,0.2,34510.310417180008,6902.0620834360016]
[0.22870545923709867,194,0.2,27576.532299950006,5515.3064599900017]
[0.29825254797935485,253,0.2,36706.158571479958,7341.2317142959919]
[0.26144450998306273,222,0.2,33504.860180100011,6700.9720360200026]
[0.29528337442874908,251,0.2,40329.703279500012,8065.9406559000026]
[0.2540518237352371,216,0.2,29012.940268320024,5802.5880536640052]
[0.24532837772369384,208,0.2,30899.461909329995,6179.8923818659996]
[0.24062945973873137,204,0.2,31778.942957970012,6355.7885915940024]
[0.19613215041160584,166,0.2,26553.63224462001,5310.7264489240024]
[0.25955418097972871,220,0.2,35788.94740259002,7157.789480518004]
[0.25475622010231019,216,0.2,40598.208044010004,8119.6416088020014]
[0.23722847521305085,201,0.2,28976.649632189998,5795.3299264380003]
[0.19373925483226775,164,0.2,21326.166894969985,4265.2333789939976]
[0.25673974156379697,218,0.2,31783.86817182001,6356.7736343640026]
[0.25079404914379122,213,0.2,35102.954179090018,7020.5908358180041]
[0.23227546083927153,197,0.2,31010.618084720012,6202.1236169440026]
[0.24820205533504486,211,0.2,33853.843117050026,6770.7686234100056]
[0.20710678374767302,176,0.2,32041.782828860003,6408.356565772001]
[0.29615226244926451,252,0.2,41192.833211659978,8238.5666423319963]
[0.2172168642282486,184,0.2,28440.163376720011,5688.0326753440022]
[0.28055696153640747,238,0.2,41046.101118619983,8209.2202237239962]
[0.199854949593544,170,0.2,33018.693458369999,6603.7386916739997]
[0.218698002576828,186,0.2,26198.982256920015,5239.7964513840034]
[0.2345605548620224,199,0.2,34683.230296929993,6936.6460593859993]
[0.24086173760890961,204,0.2,31714.716121870017,6342.9432243740039]
[0.27821038699150086,236,0.2,36064.333756579996,7212.8667513159999]
[0.25970996153354642,221,0.2,40892.899626580045,8178.5799253160094]
[0.29598736989498137,251,0.2,33205.044758360011,6641.0089516720027]
[0.1979873903989792,168,0.2,22852.04392058001,4570.4087841160026]
[0.19076464533805848,162,0.2,24271.988448619988,4854.3976897239982]
[0.26550069558620454,225,0.2,32835.411153460016,6567.0822306920036]
[0.23402779161930085,199,0.2,36163.525269480007,7232.705053896002]
[0.28072064459323881,238,0.2,37410.894372340023,7482.1788744680052]
[0.24215450692176818,206,0.2,35615.985690920003,7123.1971381840012]
[0.21104825055599213,179,0.2,30468.012259720006,6093.6024519440016]
[0.23674876677989959,201,0.2,37608.683223659995,7521.7366447319991]
[0.25597913753986357,217,0.2,42122.959235299983,8424.5918470599972]
[0.27942497384548187,237,0.2,35509.399526589965,7101.8799053179937]
[0.22121024429798125,188,0.2,28484.494893959989,5696.8989787919982]
[0.25721572637557982,218,0.2,30818.903125569988,6163.7806251139982]
[0.2841344987154007,241,0.2,40028.845555149994,8005.7691110299993]
[0.28968602406978605,246,0.2,42114.693971719942,8422.9387943439888]
[0.23417300605773925,199,0.2,29757.597130589991,5951.5194261179986]
[0.29627936840057373,252,0.2,43788.698050580024,8757.7396101160048]
[0.22987985408306122,195,0.2,34191.082960840002,6838.2165921680007]
[0.27040103566646578,230,0.2,34324.060030569985,6864.8120061139971]
[0.26884638977050779,228,0.2,35419.270468599992,7083.8540937199987]
[0.21314204013347626,181,0.2,30268.420808130013,6053.6841616260026]
[0.22457702314853667,191,0.2,30053.132545459976,6010.6265090919951]
[0.28828758680820465,245,0.2,35403.994240519998,7080.7988481040002]
[0.22721893250942229,193,0.2,34496.264425099995,6899.2528850199997]
[0.26295320856571197,223,0.2,34286.567548799983,6857.313509759997]
[0.29500766336917877,251,0.2,42213.593496820024,8442.7186993640044]
[0.26314159119129177,223,0.2,30568.448069729991,6113.6896139459986]
[0.28312042343616484,240,0.2,42575.188639940003,8515.0377279880013]
[0.29668842315673827,252,0.2,43027.182041379987,8605.4364082759985]
[0.19079677855968474,162,0.2,26821.24877378999,5364.2497547579987]
[0.24626830673217773,209,0.2,37429.764892739993,7485.952978547999]
[0.21810453343391417,185,0.2,26699.544215539991,5339.9088431079981]
[0.27889709615707398,237,0.2,32120.773132750022,6424.1546265500047]
[0.21233400750160217,180,0.2,30856.621889400005,6171.3243778800015]
[0.24187117874622344,205,0.2,34995.187937650015,6999.0375875300033]
[0.20816592299938202,177,0.2,28805.093553520004,5761.018710704001]
[0.2241065150499344,190,0.2,27786.218706830019,5557.2437413660045]
[0.19605110049247743,166,0.2,26733.259681020012,5346.6519362040026]
[0.2526249293088913,214,0.2,32005.661598320003,6401.1323196640005]
[0.20283628606796264,172,0.2,25260.86934605,5052.1738692100007]
[0.22939292943477629,195,0.2,31986.215553519996,6397.2431107039993]
[0.28720171630382535,244,0.2,37246.643070800004,7449.3286141600011]
[0.29951409459114076,254,0.2,42143.055948139998,8428.6111896279999]
[0.22692299973964691,193,0.2,30940.372622980016,6188.0745245960034]
[0.28127516520023343,239,0.2,44635.807173619993,8927.1614347239993]
[0.25204142153263093,214,0.2,32987.035434430007,6597.4070868860017]
[0.27933331704139708,237,0.2,41353.297866669986,8270.6595733339982]
[0.21192102527618409,180,0.2,27162.494029249996,5432.4988058499994]
[0.22641764724254609,192,0.2,30947.886951529999,6189.5773903059999]
[0.25577831339836121,217,0.2,29175.412433300007,5835.0824866600015]
[0.21876911830902099,186,0.2,27486.544232619992,5497.3088465239989]
[0.26317521250247955,223,0.2,32019.608514090007,6403.9217028180019]
[0.19010808527469636,161,0.2,25327.12501738,5065.4250034760007]
[0.25876406657695772,220,0.2,38937.065758300014,7787.4131516600028]
[0.19213790059089661,163,0.2,23977.373370920002,4795.4746741840008]
[0.26375061392784116,224,0.2,38613.796155650009,7722.7592311300023]
[0.18934849369525908,161,0.2,28510.299438130005,5702.059887626001]
[0.23165558660030364,197,0.2,37057.086234550006,7411.4172469100013]
[0.24670905983448027,209,0.2,35517.327118020003,7103.4654236040005]
[0.25068307435512543,213,0.2,34206.914043639983,6841.3828087279971]
[0.23664696514606476,201,0.2,35176.096920829994,7035.2193841659991]
[0.24147784745693207,205,0.2,34785.586502900005,6957.117300580001]
[0.2711842871904373,230,0.2,35953.391995140002,7190.678399028001]
[0.25829977583885194,219,0.2,39801.379037549988,7960.2758075099982]
[0.21126013684272765,179,0.2,30063.026139649995,6012.6052279299993]
[0.26688171744346617,227,0.2,33989.789203800006,6797.957840760002]
[0.27446597313880916,233,0.2,33532.374704500005,6706.4749409000015]
[0.19936331605911256,169,0.2,32846.258482689998,6569.251696538]
[0.2128770854473114,181,0.2,27841.220236299985,5568.2440472599974]
[0.25497584581375121,216,0.2,31040.087729730025,6208.0175459460052]
[0.25805723083019255,219,0.2,31270.189982170017,6254.0379964340036]
[0.25797229421138762,219,0.2,40185.139768460002,8037.0279536920007]
[0.21786533153057097,185,0.2,29207.071286800008,5841.414257360002]
[0.24794312775135041,210,0.2,37046.242780519991,7409.2485561039985]
[0.29610608410835265,251,0.2,38376.835074489994,7675.3670148979991]
[0.2877240493297577,244,0.2,44476.354123640005,8895.2708247280007]
[0.1939138981103897,165,0.2,20822.689026600001,4164.5378053200002]
[0.23697476613521576,201,0.2,29889.224326490013,5977.8448652980032]
[0.23950396120548248,203,0.2,29863.391924010008,5972.6783848020023]
[0.23511430084705354,200,0.2,29780.733837370008,5956.1467674740015]
[0.27124641323089599,230,0.2,39589.576572879974,7917.9153145759956]
[0.19187887108325957,163,0.2,25825.586968150008,5165.117393630002]
[0.24582291948795318,209,0.2,27856.731419140015,5571.3462838280029]
[0.29025361812114714,247,0.2,36469.431462590001,7293.8862925180001]
[0.2816880387067795,239,0.2,40145.390215080013,8029.078043016003]
[0.29163396728038787,248,0.2,35517.150949350013,7103.4301898700032]
[0.23565678763389586,200,0.2,26586.260818870007,5317.2521637740019]
[0.26261506569385529,223,0.2,31337.899572450002,6267.5799144900011]
[0.20520693504810333,174,0.2,25902.404659699994,5180.4809319399992]
[0.26651180148124692,226,0.2,40603.766437589991,8120.7532875179986]
[0.27508502519130706,234,0.2,34279.100037370001,6855.8200074740007]
[0.2450297541618347,208,0.2,38622.707205240025,7724.5414410480053]
[0.1868788765668869,159,0.2,26901.637388449984,5380.3274776899971]
[0.28930966651439666,246,0.2,43390.197009280011,8678.0394018560019]
[0.22980503511428832,195,0.2,33558.605804619998,6711.7211609240003]
[0.26026852512359622,221,0.2,32520.978927430027,6504.1957854860057]
[0.23670777297019957,201,0.2,35760.545897639997,7152.1091795279999]
[0.18779810142517089,159,0.2,26643.699876500006,5328.7399753000018]
[0.2808503665924072,239,0.2,35065.75244191003,7013.1504883820062]
[0.27320775604248049,232,0.2,34590.975968319981,6918.1951936639962]
[0.20357165372371674,173,0.2,28892.908200599995,5778.5816401199991]
[0.25786008274555205,219,0.2,32653.36624245,6530.6732484900003]
[0.28832754099369051,245,0.2,34872.441658829994,6974.4883317659987]
[0.29555042874813076,251,0.2,39699.97972327,7939.9959446540006]
[0.26125622928142544,222,0.2,31457.978258290001,6291.5956516580009]
[0.21604079103469848,183,0.2,28869.257111470026,5773.8514222940057]
[0.20719449949264526,176,0.2,36049.569644859985,7209.9139289719969]
[0.2608029259443283,221,0.2,38090.248215570005,7618.0496431140018]
[0.21421209204196928,182,0.2,32024.670388620019,6404.9340777240041]
[0.20200076794624328,171,0.2,29777.791155830015,5955.5582311660037]
[0.23325448107719421,198,0.2,32964.808182330016,6592.9616364660033]
[0.25644052684307095,218,0.2,35254.448438010011,7050.8896876020026]
[0.26305091285705567,223,0.2,43306.005894980008,8661.2011789960015]
[0.28964420127868651,246,0.2,39629.983119860022,7925.9966239720052]
[0.22464179241657256,191,0.2,30561.336863410008,6112.2673726820021]
[0.22061615002155305,187,0.2,28479.449130430021,5695.8898260860042]
[0.29615301668643951,252,0.2,37020.073014110007,7404.0146028220015]
[0.25511323928833007,217,0.2,36408.357320210016,7281.6714640420032]
[0.24643368172645569,209,0.2,29065.486868330005,5813.0973736660017]
[0.25614419317245485,217,0.2,31344.692370380009,6268.9384740760024]
[0.26032977461814877,221,0.2,35340.38945622,7068.0778912440001]
[0.28574089479446407,243,0.2,46599.245640220019,9319.8491280440048]
[0.29522892665863038,251,0.2,35341.362770410014,7068.2725540820029]
[0.21247035455703736,180,0.2,29146.00456995999,5829.2009139919983]
[0.25362060391902924,215,0.2,39189.512814839967,7837.9025629679936]
[0.24514700067043305,208,0.2,31995.251639080037,6399.0503278160077]
[0.25996325612068177,221,0.2,39952.231736049995,7990.4463472099997]
[0.22882425498962403,194,0.2,29209.356335650009,5841.8712671300018]
[0.23707963907718657,201,0.2,33792.371361380006,6758.474272276002]
[0.2668608502149582,227,0.2,35165.895970829995,7033.1791941659994]
[0.24716591012477873,210,0.2,33032.322328780014,6606.4644657560029]
[0.21765146112442016,185,0.2,31217.032062639999,6243.4064125280001]
[0.29679935717582701,252,0.2,40072.524412270024,8014.5048824540054]
[0.21560956442356111,183,0.2,30611.065419180006,6122.2130838360017]
[0.26348908388614656,224,0.2,37641.158675979997,7528.231735196]
[0.25020939302444456,212,0.2,37937.427626230019,7587.4855252460038]
[0.22749274098873137,193,0.2,32626.801841809989,6525.3603683619986]
[0.26467993605136869,225,0.2,31831.542092530002,6366.3084185060006]
[0.25271782958507538,215,0.2,42944.438696609963,8588.8877393219936]
[0.18930292689800263,161,0.2,26181.530147100002,5236.3060294200004]
[0.2416529256105423,205,0.2,37692.768206549998,7538.5536413099999]
[0.22787496936321258,193,0.2,34205.69244526999,6841.1384890539985]
[0.25961034786701204,220,0.2,33041.592463880028,6608.3184927760058]
[0.20389580583572386,173,0.2,25420.052797560013,5084.0105595120031]
[0.28555219960212708,243,0.2,36104.268659050002,7220.8537318100007]
[0.23049492430686949,196,0.2,27812.605808990014,5562.521161798003]
[0.20697271978855133,176,0.2,31094.586560960004,6218.9173121920012]
[0.27074459409713747,230,0.2,33797.188439440004,6759.4376878880012]
[0.23262727510929107,197,0.2,26392.770150060009,5278.5540300120019]
[0.27478208005428312,233,0.2,32269.331983380001,6453.8663966760005]
[0.18849948084354401,160,0.2,25655.951353140001,5131.1902706280007]
[0.21122226190567017,179,0.2,26050.019404740011,5210.0038809480029]
[0.21367705249786376,181,0.2,31411.092750300017,6282.2185500600035]
[0.27512983775138855,234,0.2,35250.243205999992,7050.0486411999991]
[0.28768809735774992,244,0.2,40238.097701639992,8047.6195403279989]
[0.25922709345817563,220,0.2,39335.468299079999,7867.0936598160006]
[0.21491322004795074,182,0.2,28632.25860554001,5726.4517211080019]
[0.20637441945075988,175,0.2,25710.898668759994,5142.1797337519993]
[0.24148050427436829,205,0.2,26394.43839900001,5278.8876798000019]
[0.23687923622131346,201,0.2,40853.293215109967,8170.6586430219941]
[0.28303302025794985,240,0.2,40100.140337459983,8020.0280674919968]
[0.26224017584323883,223,0.2,34275.527724000014,6855.1055448000034]
[0.20702033865451813,176,0.2,31472.553468530023,6294.5106937060045]
[0.29733440351486207,253,0.2,44566.204345520018,8913.2408691040037]
[0.19616142296791075,166,0.2,28217.80437347,5643.5608746940006]
[0.24496826684474943,208,0.2,32106.133068109993,6421.2266136219987]
[0.27366400837898253,232,0.2,33554.606045909997,6710.921209182]
[0.18769240629673004,159,0.2,24476.77896719001,4895.3557934380024]
[0.20636095869541168,175,0.2,29741.161205980017,5948.232241196004]
[0.26272941076755524,223,0.2,42788.695084049992,8557.7390168099992]
[0.21769609701633452,185,0.2,25893.034257709995,5178.6068515419993]
[0.18830021274089814,160,0.2,33407.152279739988,6681.4304559479979]
[0.25336807036399839,215,0.2,41053.359217730031,8210.6718435460061]
[0.19678266978263856,167,0.2,26633.510840900002,5326.7021681800006]
[0.22495417571067811,191,0.2,29672.044523530003,5934.4089047060006]
[0.20089468932151794,170,0.2,32786.626230999987,6557.3252461999982]
[0.29247221696376802,248,0.2,38841.094244800013,7768.218848960003]
[0.20699297547340392,176,0.2,33392.465666090007,6678.4931332180022]
[0.23572636091709137,200,0.2,32687.236123739996,6537.4472247479998]
[0.19390802049636841,165,0.2,26747.201754140013,5349.4403508280029]
[0.28532644486427305,242,0.2,43278.811244839999,8655.7622489679998]
[0.22130372893810271,188,0.2,30230.014946420015,6046.002989284003]
[0.20409985756874083,173,0.2,28804.613959850009,5760.9227919700024]
[0.25982647418975829,221,0.2,31211.760935179998,6242.352187036]
[0.29926526427268979,254,0.2,36973.451859219975,7394.6903718439953]
[0.29595516192913052,251,0.2,38239.108803620002,7647.8217607240003]
[0.25610542809963227,217,0.2,38739.401399059971,7747.8802798119941]
[0.19072457563877104,162,0.2,24816.793848840003,4963.3587697680014]
[0.2312176330089569,196,0.2,32892.294404070017,6578.4588808140034]
[0.21550513994693757,183,0.2,23849.972728840006,4769.9945457680014]
[0.23286161863803861,198,0.2,33592.001520829996,6718.4003041659998]
[0.19660483288764954,167,0.2,32335.229636859993,6467.0459273719989]
[0.22555650544166564,191,0.2,33806.981955499999,6761.3963911000001]
[0.19998713135719298,170,0.2,24874.625754450008,4974.9251508900015]
[0.19905631434917451,169,0.2,30381.871745790002,6076.3743491580008]
[0.29522681343555451,251,0.2,41015.944272870001,8203.1888545740003]
[0.26154687559604645,222,0.2,35236.196575550013,7047.2393151100032]
[0.22872750878334044,194,0.2,34959.470886380041,6991.8941772760081]
[0.29685529983043668,252,0.2,44180.182512000043,8836.0365024000093]
[0.25448213982582091,216,0.2,31700.680232940016,6340.1360465880034]
[0.21296361887454987,181,0.2,27035.21005182001,5407.0420103640026]
[0.26044336545467373,221,0.2,35948.827992620019,7189.7655985240044]
[0.29930143368244172,254,0.2,37647.89028129002,7529.5780562580039]
[0.21532298827171326,183,0.2,26401.485490910007,5280.2970981820017]
[0.19717340540885925,167,0.2,29039.573376919994,5807.9146753839996]
[0.2918425920009613,248,0.2,35603.55862524001,7120.7117250480023]
[0.20354092705249785,173,0.2,26570.414860819994,5314.0829721639993]
[0.28198288428783413,239,0.2,36301.416390650011,7260.2832781300021]
[0.29242978942394254,248,0.2,36847.293317630014,7369.458663526003]
[0.29575223135948181,251,0.2,41563.850703199962,8312.770140639992]
[0.26224787449836728,223,0.2,33466.803556549989,6693.3607113099979]
[0.23375983357429503,198,0.2,35250.895371289982,7050.1790742579969]
[0.27341515767574309,232,0.2,32377.608942940016,6475.5217885880038]
[0.23814109539985656,202,0.2,29922.059765010003,5984.4119530020007]
[0.20634107673168181,175,0.2,29889.229129339998,5977.8458258680002]
[0.25101224792003629,213,0.2,33769.297533489997,6753.8595066979997]
[0.20458248102664947,174,0.2,29552.050565149992,5910.4101130299987]
[0.22587238812446594,192,0.2,27965.933472660003,5593.1866945320007]
[0.29407757341861723,250,0.2,48969.353048909987,9793.8706097819977]
[0.25386116480827331,216,0.2,34367.553575359976,6873.5107150719959]
[0.22103569614887236,188,0.2,32079.636602469989,6415.9273204939982]
[0.26511051034927369,225,0.2,33869.791363829987,6773.9582727659981]
[0.20627703452110291,175,0.2,29392.50324465003,5878.5006489300067]
[0.25819192671775815,219,0.2,38637.310407380035,7727.4620814760074]
[0.19706927990913392,167,0.2,23798.804341439994,4759.7608682879991]
[0.27918013215065002,237,0.2,38449.227508620002,7689.8455017240012]
[0.19971744060516358,169,0.2,24038.843476890012,4807.7686953780021]
[0.18603083539009094,158,0.2,22406.406246179995,4481.281249235999]
[0.2644761289358139,225,0.2,38773.607419290027,7754.7214838580057]
[0.29806059801578522,253,0.2,40981.659247319963,8196.3318494639934]
[0.27547913110256195,234,0.2,38916.197960070007,7783.2395920140016]
[0.28216605520248411,240,0.2,37187.898762749988,7437.5797525499984]
[0.2627910679578781,223,0.2,36517.05852186001,7303.4117043720025]
[0.2234685391187668,190,0.2,33023.532462089999,6604.7064924180004]
[0.26298989439010623,223,0.2,37092.62742515,7418.5254850300007]
[0.2425226969718933,206,0.2,32468.271018209987,6493.6542036419978]
[0.20856066763401032,177,0.2,34452.430347280002,6890.4860694560011]
[0.29366374862194061,249,0.2,34429.908193960022,6885.9816387920046]
[0.26049412357807156,221,0.2,36430.843711490001,7286.1687422980003]
[0.21080991160869597,179,0.2,23772.059000160003,4754.4118000320004]
[0.19142210233211518,162,0.2,26082.228339999994,5216.4456679999994]
[0.21865183782577513,186,0.2,37651.371861080021,7530.2743722160048]
[0.20376407253742218,173,0.2,25741.990204220016,5148.3980408440038]
[0.19770406901836396,168,0.2,23924.043971529987,4784.8087943059973]
[0.27124900889396664,230,0.2,44840.378109639969,8968.0756219279938]
[0.21732010638713836,184,0.2,26873.322635340017,5374.6645270680037]
[0.2199434859752655,187,0.2,28384.395679220008,5676.8791358440021]
[0.28160597634315487,239,0.2,43693.322350739989,8738.6644701479981]
[0.20054507660865784,170,0.2,30419.91821598,6083.9836431960002]
[0.20446225154399872,173,0.2,27105.278842050011,5421.0557684100022]
[0.1865546089410782,158,0.2,31637.071505410011,6327.4143010820026]
[0.19663636136054993,167,0.2,27150.532762430012,5430.1065524860023]
[0.22492702317237853,191,0.2,28575.532114130008,5715.106422826002]
[0.19974729752540588,169,0.2,31374.155181000006,6274.8310362000011]
[0.19468264245986938,165,0.2,22860.453576360011,4572.0907152720019]
[0.28510520195960998,242,0.2,40735.273849180026,8147.054769836006]
[0.25668878638744352,218,0.2,32541.111440340013,6508.2222880680029]
[0.26516544055938718,225,0.2,35209.158664169991,7041.8317328339981]
[0.23793980240821838,202,0.2,39766.198320450014,7953.2396640900033]
[0.18756385982036591,159,0.2,20079.369585529992,4015.8739171059988]
[0.25821742808818815,219,0.2,42544.716854500017,8508.9433709000041]
[0.28232635438442227,240,0.2,35896.955855790009,7179.3911711580022]
[0.24434502911567688,207,0.2,31272.773998339999,6254.5547996679998]
[0.28262070393562316,240,0.2,38340.802746100017,7668.1605492200033]
[0.26940882647037506,229,0.2,41100.841718680043,8220.1683437360098]
[0.27870378720760347,237,0.2,41307.019818210007,8261.4039636420021]
[0.19187207615375518,163,0.2,28856.721014070001,5771.3442028140007]
[0.27846918547153471,236,0.2,41537.96558887,8307.5931177740003]
[0.21539350605010987,183,0.2,27537.397032790013,5507.4794065580027]
[0.22852321243286133,194,0.2,34930.182958800004,6986.0365917600011]
[0.20560280764102937,174,0.2,25119.086017550009,5023.8172035100024]
[0.20043010640144349,170,0.2,30738.487948199992,6147.697589639999]
[0.27436506164073943,233,0.2,34476.137121680003,6895.2274243360007]
[0.29697985088825224,252,0.2,40592.642294129997,8118.5284588260001]
[0.19012677812576295,161,0.2,25530.91365097,5106.1827301940002]
[0.24823697447776794,211,0.2,33778.401315960007,6755.6802631920018]
[0.2128762972354889,181,0.2,26955.663806390003,5391.1327612780005]
[0.26707351112365724,227,0.2,39811.647666510005,7962.3295333020014]
[0.21757361841201783,185,0.2,30641.529565059995,6128.3059130119991]
[0.20713368487358091,176,0.2,23368.518778339985,4673.703755667997]
[0.29763928520679472,253,0.2,39416.095825110016,7883.2191650220038]
[0.23241327559947966,197,0.2,27853.624527200005,5570.7249054400017]
[0.26259497988224029,223,0.2,36301.083246029993,7260.2166492059987]
[0.26363063585758206,224,0.2,32068.310423510018,6413.662084702004]
[0.27152155351638796,231,0.2,36506.616322549977,7301.3232645099961]
[0.27662030553817751,235,0.2,42047.784514420018,8409.5569028840036]
[0.2712646780014038,230,0.2,40541.220072069991,8108.2440144139982]
[0.28853342735767362,245,0.2,43071.892749229984,8614.3785498459965]
[0.28240150630474092,240,0.2,37033.201824709984,7406.6403649419972]
[0.22398831725120544,190,0.2,30323.443059720008,6064.6886119440023]
[0.19575245654582976,166,0.2,25921.557275709994,5184.3114551419994]
[0.21389408254623413,182,0.2,30222.086492630002,6044.4172985260011]
[0.2042286010980606,173,0.2,29376.748958019991,5875.3497916039987]
[0.25785373628139496,219,0.2,39076.548679250009,7815.3097358500017]
[0.22254866874217988,189,0.2,24238.427443730012,4847.6854887460022]
[0.21127385580539704,179,0.2,31992.528275990004,6398.5056551980015]
[0.23461408531665801,199,0.2,33015.526228370007,6603.1052456740017]
[0.22715885174274444,193,0.2,37595.939517100014,7519.1879034200028]
[0.24954364621639252,212,0.2,35682.683778689985,7136.5367557379977]
[0.25831385493278503,219,0.2,38357.014034329986,7671.4028068659973]
[0.26051690697669982,221,0.2,33391.987888479998,6678.3975776959996]
[0.2369408254623413,201,0.2,31348.31162089001,6269.6623241780026]
[0.21496918988227845,182,0.2,27715.47263901,5543.0945278020008]
[0.23975775182247161,204,0.2,29141.055872330009,5828.2111744660024]
[0.20305080199241637,172,0.2,29356.610957860012,5871.3221915720023]
[0.27184097635746002,231,0.2,38925.519823759983,7785.1039647519974]
[0.2962884260416031,252,0.2,38384.604276570004,7676.9208553140015]
[0.23308587169647216,198,0.2,30491.996238100015,6098.3992476200037]
[0.29751925957202907,253,0.2,39048.770346979989,7809.7540693959982]
[0.29593118941783902,251,0.2,43209.599829089966,8641.9199658179932]
[0.22230467641353607,189,0.2,32081.49866909999,6416.2997338199984]
[0.27359126865863798,232,0.2,34973.829484620001,6994.7658969240001]
[0.25363488006591794,215,0.2,30841.15301110001,6168.2306022200028]
[0.21161215496063232,180,0.2,25294.432068540013,5058.8864137080027]
[0.26354503333568574,224,0.2,36449.709771929993,7289.9419543859985]
[0.2105531108379364,179,0.2,30823.604337330009,6164.7208674660023]
[0.20679635739326477,175,0.2,24947.982418440006,4989.5964836880012]
[0.23939060139656065,203,0.2,30307.312224300011,6061.4624448600025]
[0.24196188426017762,205,0.2,35264.306886029997,7052.8613772059998]
[0.22041112661361695,187,0.2,33215.642470910003,6643.1284941820013]
[0.20903736591339112,177,0.2,25845.073274170005,5169.0146548340017]
[0.29514169335365292,251,0.2,44211.423676189988,8842.2847352379977]
[0.28897317481040952,245,0.2,35213.103312370018,7042.6206624740043]
[0.21968814611434936,186,0.2,24889.992500850014,4977.9985001700034]
[0.23981133663654328,204,0.2,32285.224873020001,6457.0449746040003]
[0.1991616425514221,169,0.2,24730.207074569986,4946.0414149139979]
[0.27928181147575376,237,0.2,34722.849495430004,6944.569899086001]
[0.24359955739974976,207,0.2,34682.31246157,6936.462492314]
[0.2761287875175476,234,0.2,43082.539094580039,8616.5078189160085]
[0.28386878979206087,241,0.2,38873.28968294002,7774.6579365880043]
[0.28103243672847744,239,0.2,45200.042822379997,9040.0085644760002]
[0.28970678937435146,246,0.2,37126.226591779989,7425.2453183559983]
[0.24131311798095703,205,0.2,30371.608752029992,6074.3217504059985]
[0.18786804842948912,159,0.2,20218.707758290009,4043.7415516580022]
[0.19360253405570985,164,0.2,28986.49612828001,5797.2992256560028]
[0.20182145655155181,171,0.2,29883.472707420016,5976.6945414840038]
[0.19721848976612091,167,0.2,23693.868120130002,4738.773624026001]
[0.26219676983356477,223,0.2,36601.558562850012,7320.3117125700028]
[0.29069916164875031,247,0.2,40472.520026290025,8094.5040052580052]
[0.24273864662647246,206,0.2,34327.624320840005,6865.5248641680009]
[0.27874876284599304,237,0.2,33961.10991809002,6792.2219836180047]
[0.22475912046432495,191,0.2,33280.908506440006,6656.1817012880019]
[0.27047801542282102,230,0.2,45691.284358830017,9138.2568717660033]
[0.23878815615177154,203,0.2,30030.409428949995,6006.0818857899994]
[0.22692559540271759,193,0.2,30087.759834600005,6017.5519669200012]
[0.23935913407802581,203,0.2,31767.812604379989,6353.5625208759984]
[0.28564834105968473,243,0.2,38525.320565100024,7705.0641130200056]
[0.23028719651699064,195,0.2,28317.874961170008,5663.5749922340019]
[0.22388661754131317,190,0.2,24918.626645410015,4983.7253290820036]
[0.28778339624404903,244,0.2,36899.310916440008,7379.8621832880017]
[0.19820355069637299,168,0.2,27202.048598300004,5440.4097196600014]
[0.28223757863044741,240,0.2,36013.403027840039,7202.6806055680081]
[0.2347383781671524,199,0.2,33093.061687049994,6618.6123374099989]
[0.2419375787973404,205,0.2,32581.001658679994,6516.2003317359995]
[0.24385145223140717,207,0.2,27376.582564190005,5475.3165128380015]
[0.29086334073543546,247,0.2,40758.876591029984,8151.7753182059969]
[0.28849299752712249,245,0.2,36077.183715789994,7215.4367431579994]
[0.29739939701557161,253,0.2,34037.182148149972,6807.4364296299946]
[0.28083291041851044,238,0.2,44760.144960719997,8952.0289921439999]
[0.23338275575637818,198,0.2,37829.212344510001,7565.8424689020003]
[0.27204009497165682,231,0.2,44657.517806740005,8931.5035613480013]
[0.20156466257572173,171,0.2,27649.72664622001,5529.9453292440021]
[0.23522030174732209,200,0.2,31502.105429860007,6300.4210859720015]
[0.28717883777618408,244,0.2,39497.06805342999,7899.4136106859987]
[0.21671340072154999,184,0.2,30610.156014590004,6122.0312029180013]
[0.24117818427085874,205,0.2,34522.293902939993,6904.4587805879992]
[0.25046575212478639,213,0.2,32830.988052309993,6566.1976104619989]
[0.24646412301063536,209,0.2,33721.028337499993,6744.2056674999985]
[0.29933515691757201,254,0.2,40855.136043270002,8171.0272086540008]
[0.23666819250583648,201,0.2,36636.664620840005,7327.3329241680012]
[0.22742672145366669,193,0.2,25455.421491320008,5091.0842982640024]
[0.19019867527484893,161,0.2,28012.815807449995,5602.5631614899994]
[0.22477890050411226,191,0.2,30726.183064510005,6145.2366129020011]
[0.26132888066768645,222,0.2,38954.946001390002,7790.9892002780007]
[0.24657266521453858,209,0.2,29937.309050349988,5987.4618100699981]
[0.18721918702125548,159,0.2,20376.538606430011,4075.3077212860026]
[0.19500976395606995,165,0.2,27903.845381240015,5580.7690762480033]
[0.21923177146911621,186,0.2,29259.871368159991,5851.9742736319986]
[0.26071876394748689,221,0.2,39010.009391690015,7802.0018783380037]
[0.28982333600521087,246,0.2,37505.104813359976,7501.0209626719952]
[0.24259165191650389,206,0.2,31726.916087010002,6345.3832174020008]
[0.21713720047473906,184,0.2,33774.055411930007,6754.8110823860015]
[0.28334519290924071,241,0.2,36475.717128129967,7295.1434256259936]
[0.19082919716835023,162,0.2,20444.053982070011,4088.8107964140022]
[0.29513493239879607,251,0.2,35321.198886670005,7064.2397773340017]
[0.2465781215429306,209,0.2,31962.170328929999,6392.4340657860002]
[0.29926569235324857,254,0.2,38629.128463720008,7725.8256927440016]
[0.22965912079811096,195,0.2,30154.991847200024,6030.9983694400053]
[0.24018683123588561,204,0.2,31715.287485799996,6343.0574971599999]
[0.29131497251987459,247,0.2,41064.573860689998,8212.9147721379995]
[0.19714197885990142,167,0.2,23895.774299460012,4779.1548598920026]
[0.22539676344394682,191,0.2,37036.092362510019,7407.2184725020043]
[0.26005068647861479,221,0.2,32675.895086060016,6535.1790172120036]
[0.26021777379512789,221,0.2,30486.452883420025,6097.2905766840049]
[0.28726375401020049,244,0.2,46169.559657630023,9233.911931526005]
[0.28303602361679076,240,0.2,43507.433598740012,8701.4867197480035]
[0.22932935607433319,195,0.2,31269.794364340018,6253.9588728680037]
[0.24995498406887054,212,0.2,35937.524749170007,7187.5049498340013]
[0.18917925238609315,160,0.2,27853.916957430003,5570.7833914860012]
[0.27700699818134306,235,0.2,32403.731780739992,6480.746356147999]
[0.20155411684513092,171,0.2,28177.553257449996,5635.5106514899999]
[0.29648371231555937,252,0.2,35108.707612419996,7021.7415224839997]
[0.20420136022567748,173,0.2,27926.99159323001,5585.3983186460027]
[0.2768449594974518,235,0.2,40554.709146790003,8110.9418293580011]
[0.19738415694236755,167,0.2,28517.291146560008,5703.458229312002]
[0.19918655276298522,169,0.2,25643.359819120011,5128.6719638240029]
[0.26289071559906008,223,0.2,40662.730119300009,8132.5460238600026]
[0.21600048351287843,183,0.2,31092.37580344002,6218.4751606880045]
[0.25575500679016111,217,0.2,34749.110115690011,6949.8220231380028]
[0.22168132996559142,188,0.2,28354.354507370004,5670.8709014740016]
[0.25275475323200225,215,0.2,36099.595463380036,7219.9190926760075]
[0.20880966103076934,177,0.2,28174.304655329994,5634.8609310659995]
[0.21766710984706877,185,0.2,24954.899990420003,4990.9799980840007]
[0.26473092520236968,225,0.2,37707.611022009994,7541.5222044019993]
[0.25249484717845916,214,0.2,34227.555778010013,6845.5111556020029]
[0.19612979936599731,166,0.2,26918.251470889987,5383.6502941779981]
[0.22680086767673491,193,0.2,31449.329345950006,6289.8658691900018]
[0.22480067145824431,191,0.2,29155.653061570003,5831.1306123140012]
[0.23657318580150605,201,0.2,27532.338790590009,5506.4677581180022]
[0.19193339359760284,163,0.2,25226.633522539989,5045.3267045079983]
[0.21825328123569487,185,0.2,44846.716162639983,8969.3432325279973]
[0.23622838389873504,201,0.2,33688.491800760006,6737.6983601520014]
[0.26398535835742948,224,0.2,29644.138716580026,5928.8277433160056]
[0.19396452713012696,165,0.2,21498.48493536999,4299.6969870739986]
[0.20887030577659607,177,0.2,31152.968685499996,6230.5937371]
[0.26587309169769285,226,0.2,29845.490622809986,5969.0981245619978]
[0.26812849867343902,228,0.2,33995.521661559993,6799.1043323119993]
[0.2918291244506836,248,0.2,41933.118109029994,8386.6236218059985]
[0.23098500859737395,196,0.2,38261.444542819983,7652.2889085639972]
[0.28343530726432797,241,0.2,32355.420382630007,6471.0840765260018]
[0.22527262687683106,191,0.2,30755.602711780008,6151.1205423560023]
[0.23009930992126465,195,0.2,34680.746283259999,6936.1492566520001]
[0.26560344171524047,226,0.2,39064.581039279983,7812.9162078559966]
[0.24262639439105987,206,0.2,30529.536168680002,6105.9072337360012]
[0.24092650008201599,205,0.2,31655.05852707001,6331.0117054140028]
[0.28753247308731078,244,0.2,36432.101084900009,7286.4202169800019]
[0.2509674285650253,213,0.2,35527.161790210012,7105.4323580420023]
[0.2375353614091873,202,0.2,31728.816436460005,6345.7632872920012]
[0.25025982499122618,212,0.2,37590.194562659985,7518.0389125319971]
[0.25894362938404081,220,0.2,40930.395425690025,8186.0790851380052]
[0.297645122051239,253,0.2,44676.146413729984,8935.2292827459969]
[0.27810870766639706,236,0.2,33132.769776770001,6626.5539553540002]
[0.28880071270465851,245,0.2,36994.929933359992,7398.9859866719989]
[0.25467629134655001,216,0.2,36282.684967889996,7256.536993578]
[0.2749456136226654,233,0.2,33751.78662102003,6750.3573242040065]
[0.20745045089721681,176,0.2,22573.014456099998,4514.6028912199999]
[0.28972315156459805,246,0.2,42289.223666040001,8457.8447332080013]
[0.20336854648590089,173,0.2,30122.669517860002,6024.5339035720008]
[0.29330649161338807,249,0.2,36580.902619140019,7316.180523828004]
[0.26279411888122556,223,0.2,35040.701491769978,7008.1402983539956]
[0.26002461433410645,221,0.2,35718.652557519999,7143.7305115039999]
[0.24088872027397157,204,0.2,31384.745335400017,6276.9490670800042]
[0.21891951048374175,186,0.2,32402.339053000003,6480.467810600001]
[0.22310758566856384,189,0.2,28215.983432010013,5643.1966864020033]
[0.28083582544326779,238,0.2,38748.674851250005,7749.7349702500014]
[0.22177017366886137,188,0.2,23622.737971309998,4724.5475942619996]
[0.27928666305541994,237,0.2,36294.52795535999,7258.9055910719981]
[0.26822825503349301,228,0.2,36925.124718640007,7385.0249437280017]
[0.2936382404565811,249,0.2,35188.88729917998,7037.7774598359965]
[0.25966311728954317,220,0.2,27905.021485330013,5581.0042970660033]
[0.26423672318458558,224,0.2,34466.679361290015,6893.3358722580033]
[0.20017452871799468,170,0.2,22515.409074100015,4503.0818148200033]
[0.24425231909751891,207,0.2,35765.37756097001,7153.0755121940019]
[0.2631655976772308,223,0.2,31910.102635480031,6382.0205270960068]
[0.2874157769680023,244,0.2,36466.15159967004,7293.2303199340085]
[0.21833329832553863,185,0.2,31489.545690019997,6297.9091380039999]
[0.28381767833232879,241,0.2,37638.766222270031,7527.7532444540066]
[0.21366857922077179,181,0.2,27826.032115250007,5565.2064230500018]
[0.26267973983287812,223,0.2,39247.752682179984,7849.5505364359969]
[0.29460721099376674,250,0.2,42919.194348450001,8583.8388696900001]
[0.23449682521820067,199,0.2,32933.127719910008,6586.6255439820015]
[0.28273065948486326,240,0.2,37870.336340729991,7574.0672681459982]
[0.22979143846035002,195,0.2,35827.221500479995,7165.4443000959991]
[0.21445677745342254,182,0.2,30779.389155860004,6155.8778311720016]
[0.20360666799545288,173,0.2,26765.295453349998,5353.0590906699999]
[0.26720311760902404,227,0.2,35652.618807080005,7130.5237614160014]
[0.20969390559196471,178,0.2,29713.291648569982,5942.6583297139969]
[0.20092048966884613,170,0.2,27801.604922220009,5560.3209844440025]
[0.27568717145919797,234,0.2,42856.62167071001,8571.324334142002]
[0.26181647121906282,222,0.2,33536.405876309989,6707.2811752619982]
[0.28133643507957456,239,0.2,40466.107913670006,8093.2215827340015]
[0.27368425726890566,232,0.2,31285.210949150005,6257.042189830001]
[0.26539174568653107,225,0.2,41622.263494439983,8324.452698887997]
[0.21344827401638031,181,0.2,24365.725894240004,4873.1451788480008]
[0.28097719395160675,239,0.2,38794.457099689978,7758.891419937996]
[0.28178638851642607,239,0.2,37435.633617969972,7487.1267235939949]
[0.22432226765155791,190,0.2,30957.067927039989,6191.4135854079977]
[0.2373793294429779,202,0.2,32304.20992592,6460.8419851840008]
[0.20491884362697602,174,0.2,24345.688232550001,4869.1376465100002]
[0.29946847343444821,254,0.2,38744.247757070007,7748.8495514140013]
[0.20790109741687773,176,0.2,35121.886888479989,7024.3773776959979]
[0.28837251663208008,245,0.2,37301.819136240018,7460.3638272480039]
[0.28053311133384706,238,0.2,36331.863595600007,7266.3727191200014]
[0.19123062121868134,162,0.2,27225.178672330003,5445.0357344660006]
[0.27402733325958251,233,0.2,41289.566107179977,8257.9132214359961]
[0.23793376851081849,202,0.2,28814.703482749992,5762.9406965499984]
[0.29567504775524139,251,0.2,43987.964206230004,8797.5928412460016]
[0.2985379146337509,254,0.2,35516.233185619967,7103.2466371239934]
[0.20952866649627686,178,0.2,34940.751767010006,6988.1503534020012]
[0.21273916876316071,181,0.2,28557.920490239994,5711.5840980479989]
[0.18708199059963226,159,0.2,23392.056701430007,4678.4113402860012]
[0.28116665017604825,239,0.2,34042.632796590027,6808.5265593180056]
[0.21446838319301606,182,0.2,24963.493433790016,4992.6986867580035]
[0.1984466257095337,168,0.2,34943.832728779998,6988.7665457559997]
[0.24037108933925627,204,0.2,34023.475351019995,6804.6950702039994]
[0.21040318751335144,179,0.2,28010.045696219997,5602.0091392439999]
[0.2540113327503204,216,0.2,36946.328102039988,7389.2656204079976]
[0.19762289679050446,168,0.2,24580.432407099994,4916.0864814199995]
[0.27497805261611941,234,0.2,34385.213911650004,6877.0427823300015]
[0.19334570610523225,164,0.2,24754.419056990006,4950.8838113980019]
[0.2901483578681946,246,0.2,34930.249911489998,6986.049982298]
[0.25683804380893704,218,0.2,29988.350595999997,5997.6701192]
[0.29748281836509705,253,0.2,38969.631107179994,7793.9262214359987]
[0.25987460947036745,221,0.2,33948.869288310001,6789.7738576620004]
[0.26189258122444153,222,0.2,36456.113228560011,7291.2226457120023]
[0.24264222657680512,206,0.2,26498.857029729999,5299.7714059460004]
[0.24260361099243163,206,0.2,31013.494036969991,6202.6988073939983]
[0.1968761340379715,167,0.2,24142.910743380002,4828.5821486760005]
[0.27689414799213408,235,0.2,40402.733260669978,8080.5466521339958]
[0.18707645952701568,159,0.2,28006.431131319998,5601.2862262640001]
[0.19581593477725984,166,0.2,25632.043207100003,5126.408641420001]
[0.18623354172706605,158,0.2,24971.253328010003,4994.2506656020014]
[0.2262021392583847,192,0.2,26839.43167675001,5367.8863353500019]
[0.22320035004615785,189,0.2,26338.064369780008,5267.6128739560017]
[0.28618601703643798,243,0.2,36635.596690860031,7327.1193381720068]
[0.22075413465499877,187,0.2,33247.224142720021,6649.4448285440048]
[0.23893973064422608,203,0.2,28465.428748560003,5693.0857497120014]
[0.2530841374397278,215,0.2,32030.194048380024,6406.0388096760053]
[0.28468322324752804,242,0.2,34161.687220340005,6832.3374440680018]
[0.25970042145252226,221,0.2,37557.788163700039,7511.5576327400086]
[0.20548698127269743,174,0.2,27980.686231750016,5596.1372463500038]
[0.27279633665084835,232,0.2,34881.418071810018,6976.2836143620043]
[0.23846440494060517,202,0.2,35709.782617899997,7141.9565235800001]
[0.26011311149597166,221,0.2,34807.607231850001,6961.5214463700004]
[0.24440229678153991,207,0.2,31863.074192909997,6372.6148385819997]
[0.21549666666984557,183,0.2,31476.253950090002,6295.2507900180008]
[0.28965375494956969,246,0.2,39257.797897330012,7851.559579466003]
[0.20987183082103728,178,0.2,22073.96919326,4414.793838652]
[0.19752333068847655,168,0.2,23229.219133310002,4645.8438266620005]
[0.20066059720516205,170,0.2,26274.143428600008,5254.8286857200019]
[0.20268543863296509,172,0.2,30644.921318519999,6128.9842637040001]
[0.25670599114894865,218,0.2,33537.269310859978,6707.4538621719958]
[0.20561611890792847,174,0.2,28767.716517319997,5753.543303464]
[0.19462138617038727,165,0.2,26943.52339407002,5388.7046788140042]
[0.25197269761562346,214,0.2,35983.565972810015,7196.7131945620031]
[0.22306579685211181,189,0.2,28251.665627490005,5650.3331254980012]
[0.26092316222190859,222,0.2,38302.735361229985,7660.5470722459977]
[0.24748459231853484,210,0.2,31284.496067500004,6256.8992135000008]
[0.23288691616058349,198,0.2,30693.716580750006,6138.7433161500012]
[0.1868488837480545,159,0.2,26976.688240510019,5395.3376481020041]
[0.23486979210376741,199,0.2,31478.784832390011,6295.7569664780021]
[0.26120264446735381,222,0.2,31757.352860939991,6351.4705721879982]
[0.26570461821556091,226,0.2,34850.002044930021,6970.0004089860049]
[0.22997772824764251,195,0.2,33690.729196560009,6738.145839312002]
[0.21447520530223846,182,0.2,34383.531020210001,6876.7062040420005]
[0.22131039476394654,188,0.2,31757.041763890007,6351.4083527780022]
[0.29800546395778654,253,0.2,38514.738358580027,7702.947671716006]
[0.27330365288257596,232,0.2,33399.170509800002,6679.8341019600011]
[0.26856855869293211,228,0.2,36623.495742710002,7324.6991485420003]
[0.22865779960155486,194,0.2,26860.087988139992,5372.0175976279988]
[0.28936327171325682,246,0.2,48006.076607859941,9601.2153215719882]
[0.21220174419879914,180,0.2,27736.335881610012,5547.2671763220023]
[0.27132754468917847,230,0.2,29253.791333319979,5850.7582666639964]
[0.29651852953433988,252,0.2,49633.854993369961,9926.7709986739937]
[0.20352591705322265,173,0.2,37197.24894635001,7439.4497892700019]
[0.28496856951713562,242,0.2,38059.637390909993,7611.9274781819986]
[0.20213063943386078,172,0.2,29572.16476665001,5914.4329533300024]
[0.29702266573905944,252,0.2,39789.417107329995,7957.8834214659992]
[0.29653271734714504,252,0.2,38970.389217440024,7794.0778434880049]
[0.26011718845367432,221,0.2,36853.260447430002,7370.6520894860005]
[0.28307767653465271,240,0.2,36761.301845409987,7352.2603690819979]
[0.19897794163227081,169,0.2,23711.419130160015,4742.2838260320032]
[0.28211576592922211,240,0.2,35964.072724490012,7192.8145448980031]
[0.24515074467658995,208,0.2,25818.841515230015,5163.768303046003]
[0.25520796740055085,217,0.2,32962.163019250002,6592.4326038500003]
[0.21186366927623748,180,0.2,27670.079924340007,5534.0159848680014]
[0.28767874073982236,244,0.2,28772.077888269989,5754.4155776539983]
[0.27185122311115262,231,0.2,40538.374348650003,8107.6748697300009]
[0.19269480621814727,163,0.2,24586.092656460005,4917.218531292001]
[0.26093930017948153,222,0.2,32951.953162949991,6590.3906325899989]
[0.22817624974250794,194,0.2,30233.243093120029,6046.6486186240063]
[0.20749442088603973,176,0.2,25836.481855270005,5167.2963710540016]
[0.24556314253807066,208,0.2,32744.778805849994,6548.9557611699993]
[0.20686680042743683,176,0.2,27726.667989390015,5545.3335978780033]
[0.22253198719024658,189,0.2,34538.77594905001,6907.7551898100028]
[0.27218839430809022,231,0.2,32247.131400530019,6449.426280106004]
[0.22554957461357117,191,0.2,31042.761195139996,6208.5522390279993]
[0.227081640958786,193,0.2,34035.258066080001,6807.051613216001]
[0.20358516883850097,173,0.2,25635.117305139993,5127.0234610279986]
[0.20996396327018738,178,0.2,26555.156408380015,5311.0312816760033]
[0.19493703782558441,165,0.2,26565.127718619999,5313.0255437240003]
[0.1920225430727005,163,0.2,29022.10480021,5804.4209600419999]
[0.27785427153110503,236,0.2,33879.61886455999,6775.9237729119986]
[0.23258761310577392,197,0.2,27527.162945540011,5505.4325891080025]
[0.26338352465629578,224,0.2,30256.363516019999,6051.2727032040002]
[0.22535808670520782,191,0.2,35462.831630779983,7092.5663261559966]
[0.23913102829456329,203,0.2,29720.037345480003,5944.0074690960009]
[0.19955167829990386,169,0.2,24965.720043219993,4993.1440086439989]
[0.21829509723186491,185,0.2,32673.904716450004,6534.7809432900012]
[0.25354704201221467,215,0.2,38417.115672109991,7683.4231344219988]
[0.22722136509418486,193,0.2,29812.819935059997,5962.5639870119994]
[0.27440362966060639,233,0.2,34913.545410409992,6982.7090820819985]
[0.21217051470279694,180,0.2,23135.823696690011,4627.1647393380026]
[0.24263899898529051,206,0.2,32374.344844460004,6474.8689688920012]
[0.20532179653644561,174,0.2,24583.712662989994,4916.7425325979993]
[0.29937213492393494,254,0.2,41904.342491109979,8380.8684982219966]
[0.25881016337871554,220,0.2,42771.030556919999,8554.2061113840009]
[0.20183823323249817,171,0.2,32046.057206639995,6409.2114413279996]
[0.25841735529899595,219,0.2,34645.721410940023,6929.1442821880046]
[0.27137748742103573,230,0.2,36876.336289189996,7375.2672578379998]
[0.29362083184719084,249,0.2,35692.580007140023,7138.5160014280045]
[0.24962128508090972,212,0.2,30169.830038809989,6033.9660077619983]
[0.21690801429748535,184,0.2,29899.170655720009,5979.8341311440017]
[0.26286670911312104,223,0.2,40207.317049919984,8041.4634099839968]
[0.21170512998104096,180,0.2,29354.75293205,5870.9505864100001]
[0.27260799479484554,231,0.2,41893.330030629993,8378.666006125999]
[0.29184585356712339,248,0.2,45719.817319550013,9143.9634639100022]
[0.28041017067432406,238,0.2,37198.599945010006,7439.719989002002]
[0.25687735247611998,218,0.2,34921.012122860018,6984.202424572004]
[0.21014283978939055,178,0.2,22055.247732530017,4411.0495465060039]
[0.27167218351364136,231,0.2,31480.15401146001,6296.0308022920026]
[0.25149075365066531,214,0.2,37594.892000729997,7518.9784001459993]
[0.284272598862648,241,0.2,39779.585945690007,7955.917189138002]
[0.22333013999462126,190,0.2,30082.798347119999,6016.5596694240003]
[0.24532557821273804,208,0.2,38777.369297369994,7755.4738594739993]
[0.22432306945323943,190,0.2,32918.069146890004,6583.6138293780014]
[0.28975778532028196,246,0.2,46065.886557810009,9213.1773115620017]
[0.26877075541019441,228,0.2,37928.768434959995,7585.7536869919995]
[0.29162707042694092,248,0.2,36621.978778699995,7324.395755739999]
[0.22273536622524262,189,0.2,27505.521791580017,5501.1043583160035]
[0.25671260941028595,218,0.2,29948.71661565001,5989.743323130002]
[0.29310701966285702,249,0.2,35131.94337920002,7026.388675840004]
[0.23102986192703245,196,0.2,33228.274541620034,6645.654908324007]
[0.28125955045223233,239,0.2,34641.131994330004,6928.2263988660015]
[0.18602997243404387,158,0.2,24330.361944630011,4866.0723889260025]
[0.25224626827239988,214,0.2,42493.018225790001,8498.6036451580003]
[0.22139550125598906,188,0.2,30551.525593929986,6110.3051187859974]
[0.2628247504234314,223,0.2,33141.178577070001,6628.2357154140009]
[0.20532703542709352,174,0.2,27788.362782150012,5557.6725564300032]
[0.20892367994785307,177,0.2,31508.997645040006,6301.7995290080016]
[0.27508967292308806,234,0.2,39201.552017309979,7840.3104034619964]
[0.24231501674652101,206,0.2,28535.137899100013,5707.0275798200028]
[0.29821250545978545,253,0.2,42452.453796580005,8490.4907593160005]
[0.23249552142620086,197,0.2,28526.863012350015,5705.3726024700036]
[0.23414374029636381,199,0.2,33177.881975210017,6635.5763950420042]
[0.19451728785037994,165,0.2,24615.736045260015,4923.1472090520037]
[0.21280242955684661,181,0.2,31038.990606029995,6207.7981212059995]
[0.28341592133045196,241,0.2,39260.500258589986,7852.1000517179973]
[0.29156495797634124,248,0.2,46819.147525159977,9363.8295050319957]
[0.25653170800209046,218,0.2,40017.347202169993,8003.4694404339989]
[0.24650101268291474,209,0.2,33614.121162949996,6722.8242325899992]
[0.23658108150959015,201,0.2,33312.46776639,6662.493553278]
[0.28450464570522305,242,0.2,36178.787248269997,7235.7574496540001]
[0.2243712658882141,190,0.2,33303.891128019975,6660.7782256039955]
[0.22884581530094145,194,0.2,33617.959188680012,6723.5918377360031]
[0.21667240691184997,184,0.2,34234.603288449995,6846.9206576899996]
[0.2141129676103592,182,0.2,30494.290313389989,6098.8580626779985]
[0.28718735861778255,244,0.2,39028.239536760011,7805.6479073520022]
[0.28394894278049465,241,0.2,34003.152710639995,6800.6305421279994]
[0.28312975966930387,240,0.2,39243.65756373998,7848.731512747996]
[0.21914211916923523,186,0.2,25320.871370920006,5064.1742741840017]
[0.29705835950374604,252,0.2,42805.66848637996,8561.1336972759927]
[0.29984495329856869,255,0.2,40478.126223379972,8095.6252446759945]
[0.26650391936302187,226,0.2,38893.013210350015,7778.6026420700036]
[0.2753048003911972,234,0.2,35537.012445190019,7107.4024890380042]
[0.24399252176284789,207,0.2,34832.936374600024,6966.5872749200053]
[0.238743248462677,203,0.2,30406.040863530005,6081.2081727060013]
[0.21278735160827636,181,0.2,29788.124226799988,5957.6248453599983]
[0.26619798445701598,226,0.2,39716.888667730011,7943.3777335460027]
[0.26260752332210541,223,0.2,33350.013174419997,6670.0026348840001]
[0.2811373504400253,239,0.2,39438.754101990002,7887.7508203980005]
[0.26085943257808686,221,0.2,35283.807846330004,7056.7615692660011]
[0.29425285542011259,250,0.2,43433.728891570019,8686.7457783140035]
[0.24836230015754698,211,0.2,30382.113881320034,6076.4227762640076]
[0.20336956572532652,173,0.2,26187.970138370005,5237.5940276740012]
[0.28247269678115844,240,0.2,40267.612408720022,8053.5224817440048]
[0.2313080939054489,196,0.2,31975.322603230026,6395.0645206460058]
[0.27829776978492737,236,0.2,37446.740782630011,7489.3481565260026]
[0.2933702756166458,249,0.2,39282.587066869979,7856.5174133739965]
[0.19025886476039885,161,0.2,25513.338803410003,5102.6677606820012]
[0.19212569010257721,163,0.2,24890.719446869996,4978.1438893739996]
[0.22916395390033723,195,0.2,30675.374338590009,6135.0748677180018]
[0.1881401106119156,160,0.2,27215.222633730009,5443.0445267460018]
[0.24848897123336791,211,0.2,34004.209069279997,6800.841813856]
[0.24679265785217286,210,0.2,27787.96880477,5557.5937609540006]
[0.2135527664422989,181,0.2,29605.420193929993,5921.0840387859989]
[0.20440911519527435,173,0.2,28298.099756960011,5659.6199513920028]
[0.19655644619464874,167,0.2,26022.977093320013,5204.5954186640029]
[0.28524239838123322,242,0.2,35283.525705569984,7056.7051411139973]
[0.1978009579181671,168,0.2,21533.923878419992,4306.7847756839983]
[0.20871004736423493,177,0.2,26772.348467309996,5354.4696934619997]
[0.2183170040845871,185,0.2,27368.116140199996,5473.62322804]
[0.28562753498554228,243,0.2,32473.914115699998,6494.7828231399999]
[0.22335469686985016,190,0.2,30984.780339120007,6196.9560678240014]
[0.20715387940406799,176,0.2,27151.839183520002,5430.3678367040011]
[0.25634032881259916,218,0.2,30271.943838210009,6054.3887676420018]
[0.19996177268028259,170,0.2,25143.938971309992,5028.7877942619989]
[0.21843629586696625,185,0.2,29127.072655460011,5825.414531092003]
[0.2002122541666031,170,0.2,28618.795547910006,5723.7591095820017]
[0.29753054594993589,253,0.2,41397.607253019982,8279.5214506039974]
[0.20353551149368285,173,0.2,26502.643694860006,5300.5287389720015]
[0.22706644749641419,193,0.2,32776.445109540015,6555.2890219080036]
[0.29255963373184202,248,0.2,45119.199687060012,9023.8399374120036]
[0.19387384879589081,164,0.2,25577.83521629998,5115.5670432599964]
[0.2291266701221466,194,0.2,31113.580524770001,6222.7161049540009]
[0.23955670344829558,203,0.2,32632.379108300018,6526.4758216600039]
[0.29915440499782564,254,0.2,37337.486353969995,7467.4972707939996]
[0.28309660720825192,240,0.2,43582.212592260003,8716.4425184520005]
[0.28865770661830903,245,0.2,40546.273986169981,8109.2547972339962]
[0.21848025906085966,185,0.2,32914.072023059998,6582.8144046119996]
[0.2329804891347885,198,0.2,31296.201666189998,6259.2403332379999]
[0.24185850620269775,205,0.2,36003.027622219997,7200.6055244439995]
[0.25633707404136657,218,0.2,32654.305201900032,6530.8610403800067]
[0.19672959458827971,167,0.2,27827.43692850001,5565.4873857000021]
[0.29210436666011808,248,0.2,42674.383372000011,8534.8766744000022]
[0.28122344899177554,239,0.2,35537.699763240002,7107.5399526480005]
[0.25947608685493467,220,0.2,36342.666560559992,7268.5333121119984]
[0.28687002861499789,244,0.2,41707.012641949987,8341.4025283899973]
[0.21735161447525025,184,0.2,27736.220079929997,5547.2440159859998]
[0.2473407028913498,210,0.2,35128.032035050041,7025.6064070100083]
[0.20578444290161133,175,0.2,23767.976193249982,4753.5952386499966]
[0.21747422218322754,185,0.2,32298.778473060011,6459.7556946120021]
[0.24955010819435119,212,0.2,28486.527574749998,5697.3055149499996]
[0.19004543602466584,161,0.2,24493.409006330014,4898.6818012660033]
[0.21386031854152679,181,0.2,29209.647759510008,5841.9295519020015]
[0.21109422504901887,179,0.2,25168.602400300017,5033.7204800600039]
[0.28157452261447907,239,0.2,44388.963177260011,8877.7926354520023]
[0.25732619154453273,218,0.2,37981.727193439998,7596.3454386880003]
[0.21866794180870056,186,0.2,30847.538411889996,6169.507682378]
[0.21185586869716644,180,0.2,23950.008632790017,4790.0017265580036]
[0.29698282027244566,252,0.2,30432.573403409973,6086.5146806819948]
[0.19656566011905671,167,0.2,28078.600057690004,5615.720011538001]
[0.24083429968357084,204,0.2,35726.417053329998,7145.2834106660002]
[0.20193704509735108,171,0.2,29174.826326409995,5834.9652652819996]
[0.19445052766799925,165,0.2,23463.216305020011,4692.6432610040019]
[0.28557149720191954,243,0.2,38937.911455839981,7787.582291167997]
[0.27906980967521666,237,0.2,36987.963612970016,7397.5927225940031]
[0.24224470281600952,206,0.2,28358.416557220033,5671.6833114440069]
[0.29193836653232574,248,0.2,41555.647414119987,8311.129482823997]
[0.20214923715591432,172,0.2,25547.670086949991,5109.5340173899986]
[0.27282204186916348,232,0.2,31880.690602089999,6376.1381204179997]
[0.25064447236061094,213,0.2,35127.774342289988,7025.5548684579981]
[0.28862017822265623,245,0.2,40645.793409209975,8129.1586818419955]
[0.19256888937950134,163,0.2,22296.178167860005,4459.2356335720015]
[0.22591125512123106,192,0.2,29110.929294660007,5822.1858589320018]
[0.28712820875644685,244,0.2,39420.387653099991,7884.0775306199985]
[0.21912327003479004,186,0.2,33222.76586408,6644.5531728160004]
[0.28287327826023101,240,0.2,34252.985753359993,6850.5971506719989]
[0.20287923002243041,172,0.2,27977.977663220001,5595.5955326440007]
[0.27851461637020108,237,0.2,36558.023629439987,7311.604725887998]
[0.1924169751405716,163,0.2,25920.395417720018,5184.0790835440039]
[0.21957182371616363,186,0.2,27820.270639100007,5564.0541278200017]
[0.2420664174556732,205,0.2,31315.488020819997,6263.0976041639997]
[0.29348298311233523,249,0.2,38191.038206559999,7638.2076413120003]
[0.20975217890739439,178,0.2,27013.503990260004,5402.7007980520011]
[0.27599652421474458,234,0.2,41788.554921750001,8357.7109843500002]
[0.21129037427902223,179,0.2,29821.893736340007,5964.3787472680015]
[0.19830273628234862,168,0.2,24707.562703850002,4941.5125407700007]
[0.21963127934932708,186,0.2,36002.838017829992,7200.567603565999]
[0.25270068597793577,215,0.2,39705.736492579999,7941.1472985159999]
[0.24981240606307983,212,0.2,33615.597918120009,6723.1195836240022]
[0.19931829965114595,169,0.2,26448.516790680023,5289.7033581360047]
[0.20530671179294585,174,0.2,27468.671230959997,5493.7342461919998]
[0.28744939827919003,244,0.2,34511.574543000002,6902.3149086000012]
[0.29508406555652616,251,0.2,33840.517381850012,6768.1034763700027]
[0.22080589163303374,187,0.2,25718.455051689998,5143.6910103379996]
[0.23841342937946319,202,0.2,32367.608168149996,6473.52163363]
[0.20548488163948059,174,0.2,25355.910201529998,5071.1820403060001]
[0.25049357736110689,213,0.2,32571.508658190036,6514.3017316380074]
[0.27552233326435088,234,0.2,43534.609268919994,8706.9218537839988]
[0.23926503109931946,203,0.2,32793.846789100004,6558.7693578200015]
[0.20129026293754576,171,0.2,25513.590318030012,5102.7180636060029]
[0.18628235650062561,158,0.2,20112.927875009998,4022.585575002]
[0.29145661962032315,248,0.2,36763.325349959996,7352.6650699919992]
[0.24539166569709778,208,0.2,38808.344866970008,7761.668973394002]
[0.27279868090152737,232,0.2,40543.788090380025,8108.7576180760052]
[0.29336583852767945,249,0.2,39296.74686548001,7859.3493730960026]
[0.29782821822166439,253,0.2,34467.777411299998,6893.5554822599997]
[0.19077822160720825,162,0.2,26042.363420519992,5208.4726841039992]
[0.24792524349689482,210,0.2,30620.666985490021,6124.1333970980049]
[0.18941824364662171,161,0.2,24179.403326180003,4835.8806652360008]
[0.29543508481979369,251,0.2,34582.158403910005,6916.4316807820014]
[0.20651650142669678,175,0.2,21889.661319000003,4377.9322638000003]
[0.25796781635284421,219,0.2,33735.236205810019,6747.047241162004]
[0.25237681245803834,214,0.2,35493.80625436001,7098.7612508720022]
[0.2604011961221695,221,0.2,38194.602295869976,7638.9204591739954]
[0.20326908910274505,172,0.2,26995.267362610008,5399.0534725220023]
[0.19675619673728942,167,0.2,28601.01474218001,5720.2029484360028]
[0.22744824099540711,193,0.2,31929.578062540004,6385.9156125080008]
[0.27780058479309078,236,0.2,39344.502861659981,7868.900572331997]
[0.19856582915782928,168,0.2,30268.651214450005,6053.7302428900011]
[0.28443231368064881,242,0.2,42212.297818710009,8442.4595637420025]
[0.26044847524166104,221,0.2,36400.062545860004,7280.012509172001]
[0.27177457630634305,231,0.2,35295.093496870009,7059.0186993740026]
[0.20889641869068146,177,0.2,31899.151847820016,6379.8303695640034]
[0.24907707917690275,211,0.2,37522.60726560004,7504.5214531200081]
[0.22914197909832001,194,0.2,36575.604577340004,7315.1209154680009]
[0.21691078662872315,184,0.2,30899.001500680002,6179.8003001360012]
[0.26276967751979829,223,0.2,36831.313962560016,7366.2627925120032]
[0.24264777123928069,206,0.2,33302.648042770015,6660.5296085540031]
[0.25600984382629394,217,0.2,43258.90846269,8651.7816925380012]
[0.27705054688453673,235,0.2,36353.702135610023,7270.7404271220048]
[0.27658574652671813,235,0.2,38481.87218765002,7696.3744375300048]
[0.29205000042915341,248,0.2,40405.939450819991,8081.1878901639984]
[0.29808424437046049,253,0.2,41762.316446180033,8352.4632892360078]
[0.27613117253780362,234,0.2,37311.671087420014,7462.3342174840036]
[0.23597570085525513,200,0.2,30958.214099670007,6191.6428199340016]
[0.19729457938671113,167,0.2,26914.414778470014,5382.8829556940036]
[0.2798413943052292,238,0.2,37975.377032209966,7595.0754064419934]
[0.21879529237747192,186,0.2,27486.893269510001,5497.3786539020002]
[0.20388643562793732,173,0.2,31142.505393120009,6228.5010786240018]
[0.281790886759758,239,0.2,32199.794161020018,6439.9588322040036]
[0.21952661025524139,186,0.2,29220.757156880009,5844.1514313760017]
[0.29352008342742919,249,0.2,42551.712184810029,8510.3424369620061]
[0.23489050984382628,199,0.2,31341.07389258,6268.2147785160005]
[0.26490001702308652,225,0.2,31169.44458927001,6233.8889178540021]
[0.20145501279830932,171,0.2,34505.273194879992,6901.0546389759984]
[0.28223038959503172,240,0.2,37483.567478219971,7496.713495643995]
[0.22376020467281341,190,0.2,27758.858054320011,5551.7716108640025]
[0.22808175945281983,194,0.2,27743.842191370004,5548.7684382740008]
[0.19026056349277495,161,0.2,22530.849236840015,4506.1698473680035]
[0.25009596526622768,212,0.2,32268.192104240003,6453.6384208480013]
[0.25728529286384583,218,0.2,32908.371242680012,6581.6742485360028]
[0.20399470603466033,173,0.2,24599.02746026,4919.8054920520008]
[0.19951297438144683,169,0.2,30553.088332500025,6110.6176665000057]
[0.25912425220012664,220,0.2,31003.819424209996,6200.7638848419992]
[0.24077752804756164,204,0.2,28840.203486210019,5768.0406972420042]
[0.28287667572498321,240,0.2,38766.682248930018,7753.3364497860039]
[0.19556834793090822,166,0.2,23263.120470169993,4652.6240940339985]
[0.25453274166584017,216,0.2,34789.150388050009,6957.8300776100023]
[0.21629886245727539,184,0.2,27137.625924160013,5427.5251848320031]
[0.28418702352046965,241,0.2,32336.803689790006,6467.3607379580017]
[0.23581931555271149,200,0.2,35689.80809851001,7137.9616197020023]
[0.19209491586685182,163,0.2,20764.459962990011,4152.8919925980026]
[0.26005489253997804,221,0.2,33824.244345330029,6764.848869066006]
[0.26211787390708924,223,0.2,32823.815801200006,6564.7631602400015]
[0.20633704733848571,175,0.2,29661.783664400013,5932.3567328800027]
[0.23659861922264097,201,0.2,35125.519735899987,7025.1039471799977]
[0.28880619621276854,245,0.2,43032.853194110008,8606.5706388220024]
[0.23369321608543395,198,0.2,36991.103603200019,7398.2207206400044]
[0.24757183921337128,210,0.2,33850.083355699993,6770.0166711399988]
[0.27206011962890625,231,0.2,39991.107141920009,7998.2214283840021]
[0.19370365619659424,164,0.2,23294.925178239995,4658.9850356479992]
[0.24369253242015837,207,0.2,33569.754077510006,6713.9508155020012]
[0.26493369948863982,225,0.2,37350.138735049994,7470.0277470099991]
[0.24203719246387481,205,0.2,33980.218903280002,6796.0437806560003]
[0.21483854377269745,182,0.2,28733.355875680005,5746.6711751360017]
[0.25359272432327268,215,0.2,31944.894010930013,6388.9788021860031]
[0.22349515485763549,190,0.2,28927.636591410013,5785.5273182820029]
[0.24338321363925933,207,0.2,33855.666069619998,6771.1332139240003]
[0.22724509298801421,193,0.2,31476.948261429996,6295.3896522859995]
[0.204584832072258,174,0.2,30613.219603799993,6122.6439207599988]
[0.28257385969161986,240,0.2,37733.518643190007,7546.7037286380018]
[0.19054726874828337,162,0.2,24652.149087709993,4930.429817541999]
[0.24884418296813965,211,0.2,29102.074014649999,5820.4148029300004]
[0.22466872072219848,191,0.2,31121.587170169994,6224.3174340339992]
[0.27293424654006959,232,0.2,42513.658423469962,8502.7316846939921]
[0.21678178489208222,184,0.2,32413.762245360002,6482.7524490720007]
[0.23878473830223082,203,0.2,25600.868417160011,5120.1736834320027]
[0.21781142735481263,185,0.2,36920.506670760005,7384.1013341520011]
[0.25079283285140991,213,0.2,34156.519297839994,6831.3038595679991]
[0.20052175641059874,170,0.2,30684.04340094998,6136.8086801899963]
[0.22704963004589079,193,0.2,28662.041742029996,5732.4083484059993]
[0.28122501862049099,239,0.2,41459.365182270012,8291.8730364540024]
[0.19184799492359161,163,0.2,27729.447766810012,5545.8895533620025]
[0.2874635521173477,244,0.2,29117.024606180021,5823.4049212360042]
[0.28285889339447023,240,0.2,36484.623293899996,7296.9246587799998]
[0.23748150479793548,202,0.2,30399.676446820009,6079.9352893640025]
[0.20309009027481079,172,0.2,32283.317593570006,6456.6635187140018]
[0.23441970956325531,199,0.2,27553.72742761,5510.7454855220003]
[0.21217392575740815,180,0.2,32998.443416139999,6599.6886832279997]
[0.19169941020011902,163,0.2,25208.280222930003,5041.6560445860014]
[0.27196745038032533,231,0.2,37283.830975640012,7456.7661951280024]
[0.2460974142551422,209,0.2,27082.35191341001,5416.4703826820023]
[0.28837401151657105,245,0.2,35721.698877980016,7144.3397755960032]
[0.21406932377815246,182,0.2,23820.89841921,4764.1796838420005]
[0.19746426236629486,168,0.2,24982.359340230003,4996.471868046001]
[0.22094274830818175,188,0.2,30210.823162440018,6042.1646324880039]
[0.23340328323841095,198,0.2,29041.854985719998,5808.3709971440003]
[0.21571274542808533,183,0.2,24103.690555710011,4820.7381111420027]
[0.20828893160820006,177,0.2,24947.38704463001,4989.4774089260027]
[0.26453372955322263,225,0.2,35543.178497630026,7108.6356995260057]
[0.26877698636054992,228,0.2,38706.364164980012,7741.2728329960028]
[0.24210530483722686,206,0.2,33483.501372370018,6696.7002744740039]
[0.25735642218589783,219,0.2,35807.204430409984,7161.4408860819967]
[0.22698990941047667,193,0.2,29429.894034040011,5885.9788068080024]
[0.29721454095840455,252,0.2,36144.060334300011,7228.8120668600022]
[0.19999072587490083,170,0.2,24896.442023129996,4979.2884046259996]
[0.27805202436447141,236,0.2,41214.516667159958,8242.903333431992]
[0.29453521192073823,250,0.2,43509.525394460034,8701.9050788920067]
[0.23256605958938598,197,0.2,26704.799005000004,5340.9598010000009]
[0.2432248442173004,206,0.2,34464.666449760021,6892.933289952005]
[0.22168280446529387,188,0.2,28574.266399850007,5714.8532799700015]
[0.22611409735679627,192,0.2,25988.470720600006,5197.6941441200015]
[0.29582253849506379,251,0.2,41866.620520559976,8373.3241041119963]
[0.26395603144168855,224,0.2,35016.425110929995,7003.285022185999]
[0.21920918512344359,186,0.2,29937.586858030008,5987.5173716060017]
[0.2816938143968582,239,0.2,39653.409973960006,7930.6819947920012]
[0.2475912047624588,210,0.2,29243.217755870006,5848.6435511740019]
[0.19605417180061341,166,0.2,29386.167310370001,5877.2334620740003]
[0.19986336171627045,170,0.2,24403.917945750003,4880.7835891500008]
[0.28741386079788206,244,0.2,39332.827665510005,7866.5655331020016]
[0.27630425298213956,235,0.2,37994.319793870025,7598.8639587740054]
[0.27280217349529268,232,0.2,42241.470205710022,8448.2940411420041]
[0.23637840914726257,201,0.2,25232.866664960002,5046.5733329920004]
[0.21854015636444091,185,0.2,30261.638498880005,6052.3276997760013]
[0.25665776753425595,218,0.2,34119.547005660017,6823.9094011320039]
[0.2607794426679611,221,0.2,31012.083879820002,6202.4167759640004]
[0.21944190466403962,186,0.2,31048.542558059995,6209.7085116119997]
[0.2787604501247406,237,0.2,40620.765783020004,8124.1531566040012]
[0.26780304193496701,227,0.2,38457.774863839986,7691.5549727679972]
[0.18828151988983155,160,0.2,30134.14267964998,6026.8285359299962]
[0.28358450353145598,241,0.2,36427.82404259,7285.5648085180001]
[0.23149600088596345,197,0.2,30751.80744722001,6150.3614894440025]
[0.24990616929531095,212,0.2,37673.427906589968,7534.6855813179936]
[0.2705865304470062,230,0.2,39395.687129890015,7879.1374259780032]
[0.28832880485057832,245,0.2,34640.539290610017,6928.1078581220036]
[0.19790377199649811,168,0.2,31024.544650330015,6204.9089300660034]
[0.22626955175399779,192,0.2,26620.496348010001,5324.0992696020003]
[0.20512820899486542,174,0.2,32793.135845550009,6558.6271691100019]
[0.26036368131637572,221,0.2,37676.201676000033,7535.2403352000074]
[0.22739113640785216,193,0.2,26201.348603919996,5240.2697207839992]
[0.28795326948165889,245,0.2,37107.04654091999,7421.4093081839983]
[0.29714989399909975,252,0.2,38231.754500590025,7646.3509001180055]
[0.27528701126575472,234,0.2,33198.010749639994,6639.6021499279996]
[0.21471647286415099,182,0.2,30505.347032330003,6101.0694064660011]
[0.28617478501796723,243,0.2,40352.034740989991,8070.4069481979986]
[0.27509135806560514,234,0.2,37897.080172079979,7579.4160344159964]
[0.21399739265441894,182,0.2,32012.727312989995,6402.5454625979992]
[0.27977117550373076,238,0.2,31647.117918340027,6329.4235836680054]
[0.2258825261592865,192,0.2,33276.386848490016,6655.2773696980039]
[0.24714322865009308,210,0.2,34504.892424009988,6900.9784848019981]
[0.22675176072120667,192,0.2,33444.481692890004,6688.8963385780007]
[0.19679663336277009,167,0.2,27564.436889449997,5512.8873778899997]
[0.26963659250736238,229,0.2,35188.64640334998,7037.7292806699961]
[0.23073082387447358,196,0.2,30864.61206755001,6172.9224135100021]
[0.29092973399162292,247,0.2,37040.138183000025,7408.0276366000053]
[0.20243686652183532,172,0.2,27721.462886159992,5544.2925772319986]
[0.22212916338443756,189,0.2,27919.936355930011,5583.9872711860025]
[0.25835808312892916,219,0.2,44114.815734239979,8822.9631468479965]
[0.28672748458385466,244,0.2,41603.45444366998,8320.690888733996]
[0.26330440449714659,224,0.2,39003.501505639993,7800.7003011279994]
[0.18654362833499907,158,0.2,26555.869000350009,5311.1738000700025]
[0.28427844929695129,241,0.2,32719.19955243999,6543.8399104879982]
[0.25259207582473753,214,0.2,30508.723052770001,6101.7446105540002]
[0.23991464674472807,204,0.2,30273.666033470006,6054.7332066940016]
[0.29612248706817623,252,0.2,42284.699969060013,8456.9399938120023]
[0.21343384158611298,181,0.2,27611.704541019997,5522.3409082039998]
[0.27055858290195467,230,0.2,35992.628342399999,7198.5256684800006]
[0.24807278180122375,211,0.2,33862.853434880009,6772.5706869760024]
[0.20063256812095642,170,0.2,24378.043935469988,4875.6087870939982]
[0.18708373010158538,159,0.2,26740.824032479992,5348.1648064959991]
[0.19232854592800142,163,0.2,28799.933492540029,5759.9866985080062]
[0.28920632922649381,246,0.2,46803.540952939962,9360.7081905879932]
[0.24978055143356323,212,0.2,33878.988305070001,6775.7976610140004]
[0.24863307130336759,211,0.2,37601.345525030003,7520.2691050060012]
[0.29189755618572233,248,0.2,39648.230833820024,7929.6461667640051]
[0.18937282633781433,161,0.2,27706.500277180003,5541.3000554360005]
[0.29502980804443357,251,0.2,43473.006369449991,8694.601273889999]
[0.18763553953170775,159,0.2,26941.338239959994,5388.2676479919992]
[0.20583007764816283,175,0.2,30113.655679220006,6022.731135844002]
[0.24499181127548217,208,0.2,28417.63313007999,5683.5266260159988]
[0.248104887843132,211,0.2,33174.846884460014,6634.9693768920033]
[0.20973063218593596,178,0.2,27802.277189919998,5560.4554379840001]
[0.27359982347488404,232,0.2,36790.321610050007,7358.0643220100019]
[0.21607228553295135,183,0.2,31794.03056833001,6358.8061136660026]
[0.25427104175090787,216,0.2,29047.934067860002,5809.5868135720011]
[0.19255915904045104,163,0.2,26247.506987060002,5249.5013974120011]
[0.27174870800971984,231,0.2,33699.074110180009,6739.8148220360017]
[0.21293946290016175,181,0.2,25376.428730529991,5075.2857461059984]
[0.18600543594360353,158,0.2,26956.949520390001,5391.3899040780007]
[0.18996259224414824,161,0.2,24608.984133349993,4921.7968266699991]
[0.24770993936061858,210,0.2,32893.800418239996,6578.7600836479996]
[0.28420437097549439,241,0.2,34773.921265470002,6954.7842530940006]
[0.1887249162197113,160,0.2,26023.329724300016,5204.6659448600039]
[0.20646595394611358,175,0.2,27267.731523299994,5453.5463046599989]
[0.24286666309833527,206,0.2,38656.800176180004,7731.3600352360008]
[0.28986325621604919,246,0.2,35164.874069029982,7032.9748138059967]
[0.18760479247570039,159,0.2,24618.566697270013,4923.7133394540033]
[0.20193328750133516,171,0.2,22646.899773669993,4529.3799547339986]
[0.21980533826351165,187,0.2,28272.535109260018,5654.5070218520041]
[0.25333214557170869,215,0.2,32168.014048240024,6433.6028096480049]
[0.19408335006237029,165,0.2,27174.232866190006,5434.8465732380018]
[0.23550636827945709,200,0.2,34144.154600640002,6828.8309201280008]
[0.26659903478622438,226,0.2,38866.715725549991,7773.3431451099987]
[0.29348720276355744,249,0.2,42414.309486659986,8482.8618973319972]
[0.26998714292049408,229,0.2,38818.426742090021,7763.6853484180047]
[0.2147127696275711,182,0.2,28992.137174680014,5798.427434936003]
[0.29442901396751403,250,0.2,40671.554044230026,8134.3108088460058]
[0.22687788140773774,193,0.2,30391.883436450033,6078.3766872900069]
[0.18799361193180084,159,0.2,25208.622152340002,5041.7244304680007]
[0.295425469994545,251,0.2,38398.913769910054,7679.7827539820109]
[0.2659546920061111,226,0.2,37534.732744879984,7506.9465489759968]
[0.26840842938423154,228,0.2,36514.672028500005,7302.9344057000017]
[0.25838291180133821,219,0.2,39372.012054419989,7874.4024108839985]
[0.28116003191471101,239,0.2,39689.584249730004,7937.9168499460011]
[0.25286561930179596,215,0.2,37022.546265590012,7404.5092531180026]
[0.19835914099216462,168,0.2,25177.396034899997,5035.4792069799996]
[0.26688284540176388,227,0.2,33734.277126590008,6746.8554253180018]
[0.18967138195037841,161,0.2,24077.88429165,4815.5768583300005]
[0.29820560860633849,253,0.2,36743.053580579995,7348.6107161159998]
[0.24180534267425535,205,0.2,34567.108664999985,6913.4217329999974]
[0.19552049803733826,166,0.2,29398.989763620015,5879.7979527240032]
[0.28509681022167205,242,0.2,43602.44377640001,8720.4887552800028]
[0.29514396286010741,251,0.2,41925.224664690031,8385.0449329380062]
[0.21830578565597533,185,0.2,26839.394682429982,5367.8789364859967]
[0.28896534705162047,245,0.2,35405.989495329988,7081.1978990659982]
[0.23608034276962281,200,0.2,30467.748816760006,6093.5497633520017]
[0.26125351130962371,222,0.2,35547.474247780003,7109.4948495560011]
[0.25409272241592407,216,0.2,31421.416031299988,6284.2832062599982]
[0.25263183295726777,214,0.2,32677.591622140008,6535.5183244280015]
[0.27636563158035277,235,0.2,37773.304764850029,7554.6609529700063]
[0.28049115943908692,238,0.2,34360.540283029986,6872.1080566059973]
[0.29298372566699982,249,0.2,35610.897878340016,7122.179575668004]
[0.25188425481319426,214,0.2,33879.240359380005,6775.8480718760011]
[0.29720559883117675,252,0.2,39206.117709720012,7841.223541944003]
[0.27242649543285369,231,0.2,35845.92852115001,7169.1857042300026]
[0.28116493785381313,239,0.2,42188.96733171001,8437.7934663420019]
[0.29860811984539032,254,0.2,44596.423121410007,8919.2846242820015]
[0.28097792100906371,239,0.2,37384.341411860012,7476.8682823720028]
[0.20851277017593384,177,0.2,25562.05613253,5112.4112265060003]
[0.24307282805442809,206,0.2,38320.330617300024,7664.0661234600047]
[0.262628587603569,223,0.2,34044.3327642,6808.8665528400006]
[0.2806470011472702,238,0.2,41565.845052629993,8313.1690105259986]
[0.29477260637283326,250,0.2,40430.544986919995,8086.1089973839989]
[0.28734665215015409,244,0.2,39451.967312410045,7890.3934624820095]
[0.22243443918228151,189,0.2,28866.695993420009,5773.3391986840024]
[0.29962998890876769,254,0.2,43000.611904940008,8600.1223809880012]
[0.24172811830043792,205,0.2,29161.179199020018,5832.2358398040042]
[0.26840260612964628,228,0.2,30235.127424729995,6047.0254849459998]
[0.28228711366653442,240,0.2,36357.669687769987,7271.5339375539979]
[0.2603857172727585,221,0.2,37915.292683230015,7583.0585366460036]
[0.20843156397342683,177,0.2,21422.007810549996,4284.4015621099998]
[0.1926370085477829,163,0.2,22938.831201779991,4587.766240355998]
[0.22353243863582611,190,0.2,31760.04536244999,6352.0090724899983]
[0.28498141193389892,242,0.2,35837.434481310011,7167.4868962620021]
[0.26281866896152495,223,0.2,30155.010438970028,6031.002087794006]
[0.19517182981967926,166,0.2,21350.934785079993,4270.1869570159988]
[0.19523910641670228,166,0.2,28403.326500089999,5680.6653000180004]
[0.25541990125179292,217,0.2,34215.599217340008,6843.1198434680018]
[0.27678148806095121,235,0.2,39314.478473969997,7862.8956947939996]
[0.21202349960803984,180,0.2,31056.638699180025,6211.3277398360051]
[0.24123051881790161,205,0.2,32343.270388170007,6468.6540776340016]
[0.27329566884040835,232,0.2,38177.09668354001,7635.4193367080024]
[0.2302810674905777,195,0.2,34909.811191590008,6981.9622383180022]
[0.21235128700733186,180,0.2,25256.515339129997,5051.3030678260002]
[0.24588836145401,209,0.2,33923.179453600009,6784.635890720002]
[0.26256481719017027,223,0.2,33964.796944030029,6792.9593888060062]
[0.28433794569969173,241,0.2,34547.944207490022,6909.5888414980045]
[0.22882844066619873,194,0.2,33268.39168570999,6653.6783371419988]
[0.26038728010654449,221,0.2,36087.878239429985,7217.5756478859976]
[0.26125712621212005,222,0.2,33760.01307083002,6752.0026141660046]
[0.20234365367889404,172,0.2,25516.409284260018,5103.2818568520042]
[0.25645585620403288,218,0.2,32837.003730030003,6567.4007460060011]
[0.28779369735717775,244,0.2,35834.199488979997,7166.8398977959996]
[0.26494125545024871,225,0.2,37113.388635400006,7422.6777270800012]
[0.20882504475116728,177,0.2,34060.383191340014,6812.0766382680031]
[0.23666524350643159,201,0.2,31623.840832500002,6324.7681665000009]
[0.22718926584720611,193,0.2,34921.950845220003,6984.3901690440007]
[0.27170030772686005,231,0.2,34709.947637610021,6941.9895275220042]
[0.27967510879039764,238,0.2,39854.124668620032,7970.8249337240068]
[0.28890510320663454,245,0.2,30839.210610600014,6167.8421221200033]
[0.29257098126411435,248,0.2,36256.219748030002,7251.2439496060006]
[0.21906475889682769,186,0.2,33166.60885086999,6633.3217701739986]
[0.26107308554649356,222,0.2,32059.904106649992,6411.9808213299984]
[0.25526005733013152,217,0.2,29552.32467155001,5910.4649343100027]
[0.27667970001697539,235,0.2,44473.173782489997,8894.6347564980006]
[0.20981039106845856,178,0.2,27751.850223180005,5550.3700446360017]
[0.24332119631767274,207,0.2,31659.179368430014,6331.8358736860027]
[0.20356107401847839,173,0.2,26854.28384394999,5370.8567687899986]
[0.26543487310409547,225,0.2,37947.971115530003,7589.5942231060008]
[0.21251526904106138,180,0.2,31261.546349010005,6252.3092698020009]
[0.29140809023380276,247,0.2,35539.086886569996,7107.8173773139997]
[0.21505281507968901,183,0.2,32608.320479179987,6521.6640958359976]
[0.19342531549930572,164,0.2,24083.803406520015,4816.7606813040029]
[0.20051695919036866,170,0.2,24849.582019110017,4969.9164038220042]
[0.25674155580997465,218,0.2,38112.513457380031,7622.5026914760065]
[0.20642451167106629,175,0.2,29523.972301389989,5904.794460277998]
[0.29320946002006532,249,0.2,43751.692945139999,8750.3385890280006]
[0.27597079181671141,234,0.2,37565.547111520013,7513.1094223040027]
[0.24148731958866118,205,0.2,30579.666600019991,6115.9333200039982]
[0.25296627938747407,215,0.2,39535.925535819988,7907.1851071639976]
[0.2914818423986435,248,0.2,42697.052527060005,8539.4105054120009]
[0.22424714970588683,190,0.2,29424.728566739977,5884.9457133479955]
[0.20904178941249846,177,0.2,27212.325655259989,5442.4651310519985]
[0.27049318850040438,230,0.2,36611.137696939979,7322.2275393879963]
[0.18905066514015198,160,0.2,23857.628519940004,4771.5257039880007]
[0.20751000845432283,176,0.2,24393.525905769999,4878.7051811539995]
[0.22511637067794799,191,0.2,33601.306203070002,6720.2612406140006]
[0.19941827344894408,169,0.2,27683.572099239998,5536.714419848]
[0.25433175444602962,216,0.2,28918.623393149999,5783.7246786300002]
[0.26552416527271272,225,0.2,35499.67317717999,7099.9346354359986]
[0.25880948388576508,220,0.2,34675.296238709991,6935.0592477419987]
[0.22407849955558776,190,0.2,26171.273138850025,5234.2546277700058]
[0.25947166335582733,220,0.2,35084.974280269991,7016.9948560539988]
[0.20593416237831116,175,0.2,37285.20163832001,7457.0403276640027]
[0.29838466858863832,253,0.2,44325.709843079989,8865.1419686159988]
[0.21922562885284425,186,0.2,28047.000733530007,5609.4001467060016]
[0.28658923494815824,243,0.2,43185.039628810024,8637.0079257620055]
[0.28734507572650908,244,0.2,37546.732848289997,7509.3465696579997]
[0.25072260046005246,213,0.2,26284.758099130009,5256.9516198260026]
[0.26038606381416318,221,0.2,37136.107963869974,7427.2215927739953]
[0.21171897125244141,180,0.2,30792.902459760007,6158.5804919520015]
[0.26165990245342252,222,0.2,30990.383393149998,6198.0766786300001]
[0.21440794229507446,182,0.2,27156.057382799998,5431.2114765599999]
[0.29132986700534819,247,0.2,41062.030485809999,8212.4060971620002]
[0.22569514238834382,192,0.2,28386.449226449986,5677.2898452899972]
[0.19163949251174928,163,0.2,19516.316582219999,3903.2633164439999]
[0.27575422382354736,234,0.2,34494.625580220025,6898.9251160440053]
[0.19598455774784088,166,0.2,23164.383531930016,4632.8767063860032]
[0.21716482186317443,184,0.2,33796.875425580001,6759.3750851160003]
[0.19687844431400298,167,0.2,24313.283373449998,4862.6566746899998]
[0.23852043592929839,202,0.2,33129.412828719993,6625.8825657439993]
[0.2457292649745941,209,0.2,32202.139638770001,6440.4279277540008]
[0.21134579372406007,179,0.2,24862.715754009998,4972.5431508020001]
[0.21786449575424194,185,0.2,28449.533069290013,5689.9066138580029]
[0.27836623549461365,236,0.2,34539.427991709999,6907.8855983419999]
[0.19723352015018464,167,0.2,25719.561127669986,5143.9122255339971]
[0.24322426664829253,206,0.2,31027.321339450005,6205.4642678900018]
[0.26541132187843319,225,0.2,35213.169421259983,7042.6338842519972]
[0.27748766469955444,236,0.2,40773.656244910009,8154.7312489820024]
[0.27925597035884858,237,0.2,33886.272279820034,6777.2544559640073]
[0.21013325893878937,178,0.2,30205.331000910017,6041.0662001820037]
[0.26262540078163144,223,0.2,34662.222932329991,6932.4445864659983]
[0.20437796044349671,173,0.2,27724.457716330009,5544.8915432660024]
[0.19330944156646729,164,0.2,29874.560407990019,5974.9120815980041]
[0.234142449259758,199,0.2,28902.182349679992,5780.4364699359985]
[0.28899400126934049,245,0.2,41384.825468330055,8276.9650936660109]
[0.21090856039524078,179,0.2,28865.706960040006,5773.1413920080013]
[0.21771656334400177,185,0.2,28566.420965600006,5713.2841931200019]
[0.19125630605220795,162,0.2,26514.38211957,5302.876423914]
[0.24693864011764527,210,0.2,37774.59394999002,7554.9187899980043]
[0.29316126358509065,249,0.2,37922.861984939998,7584.572396988]
[0.21065903699398042,179,0.2,28938.633169949993,5787.7266339899988]
[0.29203057372570035,248,0.2,39934.780954339978,7986.9561908679962]
[0.28055681204795835,238,0.2,36542.518039589973,7308.5036079179954]
[0.27060431277751923,230,0.2,33824.924001790001,6764.9848003580009]
[0.23611339330673217,200,0.2,33248.893185820009,6649.7786371640022]
[0.2150088518857956,182,0.2,33279.44204340002,6655.8884086800044]
[0.20804044103622438,177,0.2,27348.404664880003,5469.6809329760008]
[0.23178384089469908,197,0.2,27211.510667859999,5442.3021335720005]
[0.26786577272415157,227,0.2,34451.42479041998,6890.2849580839966]
[0.21377750873565673,181,0.2,28962.980370429999,5792.596074086]
[0.19564807963371278,166,0.2,24289.642326139998,4857.9284652279994]
[0.28461186969280239,242,0.2,41075.31804323,8215.0636086459999]
[0.26240148067474367,223,0.2,32205.370920410027,6441.0741840820056]
[0.20532472515106201,174,0.2,28363.94724025,5672.7894480499999]
[0.28104362118244169,239,0.2,34954.832536980022,6990.966507396005]
[0.29293692219257356,249,0.2,43439.586456370002,8687.9172912740014]
[0.26226359117031095,223,0.2,38511.650092899981,7702.3300185799962]
[0.2095642923116684,178,0.2,24777.132112659998,4955.4264225320003]
[0.28389397859573362,241,0.2,38222.745389800017,7644.5490779600041]
[0.27712999320030213,235,0.2,33503.11925850001,6700.623851700002]
[0.20921296048164367,178,0.2,26503.218968150006,5300.6437936300017]
[0.27231674373149872,231,0.2,35626.662187660011,7125.3324375320026]
[0.29005362975597382,246,0.2,39982.987299099994,7996.5974598199991]
[0.19255784082412719,163,0.2,23504.349640590008,4700.8699281180016]
[0.27397808361053466,233,0.2,36320.124676930005,7264.0249353860017]
[0.28935203289985656,246,0.2,34467.031803489997,6893.4063606979998]
[0.22519855535030364,191,0.2,30242.103860990021,6048.4207721980047]
[0.29948876988887785,254,0.2,36428.262170409995,7285.6524340819997]
[0.22405546474456786,190,0.2,30351.192466900015,6070.2384933800031]
[0.22897195637226103,194,0.2,28121.644797309993,5624.3289594619991]
[0.29207995247840879,248,0.2,34583.39008698002,6916.6780173960042]
[0.19460013163089751,165,0.2,27409.127924069999,5481.8255848139997]
[0.24349876821041105,207,0.2,36381.010638680011,7276.2021277360027]
[0.22941934812068937,195,0.2,30536.730752910014,6107.3461505820032]
[0.23025422751903535,195,0.2,31091.753436779989,6218.3506873559982]
[0.29049701249599458,247,0.2,37241.406722309999,7448.2813444620006]
[0.29935515439510346,254,0.2,36966.889986619994,7393.3779973239989]
[0.26655312824249267,226,0.2,34341.551751570027,6868.3103503140055]
[0.21771892797946929,185,0.2,31731.173153940021,6346.2346307880043]
[0.20249824512004852,172,0.2,24944.740968900005,4988.948193780001]
[0.26692191624641415,227,0.2,34797.457927660005,6959.4915855320014]
[0.24397921729087829,207,0.2,34024.780037090008,6804.9560074180017]
[0.2926171052455902,249,0.2,38810.84450931997,7762.1689018639945]
[0.19138267135620118,162,0.2,28033.160511349997,5606.6321022699995]
[0.27163799822330476,231,0.2,47680.258467859974,9536.0516935719952]
[0.21775567495822906,185,0.2,30350.376022449982,6070.0752044899964]
[0.28940745913982391,246,0.2,34169.491720610014,6833.8983441220034]
[0.26283399152755738,223,0.2,40587.016863010009,8117.4033726020025]
[0.2838086886405945,241,0.2,44789.85597056002,8957.971194112004]
[0.20485145831108093,174,0.2,26837.937609230004,5367.5875218460014]
[0.25514334762096402,217,0.2,30075.618891500013,6015.1237783000033]
[0.19334913074970245,164,0.2,23304.317650870005,4660.8635301740014]
[0.26679309797286987,227,0.2,42335.449838700013,8467.089967740003]
[0.29149644470214842,248,0.2,37716.125054509997,7543.2250109019997]
[0.25632215917110446,218,0.2,41876.118291940002,8375.2236583880003]
[0.28140051126480103,239,0.2,31597.724886090033,6319.5449772180073]
[0.27459808015823362,233,0.2,37318.597730830013,7463.7195461660031]
[0.29963126635551451,254,0.2,44748.65447714,8949.7308954279997]
[0.25560659873485564,217,0.2,37131.742648720014,7426.3485297440029]
[0.22241066372394561,189,0.2,26558.807510160001,5311.7615020320009]
[0.22392325580120087,190,0.2,30633.80315867002,6126.7606317340042]
[0.23890741395950316,203,0.2,34927.707937570012,6985.5415875140025]
[0.27138834571838377,230,0.2,28346.291822970008,5669.2583645940022]
[0.21621531879901884,183,0.2,28476.014384750015,5695.202876950003]
[0.20256256592273711,172,0.2,24576.341171080014,4915.2682342160033]
[0.25719626569747922,218,0.2,31468.806127510019,6293.761225502004]
[0.25838302052021023,219,0.2,32756.927467920003,6551.3854935840009]
[0.26129328882694242,222,0.2,35525.56824393999,7105.1136487879985]
[0.2563727066516876,218,0.2,38885.635796729992,7777.1271593459987]
[0.19117957770824431,162,0.2,30380.757627430012,6076.1515254860024]
[0.27574645042419432,234,0.2,30460.116251589992,6092.0232503179986]
[0.29719166243076323,252,0.2,38232.596553420015,7646.5193106840034]
[0.26646734905242919,226,0.2,34703.673208550012,6940.7346417100025]
[0.20674517118930816,175,0.2,26476.728300140021,5295.3456600280042]
[0.28928964865207674,246,0.2,35828.449871739998,7165.6899743479999]
[0.23172559475898741,197,0.2,31524.933805889996,6304.9867611779991]
[0.23380265522003174,198,0.2,30722.583576740009,6144.5167153480024]
[0.27512023651599882,234,0.2,32087.440788819989,6417.4881577639981]
[0.2407961733341217,204,0.2,37129.239594830025,7425.8479189660056]
[0.24893959057331083,211,0.2,32999.037490550007,6599.8074981100017]
[0.27947505247592924,237,0.2,34320.409914579992,6864.0819829159991]
[0.2962879775762558,252,0.2,41787.346347489976,8357.4692694979949]
[0.28141775679588316,239,0.2,42825.030605950022,8565.0061211900047]
[0.20076216101646424,170,0.2,29838.286948350011,5967.6573896700029]
[0.21010864770412446,178,0.2,31843.650218840008,6368.7300437680024]
[0.21868820428848265,186,0.2,26747.482328730017,5349.4964657460041]
[0.27658402740955351,235,0.2,40514.081373450019,8102.8162746900043]
[0.22081969892978667,187,0.2,35138.918822029969,7027.7837644059946]
[0.29432265293598175,250,0.2,36263.759240359992,7252.7518480719991]
[0.21886143422126769,186,0.2,32665.215038379996,6533.0430076759994]
[0.25193603217601779,214,0.2,34265.60139904001,6853.1202798080021]
[0.22167569017410277,188,0.2,26497.998679919998,5299.5997359840003]
[0.18864297616481782,160,0.2,32128.918653099994,6425.783730619999]
[0.24331872296333312,207,0.2,32451.115004969997,6490.2230009939994]
[0.2996295540332794,254,0.2,43245.804160040017,8649.1608320080031]
[0.29279076325893399,249,0.2,44059.445051759998,8811.8890103520007]
[0.21960324347019194,186,0.2,29514.163943980002,5902.8327887960004]
[0.25198560118675228,214,0.2,34425.821265719998,6885.1642531440002]
[0.18624515426158905,158,0.2,28822.152937319988,5764.4305874639977]
[0.25972050046920775,221,0.2,33356.951915780017,6671.3903831560037]
[0.28196322655677797,239,0.2,36006.088776829987,7201.2177553659976]
[0.20024827408790588,170,0.2,23992.657398439995,4798.5314796879993]
[0.28466525065898896,242,0.2,46109.595035979983,9221.9190071959965]
[0.20221373462677,172,0.2,24588.722672240005,4917.7445344480011]
[0.27956872737407684,237,0.2,44914.979215550033,8982.9958431100076]
[0.28325047838687895,241,0.2,36892.696163889974,7378.5392327779955]
[0.21718910014629364,184,0.2,29551.313711659994,5910.2627423319991]
[0.22452870440483091,191,0.2,32168.050819010008,6433.6101638020018]
[0.18770823168754577,159,0.2,26864.715503980013,5372.9431007960029]
[0.19035336184501647,161,0.2,23614.100863240012,4722.8201726480029]
[0.22307215690612792,189,0.2,25618.790668730013,5123.7581337460033]
[0.24582499194145202,209,0.2,35958.556846219988,7191.711369243998]
[0.20731237792968749,176,0.2,32566.610081599989,6513.3220163199985]
[0.29591251695156096,251,0.2,41835.971695959983,8367.1943391919976]
[0.19481361472606659,165,0.2,23863.139437260004,4772.6278874520012]
[0.19281779444217681,164,0.2,23831.700301849993,4766.3400603699984]
[0.19623734951019287,166,0.2,26940.180956490014,5388.0361912980034]
[0.18908827507495879,160,0.2,22170.19014069999,4434.0380281399985]
[0.24144532012939451,205,0.2,27725.037250479989,5545.0074500959981]
[0.24305200839042662,206,0.2,29277.788141440007,5855.557628288002]
[0.20670126235485076,175,0.2,24856.74370522,4971.3487410440002]
[0.27775024116039276,236,0.2,42146.236175550039,8429.2472351100078]
[0.29312887215614319,249,0.2,34602.530640800032,6920.5061281600065]
[0.29569595575332641,251,0.2,38633.504990719994,7726.7009981439987]
[0.22535960197448729,191,0.2,24731.878396390017,4946.3756792780041]
[0.20079566001892091,170,0.2,23051.733445170008,4610.3466890340014]
[0.26661687147617341,226,0.2,31351.571255910007,6270.3142511820015]
[0.19176572871208192,163,0.2,24447.615865510023,4889.5231731020049]
[0.23149989438056945,197,0.2,34235.271376059995,6847.0542752119991]
[0.20096825122833251,171,0.2,24461.864376230016,4892.3728752460038]
[0.19886549234390258,169,0.2,29681.079238950002,5936.2158477900011]
[0.29708691859245301,252,0.2,45905.05848272999,9181.0116965459983]
[0.19116445219516753,162,0.2,17204.056893630004,3440.8113787260008]
[0.20049868083000183,170,0.2,26299.459607059995,5259.8919214119996]
[0.2545818961858749,216,0.2,33291.995563740005,6658.3991127480012]
[0.28896129727363584,245,0.2,42340.284630969982,8468.0569261939963]
[0.21922769451141358,186,0.2,29498.921884500007,5899.7843769000019]
[0.29907527124881744,254,0.2,37135.203998490033,7427.0407996980066]
[0.258964781999588,220,0.2,38228.134025309999,7645.6268050620001]
[0.25966563141345977,220,0.2,34889.316262659995,6977.863252531999]
[0.25034773778915403,213,0.2,36372.243451880007,7274.4486903760017]
[0.19379184079170228,164,0.2,30166.058147560012,6033.2116295120031]
[0.29779459011554715,253,0.2,38723.065591779996,7744.6131183559992]
[0.22359231555461884,190,0.2,32775.41144299,6555.0822885980006]
[0.18717593050003051,159,0.2,23385.489706240005,4677.097941248001]
[0.26221043443679809,223,0.2,38183.655720410039,7636.7311440820085]
[0.2368378415107727,201,0.2,35888.243004839991,7177.6486009679984]
[0.19249251437187195,163,0.2,25194.69819882001,5038.9396397640021]
[0.18701528477668761,159,0.2,24168.564514790007,4833.7129029580019]
[0.18818879628181456,160,0.2,27163.766041930019,5432.7532083860042]
[0.20745853006839751,176,0.2,28995.358035279987,5799.0716070559974]
[0.23280980730056761,198,0.2,27812.497599019993,5562.4995198039987]
[0.2342844225168228,199,0.2,32520.122768559999,6504.0245537119999]
[0.24833900034427642,211,0.2,34460.578303380003,6892.1156606760014]
[0.19872125637531279,169,0.2,30480.783621750026,6096.1567243500058]
[0.22786754930019379,193,0.2,32831.121021440005,6566.2242042880016]
[0.23678392374515533,201,0.2,30216.375408570013,6043.2750817140031]
[0.27299433410167695,232,0.2,40864.806244999992,8172.961248999999]
[0.23618287825584411,200,0.2,33246.184189150037,6649.236837830008]
[0.1887535296678543,160,0.2,24035.807188510007,4807.1614377020014]
[0.226599214553833,192,0.2,32099.752435300008,6419.9504870600022]
[0.29542132508754726,251,0.2,39456.503609269988,7891.3007218539979]
[0.25371249854564665,215,0.2,43570.774123709991,8714.1548247419978]
[0.19542912662029266,166,0.2,24830.3841741,4966.0768348199999]
[0.28725344610214232,244,0.2,40389.009803930021,8077.8019607860042]
[0.24197197473049165,205,0.2,35319.695243349975,7063.9390486699958]
[0.23706841385364533,201,0.2,28723.470705259988,5744.6941410519976]
[0.21079569661617278,179,0.2,30106.873929640005,6021.3747859280011]
[0.26618777167797086,226,0.2,40378.030771070022,8075.6061542140051]
[0.22535090446472167,191,0.2,32943.341014660007,6588.6682029320018]
[0.19232602500915527,163,0.2,25037.312081579988,5007.4624163159979]
[0.23588209390640258,200,0.2,29366.222013330011,5873.2444026660023]
[0.2495204075574875,212,0.2,35012.630723059985,7002.5261446119976]
[0.25460406804084779,216,0.2,31524.701080680006,6304.9402161360013]
[0.19886446630954743,169,0.2,25737.088452539992,5147.4176905079985]
[0.25571950328350068,217,0.2,33371.509290340015,6674.3018580680036]
[0.23176771652698516,197,0.2,35564.819748109971,7112.9639496219943]
[0.27416887843608856,233,0.2,42619.496357660035,8523.8992715320073]
[0.19453008949756623,165,0.2,21156.783399620013,4231.3566799240025]
[0.27723877322673796,235,0.2,39909.952126550008,7981.9904253100021]
[0.23528369843959807,200,0.2,43646.242099989984,8729.2484199979972]
[0.2754422686100006,234,0.2,36845.501368500016,7369.1002737000035]
[0.23186408221721649,197,0.2,28367.315425299992,5673.4630850599988]
[0.18841049444675445,160,0.2,21763.566418679999,4352.7132837359995]
[0.22589925527572632,192,0.2,33705.566993710025,6741.1133987420053]
[0.26719124686717988,227,0.2,34459.064127210018,6891.8128254420044]
[0.22991168153285979,195,0.2,34017.130014199996,6803.4260028399995]
[0.24284392726421355,206,0.2,30718.891045320022,6143.7782090640048]
[0.27708230638504028,235,0.2,36110.502019459993,7222.1004038919991]
[0.24569416236877439,209,0.2,28547.23978216001,5709.4479564320027]
[0.26948496365547181,229,0.2,35899.985798130016,7179.9971596260038]
[0.27552308750152588,234,0.2,35056.746100920012,7011.3492201840027]
[0.29232448160648344,248,0.2,33885.117684090015,6777.0235368180038]
[0.26198652791976929,222,0.2,36761.576211560008,7352.3152423120018]
[0.26060721838474271,221,0.2,33743.113173220001,6748.6226346440008]
[0.25766494596004486,219,0.2,32392.416699940004,6478.4833399880008]
[0.29314804065227507,249,0.2,34210.790074850011,6842.1580149700021]
[0.24788409340381623,210,0.2,25318.466306920018,5063.6932613840036]
[0.23188421559333799,197,0.2,34146.941945080005,6829.3883890160014]
[0.28411546611785887,241,0.2,40170.92669923004,8034.185339846008]
[0.24017071366310119,204,0.2,35324.20939654002,7064.8418793080045]
[0.27993697178363797,238,0.2,38243.420282070016,7648.6840564140039]
[0.21113426756858825,179,0.2,29595.591980749981,5919.1183961499964]
[0.25057543587684628,213,0.2,35641.461654339982,7128.2923308679965]
[0.25870041847229003,220,0.2,36918.268184560024,7383.6536369120049]
[0.26214364707469939,223,0.2,32605.454168039993,6521.0908336079992]
[0.27090095221996308,230,0.2,37538.532632879971,7507.7065265759948]
[0.26077980279922486,221,0.2,33897.465166460017,6779.4930332920039]
[0.26085822987556456,221,0.2,39262.414841230006,7852.4829682460013]
[0.28284361839294431,240,0.2,46093.48585349998,9218.6971706999957]
[0.27126323068141933,230,0.2,29971.224765539988,5994.2449531079983]
[0.29792352390289306,253,0.2,36398.531791789996,7279.7063583579993]
[0.28316486907005312,240,0.2,42557.865398600028,8511.5730797200067]
[0.27674346363544466,235,0.2,38848.691817840045,7769.7383635680089]
[0.19871611940860748,169,0.2,26374.74318437,5274.9486368739999]
[0.26763068854808808,227,0.2,37245.960725960009,7449.1921451920025]
[0.24788878190517424,210,0.2,32563.27045469001,6512.6540909380019]
[0.21108277559280395,179,0.2,33343.90208321,6668.7804166420001]
[0.26463195705413817,225,0.2,34923.390860859981,6984.6781721719963]
[0.29301906609535217,249,0.2,35191.605679159999,7038.3211358320004]
[0.22087628030776976,187,0.2,34321.461923179995,6864.292384635999]
[0.20079022407531738,170,0.2,28982.262292579995,5796.4524585159998]
[0.29606381285190581,251,0.2,37395.164144940012,7479.0328289880026]
[0.21445407307147979,182,0.2,39940.748511070007,7988.149702214002]
[0.29037581133842466,247,0.2,37690.252665830012,7538.0505331660024]
[0.22479914259910583,191,0.2,31110.223222080007,6222.0446444160016]
[0.21237344527244567,180,0.2,36337.201810789986,7267.4403621579977]
[0.22382860243320465,190,0.2,25794.674054800005,5158.9348109600014]
[0.29853546166419981,254,0.2,43079.924147050006,8615.9848294100011]
[0.29627264821529387,252,0.2,35357.589704080005,7071.5179408160011]
[0.27530764746665953,234,0.2,36552.757290300025,7310.5514580600056]
[0.18649621331691743,158,0.2,25980.191884180007,5196.0383768360016]
[0.27656216812133788,235,0.2,42486.561875129984,8497.3123750259965]
[0.19420357275009156,165,0.2,27907.681170830008,5581.536234166002]
[0.21860203099250794,186,0.2,29077.407184070002,5815.4814368140005]
[0.26195273673534392,222,0.2,36615.529502410005,7323.1059004820017]
[0.24377285528182982,207,0.2,28088.277108310016,5617.6554216620034]
[0.26724275922775265,227,0.2,32505.001958959976,6501.0003917919958]
[0.29663580322265626,252,0.2,44387.073046779973,8877.4146093559957]
[0.27573796355724334,234,0.2,41639.707212900001,8327.9414425800005]
[0.20031550312042237,170,0.2,20631.599837359998,4126.3199674719999]
[0.23768520319461822,202,0.2,28977.911767420013,5795.5823534840029]
[0.26349865794181826,224,0.2,36266.415167470019,7253.2830334940045]
[0.19725023567676545,167,0.2,22288.795808800001,4457.7591617600001]
[0.18687329113483428,159,0.2,23590.153823919994,4718.0307647839991]
[0.28154764187335968,239,0.2,42169.000710889952,8433.80014217799]
[0.24637697803974151,209,0.2,31617.07181486001,6323.414362972002]
[0.23612665021419524,200,0.2,34337.868589400023,6867.5737178800046]
[0.28060027241706847,238,0.2,40772.512122020016,8154.5024244040032]
[0.27365308892726897,232,0.2,41553.802655119987,8310.7605310239978]
[0.27891964173316952,237,0.2,39026.79443740999,7805.358887481998]
[0.21278501415252685,181,0.2,29676.271324299989,5935.2542648599983]
[0.23917726778984069,203,0.2,30388.044249070019,6077.6088498140043]
[0.21792128777503966,185,0.2,34981.478989380004,6996.2957978760014]
[0.29088384103775022,247,0.2,38029.988918259995,7605.9977836519993]
[0.27859377050399781,237,0.2,43247.611201130021,8649.5222402260042]
[0.20338013863563537,173,0.2,24283.072755770005,4856.6145511540008]
[0.2871301317214966,244,0.2,35631.228338719986,7126.2456677439977]
[0.24947865951061249,212,0.2,37607.912548079985,7521.582509615997]
[0.23713946843147277,201,0.2,33343.277083590008,6668.655416718002]
[0.22623595762252807,192,0.2,39172.993481920021,7834.5986963840041]
[0.2200634640455246,187,0.2,27572.012111119999,5514.4024222240005]
[0.24719020879268644,210,0.2,36249.444970360026,7249.8889940720055]
[0.19212399816513062,163,0.2,28259.821647570006,5651.9643295140013]
[0.27080887413024901,230,0.2,33583.234613330009,6716.646922666002]
[0.18702017033100127,159,0.2,26754.805481310006,5350.9610962620018]
[0.28290521442890165,240,0.2,37040.878292560017,7408.1756585120038]
[0.22535693836212156,191,0.2,31599.940809530002,6319.9881619060006]
[0.25591433429718013,217,0.2,30614.500352820003,6122.900070564001]
[0.19871528363227844,169,0.2,27271.931849750003,5454.3863699500007]
[0.27545723104476927,234,0.2,39858.862733159986,7971.7725466319971]
[0.24612453281879423,209,0.2,31562.274755500017,6312.4549511000041]
[0.25822158658504485,219,0.2,31224.302861410004,6244.8605722820012]
[0.26342343127727508,224,0.2,35832.923470369999,7166.5846940740003]
[0.25025153517723081,212,0.2,39318.324268110009,7863.6648536220018]
[0.291620255112648,248,0.2,35203.338654459993,7040.6677308919989]
[0.25163567590713498,214,0.2,38768.125953650007,7753.625190730002]
[0.20847130072116851,177,0.2,32251.124284799982,6450.2248569599969]
[0.29045197570323944,247,0.2,33892.752551440026,6778.5505102880052]
[0.19179932963848115,163,0.2,30454.520048090002,6090.9040096180006]
[0.22168410909175873,188,0.2,31424.107416600003,6284.8214833200009]
[0.22775923132896422,193,0.2,29628.601898020002,5925.7203796040012]
[0.19597620677947997,166,0.2,24867.618486060001,4973.5236972120001]
[0.25040811073780056,213,0.2,40278.231609130024,8055.6463218260051]
[0.21215867793560028,180,0.2,25869.293574899988,5173.8587149799978]
[0.26907079911231996,228,0.2,31879.924813510017,6375.9849627020039]
[0.24838104736804961,211,0.2,35837.592843840008,7167.5185687680023]
[0.23157857286930084,197,0.2,22320.663930090017,4464.1327860180036]
[0.27883185803890226,237,0.2,37043.096352179986,7408.6192704359974]
[0.19058593189716339,162,0.2,24263.101105340014,4852.620221068003]
[0.22435353112220763,190,0.2,28881.941735960019,5776.3883471920044]
[0.29918674886226654,254,0.2,37415.544497010022,7483.1088994020047]
[0.29006238842010496,246,0.2,35373.658991250028,7074.7317982500062]
[0.20131425583362578,171,0.2,28283.876616650017,5656.7753233300036]
[0.26784865629673005,227,0.2,32135.957750030011,6427.1915500060022]
[0.22178699791431428,188,0.2,32385.358648150006,6477.0717296300018]
[0.18650203657150269,158,0.2,22695.114119239995,4539.0228238479995]
[0.27022351133823397,229,0.2,39143.753508810019,7828.7507017620046]
[0.21088163888454436,179,0.2,27475.648570210014,5495.1297140420029]
[0.22395250117778778,190,0.2,32468.663605909984,6493.7327211819975]
[0.19786397409439085,168,0.2,27561.078081169977,5512.2156162339961]
[0.2837618511915207,241,0.2,42612.658827589999,8522.5317655180006]
[0.27127593719959259,230,0.2,37420.189776630032,7484.0379553260063]
[0.29951281714439393,254,0.2,35875.207965219997,7175.0415930439995]
[0.21304451930522919,181,0.2,31104.977470280002,6220.995494056001]
[0.19217782080173493,163,0.2,23669.171607090011,4733.8343214180022]
[0.27145380127429963,231,0.2,31899.248599920025,6379.8497199840058]
[0.18914018833637236,160,0.2,21920.036734310001,4384.0073468620003]
[0.2425628957748413,206,0.2,29744.87477631,5948.9749552620005]
[0.220255855679512,187,0.2,30626.080929960001,6125.2161859920006]
[0.21061626970767974,179,0.2,27916.502878940017,5583.3005757880037]
[0.26913531696796417,229,0.2,41822.354503219984,8364.4709006439971]
[0.23134435164928435,196,0.2,37937.080577489978,7587.4161154979956]
[0.2606504681110382,221,0.2,34621.719898980009,6924.3439797960018]
[0.24994626617431639,212,0.2,36358.37842452003,7271.6756849040066]
[0.19868753993511198,169,0.2,28927.004007329993,5785.4008014659994]
[0.29613831245899203,252,0.2,35587.825279929995,7117.5650559859996]
[0.20235868406295776,172,0.2,21451.214680389992,4290.2429360779988]
[0.21094844663143159,179,0.2,30495.131640640007,6099.0263281280022]
[0.19386069381237031,164,0.2,26173.43667000001,5234.687334000002]
[0.199411954164505,169,0.2,23618.84063603,4723.7681272059999]
[0.22453244161605834,191,0.2,31729.508065489987,6345.9016130979981]
[0.28486315298080445,242,0.2,47202.82424782998,9440.5648495659971]
[0.29086392509937287,247,0.2,37115.981952590017,7423.1963905180037]
[0.22824462711811067,194,0.2,32636.737581260015,6527.3475162520035]
[0.26457038140296935,225,0.2,36768.783264630008,7353.7566529260021]
[0.22331446409225464,190,0.2,33402.004142279991,6680.4008284559986]
[0.22023152983188629,187,0.2,29210.044884370018,5842.0089768740036]
[0.22678801167011259,192,0.2,34110.175247370003,6822.0350494740014]
[0.28019962978363033,238,0.2,37269.504623630011,7453.9009247260028]
[0.2856509095430374,243,0.2,37653.663867859992,7530.7327735719991]
[0.25489610731601714,216,0.2,42295.660408770003,8459.1320817540018]
[0.28452009057998656,242,0.2,43144.071582279976,8628.8143164559951]
[0.20657967388629914,175,0.2,26623.037951499999,5324.6075903000001]
[0.25440543186664583,216,0.2,28781.999990239998,5756.3999980480003]
[0.23930475425720216,203,0.2,31248.180903530014,6249.636180706003]
[0.23559926176071166,200,0.2,34013.347092000025,6802.6694184000053]
[0.27663712298870086,235,0.2,37778.327508810005,7555.6655017620014]
[0.27912632310390473,237,0.2,35956.795159259986,7191.3590318519973]
[0.25227394402027131,214,0.2,40524.170975259993,8104.8341950519989]
[0.27167013144493102,231,0.2,33817.759888270011,6763.5519776540023]
[0.25651281809806825,218,0.2,35973.356585720008,7194.6713171440024]
[0.19013889348506927,161,0.2,26544.578809779992,5308.9157619559992]
[0.2394249769449234,203,0.2,31511.019213860003,6302.2038427720008]
[0.23776024639606474,202,0.2,26097.52913476001,5219.5058269520023]
[0.25098068547248842,213,0.2,35235.001743990011,7047.000348798003]
[0.19959948062896729,169,0.2,27292.497996599996,5458.4995993199991]
[0.23777699589729309,202,0.2,30766.525369060008,6153.3050738120019]
[0.26488825500011443,225,0.2,35143.193369000015,7028.6386738000037]
[0.29498219597339631,251,0.2,45689.391441029991,9137.8782882059986]
[0.27725349104404451,235,0.2,30844.990026169999,6168.9980052339997]
[0.20706564724445342,176,0.2,28948.663796890007,5789.7327593780019]
[0.25131911373138427,213,0.2,40089.461254820002,8017.8922509640006]
[0.28368329501152034,241,0.2,36578.796816080008,7315.7593632160024]
[0.28074023437500001,238,0.2,40351.169868880017,8070.2339737760039]
[0.21513568603992461,183,0.2,26254.947317130005,5250.9894634260017]
[0.29437407696247098,250,0.2,31648.283828880012,6329.6567657760024]
[0.26904226040840151,228,0.2,41017.842236840028,8203.5684473680067]
[0.21761050808429716,185,0.2,25090.732027440012,5018.1464054880025]
[0.191531636595726,162,0.2,26337.758690420003,5267.551738084001]
[0.23341645860671997,198,0.2,32354.132126009994,6470.826425201999]
[0.287672781586647,244,0.2,48720.311264869983,9744.0622529739976]
[0.21564741897583006,183,0.2,39510.98697546999,7902.1973950939982]
[0.26738885021209713,227,0.2,32692.579194750015,6538.5158389500029]
[0.25683031797409056,218,0.2,39126.722166659973,7825.3444333319949]
[0.2110339947938919,179,0.2,26431.581514890004,5286.3163029780007]
[0.22911701452732086,194,0.2,29378.387626049993,5875.6775252099987]
[0.22854021334648131,194,0.2,33194.86675062,6638.9733501240007]
[0.23919975221157075,203,0.2,27485.260596620014,5497.0521193240029]
[0.20036817061901091,170,0.2,26889.914391200007,5377.9828782400018]
[0.27001364994049071,229,0.2,33123.851041940005,6624.7702083880013]
[0.19080541491508485,162,0.2,26250.581947170005,5250.1163894340016]
[0.20621705567836762,175,0.2,27611.566541069998,5522.3133082140002]
[0.27875330865383147,237,0.2,38323.138467300021,7664.6276934600046]
[0.28040701782703398,238,0.2,45330.67664516002,9066.1353290320039]
[0.24631846690177917,209,0.2,38209.911975390001,7641.982395078001]
[0.21817589378356933,185,0.2,30256.326498750008,6051.2652997500018]
[0.23750296998023987,202,0.2,33259.255818660014,6651.8511637320034]
[0.26447833049297331,225,0.2,27866.230465310011,5573.2460930620027]
[0.26870022404193877,228,0.2,41548.156854640009,8309.6313709280021]
[0.27746559476852417,236,0.2,39711.287651489998,7942.2575302980003]
[0.26082605588436125,221,0.2,32144.284235259991,6428.8568470519986]
[0.24363041317462919,207,0.2,31628.248035820005,6325.6496071640013]
[0.26180744755268093,222,0.2,33831.766857560004,6766.3533715120011]
[0.29822884726524351,253,0.2,43534.94157034003,8706.9883140680067]
[0.21099786615371705,179,0.2,21503.04747215,4300.6094944300003]
[0.19026857471466063,161,0.2,28694.689212510013,5738.9378425020032]
[0.27815578293800353,236,0.2,44847.139828770029,8969.4279657540064]
[0.24949112141132354,212,0.2,42820.740785300004,8564.1481570600008]
[0.21492886877059936,182,0.2,31605.831995150005,6321.1663990300012]
[0.22044141161441802,187,0.2,32198.977876889992,6439.7955753779988]
[0.23870735085010528,203,0.2,32037.425271069998,6407.4850542140002]
[0.27729600012302397,235,0.2,46175.972150220005,9235.1944300440009]
[0.23766946613788603,202,0.2,34392.198169810013,6878.4396339620034]
[0.25584270215034483,217,0.2,37194.877570880009,7438.9755141760024]
[0.19696383619308472,167,0.2,33069.556597929986,6613.9113195859973]
[0.19922502565383912,169,0.2,28415.298800929995,5683.059760185999]
[0.28446889758110044,242,0.2,36747.916962529984,7349.5833925059969]
[0.22221797311305999,189,0.2,32989.623973820024,6597.9247947640051]
[0.21244239342212676,180,0.2,27502.891112659992,5500.578222531999]
[0.22699193429946898,193,0.2,25762.279651170003,5152.4559302340012]
[0.27108109259605406,230,0.2,41141.591954449992,8228.3183908899991]
[0.22240961730480194,189,0.2,31282.702736119983,6256.5405472239972]
[0.19547145903110505,166,0.2,26786.082669150015,5357.2165338300038]
[0.18904865384101868,160,0.2,21811.153417310001,4362.2306834620003]
[0.2419651390314102,205,0.2,32549.425061020011,6509.8850122040021]
[0.20229317414760589,172,0.2,29438.54015087002,5887.7080301740043]
[0.28957183527946473,246,0.2,42784.318755950029,8556.863751190007]
[0.19722222697734831,167,0.2,27821.535525480005,5564.3071050960016]
[0.19676870620250703,167,0.2,27976.486655320008,5595.2973310640018]
[0.29427175891399382,250,0.2,35334.674693359986,7066.9349386719978]
[0.23324748229980469,198,0.2,32147.256590120007,6429.4513180240019]
[0.20239986813068389,172,0.2,24608.190833399996,4921.6381666799998]
[0.2845187859535217,242,0.2,30556.541220249997,6111.3082440500002]
[0.28908120739459991,246,0.2,38785.523742370002,7757.1047484740011]
[0.26062413096427917,221,0.2,28249.687567539993,5649.937513507999]
[0.22810331296920777,194,0.2,30442.355856590006,6088.4711713180013]
[0.20442263710498809,173,0.2,29393.941308309993,5878.7882616619991]
[0.2504281014204025,213,0.2,37122.903647170002,7424.5807294340011]
[0.23220000994205475,197,0.2,36515.349473690003,7303.0698947380006]
[0.23700596845149993,201,0.2,35119.872375770006,7023.974475154002]
[0.19053252375125884,162,0.2,23373.176845580012,4674.6353691160029]
[0.26439509940147399,225,0.2,34087.307723640006,6817.4615447280012]
[0.20068547344207763,170,0.2,25724.057922010015,5144.8115844020031]
[0.25588637316226959,217,0.2,33391.004267789991,6678.2008535579989]
[0.25771346175670623,219,0.2,36617.137070230005,7323.4274140460011]
[0.26261393773555752,223,0.2,39171.54583237,7834.3091664740004]
[0.21758932149410248,185,0.2,34148.283087540003,6829.6566175080006]
[0.28801334345340729,245,0.2,46350.193147099984,9270.038629419998]
[0.29484832227230073,250,0.2,38870.340555750037,7774.068111150008]
[0.25684254884719848,218,0.2,34191.107722550005,6838.221544510001]
[0.2065202590227127,175,0.2,27938.224317840013,5587.6448635680026]
[0.2806368495225906,238,0.2,42548.181959779991,8509.636391955999]
[0.21802481532096862,185,0.2,29069.557434349987,5813.911486869998]
[0.28252229976654053,240,0.2,38136.912921860014,7627.3825843720033]
[0.26136921536922453,222,0.2,37826.345946970017,7565.2691893940037]
[0.19716200351715088,167,0.2,24825.891094450002,4965.1782188900006]
[0.22573402976989745,192,0.2,31452.420528250001,6290.4841056500009]
[0.27903543412685394,237,0.2,40388.157521660003,8077.631504332001]
[0.19802540123462678,168,0.2,22489.38992623,4497.8779852460002]
[0.27396971225738526,233,0.2,33654.252635469988,6730.8505270939977]
[0.19994630742073058,170,0.2,29695.619250240008,5939.1238500480022]
[0.27314284408092498,232,0.2,35525.274169979995,7105.0548339959996]
[0.19014152312278748,161,0.2,21439.284000139993,4287.8568000279984]
[0.29997896289825438,255,0.2,41248.565564650009,8249.7131129300014]
[0.27622606372833253,235,0.2,32771.64402331999,6554.3288046639982]
[0.20165956735610963,171,0.2,26837.979869110019,5367.5959738220045]
[0.28914681243896484,246,0.2,44932.97496901999,8986.5949938039976]
[0.27863125813007356,237,0.2,37328.021291619974,7465.6042583239951]
[0.23082625186443329,196,0.2,36780.093271990016,7356.0186543980035]
[0.19098694825172424,162,0.2,29944.65664959999,5988.9313299199985]
[0.26881876838207241,228,0.2,37617.074622559994,7523.4149245119988]
[0.23873198246955871,203,0.2,29070.987590610013,5814.1975181220032]
[0.2153812072277069,183,0.2,26320.555467550003,5264.1110935100005]
[0.26670907187461851,226,0.2,33357.057217709997,6671.4114435419997]
[0.26643975484371185,226,0.2,39400.05368929002,7880.0107378580042]
[0.2788628497123718,237,0.2,44387.790087880021,8877.5580175760042]
[0.26648437714576723,226,0.2,29123.470434080009,5824.6940868160018]
[0.27349107062816619,232,0.2,34194.939065809995,6838.9878131619989]
[0.29607969260215761,251,0.2,42834.985659049969,8566.9971318099942]
[0.2609819519519806,222,0.2,37382.323170289994,7476.4646340579993]
[0.20988131654262543,178,0.2,25040.506917209994,5008.1013834419991]
[0.26695688295364378,227,0.2,41793.918842059989,8358.7837684119986]
[0.23734689044952392,201,0.2,39257.350509510026,7851.4701019020058]
[0.26920501255989071,229,0.2,39088.950114489984,7817.790022897997]
[0.22266408061981202,189,0.2,33515.976067119998,6703.195213424]
[0.22168793463706971,188,0.2,33905.169239720002,6781.0338479440006]
[0.26108324396610261,222,0.2,29340.896732620011,5868.1793465240025]
[0.25126596379280092,213,0.2,32690.990313930015,6538.198062786003]
[0.27620018863677975,235,0.2,34284.326490389998,6856.8652980779998]
[0.19790072107315063,168,0.2,24159.798413469998,4831.9596826939996]
[0.28268444716930385,240,0.2,36881.10856909999,7376.2217138199985]
[0.24897805666923523,211,0.2,38096.310249779985,7619.2620499559971]
[0.19678682827949523,167,0.2,25933.721404989996,5186.7442809979993]
[0.29268149399757382,249,0.2,39615.532157379988,7923.1064314759979]
[0.19007915925979613,161,0.2,23211.308193580007,4642.2616387160015]
[0.27667022109031675,235,0.2,38148.586760760001,7629.7173521520008]
[0.24061564564704896,204,0.2,32840.805042909982,6568.1610085819966]
[0.18666862785816193,158,0.2,32518.690884189979,6503.7381768379964]
[0.20395180964469908,173,0.2,23530.934034789996,4706.1868069579996]
[0.24355128622055053,207,0.2,30516.807334019999,6103.361466804]
[0.29948725461959835,254,0.2,33967.126616130008,6793.4253232260016]
[0.2470081182718277,210,0.2,38409.20423729001,7681.8408474580028]
[0.22447325778007507,191,0.2,32070.073210990016,6414.0146421980035]
[0.29046430850028992,247,0.2,42155.516591699998,8431.1033183399995]
[0.28960407042503356,246,0.2,37942.532151769999,7588.5064303540003]
[0.29365700805187223,249,0.2,36285.009057020026,7257.0018114040058]
[0.21842796528339387,185,0.2,32437.362340030035,6487.4724680060071]
[0.21891737687587737,186,0.2,26640.004588100004,5328.000917620001]
[0.1884608244895935,160,0.2,23078.662395949996,4615.7324791899991]
[0.19290211951732636,164,0.2,32113.136849580005,6422.627369916001]
[0.18980327153205873,161,0.2,23303.90721098,4660.7814421960002]
[0.22989777231216429,195,0.2,33313.001749149997,6662.6003498299997]
[0.20908248424530029,177,0.2,23957.035567460007,4791.4071134920014]
[0.29204788041114804,248,0.2,36237.312526020003,7247.462505204001]
[0.23671923601627348,201,0.2,31092.312844930002,6218.4625689860004]
[0.24939853370189666,212,0.2,36038.097626740033,7207.6195253480073]
[0.2199482967853546,187,0.2,29098.448651070001,5819.6897302140005]
[0.29547592234611508,251,0.2,35298.492439839996,7059.6984879679994]
[0.24490270256996155,208,0.2,29787.571258769989,5957.514251753998]
[0.20942041647434234,178,0.2,27202.691605679996,5440.5383211359995]
[0.20285527110099794,172,0.2,30583.322975419997,6116.6645950839993]
[0.27199704229831695,231,0.2,37045.271348520015,7409.0542697040037]
[0.20047790873050689,170,0.2,28113.979479169997,5622.7958958339996]
[0.19567852091789245,166,0.2,25348.382399350008,5069.6764798700024]
[0.28828482806682587,245,0.2,32318.301506760003,6463.6603013520007]
[0.27732937681674957,236,0.2,36615.955977880018,7323.1911955760042]
[0.26991949939727783,229,0.2,35498.123483220021,7099.6246966440049]
[0.19556273531913757,166,0.2,30234.324567090011,6046.8649134180023]
[0.21324303996562957,181,0.2,30164.117920820001,6032.8235841640007]
[0.24682101309299467,210,0.2,38889.41236224999,7777.8824724499982]
[0.22058405756950378,187,0.2,27952.146644480003,5590.4293288960007]
[0.2310008203983307,196,0.2,25073.38399735,5014.6767994700003]
[0.23574541389942169,200,0.2,31598.389428580005,6319.6778857160016]
[0.28893638706207275,245,0.2,44813.495929070014,8962.6991858140027]
[0.2903924453258514,247,0.2,33006.579317640004,6601.3158635280015]
[0.23838041281700134,202,0.2,33573.280571409996,6714.6561142819992]
[0.2288500417470932,194,0.2,33689.154159380007,6737.8308318760019]
[0.2605642132759094,221,0.2,36570.750242760005,7314.150048552001]
[0.26770414853096008,227,0.2,34569.293041130033,6913.8586082260072]
[0.18789887022972107,159,0.2,27521.020135569997,5504.2040271139995]
[0.20481487441062926,174,0.2,27579.130774890022,5515.8261549780045]
[0.29339559352397915,249,0.2,44300.58161589002,8860.1163231780047]
[0.20966864883899688,178,0.2,30007.60584154,6001.5211683080006]
[0.27360780072212221,232,0.2,42996.213963700015,8599.242792740004]
[0.21454846823215484,182,0.2,28966.831909020002,5793.3663818040004]
[0.20569003415107726,175,0.2,32318.91470246001,6463.7829404920021]
[0.28058896565437319,238,0.2,31684.023005359995,6336.8046010719991]
[0.2357867406606674,200,0.2,33063.182574039987,6612.6365148079976]
[0.27283029770851136,232,0.2,42933.092169579999,8586.6184339160009]
[0.28538430368900297,242,0.2,37973.26697247001,7594.653394494002]
[0.25616540694236756,217,0.2,30457.695396580009,6091.5390793160022]
[0.19393212890625,165,0.2,26362.48450961999,5272.4969019239979]
[0.29799955916404725,253,0.2,37060.670843500004,7412.1341687000013]
[0.27936496782302855,237,0.2,37910.280419539973,7582.0560839079953]
[0.22602252888679503,192,0.2,31316.756371379983,6263.3512742759967]
[0.23470674097537994,199,0.2,33526.313013340005,6705.2626026680009]
[0.21591430342197418,183,0.2,30612.071843639998,6122.4143687280002]
[0.19115570032596588,162,0.2,28734.482877229999,5746.8965754460005]
[0.27812890219688413,236,0.2,38786.77604112,7757.3552082240003]
[0.25456109011173245,216,0.2,41552.814680760006,8310.5629361520023]
[0.24941134214401245,212,0.2,29362.451402989998,5872.490280598]
[0.25449301850795747,216,0.2,33209.06642819001,6641.8132856380025]
[0.20460289978981017,174,0.2,24150.470889680004,4830.094177936001]
[0.29592996633052826,251,0.2,43281.601683610032,8656.3203367220067]
[0.28223320949077607,240,0.2,42902.257416609995,8580.4514833220001]
[0.23593217253684998,200,0.2,29117.881536370005,5823.576307274001]
[0.29804361069202423,253,0.2,38280.728610599996,7656.1457221199998]
[0.21866588294506073,186,0.2,26441.100816510017,5288.220163302004]
[0.29278590488433837,249,0.2,40419.562724010015,8083.9125448020031]
[0.18916846203804016,160,0.2,24259.627125030005,4851.9254250060012]
[0.19225952303409577,163,0.2,27770.377252010014,5554.0754504020033]
[0.22729909908771515,193,0.2,31860.11994724,6372.0239894480001]
[0.29639473950862882,252,0.2,43177.025852219987,8635.4051704439971]
[0.19622717070579529,166,0.2,23091.686977989997,4618.3373955979996]
[0.27264762961864469,232,0.2,34910.690309920006,6982.138061984002]
[0.26997781348228456,229,0.2,28000.731191650015,5600.1462383300031]
[0.25328564786911012,215,0.2,28446.359432820012,5689.2718865640027]
[0.21898718118667601,186,0.2,30915.972791210017,6183.1945582420039]
[0.19977349197864533,170,0.2,25534.246163600001,5106.8492327200001]
[0.28205041909217832,240,0.2,42491.660455019999,8498.3320910040002]
[0.27541625082492827,234,0.2,42019.972983250016,8403.9945966500036]
[0.25122772192955017,213,0.2,32403.68488279001,6480.7369765580024]
[0.27134069967269897,230,0.2,35817.43314736001,7163.4866294720023]
[0.28877568018436428,245,0.2,33058.733813860003,6611.7467627720007]
[0.26909717023372648,229,0.2,41566.47256342,8313.2945126840004]
[0.19228254425525665,163,0.2,26804.704237320009,5360.9408474640022]
[0.23890154993534088,203,0.2,35582.578211519991,7116.5156423039989]
[0.29405330193042756,250,0.2,46427.686965679997,9285.5373931359991]
[0.24933712792396545,212,0.2,37706.24534206,7541.2490684120003]
[0.25324556457996367,215,0.2,27997.827605580009,5599.5655211160019]
[0.26729372799396511,227,0.2,42899.777577850014,8579.9555155700036]
[0.28885129415988919,245,0.2,39675.023281679998,7935.0046563360002]
[0.27541977059841155,234,0.2,40712.171581699979,8142.4343163399963]
[0.19483849096298217,165,0.2,25313.093802610016,5062.6187605220039]
[0.24082068943977356,204,0.2,27744.191514310001,5548.838302862001]
[0.25317391884326934,215,0.2,29884.857034430002,5976.9714068860012]
[0.22810068333148956,194,0.2,27310.310055689995,5462.0620111379994]
[0.24474397301673889,208,0.2,28992.568597670008,5798.5137195340021]
[0.29536877310276033,251,0.2,38300.025685059991,7660.0051370119982]
[0.26744180309772492,227,0.2,37155.098797450009,7431.0197594900019]
[0.27020231115818022,229,0.2,38489.350673620007,7697.8701347240021]
[0.24473115098476408,208,0.2,35601.343747500003,7120.2687495000009]
[0.24503343701362609,208,0.2,27950.09020729001,5590.0180414580027]
[0.18840815699100494,160,0.2,23431.257428680008,4686.251485736002]
[0.24745521783828733,210,0.2,32285.901056630009,6457.1802113260019]
[0.28985593807697296,246,0.2,34669.495079290027,6933.8990158580054]
[0.26678348994255063,227,0.2,30395.743923890015,6079.1487847780036]
[0.21715639615058899,184,0.2,26525.423006540004,5305.0846013080009]
[0.1971733442544937,167,0.2,28360.59781829999,5672.1195636599987]
[0.19528777849674225,166,0.2,27423.838872730008,5484.7677745460023]
[0.22510771393775938,191,0.2,32408.260665740014,6481.6521331480035]
[0.26455396485328675,225,0.2,33620.018057879985,6724.0036115759976]
[0.24380416631698609,207,0.2,30352.123172170013,6070.4246344340027]
[0.2674967265129089,227,0.2,34452.069959099994,6890.413991819999]
[0.26866809082031251,228,0.2,36082.831536040016,7216.5663072080033]
[0.24455657565593719,208,0.2,36514.470496040005,7302.8940992080015]
[0.28738348746299741,244,0.2,36452.563222179997,7290.5126444359994]
[0.23954598104953764,203,0.2,38635.150476790019,7727.0300953580045]
[0.23135289967060088,196,0.2,26736.573753129989,5347.3147506259984]
[0.26161742734909055,222,0.2,35957.06434630997,7191.4128692619943]
[0.2524594999551773,214,0.2,33994.101108210009,6798.8202216420023]
[0.23324037480354309,198,0.2,31683.400849480015,6336.6801698960035]
[0.18692168462276459,159,0.2,24197.375856399995,4839.4751712799989]
[0.29221569478511811,248,0.2,42551.589188819969,8510.3178377639942]
[0.19182696461677551,163,0.2,26474.58290433,5294.916580866]
[0.22548374533653259,191,0.2,29691.44418808999,5938.2888376179981]
[0.20501459097862243,174,0.2,23353.603488550012,4670.7206977100022]
[0.28055643832683563,238,0.2,40790.980806019994,8158.1961612039995]
[0.21947772073745728,186,0.2,38215.011221560002,7643.0022443120006]
[0.19487853348255157,165,0.2,25740.011281650004,5148.0022563300008]
[0.21993925273418427,187,0.2,27108.597265130004,5421.7194530260012]
[0.22850290238857268,194,0.2,31526.755433269987,6305.3510866539982]
[0.24925777673721311,212,0.2,38283.70841544999,7656.7416830899983]
[0.20197805249691009,171,0.2,27794.548482930008,5558.9096965860017]
[0.24181348979473113,205,0.2,30918.668402779997,6183.7336805559999]
[0.21656971514225007,184,0.2,35180.294263100011,7036.0588526200027]
[0.18920717954635619,161,0.2,25648.180129290002,5129.6360258580007]
[0.23552833628654479,200,0.2,33337.839824359995,6667.5679648719997]
[0.21472054302692412,182,0.2,26105.674184560005,5221.1348369120014]
[0.23464032053947448,199,0.2,33888.554659569993,6777.710931913999]
[0.27349258589744568,232,0.2,41613.10311698998,8322.6206233979956]
[0.28200148880481718,239,0.2,41051.17612862002,8210.2352257240036]
[0.23505439674854278,200,0.2,34730.411420739983,6946.0822841479967]
[0.22681485843658447,193,0.2,27946.51370194001,5589.3027403880023]
[0.28715379166603089,244,0.2,36397.531916729997,7279.5063833459999]
[0.22980892860889435,195,0.2,24767.859073280011,4953.571814656003]
[0.23903320848941803,203,0.2,29600.583416180001,5920.1166832360004]
[0.20749688065052033,176,0.2,24824.965100889978,4964.9930201779962]
[0.20685445404052735,176,0.2,28641.234823859999,5728.246964772]
[0.23385708940029143,199,0.2,32738.42280430999,6547.6845608619988]
[0.28413114202022549,241,0.2,36562.519747230006,7312.5039494460016]
[0.24985861837863921,212,0.2,32143.571718780004,6428.7143437560007]
[0.23039556884765625,196,0.2,26695.034112339999,5339.0068224679999]
[0.28182257831096647,239,0.2,38912.579798050036,7782.5159596100075]
[0.21122608745098115,179,0.2,28623.31476836999,5724.6629536739983]
[0.21230177915096282,180,0.2,28958.751057519999,5791.7502115040006]
[0.24217888712882996,206,0.2,33633.684410919988,6726.7368821839982]
[0.29514330375194547,251,0.2,34181.048304520016,6836.2096609040036]
[0.27466727292537685,233,0.2,37489.981776609995,7497.9963553219995]
[0.29779238855838774,253,0.2,43671.831672629982,8734.3663345259974]
[0.25891091859340665,220,0.2,34150.192349279983,6830.0384698559974]
[0.26021154284477233,221,0.2,35208.999395040009,7041.7998790080019]
[0.19015488195419311,161,0.2,24392.146202000004,4878.4292404000007]
[0.23054520678520202,196,0.2,29818.478785860007,5963.6957571720013]
[0.19924895060062409,169,0.2,27464.848823300003,5492.9697646600007]
[0.22910909163951873,194,0.2,32310.34727087001,6462.0694541740022]
[0.29435074996948241,250,0.2,47281.361873390051,9456.2723746780102]
[0.19250278151035308,163,0.2,26941.02542149002,5388.2050842980043]
[0.22136277687549591,188,0.2,31823.400458640019,6364.6800917280043]
[0.22155930662155152,188,0.2,36100.769315320031,7220.1538630640061]
[0.26988331639766694,229,0.2,38051.840339090006,7610.3680678180017]
[0.23141166222095488,196,0.2,32496.411850280005,6499.2823700560011]
[0.20156835222244263,171,0.2,30789.519578200008,6157.9039156400022]
[0.22083754920959472,187,0.2,26326.958332280003,5265.3916664560011]
[0.18959998083114624,161,0.2,29813.45554006,5962.6911080120008]
[0.19905500292778014,169,0.2,28082.609232360002,5616.521846472001]
[0.23706846141815185,201,0.2,28534.923481760005,5706.9846963520013]
[0.23470275235176086,199,0.2,27555.263814460024,5511.0527628920054]
[0.20839762330055236,177,0.2,26231.944822009998,5246.3889644020001]
[0.29402761030197144,250,0.2,40183.490114100001,8036.6980228200009]
[0.25303774845600124,215,0.2,35348.893936950008,7069.7787873900015]
[0.2307633715867996,196,0.2,35592.316053179988,7118.4632106359977]
[0.28192475366592407,239,0.2,37255.172712999978,7451.0345425999958]
[0.24953076982498168,212,0.2,32467.765002870012,6493.5530005740029]
[0.27075828588008877,230,0.2,38326.74189171,7665.3483783420006]
[0.26207777023315426,223,0.2,35340.976362539979,7068.1952725079964]
[0.22904093170166015,194,0.2,31220.43916641,6244.0878332820002]
[0.27105700457096099,230,0.2,42144.122790870024,8428.8245581740048]
[0.23311333680152893,198,0.2,25930.658907380002,5186.1317814760005]
[0.21717396104335784,184,0.2,29605.819991159999,5921.1639982320003]
[0.22505857300758361,191,0.2,31940.010891800022,6388.002178360005]
[0.19960052704811096,169,0.2,27148.48687405001,5429.6973748100027]
[0.22334376382827759,190,0.2,29118.152714460011,5823.6305428920023]
[0.29480696833133696,250,0.2,40016.461885690034,8003.2923771380074]
[0.29343233370780941,249,0.2,40027.980358140019,8005.5960716280042]
[0.18854538059234618,160,0.2,23121.132243950018,4624.2264487900038]
[0.23101142728328705,196,0.2,28267.41949157001,5653.4838983140025]
[0.27826800799369811,236,0.2,41026.384657450028,8205.2769314900052]
[0.2803102308511734,238,0.2,38235.752988040003,7647.1505976080007]
[0.23567888474464416,200,0.2,35602.734443360008,7120.5468886720018]
[0.23638405573368071,201,0.2,31631.108276539991,6326.2216553079988]
[0.28807777297496795,245,0.2,46095.912330180021,9219.1824660360053]
[0.28025907862186428,238,0.2,40414.702481010012,8082.9404962020026]
[0.23537006878852845,200,0.2,29707.616375809965,5941.5232751619933]
[0.21960759222507475,186,0.2,30190.663698340013,6038.1327396680026]
[0.18827199339866638,160,0.2,24794.970257080022,4958.9940514160044]
[0.19182130444049836,163,0.2,31518.817818050018,6303.763563610004]
[0.20685008490085602,176,0.2,34404.679138899999,6880.9358277800002]
[0.25380097532272339,215,0.2,37444.347153260002,7488.869430652001]
[0.2867307801246643,244,0.2,41151.757359599993,8230.3514719199993]
[0.23758130872249603,202,0.2,32047.107181229996,6409.4214362459998]
[0.20498071146011351,174,0.2,21426.351928860004,4285.2703857720007]
[0.27596240007877348,234,0.2,37022.218869750017,7404.4437739500036]
[0.18622226214408874,158,0.2,26536.202339109994,5307.2404678219991]
[0.28716616523265837,244,0.2,39451.952058139985,7890.3904116279973]
[0.21808159375190733,185,0.2,26654.542384879995,5330.9084769759993]
[0.26680288267135621,227,0.2,37924.645022310011,7584.9290044620029]
[0.26465179824829099,225,0.2,33287.020833640003,6657.4041667280007]
[0.26485767102241514,225,0.2,34456.906326380005,6891.3812652760016]
[0.26374467515945432,224,0.2,35563.87895067002,7112.7757901340046]
[0.2629768141508102,223,0.2,33351.480917220011,6670.296183444003]
[0.23914976871013641,203,0.2,40859.006844950025,8171.8013689900054]
[0.28352160966396334,241,0.2,36358.739548580001,7271.7479097160003]
[0.21125618898868559,179,0.2,27375.549414710007,5475.1098829420016]
[0.24906472599506377,211,0.2,35256.139648980025,7051.2279297960049]
[0.19914996206760407,169,0.2,30389.805594550009,6077.9611189100024]
[0.21905275905132293,186,0.2,24513.788130620003,4902.757626124001]
[0.24628907203674316,209,0.2,36769.363497489976,7353.8726994979952]
[0.19178836941719055,163,0.2,24746.458916309988,4949.2917832619978]
[0.19203453612327576,163,0.2,26350.731267460003,5270.1462534920011]
[0.26697361207008363,227,0.2,35652.879095640012,7130.5758191280029]
[0.28455000185966489,242,0.2,43089.354173820022,8617.870834764004]
[0.20437264001369476,173,0.2,32846.802787230015,6569.3605574460034]
[0.19514185059070588,166,0.2,23818.34127220001,4763.6682544400019]
[0.29157546973228454,248,0.2,43047.00583548002,8609.4011670960044]
[0.22354987442493437,190,0.2,28823.001719830008,5764.6003439660017]
[0.26273664736747743,223,0.2,32674.877213549993,6534.9754427099988]
[0.2234115092754364,190,0.2,28021.512395540016,5604.3024791080034]
[0.23183413016796112,197,0.2,29475.300021910018,5895.0600043820041]
[0.25829590952396392,219,0.2,36254.091691590002,7250.8183383180003]
[0.27652118790149688,235,0.2,31777.289606350012,6355.4579212700028]
[0.19540535795688629,166,0.2,24437.05830809,4887.4116616179999]
[0.2592445156574249,220,0.2,31106.722468529995,6221.3444937059994]
[0.29675279152393341,252,0.2,38506.658328039994,7701.3316656079987]
[0.275070300579071,234,0.2,39490.131700599974,7898.0263401199954]
[0.22079705822467804,187,0.2,34399.227720510011,6879.8455441020023]
[0.28186126863956451,239,0.2,41174.503134660037,8234.9006269320071]
[0.19649727594852448,167,0.2,29826.109180310003,5965.2218360620009]
[0.19109617674350737,162,0.2,23127.447680730016,4625.489536146003]
[0.27576301646232604,234,0.2,33737.404514699992,6747.4809029399985]
[0.23118211591243742,196,0.2,31767.253017350013,6353.4506034700025]
[0.1984381320476532,168,0.2,25429.135412000003,5085.827082400001]
[0.29053727924823758,247,0.2,36219.25415488,7243.850830976]
[0.22531046783924102,191,0.2,34046.93040342001,6809.3860806840021]
[0.22410977661609649,190,0.2,31399.665628130002,6279.9331256260011]
[0.29318380236625669,249,0.2,41637.028797899991,8327.4057595799986]
[0.24088025379180908,204,0.2,29809.336270660013,5961.8672541320029]
[0.2058297175168991,175,0.2,26085.460915129999,5217.0921830260004]
[0.23313022220134735,198,0.2,37695.915888879979,7539.1831777759962]
[0.19868953084945679,169,0.2,25288.186941920012,5057.6373883840024]
[0.20427508521080018,173,0.2,27553.281345540003,5510.6562691080007]
[0.25320046663284301,215,0.2,41186.977280229985,8237.395456045997]
[0.18934264326095582,161,0.2,24697.054491370003,4939.4108982740008]
[0.18795795893669129,159,0.2,26678.075253350016,5335.6150506700033]
[0.225908020734787,192,0.2,28776.914936240009,5755.3829872480019]
[0.25167294609546659,214,0.2,37249.908850120031,7449.9817700240064]
[0.20519419455528259,174,0.2,24854.334847529997,4970.8669695059998]
[0.25182030093669894,214,0.2,30075.712891520012,6015.1425783040031]
[0.25920343351364133,220,0.2,32695.985971570011,6539.1971943140024]
[0.26427929341793061,224,0.2,35279.675029120001,7055.9350058240007]
[0.22700127053260802,193,0.2,33797.376861610013,6759.4753723220028]
[0.26535170316696166,225,0.2,30832.65339765,6166.5306795300003]
[0.21968495249748229,186,0.2,36827.657630029993,7365.5315260059988]
[0.22425726735591889,190,0.2,31485.88894366,6297.1777887320004]
[0.21110552501678467,179,0.2,27903.946048580015,5580.7892097160038]
[0.1863932089805603,158,0.2,28990.032454709995,5798.0064909419998]
[0.24940895712375641,212,0.2,34443.373939270023,6888.6747878540045]
[0.23941227722167968,203,0.2,31478.526064070014,6295.7052128140031]
[0.24219686651229858,206,0.2,34391.517037250007,6878.3034074500019]
[0.25898263227939605,220,0.2,35490.306599859992,7098.0613199719992]
[0.29785383510589597,253,0.2,35345.313113120013,7069.0626226240029]
[0.2864845998287201,243,0.2,42775.193254299986,8555.0386508599968]
[0.1995392096042633,169,0.2,24797.720651780019,4959.5441303560037]
[0.26369107675552367,224,0.2,33539.165558519999,6707.8331117039997]
[0.21244156444072723,180,0.2,29352.932394720017,5870.5864789440038]
[0.26889358735084534,228,0.2,39667.84007939,7933.5680158780006]
[0.21148207962512969,179,0.2,26376.960189500016,5275.3920379000037]
[0.25371199572086334,215,0.2,38397.510887320001,7679.5021774640009]
[0.21798865950107574,185,0.2,30345.755465380018,6069.1510930760041]
[0.22692357051372528,193,0.2,32940.660623450007,6588.1321246900015]
[0.26549258244037627,225,0.2,33468.645820079983,6693.7291640159965]
[0.21555954015254974,183,0.2,28790.20967918001,5758.0419358360023]
[0.28301410996913912,240,0.2,42990.78420497998,8598.1568409959964]
[0.23088454556465149,196,0.2,30834.735895270009,6166.9471790540019]
[0.26482124340534208,225,0.2,33212.98727883002,6642.5974557660047]
[0.20488345563411711,174,0.2,31474.772981929993,6294.9545963859991]
[0.20248216152191162,172,0.2,33017.625616040008,6603.5251232080018]
[0.28876732242107389,245,0.2,41875.748152470034,8375.1496304940065]
[0.26759925520420075,227,0.2,40026.720930690026,8005.3441861380052]
[0.28282720863819122,240,0.2,36302.146792730018,7260.4293585460036]
[0.28833479118347166,245,0.2,31307.639649610024,6261.5279299220056]
[0.25820105910301205,219,0.2,31998.997942519982,6399.7995885039963]
[0.2382628605365753,202,0.2,32393.042219119998,6478.6084438239996]
[0.29334052741527555,249,0.2,40350.122921969996,8070.0245843939992]
[0.21261204922199248,180,0.2,25988.626445700011,5197.7252891400021]
[0.29315198850631713,249,0.2,47052.713596600057,9410.5427193200121]
[0.20437445425987244,173,0.2,30241.253673429987,6048.2507346859975]
[0.23513769578933716,200,0.2,36647.033344830008,7329.4066689660021]
[0.20884008872509002,177,0.2,34023.396692609997,6804.6793385219999]
[0.20589751732349396,175,0.2,28758.026884800001,5751.6053769600003]
[0.24861957657337189,211,0.2,39877.137621820009,7975.4275243640022]
[0.29299538576602935,249,0.2,36097.575759130013,7219.5151518260027]
[0.18812773025035859,160,0.2,24857.391517219992,4971.4783034439988]
[0.27185805201530455,231,0.2,39272.422711940024,7854.4845423880051]
[0.24355184340476987,207,0.2,31440.315578609996,6288.0631157219996]
[0.2935047948360443,249,0.2,38692.515278990017,7738.5030557980035]
[0.21325658226013183,181,0.2,31765.311286160006,6353.0622572320017]
[0.25026371169090272,212,0.2,38425.704806869988,7685.1409613739979]
[0.21596409666538238,183,0.2,29241.968276740008,5848.3936553480016]
[0.19804521524906157,168,0.2,29386.828122939991,5877.3656245879984]
[0.27878522443771359,237,0.2,40113.548853290013,8022.7097706580025]
[0.21442521500587464,182,0.2,24920.010809240004,4984.0021618480014]
[0.23839729821681976,202,0.2,32593.185134389994,6518.6370268779992]
[0.19616051244735719,166,0.2,23364.050515540017,4672.8101031080032]
[0.26918519175052641,229,0.2,36204.447192630003,7240.889438526001]
[0.23063428151607512,196,0.2,24672.771240490008,4934.5542480980021]
[0.24647937083244323,209,0.2,33136.632493759993,6627.3264987519988]
[0.26732813072204586,227,0.2,40163.69255022001,8032.7385100440024]
[0.21061626291275024,179,0.2,29584.290665869994,5916.8581331739988]
[0.27440241336822507,233,0.2,40841.342859709992,8168.2685719419987]
[0.20343705296516418,173,0.2,26401.244846640009,5280.2489693280022]
[0.20201102828979492,171,0.2,33924.305641999999,6784.8611283999999]
[0.28647371435165403,243,0.2,43850.15191031999,8770.0303820639983]
[0.26895858764648439,228,0.2,34310.65979801998,6862.1319596039966]
[0.23118850314617156,196,0.2,33133.547323020008,6626.7094646040023]
[0.1919110586643219,163,0.2,25467.93944604,5093.587889208]
[0.22546955752372741,191,0.2,30393.671506660026,6078.734301332006]
[0.24036099886894224,204,0.2,29578.307601569999,5915.661520314]
[0.28373357069492339,241,0.2,48230.284767979989,9646.0569535959985]
[0.26249524390697476,223,0.2,36110.01340873001,7222.0026817460021]
[0.18828526389598846,160,0.2,23199.13239165,4639.8264783300001]
[0.23215620303153991,197,0.2,37912.335485829994,7582.4670971659989]
[0.26119228219985963,222,0.2,38261.74142459,7652.348284918]
[0.24690260660648344,210,0.2,33213.095500630006,6642.6191001260013]
[0.29706566405296325,252,0.2,39173.925923200019,7834.7851846400044]
[0.29507561266422272,251,0.2,47852.615982590003,9570.523196518001]
[0.18911197578907013,160,0.2,25571.640386400009,5114.3280772800026]
[0.26678486251831057,227,0.2,36558.404853700005,7311.6809707400016]
[0.21149068880081176,179,0.2,30045.060854560012,6009.0121709120031]
[0.19230085659027099,163,0.2,30005.051493539999,6001.0102987079999]
[0.24553986310958861,208,0.2,32327.152004300013,6465.4304008600029]
[0.20519278800487517,174,0.2,27468.528498910011,5493.7056997820027]
[0.25348155927658078,215,0.2,41784.483250599995,8356.8966501199993]
[0.22271080255508421,189,0.2,25163.68236794999,5032.7364735899982]
[0.22915906834602356,195,0.2,30556.177304699999,6111.2354609399999]
[0.19310030722618102,164,0.2,29378.306868640022,5875.6613737280049]
[0.2177459989786148,185,0.2,30464.224726089997,6092.8449452179993]
[0.24864734065532684,211,0.2,31995.707902900009,6399.1415805800025]
[0.24527447354793547,208,0.2,30721.798754540021,6144.3597509080046]
[0.23212801766395569,197,0.2,26789.296054430004,5357.8592108860012]
[0.25236939239501954,214,0.2,38812.578248180034,7762.5156496360069]
[0.2446550885438919,208,0.2,32781.508600849986,6556.3017201699977]
[0.2336408815383911,198,0.2,35050.719918000003,7010.1439836000009]
[0.20008334076404571,170,0.2,27603.169258890004,5520.6338517780014]
[0.19957476067543028,169,0.2,28847.735857700005,5769.5471715400017]
[0.18936204957962036,161,0.2,29890.662201270006,5978.1324402540013]
[0.28841838240623474,245,0.2,36954.154113569995,7390.8308227139996]
[0.24148508405685423,205,0.2,33830.410807510008,6766.0821615020022]
[0.29349405884742735,249,0.2,39949.874648919991,7989.974929783999]
[0.21934475755691529,186,0.2,26092.851715850014,5218.5703431700031]
[0.21917209160327911,186,0.2,25723.386092229994,5144.6772184459987]
[0.24535410332679747,208,0.2,35939.444199839993,7187.888839967999]
[0.21892070639133454,186,0.2,28825.152778339998,5765.0305556679996]
[0.2483363435268402,211,0.2,34968.805706490006,6993.7611412980013]
[0.2968648874759674,252,0.2,37392.703655559977,7478.5407311119961]
[0.26275047504901883,223,0.2,30956.415653830005,6191.2831307660017]
[0.2172057477235794,184,0.2,32266.351556280017,6453.2703112560039]
[0.28094603919982908,239,0.2,33601.649326109997,6720.3298652220001]
[0.20082881927490234,170,0.2,29237.448507999998,5847.4897015999995]
[0.18959052908420562,161,0.2,23557.886796440001,4711.5773592880005]
[0.2194203919172287,186,0.2,26784.018679940007,5356.8037359880018]
[0.23947495365142821,203,0.2,35181.25449549,7036.2508990980004]
[0.29941174936294557,254,0.2,40215.126392750048,8043.0252785500097]
[0.26350984919071196,224,0.2,34483.242897420001,6896.6485794840009]
[0.28389343500137326,241,0.2,43281.50107608,8656.3002152160007]
[0.29744944167137144,253,0.2,39821.15349471003,7964.2306989420067]
[0.23798873949050903,202,0.2,41142.334127440015,8228.4668254880035]
[0.25714857208728792,218,0.2,39678.106312469987,7935.6212624939981]
[0.19555074906349182,166,0.2,29609.352535700004,5921.8705071400009]
[0.22747181260585786,193,0.2,32933.445161259995,6586.6890322519994]
[0.19737463724613188,167,0.2,27435.229732250002,5487.0459464500009]
[0.21682058393955231,184,0.2,25879.916058270002,5175.983211654001]
[0.29442677164077757,250,0.2,31726.994078790027,6345.3988157580061]
[0.25186418259143828,214,0.2,28997.378571230009,5799.4757142460021]
[0.21514882063865662,183,0.2,29670.741738780012,5934.1483477560032]
[0.27462973093986509,233,0.2,40062.676627579989,8012.535325515998]
[0.23903051090240479,203,0.2,31456.932518069996,6291.3865036139996]
[0.23905885934829713,203,0.2,32190.722425480024,6438.1444850960052]
[0.19884078598022462,169,0.2,28051.925611040002,5610.3851222080011]
[0.21147154068946838,179,0.2,27217.798939410008,5443.5597878820017]
[0.21497851252555847,182,0.2,29809.465627020018,5961.8931254040035]
[0.25056361949443817,213,0.2,39023.090539120014,7804.6181078240033]
[0.29730549108982085,253,0.2,38413.224093080018,7682.6448186160042]
[0.21665727460384368,184,0.2,34182.39815008,6836.4796300160006]
[0.24314259839057922,206,0.2,34757.938022050002,6951.5876044100005]
[0.26982368409633634,229,0.2,39517.215147810006,7903.4430295620014]
[0.25120887959003446,213,0.2,31475.483266300009,6295.0966532600023]
[0.29592716681957243,251,0.2,35569.09039339998,7113.8180786799967]
[0.2724696296453476,231,0.2,34718.401703390009,6943.6803406780018]
[0.29715147721767426,252,0.2,37246.45149880003,7449.2902997600067]
[0.2860244472026825,243,0.2,39035.026248139991,7807.0052496279986]
[0.29045074582099917,247,0.2,39403.945784520001,7880.7891569040003]
[0.20327555108070372,172,0.2,27918.085272539996,5583.6170545079995]
[0.20734048855304718,176,0.2,26081.547206140007,5216.3094412280016]
[0.25695162105560299,218,0.2,35975.177832890004,7195.0355665780007]
[0.21440109980106353,182,0.2,28896.576885110007,5779.3153770220015]
[0.26453722214698794,225,0.2,32471.829445129999,6494.3658890260003]
[0.28131022024154662,239,0.2,39916.980357490036,7983.3960714980076]
[0.26168070173263547,222,0.2,37056.055428519998,7411.2110857039997]
[0.26037053740024563,221,0.2,39949.066749690006,7989.8133499380019]
[0.25443023335933684,216,0.2,36093.154782289996,7218.6309564579997]
[0.27051485753059384,230,0.2,32557.797782360027,6511.5595564720061]
[0.24595668447017668,209,0.2,28570.267558309999,5714.0535116620003]
[0.25301016104221341,215,0.2,34179.106687400003,6835.8213374800007]
[0.28227287828922271,240,0.2,44525.973512909994,8905.1947025819991]
[0.19069831323623657,162,0.2,26647.198340120005,5329.4396680240015]
[0.21820117771625519,185,0.2,33619.628865019993,6723.925773003999]
[0.27548358857631683,234,0.2,41385.839380019985,8277.1678760039977]
[0.19622911405563354,166,0.2,29142.209091979999,5828.4418183960006]
[0.19033389437198639,161,0.2,25933.029395960002,5186.6058791920004]
[0.25641280353069307,218,0.2,36077.27740163001,7215.4554803260025]
[0.23528204727172852,200,0.2,33251.76038040001,6650.352076080002]
[0.25342447507381438,215,0.2,37516.00230932999,7503.2004618659985]
[0.28507074487209316,242,0.2,35691.976556589994,7138.3953113179996]
[0.23108085107803344,196,0.2,33369.787091180027,6673.9574182360057]
[0.21217533910274505,180,0.2,25844.453249519996,5168.8906499039995]
[0.1987523295879364,169,0.2,28062.877849610002,5612.5755699220008]
[0.21308072948455811,181,0.2,28901.553344280008,5780.3106688560019]
[0.28798421359062193,245,0.2,41230.045713490028,8246.0091426980052]
[0.28934949159622192,246,0.2,41128.817824060003,8225.7635648120013]
[0.23999227201938628,204,0.2,36758.146063190012,7351.6292126380031]
[0.26883339786529542,228,0.2,37573.444852419991,7514.6889704839987]
[0.23148840415477751,196,0.2,35790.786887149996,7158.1573774299995]
[0.26625264286994932,226,0.2,41149.694377500011,8229.9388755000018]
[0.21155246150493623,180,0.2,28721.882088709997,5744.3764177419998]
[0.24298783707618712,206,0.2,35176.338539429998,7035.2677078859997]
[0.28122030293941497,239,0.2,31573.667380509993,6314.7334761019993]
[0.27608996808528896,234,0.2,38934.112469129948,7786.82249382599]
[0.24070986413955686,204,0.2,28422.770195040004,5684.5540390080014]
[0.19839179742336274,168,0.2,23036.689762769995,4607.3379525539995]
[0.19037507843971252,162,0.2,27955.899474039998,5591.1798948079995]
[0.29853163611888883,254,0.2,46164.492584580003,9232.8985169160005]
[0.26987060308456423,229,0.2,35416.759214440026,7083.3518428880052]
[0.22452590489387511,191,0.2,28922.931954520009,5784.5863909040017]
[0.18747581791877746,159,0.2,25153.23785407003,5030.647570814006]
[0.2948006966114044,250,0.2,45756.424988229977,9151.2849976459966]
[0.28939098823070525,246,0.2,39010.271884180023,7802.0543768360048]
[0.2124061017036438,180,0.2,24312.84040125,4862.5680802500001]
[0.29252249944210051,248,0.2,31487.615415960019,6297.5230831920044]
[0.19506048130989073,165,0.2,22996.498437500013,4599.2996875000026]
[0.22545728588104247,191,0.2,31494.979163590015,6298.9958327180029]
[0.20115774822235108,171,0.2,26659.215039930001,5331.8430079860009]
[0.22038998079299926,187,0.2,32933.28448136001,6586.6568962720021]
[0.29620788574218748,252,0.2,35982.882504990012,7196.5765009980023]
[0.27496214568614957,233,0.2,41786.003827700006,8357.2007655400012]
[0.22171029675006865,188,0.2,30496.993319909998,6099.3986639819996]
[0.2037818684577942,173,0.2,25878.561280090005,5175.7122560180014]
[0.19550601124763489,166,0.2,27675.368456710014,5535.0736913420033]
[0.19398101842403412,165,0.2,28456.690026540025,5691.3380053080054]
[0.19893559563159943,169,0.2,30933.89433594,6186.7788671880007]
[0.26066058576107026,221,0.2,34670.056844540006,6934.0113689080017]
[0.19392566692829133,165,0.2,32386.216619550014,6477.2433239100028]
[0.27709140479564665,235,0.2,35460.990539500002,7092.1981079000007]
[0.25003951299190519,212,0.2,32883.496614180003,6576.6993228360006]
[0.21667333102226258,184,0.2,26474.694180030008,5294.938836006002]
[0.21408062374591827,182,0.2,28342.626320119994,5668.5252640239996]
[0.24737108302116395,210,0.2,33673.209391079989,6734.6418782159981]
[0.23918844544887541,203,0.2,28717.704340979995,5743.5408681959998]
[0.27379167830944062,232,0.2,34646.928747060017,6929.3857494120039]
[0.24836787199974059,211,0.2,40522.406486869993,8104.481297373999]
[0.25790721917152404,219,0.2,31954.588701919998,6390.9177403840004]
[0.29610274100303646,251,0.2,34389.439719500013,6877.8879439000029]
[0.253928706407547,216,0.2,37356.939773800033,7471.3879547600072]
[0.21576677191257476,183,0.2,32039.997919340003,6407.9995838680006]
[0.1871708275079727,159,0.2,24106.492212469988,4821.2984424939978]
[0.24984877932071686,212,0.2,32014.733184969991,6402.9466369939983]
[0.21722487545013427,184,0.2,29648.459130459996,5929.6918260919992]
[0.2517765687704086,214,0.2,35184.946533039991,7036.9893066079985]
[0.22653131961822509,192,0.2,35173.532884260007,7034.7065768520015]
[0.24665455090999602,209,0.2,30029.529570610004,6005.9059141220014]
[0.27701300489902497,235,0.2,37979.562729780002,7595.9125459560009]
[0.19224813473224639,163,0.2,19665.166962900013,3933.0333925800028]
[0.19719824087619781,167,0.2,22509.664158450007,4501.9328316900019]
[0.24982518732547759,212,0.2,37587.427437019986,7517.4854874039975]
[0.20705868244171141,176,0.2,25919.115371100019,5183.8230742200039]
[0.24534785878658294,208,0.2,30787.428604100012,6157.4857208200028]
[0.21464504456520081,182,0.2,28893.766868120001,5778.7533736240002]
[0.19939396798610687,169,0.2,30720.104220130001,6144.0208440260003]
[0.21130364477634431,179,0.2,29685.169517480012,5937.0339034960025]
[0.28566346657276154,243,0.2,37098.345705730011,7419.6691411460024]
[0.1978730045557022,168,0.2,26661.585416530008,5332.3170833060021]
[0.21300595808029174,181,0.2,31411.949152870013,6282.3898305740031]
[0.27200756764411926,231,0.2,36798.241555739995,7359.6483111479993]
[0.28079188942909239,238,0.2,42017.146840860019,8403.4293681720046]
[0.28837846219539642,245,0.2,39494.955070539982,7898.9910141079963]
[0.20791577446460724,176,0.2,25917.428401179997,5183.485680236]
[0.1997460880279541,169,0.2,25764.63531854,5152.9270637080008]
[0.19952105355262756,169,0.2,29208.717472780001,5841.7434945560008]
[0.25946767473220822,220,0.2,32828.9895015,6565.7979003]
[0.19284452569484711,164,0.2,26441.343691219983,5288.2687382439972]
[0.19443657088279723,165,0.2,23352.545260489998,4670.5090520980002]
[0.21943548345565794,186,0.2,32675.094740229997,6535.0189480459994]
[0.23657194912433624,201,0.2,33934.718405109998,6786.9436810219995]
[0.25434994447231291,216,0.2,38636.179039340015,7727.2358078680036]
[0.23182045197486878,197,0.2,25700.214659770016,5140.0429319540035]
[0.29592597770690915,251,0.2,37161.899343839992,7432.3798687679991]
[0.24840014791488646,211,0.2,31819.097049289991,6363.8194098579988]
[0.26102167510986329,222,0.2,35032.915250400009,7006.5830500800021]
[0.20608233940601348,175,0.2,29654.863114140011,5930.9726228280024]
[0.22094453537464143,188,0.2,38352.235359439983,7670.4470718879966]
[0.26415677404403687,224,0.2,31646.997073680006,6329.3994147360017]
[0.26894205558300016,228,0.2,35501.386294910022,7100.2772589820052]
[0.24398071217536926,207,0.2,31846.093003420028,6369.2186006840057]
[0.25710318875312804,218,0.2,34631.210767530007,6926.2421535060021]
[0.25853254973888395,220,0.2,41898.453956680023,8379.6907913360046]
[0.29600144219398494,251,0.2,43475.93265001999,8695.186530003999]
[0.22160965704917907,188,0.2,32998.315519770003,6599.6631039540007]
[0.27637520563602447,235,0.2,39990.346911739995,7998.0693823479996]
[0.26939825356006619,229,0.2,38083.614553060004,7616.7229106120012]
[0.25524668490886687,217,0.2,35971.419709220012,7194.2839418440026]
[0.1893441992998123,161,0.2,20519.758606849995,4103.9517213699992]
[0.29213073098659514,248,0.2,39597.99076096002,7919.5981521920039]
[0.27558316826820373,234,0.2,37471.977715829962,7494.3955431659924]
[0.28756467425823212,244,0.2,41232.400584409988,8246.4801168819977]
[0.2215122721195221,188,0.2,31910.114937830011,6382.0229875660025]
[0.26757280933856964,227,0.2,35345.413939080026,7069.0827878160053]
[0.21478232252597809,182,0.2,24478.063117370006,4895.6126234740013]
[0.2477532570362091,210,0.2,37304.410758020007,7460.8821516040016]
[0.18619106662273407,158,0.2,27610.172551919994,5522.0345103839991]
[0.2732347455024719,232,0.2,38510.10020531997,7702.0200410639945]
[0.21608902823925019,183,0.2,31036.359583120004,6207.2719166240013]
[0.27799371707439424,236,0.2,35911.395691850012,7182.2791383700023]
[0.29596529316902159,251,0.2,38378.429029830011,7675.6858059660026]
[0.21949741244316101,186,0.2,32438.828261869996,6487.7656523739997]
[0.27865660321712493,237,0.2,39739.440593450003,7947.8881186900007]
[0.29434591877460481,250,0.2,39448.080971869989,7889.616194373998]
[0.20902781224250794,177,0.2,30812.233179100003,6162.4466358200007]
[0.19532571458816528,166,0.2,24036.534163349992,4807.3068326699986]
[0.20469658148288727,174,0.2,28481.940219009997,5696.3880438019996]
[0.21006634926795958,178,0.2,27346.698254830015,5469.3396509660033]
[0.24666251456737517,209,0.2,32236.68567073001,6447.3371341460024]
[0.24647814095020293,209,0.2,40877.996193549989,8175.5992387099977]
[0.22759162080287931,193,0.2,29687.001850189987,5937.4003700379981]
[0.24482107508182524,208,0.2,33767.119708479993,6753.423941695999]
[0.19992365312576293,170,0.2,25859.841828900015,5171.9683657800033]
[0.28385797226428983,241,0.2,42080.266728620016,8416.0533457240035]
[0.27498946130275725,234,0.2,35130.197296940023,7026.0394593880046]
[0.23284856557846068,198,0.2,35180.565963909998,7036.1131927819997]
[0.2807620121240616,238,0.2,33790.671860720002,6758.1343721440007]
[0.20969436764717103,178,0.2,24070.40107832001,4814.080215664002]
[0.21704189479351044,184,0.2,29322.295264809989,5864.4590529619982]
[0.22968089175224304,195,0.2,33477.397503180015,6695.4795006360036]
[0.2038134377002716,173,0.2,28047.668032780006,5609.5336065560014]
[0.25058727264404296,213,0.2,28225.757666960006,5645.1515333920015]
[0.22763311743736267,193,0.2,30070.987116900003,6014.1974233800011]
[0.23603258800506591,200,0.2,39304.159917060002,7860.8319834120011]
[0.21838498055934905,185,0.2,25620.52952937,5124.1059058740002]
[0.28121477186679839,239,0.2,32770.988370020015,6554.1976740040036]
[0.25925562536716462,220,0.2,42520.64124194,8504.1282483880004]
[0.19532443714141845,166,0.2,24187.102544950001,4837.4205089900006]
[0.21655316269397734,184,0.2,27508.231527860007,5501.6463055720014]
[0.18978651523590087,161,0.2,22939.965157339997,4587.9930314679996]
[0.29739097809791565,253,0.2,47662.58572410998,9532.5171448219971]
[0.26389386463165282,224,0.2,37104.508460329998,7420.9016920659997]
[0.21073035657405853,179,0.2,27694.864849369998,5538.9729698740002]
[0.29858675658702849,254,0.2,41563.027078749976,8312.6054157499948]
[0.2671803545951843,227,0.2,38772.807980380036,7754.5615960760078]
[0.22464499282836914,191,0.2,28088.618429609985,5617.7236859219975]
[0.2986342735290527,254,0.2,47228.213805820007,9445.6427611640011]
[0.20431978905200959,173,0.2,22940.843177540009,4588.1686355080019]
[0.26139022529125211,222,0.2,34578.699359250015,6915.7398718500035]
[0.26668057394027711,226,0.2,43683.448038280032,8736.689607656006]
[0.25190332138538363,214,0.2,34242.20449619001,6848.4408992380022]
[0.22178762984275818,188,0.2,31514.30692472,6302.8613849440007]
[0.27279889833927151,232,0.2,36826.946531879985,7365.389306375997]
[0.19932771062850951,169,0.2,25233.977436860016,5046.7954873720037]
[0.20800783896446229,177,0.2,31104.440062800018,6220.8880125600044]
[0.26705193042755127,227,0.2,34679.304642690018,6935.8609285380044]
[0.29198097753524777,248,0.2,38950.121041509992,7790.0242083019984]
[0.29298887622356412,249,0.2,32088.878943240008,6417.7757886480022]
[0.18864448463916778,160,0.2,23917.719007410011,4783.543801482002]
[0.24597737503051759,209,0.2,32429.810204150002,6485.9620408300007]
[0.21735089421272277,184,0.2,31259.333156379991,6251.8666312759988]
[0.1903659120798111,162,0.2,23583.076332800007,4716.6152665600011]
[0.19582757449150084,166,0.2,31354.117390770018,6270.8234781540041]
[0.26799777781963346,228,0.2,38430.366809819992,7686.0733619639987]
[0.29767397332191464,253,0.2,47494.059013559992,9498.8118027119981]
[0.25859392833709716,220,0.2,38538.288266589974,7707.657653317995]
[0.26379818522930143,224,0.2,32056.510459120011,6411.3020918240027]
[0.20817243933677673,177,0.2,28436.040609510008,5687.2081219020019]
[0.25521570682525635,217,0.2,34420.06912599002,6884.0138251980043]
[0.25157766079902649,214,0.2,36819.057251799997,7363.81145036]
[0.18996189916133879,161,0.2,20834.818620899987,4166.9637241799974]
[0.24412206709384918,207,0.2,42144.909355590025,8428.9818711180051]
[0.21582134878635406,183,0.2,30631.451259249992,6126.2902518499986]
[0.21712396395206451,184,0.2,28523.690469290017,5704.7380938580036]
[0.28380847120285035,241,0.2,32042.850231310018,6408.5700462620043]
[0.25857923769950864,220,0.2,36124.949741470016,7224.9899482940036]
[0.20199274313449861,171,0.2,28022.50866556001,5604.5017331120025]
[0.19525453770160675,166,0.2,20590.730441059997,4118.146088212]
[0.19890768885612486,169,0.2,24554.616708280024,4910.9233416560046]
[0.27174684619903566,231,0.2,35685.601562810007,7137.1203125620013]
[0.29072769355773925,247,0.2,41601.928305980007,8320.3856611960018]
[0.18686763095855713,159,0.2,29262.160546880008,5852.4321093760018]
[0.26647006702423093,226,0.2,38974.798382799985,7794.9596765599972]
[0.28135904181003568,239,0.2,34583.038321559994,6916.6076643119995]
[0.21462511503696441,182,0.2,28329.342227200021,5665.8684454400045]
[0.27226305699348452,231,0.2,38936.28177958999,7787.256355917998]
[0.26478651452064517,225,0.2,36034.690752500021,7206.9381505000047]
[0.19514540433883668,166,0.2,28920.972356410002,5784.1944712820004]
[0.21917657625675202,186,0.2,33774.629963899999,6754.9259927800003]
[0.22596194529533387,192,0.2,29058.33022093002,5811.666044186004]
[0.28045648491382597,238,0.2,30561.073040870022,6112.2146081740048]
[0.29798374056816102,253,0.2,40453.090026280006,8090.6180052560012]
[0.26713567113876341,227,0.2,37094.554348029982,7418.9108696059966]
[0.21043554496765138,179,0.2,30636.961302800002,6127.392260560001]
[0.25209827470779417,214,0.2,38607.212023050008,7721.4424046100021]
[0.25685500395298005,218,0.2,36509.636918310018,7301.9273836620041]
[0.28362377142906187,241,0.2,34859.182895369988,6971.8365790739981]
[0.22571984195709227,192,0.2,30808.47462773,6161.6949255460004]
[0.27870226514339447,237,0.2,38877.742369070031,7775.5484738140067]
[0.29814542591571808,253,0.2,45036.671643340014,9007.3343286680029]
[0.23195616710186004,197,0.2,32215.743208979995,6443.1486417959995]
[0.27582992613315582,234,0.2,35545.934056969993,7109.1868113939991]
[0.21693354964256287,184,0.2,28733.49435570998,5746.6988711419963]
[0.20497297203540801,174,0.2,28076.084571019983,5615.2169142039966]
[0.25536420321464537,217,0.2,43249.123446600017,8649.824689320003]
[0.24279414081573486,206,0.2,29367.582404920016,5873.5164809840035]
[0.21608050739765167,183,0.2,33252.278316920041,6650.4556633840084]
[0.22622414124011991,192,0.2,29660.585307090005,5932.117061418001]
[0.25123425865173338,213,0.2,33686.297207230004,6737.2594414460009]
[0.21845278716087341,185,0.2,36291.363966860001,7258.2727933720007]
[0.20883922576904296,177,0.2,27490.050546179998,5498.0101092360001]
[0.22769223332405089,193,0.2,28617.275534880013,5723.4551069760028]
[0.21369365930557249,181,0.2,28354.75173436003,5670.9503468720068]
[0.2364514410495758,201,0.2,28563.814973670032,5712.7629947340065]
[0.26697373437881466,227,0.2,38671.074020589993,7734.2148041179989]
[0.26711444377899168,227,0.2,36593.589928220004,7318.7179856440016]
[0.1964735140800476,167,0.2,23853.591881020009,4770.7183762040022]
[0.25618697404861451,218,0.2,29290.241647650004,5858.048329530001]
[0.22045649635791778,187,0.2,25961.512889720001,5192.3025779440004]
[0.28026565611362458,238,0.2,33643.136376970018,6728.6272753940038]
[0.20039808869361878,170,0.2,26386.081337679985,5277.2162675359978]
[0.2984675463438034,253,0.2,37095.089896550046,7419.0179793100097]
[0.27032130396366116,230,0.2,35456.916232360018,7091.3832464720035]
[0.25253368020057676,214,0.2,41634.179661800008,8326.8359323600016]
[0.28198236787319181,239,0.2,37463.617340729994,7492.7234681459995]
[0.28161478936672213,239,0.2,39836.089308440001,7967.217861688001]
[0.29361159074306487,249,0.2,39055.074409459965,7811.0148818919934]
[0.25630477774143218,218,0.2,33906.086764950021,6781.2173529900047]
[0.26628169798851009,226,0.2,32538.830527120001,6507.7661054240007]
[0.18951473844051361,161,0.2,27344.01728627002,5468.8034572540046]
[0.24954659521579742,212,0.2,30938.624149660009,6187.7248299320017]
[0.2025846290588379,172,0.2,26999.283744630004,5399.8567489260013]
[0.26672223365306852,226,0.2,33886.546932790021,6777.3093865580049]
[0.23246242332458494,197,0.2,25186.97217904,5037.3944358080007]
[0.22320586752891541,189,0.2,29070.506658330007,5814.1013316660019]
[0.29111367273330691,247,0.2,39146.441671520013,7829.288334304003]
[0.20993236684799194,178,0.2,30202.18830010001,6040.4376600200021]
[0.2693997756242752,229,0.2,32424.415371790004,6484.8830743580011]
[0.27386261737346651,233,0.2,38371.030087760024,7674.2060175520055]
[0.19266088593006134,163,0.2,23476.753088580001,4695.3506177160007]
[0.23603745996952058,200,0.2,28321.305010259988,5664.2610020519978]
[0.26223995161056518,223,0.2,28804.493520889988,5760.8987041779983]
[0.19849394559860228,168,0.2,29600.439409719998,5920.0878819440004]
[0.22481801211833954,191,0.2,31610.253978730012,6322.0507957460031]
[0.23137202060222625,196,0.2,30738.411653930001,6147.6823307860004]
[0.27846084809303284,236,0.2,32643.090409479992,6528.6180818959983]
[0.22906915104389192,194,0.2,27525.612543199986,5505.1225086399972]
[0.2307301104068756,196,0.2,32139.412143590002,6427.8824287180005]
[0.18736094963550567,159,0.2,24980.387027470009,4996.0774054940021]
[0.20340285408496855,173,0.2,24739.971552900002,4947.9943105800012]
[0.20680095756053923,175,0.2,26254.752419870008,5250.9504839740021]
[0.19086788070201874,162,0.2,18774.65872725,3754.9317454500001]
[0.21036563873291014,179,0.2,25125.209564520002,5025.041912904001]
[0.28998604059219357,246,0.2,38975.647325680002,7795.1294651360004]
[0.21475329458713532,182,0.2,24925.638261150012,4985.1276522300032]
[0.23903411221504212,203,0.2,31800.062960280022,6360.0125920560049]
[0.21443959307670593,182,0.2,31274.998732670007,6254.999746534002]
[0.19756436526775359,168,0.2,24313.378083500007,4862.6756167000012]
[0.27467050051689146,233,0.2,35311.790720459991,7062.3581440919988]
[0.22288956356048584,189,0.2,30323.384475520004,6064.6768951040012]
[0.27200237631797791,231,0.2,36412.0304034,7282.4060806800007]
[0.28217221140861509,240,0.2,34064.990834409997,6812.9981668820001]
[0.20667974960803986,175,0.2,32422.674492850012,6484.534898570003]
[0.20156550514698029,171,0.2,22671.808828240006,4534.361765648001]
[0.19036678183078765,162,0.2,27295.661055540015,5459.1322111080035]
[0.20793885684013366,176,0.2,25218.741086990016,5043.7482173980034]
[0.27770350563526153,236,0.2,34799.931770010022,6959.9863540020051]
[0.25606700277328492,217,0.2,30749.681500040009,6149.936300008002]
[0.27429558348655703,233,0.2,31168.104092630016,6233.6208185260039]
[0.24136171531677245,205,0.2,34828.635381699976,6965.7270763399956]
[0.28052859950065612,238,0.2,33710.767694530019,6742.1535389060045]
[0.23312049186229705,198,0.2,29596.547692140008,5919.3095384280023]
[0.23003106164932252,195,0.2,30434.512912969993,6086.9025825939989]
[0.27971778774261474,238,0.2,36036.587054360003,7207.3174108720013]
[0.26796191418170928,228,0.2,33712.591971340007,6742.5183942680014]
[0.27116566228866579,230,0.2,36488.713201910017,7297.7426403820036]
[0.21750284922122953,185,0.2,30052.12263297999,6010.424526595998]
[0.27983829581737518,238,0.2,35980.138915780015,7196.0277831560034]
[0.26541845655441282,225,0.2,32598.219186759994,6519.6438373519995]
[0.23300497126579284,198,0.2,33137.515854690006,6627.5031709380019]
[0.29332112109661101,249,0.2,39904.305094999996,7980.8610189999999]
[0.28364738380908966,241,0.2,38369.529225630002,7673.9058451260007]
[0.21234379899501801,180,0.2,29844.11380658999,5968.8227613179988]
[0.21509837508201599,183,0.2,28621.942186250002,5724.3884372500006]
[0.2283224494457245,194,0.2,29352.218829849997,5870.4437659699997]
[0.26431131112575529,224,0.2,38272.114369569994,7654.422873913999]
[0.27117902112007142,230,0.2,41422.700661150004,8284.5401322300004]
[0.24697266232967377,210,0.2,28897.538670250018,5779.5077340500038]
[0.22251081418991089,189,0.2,26719.420296480002,5343.8840592960005]
[0.26057931160926817,221,0.2,37379.631837650028,7475.9263675300062]
[0.22093197154998778,188,0.2,27655.275292819999,5531.0550585640003]
[0.27681379115581511,235,0.2,42553.467010100001,8510.6934020200006]
[0.29377390801906583,250,0.2,42380.707305799973,8476.1414611599957]
[0.19343025541305542,164,0.2,26556.328593240018,5311.2657186480037]
[0.22722078073024748,193,0.2,31619.800554610014,6323.960110922003]
[0.19013341677188872,161,0.2,23956.016071930011,4791.2032143860024]
[0.22672080981731413,192,0.2,27785.143639970011,5557.0287279940021]
[0.24717326903343201,210,0.2,33148.394202660027,6629.6788405320058]
[0.24348920094966889,207,0.2,31773.236075880017,6354.6472151760036]
[0.2515084136724472,214,0.2,34134.173788870008,6826.8347577740024]
[0.23123792266845702,196,0.2,28327.786200350009,5665.5572400700021]
[0.21417552173137663,182,0.2,33620.299652000002,6724.0599304000007]
[0.22159757566452026,188,0.2,29919.806411790007,5983.9612823580019]
[0.20414057958126067,173,0.2,29038.976226890012,5807.7952453780026]
[0.25410025799274444,216,0.2,35827.655088029984,7165.5310176059975]
[0.279167724609375,237,0.2,41306.157457590001,8261.2314915180013]
[0.2018743007183075,171,0.2,23745.040797549991,4749.0081595099982]
[0.20284893822669983,172,0.2,23859.497588840004,4771.8995177680008]
[0.20768099606037138,176,0.2,22001.81909456,4400.3638189120002]
[0.23001847743988035,195,0.2,38073.257615530034,7614.6515231060075]
[0.28409092283248899,241,0.2,40766.716417370029,8153.3432834740061]
[0.2341938121318817,199,0.2,33580.750995629991,6716.1501991259984]
[0.23411254477500915,199,0.2,33752.24265616999,6750.4485312339984]
[0.2951730315685272,251,0.2,41217.763832119963,8243.5527664239926]
[0.1924043161869049,163,0.2,28734.232545190003,5746.8465090380014]
[0.25508381724357604,217,0.2,34967.021459109979,6993.4042918219966]
[0.22817417049407959,194,0.2,26536.692743399995,5307.3385486799998]
[0.29770198881626131,253,0.2,46387.346251449977,9277.4692502899961]
[0.21448713719844817,182,0.2,26124.307305090006,5224.8614610180011]
[0.27901236534118651,237,0.2,37788.368571540013,7557.6737143080027]
[0.19491835856437684,165,0.2,29945.779940079992,5989.1559880159984]
[0.28993787813186644,246,0.2,37865.662157220031,7573.1324314440062]
[0.28175293028354642,239,0.2,42862.203347390023,8572.4406694780046]
[0.27962410604953764,237,0.2,40502.684343340014,8100.5368686680031]
[0.23866208302974701,203,0.2,29669.233289119995,5933.8466578239995]
[0.29981968295574185,255,0.2,38124.665331430027,7624.9330662860057]
[0.2430232046842575,206,0.2,30056.707316560009,6011.3414633120019]
[0.29255050134658811,248,0.2,41698.535979130007,8339.7071958260021]
[0.29783996665477752,253,0.2,40770.477923319988,8154.0955846639981]
[0.29363666403293609,249,0.2,34357.034795290019,6871.4069590580038]
[0.2507444189786911,213,0.2,33519.587511190002,6703.9175022380005]
[0.19631424772739411,167,0.2,25742.069666889991,5148.4139333779985]
[0.27926767122745511,237,0.2,39273.036970249988,7854.6073940499982]
[0.26953188264369965,229,0.2,30661.609190470012,6132.3218380940025]
[0.2488401128053665,211,0.2,29142.91915853001,5828.5838317060025]
[0.20387597143650055,173,0.2,30327.299359670014,6065.4598719340029]
[0.19541784703731538,166,0.2,21144.163760599997,4228.8327521199999]
[0.21973176956176757,186,0.2,31188.706574099993,6237.7413148199994]
[0.21699670851230621,184,0.2,26425.129568930002,5285.0259137860012]
[0.28826241159439087,245,0.2,34190.822254490013,6838.1644508980025]
[0.23243862748146057,197,0.2,39600.869498310021,7920.1738996620043]
[0.25033080482482911,213,0.2,40080.039523939973,8016.0079047879954]
[0.27841624617576599,236,0.2,39387.066841290005,7877.4133682580014]
[0.19575450861454011,166,0.2,26283.00750865999,5256.6015017319987]
[0.21546489357948304,183,0.2,26902.974522000008,5380.5949044000017]
[0.27443004155158995,233,0.2,36279.779280759998,7255.9558561519998]
[0.19610887098312377,166,0.2,23619.802898360016,4723.9605796720034]
[0.21002570879459381,178,0.2,21534.414282299993,4306.8828564599989]
[0.23189598441123963,197,0.2,32264.281597009991,6452.8563194019989]
[0.29296629667282104,249,0.2,34599.929794429983,6919.9859588859972]
[0.21126157736778259,179,0.2,32787.266645770003,6557.453329154001]
[0.29025728058815004,247,0.2,58391.575729359982,11678.315145871997]
[0.236805810213089,201,0.2,31042.966739560004,6208.5933479120013]
[0.23194098043441772,197,0.2,33441.070868880015,6688.214173776003]
[0.23334170079231262,198,0.2,36107.728812549991,7221.5457625099989]
[0.2706947940587997,230,0.2,33300.909831990008,6660.1819663980023]
[0.28437383651733394,242,0.2,37713.005983910007,7542.6011967820014]
[0.23322033655643462,198,0.2,32142.252548059994,6428.4505096119992]
[0.29771789574623109,253,0.2,38681.927048270016,7736.3854096540035]
[0.25063266277313234,213,0.2,39098.241016660017,7819.6482033320035]
[0.29173784136772152,248,0.2,31303.196555910021,6260.6393111820043]
[0.20855705273151398,177,0.2,29398.920352190016,5879.7840704380033]
[0.19735499989986419,167,0.2,32271.305740790001,6454.2611481580007]
[0.25799713647365569,219,0.2,33585.3151134,6717.0630226800004]
[0.23831453597545624,202,0.2,29847.430745019989,5969.4861490039984]
[0.18779369831085205,159,0.2,23851.958729760016,4770.3917459520035]
[0.29553431797027585,251,0.2,44172.008815049987,8834.401763009997]
[0.2615148510932922,222,0.2,35909.293480680019,7181.8586961360043]
[0.29545939028263091,251,0.2,34478.287744619993,6895.6575489239985]
[0.28353670799732206,241,0.2,42322.165642519998,8464.4331285040007]
[0.1997835077047348,170,0.2,30844.259801170017,6168.8519602340039]
[0.20584942960739136,175,0.2,24905.426844619989,4981.0853689239984]
[0.25000701284408566,212,0.2,33656.91638141001,6731.383276282002]
[0.2563850530385971,218,0.2,34409.550948920005,6881.910189784001]
[0.18725654554367066,159,0.2,20286.869706459998,4057.3739412919999]
[0.22418204069137573,190,0.2,28888.895013300014,5777.7790026600032]
[0.29353022825717923,249,0.2,39970.722369579998,7994.1444739159997]
[0.25395782268047329,216,0.2,33763.40880178001,6752.6817603560021]
[0.28488876986503597,242,0.2,39667.484570840017,7933.496914168004]
[0.25147443902492522,214,0.2,41325.048863149961,8265.0097726299919]
[0.21676673412322997,184,0.2,24131.43057446001,4826.2861148920019]
[0.26781151521205904,227,0.2,38050.540661770006,7610.108132354002]
[0.27238480174541474,231,0.2,40528.525391799994,8105.7050783599989]
[0.26240794265270234,223,0.2,34329.893555379997,6865.9787110759999]
[0.21267623412609099,180,0.2,23473.516376409989,4694.7032752819978]
[0.2034879333972931,173,0.2,26908.956244980021,5381.7912489960045]
[0.26310799026489257,223,0.2,37016.243651680008,7403.2487303360022]
[0.21108970642089844,179,0.2,31545.481912719988,6309.0963825439976]
[0.25019362878799439,212,0.2,39091.591526489996,7818.3183052979994]
[0.29897616040706632,254,0.2,41255.651661029995,8251.1303322059994]
[0.25064820957183837,213,0.2,34717.202962769989,6943.4405925539977]
[0.26454496836662289,225,0.2,33540.005229549999,6708.0010459100004]
[0.19067186737060546,162,0.2,29601.428842359983,5920.2857684719966]
[0.29169249880313874,248,0.2,38434.085423960008,7686.8170847920019]
[0.25568942213058471,217,0.2,35829.178744869991,7165.8357489739983]
[0.25606636404991151,217,0.2,30010.822778510003,6002.1645557020011]
[0.20976431465148926,178,0.2,32551.035021060015,6510.2070042120031]
[0.2266557823419571,192,0.2,27708.011191210007,5541.6022382420015]
[0.24564624452590941,209,0.2,32383.226067020012,6476.6452134040028]
[0.2077066876888275,176,0.2,26792.035918550002,5358.4071837100009]
[0.27195341885089874,231,0.2,36564.590672640006,7312.9181345280012]
[0.20909265625476836,177,0.2,23876.478028180005,4775.2956056360008]
[0.26583772408962247,226,0.2,32619.309912190009,6523.8619824380021]
[0.22489050722122192,191,0.2,34127.871324950007,6825.5742649900021]
[0.20390993928909301,173,0.2,30299.409130150012,6059.8818260300031]
[0.26452357792854309,225,0.2,32921.17658503999,6584.2353170079987]
[0.2141609330177307,182,0.2,27053.071777669997,5410.6143555339995]
[0.29783212530612946,253,0.2,39005.137923169983,7801.0275846339973]
[0.29276526868343355,249,0.2,45870.380342099968,9174.076068419994]
[0.20115946733951567,171,0.2,25492.391027269994,5098.4782054539992]
[0.29619691193103792,252,0.2,42759.797298439997,8551.9594596879997]
[0.2709923644065857,230,0.2,32704.279764380026,6540.8559528760052]
[0.22057807123661041,187,0.2,24334.504134059989,4866.9008268119978]
[0.28491124069690704,242,0.2,34736.800084950017,6947.3600169900037]
[0.25844021344184875,219,0.2,35751.470215369998,7150.294043074]
[0.25539475321769711,217,0.2,33978.731733860011,6795.7463467720027]
[0.26343865871429439,224,0.2,37910.580159820012,7582.116031964003]
[0.21302834737300871,181,0.2,29242.415994240015,5848.4831988480037]
[0.24383681595325468,207,0.2,28870.837901620002,5774.1675803240005]
[0.25615868675708769,217,0.2,35494.043785850001,7098.8087571700007]
[0.27174675786495206,231,0.2,38523.473154400017,7704.6946308800034]
[0.29358625924587251,249,0.2,41068.650174609989,8213.7300349219986]
[0.254507763504982,216,0.2,29721.796245960009,5944.3592491920026]
[0.24439630365371703,207,0.2,40828.562730530008,8165.7125461060023]
[0.21589336824417113,183,0.2,28098.842166269998,5619.7684332540002]
[0.19077925443649291,162,0.2,28205.836080239995,5641.1672160479993]
[0.23380739128589628,198,0.2,31863.790655870023,6372.758131174005]
[0.29099241042137147,247,0.2,40793.285279069991,8158.6570558139983]
[0.25435583567619324,216,0.2,30772.979624170006,6154.5959248340014]
[0.25791118061542512,219,0.2,36379.098528889997,7275.8197057779998]
[0.2989582897424698,254,0.2,44867.910757769998,8973.5821515539992]
[0.20081627583503722,170,0.2,25554.096635310008,5110.8193270620022]
[0.25269434630870818,215,0.2,37532.701895940008,7506.5403791880017]
[0.22921840846538544,195,0.2,31826.566683230019,6365.3133366460042]
[0.29441964375972746,250,0.2,34855.869677179995,6971.1739354359997]
[0.29259942483901979,249,0.2,40769.11423155004,8153.8228463100086]
[0.19159623599052428,163,0.2,25687.807411599999,5137.5614823200003]
[0.18672435307502747,158,0.2,23585.084077909985,4717.0168155819974]
[0.26660604035854341,226,0.2,43055.426575630016,8611.0853151260035]
[0.26321945428848265,223,0.2,35001.340630089995,7000.2681260179997]
[0.29366400003433224,249,0.2,43219.142232359976,8643.8284464719964]
[0.21965788149833679,186,0.2,26064.653139229991,5212.930627845999]
[0.26462447583675386,225,0.2,32666.69039782001,6533.3380795640023]
[0.29145663321018217,248,0.2,34840.690268090009,6968.1380536180022]
[0.27136195421218873,230,0.2,32806.264123880021,6561.2528247760047]
[0.28521595251560211,242,0.2,36457.506928520008,7291.5013857040021]
[0.19105079340934752,162,0.2,30215.253738450014,6043.0507476900029]
[0.26011258828639983,221,0.2,34772.590239279991,6954.5180478559987]
[0.20143895637989043,171,0.2,26912.809204460002,5382.5618408920009]
[0.2415277086496353,205,0.2,35435.447139170021,7087.0894278340047]
[0.26851302373409269,228,0.2,32762.927100620018,6552.5854201240036]
[0.2981969382762909,253,0.2,37678.877861579975,7535.7755723159953]
[0.27956626081466673,237,0.2,36295.939560920015,7259.1879121840029]
[0.22187202286720276,188,0.2,32431.300792690017,6486.2601585380035]
[0.26521850216388698,225,0.2,36843.491565899989,7368.698313179998]
[0.22696708524227141,193,0.2,32091.070772769988,6418.214154553998]
[0.29454424917697908,250,0.2,45301.076426560023,9060.2152853120042]
[0.19059096693992614,162,0.2,27365.409164279983,5473.0818328559972]
[0.26952900159358978,229,0.2,37581.069817959993,7516.2139635919993]
[0.19731709778308867,167,0.2,29428.010430170012,5885.6020860340032]
[0.18946938908100128,161,0.2,27282.425057780019,5456.4850115560039]
[0.26514012944698334,225,0.2,35001.002601539985,7000.2005203079971]
[0.29260459578037262,249,0.2,38186.477163080017,7637.2954326160034]
[0.27293731105327607,232,0.2,35160.199471000007,7032.039894200002]
[0.27368191981315615,232,0.2,34205.681151109988,6841.1362302219977]
[0.25030162060260774,213,0.2,39934.954091180007,7986.9908182360014]
[0.27883993041515348,237,0.2,42844.948171540018,8568.9896343080036]
[0.21527905905246733,183,0.2,27964.008263220021,5592.8016526440042]
[0.20382068789005278,173,0.2,31042.790978670004,6208.5581957340009]
[0.19480287873744964,165,0.2,25215.923944220012,5043.1847888440025]
[0.29102086079120637,247,0.2,33640.84202566,6728.1684051320008]
[0.28112412750720978,239,0.2,36439.91015073,7287.9820301460004]
[0.23293851006031036,198,0.2,33469.021557740009,6693.8043115480023]
[0.22629424452781677,192,0.2,30625.95543718,6125.1910874360001]
[0.26074254620075227,221,0.2,34909.00555300001,6981.8011106000022]
[0.21142971789836884,179,0.2,30526.518934069991,6105.3037868139982]
[0.25795685613155361,219,0.2,32418.414326009981,6483.6828652019967]
[0.18894284999370575,160,0.2,22620.67907210999,4524.1358144219985]
[0.24702878165245057,210,0.2,34896.747272760003,6979.3494545520007]
[0.28281357800960538,240,0.2,36899.284284700007,7379.8568569400013]
[0.20093005013465881,170,0.2,26091.951229350005,5218.3902458700013]
[0.2599498633146286,221,0.2,29594.348744529994,5918.8697489059996]
[0.21577563250064849,183,0.2,27570.959795930012,5514.1919591860024]
[0.20009549009799957,170,0.2,22111.372875519995,4422.2745751039993]
[0.25517084670066831,217,0.2,34194.117571299983,6838.823514259997]
[0.281711311340332,239,0.2,40288.219977630026,8057.6439955260057]
[0.23152048301696776,197,0.2,29130.579250280014,5826.1158500560032]
[0.2746368520259857,233,0.2,37196.582455730007,7439.3164911460017]
[0.22329122543334962,190,0.2,33178.632634490001,6635.7265268980009]
[0.26916102898120881,229,0.2,34974.17516852999,6994.8350337059983]
[0.22010635364055633,187,0.2,30353.912715330007,6070.7825430660014]
[0.27230193078517911,231,0.2,35656.383319049986,7131.2766638099974]
[0.24325926053524016,207,0.2,32015.980296950016,6403.1960593900039]
[0.23183084142208099,197,0.2,28203.015702000012,5640.6031404000023]
[0.25924521553516389,220,0.2,29539.02423463,5907.8048469260002]
[0.26700531721115112,227,0.2,44224.292379030005,8844.8584758060006]
[0.28686589050292965,244,0.2,37818.780655980008,7563.7561311960017]
[0.2346080378293991,199,0.2,30290.816889430011,6058.1633778860023]
[0.23770766723155975,202,0.2,33554.765819970016,6710.9531639940033]
[0.24459822177886961,208,0.2,41968.434302240013,8393.6868604480023]
[0.22559190022945402,191,0.2,34541.788754390014,6908.3577508780036]
[0.22367801320552827,190,0.2,34221.393967789998,6844.278793558]
[0.28833767223358153,245,0.2,41246.484079509995,8249.2968159020002]
[0.26483448672294618,225,0.2,29397.674104720005,5879.5348209440017]
[0.20982367515563966,178,0.2,25964.887097680006,5192.9774195360014]
[0.27931159365177155,237,0.2,36590.56949804999,7318.113899609998]
[0.23192950379848479,197,0.2,30612.646283649985,6122.5292567299975]
[0.23076603519916533,196,0.2,31242.946506720007,6248.5893013440018]
[0.29618154859542845,252,0.2,38831.826513259992,7766.3653026519987]
[0.24263467061519622,206,0.2,33820.667046380033,6764.1334092760071]
[0.20980492115020752,178,0.2,36491.485935380013,7298.297187076003]
[0.29556044447422025,251,0.2,40656.322777520036,8131.2645555040071]
[0.191041463971138,162,0.2,27034.087887310026,5406.8175774620058]
[0.29763766121864316,253,0.2,34698.120347890013,6939.6240695780034]
[0.28379952907562256,241,0.2,43672.584345969968,8734.5168691939944]
[0.21663416504859923,184,0.2,30015.721555800021,6003.1443111600047]
[0.21545143282413481,183,0.2,28456.446233439998,5691.2892466880003]
[0.21746550428867339,185,0.2,28461.599388199989,5692.3198776399986]
[0.20450008571147918,174,0.2,28094.57413071,5618.9148261420005]
[0.25379711580276487,215,0.2,33336.516675610023,6667.3033351220047]
[0.23497151899337768,199,0.2,31298.176026079986,6259.6352052159973]
[0.2911348729133606,247,0.2,44324.74184795998,8864.9483695919971]
[0.26971241712570188,229,0.2,36146.231039450024,7229.2462078900053]
[0.29294149518013002,249,0.2,45448.494121739997,9089.6988243479991]
[0.20656653928756713,175,0.2,24367.189158879992,4873.4378317759983]
[0.28854785299301144,245,0.2,39024.088145830014,7804.8176291660029]
[0.26802595639228821,228,0.2,30061.931546450021,6012.3863092900046]
[0.23707336056232453,201,0.2,28354.654794819999,5670.9309589639997]
[0.18912949311733246,160,0.2,26175.880473900004,5235.1760947800012]
[0.2185776779651642,186,0.2,28894.720641119991,5778.9441282239986]
[0.27674894034862518,235,0.2,36575.477973609981,7315.0955947219963]
[0.19358419454097747,164,0.2,23863.647898429997,4772.7295796859999]
[0.26921400904655457,229,0.2,35038.664132139966,7007.7328264279931]
[0.19426896715164185,165,0.2,24719.948733629997,4943.9897467259998]
[0.24642335343360899,209,0.2,37768.285587180013,7553.6571174360033]
[0.21909725904464722,186,0.2,30109.144553819995,6021.8289107639994]
[0.19014779484272004,161,0.2,25780.883555240023,5156.176711048005]
[0.28326921880245209,241,0.2,38078.356415870039,7615.6712831740078]
[0.2747761141061783,233,0.2,42831.073149189993,8566.2146298379994]
[0.2902314394712448,246,0.2,41588.494076619994,8317.698815324]
[0.28771832799911501,244,0.2,40262.936954670033,8052.5873909340071]
[0.26513213860988616,225,0.2,33242.64156252001,6648.5283125040023]
[0.1965052124261856,167,0.2,25042.851757830002,5008.5703515660007]
[0.25776530706882478,219,0.2,35918.73212093996,7183.7464241879925]
[0.22216082775592805,189,0.2,29615.496345119998,5923.099269024]
[0.2265488165616989,192,0.2,33331.596891030014,6666.3193782060034]
[0.28637577223777771,243,0.2,42956.521844709991,8591.3043689419992]
[0.23773943352699278,202,0.2,36213.291442610003,7242.6582885220014]
[0.23952637088298798,203,0.2,31810.931260450012,6362.1862520900031]
[0.21441554582118988,182,0.2,28418.128107089997,5683.6256214179994]
[0.27480054187774661,233,0.2,32925.01520449001,6585.0030408980019]
[0.29813532185554503,253,0.2,39968.246682360026,7993.6493364720054]
[0.26738444709777831,227,0.2,35990.284357199991,7198.0568714399988]
[0.20051040887832641,170,0.2,23683.033387010004,4736.606677402001]
[0.21299512016773223,181,0.2,34567.360774199988,6913.4721548399975]
[0.2958504656553268,251,0.2,39777.907869039998,7955.581573808]
[0.18758785951137544,159,0.2,21444.277864659998,4288.8555729319996]
[0.20281045854091645,172,0.2,32944.682128919994,6588.9364257839989]
[0.29857180094718933,254,0.2,44118.756247289981,8823.7512494579969]
[0.25447537887096405,216,0.2,37020.271176590009,7404.0542353180026]
[0.18946387839317322,161,0.2,25651.718944370001,5130.3437888740009]
[0.18743655681610108,159,0.2,26736.862384520005,5347.3724769040018]
[0.24523259639739989,208,0.2,35194.707655300008,7038.9415310600016]
[0.24166131055355072,205,0.2,28966.196162259985,5793.2392324519969]
[0.20095314610004425,171,0.2,30753.657432139997,6150.7314864279997]
[0.2325539985895157,197,0.2,32917.618438870006,6583.5236877740017]
[0.22809884870052338,194,0.2,24464.208405910013,4892.8416811820025]
[0.23045653295516966,196,0.2,33137.481704770005,6627.4963409540014]
[0.19284289491176604,164,0.2,25856.263242140001,5171.2526484280006]
[0.22184383749961853,188,0.2,27491.119791419998,5498.2239582840002]
[0.22967675364017487,195,0.2,32718.804688590018,6543.7609377180042]
[0.27413160145282744,233,0.2,44157.373337490004,8831.4746674980015]
[0.2949782956838608,251,0.2,38900.406497490018,7780.0812994980042]
[0.27582559096813203,234,0.2,37208.970252329993,7441.7940504659991]
[0.20979905033111573,178,0.2,27778.373220619993,5555.6746441239993]
[0.21142964994907379,179,0.2,25374.514579490005,5074.9029158980011]
[0.19662782013416291,167,0.2,28537.597880800004,5707.5195761600007]
[0.1914380704164505,162,0.2,25955.108225970002,5191.0216451940005]
[0.23438241219520567,199,0.2,27179.795871959988,5435.9591743919982]
[0.29375645184516908,249,0.2,34216.469644700002,6843.293928940001]
[0.2139846453666687,182,0.2,25654.926876120018,5130.9853752240042]
[0.29291417276859283,249,0.2,41904.794675809993,8380.9589351619998]
[0.22004030692577362,187,0.2,31794.102184010011,6358.8204368020024]
[0.19201962125301361,163,0.2,25273.456574640015,5054.6913149280035]
[0.24401216590404509,207,0.2,35012.959318750007,7002.5918637500017]
[0.20577628219127655,175,0.2,22351.617238140017,4470.323447628004]
[0.19174274146556855,163,0.2,23782.619494720006,4756.5238989440013]
[0.21631421220302582,184,0.2,27255.758761580015,5451.1517523160037]
[0.25514978241920472,217,0.2,34110.802758420017,6822.1605516840036]
[0.24678648805618286,210,0.2,32453.270540549995,6490.6541081099995]
[0.18904799473285674,160,0.2,29360.604993460005,5872.1209986920012]
[0.24439807033538818,207,0.2,31432.473106910009,6286.4946213820022]
[0.27755873966217037,236,0.2,39050.351600489987,7810.0703200979979]
[0.21674639689922331,184,0.2,26345.292694840005,5269.0585389680018]
[0.24002331805229188,204,0.2,32785.394661380014,6557.0789322760029]
[0.27950375425815582,237,0.2,36434.067825990001,7286.813565198001]
[0.29541909635066987,251,0.2,39883.599870519982,7976.7199741039967]
[0.26918226993083955,229,0.2,38229.899782590015,7645.9799565180037]
[0.29668405401706693,252,0.2,40544.767613820026,8108.9535227640054]
[0.29375741672515865,249,0.2,38184.257728359989,7636.8515456719979]
[0.21747798657417297,185,0.2,27341.462027530004,5468.2924055060012]
[0.20520537900924682,174,0.2,22656.767662449995,4531.3535324899995]
[0.21382787954807281,181,0.2,25480.84710584001,5096.1694211680024]
[0.25101020944118502,213,0.2,35902.23300451001,7180.4466009020025]
[0.24880532276630402,211,0.2,40729.557998680008,8145.9115997360022]
[0.26651891577243803,226,0.2,28605.321651129998,5721.0643302259996]
[0.24324183154106138,206,0.2,35655.502610589996,7131.1005221179994]
[0.24990288054943083,212,0.2,37917.01991191,7583.4039823820003]
[0.21926151967048646,186,0.2,32893.58108697,6578.7162173940005]
[0.20428411567211152,173,0.2,25767.925241510005,5153.5850483020013]
[0.29857304441928861,254,0.2,41217.089381130034,8243.4178762260071]
[0.19218687844276428,163,0.2,24397.938058089996,4879.5876116179998]
[0.2737643287181854,232,0.2,42480.916958789981,8496.183391757997]
[0.29185114681720731,248,0.2,44876.87913211999,8975.3758264239987]
[0.19283754730224609,164,0.2,29509.597853710009,5901.9195707420022]
[0.28749183261394501,244,0.2,38520.020909400002,7704.0041818800009]
[0.24710317254066466,210,0.2,35193.853010359999,7038.7706020719997]
[0.21116406333446502,179,0.2,32489.671470880006,6497.9342941760015]
[0.2963577207326889,252,0.2,44583.724474160008,8916.7448948320016]
[0.23725914072990417,201,0.2,32047.680166269995,6409.5360332539994]
[0.29838818836212155,253,0.2,40783.422044870022,8156.6844089740043]
[0.25142613387107848,213,0.2,34017.236836710006,6803.4473673420016]
[0.298984103679657,254,0.2,43543.948718760046,8708.7897437520096]
[0.27448833525180816,233,0.2,37494.361181299988,7498.8722362599983]
[0.29624500644206997,252,0.2,43930.193315950019,8786.0386631900037]
[0.18667292904853822,158,0.2,32318.10968827,6463.6219376540002]
[0.23797938287258147,202,0.2,34128.646060480023,6825.7292120960046]
[0.23915882635116575,203,0.2,36551.224607740005,7310.244921548001]
[0.26053390789031983,221,0.2,32460.583877879992,6492.1167755759989]
[0.28421715903282163,241,0.2,37531.638166670011,7506.3276333340027]
[0.20660989093780519,175,0.2,23561.701473759997,4712.3402947519999]
[0.22581083965301513,192,0.2,29603.671183049984,5920.7342366099974]
[0.2061494868993759,175,0.2,32465.199513280008,6493.0399026560017]
[0.21064686048030853,179,0.2,31293.680656389995,6258.7361312779994]
[0.2686673229932785,228,0.2,40859.591223190015,8171.9182446380037]
[0.29280298733711241,249,0.2,36792.494008090005,7358.4988016180014]
[0.27991677045822144,238,0.2,42715.552775640012,8543.1105551280034]
[0.27885502874851226,237,0.2,39246.233210979983,7849.2466421959971]
[0.25935324132442472,220,0.2,31837.557607840008,6367.5115215680016]
[0.26980777716636656,229,0.2,36757.859471259995,7351.5718942519998]
[0.2581914782524109,219,0.2,37038.353295640016,7407.6706591280035]
[0.25051959514617916,213,0.2,35518.510445940003,7103.7020891880011]
[0.28223146319389342,240,0.2,39322.554421509994,7864.5108843019989]
[0.29349796593189237,249,0.2,41497.360835720006,8299.472167144002]
[0.22867342793941497,194,0.2,27930.190875820015,5586.0381751640034]
[0.23795998334884644,202,0.2,30028.221390750001,6005.6442781500009]
[0.22189468395709991,188,0.2,30121.249630040005,6024.2499260080012]
[0.20829413652420042,177,0.2,29589.762947229989,5917.9525894459985]
[0.29734670233726501,253,0.2,40997.825292809997,8199.5650585620006]
[0.29019021463394162,246,0.2,39776.393580370001,7955.2787160740008]
[0.19423565161228179,165,0.2,25469.714461159994,5093.9428922319994]
[0.27720286881923673,235,0.2,32167.949532789993,6433.5899065579988]
[0.20528008925914765,174,0.2,29941.844628570019,5988.368925714004]
[0.29906683874130247,254,0.2,39018.220214419991,7803.6440428839987]
[0.27832013189792632,236,0.2,41185.16365245996,8237.032730491992]
[0.23244073390960693,197,0.2,31343.192482090002,6268.6384964180006]
[0.22664013361930846,192,0.2,30051.631323430011,6010.3262646860021]
[0.20989945900440216,178,0.2,32622.874352129998,6524.5748704260004]
[0.1991944077014923,169,0.2,27625.024156369996,5525.004831274]
[0.19304125928878785,164,0.2,23325.130628549989,4665.0261257099983]
[0.19836744439601897,168,0.2,27794.484147750012,5558.8968295500026]
[0.20525477814674378,174,0.2,26691.549961580011,5338.3099923160025]
[0.27443972432613373,233,0.2,45087.224345060014,9017.4448690120025]
[0.19940039598941803,169,0.2,22812.777704280001,4562.5555408560003]
[0.28549950492382048,242,0.2,42776.838313830012,8555.3676627660025]
[0.28967061996459958,246,0.2,32232.776758350006,6446.555351670002]
[0.2671498929262161,227,0.2,35708.052626350007,7141.6105252700017]
[0.27306759703159333,232,0.2,36353.086373199978,7270.6172746399961]
[0.27171115922927858,231,0.2,42702.329700580005,8540.4659401160006]
[0.19158823156356811,163,0.2,28253.925562390017,5650.7851124780036]
[0.18733365440368652,159,0.2,31120.537345209996,6224.1074690419991]
[0.28862420082092283,245,0.2,44797.534163349977,8959.5068326699966]
[0.27281178832054137,232,0.2,37813.159398829994,7562.6318797659987]
[0.25337994110584261,215,0.2,30803.871565669997,6160.7743131339994]
[0.19722180569171904,167,0.2,26833.503862689995,5366.700772537999]
[0.2916133242845535,248,0.2,46220.861411900027,9244.1722823800064]
[0.23078853321075438,196,0.2,36355.345221969998,7271.0690443940002]
[0.20285054862499236,172,0.2,27087.256475370006,5417.4512950740018]
[0.23944805932044982,203,0.2,36158.374703880007,7231.6749407760017]
[0.24537223219871521,208,0.2,32166.955659999989,6433.3911319999979]
[0.25589509785175324,217,0.2,35918.176049450012,7183.6352098900024]
[0.25143845307826995,213,0.2,45148.533333630003,9029.7066667260005]
[0.25631073009967803,218,0.2,34217.001875410017,6843.4003750820038]
[0.25648501324653628,218,0.2,37590.454461909998,7518.0908923819998]
[0.21560011947154997,183,0.2,31013.043067480012,6202.6086134960024]
[0.20337767207622529,173,0.2,28290.291353010001,5658.0582706020004]
[0.28142791521549226,239,0.2,38970.151364119993,7794.0302728239985]
[0.18700459635257721,159,0.2,24337.168278840003,4867.4336557680008]
[0.28206511652469635,240,0.2,40689.358147480023,8137.871629496005]
[0.26111737489700315,222,0.2,42906.368166009961,8581.2736332019922]
[0.19209383547306061,163,0.2,19663.56543613,3932.7130872260004]
[0.23720164883136749,201,0.2,31259.076155830004,6251.8152311660015]
[0.27615981996059419,235,0.2,40651.631324160007,8130.3262648320015]
[0.2118247479200363,180,0.2,33550.318194409992,6710.0636388819985]
[0.18991372990608216,161,0.2,21057.067540740012,4211.4135081480026]
[0.22276494455337525,189,0.2,30924.709334070016,6184.9418668140033]
[0.20001567006111146,170,0.2,20574.172199960009,4114.8344399920015]
[0.24395987212657927,207,0.2,35072.54633627001,7014.5092672540022]
[0.25008128821849823,212,0.2,34294.616528380007,6858.9233056760022]
[0.26094226956367494,222,0.2,33495.803662120001,6699.1607324240003]
[0.21823951470851899,185,0.2,28588.219197469996,5717.6438394939996]
[0.24612445127964019,209,0.2,34809.182362680003,6961.8364725360007]
[0.24802911078929901,211,0.2,32576.679281450015,6515.335856290003]
[0.24321854531764983,206,0.2,32726.557964839998,6545.3115929679998]
[0.20100440025329588,171,0.2,23372.802653469986,4674.560530693997]
[0.28973060560226438,246,0.2,47859.317905590025,9571.8635811180047]
[0.29165542566776276,248,0.2,42162.591005380025,8432.5182010760054]
[0.2027423529624939,172,0.2,25624.411455940004,5124.8822911880015]
[0.27548625218868256,234,0.2,36401.533232269998,7280.3066464539997]
[0.22133996629714964,188,0.2,28602.818200720005,5720.5636401440015]
[0.22129516732692717,188,0.2,31245.256180879995,6249.0512361759993]
[0.19330366587638856,164,0.2,27627.583289280006,5525.516657856002]
[0.23145985186100004,196,0.2,31741.423643279995,6348.2847286559991]
[0.23964281558990477,203,0.2,32678.189152929997,6535.6378305859998]
[0.24412428903579711,207,0.2,30519.433693160008,6103.8867386320017]
[0.29206202745437621,248,0.2,38067.509852810013,7613.5019705620034]
[0.2537895802259445,215,0.2,35080.842351079998,7016.1684702160001]
[0.28343803203105927,241,0.2,42953.542779830022,8590.7085559660045]
[0.20037139141559601,170,0.2,24166.187215810005,4833.237443162001]
[0.25912133717536923,220,0.2,31836.241591040027,6367.2483182080059]
[0.28830827057361602,245,0.2,41942.460293060016,8388.4920586120043]
[0.20923816287517547,178,0.2,33778.930726999984,6755.7861453999976]
[0.21785044384002686,185,0.2,29138.538275119998,5827.7076550239999]
[0.26528482747077942,225,0.2,36104.677955860003,7220.9355911720013]
[0.28399606561660767,241,0.2,44040.213755240009,8808.0427510480022]
[0.24593757033348082,209,0.2,30803.800057910012,6160.7600115820023]
[0.25772395992279051,219,0.2,39880.939091969987,7976.187818393998]
[0.23948155832290649,203,0.2,31057.846558640009,6211.5693117280025]
[0.22500811386108399,191,0.2,26616.704322280006,5323.3408644560013]
[0.22474153518676757,191,0.2,28365.789501790005,5673.1579003580009]
[0.29004722213745115,246,0.2,41780.431628380014,8356.086325676004]
[0.29935590183734895,254,0.2,37773.972424240012,7554.7944848480029]
[0.23222670722007752,197,0.2,33208.100861839994,6641.6201723679987]
[0.21917162275314331,186,0.2,35164.677656549989,7032.9355313099986]
[0.29764510166645047,253,0.2,44259.06958683001,8851.813917366002]
[0.2024357317686081,172,0.2,28255.853399989999,5651.1706799980002]
[0.20840300488471986,177,0.2,23239.577922700006,4647.915584540001]
[0.19311883020400999,164,0.2,21683.143636670004,4336.6287273340013]
[0.22849512898921967,194,0.2,35477.010575840039,7095.4021151680081]
[0.23854358625411987,203,0.2,33266.800371749996,6653.3600743499992]
[0.22520342731475829,191,0.2,35572.084828899991,7114.4169657799985]
[0.2033252763748169,173,0.2,23849.739182900004,4769.9478365800014]
[0.21211719489097594,180,0.2,27533.497406930015,5506.6994813860038]
[0.28677237188816068,244,0.2,34880.844071310006,6976.1688142620014]
[0.29513374328613279,251,0.2,37227.037548349996,7445.4075096699999]
[0.22250863981246949,189,0.2,33063.116571450017,6612.6233142900037]
[0.27548466897010804,234,0.2,41369.314564610009,8273.8629129220026]
[0.2290980566740036,194,0.2,30526.71301775,6105.3426035500006]
[0.23290333271026611,198,0.2,29098.332304699987,5819.6664609399977]
[0.29191512787342072,248,0.2,40717.449558089982,8143.4899116179968]
[0.25295587635040284,215,0.2,37764.699437190022,7552.9398874380049]
[0.25292298889160159,215,0.2,35763.994406710008,7152.7988813420016]
[0.2710870313644409,230,0.2,33126.675443849985,6625.3350887699971]
[0.21973851692676544,186,0.2,33795.840460270003,6759.1680920540011]
[0.29715668892860414,252,0.2,37816.26709978997,7563.2534199579941]
[0.27880390369892116,237,0.2,39752.14223931999,7950.4284478639984]
[0.29296343600749969,249,0.2,44401.536308360002,8880.3072616720001]
[0.2137496291399002,181,0.2,25825.676051470004,5165.1352102940009]
[0.24518877589702606,208,0.2,37919.179486539979,7583.8358973079958]
[0.26090424513816834,222,0.2,37217.055708509986,7443.4111417019976]
[0.29800603473186493,253,0.2,37675.57710940003,7535.1154218800066]
[0.22614697802066802,192,0.2,34109.988120679984,6821.9976241359973]
[0.28480156373977661,242,0.2,37575.329187240008,7515.0658374480017]
[0.21937381947040557,186,0.2,28329.832005439999,5665.9664010880006]
[0.18971412205696106,161,0.2,26538.443404710015,5307.688680942003]
[0.21545773172378541,183,0.2,31717.785701099991,6343.5571402199985]
[0.29528081274032592,251,0.2,47797.35831816998,9559.4716636339963]
[0.22630214023590087,192,0.2,30944.934189670013,6188.9868379340032]
[0.20982451093196869,178,0.2,22693.786218200006,4538.7572436400014]
[0.26991354703903198,229,0.2,33221.672342210004,6644.3344684420008]
[0.26118971371650695,222,0.2,34794.144685590007,6958.8289371180017]
[0.18767168176174165,159,0.2,23640.931783049997,4728.1863566099992]
[0.26104931008815763,222,0.2,30260.597364689998,6052.1194729380004]
[0.21847432708740233,185,0.2,27661.572700560002,5532.3145401120009]
[0.27652010750770567,235,0.2,37015.604042770014,7403.1208085540029]
[0.25652939772605898,218,0.2,32108.129105299995,6421.625821059999]
[0.23468694055080414,199,0.2,31062.780853520002,6212.5561707040006]
[0.25608873975276947,217,0.2,38570.229953080037,7714.0459906160077]
[0.1952692962884903,166,0.2,25284.222722330003,5056.844544466001]
[0.21473484635353088,182,0.2,33544.720296909996,6708.944059382]
[0.21740150964260102,185,0.2,30442.36618816002,6088.4732376320044]
[0.27436048185825346,233,0.2,31858.918970219998,6371.7837940440004]
[0.20550301730632781,174,0.2,30329.507352300003,6065.9014704600013]
[0.28855203866958617,245,0.2,37518.569020500006,7503.7138041000017]
[0.19592735123634339,166,0.2,26205.312922360015,5241.0625844720034]
[0.21754012620449065,185,0.2,30232.147452110017,6046.4294904220042]
[0.21399139273166656,182,0.2,24317.849742390004,4863.5699484780007]
[0.22537206387519837,191,0.2,29050.922748400015,5810.1845496800033]
[0.20349043393135072,173,0.2,29597.486709100005,5919.4973418200016]
[0.20764908027648926,176,0.2,33617.577593480026,6723.5155186960055]
[0.28351215112209316,241,0.2,41428.229468359954,8285.6458936719919]
[0.26841459238529203,228,0.2,38062.467965709999,7612.4935931420005]
[0.21313074016571043,181,0.2,31244.491345520008,6248.8982691040019]
[0.29875303530693054,254,0.2,35923.407587380003,7184.6815174760013]
[0.26361809241771694,224,0.2,34486.143026640006,6897.2286053280013]
[0.24729487109184264,210,0.2,33317.611257460005,6663.5222514920015]
[0.24886518609523772,211,0.2,35312.266201969993,7062.4532403939993]
[0.27829541194438934,236,0.2,38221.963760290026,7644.3927520580055]
[0.19410821270942688,165,0.2,29206.690269379989,5841.3380538759984]
[0.26068926715850826,221,0.2,30518.346417579993,6103.6692835159993]
[0.23800696349143982,202,0.2,32321.187343910013,6464.2374687820029]
[0.25567761933803557,217,0.2,34975.543061090037,6995.1086122180077]
[0.24484493887424469,208,0.2,35606.74875945002,7121.349751890004]
[0.29354511594772337,249,0.2,48934.44264817996,9786.8885296359931]
[0.28216846060752865,240,0.2,36692.856942150021,7338.5713884300048]
[0.19103896343708038,162,0.2,18983.413765029993,3796.6827530059986]
[0.20581772446632385,175,0.2,31719.58503390001,6343.9170067800023]
[0.25539994454383852,217,0.2,31971.557562570011,6394.311512514003]
[0.2373310990333557,201,0.2,29915.060533380001,5983.0121066760003]
[0.19806250834465028,168,0.2,23874.573728830001,4774.9147457660001]
[0.21723086178302764,184,0.2,34229.356165639998,6845.8712331280003]
[0.2800670471191406,238,0.2,37482.638645920015,7496.527729184003]
[0.24063156616687775,204,0.2,35073.537844899984,7014.7075689799967]
[0.25336957883834837,215,0.2,32362.672654130009,6472.5345308260021]
[0.24310407114028931,206,0.2,27552.774968549995,5510.5549937099995]
[0.24959655153751373,212,0.2,34756.120644560011,6951.2241289120029]
[0.22095958614349365,188,0.2,31116.016666200008,6223.2033332400024]
[0.1976357935667038,168,0.2,26328.626290070017,5265.7252580140039]
[0.21321530985832216,181,0.2,32222.277878630004,6444.4555757260014]
[0.23313629007339476,198,0.2,34313.170861060011,6862.6341722120023]
[0.25517138350009916,217,0.2,34444.651770939978,6888.9303541879963]
[0.19768971812725067,168,0.2,27658.398018689997,5531.679603738]
[0.23726740336418151,201,0.2,27263.31414224,5452.6628284480003]
[0.20081387042999269,170,0.2,23816.407750269991,4763.2815500539982]
[0.24206961786746978,206,0.2,35215.573112520004,7043.1146225040011]
[0.21521728634834289,183,0.2,31520.641300380004,6304.1282600760014]
[0.19860281395912172,169,0.2,27079.273851840007,5415.8547703680015]
[0.23222903108596801,197,0.2,35734.173740409991,7146.8347480819984]
[0.27173223710060118,231,0.2,45255.292842120027,9051.058568424005]
[0.28118278813362119,239,0.2,46650.942145610039,9330.1884291220085]
[0.29593713498115537,251,0.2,45403.58203913,9080.7164078260012]
[0.22865208506584167,194,0.2,36692.640579789986,7338.5281159579972]
[0.29214943063259124,248,0.2,48074.295892589987,9614.8591785179979]
[0.21470016503334044,182,0.2,29062.144705279996,5812.4289410559995]
[0.22107414186000823,188,0.2,28974.023476969989,5794.8046953939984]
[0.25659055209159853,218,0.2,30531.334358800017,6106.2668717600036]
[0.21211826169490813,180,0.2,27542.598978999995,5508.519795799999]
[0.19453827738761903,165,0.2,27938.663699800003,5587.7327399600008]
[0.23228643465042115,197,0.2,30898.226681200016,6179.6453362400034]
[0.22407162308692932,190,0.2,28238.806729070006,5647.7613458140013]
[0.22568355023860931,192,0.2,26749.585622909981,5349.9171245819962]
[0.23460865616798399,199,0.2,27142.553821080008,5428.5107642160019]
[0.23265829396247864,197,0.2,29339.595443850005,5867.9190887700015]
[0.1906920347213745,162,0.2,25656.551207280005,5131.3102414560017]
[0.20202285826206207,171,0.2,24572.396851450012,4914.4793702900024]
[0.28003840649127959,238,0.2,35068.315229420004,7013.6630458840009]
[0.2088391034603119,177,0.2,32085.276540830004,6417.0553081660009]
[0.23257652378082275,197,0.2,30705.226290420003,6141.045258084001]
[0.25056796145439147,213,0.2,31297.492187959993,6259.4984375919994]
[0.19285083818435669,164,0.2,29103.201568239983,5820.6403136479967]
[0.28642260968685151,243,0.2,39317.596547350004,7863.5193094700007]
[0.27784319579601285,236,0.2,38107.700293689995,7621.5400587379991]
[0.23709723114967346,201,0.2,32107.792247600009,6421.5584495200019]
[0.2007704644203186,170,0.2,29201.751405870011,5840.3502811740027]
[0.21329344475269318,181,0.2,30693.286728599989,6138.6573457199984]
[0.19454100215435027,165,0.2,24752.535553359998,4950.5071106719997]
[0.24769565641880034,210,0.2,31757.550728210015,6351.5101456420034]
[0.19458209109306335,165,0.2,27484.340889119991,5496.8681778239988]
[0.27395392084121706,233,0.2,33425.415958409991,6685.0831916819989]
[0.21265823435783385,180,0.2,28179.446284420017,5635.8892568840038]
[0.27699185907840729,235,0.2,44391.553709520027,8878.3107419040061]
[0.25647462379932401,218,0.2,29493.338584880003,5898.6677169760005]
[0.19600095391273498,166,0.2,32372.394594299996,6474.4789188599998]
[0.23537795770168304,200,0.2,30914.377480869993,6182.8754961739987]
[0.28680371689796447,244,0.2,40369.320127180021,8073.8640254360043]
[0.19455922615528107,165,0.2,26978.030218339987,5395.6060436679982]
[0.29731045138835904,253,0.2,37380.759518869978,7476.1519037739963]
[0.20041474306583404,170,0.2,27499.155072440022,5499.8310144880052]
[0.1981319797039032,168,0.2,27821.227600079994,5564.2455200159993]
[0.24959636127948759,212,0.2,37375.185359119998,7475.0370718240001]
[0.26132921361923217,222,0.2,34942.004539919995,6988.4009079839998]
[0.28380630362033843,241,0.2,42437.125102310027,8487.4250204620057]
[0.18855303847789764,160,0.2,19701.588274329992,3940.3176548659985]
[0.22037314295768737,187,0.2,33469.729751620012,6693.9459503240032]
[0.24766307473182678,210,0.2,33639.744411430023,6727.9488822860048]
[0.20365876471996308,173,0.2,24104.804149820015,4820.9608299640031]
[0.19073175108432769,162,0.2,20620.951487919996,4124.1902975839994]
[0.21713571238517759,184,0.2,31282.162781720024,6256.4325563440052]
[0.1978972760438919,168,0.2,29224.406930230016,5844.8813860460032]
[0.2257854537963867,192,0.2,34735.018210290022,6947.0036420580045]
[0.24879473626613616,211,0.2,30183.249301000003,6036.6498602000011]
[0.24269737422466278,206,0.2,34488.446961330017,6897.6893922660038]
[0.22897246599197388,194,0.2,31124.265983150006,6224.8531966300015]
[0.20738201916217802,176,0.2,23823.062249609993,4764.6124499219986]
[0.21559387493133544,183,0.2,32300.327093639986,6460.0654187279979]
[0.23334717750549316,198,0.2,28298.374206089997,5659.6748412179995]
[0.29461010563373563,250,0.2,41997.384309290006,8399.4768618580019]
[0.21882360005378723,186,0.2,29355.510205930015,5871.1020411860036]
[0.29324441993236539,249,0.2,36084.242211739976,7216.8484423479958]
[0.28212037289142611,240,0.2,42140.581856530014,8428.1163713060032]
[0.20240518856048584,172,0.2,30190.474474460007,6038.0948948920013]
[0.20620490634441374,175,0.2,30670.816162769988,6134.1632325539977]
[0.28296988856792449,240,0.2,39903.961930750011,7980.7923861500021]
[0.20839498686790467,177,0.2,29168.030654789996,5833.606130958]
[0.27264453792572019,232,0.2,36188.744768000026,7237.7489536000057]
[0.2818324445486069,239,0.2,37024.463533729991,7404.892706745999]
[0.22584950959682465,192,0.2,31693.171475000017,6338.6342950000035]
[0.19919549489021302,169,0.2,27451.481101130004,5490.2962202260014]
[0.29500673246383669,251,0.2,39335.956682640026,7867.1913365280052]
[0.19348719692230223,164,0.2,22799.276396959995,4559.8552793919989]
[0.2107503880262375,179,0.2,26522.861515369994,5304.5723030739991]
[0.27518656861782076,234,0.2,38429.071211840019,7685.8142423680038]
[0.26705163145065308,227,0.2,34893.937370419997,6978.7874740839998]
[0.29660123062133786,252,0.2,35107.993778610005,7021.5987557220014]
[0.20859601485729218,177,0.2,26626.826693589996,5325.3653387179993]
[0.2501038066148758,212,0.2,36402.202701989991,7280.4405403979981]
[0.2383370747566223,202,0.2,31095.678521829996,6219.1357043659991]
[0.2458648577928543,209,0.2,34105.284320089995,6821.056864017999]
[0.28858366906642913,245,0.2,39767.595878600026,7953.5191757200055]
[0.29752311909198759,253,0.2,36709.983997920004,7341.9967995840016]
[0.29734795939922332,253,0.2,41408.557874270016,8281.7115748540036]
[0.24469039499759673,208,0.2,30203.591191349995,6040.7182382699993]
[0.25334962892532348,215,0.2,30217.302038220005,6043.460407644001]
[0.22924986219406127,195,0.2,26542.307633130014,5308.4615266260034]
[0.29118355178833005,247,0.2,39699.987505860023,7939.9975011720053]
[0.29604584026336667,251,0.2,42096.776958409988,8419.3553916819983]
[0.18940390634536744,161,0.2,21095.068014890003,4219.0136029780006]
[0.22568596243858335,192,0.2,25888.288349899995,5177.6576699799989]
[0.22680323231220245,193,0.2,28564.37861982,5712.8757239639999]
[0.19198711431026458,163,0.2,26768.950244670017,5353.7900489340036]
[0.2296479023694992,195,0.2,31625.335224210019,6325.0670448420042]
[0.2365140699148178,201,0.2,33004.152351110009,6600.8304702220021]
[0.24916412222385406,212,0.2,33989.344350230007,6797.8688700460016]
[0.23792717742919922,202,0.2,37272.284327339999,7454.4568654680006]
[0.27563434088230132,234,0.2,40496.491191180001,8099.2982382360005]
[0.27850811362266537,237,0.2,39687.16333073,7937.432666146]
[0.28969195604324338,246,0.2,39230.884738319975,7846.1769476639956]
[0.22524542677402495,191,0.2,29785.473350260007,5957.0946700520017]
[0.29507903730869289,251,0.2,36439.06208684999,7287.812417369998]
[0.22651208317279814,192,0.2,33314.357521650003,6662.8715043300008]
[0.25013386058807374,212,0.2,32425.140907620007,6485.0281815240014]
[0.29423484885692597,250,0.2,46721.737067410017,9344.3474134820044]
[0.27628259754180906,235,0.2,31693.370231080011,6338.6740462160024]
[0.28842679452896114,245,0.2,40824.182582920024,8164.836516584005]
[0.23020249772071838,195,0.2,30758.345387190009,6151.6690774380022]
[0.23282243227958679,198,0.2,33792.643378580018,6758.5286757160038]
[0.28771698939800261,244,0.2,40258.037614459994,8051.607522891999]
[0.1928423445224762,164,0.2,26715.893790020004,5343.1787580040009]
[0.21541878998279571,183,0.2,30661.952985030002,6132.3905970060005]
[0.1876847687959671,159,0.2,24020.682110630001,4804.1364221260001]
[0.27757201015949251,236,0.2,38471.44765709999,7694.2895314199986]
[0.25239714288711546,214,0.2,41528.644651719995,8305.7289303439993]
[0.19956635534763337,169,0.2,27086.513847830003,5417.3027695660012]
[0.28382898509502408,241,0.2,35894.445451210006,7178.8890902420017]
[0.2698240510225296,229,0.2,45891.384325430015,9178.2768650860035]
[0.21905379188060758,186,0.2,26448.109545630006,5289.6219091260018]
[0.19553209018707274,166,0.2,28281.877502409996,5656.3755004819996]
[0.26603655731678011,226,0.2,36332.046386729984,7266.409277345997]
[0.22209821248054504,189,0.2,31842.97053820001,6368.5941076400022]
[0.23183902931213379,197,0.2,34983.07103164,6996.6142063280004]
[0.26277018713951111,223,0.2,40665.968161890007,8133.1936323780019]
[0.2205713918209076,187,0.2,27454.010128369984,5490.8020256739974]
[0.20350141453742981,173,0.2,31518.343470190015,6303.6686940380032]
[0.27637299728393555,235,0.2,39720.316077299984,7944.0632154599971]
[0.21079015874862669,179,0.2,25417.256666780009,5083.4513333560026]
[0.226871337890625,193,0.2,28470.715026849997,5694.1430053699996]
[0.23457250714302064,199,0.2,33027.004974050004,6605.4009948100011]
[0.25600626969337464,217,0.2,31386.482233300001,6277.2964466600006]
[0.24339685106277464,207,0.2,23523.269104120001,4704.6538208240008]
[0.28101586389541622,239,0.2,38629.626762649998,7725.9253525300001]
[0.25313066911697385,215,0.2,34747.20133767002,6949.4402675340043]
[0.29214699125289917,248,0.2,46105.839784630036,9221.1679569260068]
[0.28403337657451627,241,0.2,46259.376733710022,9251.8753467420047]
[0.26771142590045927,227,0.2,37908.953277960019,7581.7906555920044]
[0.2904831644296646,247,0.2,42589.267224190022,8517.8534448380051]
[0.27426421129703521,233,0.2,36985.407762449999,7397.0815524899999]
[0.2033371742963791,173,0.2,24649.156230479995,4929.8312460959996]
[0.22549069654941559,191,0.2,30362.702112759998,6072.5404225519997]
[0.21472274458408355,182,0.2,30909.743039449993,6181.948607889999]
[0.20295890736579894,172,0.2,25453.721031200002,5090.7442062400005]
[0.29753817665576932,253,0.2,41944.691393450004,8388.9382786900005]
[0.29645282256603239,252,0.2,40258.448977010026,8051.689795402006]
[0.26869756722450255,228,0.2,38025.773083920016,7605.1546167840033]
[0.21640671837329864,184,0.2,36223.924924100022,7244.7849848200049]
[0.19491206645965575,165,0.2,27912.697179049985,5582.5394358099975]
[0.21227967524528502,180,0.2,24340.150627100014,4868.0301254200031]
[0.28204837381839754,240,0.2,35114.136796350009,7022.8273592700025]
[0.19956140184402466,169,0.2,23594.810373080003,4718.9620746160008]
[0.27738629794120789,236,0.2,42694.436513999972,8538.8873027999944]
[0.27912497770786282,237,0.2,42891.212856900027,8578.2425713800058]
[0.22915842282772064,195,0.2,30606.041502080021,6121.2083004160049]
[0.29729115378856658,252,0.2,40316.197940970022,8063.2395881940047]
[0.20829368805885315,177,0.2,26074.649787799997,5214.9299575599998]
[0.27725576734542845,235,0.2,39563.150187590007,7912.6300375180017]
[0.27975399112701416,238,0.2,35577.276673520013,7115.4553347040028]
[0.27520704853534694,234,0.2,34648.747476209996,6929.7494952419993]
[0.18675599026679993,158,0.2,26852.115812459993,5370.4231624919994]
[0.24999368798732757,212,0.2,39696.348865460015,7939.2697730920036]
[0.28255789160728451,240,0.2,38671.855297829992,7734.3710595659986]
[0.29330841457843781,249,0.2,36736.008443230021,7347.2016886460042]
[0.22158718621730805,188,0.2,31419.592786479985,6283.9185572959977]
[0.21953948664665221,186,0.2,36639.579372360022,7327.9158744720044]
[0.27497744786739348,234,0.2,33285.402094770019,6657.080418954004]
[0.25453227281570434,216,0.2,35485.074024449998,7097.0148048900001]
[0.21146119201183319,179,0.2,28484.699109090016,5696.9398218180031]
[0.25676633012294769,218,0.2,34453.81685427999,6890.7633708559988]
[0.25934835577011106,220,0.2,38774.883591749996,7754.9767183499998]
[0.24503529202938079,208,0.2,38674.985686930027,7734.9971373860062]
[0.22577622628211974,192,0.2,24078.798455709992,4815.7596911419987]
[0.29181942808628081,248,0.2,34331.883397629987,6866.376679525998]
[0.22618415307998657,192,0.2,32830.841839339992,6566.1683678679983]
[0.19919177806377411,169,0.2,21821.562009060013,4364.3124018120025]
[0.20932477104663849,178,0.2,23893.114737589989,4778.622947517998]
[0.28572441029548645,243,0.2,44052.995703740002,8810.5991407480014]
[0.29532094359397887,251,0.2,40766.508840469985,8153.3017680939975]
[0.23344704937934874,198,0.2,29402.072815349999,5880.4145630700004]
[0.29565632092952726,251,0.2,34859.541269599998,6971.9082539199999]
[0.26864367663860322,228,0.2,38286.174988890009,7657.2349977780023]
[0.29662168335914613,252,0.2,40346.320645159991,8069.2641290319989]
[0.26364186108112336,224,0.2,32983.044554970002,6596.6089109940003]
[0.21452614688873289,182,0.2,29680.675951729994,5936.135190345999]
[0.23557102882862091,200,0.2,30261.436834540011,6052.2873669080027]
[0.19993781375885009,170,0.2,25452.261788260003,5090.4523576520005]
[0.24077868998050689,204,0.2,28284.370944680006,5656.8741889360017]
[0.28686893463134766,244,0.2,38949.353213430004,7789.8706426860008]
[0.2468102091550827,210,0.2,28580.250007020026,5716.0500014040053]
[0.283387375831604,241,0.2,36214.251016250011,7242.8502032500028]
[0.25563999581336971,217,0.2,39979.288617340026,7995.8577234680051]
[0.22023179483413696,187,0.2,26891.14370324001,5378.2287406480027]
[0.2517045764923096,214,0.2,27105.101421060011,5421.0202842120025]
[0.25697087109088895,218,0.2,34497.364022020003,6899.4728044040012]
[0.22566364789009094,192,0.2,24157.246532909994,4831.4493065819988]
[0.23414129412174223,199,0.2,28076.500517130018,5615.3001034260042]
[0.22952579748630522,195,0.2,31637.823142280027,6327.5646284560062]
[0.26503525650501247,225,0.2,33417.638376140007,6683.5276752280015]
[0.23032068192958832,196,0.2,26627.389417919996,5325.4778835839998]
[0.21281712698936461,181,0.2,26312.85532440001,5262.5710648800023]
[0.27502583456039431,234,0.2,37930.418079820025,7586.0836159640057]
[0.19943630039691926,169,0.2,28990.194692599995,5798.0389385199996]
[0.26995925652980801,229,0.2,44541.449918600003,8908.2899837200002]
[0.26449943554401395,225,0.2,35131.315897459994,7026.2631794919989]
[0.27435046613216396,233,0.2,38182.463307570004,7636.4926615140012]
[0.19217831003665925,163,0.2,26938.649288230004,5387.7298576460016]
[0.28825527012348173,245,0.2,37653.930058740014,7530.7860117480031]
[0.24422699439525603,207,0.2,27188.061018590004,5437.6122037180012]
[0.24868544661998748,211,0.2,37115.765484350013,7423.1530968700026]
[0.21175149857997894,180,0.2,25499.872753080013,5099.9745506160034]
[0.18830569624900817,160,0.2,26169.733214249998,5233.94664285]
[0.27073533260822297,230,0.2,33622.984738419997,6724.596947684]
[0.22153197741508485,188,0.2,28016.969014430004,5603.3938028860011]
[0.29242118704318998,248,0.2,33576.30868503001,6715.2617370060025]
[0.27255960130691526,231,0.2,37947.059196230024,7589.411839246005]
[0.22682314825057984,193,0.2,33711.70549841001,6742.3410996820021]
[0.21535913729667663,183,0.2,27926.429988660009,5585.2859977320022]
[0.28207463622093198,240,0.2,38541.002758360002,7708.200551672001]
[0.25248828327655792,214,0.2,30896.646506749992,6179.3293013499988]
[0.18658516573905945,158,0.2,32133.797322040009,6426.7594644080018]
[0.18984646689891815,161,0.2,30280.388068770015,6056.0776137540033]
[0.2657419291734695,226,0.2,39499.747646090022,7899.9495292180045]
[0.27355463719367978,232,0.2,40333.839832119971,8066.7679664239949]
[0.29287073957920073,249,0.2,40706.285395240004,8141.2570790480013]
[0.19445272243022918,165,0.2,22197.319601000003,4439.4639202000008]
[0.209000870347023,177,0.2,27950.453679740003,5590.0907359480007]
[0.29589302909374238,251,0.2,39622.845935190016,7924.5691870380033]
[0.24527490842342375,208,0.2,25627.189457329994,5125.4378914659992]
[0.26343774819374083,224,0.2,37200.041738300017,7440.0083476600039]
[0.23214298689365387,197,0.2,46996.74935314004,9399.3498706280079]
[0.21860633218288422,186,0.2,27171.021873890004,5434.2043747780008]
[0.22832662153244018,194,0.2,31967.173141640011,6393.4346283280029]
[0.2427575637102127,206,0.2,28046.676605180011,5609.3353210360028]
[0.22389943957328795,190,0.2,31769.41990773,6353.8839815460005]
[0.28488633048534395,242,0.2,36144.940663929978,7228.9881327859957]
[0.1913913688659668,162,0.2,24943.024916190017,4988.604983238004]
[0.27875082170963283,237,0.2,31978.731226880005,6395.7462453760018]
[0.25149650895595549,214,0.2,39084.176269470008,7816.8352538940017]
[0.23729361820220946,201,0.2,40078.418327209998,8015.6836654420003]
[0.28330258870124814,241,0.2,42086.44541983003,8417.2890839660067]
[0.27286597108840943,232,0.2,39001.581281880004,7800.3162563760015]
[0.21875394523143768,186,0.2,28447.825786380003,5689.5651572760007]
[0.28508534717559814,242,0.2,41446.867536579986,8289.3735073159969]
[0.22619649946689604,192,0.2,32309.720902410019,6461.9441804820044]
[0.22699894666671752,193,0.2,28292.262739589994,5658.4525479179993]
[0.25632364726066587,218,0.2,42983.6034459,8596.7206891799997]
[0.22195134007930756,188,0.2,37082.500175290006,7416.5000350580012]
[0.22273750662803649,189,0.2,34143.393547789994,6828.6787095579994]
[0.19572764825820924,166,0.2,36413.177985199989,7282.6355970399982]
[0.24586417829990387,209,0.2,30868.108069100002,6173.6216138200007]
[0.20364637076854705,173,0.2,28460.014828480009,5692.0029656960023]
[0.27231069624423981,231,0.2,41861.937993900043,8372.3875987800093]
[0.24898620378971098,211,0.2,32595.858227160017,6519.171645432004]
[0.1879729825258255,159,0.2,23309.57293400999,4661.9145868019978]
[0.21433361256122588,182,0.2,34450.327134930019,6890.0654269860042]
[0.29133906054496761,247,0.2,34181.315900969996,6836.2631801939997]
[0.19911322188377381,169,0.2,25570.296710940002,5114.0593421880003]
[0.24241954994201659,206,0.2,32013.918112180003,6402.7836224360008]
[0.21231236565113068,180,0.2,25617.626705160001,5123.5253410320001]
[0.26212335062026976,223,0.2,41778.13634847998,8355.6272696959968]
[0.21076955652236939,179,0.2,24818.999780730006,4963.7999561460019]
[0.23670762348175048,201,0.2,31940.51457864001,6388.1029157280027]
[0.21037592625617982,179,0.2,28912.150489100008,5782.4300978200017]
[0.2956020905971527,251,0.2,39293.983164129997,7858.796632826]
[0.23667491269111632,201,0.2,35779.747897940018,7155.9495795880039]
[0.21772359609603881,185,0.2,25174.629443100006,5034.9258886200014]
[0.26891552138328551,228,0.2,38432.315203449994,7686.4630406899996]
[0.20125715124607085,171,0.2,32520.946571400007,6504.1893142800018]
[0.27756624805927277,236,0.2,47977.157632509974,9595.4315265019959]
[0.21613711595535279,183,0.2,26947.606112020021,5389.5212224040042]
[0.25188469648361206,214,0.2,32632.974245430021,6526.5948490860046]
[0.2207857242822647,187,0.2,33842.06355793999,6768.4127115879983]
[0.26850665009021757,228,0.2,34736.67521239999,6947.3350424799983]
[0.24268485116958619,206,0.2,33037.230731750002,6607.4461463500011]
[0.25303902590274807,215,0.2,34084.170354500005,6816.8340709000013]
[0.21658509886264801,184,0.2,25454.125353340001,5090.825070668001]
[0.18866874933242797,160,0.2,28013.672401840005,5602.7344803680016]
[0.20812172877788543,177,0.2,28149.298335520012,5629.8596671040032]
[0.20296346676349639,172,0.2,28050.196699289994,5610.039339857999]
[0.23595884943008422,200,0.2,28595.915488990006,5719.1830977980017]
[0.24562327086925506,209,0.2,34774.220487669998,6954.844097534]
[0.29997663223743437,255,0.2,39761.263200440037,7952.2526400880079]
[0.28917258560657499,246,0.2,41887.230792550021,8377.4461585100053]
[0.20967786955833434,178,0.2,26009.667362080021,5201.9334724160044]
[0.2181187824010849,185,0.2,29019.33287016,5803.8665740320002]
[0.18841533243656158,160,0.2,26181.380038720003,5236.2760077440007]
[0.18923691415786742,161,0.2,24351.031707470003,4870.2063414940012]
[0.25980803275108338,221,0.2,34895.952449699995,6979.1904899399997]
[0.20032362985610963,170,0.2,29836.661965030002,5967.3323930060005]
[0.26263202583789824,223,0.2,35257.777660300017,7051.5555320600033]
[0.2593850280046463,220,0.2,34814.055893840006,6962.8111787680018]
[0.1915681185722351,163,0.2,25272.596185300012,5054.5192370600025]
[0.25660660171508787,218,0.2,38205.000553650018,7641.0001107300041]
[0.26066190397739408,221,0.2,44216.948107240009,8843.3896214480028]
[0.24443070638179779,208,0.2,32322.116846389992,6464.423369277999]
[0.18842335724830628,160,0.2,23866.196394190007,4773.2392788380012]
[0.25011019384860989,212,0.2,32422.658864690013,6484.5317729380031]
[0.26735672378540037,227,0.2,43360.823225719985,8672.1646451439974]
[0.2765702404975891,235,0.2,43760.705687230002,8752.1411374460004]
[0.270937162399292,230,0.2,38317.421838010014,7663.4843676020027]
[0.19818907749652862,168,0.2,26104.184005179995,5220.8368010359991]
[0.23274476623535156,198,0.2,38520.875624470013,7704.1751248940027]
[0.21928521358966827,186,0.2,28099.184688569996,5619.8369377139998]
[0.24812888073921202,211,0.2,33708.407679470009,6741.6815358940021]
[0.20364582037925721,173,0.2,33166.253664499993,6633.2507328999991]
[0.23712094545364379,201,0.2,32087.177438850023,6417.4354877700052]
[0.21528825259208678,183,0.2,30210.338317080001,6042.0676634160009]
[0.29267733550071717,249,0.2,43688.182909409996,8737.6365818819995]
[0.22158673095703124,188,0.2,29335.298953260004,5867.0597906520015]
[0.19046540343761445,162,0.2,26876.161013350018,5375.232202670004]
[0.19186973190307616,163,0.2,25910.355504970004,5182.0711009940014]
[0.29771214723587036,253,0.2,39278.733706769992,7855.7467413539989]
[0.22885345959663389,194,0.2,32959.048249420004,6591.8096498840014]
[0.20020340716838836,170,0.2,30796.989387920021,6159.3978775840042]
[0.19469044303894043,165,0.2,25687.377281409994,5137.475456281999]
[0.27378297400474549,232,0.2,33858.145146619994,6771.629029323999]
[0.20808167946338654,177,0.2,28324.315358470005,5664.8630716940015]
[0.21896390855312348,186,0.2,29044.210296820005,5808.8420593640012]
[0.24772522115707396,210,0.2,30866.63143635001,6173.3262872700025]
[0.25638634407520294,218,0.2,33860.450262079998,6772.0900524159997]
[0.29444676232337952,250,0.2,41413.887019170012,8282.7774038340031]
[0.2522711580991745,214,0.2,35243.388106800012,7048.6776213600024]
[0.27139549398422241,230,0.2,32835.917691030001,6567.1835382060008]
[0.23673934900760651,201,0.2,34267.268627360019,6853.4537254720044]
[0.19638210189342498,167,0.2,26868.49423832001,5373.6988476640026]
[0.29019741046428682,246,0.2,35379.618894650004,7075.9237789300014]
[0.21513793516159058,183,0.2,28979.100134110009,5795.8200268220025]
[0.265220751285553,225,0.2,29511.827585589992,5902.3655171179989]
[0.26875015997886659,228,0.2,44498.860173530011,8899.7720347060022]
[0.21774099791049956,185,0.2,32515.210468670004,6503.0420937340014]
[0.23142300975322722,196,0.2,28158.442259330004,5631.6884518660008]
[0.20937663674354554,178,0.2,32082.542922370023,6416.5085844740051]
[0.24285213553905488,206,0.2,32416.490917709987,6483.2981835419978]
[0.21757584714889527,185,0.2,32410.344351499996,6482.0688702999996]
[0.2780053975582123,236,0.2,35919.207237200018,7183.8414474400042]
[0.29687447512149812,252,0.2,39696.539973590006,7939.3079947180013]
[0.2710188102722168,230,0.2,43492.448520680002,8698.489704136]
[0.26790081417560574,227,0.2,37157.477430419996,7431.4954860839998]
[0.23449011862277985,199,0.2,30786.356557519986,6157.2713115039978]
[0.27611232340335845,234,0.2,40383.603091050019,8076.7206182100044]
[0.21531880259513855,183,0.2,26393.925011050007,5278.7850022100019]
[0.21974273657798765,187,0.2,32365.228255710004,6473.0456511420016]
[0.26896517872810366,228,0.2,40055.338524699997,8011.0677049400001]
[0.27303788959980013,232,0.2,36172.338331500017,7234.4676663000037]
[0.29467038345336916,250,0.2,42735.701885550006,8547.1403771100013]
[0.19591003096103668,166,0.2,27155.85702068,5431.1714041360001]
[0.22730834698677063,193,0.2,32044.472306270025,6408.8944612540054]
[0.21032217836380004,178,0.2,30508.036493880001,6101.6072987760008]
[0.25052873432636258,213,0.2,31705.771931169998,6341.1543862340004]
[0.20366572272777556,173,0.2,29131.155098389987,5826.2310196779981]
[0.20493304502964019,174,0.2,27778.068979099993,5555.6137958199988]
[0.2182605993747711,185,0.2,31695.882922450015,6339.1765844900037]
[0.22286507463455199,189,0.2,35607.532865950016,7121.5065731900031]
[0.25462396359443662,216,0.2,32797.022340920012,6559.4044681840023]
[0.21084561216831207,179,0.2,27989.948521500002,5597.989704300001]
[0.22009761536121369,187,0.2,33195.651477770014,6639.1302955540032]
[0.2516172548532486,214,0.2,39253.424143960001,7850.6848287920002]
[0.26866022229194642,228,0.2,31364.453105550005,6272.8906211100011]
[0.28297555553913117,240,0.2,40896.003003619982,8179.200600723997]
[0.2345044355392456,199,0.2,28474.140023600012,5694.8280047200024]
[0.21181529617309569,180,0.2,25241.553259560016,5048.3106519120038]
[0.2424973315000534,206,0.2,30731.530755780008,6146.3061511560018]
[0.225884850025177,192,0.2,32383.298774170016,6476.6597548340033]
[0.28650814425945281,243,0.2,34228.092660770024,6845.6185321540052]
[0.2921208919286728,248,0.2,44594.364919470005,8918.8729838940017]
[0.28309428334236142,240,0.2,38102.697006209994,7620.5394012419993]
[0.25170634996891023,214,0.2,27032.633760170003,5406.5267520340012]
[0.25353106713294982,215,0.2,36314.251703740018,7262.8503407480039]
[0.23837625432014464,202,0.2,31352.489752339996,6270.4979504679995]
[0.19552126586437224,166,0.2,26480.721632509994,5296.1443265019989]
[0.18640641832351684,158,0.2,23940.730811440022,4788.1461622880042]
[0.27773060381412507,236,0.2,33385.025188979998,6677.0050377959997]
[0.21579929924011229,183,0.2,27282.954778840016,5456.5909557680034]
[0.23015883350372313,195,0.2,31606.383755889998,6321.2767511780003]
[0.21611064291000365,183,0.2,27261.501354500018,5452.3002709000039]
[0.20068033647537231,170,0.2,23105.452433319999,4621.0904866640003]
[0.26604373276233673,226,0.2,38831.840051590007,7766.3680103180013]
[0.23211883091926575,197,0.2,31495.47407166001,6299.094814332002]
[0.25125257778167726,213,0.2,30008.874778980011,6001.7749557960024]
[0.1903968493938446,162,0.2,22675.658051909999,4535.131610382]
[0.21694217240810393,184,0.2,30346.342054990004,6069.2684109980009]
[0.23317117524147032,198,0.2,29193.768537070002,5838.7537074140009]
[0.22193715226650237,188,0.2,29744.483602229997,5948.8967204459996]
[0.20484667468070983,174,0.2,28217.60766188999,5643.5215323779985]
[0.22609757888317109,192,0.2,31613.13758681999,6322.6275173639988]
[0.22467601847648622,191,0.2,26372.786368700006,5274.5572737400016]
[0.22428767466545105,190,0.2,26839.138737360005,5367.8277474720016]
[0.21891561019420624,186,0.2,32846.232753090007,6569.2465506180015]
[0.29628197765350339,252,0.2,40789.438762810016,8157.8877525620037]
[0.22849434077739716,194,0.2,30790.01607604001,6158.0032152080021]
[0.2585830564498901,220,0.2,34807.510732030009,6961.5021464060019]
[0.27764244639873503,236,0.2,34310.134479570006,6862.0268959140012]
[0.2149059154987335,182,0.2,31943.780407530005,6388.7560815060015]
[0.24252725636959074,206,0.2,29978.535856810009,5995.7071713620026]
[0.20938613605499268,178,0.2,31440.403742440019,6288.0807484880042]
[0.22223043501377104,189,0.2,29535.425213800001,5907.0850427600008]
[0.21964106404781342,186,0.2,32937.663932400006,6587.532786480002]
[0.25184506845474242,214,0.2,35524.553311460033,7104.9106622920071]
[0.22688892996311188,193,0.2,26057.987091840005,5211.5974183680009]
[0.2489164742231369,211,0.2,34501.019946670014,6900.2039893340034]
[0.28204444634914394,240,0.2,35309.250824090006,7061.8501648180018]
[0.28644478154182434,243,0.2,40154.817750119997,8030.9635500240001]
[0.21009948134422302,178,0.2,30773.240614060021,6154.6481228120047]
[0.25595621144771574,217,0.2,30996.149150300007,6199.2298300600014]
[0.22133453714847565,188,0.2,34897.43620754002,6979.4872415080044]
[0.299949010848999,255,0.2,50977.315750189991,10195.463150037998]
[0.24352130699157715,207,0.2,36681.981624670007,7336.3963249340013]
[0.27381179809570311,233,0.2,33120.147815410004,6624.029563082001]
[0.2130655767917633,181,0.2,26197.778797360006,5239.5557594720012]
[0.18837898635864259,160,0.2,25238.522009290009,5047.7044018580018]
[0.26228587853908536,223,0.2,29564.466187490008,5912.8932374980022]
[0.22449063241481781,191,0.2,35059.147440219996,7011.8294880439998]
[0.27060091531276703,230,0.2,39783.403890709997,7956.6807781419993]
[0.26190235233306886,222,0.2,35825.511106600025,7165.1022213200049]
[0.19533553326129913,166,0.2,25079.311617109997,5015.8623234219995]
[0.22089466738700866,187,0.2,29936.42524834002,5987.2850496680039]
[0.26346264481544496,224,0.2,34620.326125260013,6924.0652250520034]
[0.26417254507541654,224,0.2,36811.084084059992,7362.2168168119988]
[0.213501172542572,181,0.2,27423.798790659992,5484.7597581319988]
[0.2621640522480011,223,0.2,39031.758294550025,7806.3516589100054]
[0.24880272030830383,211,0.2,31250.672967169998,6250.1345934339997]
[0.18946779227256774,161,0.2,23080.448492759999,4616.0896985520003]
[0.28816807079315188,245,0.2,41447.616486899999,8289.5232973799993]
[0.23999874758720396,204,0.2,38469.344225770008,7693.868845154002]
[0.25908265364170074,220,0.2,36599.47385995002,7319.8947719900043]
[0.28448663234710692,242,0.2,34286.645026509999,6857.329005302]
[0.23002525198459625,195,0.2,37851.397544990039,7570.2795089980082]
[0.19143540680408477,162,0.2,28969.372383800004,5793.874476760001]
[0.28279161000251768,240,0.2,35273.925948400029,7054.7851896800057]
[0.19895421373844147,169,0.2,24456.609862989997,4891.3219725979998]
[0.2540693138837814,216,0.2,35613.678650280002,7122.7357300560006]
[0.18788147521018983,159,0.2,30975.593534380008,6195.1187068760019]
[0.29519591689109803,251,0.2,38427.615311400048,7685.52306228001]
[0.29214154171943663,248,0.2,41547.639372009995,8309.5278744019997]
[0.2439476820230484,207,0.2,35153.35934807,7030.6718696140006]
[0.29199022543430331,248,0.2,38299.314514810008,7659.8629029620024]
[0.23877021074295043,203,0.2,31632.265166370002,6326.4530332740005]
[0.18677744865417481,158,0.2,30144.069162209998,6028.8138324419997]
[0.21120549881458281,179,0.2,29538.389672039997,5907.6779344079996]
[0.21160387194156646,180,0.2,29804.109831680016,5960.8219663360032]
[0.18603777980804442,158,0.2,27440.325449190004,5488.0650898380009]
[0.21568020451068878,183,0.2,27394.390761389997,5478.878152278]
[0.28085472214221952,239,0.2,33829.822382509999,6765.9644765020003]
[0.28492374336719511,242,0.2,40308.803893349977,8061.7607786699955]
[0.19930051732063292,169,0.2,31147.292491030021,6229.4584982060042]
[0.20407144117355347,173,0.2,30602.241136570014,6120.4482273140029]
[0.22899267411231994,194,0.2,33241.541346800012,6648.3082693600027]
[0.22626663672924041,192,0.2,33257.074683060011,6651.4149366120027]
[0.27974941134452819,238,0.2,41527.440702689986,8305.4881405379983]
[0.24561935698986054,209,0.2,31691.793862110007,6338.3587724220015]
[0.26673779404163361,226,0.2,36373.333967769999,7274.6667935539999]
[0.20647683262825012,175,0.2,32792.911599180006,6558.5823198360013]
[0.18604409909248351,158,0.2,24596.097680830007,4919.2195361660015]
[0.28728469598293305,244,0.2,47621.844904919963,9524.3689809839925]
[0.27282863974571225,232,0.2,34130.330256389978,6826.0660512779959]
[0.26142502892017361,222,0.2,37039.152523719989,7407.8305047439981]
[0.28273559260368347,240,0.2,32641.490476339994,6528.2980952679991]
[0.20823203766345977,177,0.2,26361.831607090015,5272.3663214180033]
[0.21854284036159516,185,0.2,34618.861323969992,6923.7722647939991]
[0.19046973860263824,162,0.2,26238.969059040002,5247.793811808001]
[0.21661190485954285,184,0.2,26597.347697430003,5319.4695394860009]
[0.2162305394411087,184,0.2,28203.014333780004,5640.6028667560013]
[0.20107832908630371,171,0.2,27483.375487979993,5496.6750975959985]
[0.20813143873214721,177,0.2,28396.507654330013,5679.3015308660033]
[0.24587174105644224,209,0.2,33011.530769890014,6602.3061539780028]
[0.23699850082397461,201,0.2,28327.407106349998,5665.4814212700003]
[0.19912477326393127,169,0.2,30740.752952290015,6148.1505904580035]
[0.20005270242691039,170,0.2,22175.717607810009,4435.1435215620022]
[0.20722758400440217,176,0.2,29511.577149940003,5902.3154299880007]
[0.23867418479919433,203,0.2,34125.200724830021,6825.0401449660048]
[0.27021795988082886,229,0.2,30877.369423369997,6175.4738846740001]
[0.22237620663642882,189,0.2,35881.932534740001,7176.3865069480007]
[0.20718909072875977,176,0.2,33145.239434710034,6629.0478869420076]
[0.28797451722621914,245,0.2,43214.951386769986,8642.990277353998]
[0.2178214226961136,185,0.2,26703.470633330006,5340.6941266660015]
[0.21412298333644866,182,0.2,29502.979592239997,5900.5959184479998]
[0.20357500362396241,173,0.2,33116.297456400003,6623.2594912800014]
[0.26937301039695738,229,0.2,32326.770959770009,6465.3541919540021]
[0.28239762639999388,240,0.2,36020.051157279988,7204.0102314559981]
[0.25696134459972381,218,0.2,36002.494164599979,7200.4988329199959]
[0.25071267986297607,213,0.2,37158.175347590019,7431.6350695180045]
[0.20200389361381529,171,0.2,25857.786505230011,5171.557301046003]
[0.29853981041908262,254,0.2,43492.833726640005,8698.5667453280021]
[0.24164619863033293,205,0.2,32967.888131560023,6593.5776263120051]
[0.21677011120319367,184,0.2,26623.972536199992,5324.7945072399989]
[0.29619331741333005,252,0.2,42410.538868160009,8482.1077736320021]
[0.19719792830944061,167,0.2,29336.829862430008,5867.3659724860017]
[0.25032280719280242,213,0.2,32109.842662370011,6421.9685324740021]
[0.20909719526767731,177,0.2,30121.961569190004,6024.3923138380014]
[0.22390961158275605,190,0.2,26957.851627699991,5391.5703255399985]
[0.28856894445419312,245,0.2,47934.427542969985,9586.8855085939977]
[0.21119142651557921,179,0.2,27450.65301369,5490.1306027380006]
[0.28976051688194271,246,0.2,43249.240382150005,8649.848076430002]
[0.23762884604930878,202,0.2,26577.592138520009,5315.5184277040025]
[0.25291554164886476,215,0.2,32379.970182380006,6475.9940364760014]
[0.19850930213928222,168,0.2,29719.062614180002,5943.8125228360004]
[0.2216695407629013,188,0.2,34280.615108209997,6856.1230216419999]
[0.20938856863975525,178,0.2,25125.387520160006,5025.0775040320013]
[0.29034018552303315,247,0.2,35387.337920640006,7077.4675841280014]
[0.28828991067409515,245,0.2,37789.403300249993,7557.8806600499993]
[0.27935249912738802,237,0.2,38090.079097290007,7618.0158194580017]
[0.21158322894573212,180,0.2,38246.346590779984,7649.2693181559971]
[0.29129369759559631,247,0.2,38220.547729509984,7644.1095459019971]
[0.19411462712287902,165,0.2,27069.40867837,5413.8817356740001]
[0.2017274351119995,171,0.2,32281.713282740002,6456.3426565480004]
[0.2286552243232727,194,0.2,35146.01386347002,7029.2027726940041]
[0.28113016140460967,239,0.2,38968.378194100012,7793.6756388200029]
[0.25130324757099154,213,0.2,33301.449748569998,6660.2899497139997]
[0.26878441321849822,228,0.2,35559.040906720023,7111.8081813440049]
[0.23143868565559386,196,0.2,30422.75407907,6084.5508158140001]
[0.28310221302509309,240,0.2,41867.642909839997,8373.5285819679993]
[0.25379475116729733,215,0.2,29329.511441980016,5865.9022883960033]
[0.23938661956787108,203,0.2,34576.583515000006,6915.3167030000013]
[0.28165790319442746,239,0.2,36558.858524209994,7311.7717048419991]
[0.22302179288864135,189,0.2,33737.948097280001,6747.5896194560009]
[0.29182033181190492,248,0.2,44924.542486339997,8984.9084972679993]
[0.18620833933353423,158,0.2,27050.088699650016,5410.0177399300037]
[0.20295368885993958,172,0.2,28989.581948390001,5797.916389678001]
[0.24943225014209747,212,0.2,37648.15717317001,7529.6314346340023]
[0.29673074197769167,252,0.2,43477.194328819998,8695.4388657639993]
[0.20038798463344573,170,0.2,26126.946822410006,5225.3893644820018]
[0.21454954862594605,182,0.2,32234.509707630012,6446.9019415260027]
[0.29992045176029203,255,0.2,39792.494271369971,7958.4988542739948]
[0.29248408091068268,248,0.2,35516.230943219998,7103.2461886439996]
[0.19305484914779664,164,0.2,22303.993482950002,4460.7986965900009]
[0.19797355592250823,168,0.2,26554.527657210008,5310.905531442002]
[0.28560813546180724,243,0.2,36023.246240800014,7204.6492481600035]
[0.29775564837455748,253,0.2,44113.622051430015,8822.7244102860041]
[0.290984025478363,247,0.2,35233.163030330004,7046.6326060660012]
[0.2784312901496887,236,0.2,35080.147565970001,7016.0295131940002]
[0.26138622987270355,222,0.2,35974.887345150011,7194.9774690300028]
[0.27587691307067869,234,0.2,37808.210205939984,7561.6420411879972]
[0.20098850691318512,171,0.2,26799.463627770008,5359.892725554002]
[0.19989498531818389,170,0.2,30263.280196290008,6052.6560392580022]
[0.26801127934455871,228,0.2,33454.796399459985,6690.9592798919975]
[0.24730565464496612,210,0.2,36604.965415169994,7320.993083033999]
[0.2466218740940094,209,0.2,31998.185932859997,6399.6371865719993]
[0.29637832975387574,252,0.2,38986.385154290008,7797.277030858002]
[0.28064387547969816,238,0.2,32500.263364899994,6500.0526729799994]
[0.19880474567413331,169,0.2,25862.060249359994,5172.4120498719994]
[0.25701610493659971,218,0.2,31165.381855210017,6233.0763710420033]
[0.22227034842967985,189,0.2,32053.317110780004,6410.6634221560016]
[0.29515959799289704,251,0.2,39810.219544100015,7962.0439088200037]
[0.25401937115192413,216,0.2,29360.835907090015,5872.1671814180036]
[0.2921296234130859,248,0.2,38510.510931189972,7702.1021862379948]
[0.2680046542882919,228,0.2,35185.035872780005,7037.0071745560017]
[0.20759106516838075,176,0.2,29871.150625179995,5974.2301250359997]
[0.21519939529895782,183,0.2,32060.287774849992,6412.0575549699988]
[0.19217594540119171,163,0.2,26796.279416630001,5359.2558833260009]
[0.26404817068576814,224,0.2,31594.448317120005,6318.8896634240009]
[0.20930984258651733,178,0.2,26717.83310553999,5343.5666211079988]
[0.20241960060596464,172,0.2,28446.492990850002,5689.2985981700003]
[0.27404432058334349,233,0.2,32440.413056569996,6488.0826113139992]
[0.22170837378501893,188,0.2,28485.27344153,5697.0546883060006]
[0.28685700953006743,244,0.2,42451.675005109973,8490.3350010219947]
[0.27407625675201414,233,0.2,35157.009973249988,7031.4019946499975]
[0.21856463170051574,185,0.2,31098.201379590013,6219.6402759180028]
[0.26753553915023803,227,0.2,34774.271491949992,6954.8542983899988]
[0.20778432655334472,176,0.2,25413.035272770005,5082.6070545540015]
[0.2783471349477768,236,0.2,37426.397506109999,7485.2795012220004]
[0.18619703936576842,158,0.2,25949.004035769987,5189.800807153998]
[0.22323511970043181,189,0.2,30023.955055409999,6004.7910110820003]
[0.29365253698825833,249,0.2,42849.862065220004,8569.9724130440009]
[0.199029243350029,169,0.2,25491.357962129998,5098.2715924260001]
[0.29848653137683867,254,0.2,41823.351108490024,8364.6702216980048]
[0.26858680987358091,228,0.2,31633.397217940023,6326.6794435880047]
[0.2218448635339737,188,0.2,26634.624383909988,5326.9248767819981]
[0.25947058296203612,220,0.2,36602.764228040018,7320.5528456080037]
[0.2618161858320236,222,0.2,32207.21672245998,6441.443344491996]
[0.24942188787460326,212,0.2,30448.88462524,6089.7769250480005]
[0.28057652413845063,238,0.2,48867.815043959999,9773.5630087919999]
[0.25824510383605959,219,0.2,31788.649895449998,6357.7299790899997]
[0.19824856710433961,168,0.2,28286.301766570003,5657.2603533140009]
[0.27855677211284635,237,0.2,32107.525206860017,6421.5050413720037]
[0.19470330584049225,165,0.2,24109.450860299992,4821.8901720599988]
[0.21290930020809173,181,0.2,30901.619873979998,6180.3239747959997]
[0.1958979903459549,166,0.2,29337.93314129001,5867.5866282580027]
[0.25659484648704528,218,0.2,34753.45359229004,6950.6907184580086]
[0.22066677224636078,187,0.2,27672.967746429993,5534.593549285999]
[0.27077886092662812,230,0.2,36672.077146870019,7334.4154293740039]
[0.2864758343696594,243,0.2,38648.732007980041,7729.7464015960086]
[0.2874611806869507,244,0.2,39009.978043850002,7801.9956087700011]
[0.23696479117870331,201,0.2,37705.455205879996,7541.0910411759996]
[0.27442427265644076,233,0.2,34629.339906029993,6925.8679812059991]
[0.26422781503200532,224,0.2,32963.547701469994,6592.7095402939995]
[0.1966170094013214,167,0.2,27633.359956980003,5526.6719913960005]
[0.26069270539283751,221,0.2,33302.732388460026,6660.5464776920053]
[0.19462320041656495,165,0.2,27328.11194426001,5465.6223888520026]
[0.22044217944145203,187,0.2,25464.316476490018,5092.8632952980042]
[0.29920919251441958,254,0.2,38357.249395559986,7671.4498791119977]
[0.21796994626522065,185,0.2,29786.893109889996,5957.3786219779995]
[0.21854339754581451,185,0.2,23990.262597630011,4798.0525195260025]
[0.20818766677379608,177,0.2,24323.708961970027,4864.7417923940056]
[0.21712154495716096,184,0.2,31464.771756439986,6292.9543512879973]
[0.28389313602447508,241,0.2,39844.203695880002,7968.8407391760011]
[0.22882513833045959,194,0.2,29810.558375800007,5962.1116751600021]
[0.18906988799571992,160,0.2,28131.613880289991,5626.3227760579985]
[0.25525472331047055,217,0.2,35749.420080960001,7149.8840161920007]
[0.25441325283050537,216,0.2,26619.213530219997,5323.8427060439999]
[0.24895922791957853,211,0.2,30360.832723970008,6072.1665447940022]
[0.20336995303630828,173,0.2,22905.519709240001,4581.1039418480004]
[0.26923585474491118,229,0.2,40288.400009959994,8057.6800019919992]
[0.19885031926631927,169,0.2,24536.09155646999,4907.2183112939983]
[0.2213687835931778,188,0.2,32635.337556239985,6527.0675112479976]
[0.2291337776184082,194,0.2,36710.094410299986,7342.0188820599978]
[0.21806286013126372,185,0.2,28454.112346829988,5690.8224693659977]
[0.27306717574596406,232,0.2,35075.948341800016,7015.1896683600035]
[0.1974100320339203,167,0.2,23079.455508810013,4615.891101762003]
[0.20260097765922547,172,0.2,27691.266058319987,5538.2532116639977]
[0.21258533155918122,180,0.2,29693.352589100014,5938.6705178200027]
[0.26067083930969237,221,0.2,43284.008645379981,8656.8017290759963]
[0.29119424700736996,247,0.2,41298.643356289998,8259.7286712580008]
[0.24852333998680115,211,0.2,32635.955123800013,6527.1910247600026]
[0.23090906167030334,196,0.2,29800.059983040002,5960.011996608001]
[0.24947051918506621,212,0.2,34038.630673359992,6807.7261346719988]
[0.1892399582862854,161,0.2,23267.260582439994,4653.4521164879989]
[0.22415476584434507,190,0.2,29716.202576900007,5943.2405153800019]
[0.25075800883769989,213,0.2,36305.648798469978,7261.1297596939958]
[0.24349530279636383,207,0.2,24842.422079310018,4968.4844158620035]
[0.24438342726230622,207,0.2,31222.795336180017,6244.559067236004]
[0.2290246034860611,194,0.2,30307.69901264998,6061.5398025299965]
[0.235098788022995,200,0.2,28561.893510530008,5712.3787021060016]
[0.2374989949464798,202,0.2,33295.404536410009,6659.080907282002]
[0.2024434711933136,172,0.2,22966.078047119994,4593.215609423999]
[0.21532572662830352,183,0.2,34087.74068866,6817.5481377320002]
[0.22608340466022492,192,0.2,26990.82163532,5398.1643270640006]
[0.28723972034454348,244,0.2,40685.408361450005,8137.0816722900017]
[0.23275682723522184,198,0.2,29939.119371800014,5987.8238743600032]
[0.28751062059402466,244,0.2,43209.738291859998,8641.9476583720007]
[0.28144469869136812,239,0.2,45806.651291889975,9161.3302583779951]
[0.25349209821224211,215,0.2,37455.079156639993,7491.015831327999]
[0.27674005258083345,235,0.2,34053.705088520001,6810.7410177040001]
[0.28988761603832247,246,0.2,32704.752502779997,6540.9505005559995]
[0.22380940675735472,190,0.2,32970.369203660011,6594.0738407320023]
[0.25411903917789458,216,0.2,38405.176480019996,7681.035296004]
[0.22678107404708861,192,0.2,27485.114732570011,5497.0229465140028]
[0.20534706008434295,174,0.2,24030.589851959998,4806.1179703919997]
[0.24970760107040404,212,0.2,37827.095033960002,7565.4190067920008]
[0.23978737771511077,204,0.2,35786.424283280001,7157.2848566560006]
[0.24684173083305358,210,0.2,37117.592173390003,7423.5184346780006]
[0.23143102777004243,196,0.2,26446.602197579978,5289.3204395159955]
[0.22786392760276794,193,0.2,33717.478282540011,6743.4956565080029]
[0.24871388339996336,211,0.2,35048.525089700015,7009.705017940003]
[0.19049549818038941,162,0.2,28357.98253451999,5671.5965069039985]
[0.2725015250444412,231,0.2,33513.177492059993,6702.6354984119989]
[0.2734509125947952,232,0.2,35718.356709300031,7143.6713418600066]
[0.19324643898010255,164,0.2,33037.111860200006,6607.4223720400014]
[0.27837651622295378,236,0.2,37988.580638350002,7597.7161276700008]
[0.28935312008857728,246,0.2,36040.258719760008,7208.0517439520017]
[0.19692316854000091,167,0.2,29368.939580699993,5873.7879161399987]
[0.28627404534816742,243,0.2,35334.085372730005,7066.8170745460011]
[0.29662302196025847,252,0.2,32981.444123420006,6596.2888246840012]
[0.22819668889045713,194,0.2,29500.01835676,5900.0036713520003]
[0.19102264201641084,162,0.2,26514.461738500002,5302.8923477000008]
[0.28491694164276121,242,0.2,38336.082267690006,7667.2164535380016]
[0.2832694498300552,241,0.2,38492.003250290036,7698.4006500580072]
[0.26044034850597381,221,0.2,32359.867990050003,6471.9735980100013]
[0.27068165266513822,230,0.2,39561.569037050009,7912.3138074100025]
[0.26419753003120422,224,0.2,39829.251315859976,7965.8502631719957]
[0.23687035524845124,201,0.2,30439.740603660008,6087.9481207320023]
[0.29781561362743375,253,0.2,39600.009925560007,7920.0019851120014]
[0.21565479147434236,183,0.2,34665.670073100016,6933.1340146200037]
[0.22245423281192778,189,0.2,35800.15286528998,7160.0305730579967]
[0.19600715768337248,166,0.2,24633.623801939993,4926.7247603879987]
[0.22691487979888916,193,0.2,26093.756848909994,5218.7513697819995]
[0.23572976517677308,200,0.2,38838.215053419997,7767.6430106839998]
[0.294191619515419,250,0.2,42858.906679970016,8571.7813359940028]
[0.28609728884696961,243,0.2,39987.53376440001,7997.5067528800028]
[0.22171932721137999,188,0.2,31400.926826950017,6280.1853653900034]
[0.18666928017139434,158,0.2,23018.797492380014,4603.7594984760026]
[0.25179485392570494,214,0.2,22505.529435750021,4501.1058871500045]
[0.2775485132932663,236,0.2,36186.834230780027,7237.3668461560055]
[0.25832736325263977,219,0.2,39006.910893419998,7801.3821786839999]
[0.24307407832145689,206,0.2,38947.113426899989,7789.4226853799983]
[0.23771038520336152,202,0.2,40682.463145479975,8136.4926290959957]
[0.22465624523162842,191,0.2,28298.916740360004,5659.783348072001]
[0.207704363822937,176,0.2,26699.02506471,5339.8050129420008]
[0.26128593671321865,222,0.2,31132.219991380021,6226.443998276005]
[0.23219318103790282,197,0.2,35057.62585810999,7011.5251716219982]
[0.22555153155326843,191,0.2,29923.593896899998,5984.7187793800003]
[0.22613730883598326,192,0.2,37665.493346610005,7533.0986693220011]
[0.22167795288562775,188,0.2,29512.751465619989,5902.550293123998]
[0.2769962553977966,235,0.2,32294.630473540001,6458.9260947080002]
[0.1984667387008667,168,0.2,30306.601538710009,6061.3203077420021]
[0.29576955163478852,251,0.2,42368.472052700017,8473.6944105400034]
[0.25845992553234098,219,0.2,32979.282135540016,6595.8564271080031]
[0.20155589711666108,171,0.2,26144.858209600006,5228.9716419200013]
[0.28261579120159147,240,0.2,43140.415981850005,8628.083196370002]
[0.23529236197471617,200,0.2,35482.895650120008,7096.5791300240016]
[0.26852328407764436,228,0.2,36731.856778400004,7346.3713556800012]
[0.22348825120925903,190,0.2,29938.485412549999,5987.6970825099997]
[0.26578566133975984,226,0.2,39285.13626772003,7857.0272535440063]
[0.2668318154811859,227,0.2,38622.584408030001,7724.5168816060004]
[0.20617367005348206,175,0.2,32868.663541389993,6573.7327082779993]
[0.2285222475528717,194,0.2,30760.01709310001,6152.0034186200028]
[0.21244422805309296,180,0.2,26433.322885960002,5286.6645771920012]
[0.22957024312019347,195,0.2,31794.937005350017,6358.9874010700041]
[0.2516212842464447,214,0.2,33064.710540270018,6612.9421080540042]
[0.28879890525341034,245,0.2,43262.44597125001,8652.4891942500017]
[0.2521279617547989,214,0.2,32106.563718270001,6421.3127436540008]
[0.28007912850379946,238,0.2,33128.012784509992,6625.6025569019985]
[0.29534212338924404,251,0.2,38431.014439370025,7686.2028878740057]
[0.28628461825847623,243,0.2,34342.462378199998,6868.4924756399996]
[0.24712954366207124,210,0.2,34959.529865899975,6991.9059731799953]
[0.29870263051986695,254,0.2,48039.459807980013,9607.8919615960021]
[0.23628528463840484,201,0.2,33222.152199129989,6644.4304398259983]
[0.2822260340452194,240,0.2,43196.891455909972,8639.3782911819944]
[0.22583675551414489,192,0.2,33249.227093270019,6649.8454186540039]
[0.22248220074176789,189,0.2,31414.057272409991,6282.8114544819982]
[0.18953699862957002,161,0.2,26229.406224080005,5245.8812448160015]
[0.22395708096027372,190,0.2,30744.662314930018,6148.9324629860039]
[0.19175447630882264,163,0.2,23023.279284579996,4604.6558569159997]
[0.18706611084938049,159,0.2,28643.435150149999,5728.6870300299997]
[0.26076293778419496,221,0.2,34487.129955220022,6897.4259910440051]
[0.25287107563018796,215,0.2,39420.367164290008,7884.073432858002]
[0.28939556121826171,246,0.2,37189.211364979987,7437.8422729959975]
[0.23882275593280791,203,0.2,29293.30569278001,5858.6611385560027]
[0.23216087114810943,197,0.2,32088.287666209995,6417.6575332419998]
[0.19177456891536712,163,0.2,32613.366959110015,6522.6733918220034]
[0.18834310233592988,160,0.2,22040.996069380002,4408.1992138760006]
[0.23960866427421568,203,0.2,35334.664447780015,7066.9328895560029]
[0.25776284050941467,219,0.2,29939.813405999987,5987.9626811999979]
[0.23113756155967713,196,0.2,31007.506090990002,6201.501218198001]
[0.27549985563755036,234,0.2,40645.718576590021,8129.143715318005]
[0.24372753310203552,207,0.2,29254.326284170016,5850.865256834004]
[0.25059650015830992,213,0.2,28787.156753489995,5757.4313506979997]
[0.25773105382919309,219,0.2,33709.545905539999,6741.9091811079998]
[0.25417657184600828,216,0.2,32581.012476729997,6516.2024953459995]
[0.227281880736351,193,0.2,31346.871200480022,6269.3742400960045]
[0.29750265276432036,253,0.2,49270.815816700007,9854.1631633400029]
[0.24568015801906584,209,0.2,38517.664226589979,7703.5328453179964]
[0.22892724573612211,194,0.2,28748.097029420001,5749.619405884001]
[0.21411196875572205,182,0.2,27766.540235770011,5553.3080471540025]
[0.2086724442243576,177,0.2,29269.914611600008,5853.9829223200022]
[0.25063163673877714,213,0.2,33053.821429840013,6610.7642859680027]
[0.29233667171001432,248,0.2,37670.089669600005,7534.0179339200013]
[0.18733532595634461,159,0.2,22060.469282179998,4412.0938564359994]
[0.29677196002006528,252,0.2,36028.919847069985,7205.7839694139975]
[0.28715745413303373,244,0.2,38103.887400839994,7620.7774801679989]
[0.29970841598510739,255,0.2,36802.151827270049,7360.4303654540099]
[0.23426313400268556,199,0.2,35190.860021059998,7038.1720042119996]
[0.27561028003692628,234,0.2,40542.284363349987,8108.4568726699981]
[0.29072870600223538,247,0.2,43429.593638280021,8685.9187276560042]
[0.20576289618015289,175,0.2,23112.498868250012,4622.4997736500027]
[0.25632141172885892,218,0.2,31342.299476080007,6268.4598952160013]
[0.23734301733970642,201,0.2,34552.253860240002,6910.4507720480005]
[0.21163047409057617,180,0.2,29190.732441790005,5838.1464883580011]
[0.22342325770854948,190,0.2,30789.820333000007,6157.9640666000014]
[0.28246421670913696,240,0.2,48134.046718229998,9626.8093436460003]
[0.25046805560588836,213,0.2,33195.745129310002,6639.1490258620006]
[0.18623231184482575,158,0.2,24393.782468450001,4878.7564936900008]
[0.27968556618690488,238,0.2,43867.428486059966,8773.4856972119942]
[0.23130192410945893,196,0.2,28774.761884139993,5754.9523768279987]
[0.2045600917339325,174,0.2,31257.192338940004,6251.4384677880007]
[0.23744652450084686,202,0.2,31543.605893740008,6308.7211787480019]
[0.20438332843780518,173,0.2,33168.011275720004,6633.602255144001]
[0.21985145545005796,187,0.2,27591.834005819994,5518.3668011639993]
[0.26037638783454897,221,0.2,33186.414545639986,6637.2829091279973]
[0.19592940330505371,166,0.2,27733.097632290017,5546.6195264580037]
[0.21911093723773956,186,0.2,26256.389219040004,5251.2778438080013]
[0.25070171284675596,213,0.2,28934.573032179993,5786.9146064359993]
[0.25068278217315676,213,0.2,36805.769122020021,7361.1538244040048]
[0.2806055724620819,238,0.2,38218.794171900008,7643.7588343800016]
[0.26290293967723843,223,0.2,36078.128821559993,7215.6257643119989]
[0.19718172919750213,167,0.2,26010.81546953999,5202.1630939079987]
[0.28602554118633272,243,0.2,39391.483812329985,7878.2967624659977]
[0.27771009671688079,236,0.2,36297.843016780018,7259.5686033560041]
[0.27926066565513608,237,0.2,36911.873886969996,7382.3747773939995]
[0.21768288087844848,185,0.2,33968.607641650022,6793.7215283300047]
[0.25879569697380067,220,0.2,35443.726715029989,7088.7453430059977]
[0.28545350325107577,242,0.2,41954.612889239979,8390.9225778479959]
[0.20739656710624693,176,0.2,25547.663621230004,5109.5327242460007]
[0.20237480843067168,172,0.2,24217.044339089989,4843.4088678179978]
[0.29813511800765991,253,0.2,40052.988797570011,8010.597759514003]
[0.19465468811988831,165,0.2,18653.451392970004,3730.690278594001]
[0.19837318611145019,168,0.2,23917.657230209996,4783.5314460419995]
[0.2620864337682724,223,0.2,34410.841588200026,6882.1683176400056]
[0.19574248158931731,166,0.2,29551.620471960021,5910.3240943920046]
[0.24098696136474609,205,0.2,34103.653709680009,6820.7307419360022]
[0.1987234103679657,169,0.2,25734.246223130005,5146.8492446260016]
[0.25959914302825926,220,0.2,36885.407320620012,7377.0814641240031]
[0.22635779750347138,192,0.2,30212.057102830015,6042.4114205660035]
[0.27795908331871033,236,0.2,35255.179235460011,7051.0358470920028]
[0.2699919945001602,229,0.2,44871.039349320032,8974.2078698640071]
[0.24555105435848235,208,0.2,32245.494899150006,6449.0989798300016]
[0.19511663460731507,166,0.2,25298.149348409999,5059.6298696820004]
[0.20847851693630218,177,0.2,28042.136842540003,5608.4273685080007]
[0.23027883875370025,195,0.2,30090.89835539,6018.179671078]
[0.22888389408588408,194,0.2,34837.867737859997,6967.5735475719994]
[0.29028282952308654,247,0.2,36554.153238420025,7310.8306476840053]
[0.25915612721443176,220,0.2,37947.951814570006,7589.5903629140012]
[0.24400663483142854,207,0.2,35453.976319640009,7090.795263928002]
[0.23457777321338652,199,0.2,33486.472337780004,6697.2944675560011]
[0.27564072811603546,234,0.2,32277.225190900012,6455.4450381800025]
[0.20611066746711731,175,0.2,26156.665115140007,5231.3330230280017]
[0.2269250042438507,193,0.2,27267.593104059993,5453.5186208119994]
[0.21906252336502074,186,0.2,29698.807153649992,5939.7614307299991]
[0.19318523705005647,164,0.2,23006.134217680006,4601.2268435360011]
[0.22822339296340943,194,0.2,28003.118259960025,5600.6236519920058]
[0.22165093624591828,188,0.2,29863.298831189997,5972.659766238]
[0.2429282727241516,206,0.2,30735.887581900017,6147.1775163800039]
[0.27383422815799713,233,0.2,42812.287966910022,8562.4575933820051]
[0.27477036559581758,233,0.2,34083.781706239977,6816.7563412479958]
[0.25659731304645539,218,0.2,36940.247790439993,7388.0495580879988]
[0.20645650219917297,175,0.2,27061.868569980012,5412.3737139960031]
[0.25634835362434388,218,0.2,32993.472967670001,6598.6945935340009]
[0.28123359382152557,239,0.2,42778.043443209972,8555.6086886419944]
[0.23643391692638396,201,0.2,29177.845376289999,5835.5690752580003]
[0.18807419979572296,160,0.2,19856.595750580003,3971.3191501160009]
[0.26378210163116456,224,0.2,42213.871490290039,8442.7742980580078]
[0.28548849713802338,242,0.2,39517.829444910021,7903.5658889820043]
[0.23765230894088746,202,0.2,31368.876180569991,6273.7752361139983]
[0.26772642910480499,227,0.2,35260.214432599998,7052.0428865200001]
[0.20372137320041656,173,0.2,27532.800887669997,5506.5601775340001]
[0.22900784718990325,194,0.2,30303.697030730022,6060.7394061460045]
[0.21100683546066284,179,0.2,28229.556388839999,5645.9112777680002]
[0.19170132637023926,163,0.2,24565.831724599997,4913.1663449199996]
[0.25227320337295533,214,0.2,36356.347199100011,7271.2694398200028]
[0.27354345953464509,232,0.2,39338.676434170011,7867.7352868340022]
[0.23926825189590453,203,0.2,36591.327527209971,7318.2655054419947]
[0.19174774932861327,163,0.2,25755.818943120012,5151.1637886240023]
[0.21254591417312621,180,0.2,21186.589267889991,4237.317853577998]
[0.27114206349849701,230,0.2,34105.825738269981,6821.1651476539964]
[0.24911695861816407,211,0.2,28632.337334399988,5726.467466879998]
[0.26539013528823852,225,0.2,43343.601937620013,8668.7203875240029]
[0.24759151053428649,210,0.2,29031.342401260008,5806.2684802520016]
[0.19965407788753509,169,0.2,31831.57203435999,6366.3144068719985]
[0.23904310190677641,203,0.2,30582.05882947001,6116.4117658940022]
[0.27150131142139433,231,0.2,37126.873302339984,7425.3746604679973]
[0.28274855053424836,240,0.2,36169.735116300006,7233.9470232600015]
[0.19494033336639405,165,0.2,26997.193819250006,5399.4387638500011]
[0.25387160181999208,216,0.2,32913.764425609981,6582.7528851219968]
[0.18994383823871613,161,0.2,20541.383986960016,4108.2767973920036]
[0.27803810155391695,236,0.2,34475.55176265999,6895.1103525319986]
[0.25047767043113711,213,0.2,38922.941184879994,7784.5882369759993]
[0.24554790830612183,208,0.2,32901.861832959992,6580.3723665919988]
[0.21442280280590056,182,0.2,42262.38927586002,8452.4778551720046]
[0.19148032808303833,162,0.2,26287.826372029995,5257.5652744059989]
[0.22075791943073272,187,0.2,31052.264390759996,6210.4528781519994]
[0.28495323336124417,242,0.2,36579.081346220039,7315.8162692440083]
[0.20354710364341735,173,0.2,23979.463749859995,4795.8927499719994]
[0.22089008760452269,187,0.2,30049.766690520006,6009.9533381040019]
[0.25669944763183594,218,0.2,33285.349513650021,6657.0699027300043]
[0.25933096754550933,220,0.2,32024.052777869994,6404.8105555739994]
[0.26468370723724366,225,0.2,36571.478504630002,7314.2957009260008]
[0.29109126305580135,247,0.2,39769.000883289998,7953.8001766580001]
[0.19796871113777159,168,0.2,25720.56182287,5144.1123645740008]
[0.2665253301858902,226,0.2,34868.709733539989,6973.7419467079981]
[0.26429056620597841,224,0.2,34631.677696439991,6926.3355392879985]
[0.28811181557178495,245,0.2,43525.385291620019,8705.0770583240046]
[0.22797009837627411,194,0.2,28769.223803110013,5753.8447606220034]
[0.2056624059677124,175,0.2,24935.797542590004,4987.1595085180015]
[0.27615083026885984,235,0.2,31732.897357640002,6346.5794715280008]
[0.23000779581069947,195,0.2,27515.142289729989,5503.0284579459985]
[0.29937524700164797,254,0.2,37204.297365130005,7440.8594730260011]
[0.28170561039447783,239,0.2,40594.90789884,8118.9815797680003]
[0.21262857449054717,180,0.2,30354.158088160028,6070.8316176320059]
[0.23530919981002807,200,0.2,31015.304230239992,6203.0608460479989]
[0.23549485766887665,200,0.2,39351.740639369986,7870.3481278739973]
[0.22992355227470396,195,0.2,30732.799297840007,6146.5598595680021]
[0.19162909626960753,163,0.2,21617.059449809993,4323.4118899619989]
[0.23222301077842711,197,0.2,31930.471075259989,6386.0942150519986]
[0.29089976835250853,247,0.2,33597.268123410031,6719.4536246820062]
[0.24838237237930297,211,0.2,38200.317484909996,7640.0634969819994]
[0.20770642948150633,176,0.2,27462.787364760006,5492.5574729520013]
[0.19476814305782317,165,0.2,26610.190564079996,5322.0381128159997]
[0.21711078178882598,184,0.2,32800.124509320005,6560.0249018640015]
[0.28426984691619872,241,0.2,39189.669499750002,7837.9338999500005]
[0.28344734787940978,241,0.2,37682.687392690008,7536.5374785380018]
[0.24259684324264524,206,0.2,35267.626474609999,7053.5252949220003]
[0.24254205572605131,206,0.2,34097.161960569989,6819.4323921139985]
[0.28121306633949278,239,0.2,38523.525173219983,7704.7050346439974]
[0.23403766465187073,199,0.2,32070.906344220006,6414.1812688440014]
[0.18882240986824037,160,0.2,26729.498220780002,5345.8996441560012]
[0.18624225962162017,158,0.2,25680.520775350007,5136.104155070002]
[0.29679199147224422,252,0.2,34788.486042130018,6957.6972084260042]
[0.2943332530260086,250,0.2,42806.120379559987,8561.2240759119977]
[0.25619891953468321,218,0.2,30354.90689779001,6070.9813795580021]
[0.2882480810880661,245,0.2,42985.07172029002,8597.014344058005]
[0.25294830000400542,215,0.2,31220.40458753,6244.0809175060003]
[0.21694838297367094,184,0.2,31866.99695238001,6373.3993904760027]
[0.28995380544662475,246,0.2,37571.814648570013,7514.3629297140033]
[0.23231851351261137,197,0.2,32342.679893520024,6468.5359787040052]
[0.29795659482479098,253,0.2,36459.613098529997,7291.9226197059998]
[0.19595610058307647,166,0.2,21592.575619520005,4318.5151239040015]
[0.23388483309745789,199,0.2,29298.356550010023,5859.6713100020052]
[0.24047629523277281,204,0.2,34977.13710707998,6995.4274214159959]
[0.18787771761417388,159,0.2,24802.082240260006,4960.4164480520012]
[0.18651416552066802,158,0.2,27031.185350900018,5406.2370701800037]
[0.19436761593818663,165,0.2,23845.303405019989,4769.0606810039981]
[0.25477517795562743,216,0.2,32343.345795250014,6468.6691590500031]
[0.23953428018093109,203,0.2,31571.00876369001,6314.2017527380021]
[0.26746304404735566,227,0.2,37130.180391020011,7426.0360782040025]
[0.20622705781459807,175,0.2,32066.695374940009,6413.3390749880018]
[0.29415442407131193,250,0.2,41738.995450149967,8347.7990900299937]
[0.26805793333053585,228,0.2,36102.621848099981,7220.5243696199968]
[0.27980244576931002,238,0.2,37930.425944569972,7586.0851889139949]
[0.28785664558410645,244,0.2,41224.411208440011,8244.882241688003]
[0.22819329822063444,194,0.2,33160.631458400014,6632.1262916800033]
[0.2271062250137329,193,0.2,32115.801067110016,6423.1602134220038]
[0.28109249711036682,239,0.2,42329.350888399997,8465.870177679999]
[0.28301975655555722,240,0.2,39207.257891170004,7841.4515782340013]
[0.19866985952854155,169,0.2,18987.304215440006,3797.4608430880016]
[0.24389980494976043,207,0.2,33333.276326739993,6666.6552653479994]
[0.20545866000652313,174,0.2,27796.73070005,5559.3461400100005]
[0.23685491037368772,201,0.2,31170.252872109992,6234.050574421999]
[0.20542451548576354,174,0.2,28730.695668930006,5746.1391337860014]
[0.19292168891429901,164,0.2,28053.464129469987,5610.6928258939979]
[0.20291607213020324,172,0.2,30835.992678440009,6167.1985356880023]
[0.19716869652271271,167,0.2,22973.783599230017,4594.7567198460038]
[0.26712195217609402,227,0.2,37045.638958629999,7409.1277917260004]
[0.22812397634983062,194,0.2,33943.801058210011,6788.7602116420021]
[0.18716376757621764,159,0.2,23748.375868720006,4749.6751737440018]
[0.29467999148368834,250,0.2,40891.379778430019,8178.2759556860037]
[0.27608387982845306,234,0.2,40045.221028269989,8009.0442056539978]
[0.19959934473037719,169,0.2,20580.882509640011,4116.1765019280019]
[0.26778131175041198,227,0.2,36574.628753070021,7314.9257506140048]
[0.20799900555610656,177,0.2,28274.369142230003,5654.8738284460014]
[0.22713957452774047,193,0.2,23472.932846420001,4694.5865692840007]
[0.25465301871299745,216,0.2,37907.116643560003,7581.4233287120005]
[0.23472791397571563,199,0.2,35032.052479690014,7006.4104959380029]
[0.23969620335102082,203,0.2,32401.53708028001,6480.3074160560027]
[0.23169490206241608,197,0.2,35680.936842200004,7136.1873684400016]
[0.26126962888240812,222,0.2,35623.549621340018,7124.7099242680042]
[0.23250476932525635,197,0.2,30363.957946790011,6072.791589358003]
[0.28164372897148132,239,0.2,40167.631490769978,8033.5262981539963]
[0.22917850184440614,195,0.2,26928.640272280001,5385.7280544560008]
[0.29640745282173153,252,0.2,45790.023680159997,9158.0047360320004]
[0.19927327644824983,169,0.2,27895.061390010003,5579.012278002001]
[0.21633655393123627,184,0.2,33189.246666010004,6637.8493332020007]
[0.25436782193183899,216,0.2,35187.201464809994,7037.4402929619991]
[0.23289162504673003,198,0.2,33863.233598759994,6772.6467197519996]
[0.26936167645454406,229,0.2,34623.99149588,6924.798299176]
[0.24963255786895749,212,0.2,32951.266055109998,6590.253211022]
[0.21900758635997772,186,0.2,28559.234099790006,5711.846819958002]
[0.28823917293548584,245,0.2,37016.864354179983,7403.3728708359968]
[0.28110296130180357,239,0.2,37131.176593909971,7426.2353187819945]
[0.2501658103466034,212,0.2,30532.457673580004,6106.4915347160013]
[0.22473526346683503,191,0.2,26512.431574910006,5302.4863149820012]
[0.21509450876712799,183,0.2,29556.741600339999,5911.3483200680002]
[0.2143775621652603,182,0.2,26600.073067270001,5320.0146134540009]
[0.21199529385566712,180,0.2,30625.278869409987,6125.055773881998]
[0.19145807468891143,162,0.2,26477.361024130001,5295.472204826001]
[0.28494190621376037,242,0.2,37386.418059789998,7477.2836119579997]
[0.22813073050975799,194,0.2,33589.029294219989,6717.8058588439981]
[0.25327382469177245,215,0.2,38397.745394730002,7679.5490789460009]
[0.24106268405914305,205,0.2,33461.363076670001,6692.2726153340009]
[0.2691441571712494,229,0.2,39664.432159330019,7932.8864318660044]
[0.2356449236869812,200,0.2,29085.557524040003,5817.111504808001]
[0.28174647510051726,239,0.2,36567.218156330004,7313.4436312660009]
[0.20143660533428193,171,0.2,24907.02781322999,4981.4055626459985]
[0.25636091744899747,218,0.2,32352.733106339998,6470.5466212680003]
[0.2113636507987976,179,0.2,34046.543622980003,6809.3087245960014]
[0.28393515586853024,241,0.2,36410.02434531998,7282.004869063996]
[0.27693177151679993,235,0.2,35857.464588829978,7171.492917765996]
[0.28831037020683287,245,0.2,34250.809380740007,6850.1618761480022]
[0.21434129762649537,182,0.2,31482.519596519989,6296.5039193039984]
[0.29052523863315582,247,0.2,34725.356277819985,6945.0712555639975]
[0.26838154184818264,228,0.2,33849.702062959987,6769.9404125919973]
[0.23786123943328857,202,0.2,32641.995358159998,6528.3990716320004]
[0.2441466919183731,207,0.2,35571.01636637999,7114.2032732759981]
[0.28786483347415925,244,0.2,42991.99454123999,8598.3989082479984]
[0.29943797779083248,254,0.2,44356.280286720001,8871.2560573440005]
[0.2404190751314163,204,0.2,35463.01152932,7092.6023058640003]
[0.24927647638320921,212,0.2,31394.379400060006,6278.8758800120013]
[0.28936323773860928,246,0.2,43824.301092620037,8764.860218524007]
[0.28433535003662108,241,0.2,40993.693468629986,8198.738693725998]
[0.2289538071155548,194,0.2,35101.385421700019,7020.277084340004]
[0.28669568431377412,243,0.2,34937.795440210022,6987.559088042005]
[0.1925810455083847,163,0.2,26401.924470000013,5280.3848940000025]
[0.22063108527660369,187,0.2,29613.717970310016,5922.7435940620035]
[0.25934813153743741,220,0.2,37436.094556320008,7487.2189112640017]
[0.21361457991600036,181,0.2,24558.548224409988,4911.7096448819975]
[0.28069824171066282,238,0.2,36593.877554139988,7318.775510827998]
[0.27400225317478177,233,0.2,42874.06706348998,8574.8134126979967]
[0.29412814128398895,250,0.2,46222.718071839998,9244.5436143679999]
[0.23481857872009276,199,0.2,32432.343619219992,6486.4687238439983]
[0.28354469203948973,241,0.2,44527.51001925001,8905.5020038500024]
[0.25759160828590394,219,0.2,38475.644280200009,7695.1288560400026]
[0.28525792479515077,242,0.2,37406.47241515998,7481.2944830319966]
[0.28172802007198333,239,0.2,36906.947031940006,7381.3894063880016]
[0.24694265592098236,210,0.2,37374.232926410026,7474.8465852820054]
[0.21884003019332884,186,0.2,34078.863944190001,6815.7727888380005]
[0.22530769550800323,191,0.2,34398.109548659995,6879.621909731999]
[0.2349475804567337,199,0.2,36301.974929400014,7260.3949858800033]
[0.2423320380449295,206,0.2,36218.541636470007,7243.7083272940017]
[0.28362502169609072,241,0.2,39336.621457740002,7867.3242915480005]
[0.20178511047363282,171,0.2,26171.771907760001,5234.3543815520006]
[0.21797234487533568,185,0.2,33161.617941540004,6632.3235883080015]
[0.24337789320945741,207,0.2,32856.935730949997,6571.3871461899998]
[0.2287605321407318,194,0.2,30665.499577270009,6133.0999154540023]
[0.21202922093868254,180,0.2,28543.26764499001,5708.653528998002]
[0.2062043559551239,175,0.2,25736.257435200005,5147.2514870400009]
[0.25408708262443541,216,0.2,31178.44956527001,6235.6899130540023]
[0.26052652180194857,221,0.2,35656.16308903,7131.2326178060002]
[0.25215026271343233,214,0.2,38504.43827963002,7700.8876559260043]
[0.20275561666488648,172,0.2,27980.060945389996,5596.0121890779992]
[0.29325548207759855,249,0.2,43863.954595299998,8772.7909190600003]
[0.19532572138309479,166,0.2,26195.966044760011,5239.1932089520024]
[0.20281436562538147,172,0.2,26171.86061906,5234.3721238120006]
[0.20247923290729522,172,0.2,22491.73200886001,4498.3464017720025]
[0.26562975168228148,226,0.2,36710.952554169999,7342.1905108339997]
[0.20336866199970244,173,0.2,29459.336994369984,5891.8673988739974]
[0.19935866153240203,169,0.2,28523.261446530007,5704.6522893060019]
[0.18602490341663361,158,0.2,25422.106425610018,5084.4212851220036]
[0.28184094500541684,239,0.2,38401.230059080022,7680.2460118160052]
[0.21937010264396667,186,0.2,28854.394019650015,5770.8788039300034]
[0.27712247121334077,235,0.2,35520.33031926999,7104.0660638539985]
[0.18952938830852509,161,0.2,30003.729655520001,6000.7459311040002]
[0.25609024822711945,217,0.2,32941.774067609993,6588.3548135219989]
[0.25065165460109712,213,0.2,31022.540958500002,6204.5081917000007]
[0.28442836582660674,242,0.2,43895.768503630003,8779.1537007260013]
[0.2565703032016754,218,0.2,34694.371054130024,6938.8742108260049]
[0.28292433536052702,240,0.2,33109.902783579993,6621.9805567159992]
[0.21339529395103454,181,0.2,32519.751485800007,6503.9502971600014]
[0.26173147344589232,222,0.2,35683.200311140012,7136.6400622280025]
[0.23812045919895172,202,0.2,25587.940371150005,5117.5880742300014]
[0.29391053366661068,250,0.2,40539.960179830006,8107.9920359660018]
[0.23453462541103362,199,0.2,31461.241687689992,6292.2483375379989]
[0.24715193974971772,210,0.2,30902.436421459995,6180.4872842919995]
[0.22544241857528685,191,0.2,33847.085765760006,6769.4171531520014]
[0.18774871587753295,159,0.2,23145.678894739991,4629.135778947998]
[0.20417592000961304,173,0.2,24525.424688880008,4905.0849377760014]
[0.24629647850990294,209,0.2,26177.493542849988,5235.4987085699977]
[0.20560492086410523,174,0.2,30811.41101856999,6162.2822037139986]
[0.22767333662509917,193,0.2,27741.579655569996,5548.3159311139998]
[0.28428130996227263,241,0.2,42158.123601639993,8431.6247203279981]
[0.27961097824573516,237,0.2,35915.533528410022,7183.1067056820048]
[0.28601972472667692,243,0.2,35777.504019450011,7155.5008038900023]
[0.21233118760585784,180,0.2,27163.716138450003,5432.7432276900008]
[0.18724155592918396,159,0.2,26249.902458689998,5249.9804917379997]
[0.18726351714134215,159,0.2,27221.057107600009,5444.2114215200017]
[0.19143245100975037,162,0.2,31826.622649449993,6365.3245298899992]
[0.24519467389583588,208,0.2,34038.301630879992,6807.6603261759992]
[0.18679246544837952,158,0.2,22636.181648510003,4527.2363297020011]
[0.19871724736690521,169,0.2,26533.177232039987,5306.6354464079977]
[0.2579948669672012,219,0.2,35946.075248130001,7189.2150496260001]
[0.22553279793262482,191,0.2,28106.404190320016,5621.2808380640035]
[0.26248982155323031,223,0.2,31789.102238510008,6357.8204477020017]
[0.19973794090747832,169,0.2,22440.045075160011,4488.009015032002]
[0.27117978894710537,230,0.2,37043.145624509983,7408.6291249019969]
[0.26554035758972167,225,0.2,40843.970504619996,8168.7941009239994]
[0.22864352345466613,194,0.2,27219.95374728,5443.9907494560002]
[0.18747471034526825,159,0.2,21493.857397969998,4298.7714795940001]
[0.27967027080059048,237,0.2,38166.861895680006,7633.3723791360017]
[0.27758557283878327,236,0.2,40468.80724376002,8093.7614487520041]
[0.20868843269348145,177,0.2,38849.247635749991,7769.8495271499987]
[0.23281300091743468,198,0.2,37833.411996160037,7566.6823992320078]
[0.27001171338558194,229,0.2,37027.137940030007,7405.4275880060013]
[0.18951282227039337,161,0.2,24099.567019369999,4819.9134038740003]
[0.29998012483119962,255,0.2,44894.273760419994,8978.8547520839984]
[0.22589995515346528,192,0.2,28372.474094050001,5674.4948188100007]
[0.20038009572029114,170,0.2,29729.240190210006,5945.8480380420015]
[0.22607692229747772,192,0.2,33880.474862810006,6776.0949725620012]
[0.26743232417106627,227,0.2,34453.412650649982,6890.6825301299968]
[0.25345806241035462,215,0.2,37428.290210859996,7485.6580421719991]
[0.27247924447059629,231,0.2,36709.103987030023,7341.8207974060051]
[0.24908451962471007,211,0.2,35735.60313990002,7147.1206279800044]
[0.217859943151474,185,0.2,34482.355505620028,6896.4711011240061]
[0.28096365165710446,239,0.2,36496.952736619998,7299.3905473240002]
[0.26367724227905276,224,0.2,32721.576482429988,6544.3152964859983]
[0.28848190820217134,245,0.2,35288.975770610006,7057.7951541220018]
[0.2826216756105423,240,0.2,37774.988719859975,7554.9977439719951]
[0.27552591419219968,234,0.2,29221.578388550002,5844.3156777100012]
[0.19334007990360261,164,0.2,30062.856223500014,6012.5712447000033]
[0.28780342769622802,244,0.2,42099.042062410008,8419.8084124820016]
[0.20826605308055879,177,0.2,26231.212681510002,5246.2425363020011]
[0.25350072777271271,215,0.2,33660.021542240014,6732.004308448003]
[0.29011023151874543,246,0.2,37352.143167609996,7470.4286335219995]
[0.28797051501274107,245,0.2,37221.423448010035,7444.2846896020073]
[0.20403583574295042,173,0.2,35850.794422069994,7170.1588844139987]
[0.2578532402515411,219,0.2,33416.278184819981,6683.2556369639969]
[0.2419406840801239,205,0.2,32799.82030643004,6559.9640612860085]
[0.2786867251396179,237,0.2,36082.79469004002,7216.5589380080046]
[0.23554342103004455,200,0.2,40864.858436549992,8172.9716873099987]
[0.21742631113529204,185,0.2,31854.059062199998,6370.8118124399998]
[0.27892679679393767,237,0.2,40124.10504887002,8024.8210097740048]
[0.2165357404947281,184,0.2,23091.34583342,4618.2691666840001]
[0.19039629220962523,162,0.2,27865.301931340022,5573.0603862680045]
[0.23055838215351104,196,0.2,32275.893896359998,6455.1787792719997]
[0.2270191683769226,193,0.2,31341.905225550006,6268.3810451100017]
[0.25088357234001157,213,0.2,31247.620063760005,6249.524012752001]
[0.19965566110610961,169,0.2,22261.740180500004,4452.3480361000011]
[0.23719282221794127,201,0.2,35240.969367550017,7048.1938735100039]
[0.22055047702789307,187,0.2,34367.987056729995,6873.5974113459997]
[0.29777868318557738,253,0.2,40548.569861609983,8109.7139723219971]
[0.18744678997993469,159,0.2,23877.332195129991,4775.4664390259986]
[0.23116156125068665,196,0.2,33355.66446991999,6671.1328939839987]
[0.26552791607379911,225,0.2,37716.493230120024,7543.2986460240054]
[0.23412143933773039,199,0.2,29168.604372770013,5833.7208745540029]
[0.24007820069789887,204,0.2,33230.97862129,6646.1957242580002]
[0.20607378458976744,175,0.2,28098.509768609991,5619.7019537219985]
[0.2983833911418915,253,0.2,36557.119566030015,7311.4239132060029]
[0.18905247259140015,160,0.2,24778.506468200016,4955.7012936400033]
[0.22199289786815643,188,0.2,30363.183811860003,6072.6367623720007]
[0.2751418783664703,234,0.2,40736.844995909982,8147.3689991819965]
[0.24532184779644012,208,0.2,31689.622365099996,6337.9244730199998]
[0.26568178725242614,226,0.2,29501.339079230016,5900.2678158460039]
[0.21882121503353119,186,0.2,22501.279866869994,4500.255973373999]
[0.22220297670364381,189,0.2,35626.076551890015,7125.2153103780038]
[0.23330527997016906,198,0.2,33403.730786460008,6680.746157292002]
[0.19312398755550383,164,0.2,23335.772316060007,4667.1544632120012]
[0.29714464831352233,252,0.2,39272.028159269998,7854.4056318539997]
[0.26025997030735015,221,0.2,28816.947089950016,5763.3894179900035]
[0.2315539344549179,197,0.2,41304.967235320008,8260.9934470640019]
[0.22423306381702424,190,0.2,32591.37253126,6518.2745062520007]
[0.20279993319511413,172,0.2,26368.416961279992,5273.683392255999]
[0.25112377989292145,213,0.2,34888.493402809996,6977.6986805619999]
[0.25424339997768403,216,0.2,31260.228283739991,6252.0456567479987]
[0.26421650147438047,224,0.2,39255.35205840999,7851.0704116819979]
[0.26227279150485994,223,0.2,33860.593258750006,6772.1186517500018]
[0.2761320558786392,234,0.2,41163.772464309979,8232.7544928619955]
[0.24779307532310485,210,0.2,32052.362167380004,6410.4724334760012]
[0.2243121703863144,190,0.2,32912.464643240004,6582.492928648001]
[0.25017267322540282,212,0.2,36823.057312409976,7364.6114624819957]
[0.26683084380626676,227,0.2,33737.885673900011,6747.5771347800028]
[0.19268949258327484,163,0.2,31821.259353990008,6364.2518707980016]
[0.2969566801786423,252,0.2,44285.544440199999,8857.1088880400002]
[0.29327417492866514,249,0.2,34319.068396939998,6863.8136793880003]
[0.19396080350875855,165,0.2,30848.340366460005,6169.6680732920013]
[0.22619136929512024,192,0.2,30421.519250809997,6084.3038501619994]
[0.19543020021915436,166,0.2,26283.434618379997,5256.6869236759994]
[0.2178633406162262,185,0.2,28654.739419600002,5730.947883920001]
[0.27221931123733523,231,0.2,35898.321719489977,7179.6643438979954]
[0.25105158376693726,213,0.2,33526.53019599001,6705.3060391980025]
[0.19596904492378234,166,0.2,32401.665520880004,6480.3331041760011]
[0.29626362454891203,252,0.2,41198.150689650007,8239.6301379300021]
[0.29434921431541439,250,0.2,44361.469442189962,8872.2938884379928]
[0.22757824838161467,193,0.2,29580.179353200012,5916.0358706400029]
[0.28887015688419343,245,0.2,38106.881849740013,7621.3763699480032]
[0.286585796713829,243,0.2,42083.098840950006,8416.6197681900012]
[0.27852997291088105,237,0.2,44198.472483230027,8839.6944966460051]
[0.20523049986362457,174,0.2,28391.370152939991,5678.2740305879988]
[0.28328840088844298,241,0.2,41445.63979768,8289.1279595360011]
[0.1876035761833191,159,0.2,25641.982040700008,5128.3964081400018]
[0.22798024320602417,194,0.2,33043.236415969994,6608.6472831939991]
[0.23568888008594513,200,0.2,37444.871777859997,7488.9743555719997]
[0.21203909397125242,180,0.2,30733.782000299998,6146.7564000599996]
[0.26314614379405976,223,0.2,36547.285445669964,7309.4570891339936]
[0.24550476729869841,208,0.2,39300.249555450006,7860.0499110900018]
[0.2398371913433075,204,0.2,34004.781152039999,6800.956230408]
[0.25999523985385897,221,0.2,30738.117217919997,6147.6234435839997]
[0.19023260915279389,161,0.2,24218.958075660004,4843.7916151320014]
[0.2573851171731949,219,0.2,29848.413650960018,5969.6827301920039]
[0.27016140568256375,229,0.2,38502.965657510016,7700.5931315020034]
[0.25742796599864959,219,0.2,43056.757101740011,8611.3514203480026]
[0.22068128621578215,187,0.2,31871.546366109993,6374.3092732219993]
[0.24113225734233856,205,0.2,30731.86319745002,6146.3726394900041]
[0.2119589477777481,180,0.2,29049.169245939996,5809.8338491879995]
[0.23917891216278075,203,0.2,34659.264722130007,6931.8529444260021]
[0.28712532091140747,244,0.2,40968.359089970036,8193.6718179940071]
[0.18642701375484466,158,0.2,31343.857768549984,6268.7715537099975]
[0.2267125539779663,192,0.2,34672.63534636001,6934.5270692720023]
[0.22732422673702241,193,0.2,37229.806085369986,7445.9612170739974]
[0.27201389372348783,231,0.2,40822.77865920998,8164.555731841996]
[0.27776691591739655,236,0.2,33655.265755659988,6731.0531511319978]
[0.26577758216857911,226,0.2,33606.74984140999,6721.3499682819984]
[0.28415708506107329,241,0.2,45423.436324119975,9084.6872648239951]
[0.20921294009685515,178,0.2,27944.896436060008,5588.9792872120015]
[0.23639962291717528,201,0.2,29743.269986860007,5948.6539973720019]
[0.27908701443672179,237,0.2,37521.597658630009,7504.3195317260024]
[0.19929773139953613,169,0.2,28896.827118330024,5779.365423666005]
[0.19215991616249084,163,0.2,25959.521417840009,5191.904283568002]
[0.22181671214103699,188,0.2,29402.569751929997,5880.513950386]
[0.19547167646884919,166,0.2,26993.497195420019,5398.6994390840046]
[0.24281774640083312,206,0.2,28657.015158610018,5731.403031722004]
[0.2957879251241684,251,0.2,41763.432947820009,8352.6865895640021]
[0.27273351752758024,232,0.2,34061.349552420004,6812.2699104840012]
[0.28891729331016541,245,0.2,40422.723894760005,8084.5447789520013]
[0.24804355001449585,211,0.2,28429.190383940011,5685.8380767880026]
[0.19061185455322266,162,0.2,22617.197623230004,4523.4395246460008]
[0.25401401674747465,216,0.2,40717.590456409991,8143.5180912819987]
[0.28314289426803585,240,0.2,38107.166608559994,7621.4333217119993]
[0.21732624900341033,184,0.2,29679.25841653,5935.8516833060003]
[0.21972849440574646,186,0.2,28481.892138969997,5696.3784277939994]
[0.22044976937770844,187,0.2,27411.52045678001,5482.3040913560026]
[0.28792208755016324,245,0.2,38057.679942589966,7611.5359885179932]
[0.28961498987674711,246,0.2,44493.340193980024,8898.6680387960059]
[0.20631609177589416,175,0.2,26085.394938919999,5217.0789877839998]
[0.23469030404090879,199,0.2,27765.321019339997,5553.0642038679998]
[0.26495203900337216,225,0.2,37533.906239379983,7506.781247875997]
[0.2803469166755676,238,0.2,38930.912281790013,7786.182456358003]
[0.2944147106409073,250,0.2,35939.755458549997,7187.9510917099997]
[0.279169287443161,237,0.2,41065.344823360014,8213.0689646720039]
[0.25866505765914916,220,0.2,34807.433581020043,6961.4867162040091]
[0.28864710652828218,245,0.2,43784.926056360004,8756.9852112720018]
[0.20267802536487578,172,0.2,24981.259529860014,4996.2519059720034]
[0.21003988981246949,178,0.2,33777.910382710004,6755.5820765420012]
[0.25223969757556913,214,0.2,36170.48569662001,7234.0971393240025]
[0.25161117339134215,214,0.2,35343.902153959978,7068.780430791996]
[0.28613387954235076,243,0.2,39793.641162629989,7958.7282325259985]
[0.19139388978481292,162,0.2,24574.128552370003,4914.8257104740005]
[0.19629211664199828,167,0.2,26979.234959960017,5395.8469919920035]
[0.29715349531173707,252,0.2,41898.738938259994,8379.7477876519988]
[0.23953096425533293,203,0.2,36804.031856089976,7360.8063712179955]
[0.25227474582195281,214,0.2,29758.680605539994,5951.7361211079988]
[0.25395405149459838,216,0.2,42943.66921030001,8588.7338420600026]
[0.23110750758647919,196,0.2,29382.049918430013,5876.4099836860032]
[0.27953096795082089,237,0.2,43276.412535129988,8655.2825070259987]
[0.27071032047271726,230,0.2,31140.207925880004,6228.0415851760008]
[0.1927382937669754,164,0.2,32128.821268810018,6425.764253762004]
[0.19284159708023071,164,0.2,23534.637854509991,4706.9275709019985]
[0.21373045384883879,181,0.2,31125.530559510025,6225.1061119020051]
[0.28201301300525666,239,0.2,38238.002621089996,7647.6005242179999]
[0.24239966118335723,206,0.2,31850.966974870011,6370.1933949740023]
[0.2146579005718231,182,0.2,31239.539076900001,6247.9078153800001]
[0.24520497500896454,208,0.2,37842.928348120011,7568.5856696240025]
[0.23019170737266539,195,0.2,29417.140168510003,5883.4280337020009]
[0.25725468850135802,218,0.2,32752.803338250018,6550.5606676500038]
[0.19502240931987763,165,0.2,27361.842976590011,5472.3685953180029]
[0.24923815977573394,212,0.2,27009.845985650027,5401.9691971300053]
[0.29294642829895018,249,0.2,45400.518992960031,9080.1037985920066]
[0.19713108658790587,167,0.2,29076.891739810013,5815.3783479620033]
[0.27991164708137511,238,0.2,38062.908355040003,7612.5816710080007]
[0.24744683969020842,210,0.2,33140.951534090025,6628.1903068180054]
[0.2140185112953186,182,0.2,23333.701294600007,4666.7402589200019]
[0.24608650839328766,209,0.2,34260.886194569997,6852.1772389139996]
[0.29313037383556362,249,0.2,37601.386956740003,7520.2773913480014]
[0.2304848881959915,196,0.2,29022.947023590001,5804.5894047180009]
[0.22450515317916869,191,0.2,31473.313476259995,6294.6626952519991]
[0.22836467313766479,194,0.2,39801.240524409994,7960.2481048819991]
[0.22664520943164826,192,0.2,31620.582668139996,6324.1165336279992]
[0.21788072204589842,185,0.2,30347.161152650009,6069.432230530002]
[0.24937126564979553,212,0.2,32202.910079789992,6440.5820159579989]
[0.28949526321887969,246,0.2,41235.713625779987,8247.1427251559981]
[0.29914306426048276,254,0.2,39886.065977450009,7977.2131954900024]
[0.28055839526653292,238,0.2,34132.49920382,6826.4998407640005]
[0.22603151178359984,192,0.2,32412.603252029996,6482.5206504059997]
[0.19953837382793427,169,0.2,22943.644423019996,4588.7288846039992]
[0.27151761925220486,231,0.2,38646.897828289999,7729.3795656580005]
[0.29870565426349638,254,0.2,36965.669288480021,7393.1338576960043]
[0.28914658141136168,246,0.2,38432.176236000021,7686.4352472000046]
[0.29033977782726283,247,0.2,33501.848881700011,6700.3697763400023]
[0.24548644816875456,208,0.2,30939.49610353999,6187.8992207079982]
[0.2604147927761078,221,0.2,33131.575928900005,6626.3151857800012]
[0.21825148057937621,185,0.2,28428.867190879988,5685.7734381759983]
[0.19982288432121276,170,0.2,29576.514325460001,5915.3028650920005]
[0.23550564801692964,200,0.2,31457.336944130002,6291.4673888260004]
[0.27951308369636535,237,0.2,35886.558812900003,7177.3117625800005]
[0.29392218017578126,250,0.2,38949.829994909982,7789.9659989819966]
[0.22981183683872222,195,0.2,27359.975248540002,5471.9950497080008]
[0.25082602608203886,213,0.2,27978.15508538,5595.6310170760007]
[0.2385264834165573,202,0.2,33091.56675849,6618.3133516980006]
[0.22415836715698242,190,0.2,27756.520800359991,5551.3041600719989]
[0.21550870048999787,183,0.2,22494.102509909997,4498.8205019819998]
[0.28176692783832546,239,0.2,42963.913030499978,8592.782606099996]
[0.26676752865314485,227,0.2,37860.356011609991,7572.0712023219985]
[0.21249672567844391,180,0.2,28261.432173929996,5652.2864347859995]
[0.18681473922729491,158,0.2,26652.206746289998,5330.4413492579997]
[0.1912328635454178,162,0.2,22114.886242770015,4422.9772485540034]
[0.25537673306465147,217,0.2,39922.965535039992,7984.5931070079987]
[0.19649264860153198,167,0.2,21351.840187359998,4270.3680374719997]
[0.29511528825759886,251,0.2,39642.547423079995,7928.5094846159991]
[0.2046302833557129,174,0.2,25401.094481110016,5080.2188962220034]
[0.21897889816761018,186,0.2,33010.275590200028,6602.0551180400062]
[0.21158112931251527,180,0.2,25959.037090189991,5191.807418037999]
[0.27314296638965607,232,0.2,34911.206720670009,6982.2413441340022]
[0.2227450761795044,189,0.2,27861.380241269999,5572.2760482539998]
[0.29346337294578551,249,0.2,39161.719861069992,7832.3439722139992]
[0.20297906112670899,172,0.2,26916.179202910007,5383.2358405820014]
[0.27372851264476772,232,0.2,39392.986469819996,7878.5972939639996]
[0.2064440267086029,175,0.2,27762.869438629998,5552.5738877260001]
[0.24767141890525818,210,0.2,35085.790209189996,7017.1580418379999]
[0.26642953526973723,226,0.2,37308.136641360004,7461.6273282720013]
[0.19895469617843628,169,0.2,26024.607817979999,5204.9215635959999]
[0.18745399260520934,159,0.2,31661.942288719998,6332.3884577440003]
[0.21066003584861756,179,0.2,30104.836100460005,6020.9672200920013]
[0.20176740288734435,171,0.2,25772.690228670002,5154.5380457340007]
[0.20449067473411559,174,0.2,27818.421962750006,5563.6843925500016]
[0.19552099406719209,166,0.2,22923.525987870009,4584.7051975740023]
[0.26169505262374876,222,0.2,34770.684672819989,6954.1369345639978]
[0.26921633970737457,229,0.2,37434.027827489997,7486.8055654979999]
[0.23702461373806,201,0.2,28736.648198040009,5747.3296396080023]
[0.21409837210178376,182,0.2,32771.678669440007,6554.3357338880014]
[0.2101122829914093,178,0.2,30830.499318980004,6166.099863796001]
[0.23990808284282683,204,0.2,27784.072808060009,5556.8145616120019]
[0.27956972622871401,237,0.2,39219.768232179988,7843.9536464359981]
[0.2883210926055908,245,0.2,36066.979699989999,7213.3959399980004]
[0.2868874032497406,244,0.2,46760.561439919991,9352.1122879839986]
[0.23381356108188628,198,0.2,31019.989296660002,6203.9978593320011]
[0.2115719425678253,180,0.2,25423.488218659997,5084.697643732]
[0.22729899036884307,193,0.2,30335.065369899989,6067.0130739799979]
[0.29397237432003021,250,0.2,40909.983574350015,8181.9967148700034]
[0.29093363428115843,247,0.2,36843.844162480018,7368.7688324960036]
[0.27752332448959349,236,0.2,37503.740748709999,7500.7481497420004]
[0.20682745778560638,176,0.2,30960.939044199989,6192.1878088399981]
[0.2099333860874176,178,0.2,31869.771647159989,6373.9543294319983]
[0.24125581634044646,205,0.2,32645.244461750008,6529.0488923500016]
[0.20934757483005523,178,0.2,30060.672288089991,6012.1344576179981]
[0.22301022791862488,189,0.2,28199.193049910002,5639.8386099820009]
[0.29272320127487184,249,0.2,41751.151474929997,8350.2302949860004]
[0.28648851370811462,243,0.2,42398.973884579995,8479.794776916]
[0.24246707367897033,206,0.2,30371.894652670013,6074.3789305340033]
[0.25149765050411221,214,0.2,35347.326280239991,7069.465256047999]
[0.28356225013732911,241,0.2,39677.226876929999,7935.4453753859998]
[0.19407342267036437,165,0.2,31589.635649510008,6317.927129902002]
[0.2094992036819458,178,0.2,27115.120714129996,5423.0241428259997]
[0.28452721846103668,242,0.2,39705.746631650014,7941.1493263300035]
[0.18748535799980162,159,0.2,25971.585138839997,5194.3170277680001]
[0.24398546862602233,207,0.2,32674.017312660002,6534.8034625320006]
[0.24774072718620299,210,0.2,35874.664336170004,7174.9328672340016]
[0.24640824830532074,209,0.2,34585.631529420003,6917.1263058840013]
[0.26894111788272856,228,0.2,33422.409618430022,6684.4819236860048]
[0.18890110874176025,160,0.2,27135.234873850011,5427.0469747700026]
[0.27770400846004484,236,0.2,34814.77053697002,6962.9541073940045]
[0.23879724097251892,203,0.2,28880.891543930007,5776.1783087860022]
[0.19471812558174134,165,0.2,25029.067453560026,5005.8134907120057]
[0.24611506748199463,209,0.2,36487.389439569997,7297.4778879139994]
[0.21504502129554748,183,0.2,29644.778862980005,5928.9557725960012]
[0.28652762532234188,243,0.2,40089.869139190007,8017.9738278380019]
[0.18773927092552184,159,0.2,26048.14458384001,5209.6289167680025]
[0.23321093916893004,198,0.2,28337.211242190024,5667.4422484380048]
[0.19671184623241425,167,0.2,29485.080316310006,5897.0160632620018]
[0.27575182521343233,234,0.2,36379.891135910024,7275.978227182005]
[0.25421891784667966,216,0.2,35161.817061310016,7032.3634122620033]
[0.27925814473628996,237,0.2,49664.684174130045,9932.9368348260105]
[0.20488561642169953,174,0.2,25181.063996479999,5036.2127992960004]
[0.19001704001426697,161,0.2,23006.379132189999,4601.275826438]
[0.28815719890594482,245,0.2,47911.685215780009,9582.3370431560015]
[0.2880990207195282,245,0.2,39676.737175459988,7935.3474350919978]
[0.20093060731887818,170,0.2,25630.409707589988,5126.0819415179976]
[0.296546551823616,252,0.2,40740.684439719989,8148.1368879439979]
[0.19933358144760133,169,0.2,24694.689028969995,4938.9378057939994]
[0.21142139410972594,179,0.2,35934.177158089973,7186.8354316179948]
[0.21214994645118712,180,0.2,28565.602507040003,5713.1205014080006]
[0.24413329231739045,207,0.2,32499.191526129998,6499.8383052259996]
[0.26212593948841095,223,0.2,31961.206281279981,6392.2412562559966]
[0.22630154907703398,192,0.2,30068.493053810002,6013.6986107620005]
[0.2098106288909912,178,0.2,24907.904059620007,4981.5808119240019]
[0.20635427248477936,175,0.2,27664.921535209989,5532.9843070419984]
[0.28341236078739163,241,0.2,33944.949092110022,6788.9898184220046]
[0.23085734546184539,196,0.2,31071.315055409999,6214.263011082]
[0.22712749314308167,193,0.2,24871.157531809997,4974.2315063619999]
[0.22771768712997437,193,0.2,32551.529880800012,6510.3059761600025]
[0.19657990908622741,167,0.2,22561.422654530004,4512.2845309060012]
[0.28010584616661072,238,0.2,36575.398893950005,7315.079778790001]
[0.24231957614421845,206,0.2,27053.701947250011,5410.7403894500021]
[0.2990379738807678,254,0.2,39671.375783870004,7934.2751567740015]
[0.20485319101810456,174,0.2,28255.038042510001,5651.0076085020009]
[0.25805339169502256,219,0.2,37536.405274630037,7507.2810549260075]
[0.2612666594982147,222,0.2,36915.560866850006,7383.112173370002]
[0.2424415043592453,206,0.2,30049.751692229991,6009.9503384459986]
[0.29766719198226926,253,0.2,38926.407109560008,7785.2814219120019]
[0.20271727967262268,172,0.2,26444.200306310002,5288.8400612620007]
[0.2527585583925247,215,0.2,34575.333306979999,6915.0666613960002]
[0.29998076355457304,255,0.2,46865.228214650015,9373.0456429300029]
[0.2622353106737137,223,0.2,32052.013730229999,6410.4027460460002]
[0.26729617416858675,227,0.2,28437.699760400017,5687.5399520800038]
[0.28214013254642484,240,0.2,42344.223024460014,8468.8446048920032]
[0.23193309831619263,197,0.2,25434.197014720008,5086.8394029440024]
[0.23373259949684144,198,0.2,33259.413719350014,6651.8827438700027]
[0.24331519639492033,207,0.2,37622.885388860042,7524.577077772009]
[0.19012829339504242,161,0.2,24310.036739189996,4862.0073478379991]
[0.2516104599237442,214,0.2,28413.74055835,5682.7481116700001]
[0.242965984582901,206,0.2,32941.66399043001,6588.3327980860022]
[0.29544279706478116,251,0.2,38853.633172440001,7770.7266344880009]
[0.29096714007854463,247,0.2,39212.624712620018,7842.5249425240036]
[0.19665455138683319,167,0.2,29552.227983480014,5910.4455966960031]
[0.29261988437175751,249,0.2,43617.470879500019,8723.4941759000048]
[0.29457123863697049,250,0.2,39539.319747089983,7907.863949417997]
[0.2339194872379303,199,0.2,30309.692444199998,6061.93848884]
[0.20052240872383117,170,0.2,27457.213825469978,5491.4427650939961]
[0.27823599708080293,236,0.2,35864.78350499001,7172.9567009980019]
[0.20738925576210021,176,0.2,29004.180670740014,5800.8361341480031]
[0.23681278860568999,201,0.2,35436.630411119986,7087.3260822239972]
[0.28687615764141083,244,0.2,31243.31827280001,6248.6636545600022]
[0.20171402192115784,171,0.2,24730.295911940004,4946.0591823880013]
[0.25133948493003844,213,0.2,33300.813983339984,6660.1627966679971]
[0.25442969655990599,216,0.2,47257.84447111997,9451.568894223994]
[0.25341085803508756,215,0.2,34599.054485720015,6919.8108971440033]
[0.23973701369762421,204,0.2,29290.425135310015,5858.0850270620031]
[0.29779715180397032,253,0.2,39627.726123640015,7925.5452247280036]
[0.23316295337677001,198,0.2,32880.890548790019,6576.1781097580042]
[0.20272433960437775,172,0.2,26636.952170630007,5327.3904341260022]
[0.26647998762130737,226,0.2,32201.265147519993,6440.2530295039987]
[0.19459966957569122,165,0.2,31449.880019190019,6289.9760038380045]
[0.26561890017986295,226,0.2,38121.795905339997,7624.359181068]
[0.26086778354644774,221,0.2,40851.400918020016,8170.2801836040035]
[0.29747292494773864,253,0.2,36369.173848420003,7273.834769684001]
[0.20325697374343871,172,0.2,27285.612836599994,5457.1225673199988]
[0.22905715119838715,194,0.2,31906.625815060015,6381.325163012003]
[0.2901241135597229,246,0.2,38663.429135699997,7732.6858271399997]
[0.27177916967868804,231,0.2,42050.204959230025,8410.0409918460045]
[0.28825100290775296,245,0.2,38750.432624800029,7750.0865249600065]
[0.27849635159969327,237,0.2,35930.696332309999,7186.1392664619998]
[0.21369717228412627,181,0.2,27250.04399364999,5450.0087987299985]
[0.23265408790111541,197,0.2,30326.821097840006,6065.3642195680013]
[0.29389372980594636,250,0.2,42401.452288599983,8480.290457719997]
[0.25112590670585633,213,0.2,31766.50760287001,6353.3015205740021]
[0.20468423509597777,174,0.2,25153.687442310009,5030.7374884620021]
[0.22464850580692292,191,0.2,24692.367396589991,4938.4734793179987]
[0.21895989954471587,186,0.2,30052.542940210013,6010.5085880420029]
[0.19424245333671569,165,0.2,26675.506371479994,5335.1012742959992]
[0.2986109261512756,254,0.2,41953.015167459984,8390.6030334919978]
[0.18837054026126862,160,0.2,22653.043556789991,4530.6087113579988]
[0.24175117349624634,205,0.2,33519.271855390027,6703.8543710780059]
[0.20075289273262023,170,0.2,25526.688164440009,5105.3376328880022]
[0.23808568274974823,202,0.2,31369.246997749997,6273.8493995499994]
[0.225308123588562,191,0.2,34519.523637630024,6903.9047275260054]
[0.20980350780487061,178,0.2,34951.189019500009,6990.2378039000023]
[0.19930673468112944,169,0.2,22904.702425459996,4580.9404850919991]
[0.28487399089336396,242,0.2,42677.882099290029,8535.5764198580055]
[0.225968373298645,192,0.2,30444.281928529992,6088.8563857059989]
[0.27667639768123625,235,0.2,44033.975998329966,8806.795199665994]
[0.20951028621196746,178,0.2,26241.042914480011,5248.2085828960026]
[0.20346856784820555,173,0.2,28845.841239729991,5769.1682479459987]
[0.24095009207725523,205,0.2,34590.449505429999,6918.0899010860003]
[0.29400526857376097,250,0.2,34777.156522760037,6955.4313045520075]
[0.27606489479541779,234,0.2,36431.173747939989,7286.2347495879985]
[0.28235515809059142,240,0.2,43563.737995730015,8712.7475991460033]
[0.2343473707437515,199,0.2,37083.80316227999,7416.7606324559983]
[0.2366533523797989,201,0.2,28240.488069700008,5648.0976139400018]
[0.29242533195018766,248,0.2,38511.043476249994,7702.2086952499994]
[0.21349759840965271,181,0.2,27859.673614580017,5571.9347229160039]
[0.20891725873947142,177,0.2,28867.610031530014,5773.5220063060033]
[0.18951492190361022,161,0.2,28190.374622710016,5638.0749245420038]
[0.19014338493347169,161,0.2,23812.302239870005,4762.460447974001]
[0.19114638447761537,162,0.2,26132.178687770007,5226.4357375540021]
[0.2374682139158249,202,0.2,27528.966776710022,5505.7933553420044]
[0.26868635559082032,228,0.2,38186.581570790026,7637.3163141580053]
[0.23688972079753876,201,0.2,30538.162135409995,6107.6324270819996]
[0.24368830597400665,207,0.2,32704.789259850011,6540.9578519700026]
[0.21299577248096466,181,0.2,28834.957933400023,5766.9915866800047]
[0.25832136332988737,219,0.2,34043.88519499002,6808.7770389980042]
[0.21371996247768402,181,0.2,25636.615639929994,5127.3231279859992]
[0.21110607540607451,179,0.2,28288.935494990001,5657.7870989980001]
[0.21575840055942536,183,0.2,25050.60662839,5010.1213256780002]
[0.23230948984622954,197,0.2,26343.784467519996,5268.7568935039999]
[0.26852824437618256,228,0.2,40242.904828089988,8048.5809656179981]
[0.25380789256095887,215,0.2,38048.468397680008,7609.6936795360016]
[0.2875739629268646,244,0.2,39877.8998765,7975.5799753000001]
[0.2376247011423111,202,0.2,28075.032880280007,5615.0065760560019]
[0.19212705588340759,163,0.2,23245.347578570007,4649.0695157140017]
[0.29031805443763731,247,0.2,39660.481360260026,7932.0962720520056]
[0.24097528767585755,205,0.2,33357.298019200018,6671.4596038400041]
[0.25061619186401368,213,0.2,32454.819805329993,6490.9639610659988]
[0.24321840262413025,206,0.2,33290.025421749982,6658.0050843499967]
[0.22119615161418915,188,0.2,25276.015852779998,5055.2031705560003]
[0.29644485211372373,252,0.2,43826.733794810047,8765.3467589620104]
[0.29341425240039826,249,0.2,33090.372426830007,6618.0744853660017]
[0.19533565557003021,166,0.2,28517.151789530013,5703.4303579060033]
[0.1870147819519043,159,0.2,27980.048021640003,5596.0096043280009]
[0.22188418579101563,188,0.2,30635.864347290026,6127.1728694580052]
[0.22355594909191132,190,0.2,28028.451520530005,5605.6903041060013]
[0.24414630460739134,207,0.2,33347.192045349999,6669.4384090700005]
[0.29758434820175172,253,0.2,36290.794430450005,7258.158886090001]
[0.23974323105812073,204,0.2,37257.857562689991,7451.5715125379984]
[0.21115923893451691,179,0.2,33315.442888489997,6663.0885776979994]
[0.27399616491794587,233,0.2,40166.59963897003,8033.3199277940066]
[0.20837852275371552,177,0.2,24858.634509819993,4971.7269019639989]
[0.22079096996784209,187,0.2,32794.39711777,6558.8794235540008]
[0.28234224092960358,240,0.2,35084.599932020021,7016.9199864040047]
[0.25028734445571899,212,0.2,29978.733205580014,5995.746641116003]
[0.26633679807186128,226,0.2,30526.682115070005,6105.3364230140014]
[0.2888094305992126,245,0.2,41517.079950310013,8303.4159900620034]
[0.21425338482856751,182,0.2,27795.831192990001,5559.1662385980007]
[0.25659352147579195,218,0.2,33483.045699869996,6696.6091399739998]
[0.28765576028823853,244,0.2,40940.515628480018,8188.1031256960041]
[0.23215536725521088,197,0.2,29858.098598470013,5971.6197196940029]
[0.23528890335559843,200,0.2,39667.282825030037,7933.4565650060076]
[0.22944074535369874,195,0.2,32494.405715109991,6498.8811430219985]
[0.21820185041427612,185,0.2,28994.840383170013,5798.9680766340025]
[0.2482162091732025,211,0.2,32575.207103680004,6515.0414207360009]
[0.21927255463600159,186,0.2,28740.981182600008,5748.1962365200015]
[0.29198583590984345,248,0.2,38182.189378289986,7636.4378756579972]
[0.28636702036857603,243,0.2,33421.282349789995,6684.2564699579998]
[0.22566462635993956,192,0.2,32417.764258489991,6483.5528516979984]
[0.20271599543094634,172,0.2,25991.615719000001,5198.3231438000003]
[0.29524811553955077,251,0.2,41134.909434609988,8226.981886921998]
[0.26279159116744993,223,0.2,36159.628089730009,7231.9256179460026]
[0.20536345624923705,174,0.2,27980.493335200012,5596.0986670400025]
[0.22538578283786773,191,0.2,31940.954606140003,6388.1909212280007]
[0.2336827722787857,198,0.2,28800.771934759996,5760.1543869519992]
[0.20422961354255675,173,0.2,21818.690598840003,4363.7381197680006]
[0.25925216674804685,220,0.2,37006.642546469986,7401.3285092939977]
[0.21504739272594453,183,0.2,29778.977528730022,5955.7955057460049]
[0.24339013087749481,207,0.2,43455.994448650003,8691.1988897300016]
[0.28365797030925749,241,0.2,36702.213544810009,7340.4427089620021]
[0.23272254002094267,198,0.2,38235.489562530005,7647.0979125060012]
[0.22265123820304872,189,0.2,25488.484295900002,5097.6968591800005]
[0.24559770154953003,209,0.2,32515.874568769999,6503.174913754]
[0.29578609728813171,251,0.2,38691.538144210019,7738.3076288420043]
[0.27742671418190001,236,0.2,41020.571029110026,8204.1142058220048]
[0.27749601566791532,236,0.2,40360.18243251001,8072.0364865020019]
[0.29900546693801877,254,0.2,39820.495327009994,7964.0990654019988]
[0.28828590166568757,245,0.2,34724.995505880019,6944.9991011760039]
[0.28141447484493254,239,0.2,42667.37642991,8533.4752859820001]
[0.23852998960018157,202,0.2,31670.541496350012,6334.108299270003]
[0.20755321741104127,176,0.2,27010.444309270006,5402.0888618540012]
[0.22946291720867157,195,0.2,29958.29543563999,5991.6590871279986]
[0.24072045743465423,204,0.2,32314.388570769996,6462.8777141539995]
[0.27478905844688417,233,0.2,29848.924253159999,5969.7848506320006]
[0.20103168869018553,171,0.2,29750.866450209982,5950.1732900419966]
[0.23815208959579467,202,0.2,28587.292149749996,5717.4584299499993]
[0.22143578159809113,188,0.2,32449.352473030005,6489.8704946060016]
[0.19961826181411743,169,0.2,27617.871040860013,5523.5742081720027]
[0.24078054499626159,204,0.2,25173.275569109999,5034.6551138220002]
[0.26924254095554351,229,0.2,32016.272352800006,6403.2544705600012]
[0.29691316545009611,252,0.2,45148.888614759999,9029.7777229519997]
[0.29856799578666687,254,0.2,34397.856321969994,6879.5712643939987]
[0.27377352225780488,232,0.2,39506.927551150031,7901.3855102300067]
[0.23455155158042906,199,0.2,30242.492803000012,6048.4985606000027]
[0.23671250224113463,201,0.2,31675.171024100007,6335.0342048200018]
[0.21969964313507079,186,0.2,30934.243826559996,6186.8487653119992]
[0.29580598604679109,251,0.2,36434.84865361001,7286.9697307220022]
[0.21618884575366973,183,0.2,26750.129465030008,5350.0258930060018]
[0.26535820591449738,225,0.2,35311.614698040008,7062.3229396080023]
[0.27229644048213958,231,0.2,38950.428124530015,7790.0856249060034]
[0.22800703561305999,194,0.2,35141.707875230015,7028.3415750460035]
[0.27291619920730592,232,0.2,32903.403900249992,6580.6807800499992]
[0.26994640052318575,229,0.2,46031.045125350014,9206.2090250700039]
[0.21311843454837798,181,0.2,28662.444528709995,5732.4889057419996]
[0.20753641355037689,176,0.2,27297.542807370006,5459.5085614740019]
[0.26432641625404357,224,0.2,30596.320428960007,6119.2640857920014]
[0.27225481474399565,231,0.2,35426.710370440022,7085.3420740880047]
[0.25966652834415438,220,0.2,38785.781611470025,7757.1563222940058]
[0.26203058624267578,222,0.2,38160.464447550003,7632.0928895100005]
[0.28560541069507595,243,0.2,33121.40443290001,6624.2808865800025]
[0.22610968744754789,192,0.2,29483.126010229982,5896.625202045997]
[0.29178794717788692,248,0.2,40809.293151320009,8161.8586302640024]
[0.20101080787181855,171,0.2,24658.160185780005,4931.6320371560014]
[0.29246553075313564,248,0.2,33229.613571040012,6645.9227142080026]
[0.19761102604866027,168,0.2,23432.217652849999,4686.4435305699999]
[0.26419591963291167,224,0.2,39478.189273429984,7895.6378546859969]
[0.22814027738571166,194,0.2,32483.81747219,6496.7634944380006]
[0.24739920723438263,210,0.2,36454.964973879985,7290.9929947759974]
[0.24856647419929503,211,0.2,32908.195780470029,6581.6391560940065]
[0.29387128615379332,250,0.2,39456.205247140009,7891.241049428002]
[0.24419788491725922,207,0.2,37556.215623889977,7511.2431247779959]
[0.28318371140956877,240,0.2,36998.954872260008,7399.790974452002]
[0.18968531155586243,161,0.2,28523.069081730016,5704.6138163460037]
[0.27196186494827268,231,0.2,38487.806269070003,7697.5612538140012]
[0.25146210622787474,213,0.2,36354.89268795,7270.9785375900001]
[0.18663835644721985,158,0.2,27146.604515290001,5429.3209030580001]
[0.21029803597927094,178,0.2,27115.567170150003,5423.1134340300014]
[0.23468531656265257,199,0.2,30015.039234429991,6003.0078468859983]
[0.28313050031661985,240,0.2,38925.589689709996,7785.1179379419991]
[0.21025234687328337,178,0.2,25602.639061669994,5120.5278123339995]
[0.21644519805908202,184,0.2,26657.554608659997,5331.5109217319996]
[0.27906527745723725,237,0.2,39182.695274739999,7836.5390549479998]
[0.20295150768756867,172,0.2,29018.580170899997,5803.71603418]
[0.28721610116958618,244,0.2,38650.099727190005,7730.0199454380017]
[0.21238462293148042,180,0.2,26508.267910249997,5301.6535820499994]
[0.25220385432243347,214,0.2,31353.325800450006,6270.6651600900013]
[0.22722406947612761,193,0.2,30414.386199270008,6082.8772398540023]
[0.23490996372699738,199,0.2,31748.349430140006,6349.6698860280012]
[0.2638851195573807,224,0.2,37809.44445439001,7561.8888908780027]
[0.27010752868652343,229,0.2,35258.753702620008,7051.7507405240021]
[0.24786667799949647,210,0.2,36941.615841070015,7388.3231682140031]
[0.21431623113155365,182,0.2,27355.221107690002,5471.0442215380008]
[0.28531762504577635,242,0.2,37190.461944589988,7438.0923889179976]
[0.23873597109317779,203,0.2,34221.423264019984,6844.2846528039972]
[0.25888024628162382,220,0.2,32425.60654873,6485.1213097460004]
[0.27005716466903684,229,0.2,34009.920277570018,6801.9840555140036]
[0.29145019841194153,248,0.2,35780.035078120003,7156.0070156240008]
[0.22943034231662751,195,0.2,31305.64849462,6261.129698924]
[0.20291959869861603,172,0.2,28060.102390699998,5612.0204781399998]
[0.22344340467453003,190,0.2,29759.600255520003,5951.9200511040008]
[0.29821101057529448,253,0.2,46868.83315256999,9373.7666305139992]
[0.23114395558834075,196,0.2,34448.268758419996,6889.6537516839999]
[0.20590200877189635,175,0.2,33714.408977329971,6742.8817954659944]
[0.27179901766777037,231,0.2,39810.037594280002,7962.0075188560004]
[0.28610712790489196,243,0.2,40560.164781759995,8112.032956351999]
[0.21405187439918519,182,0.2,31325.776907119995,6265.1553814239996]
[0.25434657418727874,216,0.2,30364.837047990011,6072.9674095980026]
[0.28461053109169004,242,0.2,40585.575934820001,8117.1151869640007]
[0.20752024161815644,176,0.2,29672.242440359991,5934.4484880719983]
[0.21209072184562683,180,0.2,29193.583677310005,5838.7167354620015]
[0.27743499720096587,236,0.2,32933.428782140007,6586.6857564280017]
[0.24411980438232422,207,0.2,38487.994616960001,7697.5989233920009]
[0.2846037769317627,242,0.2,40727.259840149985,8145.4519680299973]
[0.25582505571842196,217,0.2,33435.50038350001,6687.1000767000023]
[0.21871165359020234,186,0.2,26498.215699080003,5299.6431398160012]
[0.26345018291473388,224,0.2,32797.310551950017,6559.4621103900035]
[0.21441320836544037,182,0.2,33572.81494175001,6714.5629883500023]
[0.20428944969177246,173,0.2,28776.920328000004,5755.3840656000011]
[0.27227618479728699,231,0.2,40025.948245509979,8005.1896491019961]
[0.26965198302268978,229,0.2,37437.376349719991,7487.4752699439987]
[0.19300353384017943,164,0.2,25845.016056759992,5169.0032113519992]
[0.2167888787984848,184,0.2,28093.423237950014,5618.6846475900029]
[0.23853645157814024,202,0.2,32911.536067310029,6582.3072134620061]
[0.26046116816997528,221,0.2,33448.020032239998,6689.6040064480003]
[0.20218392527103424,172,0.2,24573.982908259994,4914.7965816519991]
[0.18794802474975586,159,0.2,24011.645336400019,4802.329067280004]
[0.26924125671386717,229,0.2,33293.793321179997,6658.7586642360002]
[0.23845597243309019,202,0.2,37238.873804709991,7447.7747609419985]
[0.19886309373378752,169,0.2,27555.309756480008,5511.061951296002]
[0.2509630934000015,213,0.2,34260.412423430011,6852.0824846860023]
[0.19250260484218598,163,0.2,25644.343718769993,5128.8687437539993]
[0.26279557979106904,223,0.2,35563.111585460021,7112.6223170920048]
[0.28793899333477019,245,0.2,38444.915418149998,7688.9830836299998]
[0.19087906515598296,162,0.2,27137.391756749996,5427.4783513499997]
[0.27348416018486021,232,0.2,39609.746826729992,7921.9493653459986]
[0.27797894489765168,236,0.2,36780.965036450019,7356.1930072900041]
[0.21483640336990356,182,0.2,30140.923569499995,6028.1847138999992]
[0.29706076490879058,252,0.2,40686.630754040001,8137.3261508080004]
[0.27897393321990965,237,0.2,38469.749678699984,7693.9499357399973]
[0.22782044005393981,193,0.2,29699.24158817,5939.8483176340005]
[0.19176780796051024,163,0.2,28093.60587635,5618.7211752700005]
[0.21740613698959349,185,0.2,27067.955536230002,5413.5911072460003]
[0.25606669020652773,217,0.2,35578.330432779963,7115.6660865559934]
[0.20633347320556641,175,0.2,29272.053448650004,5854.4106897300007]
[0.29955718803405762,254,0.2,39219.577315179966,7843.9154630359935]
[0.27912152588367461,237,0.2,38125.765665409977,7625.1531330819962]
[0.29306405532360075,249,0.2,36884.166693600004,7376.8333387200009]
[0.22480171787738801,191,0.2,27854.928502060011,5570.9857004120022]
[0.26377656376361847,224,0.2,30993.053071750011,6198.6106143500028]
[0.21458126735687255,182,0.2,23255.513424870012,4651.1026849740028]
[0.25725120270252227,218,0.2,36971.591302959998,7394.3182605920001]
[0.1906088240146637,162,0.2,25879.552905469987,5175.9105810939982]
[0.2474387673139572,210,0.2,35511.249319219991,7102.2498638439984]
[0.2557809906005859,217,0.2,30249.682644880009,6049.9365289760026]
[0.29035762810707089,247,0.2,41989.926409889973,8397.9852819779953]
[0.29936471486091609,254,0.2,43542.97642998003,8708.5952859960071]
[0.26794154298305511,228,0.2,37060.466478719994,7412.0932957439991]
[0.29718992972373959,252,0.2,33771.007928520026,6754.201585704006]
[0.27184054148197173,231,0.2,38690.336721899963,7738.0673443799933]
[0.29282290327548977,249,0.2,41463.316759250003,8292.6633518500003]
[0.28940256679058074,246,0.2,47710.153686700003,9542.030737340001]
[0.27607323217391966,234,0.2,34555.407878450002,6911.081575690001]
[0.26498530018329619,225,0.2,35510.376370150021,7102.0752740300049]
[0.19565855062007903,166,0.2,23504.521775120007,4700.9043550240012]
[0.23411723327636719,199,0.2,27502.992886979988,5500.5985773959983]
[0.2280733880996704,194,0.2,33582.309666629997,6716.4619333259998]
[0.25764528143405913,219,0.2,34398.923383130008,6879.7846766260018]
[0.26704519665241239,227,0.2,39149.547223059999,7829.9094446119998]
[0.26390531408786772,224,0.2,35394.990506909991,7078.9981013819988]
[0.25452015066146849,216,0.2,32332.392314100023,6466.478462820005]
[0.21194808948040009,180,0.2,27560.030675529993,5512.0061351059994]
[0.2441858103275299,207,0.2,30769.35315395,6153.8706307900002]
[0.21819384598731995,185,0.2,26171.943376270003,5234.3886752540011]
[0.26060987520217893,221,0.2,42576.330789220003,8515.2661578440002]
[0.24486840176582336,208,0.2,34416.18416651,6883.2368333020004]
[0.27636542093753813,235,0.2,37746.78100924001,7549.3562018480025]
[0.29384238731861112,250,0.2,45784.968311739998,9156.9936623480007]
[0.20210921502113341,171,0.2,24194.006783610006,4838.8013567220014]
[0.27784982085227966,236,0.2,37597.484129430013,7519.4968258860026]
[0.22985374796390534,195,0.2,29548.564285690005,5909.7128571380017]
[0.20129821979999543,171,0.2,26343.136536869999,5268.6273073740003]
[0.2352543579339981,200,0.2,27858.492340970013,5571.698468194003]
[0.24871456289291383,211,0.2,35173.99945208001,7034.7998904160022]
[0.2805610656738281,238,0.2,43520.450700829962,8704.0901401659921]
[0.29909970581531525,254,0.2,36332.267669419984,7266.4535338839969]
[0.20425741839408873,173,0.2,26968.648903220008,5393.7297806440019]
[0.25098624372482298,213,0.2,34888.04546418001,6977.6090928360027]
[0.24089853215217588,205,0.2,36866.690689319978,7373.3381378639961]
[0.29732682037353514,253,0.2,37498.5948967,7499.7189793400003]
[0.20381438899040222,173,0.2,28574.374797180011,5714.8749594360024]
[0.24807573080062867,211,0.2,31966.193028600006,6393.2386057200019]
[0.21531713104248046,183,0.2,26684.458980299984,5336.8917960599974]
[0.29685970973968506,252,0.2,41269.415136360003,8253.8830272720006]
[0.29221860301494595,248,0.2,41410.820807070006,8282.1641614140008]
[0.27746870684623715,236,0.2,30072.258179620014,6014.4516359240033]
[0.2771834760904312,235,0.2,40294.722591559999,8058.9445183120006]
[0.29077700436115261,247,0.2,44380.896269209967,8876.1792538419941]
[0.19974642097949982,169,0.2,27017.147669380003,5403.4295338760012]
[0.20011047971248627,170,0.2,29230.73688306001,5846.1473766120025]
[0.24151590585708618,205,0.2,33723.639941899994,6744.7279883799993]
[0.27804722714424135,236,0.2,38165.216172579989,7633.0432345159979]
[0.23746023666858673,202,0.2,29848.095501980006,5969.6191003960012]
[0.19953605675697325,169,0.2,29174.043537849993,5834.8087075699987]
[0.23019120454788208,195,0.2,31419.32964829999,6283.8659296599981]
[0.25681387424468993,218,0.2,41894.946957090004,8378.9893914180011]
[0.26776912844181061,227,0.2,40094.138692990004,8018.8277385980009]
[0.19677431881427765,167,0.2,29204.750932700001,5840.9501865400007]
[0.22585797607898711,192,0.2,31486.711743110005,6297.3423486220017]
[0.28194603538513185,239,0.2,36029.878834710013,7205.9757669420032]
[0.19722261428833007,167,0.2,23463.063173440005,4692.612634688001]
[0.23828252506256103,202,0.2,32241.938309059991,6448.3876618119984]
[0.23114032709598542,196,0.2,29599.910401940011,5919.9820803880029]
[0.25569504833221435,217,0.2,29003.039418910008,5800.6078837820023]
[0.2253843491077423,191,0.2,33017.517890650015,6603.503578130003]
[0.19122879338264465,162,0.2,24661.273934790002,4932.2547869580012]
[0.24501221644878388,208,0.2,30308.950121070007,6061.7900242140022]
[0.2031536500453949,172,0.2,27588.994711650001,5517.7989423300005]
[0.24142861139774321,205,0.2,32528.609735490001,6505.7219470980008]
[0.23896024453639983,203,0.2,33839.936176499992,6767.9872352999992]
[0.27696420371532438,235,0.2,37064.452256459983,7412.8904512919971]
[0.2258132518529892,192,0.2,27309.033844299989,5461.8067688599986]
[0.19834406304359437,168,0.2,28237.007138229998,5647.4014276460002]
[0.24202906572818755,205,0.2,31101.556488230002,6220.3112976460006]
[0.2124775232076645,180,0.2,30359.072870110012,6071.8145740220025]
[0.25102844023704529,213,0.2,39349.76663708999,7869.9533274179985]
[0.22608570814132689,192,0.2,33533.736316390008,6706.7472632780018]
[0.2322593296766281,197,0.2,28539.732015760001,5707.9464031520001]
[0.19868480837345123,169,0.2,29840.424438570008,5968.0848877140015]
[0.24942506110668183,212,0.2,34909.706743169991,6981.9413486339981]
[0.27498309445381164,234,0.2,44691.940708440008,8938.3881416880013]
[0.23273410499095915,198,0.2,30998.139470900012,6199.6278941800028]
[0.25306793832778929,215,0.2,29606.611551550002,5921.3223103100008]
[0.28741195821762083,244,0.2,39377.350211790043,7875.4700423580089]
[0.28292789590358736,240,0.2,41134.538889429969,8226.9077778859937]
[0.21667748951911925,184,0.2,27439.271970069993,5487.8543940139989]
[0.21393507635593415,182,0.2,36922.735810880004,7384.5471621760007]
[0.23919784283638001,203,0.2,35326.362924540008,7065.2725849080016]
[0.19255687594413756,163,0.2,22372.342318210005,4474.4684636420016]
[0.19334185338020324,164,0.2,25436.828969350012,5087.3657938700026]
[0.24517302525043488,208,0.2,34401.60450897002,6880.3209017940044]
[0.2455299425125122,208,0.2,40142.790543149997,8028.5581086299999]
[0.27468956029415131,233,0.2,32780.91646955,6556.1832939100004]
[0.2737686706781387,232,0.2,38442.374096329993,7688.474819265999]
[0.19527728033065794,166,0.2,26709.86221856,5341.9724437120003]
[0.28313121378421779,240,0.2,38599.184496699992,7719.836899339999]
[0.19959706163406371,169,0.2,29253.363438200009,5850.6726876400026]
[0.24745381808280945,210,0.2,45095.172225850009,9019.0344451700021]
[0.2303097013235092,195,0.2,34815.295129110003,6963.0590258220009]
[0.26826468265056608,228,0.2,37725.834202289981,7545.1668404579968]
[0.28470892167091366,242,0.2,35135.554834430004,7027.1109668860008]
[0.20802958953380585,177,0.2,34096.218511849984,6819.2437023699968]
[0.27246227753162383,231,0.2,47417.249426099988,9483.4498852199977]
[0.24568748295307158,209,0.2,41652.083215000028,8330.4166430000059]
[0.23255132138729095,197,0.2,30458.79755434001,6091.7595108680025]
[0.2368798953294754,201,0.2,28926.782374440005,5785.3564748880017]
[0.256030792593956,217,0.2,33275.556920140014,6655.1113840280032]
[0.23481545984745025,199,0.2,32621.51991929999,6524.303983859998]
[0.29398054182529448,250,0.2,36718.266123850008,7343.6532247700015]
[0.23654110693931579,201,0.2,31419.25111491001,6283.8502229820024]
[0.20747480392456055,176,0.2,28761.410286279988,5752.2820572559976]
[0.21951337373256682,186,0.2,33625.320340930011,6725.0640681860023]
[0.26301087713241578,223,0.2,34056.463158769999,6811.2926317540005]
[0.21820456838607788,185,0.2,30924.488426560001,6184.8976853120002]
[0.19562073683738709,166,0.2,24647.545669660005,4929.5091339320015]
[0.22064848029613493,187,0.2,29166.558736949999,5833.3117473900002]
[0.2579739249944687,219,0.2,36497.143415339997,7299.4286830679994]
[0.26186418521404264,222,0.2,39562.383747920037,7912.4767495840078]
[0.25914477968215943,220,0.2,37547.601218230018,7509.520243646004]
[0.20501908242702482,174,0.2,25614.340452450018,5122.8680904900039]
[0.26038208198547363,221,0.2,34726.405718300011,6945.2811436600023]
[0.21194601702690125,180,0.2,26919.836046599994,5383.9672093199988]
[0.29193994295597075,248,0.2,35252.866178709985,7050.5732357419975]
[0.25070270490646362,213,0.2,38905.45481055999,7781.0909621119981]
[0.19952099919319152,169,0.2,23758.392487420002,4751.6784974840002]
[0.29426940107345578,250,0.2,42343.322677260003,8468.6645354520006]
[0.28508459293842314,242,0.2,37165.492561459992,7433.0985122919992]
[0.25429894852638246,216,0.2,42664.651377429989,8532.9302754859982]
[0.20294049990177154,172,0.2,28570.625896480004,5714.1251792960011]
[0.26055516242980958,221,0.2,34465.525830630002,6893.1051661260008]
[0.29584480547904968,251,0.2,38383.780545700021,7676.7561091400048]
[0.25085712647438052,213,0.2,32341.102188469995,6468.220437693999]
[0.26265332794189455,223,0.2,34346.447979550001,6869.2895959100006]
[0.27139236831665037,230,0.2,39685.100791080004,7937.0201582160007]
[0.27414519131183623,233,0.2,38520.912545919979,7704.1825091839964]
[0.21359797990322113,181,0.2,24262.811816080004,4852.5623632160014]
[0.27504821026325227,234,0.2,36607.705856589979,7321.5411713179965]
[0.2155333321094513,183,0.2,29724.053748829992,5944.8107497659985]
[0.20151071763038636,171,0.2,27378.769507159999,5475.753901432]
[0.24773719382286072,210,0.2,35321.59486439998,7064.3189728799962]
[0.25547600018978117,217,0.2,34827.748869620009,6965.5497739240018]
[0.25667675936222079,218,0.2,37274.807627590009,7454.9615255180024]
[0.25060394740104674,213,0.2,33050.315560170005,6610.0631120340013]
[0.23753027200698851,202,0.2,32131.478815440027,6426.2957630880055]
[0.27392117607593536,233,0.2,34872.301512999999,6974.4603026000004]
[0.22400710523128509,190,0.2,29536.765023569995,5907.3530047139993]
[0.2850272912979126,242,0.2,40744.643275289993,8148.9286550579991]
[0.19251474058628082,163,0.2,23168.703371339994,4633.7406742679987]
[0.2140653487443924,182,0.2,24625.828559890011,4925.1657119780029]
[0.22933348059654235,195,0.2,38126.851184670028,7625.3702369340062]
[0.19503031182289124,165,0.2,25051.59911118001,5010.3198222360024]
[0.29506590270996091,251,0.2,37658.060366239995,7531.6120732479994]
[0.18734460783004761,159,0.2,26724.092798159985,5344.8185596319972]
[0.27250301313400266,231,0.2,31084.190621029971,6216.838124205995]
[0.26037199831008911,221,0.2,39329.816052029993,7865.9632104059992]
[0.19228891110420226,163,0.2,28140.03449816001,5628.0068996320024]
[0.20580399870872498,175,0.2,29695.701020070017,5939.1402040140038]
[0.21629787039756776,184,0.2,33846.056246870001,6769.2112493740005]
[0.22722174561023711,193,0.2,28163.436891230005,5632.6873782460016]
[0.22588190782070161,192,0.2,28214.518017010003,5642.903603402001]
[0.23533560490608216,200,0.2,32486.070577839982,6497.2141155679965]
[0.26107981932163238,222,0.2,40793.898010370016,8158.7796020740034]
[0.21029139733314514,178,0.2,32029.224280500021,6405.8448561000041]
[0.27967630469799043,238,0.2,38686.009658959985,7737.2019317919976]
[0.29291019773483273,249,0.2,41527.763987179998,8305.5527974359993]
[0.29877548575401303,254,0.2,37248.78598914,7449.7571978280002]
[0.20675904643535614,175,0.2,27926.933051630011,5585.3866103260025]
[0.18705125033855438,159,0.2,24165.405405960002,4833.081081192001]
[0.26757127368450162,227,0.2,34691.972418630001,6938.3944837260005]
[0.24369544064998627,207,0.2,31504.831197749994,6300.966239549999]
[0.25595208013057708,217,0.2,38015.572603649991,7603.1145207299987]
[0.26479186213016509,225,0.2,34145.523732890011,6829.104746578003]
[0.24627313792705535,209,0.2,34367.943632430011,6873.588726486003]
[0.25200872433185578,214,0.2,29507.152088199993,5901.4304176399992]
[0.19992464518547057,170,0.2,32011.71146742002,6402.3422934840046]
[0.2405789054632187,204,0.2,27169.539299630007,5433.9078599260019]
[0.19043386816978455,162,0.2,28631.153151870007,5726.2306303740015]
[0.19092862737178803,162,0.2,29457.197790850008,5891.4395581700019]
[0.24401301527023314,207,0.2,32485.923326370008,6497.1846652740023]
[0.22446155691146852,191,0.2,27568.824977000015,5513.7649954000035]
[0.2557356276512146,217,0.2,32889.602255350008,6577.9204510700019]
[0.22603049254417418,192,0.2,31626.45037454,6325.290074908]
[0.27027305996418,230,0.2,40521.016597510024,8104.2033195020049]
[0.29953689837455749,254,0.2,39401.682699669982,7880.3365399339964]
[0.27820055472850802,236,0.2,36464.116995280012,7292.8233990560029]
[0.24462003350257872,208,0.2,34039.868459800011,6807.9736919600027]
[0.26409557211399076,224,0.2,35714.767242760012,7142.9534485520026]
[0.26232681798934937,223,0.2,42131.965275889976,8426.3930551779958]
[0.27502148580551145,234,0.2,31294.155278209993,6258.8310556419992]
[0.20264307224750519,172,0.2,27032.004967960005,5406.4009935920012]
[0.21320540285110473,181,0.2,31017.184086259997,6203.4368172519999]
[0.22598453164100646,192,0.2,28114.93365417001,5622.9867308340026]
[0.27705584013462065,235,0.2,36281.294643940004,7256.258928788001]
[0.29043714916706087,247,0.2,45721.802078119938,9144.3604156239871]
[0.24638007652759553,209,0.2,38921.625491650026,7784.3250983300059]
[0.28144073045253754,239,0.2,41678.515241300011,8335.7030482600021]
[0.27838736093044281,236,0.2,39365.454924350001,7873.0909848700003]
[0.28661609530448912,243,0.2,34043.511453920015,6808.7022907840037]
[0.26271286511421205,223,0.2,34058.22666248001,6811.6453324960021]
[0.22764254879951476,193,0.2,32231.909790400019,6446.3819580800046]
[0.24667276811599731,209,0.2,34742.264950600016,6948.452990120004]
[0.27418197226524355,233,0.2,36039.04533298999,7207.809066597998]
[0.23314115524291992,198,0.2,30573.056210720013,6114.611242144003]
[0.29650061810016631,252,0.2,41248.692249559994,8249.7384499119999]
[0.21659938859939576,184,0.2,28455.132585740008,5691.0265171480023]
[0.27366860854625702,232,0.2,38046.823570300017,7609.3647140600042]
[0.23594826292991639,200,0.2,33311.672272050011,6662.3344544100028]
[0.19452976334095001,165,0.2,22887.593272000013,4577.5186544000026]
[0.29955886638164519,254,0.2,39737.708352450034,7947.5416704900072]
[0.27977038049697878,238,0.2,37711.401631299988,7542.2803262599982]
[0.18759504854679107,159,0.2,27580.681450180004,5516.1362900360009]
[0.20170610582828521,171,0.2,27596.162985450002,5519.232597090001]
[0.21858424866199494,186,0.2,32651.317898759986,6530.2635797519979]
[0.20809103608131407,177,0.2,31352.196514920011,6270.439302984003]
[0.18731568861007691,159,0.2,20454.138503860009,4090.8277007720021]
[0.28168649625778197,239,0.2,43219.994437819994,8643.9988875639992]
[0.26383126974105836,224,0.2,36571.832416219993,7314.366483243999]
[0.27929796302318571,237,0.2,42849.882275479969,8569.9764550959935]
[0.24416316282749176,207,0.2,27012.842317070019,5402.5684634140043]
[0.29452968084812164,250,0.2,38043.868128779985,7608.7736257559973]
[0.21059893584251405,179,0.2,26693.027634950013,5338.6055269900025]
[0.25349823403358457,215,0.2,38121.655190470025,7624.3310380940056]
[0.21712845540046691,184,0.2,26107.031766959983,5221.4063533919971]
[0.19815127050876619,168,0.2,26362.996782420014,5272.5993564840028]
[0.25139171075820921,213,0.2,30343.339963780003,6068.6679927560008]
[0.18620049118995666,158,0.2,24689.352358329987,4937.8704716659977]
[0.2721545623540878,231,0.2,35670.037516130003,7134.0075032260011]
[0.29438023316860196,250,0.2,36955.847127289991,7391.1694254579988]
[0.29993441534042359,255,0.2,44809.737331570002,8961.9474663140008]
[0.29368786382675172,249,0.2,43960.296839600007,8792.059367920001]
[0.29963403868675231,254,0.2,47540.693843639994,9508.1387687279985]
[0.20083223712444306,170,0.2,34971.523597750012,6994.304719550003]
[0.29034826469421388,247,0.2,40453.815481389996,8090.7630962779995]
[0.28911185932159422,246,0.2,40661.486297100018,8132.2972594200037]
[0.25288494408130646,215,0.2,34357.168775129991,6871.4337550259988]
[0.20944952595233918,178,0.2,25207.876303450001,5041.5752606900005]
[0.19250379395484923,163,0.2,32672.115861559992,6534.4231723119992]
[0.25138248324394225,213,0.2,35874.525882419985,7174.9051764839969]
[0.27010255479812623,229,0.2,42527.689831669995,8505.5379663339991]
[0.22774675583839415,193,0.2,29933.088591229985,5986.6177182459978]
[0.23150980138778687,197,0.2,34279.003405639996,6855.8006811279993]
[0.19104244923591612,162,0.2,26194.530664800011,5238.9061329600027]
[0.27216997325420378,231,0.2,37751.403575969984,7550.2807151939969]
[0.26043969619274138,221,0.2,36578.617110639992,7315.7234221279987]
[0.26449359190464017,225,0.2,36887.490208640033,7377.4980417280067]
[0.24672676742076874,209,0.2,30441.447176990008,6088.2894353980018]
[0.29814906799793239,253,0.2,37152.751629030005,7430.5503258060016]
[0.26219452750682831,223,0.2,35855.725952940003,7171.1451905880012]
[0.20543523108959197,174,0.2,28133.800431119998,5626.7600862239997]
[0.26948302030563354,229,0.2,35654.988328909982,7130.9976657819971]
[0.25582595944404601,217,0.2,31867.109040570016,6373.4218081140034]
[0.25908036375045773,220,0.2,37406.872018669987,7481.3744037339975]
[0.21579632985591887,183,0.2,28324.731968579992,5664.946393715999]
[0.22766337525844574,193,0.2,29549.576289000008,5909.9152578000021]
[0.2475820995569229,210,0.2,31131.068365879986,6226.2136731759974]
[0.22819030165672302,194,0.2,36180.119353729999,7236.0238707460003]
[0.19617007291316985,166,0.2,28431.887219769993,5686.3774439539993]
[0.24290748023986816,206,0.2,30536.699301869998,6107.3398603739997]
[0.2520608550310135,214,0.2,35212.27191251998,7042.4543825039964]
[0.22285883688926697,189,0.2,25835.544322779988,5167.1088645559976]
[0.27600870752334594,234,0.2,36854.86290401002,7370.9725808020048]
[0.23134077751636506,196,0.2,33101.657142249998,6620.3314284500002]
[0.26187731981277462,222,0.2,31605.06295152002,6321.0125903040043]
[0.24597382128238676,209,0.2,33023.973494040001,6604.7946988080002]
[0.22912882411479948,194,0.2,31034.424257600014,6206.8848515200034]
[0.22508677196502686,191,0.2,31183.331257440015,6236.6662514880036]
[0.22795129680633544,193,0.2,28573.740846209999,5714.7481692420006]
[0.18613710808753967,158,0.2,23328.002810700007,4665.6005621400018]
[0.20240542638301851,172,0.2,26885.549478399997,5377.1098956799997]
[0.21522535872459411,183,0.2,29802.168361420005,5960.4336722840017]
[0.18764767527580262,159,0.2,23306.495848890012,4661.2991697780026]
[0.21215486598014832,180,0.2,25914.380143989998,5182.8760287980003]
[0.20291364634037018,172,0.2,26598.31441190001,5319.662882380002]
[0.26476008224487302,225,0.2,30989.191175569998,6197.8382351139999]
[0.20142890667915345,171,0.2,27055.839490550003,5411.1678981100013]
[0.23409509539604187,199,0.2,33137.415432950002,6627.4830865900003]
[0.24850040030479431,211,0.2,29660.86068405999,5932.1721368119979]
[0.29109550309181209,247,0.2,45651.051492370025,9130.210298474005]
[0.23272472119331361,198,0.2,29135.46082573001,5827.0921651460021]
[0.232741579413414,198,0.2,32000.641757240013,6400.1283514480028]
[0.28089776802062988,239,0.2,42505.648330289994,8501.1296660579992]
[0.2819109191894531,239,0.2,35499.874603390002,7099.9749206780007]
[0.25980261039733887,221,0.2,35029.498135719987,7005.8996271439973]
[0.26288537478446961,223,0.2,38347.769906399961,7669.5539812799925]
[0.25128093981742861,213,0.2,32895.744614060022,6579.1489228120045]
[0.26594971132278444,226,0.2,38058.992692289998,7611.7985384579997]
[0.24083351147174836,204,0.2,25604.016209720008,5120.8032419440024]
[0.19522884607315064,166,0.2,27733.101417530001,5546.6202835060003]
[0.24756584608554838,210,0.2,29766.332142620005,5953.2664285240016]
[0.2927019603252411,249,0.2,40969.910746550035,8193.982149310008]
[0.22724777698516846,193,0.2,29723.558784790002,5944.7117569580005]
[0.24301197266578672,206,0.2,32747.688709179991,6549.5377418359985]
[0.28592978703975674,243,0.2,44026.136069130029,8805.2272138260068]
[0.22100964438915252,188,0.2,32005.51191574,6401.1023831480006]
[0.28925924134254455,246,0.2,35860.116498980045,7172.0232997960093]
[0.26730281960964203,227,0.2,36264.803559420012,7252.9607118840031]
[0.24680814349651337,210,0.2,34483.23413835001,6896.6468276700025]
[0.26413467693328857,224,0.2,43247.894749849977,8649.5789499699949]
[0.23429136693477631,199,0.2,36292.414064830002,7258.4828129660009]
[0.27055373132228849,230,0.2,37738.34119323999,7547.6682386479988]
[0.2972114152908325,252,0.2,41264.56787621,8252.9135752420007]
[0.20521295535564421,174,0.2,27808.179204790009,5561.6358409580025]
[0.2891404252052307,246,0.2,40630.494607139975,8126.0989214279953]
[0.27374915564060209,232,0.2,33673.020663499992,6734.6041326999984]
[0.19919925928115845,169,0.2,28952.510424250002,5790.5020848500008]
[0.25048718333244324,213,0.2,37095.848970399995,7419.1697940799995]
[0.26717464685440062,227,0.2,31870.930324650002,6374.1860649300006]
[0.24030436992645263,204,0.2,31981.326063640001,6396.2652127280007]
[0.29316347873210907,249,0.2,39807.482061299983,7961.4964122599968]
[0.18977755272388458,161,0.2,23503.840557560008,4700.7681115120022]
[0.27334780633449551,232,0.2,40357.836005809986,8071.5672011619972]
[0.29645121216773984,252,0.2,33024.223830049996,6604.8447660099991]
[0.2401620637178421,204,0.2,32476.854389379994,6495.3708778759992]
[0.21221682214736937,180,0.2,30714.491740370013,6142.8983480740026]
[0.29505075681209564,251,0.2,43073.924259979984,8614.7848519959971]
[0.28725960910320281,244,0.2,41633.935069250001,8326.7870138500002]
[0.21196610283851625,180,0.2,26830.035151560001,5366.007030312001]
[0.20363431656360625,173,0.2,25410.880041579985,5082.176008315997]
[0.19827837646007537,168,0.2,24945.566210620003,4989.1132421240009]
[0.24631591200828551,209,0.2,35627.168449150042,7125.4336898300089]
[0.2408116521835327,204,0.2,29998.274137129996,5999.6548274259994]
[0.29812301623821258,253,0.2,44316.441100749995,8863.2882201499997]
[0.22413133013248443,190,0.2,32664.24701013002,6532.8494020260041]
[0.19406907391548156,165,0.2,29239.390817840009,5847.8781635680025]
[0.20310044574737549,172,0.2,25700.309213330012,5140.061842666003]
[0.22656740748882293,192,0.2,28079.528573740001,5615.9057147480007]
[0.25929509711265564,220,0.2,36111.781788680004,7222.356357736001]
[0.25086736643314361,213,0.2,35063.461164320019,7012.6922328640039]
[0.24912725293636323,212,0.2,29726.968497590013,5945.3936995180029]
[0.24384141612052918,207,0.2,28715.711362290018,5743.1422724580043]
[0.27071813464164735,230,0.2,31355.737939050003,6271.1475878100009]
[0.21322368800640107,181,0.2,28472.550177120022,5694.5100354240049]
[0.29618438208103182,252,0.2,37770.269761229996,7554.0539522459994]
[0.27408321475982667,233,0.2,37970.550623689996,7594.1101247379993]
[0.21884991002082824,186,0.2,28349.567124630012,5669.9134249260023]
[0.27827709281444546,236,0.2,40068.008593129962,8013.6017186259924]
[0.28101737236976621,239,0.2,34674.724657939994,6934.9449315879992]
[0.25772185349464416,219,0.2,31100.60698457,6220.1213969140008]
[0.19689970564842224,167,0.2,32283.370504080001,6456.6741008160006]
[0.29141059756278992,247,0.2,36057.065509440014,7211.4131018880034]
[0.23889410948753356,203,0.2,32699.422329809997,6539.8844659619999]
[0.28146480488777159,239,0.2,36415.13869906,7283.0277398120006]
[0.19606558728218079,166,0.2,29386.88460316999,5877.3769206339985]
[0.22974072110652924,195,0.2,25736.641772329989,5147.328354465998]
[0.20696707999706268,176,0.2,25604.118552960004,5120.8237105920016]
[0.21085567545890807,179,0.2,32527.816938819982,6505.5633877639966]
[0.28552784657478331,242,0.2,39433.207821870019,7886.6415643740038]
[0.2103794935941696,179,0.2,29996.153950950007,5999.2307901900022]
[0.26637648046016693,226,0.2,36257.849474929986,7251.569894985998]
[0.28377194166183473,241,0.2,38499.349664370005,7699.8699328740013]
[0.27884617495536801,237,0.2,36666.91946040999,7333.3838920819981]
[0.26326473569869996,224,0.2,37168.835717849994,7433.7671435699995]
[0.29617993819713589,252,0.2,38110.699350849987,7622.1398701699982]
[0.21409916710853577,182,0.2,27065.881695060001,5413.1763390120004]
[0.24933843934535979,212,0.2,33801.878250729998,6760.3756501460002]
[0.23555491805076598,200,0.2,34905.997418669984,6981.1994837339971]
[0.26940205872058864,229,0.2,31076.609330849991,6215.3218661699984]
[0.18778651607036589,159,0.2,25606.630420209993,5121.3260840419989]
[0.28694008433818818,244,0.2,42599.527276150016,8519.905455230004]
[0.2299596197605133,195,0.2,31332.979681130008,6266.5959362260019]
[0.26330263781547547,224,0.2,32244.216080820002,6448.8432161640012]
[0.24575113785266875,209,0.2,38847.150322499998,7769.4300645000003]
[0.20947742593288421,178,0.2,24849.495370010001,4969.8990740020008]
[0.21706981515884399,184,0.2,26314.269063869986,5262.8538127739976]
[0.25720367896556851,218,0.2,37431.90771869001,7486.3815437380026]
[0.28288052845001221,240,0.2,32897.625517000022,6579.5251034000048]
[0.27482980763912201,233,0.2,40699.833792610014,8139.9667585220031]
[0.28664381182193754,243,0.2,39407.863080780015,7881.5726161560033]
[0.20828362476825713,177,0.2,25497.018723940007,5099.4037447880019]
[0.27379099881649016,232,0.2,37164.106536900006,7432.8213073800016]
[0.25723702168464657,218,0.2,34575.102553999997,6915.0205108]
[0.25220891654491423,214,0.2,33361.324907659997,6672.2649815320001]
[0.24579627656936645,209,0.2,43598.69420459,8719.7388409180003]
[0.26586215186119078,226,0.2,42029.665819239992,8405.933163847998]
[0.22715766942501067,193,0.2,33873.535642890005,6774.7071285780012]
[0.20895042479038239,177,0.2,25907.893856520015,5181.5787713040036]
[0.27105815970897673,230,0.2,27559.722374410012,5511.9444748820024]
[0.25398509073257447,216,0.2,45348.887103810019,9069.7774207620041]
[0.2027666176557541,172,0.2,25392.29230997002,5078.4584619940042]
[0.24474440789222718,208,0.2,41738.292302150003,8347.6584604300006]
[0.21267850363254548,180,0.2,30714.173659570028,6142.8347319140057]
[0.23454406356811522,199,0.2,37601.592785829991,7520.3185571659988]
[0.26027744007110598,221,0.2,31858.076512829986,6371.6153025659978]
[0.28327793669700618,241,0.2,37954.48103279998,7590.8962065599962]
[0.29375295925140377,249,0.2,34990.557943079984,6998.1115886159969]
[0.29446649479866027,250,0.2,40857.540076589998,8171.5080153179997]
[0.19199170768260956,163,0.2,22303.834202510006,4460.7668405020013]
[0.29239502656459809,248,0.2,42111.126029779989,8422.2252059559978]
[0.21175420975685119,180,0.2,25643.732017450009,5128.7464034900022]
[0.20731586372852326,176,0.2,34064.384334369999,6812.8768668740004]
[0.19791374015808105,168,0.2,26361.584850210002,5272.3169700420003]
[0.23643291127681731,201,0.2,36204.567812539986,7240.913562507998]
[0.23632502138614653,201,0.2,30996.334324809988,6199.2668649619982]
[0.23972059714794158,204,0.2,30760.657957339994,6152.131591467999]
[0.19739190316200256,167,0.2,26110.11411015999,5222.0228220319987]
[0.23146292996406553,196,0.2,33848.046673589997,6769.6093347179994]
[0.28258242809772494,240,0.2,41838.518238689969,8367.7036477379934]
[0.23412522411346434,199,0.2,38174.643081469992,7634.9286162939989]
[0.25051225662231447,213,0.2,35288.652981580002,7057.7305963160006]
[0.19063369345664977,162,0.2,29818.28778495,5963.6575569900006]
[0.2374957469701767,202,0.2,29148.903799309996,5829.7807598619993]
[0.26731413316726682,227,0.2,35913.250769890008,7182.650153978002]
[0.23001902103424071,195,0.2,32317.104625659991,6463.420925131999]
[0.23835126256942749,202,0.2,31383.255823379997,6276.651164676]
[0.19192774021625519,163,0.2,29278.94511321999,5855.7890226439986]
[0.29010297453403472,246,0.2,36852.09939227999,7370.4198784559985]
[0.2601087219715118,221,0.2,35614.726692710014,7122.9453385420029]
[0.24076180458068847,204,0.2,36769.880315509996,7353.9760631019999]
[0.27485277450084689,233,0.2,37257.384737410008,7451.4769474820023]
[0.25285107815265656,215,0.2,30697.277346710005,6139.4554693420014]
[0.25302671349048611,215,0.2,30594.677442810007,6118.9354885620014]
[0.25136717426776883,213,0.2,29385.922700749972,5877.184540149995]
[0.19523609626293181,166,0.2,21647.096742730002,4329.4193485460009]
[0.29124152612686155,247,0.2,36346.998396660005,7269.3996793320011]
[0.24949820852279664,212,0.2,33857.10092140999,6771.4201842819984]
[0.19316024529933928,164,0.2,22496.490286939996,4499.2980573879995]
[0.22358975386619567,190,0.2,27140.393035220015,5428.0786070440035]
[0.29613628756999966,252,0.2,43989.619673030014,8797.923934606004]
[0.24440265011787415,207,0.2,28607.77385940999,5721.554771881998]
[0.25062974095344542,213,0.2,32246.793411810013,6449.3586823620026]
[0.27532391452789307,234,0.2,30501.903055860002,6100.3806111720005]
[0.23399463236331938,199,0.2,35987.246599970014,7197.4493199940034]
[0.22328044188022614,190,0.2,36424.978821029988,7284.9957642059981]
[0.27576603341102601,234,0.2,35143.796098840008,7028.7592197680024]
[0.21541991794109344,183,0.2,32356.522198260027,6471.3044396520054]
[0.28671965682506562,243,0.2,29459.381409670008,5891.8762819340018]
[0.27026421296596526,229,0.2,32041.561386320016,6408.3122772640036]
[0.21604876148700713,183,0.2,28684.910461039995,5736.9820922079998]
[0.2078928347826004,176,0.2,23923.552043330012,4784.7104086660029]
[0.21244369125366211,180,0.2,27067.230977520012,5413.4461955040024]
[0.23894918239116669,203,0.2,33091.29767462999,6618.2595349259982]
[0.26740979897975919,227,0.2,27646.647015549988,5529.3294031099977]
[0.27250667560100555,231,0.2,39719.960948619977,7943.9921897239956]
[0.26462069785594938,225,0.2,37444.261530900003,7488.8523061800006]
[0.19406270706653594,165,0.2,27818.165781609998,5563.6331563220001]
[0.22793226420879364,193,0.2,25719.883211190001,5143.9766422380007]
[0.28219680225849153,240,0.2,41586.974562469957,8317.3949124939918]
[0.26502758502960205,225,0.2,36869.428907630012,7373.8857815260026]
[0.28618445420265198,243,0.2,37627.171538210023,7525.4343076420046]
[0.20638363337516785,175,0.2,28998.306239190006,5799.6612478380011]
[0.23522229266166686,200,0.2,31181.733280250017,6236.3466560500037]
[0.26869000446796415,228,0.2,38070.546441320017,7614.1092882640041]
[0.23561252546310424,200,0.2,36276.032369180022,7255.206473836005]
[0.27757841098308561,236,0.2,36303.734583759986,7260.7469167519976]
[0.26363882374763487,224,0.2,37691.520447599985,7538.3040895199974]
[0.19661751902103425,167,0.2,23891.781625509997,4778.3563251019996]
[0.26731615126132963,227,0.2,32603.539367219997,6520.7078734440001]
[0.28433231270313264,241,0.2,36533.09335950001,7306.6186719000025]
[0.25983872544765474,221,0.2,35848.800564519981,7169.7601129039967]
[0.18748478043079375,159,0.2,24286.265121839999,4857.2530243680003]
[0.27036530792713165,230,0.2,32037.967054920005,6407.5934109840018]
[0.2523070828914642,214,0.2,31670.826901670018,6334.1653803340041]
[0.27465892875194547,233,0.2,46540.537481270017,9308.1074962540042]
[0.26271590244770049,223,0.2,37631.616767229993,7526.3233534459987]
[0.26022732746601107,221,0.2,31394.616302779999,6278.9232605560001]
[0.1878930605649948,159,0.2,25411.671994510005,5082.3343989020013]
[0.2891061991453171,246,0.2,40451.557468920015,8090.3114937840037]
[0.25474367666244507,216,0.2,33927.731380460027,6785.5462760920054]
[0.23006413257122038,195,0.2,28254.301002659995,5650.860200531999]
[0.26865620648860933,228,0.2,36175.97861084999,7235.1957221699986]
[0.1933085582256317,164,0.2,31188.094596410003,6237.6189192820011]
[0.26323805201053618,224,0.2,39706.395763369997,7941.2791526740002]
[0.27274105310440061,232,0.2,41266.406405400012,8253.2812810800024]
[0.2076584233045578,176,0.2,28016.782180969993,5603.3564361939989]
[0.2804004199504852,238,0.2,40994.369319869991,8198.8738639739986]
[0.25984717833995818,221,0.2,36142.242558190002,7228.448511638001]
[0.19167173445224761,163,0.2,26567.909241249999,5313.5818482499999]
[0.29526769173145295,251,0.2,46253.962777359971,9250.792555471995]
[0.24473545897006987,208,0.2,37189.456821410007,7437.8913642820016]
[0.22032045507431031,187,0.2,26735.636544430014,5347.1273088860034]
[0.21620041751861571,183,0.2,31151.475928110001,6230.2951856220006]
[0.19630046081542968,167,0.2,28739.22041419,5747.8440828380008]
[0.20952138233184814,178,0.2,23580.886164230011,4716.177232846002]
[0.26035466444492339,221,0.2,32987.78941284,6597.5578825680004]
[0.2938540881872177,250,0.2,34100.52897023,6820.1057940460005]
[0.19816251611709595,168,0.2,25453.454874039995,5090.6909748079997]
[0.20822767531871794,177,0.2,27626.850382489996,5525.3700764979994]
[0.24074919998645783,204,0.2,39059.292149540015,7811.858429908003]
[0.28354493665695191,241,0.2,40545.077876039992,8109.0155752079991]
[0.28264785647392271,240,0.2,42603.437487099996,8520.68749742]
[0.2091562567949295,177,0.2,27700.643190880011,5540.1286381760028]
[0.23400668656826018,199,0.2,32667.397547310011,6533.4795094620022]
[0.29396628606319425,250,0.2,41588.803938339988,8317.7607876679976]
[0.20401159143447875,173,0.2,29171.375308660012,5834.2750617320025]
[0.24043310666084289,204,0.2,35756.562023280007,7151.3124046560015]
[0.20948708832263946,178,0.2,27197.226877349993,5439.4453754699989]
[0.25578508114814758,217,0.2,31383.573258789991,6276.7146517579986]
[0.23307915830612183,198,0.2,28838.084955920014,5767.6169911840034]
[0.22775210344791413,193,0.2,34415.432667880006,6883.0865335760018]
[0.27228488910198212,231,0.2,35469.273259379981,7093.8546518759968]
[0.20720408713817595,176,0.2,26162.745480839996,5232.5490961679998]
[0.28281408762931826,240,0.2,44307.064328739965,8861.4128657479941]
[0.29103341782093045,247,0.2,38439.630848740038,7687.9261697480079]
[0.20867077267169953,177,0.2,31267.767045920005,6253.5534091840018]
[0.27938360631465908,237,0.2,39654.760633220016,7930.9521266440033]
[0.25549664318561555,217,0.2,32397.091791149993,6479.4183582299993]
[0.22478308618068693,191,0.2,31022.444523640002,6204.4889047280012]
[0.25614239251613613,217,0.2,35450.146792390027,7090.0293584780056]
[0.25789587843418121,219,0.2,40365.775565309988,8073.1551130619982]
[0.18820237934589384,160,0.2,24510.349988960003,4902.0699977920003]
[0.20315513134002686,172,0.2,27487.231491720013,5497.4462983440026]
[0.21292742908000944,181,0.2,26517.135079610012,5303.4270159220032]
[0.25965168821811674,220,0.2,30548.649745250019,6109.7299490500045]
[0.25527800273895263,217,0.2,35942.163654930024,7188.4327309860055]
[0.28028694462776182,238,0.2,31419.662137590003,6283.9324275180006]
[0.25031832253932951,213,0.2,34417.827280430014,6883.565456086003]
[0.2607874470949173,221,0.2,29587.047241900007,5917.4094483800018]
[0.21937456691265106,186,0.2,30463.570150370026,6092.7140300740057]
[0.20548209571838377,174,0.2,27939.825515050004,5587.9651030100013]
[0.26369703590869903,224,0.2,41153.126827040047,8230.6253654080101]
[0.18943008041381837,161,0.2,27161.464664330004,5432.2929328660011]
[0.18682796216011047,158,0.2,21170.766175839992,4234.1532351679989]
[0.24667624032497404,209,0.2,37441.018434879996,7488.2036869759995]
[0.25221156656742094,214,0.2,32412.763000010022,6482.5526000020045]
[0.24327702927589417,207,0.2,29129.812842280022,5825.9625684560051]
[0.25792678856849671,219,0.2,30822.719675129993,6164.5439350259985]
[0.25408898520469664,216,0.2,28658.580293560015,5731.7160587120034]
[0.26198373520374296,222,0.2,35478.706970350016,7095.7413940700035]
[0.29030057787895203,247,0.2,35612.310831970019,7122.4621663940043]
[0.24533352828025817,208,0.2,30528.616887790016,6105.7233775580034]
[0.20532908070087433,174,0.2,29732.003877110008,5946.400775422002]
[0.21146455550193785,179,0.2,28071.906398350009,5614.3812796700022]
[0.27155361199378969,231,0.2,37840.510703119995,7568.1021406239997]
[0.28271931195259092,240,0.2,40271.125927580011,8054.225185516003]
[0.29068978464603423,247,0.2,39682.095338709987,7936.4190677419974]
[0.28425900900363921,241,0.2,41022.879335530008,8204.5758671060012]
[0.27531635177135466,234,0.2,41817.946544099992,8363.5893088199991]
[0.23191203403472899,197,0.2,26393.472598009994,5278.6945196019988]
[0.24263931155204771,206,0.2,33302.409090850022,6660.4818181700048]
[0.19909224593639374,169,0.2,22634.054320539999,4526.8108641079998]
[0.20528570187091827,174,0.2,29547.826526010016,5909.5653052020034]
[0.28748133444786073,244,0.2,40283.199339180013,8056.6398678360028]
[0.24090148794651031,205,0.2,35079.557694110001,7015.9115388220007]
[0.27111531865596772,230,0.2,37769.588531810026,7553.9177063620054]
[0.24601564407348631,209,0.2,34123.13188303999,6824.6263766079983]
[0.21301953434944151,181,0.2,29300.892136520011,5860.178427304003]
[0.28180812549591061,239,0.2,40205.735663519969,8041.1471327039944]
[0.25504838848114014,217,0.2,29137.570919540016,5827.5141839080034]
[0.18759932255744935,159,0.2,19549.277312500002,3909.8554625000006]
[0.25729529500007631,218,0.2,33114.333792879996,6622.8667585759995]
[0.24843680655956268,211,0.2,38206.053421210003,7641.2106842420008]
[0.24655904138088225,209,0.2,29422.404573979991,5884.4809147959986]
[0.19422635614871978,165,0.2,25274.712853330002,5054.9425706660004]
[0.2863255237340927,243,0.2,41070.711120110034,8214.1422240220072]
[0.21682701194286347,184,0.2,31164.361109189998,6232.8722218379999]
[0.23720179152488707,201,0.2,27070.803520230016,5414.160704046004]
[0.23388098716735839,199,0.2,31416.564780920005,6283.3129561840015]
[0.19671745204925536,167,0.2,23148.027330470009,4629.6054660940017]
[0.23460972976684569,199,0.2,29219.76026318,5843.9520526360002]
[0.24769344806671142,210,0.2,31900.108908310016,6380.0217816620034]
[0.25724943602085115,218,0.2,35236.848188349984,7047.3696376699972]
[0.24192747473716736,205,0.2,28819.932013049991,5763.9864026099985]
[0.25273536729812618,215,0.2,31577.335630759993,6315.4671261519989]
[0.29905759763717649,254,0.2,38558.438897009975,7711.6877794019956]
[0.19490133726596831,165,0.2,24589.36946496999,4917.8738929939982]
[0.20789273965358734,176,0.2,24495.936408540008,4899.187281708002]
[0.19000701069831849,161,0.2,26551.289283720002,5310.2578567440005]
[0.22953269433975221,195,0.2,29304.297487490006,5860.8594974980015]
[0.26183831691741943,222,0.2,33247.828104170003,6649.5656208340006]
[0.21631903660297394,184,0.2,33923.909193730033,6784.7818387460065]
[0.1979809284210205,168,0.2,28104.563548669998,5620.9127097339997]
[0.24525588262081147,208,0.2,36230.907848819988,7246.1815697639977]
[0.20463703751564025,174,0.2,22285.56623414002,4457.1132468280039]
[0.28039295232295991,238,0.2,43802.490729630023,8760.4981459260052]
[0.27046309375762939,230,0.2,39009.177849179985,7801.8355698359974]
[0.22802126419544219,194,0.2,30004.749525620005,6000.9499051240018]
[0.27478990101814271,233,0.2,36278.836106379997,7255.7672212759999]
[0.28923810911178588,246,0.2,37870.720141620004,7574.1440283240008]
[0.21840565073490142,185,0.2,24521.029995829998,4904.2059991659999]
[0.25172620475292207,214,0.2,41248.800900129965,8249.7601800259927]
[0.2399176297187805,204,0.2,30209.094254500003,6041.8188509000011]
[0.27237161958217621,231,0.2,41146.305267249969,8229.2610534499945]
[0.28560928380489348,243,0.2,36473.789057760005,7294.7578115520009]
[0.22702788627147674,193,0.2,30744.125616009995,6148.8251232019993]
[0.25275198090076445,215,0.2,34348.53896373001,6869.7077927460023]
[0.28081357204914092,238,0.2,39091.681106330027,7818.3362212660059]
[0.2968685567378998,252,0.2,37888.346898220036,7577.6693796440077]
[0.27148959696292874,231,0.2,34362.549033110023,6872.5098066220053]
[0.23214603102207182,197,0.2,29095.648023150003,5819.1296046300013]
[0.26012432992458345,221,0.2,34878.900630810029,6975.7801261620061]
[0.19882405006885528,169,0.2,26203.245495600007,5240.6490991200017]
[0.19580303800106047,166,0.2,22611.142088710003,4522.2284177420006]
[0.22467923927307129,191,0.2,33575.271181579999,6715.0542363160002]
[0.22510846138000487,191,0.2,23252.068321510007,4650.413664302002]
[0.2839849491119385,241,0.2,39880.650482270001,7976.1300964540005]
[0.28527029156684874,242,0.2,38867.389247800013,7773.4778495600031]
[0.24305723369121551,206,0.2,31112.769955460011,6222.5539910920024]
[0.18929855775833129,161,0.2,21679.921894390001,4335.9843788780008]
[0.25032937788963316,213,0.2,41302.976787480009,8260.5953574960022]
[0.20677223539352416,175,0.2,24853.937790100001,4970.7875580200007]
[0.28805774831771847,245,0.2,30498.330599040004,6099.666119808001]
[0.24302626919746398,206,0.2,33602.19095756999,6720.4381915139984]
[0.23890860307216644,203,0.2,31161.922200720015,6232.3844401440037]
[0.23852349364757536,202,0.2,36813.232527870001,7362.6465055740009]
[0.22329454135894775,190,0.2,30876.338192070019,6175.2676384140041]
[0.25391260921955106,216,0.2,42553.114237630005,8510.6228475260014]
[0.23967341995239258,203,0.2,39591.315232409979,7918.2630464819958]
[0.23666546773910521,201,0.2,36305.430167380015,7261.0860334760036]
[0.19332252860069274,164,0.2,25955.479566509999,5191.0959133020006]
[0.22224913465976714,189,0.2,29308.84571627,5861.7691432540005]
[0.20545499074459075,174,0.2,31184.896678830017,6236.9793357660037]
[0.27092775821685788,230,0.2,36387.173350929981,7277.4346701859968]
[0.25224491608142852,214,0.2,31010.693671239995,6202.1387342479993]
[0.26769634795188901,227,0.2,37975.874139890002,7595.1748279780004]
[0.23590001893043516,200,0.2,38578.10095285999,7715.6201905719981]
[0.24647077524662017,209,0.2,31711.723341660003,6342.3446683320008]
[0.21887130725383758,186,0.2,32006.122022000007,6401.2244044000017]
[0.2114893569946289,179,0.2,28661.589448630006,5732.3178897260013]
[0.19865175104141236,169,0.2,27549.020875610011,5509.8041751220026]
[0.2234748923778534,190,0.2,26269.385134850017,5253.8770269700035]
[0.29544630324840543,251,0.2,39634.54758624002,7926.9095172480047]
[0.21797201192378998,185,0.2,28110.065067349991,5622.0130134699984]
[0.29257083857059479,248,0.2,39845.840063740034,7969.1680127480067]
[0.23137672948837279,196,0.2,32055.788393499995,6411.1576786999995]
[0.23241482484340667,197,0.2,32167.752630240004,6433.5505260480013]
[0.22163538944721223,188,0.2,26209.285678310007,5241.8571356620014]
[0.22332375955581665,190,0.2,27692.604761400009,5538.5209522800023]
[0.26905973017215729,228,0.2,33955.058639120005,6791.0117278240014]
[0.25989790248870848,221,0.2,34442.643100890018,6888.5286201780036]
[0.29285791754722595,249,0.2,42310.546453199982,8462.1092906399972]
[0.22510106849670408,191,0.2,28058.869371389988,5611.7738742779984]
[0.2368857593536377,201,0.2,28880.698340620005,5776.1396681240012]
[0.2720006639957428,231,0.2,41280.254676039985,8256.0509352079971]
[0.19727671551704407,167,0.2,22788.715325559991,4557.7430651119985]
[0.27110753846168517,230,0.2,37179.469152900005,7435.8938305800011]
[0.26973236024379732,229,0.2,34947.401385239973,6989.4802770479946]
[0.2742529317140579,233,0.2,37169.651891489986,7433.9303782979978]
[0.22870283639430999,194,0.2,45959.511076209979,9191.9022152419966]
[0.19000457811355589,161,0.2,22819.216644020009,4563.8433288040023]
[0.29517526030540464,251,0.2,41681.615827039976,8336.3231654079955]
[0.29093454480171199,247,0.2,37255.717104439995,7451.1434208879991]
[0.22871772408485413,194,0.2,34481.829888860011,6896.3659777720022]
[0.25865561950206756,220,0.2,33299.277077550018,6659.8554155100037]
[0.23048440575599671,196,0.2,32533.620648360004,6506.7241296720013]
[0.25653007042407988,218,0.2,33611.883930259995,6722.3767860519993]
[0.25153868508338928,214,0.2,32090.547713060012,6418.1095426120028]
[0.25507575166225432,217,0.2,33917.53951106,6783.5079022120008]
[0.19189102041721343,163,0.2,28990.670777430005,5798.134155486001]
[0.26405939590930938,224,0.2,32977.125399580014,6595.4250799160036]
[0.26631443595886228,226,0.2,32024.566437369998,6404.9132874739998]
[0.25660881006717684,218,0.2,35983.862519290029,7196.7725038580065]
[0.22501359057426451,191,0.2,33246.036194780019,6649.2072389560044]
[0.23239038348197938,197,0.2,34355.49869565,6871.0997391300007]
[0.18982682275772095,161,0.2,30825.489878239994,6165.0979756479992]
[0.280285667181015,238,0.2,40749.883615870021,8149.9767231740043]
[0.27454015338420867,233,0.2,34616.373499860005,6923.2746999720011]
[0.19193986237049102,163,0.2,20162.042489800006,4032.4084979600011]
[0.28840603601932524,245,0.2,31624.977989519972,6324.9955979039951]
[0.19450645673274994,165,0.2,26620.834919860001,5324.1669839720007]
[0.26526552307605744,225,0.2,41254.907261500011,8250.9814523000023]
[0.18677638185024262,158,0.2,30885.06500961,6177.0130019220005]
[0.24814968681335448,211,0.2,33189.28575979,6637.857151958]
[0.23685349702835082,201,0.2,34653.262501520003,6930.6525003040006]
[0.21161485934257507,180,0.2,29374.403972650009,5874.8807945300023]
[0.20907898485660553,177,0.2,27220.957369220014,5444.1914738440028]
[0.29245952403545378,248,0.2,36091.555388340021,7218.3110776680041]
[0.23274350237846375,198,0.2,23427.279124100001,4685.4558248200001]
[0.24007398784160613,204,0.2,26005.554092349994,5201.1108184699988]
[0.20559892773628236,174,0.2,29482.069325119999,5896.4138650240002]
[0.21492565476894379,182,0.2,31615.527230159998,6323.1054460320001]
[0.2089886598587036,177,0.2,27657.372466469991,5531.4744932939984]
[0.25150802636146546,214,0.2,29993.393151280019,5998.678630256004]
[0.21757535111904144,185,0.2,25272.219633889988,5054.4439267779981]
[0.2163540712594986,184,0.2,30746.17589960001,6149.2351799200023]
[0.19675471544265746,167,0.2,27316.750574660007,5463.3501149320018]
[0.24467609167098997,208,0.2,37083.691024050022,7416.7382048100044]
[0.20324052321910857,172,0.2,29960.538198170008,5992.1076396340022]
[0.2956138594150543,251,0.2,39714.413342690015,7942.8826685380036]
[0.18696258330345153,159,0.2,21683.992922310012,4336.7985844620025]
[0.28442448592185976,242,0.2,37216.573596379996,7443.3147192759998]
[0.29945767629146575,254,0.2,33673.717631549989,6734.7435263099978]
[0.28403457927703857,241,0.2,36055.026575430013,7211.0053150860031]
[0.27690464615821836,235,0.2,31179.373249960023,6235.8746499920053]
[0.25347494101524354,215,0.2,34521.868771790003,6904.373754358001]
[0.23310249209403991,198,0.2,30166.526992950014,6033.3053985900033]
[0.24478086268901825,208,0.2,29383.580800020016,5876.7161600040035]
[0.19037700819969178,162,0.2,28055.71901379999,5611.1438027599979]
[0.25415354382991789,216,0.2,39245.077801289997,7849.0155602579998]
[0.25402296566963195,216,0.2,30732.264163199994,6146.4528326399995]
[0.29121843016147614,247,0.2,41086.612653560005,8217.322530712001]
[0.23008205759525299,195,0.2,31014.398630830026,6202.8797261660056]
[0.25664090931415556,218,0.2,37311.399744170005,7462.2799488340015]
[0.20810087513923645,177,0.2,25477.882655660003,5095.576531132001]
[0.23773498964309692,202,0.2,34513.538815849992,6902.7077631699985]
[0.21285150253772736,181,0.2,31756.008897900007,6351.201779580002]
[0.2555078276395798,217,0.2,33225.96218332,6645.1924366640005]
[0.29238381493091581,248,0.2,32238.06300503001,6447.6126010060025]
[0.21826618480682372,185,0.2,33451.516170340008,6690.303234068002]
[0.20028137898445128,170,0.2,28626.282660010012,5725.256532002003]
[0.23187337768077851,197,0.2,26541.840864590016,5308.3681729180034]
[0.28465295183658601,242,0.2,35789.286403530008,7157.8572807060018]
[0.28765006613731381,244,0.2,36592.547827990005,7318.5095655980012]
[0.20067898428440095,170,0.2,23807.854863940011,4761.5709727880021]
[0.27037615942955018,230,0.2,30820.007900560002,6164.0015801120007]
[0.18886114776134491,160,0.2,25698.096934149999,5139.6193868299997]
[0.20778719401359558,176,0.2,26465.5776081,5293.1155216200004]
[0.20550993454456329,174,0.2,26762.739384499993,5352.5478768999992]
[0.29525174403190613,251,0.2,40109.745318779969,8021.9490637559938]
[0.2522036097049713,214,0.2,32481.445383730006,6496.2890767460012]
[0.29059507691860198,247,0.2,45319.529969660005,9063.9059939320014]
[0.28181466901302338,239,0.2,35717.61487048,7143.5229740960003]
[0.2795858234167099,237,0.2,32820.897505100002,6564.1795010200003]
[0.22346588909626006,190,0.2,29329.159463190008,5865.8318926380016]
[0.26956957411766053,229,0.2,36627.408103609974,7325.4816207219956]
[0.19479804754257202,165,0.2,25902.568742400006,5180.5137484800016]
[0.27251224064826962,231,0.2,34773.314849919996,6954.6629699839996]
[0.19853105950355529,168,0.2,28674.038372930001,5734.8076745860008]
[0.27027422869205475,230,0.2,39450.492168189987,7890.0984336379979]
[0.29248949646949768,248,0.2,43821.934666230001,8764.3869332459999]
[0.22521482241153717,191,0.2,32618.635915080005,6523.7271830160016]
[0.25601400911808014,217,0.2,39375.767669979985,7875.1535339959973]
[0.28311084258556363,240,0.2,46091.111574729999,9218.2223149460006]
[0.24434511065483092,207,0.2,30602.241229630006,6120.4482459260016]
[0.22057449030876158,187,0.2,33616.959805950013,6723.3919611900028]
[0.2317566339969635,197,0.2,31201.021512960007,6240.204302592002]
[0.20317366790771485,172,0.2,28612.480765010008,5722.4961530020018]
[0.19617868888378143,166,0.2,23059.767639040001,4611.9535278080002]
[0.25025777292251583,212,0.2,29450.719571540008,5890.1439143080024]
[0.28721604001522061,244,0.2,38634.239593589999,7726.8479187180001]
[0.2154475257396698,183,0.2,29063.778317970013,5812.7556635940027]
[0.20818200659751893,177,0.2,24956.936745850016,4991.3873491700033]
[0.26582231998443601,226,0.2,35635.815666560025,7127.1631333120058]
[0.20586139547824858,175,0.2,28665.071679360026,5733.0143358720052]
[0.27416283094882965,233,0.2,41738.961717000006,8347.7923434000022]
[0.24727433001995086,210,0.2,28155.106212560007,5631.0212425120017]
[0.28316482830047607,240,0.2,43736.28520107003,8747.2570402140063]
[0.2740951942205429,233,0.2,34333.092076519992,6866.6184153039985]
[0.19596216166019439,166,0.2,28710.649382030013,5742.1298764060029]
[0.26494828820228578,225,0.2,36197.957204250037,7239.5914408500075]
[0.19103496122360231,162,0.2,23682.564545250003,4736.5129090500004]
[0.26052440178394315,221,0.2,31038.691748250021,6207.7383496500042]
[0.23203906524181367,197,0.2,38756.664981360023,7751.3329962720054]
[0.24813254320621489,211,0.2,29704.436678190013,5940.8873356380027]
[0.28439922916889193,242,0.2,36509.789898310017,7301.9579796620037]
[0.19910455155372619,169,0.2,29854.402930280026,5970.880586056006]
[0.2642949013710022,224,0.2,32624.20803629002,6524.8416072580039]
[0.22262569606304167,189,0.2,28705.838181359995,5741.1676362719991]
[0.28175157129764555,239,0.2,32766.676912729989,6553.3353825459981]
[0.26316357958316805,223,0.2,31468.343692250004,6293.668738450001]
[0.21067823946475983,179,0.2,23686.231797219996,4737.2463594439996]
[0.22721614658832551,193,0.2,29944.257877320018,5988.8515754640039]
[0.27213010060787202,231,0.2,38829.237897290026,7765.8475794580054]
[0.27044457757472989,230,0.2,35896.217781410014,7179.2435562820028]
[0.19187109088897705,163,0.2,23429.954713309995,4685.9909426619988]
[0.26838289403915405,228,0.2,40685.583559540006,8137.1167119080019]
[0.26689631974697114,227,0.2,26369.649614630001,5273.9299229260005]
[0.20685406672954559,176,0.2,31358.419013989998,6271.6838027980002]
[0.2320791757106781,197,0.2,35333.931175500009,7066.7862351000022]
[0.29567437505722044,251,0.2,35478.994946179992,7095.7989892359983]
[0.29729860782623291,253,0.2,41114.247883669988,8222.8495767339973]
[0.23841574645042418,202,0.2,37119.576629080002,7423.9153258160004]
[0.19760434663295745,168,0.2,23717.369978389997,4743.4739956779995]
[0.24044501137733459,204,0.2,30873.392316920013,6174.6784633840034]
[0.22039023220539092,187,0.2,30480.382420310001,6096.0764840620004]
[0.20000052416324615,170,0.2,26228.336389190012,5245.6672778380025]
[0.29878891253471374,254,0.2,40695.089758869981,8139.0179517739962]
[0.21194988334178924,180,0.2,28951.718481720014,5790.3436963440035]
[0.2619068233966827,222,0.2,38331.994660379998,7666.3989320760002]
[0.23933010613918304,203,0.2,35268.218026059985,7053.6436052119971]
[0.21436061561107636,182,0.2,24189.407960520002,4837.8815921040004]
[0.21378987550735473,181,0.2,24722.575143890001,4944.5150287780007]
[0.22990884804725648,195,0.2,26923.786374790012,5384.7572749580031]
[0.20338690638542176,173,0.2,29811.260902580012,5962.2521805160031]
[0.18783373403549194,159,0.2,23304.282316990008,4660.8564633980013]
[0.265463574886322,225,0.2,41603.586909090009,8320.7173818180017]
[0.19707631945610046,167,0.2,23327.556119099998,4665.5112238199999]
[0.29771199774742124,253,0.2,40511.707705469991,8102.3415410939988]
[0.20591830301284789,175,0.2,26665.05550693001,5333.0111013860023]
[0.25568751955032348,217,0.2,36205.854977670002,7241.1709955340011]
[0.21907960581779479,186,0.2,30179.925115700014,6035.9850231400032]
[0.20119147145748137,171,0.2,27850.949761270011,5570.1899522540025]
[0.25835756671428678,219,0.2,36360.895427799995,7272.1790855599993]
[0.21009451425075532,178,0.2,28435.634073839996,5687.1268147679993]
[0.28215110635757445,240,0.2,37253.120731340023,7450.6241462680046]
[0.20375894916057585,173,0.2,32234.462003949993,6446.8924007899986]
[0.18680194437503814,158,0.2,24533.584674899994,4906.7169349799988]
[0.19212398457527161,163,0.2,28795.025429390007,5759.0050858780014]
[0.20384216666221619,173,0.2,30414.766583200017,6082.9533166400033]
[0.28873870897293091,245,0.2,36917.724225229998,7383.5448450459999]
[0.19768566155433653,168,0.2,22544.332110789994,4508.8664221579993]
[0.21681237566471101,184,0.2,26645.379617079991,5329.0759234159987]
[0.29471406126022337,250,0.2,37639.572835860003,7527.9145671720007]
[0.24949807941913604,212,0.2,38793.116237189985,7758.6232474379976]
[0.23683963537216185,201,0.2,29107.708157039997,5821.5416314079994]
[0.26355861639976502,224,0.2,38645.560391289982,7729.1120782579965]
[0.19423845112323762,165,0.2,31890.363089170001,6378.072617834001]
[0.19012206923961639,161,0.2,22793.585707819999,4558.7171415639996]
[0.29091937172412874,247,0.2,34901.808204270004,6980.3616408540011]
[0.235515527844429,200,0.2,26146.582507780004,5229.3165015560007]
[0.21422037506103514,182,0.2,28791.100735470001,5758.2201470940008]
[0.24043396961688995,204,0.2,33732.093848500008,6746.4187697000016]
[0.23845209932327271,202,0.2,30063.737136790016,6012.7474273580037]
[0.27288041031360627,232,0.2,37910.012235089984,7582.0024470179969]
[0.22978451442718506,195,0.2,29092.748772080009,5818.5497544160025]
[0.24844070005416868,211,0.2,34526.924144789999,6905.3848289580001]
[0.20973474311828613,178,0.2,27872.899345980004,5574.5798691960008]
[0.22088585436344146,187,0.2,25749.251808380028,5149.8503616760063]
[0.20359637367725372,173,0.2,29289.939891640013,5857.987978328003]
[0.21702444541454313,184,0.2,30894.731835320006,6178.9463670640016]
[0.23029162001609801,195,0.2,27962.924453360003,5592.5848906720012]
[0.28630513215065001,243,0.2,37647.329121849994,7529.4658243699996]
[0.29499277567863463,251,0.2,38690.362170580003,7738.0724341160012]
[0.20347167992591858,173,0.2,25494.629470969987,5098.9258941939979]
[0.22459090518951416,191,0.2,35496.124935340005,7099.2249870680016]
[0.27090123081207274,230,0.2,40789.276532820018,8157.8553065640044]
[0.25843710815906523,219,0.2,37509.474504650017,7501.894900930004]
[0.29558860266208647,251,0.2,42351.304330160019,8470.2608660320038]
[0.2958867913484573,251,0.2,47324.081840649989,9464.8163681299975]
[0.25451042711734773,216,0.2,32307.036898349994,6461.4073796699995]
[0.20083640241622924,170,0.2,26290.301365070001,5258.0602730140008]
[0.22888204586505889,194,0.2,25806.493912159993,5161.2987824319989]
[0.23113400101661682,196,0.2,32183.167743620008,6436.6335487240021]
[0.26458516037464141,225,0.2,40757.521275780018,8151.5042551560036]
[0.22888602769374847,194,0.2,26895.833862669999,5379.1667725340003]
[0.26552081537246702,225,0.2,31518.897126670028,6303.7794253340062]
[0.23170659613609312,197,0.2,28769.439058490003,5753.8878116980013]
[0.22609658002853394,192,0.2,28217.888134889985,5643.5776269779972]
[0.27575601089000701,234,0.2,40663.74036302005,8132.7480726040103]
[0.2611073999404907,222,0.2,34561.401567500019,6912.280313500004]
[0.21660442364215851,184,0.2,29152.842603600009,5830.5685207200022]
[0.18799238204956054,159,0.2,25097.704511619999,5019.5409023239999]
[0.22686959838867188,193,0.2,32239.269147770017,6447.8538295540038]
[0.19581466412544252,166,0.2,32914.525005830015,6582.9050011660038]
[0.19620790708065033,166,0.2,27328.450152380006,5465.690030476002]
[0.25072958564758302,213,0.2,35235.401688780003,7047.0803377560005]
[0.25932912611961367,220,0.2,35206.911002070003,7041.3822004140011]
[0.25883482897281646,220,0.2,38983.831365549981,7796.7662731099963]
[0.2381165657043457,202,0.2,43299.387982850014,8659.8775965700024]
[0.29511741507053374,251,0.2,41586.359035939997,8317.271807187999]
[0.21315455639362335,181,0.2,27408.406972450019,5481.6813944900041]
[0.19561237227916717,166,0.2,30413.839817330005,6082.7679634660017]
[0.25765620088577268,219,0.2,31252.301135029993,6250.4602270059986]
[0.25242918777465817,214,0.2,30063.006538840029,6012.6013077680063]
[0.2199643803834915,187,0.2,33240.15967916001,6648.0319358320021]
[0.29064281809329984,247,0.2,42321.809195579997,8464.3618391159998]
[0.23250012838840484,197,0.2,31392.337802529997,6278.4675605060002]
[0.23234285295009613,197,0.2,33724.242644679995,6744.8485289359996]
[0.29045987141132357,247,0.2,43770.428000230007,8754.0856000460026]
[0.20755972015857696,176,0.2,30783.156536009985,6156.6313072019975]
[0.2893131523132324,246,0.2,38044.617529570016,7608.9235059140037]
[0.28449707615375519,242,0.2,46541.197691549976,9308.2395383099956]
[0.28148953843116759,239,0.2,36328.911471990003,7265.7822943980009]
[0.22204716897010801,188,0.2,24593.667039330008,4918.7334078660024]
[0.25807773792743682,219,0.2,34701.432310669996,6940.2864621339995]
[0.187107879281044,159,0.2,30350.513511759997,6070.1027023520001]
[0.26555267679691313,225,0.2,38653.015090660032,7730.6030181320066]
[0.18679673945903777,158,0.2,24224.105733380002,4844.8211466760004]
[0.29250136041641234,248,0.2,38711.039976780034,7742.2079953560069]
[0.21127669608592986,179,0.2,26959.034326070014,5391.8068652140028]
[0.19896779000759124,169,0.2,25436.752937210011,5087.3505874420025]
[0.25483816015720367,216,0.2,22949.186727679997,4589.8373455359997]
[0.24339467668533324,207,0.2,27333.25170771002,5466.6503415420048]
[0.18758156061172485,159,0.2,22129.964026289996,4425.992805257999]
[0.18740000009536742,159,0.2,24687.11380567,4937.4227611340002]
[0.21162713098526001,180,0.2,30773.789470219992,6154.7578940439989]
[0.21112500607967377,179,0.2,26709.082829470011,5341.8165658940025]
[0.24762782943248748,210,0.2,30371.725856369987,6074.3451712739979]
[0.25990958976745604,221,0.2,33950.860014950005,6790.1720029900016]
[0.25172733950614928,214,0.2,34322.374687900017,6864.4749375800038]
[0.21194656741619111,180,0.2,32000.499239350007,6400.0998478700021]
[0.2015134356021881,171,0.2,26982.284469519996,5396.456893904]
[0.26485487151145937,225,0.2,37624.138072520014,7524.8276145040036]
[0.2293016939163208,195,0.2,31202.36802321002,6240.4736046420039]
[0.29040694570541381,247,0.2,47413.406625840042,9482.6813251680087]
[0.28635689592361446,243,0.2,44289.678934480005,8857.9357868960014]
[0.28126442241668703,239,0.2,40948.974198969983,8189.7948397939972]
[0.208560959815979,177,0.2,26640.750766460009,5328.150153292002]
[0.25666238808631897,218,0.2,35889.672641489989,7177.9345282979984]
[0.28440758693218232,242,0.2,44252.894212579995,8850.578842515999]
[0.25126660251617428,213,0.2,34613.083503180016,6922.6167006360038]
[0.24638369822502135,209,0.2,31838.163609490002,6367.6327218980005]
[0.27815653038024901,236,0.2,39609.240856449993,7921.8481712899993]
[0.26387390792369841,224,0.2,33452.407528350021,6690.4815056700045]
[0.24684749293327329,210,0.2,33956.099302209979,6791.2198604419964]
[0.2131359246969223,181,0.2,28802.724833380016,5760.5449666760032]
[0.22016235744953155,187,0.2,26789.976909169989,5357.9953818339982]
[0.21800262987613678,185,0.2,31322.361159909993,6264.4722319819994]
[0.29858284270763397,254,0.2,38590.772116449989,7718.1544232899978]
[0.27074415922164918,230,0.2,35026.755277720004,7005.3510555440007]
[0.21404026186466216,182,0.2,33009.105511909991,6601.8211023819986]
[0.22019699120521546,187,0.2,31876.890526930016,6375.3781053860039]
[0.24732906317710876,210,0.2,33335.797898579985,6667.1595797159971]
[0.24354801785945893,207,0.2,32436.309615950002,6487.2619231900007]
[0.25950631749629971,220,0.2,38265.971523849985,7653.194304769997]
[0.21168057990074157,180,0.2,29229.91644239,5845.9832884780008]
[0.19503973639011382,165,0.2,27507.501112879989,5501.5002225759981]
[0.27473321092128755,233,0.2,36684.546008509984,7336.9092017019975]
[0.20252709639072419,172,0.2,28125.24290519999,5625.0485810399987]
[0.24728879642486573,210,0.2,36742.813657320025,7348.5627314640051]
[0.2837470518350601,241,0.2,45011.410438350016,9002.2820876700043]
[0.23737292182445524,202,0.2,30091.057049100003,6018.2114098200009]
[0.27017205333709715,229,0.2,34806.872765399989,6961.3745530799979]
[0.25533495783805849,217,0.2,32757.136289710012,6551.4272579420031]
[0.20842625713348389,177,0.2,29852.946367419991,5970.5892734839981]
[0.2018942778110504,171,0.2,31971.869041800019,6394.3738083600037]
[0.28306386923789978,240,0.2,42128.740298339973,8425.7480596679943]
[0.21409736645221711,182,0.2,25809.087464759996,5161.8174929519992]
[0.20628774333000183,175,0.2,24837.526874350013,4967.5053748700029]
[0.20652899050712586,175,0.2,30747.080312219987,6149.4160624439974]
[0.24343198084831236,207,0.2,26051.000990179997,5210.2001980360001]
[0.18743882632255554,159,0.2,25377.750876490001,5075.5501752980008]
[0.19790475726127624,168,0.2,24160.057936980003,4832.0115873960012]
[0.22455427372455597,191,0.2,29915.688495070015,5983.1376990140034]
[0.25651544773578644,218,0.2,30316.201129940011,6063.2402259880027]
[0.29746844029426572,253,0.2,38406.051842160006,7681.2103684320018]
[0.19920227622985839,169,0.2,23964.289251879993,4792.8578503759991]
[0.19999137139320372,170,0.2,27191.158237250012,5438.231647450003]
[0.24676770007610321,209,0.2,34557.037540909987,6911.4075081819974]
[0.28477191746234892,242,0.2,40121.654717830002,8024.3309435660012]
[0.26716647934913634,227,0.2,33253.91045612,6650.7820912240004]
[0.22661219286918638,192,0.2,31448.570790300008,6289.7141580600019]
[0.28393298828601837,241,0.2,32960.520717499989,6592.1041434999979]
[0.20690557229518891,176,0.2,23948.704207319999,4789.7408414640004]
[0.21451050496101379,182,0.2,26287.780450699986,5257.5560901399977]
[0.26081366193294525,221,0.2,34622.461288889986,6924.492257777998]
[0.24005725872516631,204,0.2,39791.701082860018,7958.3402165720036]
[0.24011973810195922,204,0.2,36095.030269999988,7219.0060539999977]
[0.2627912038564682,223,0.2,37880.700444300011,7576.1400888600028]
[0.26318150460720063,223,0.2,29308.206347440013,5861.6412694880028]
[0.20481838738918304,174,0.2,29821.746131550015,5964.3492263100034]
[0.25950732994079589,220,0.2,43008.398942379979,8601.6797884759962]
[0.29482258307933806,250,0.2,43544.945050219983,8708.989010043997]
[0.23136409091949461,196,0.2,33973.032947369989,6794.6065894739986]
[0.23805350196361541,202,0.2,31093.009555560013,6218.6019111120031]
[0.26990112590789794,229,0.2,32729.246238150012,6545.8492476300025]
[0.24769897913932798,210,0.2,33270.365479590015,6654.0730959180037]
[0.24130107057094574,205,0.2,37664.318075690018,7532.8636151380042]
[0.20114389336109162,171,0.2,27242.501749259998,5448.500349852]
[0.25739261877536773,219,0.2,35678.920829460003,7135.7841658920006]
[0.26735613262653352,227,0.2,31636.572751280008,6327.3145502560019]
[0.24684210455417632,210,0.2,34633.140046469991,6926.6280092939987]
[0.26116424632072449,222,0.2,37328.99086693002,7465.7981733860042]
[0.18967827880382537,161,0.2,22904.852061580012,4580.9704123160027]
[0.2690849257707596,228,0.2,37700.659742890028,7540.1319485780059]
[0.27273246431350706,232,0.2,39381.591970199996,7876.3183940399995]
[0.27416447532176969,233,0.2,35410.164262570026,7082.0328525140058]
[0.28519331181049346,242,0.2,45294.566290620045,9058.9132581240101]
[0.29517115616798401,251,0.2,43240.821476149998,8648.1642952300008]
[0.22349473357200622,190,0.2,30252.04758545999,6050.4095170919982]
[0.20233690631389617,172,0.2,26201.641025349996,5240.32820507]
[0.28064702153205873,238,0.2,38019.120759450016,7603.8241518900031]
[0.2022158750295639,172,0.2,28795.320559799999,5759.0641119600004]
[0.24675279879570006,209,0.2,39919.57401058996,7983.9148021179926]
[0.24609696578979492,209,0.2,33930.276326070016,6786.0552652140032]
[0.23231539463996886,197,0.2,34296.246907810011,6859.2493815620028]
[0.21241471767425538,180,0.2,26060.649905959992,5212.1299811919989]
[0.20836433494091033,177,0.2,28397.152153459996,5679.4304306919994]
[0.21736866295337676,184,0.2,24766.350365520004,4953.2700731040013]
[0.27524400615692135,234,0.2,36779.540996489988,7355.9081992979982]
[0.27866906511783596,237,0.2,40661.460671310007,8132.292134262002]
[0.24360786759853362,207,0.2,27328.730729290011,5465.7461458580028]
[0.20358551537990571,173,0.2,25738.014811049998,5147.6029622099995]
[0.2701204730272293,229,0.2,33126.65360059002,6625.3307201180041]
[0.19650663936138152,167,0.2,26219.604278020011,5243.920855604003]
[0.23071095550060272,196,0.2,31731.208451769999,6346.2416903539997]
[0.2578713963031769,219,0.2,34479.823533000002,6895.9647066000007]
[0.23019458842277526,195,0.2,35228.945288920004,7045.7890577840008]
[0.29983448910713195,255,0.2,42292.41130733001,8458.4822614660025]
[0.28973320126533508,246,0.2,45751.433408720019,9150.2866817440045]
[0.20704793965816498,176,0.2,26540.921141909999,5308.1842283820006]
[0.24403414750099181,207,0.2,30080.858983169997,6016.1717966340002]
[0.25615119194984437,217,0.2,40150.712000910004,8030.1424001820014]
[0.20095963525772095,171,0.2,24462.572707830008,4892.5145415660018]
[0.26772245407104489,227,0.2,35881.010825530051,7176.2021651060104]
[0.20037701082229614,170,0.2,26269.660550619999,5253.9321101240002]
[0.29038306152820587,247,0.2,40730.93453713003,8146.1869074260067]
[0.19178738415241242,163,0.2,25630.660421640012,5126.1320843280027]
[0.29594824469089509,251,0.2,34397.148702130005,6879.4297404260014]
[0.23530124294757843,200,0.2,33938.278661979995,6787.6557323959996]
[0.24480005836486815,208,0.2,33276.421858360016,6655.2843716720035]
[0.19372058236598969,164,0.2,25770.809509889998,5154.1619019780001]
[0.24565294432640075,209,0.2,38208.824157610004,7641.7648315220013]
[0.24718844890594482,210,0.2,33036.690049120007,6607.3380098240013]
[0.29047120535373688,247,0.2,45475.901835649987,9095.1803671299986]
[0.23469597780704499,199,0.2,25557.733277369996,5111.5466554739996]
[0.27875174582004547,237,0.2,41357.824786000019,8271.5649572000038]
[0.22361626088619233,190,0.2,25459.075532070001,5091.8151064140002]
[0.27329185009002688,232,0.2,37832.025162680002,7566.4050325360004]
[0.20032568871974946,170,0.2,23822.707470030004,4764.5414940060009]
[0.28525149679183959,242,0.2,33725.106956230025,6745.0213912460058]
[0.28090745079517365,239,0.2,40886.133784319987,8177.2267568639982]
[0.28519217026233673,242,0.2,43100.014800400022,8620.0029600800044]
[0.23910999798774718,203,0.2,30679.250754350011,6135.8501508700028]
[0.23684720492362976,201,0.2,32366.124509080011,6473.2249018160028]
[0.2084814863204956,177,0.2,26096.442705700007,5219.2885411400021]
[0.28903245377540587,245,0.2,44311.734118359986,8862.3468236719982]
[0.24755140686035154,210,0.2,28787.270016949988,5757.4540033899975]
[0.21137306177616119,179,0.2,33106.204413550004,6621.2408827100007]
[0.28500664150714872,242,0.2,35490.785720660002,7098.1571441320011]
[0.25326557564735414,215,0.2,28874.87119727999,5774.974239455998]
[0.29380961537361144,250,0.2,42657.134812760007,8531.426962552001]
[0.27572415626049041,234,0.2,39130.179814290015,7826.0359628580036]
[0.2190470037460327,186,0.2,30604.088686350002,6120.8177372700011]
[0.23887567484378813,203,0.2,31357.137160339982,6271.427432067997]
[0.29327248299121855,249,0.2,45664.874398869979,9132.9748797739958]
[0.27775064885616302,236,0.2,32236.33555964999,6447.2671119299985]
[0.26988311934471132,229,0.2,33781.089267369993,6756.2178534739987]
[0.26768013525009154,227,0.2,32853.534293110002,6570.7068586220012]
[0.19108010673522949,162,0.2,20447.19408858001,4089.4388177160022]
[0.21942565119266511,186,0.2,27146.018489189992,5429.2036978379983]
[0.26751505923271179,227,0.2,34728.35960838,6945.6719216760002]
[0.23927166295051575,203,0.2,29246.271893409994,5849.2543786819988]
[0.23166685938835144,197,0.2,29840.942725740024,5968.1885451480048]
[0.2846741452217102,242,0.2,36066.656141640029,7213.3312283280065]
[0.25902359211444853,220,0.2,27947.398721659993,5589.4797443319985]
[0.2613705811500549,222,0.2,30228.615330160021,6045.7230660320047]
[0.23589590799808502,200,0.2,36149.972661650012,7229.9945323300026]
[0.25780096006393433,219,0.2,39848.599903459995,7969.7199806919998]
[0.24786076641082763,210,0.2,34017.459484510015,6803.4918969020036]
[0.22071804678440093,187,0.2,23859.131851810012,4771.8263703620023]
[0.24535317242145538,208,0.2,36314.632295770003,7262.9264591540013]
[0.27658581447601316,235,0.2,33504.651877740005,6700.9303755480014]
[0.19213024950027466,163,0.2,25341.781473229992,5068.3562946459988]
[0.29549430942535398,251,0.2,38822.409805210002,7764.4819610420009]
[0.20277708864212035,172,0.2,28815.811981289989,5763.1623962579979]
[0.26081632554531098,221,0.2,32179.570188049991,6435.9140376099986]
[0.18932517349720002,161,0.2,26263.204158970017,5252.640831794004]
[0.2584636491537094,219,0.2,40022.999043810007,8004.5998087620019]
[0.26211994636058805,223,0.2,40507.329502760018,8101.4659005520043]
[0.29895977103710175,254,0.2,40426.118126159985,8085.2236252319972]
[0.2156966414451599,183,0.2,25319.12244848999,5063.8244896979986]
[0.22553781938552855,191,0.2,27420.359337920007,5484.0718675840017]
[0.28421252489089965,241,0.2,33230.27071509001,6646.0541430180019]
[0.22593318915367128,192,0.2,29731.064886430013,5946.2129772860026]
[0.22867776310443877,194,0.2,34164.608942539999,6832.9217885079997]
[0.29874289727211001,254,0.2,45867.728147119975,9173.5456294239957]
[0.22139100301265716,188,0.2,23767.725064630005,4753.5450129260016]
[0.20015246558189392,170,0.2,22994.577864089999,4598.9155728180003]
[0.24791759240627287,210,0.2,34491.269506049997,6898.2539012099996]
[0.23360726022720335,198,0.2,28219.819250210017,5643.9638500420042]
[0.21252879774570466,180,0.2,31667.247950259996,6333.4495900519996]
[0.20655406379699706,175,0.2,38621.631118020021,7724.3262236040046]
[0.27987091827392574,238,0.2,38764.735246189986,7752.9470492379978]
[0.26779606354236601,227,0.2,34665.756708290006,6933.1513416580019]
[0.19507697260379792,166,0.2,27453.576298469998,5490.7152596939995]
[0.25097247719764709,213,0.2,31218.928302350014,6243.7856604700028]
[0.20439012336730958,173,0.2,23250.127410690005,4650.0254821380013]
[0.2996261565685272,254,0.2,35863.100297969992,7172.620059593999]
[0.20009267699718475,170,0.2,25473.680145120004,5094.7360290240013]
[0.19830463886260985,168,0.2,23154.033643810006,4630.8067287620015]
[0.22025005280971527,187,0.2,33072.370846590005,6614.4741693180013]
[0.24669969642162323,209,0.2,41927.077836500015,8385.4155673000041]
[0.22024710381031037,187,0.2,28008.912127789998,5601.7824255579999]
[0.2968076673746109,252,0.2,36868.168838650003,7373.6337677300007]
[0.29936872386932373,254,0.2,44205.882517079983,8841.1765034159962]
[0.24964528477191925,212,0.2,31878.841645839992,6375.7683291679987]
[0.28713929128646848,244,0.2,44777.939478150023,8955.5878956300057]
[0.29739055001735687,253,0.2,41405.047866690002,8281.0095733380003]
[0.27076137077808382,230,0.2,39482.08308063,7896.416616126]
[0.19442939543724061,165,0.2,26062.451093180011,5212.4902186360023]
[0.25447753286361696,216,0.2,36013.742561600004,7202.7485123200013]
[0.22490650928020478,191,0.2,33589.133883949988,6717.8267767899979]
[0.2520005568265915,214,0.2,31969.48403199001,6393.8968063980028]
[0.22581217145919799,192,0.2,34622.99824501,6924.5996490020007]
[0.21404283034801483,182,0.2,24361.756365180005,4872.3512730360007]
[0.259235342502594,220,0.2,38107.427605789999,7621.4855211579998]
[0.25499638688564297,217,0.2,34481.446143180001,6896.2892286360002]
[0.22872910559177398,194,0.2,25219.988232300006,5043.9976464600013]
[0.26706844210624692,227,0.2,37564.012016100009,7512.8024032200019]
[0.21818063664436341,185,0.2,32649.925160190021,6529.9850320380046]
[0.28822387075424194,245,0.2,38298.854503540002,7659.7709007080011]
[0.28781409573554995,244,0.2,32963.146450270011,6592.6292900540029]
[0.25662634098529813,218,0.2,31304.76551500001,6260.9531030000026]
[0.29454390263557434,250,0.2,43169.304028989987,8633.8608057979982]
[0.27114339530467985,230,0.2,31927.112427100019,6385.4224854200038]
[0.24903968667984008,211,0.2,38196.686945000016,7639.3373890000039]
[0.21473379993438721,182,0.2,28962.735896690017,5792.5471793380038]
[0.20571921837329865,175,0.2,28311.818013280004,5662.3636026560016]
[0.19216491043567657,163,0.2,26551.708389259999,5310.3416778520004]
[0.26508170664310454,225,0.2,37554.259261260013,7510.8518522520026]
[0.24840859401226043,211,0.2,31346.184858000004,6269.2369716000012]
[0.20063667905330657,170,0.2,34441.13147420001,6888.2262948400021]
[0.26385198068618776,224,0.2,37138.561742150028,7427.7123484300064]
[0.29200377452373505,248,0.2,36320.48140080001,7264.0962801600026]
[0.25314786028862002,215,0.2,33592.859262220009,6718.5718524440017]
[0.25415215086936949,216,0.2,34892.955490050022,6978.5910980100052]
[0.28756322014331814,244,0.2,42425.774737560008,8485.1549475120028]
[0.24367462778091431,207,0.2,31462.191055040003,6292.4382110080005]
[0.19024810838699341,161,0.2,24161.405362860005,4832.281072572001]
[0.29291390776634219,249,0.2,41648.811901759997,8329.762380352]
[0.27848931884765626,236,0.2,35239.275346950002,7047.8550693900006]
[0.2587407463788986,220,0.2,34240.068655910014,6848.0137311820035]
[0.23038384079933166,196,0.2,33325.870772030023,6665.1741544060051]
[0.27197760879993438,231,0.2,35910.206378220006,7182.0412756440019]
[0.25936236011981961,220,0.2,32914.377800540009,6582.875560108002]
[0.21758340311050414,185,0.2,26198.943870690007,5239.7887741380018]
[0.24578998446464539,209,0.2,38967.738943410019,7793.5477886820045]
[0.27734276962280274,236,0.2,36051.677611610008,7210.3355223220024]
[0.26439651954174043,225,0.2,29801.895418559991,5960.3790837119986]
[0.22396844208240507,190,0.2,37249.539685629999,7449.9079371260004]
[0.18810005450248718,160,0.2,22966.4584545,4593.2916909000005]
[0.23180989944934843,197,0.2,37344.387593380023,7468.8775186760049]
[0.24691827571392058,210,0.2,30604.752422230002,6120.9504844460007]
[0.25860751819610595,220,0.2,36241.630179440021,7248.3260358880043]
[0.27499285876750945,234,0.2,36036.757187260002,7207.3514374520009]
[0.26953077507019041,229,0.2,34374.779813519992,6874.9559627039989]
[0.21290084052085875,181,0.2,39147.425047620003,7829.4850095240008]
[0.2087910361289978,177,0.2,27806.192103090012,5561.2384206180031]
[0.21410267329216004,182,0.2,25982.67415984999,5196.5348319699988]
[0.24110507762432098,205,0.2,33967.534159369992,6793.5068318739986]
[0.22236356127262114,189,0.2,26757.593818130008,5351.5187636260016]
[0.24756055963039397,210,0.2,33231.804483439999,6646.3608966880001]
[0.26593025064468384,226,0.2,35493.168483869995,7098.633696773999]
[0.29483819782733917,250,0.2,38169.137787660002,7633.8275575320004]
[0.28329584813117981,241,0.2,34809.845778620002,6961.9691557240003]
[0.2284271321296692,194,0.2,30508.096849360008,6101.6193698720017]
[0.29758650219440458,253,0.2,39023.535032470005,7804.7070064940017]
[0.21785435092449187,185,0.2,31882.941678970023,6376.5883357940047]
[0.23242883598804473,197,0.2,28363.90083133,5672.7801662660004]
[0.2972026022672653,252,0.2,42207.992244900008,8441.5984489800012]
[0.24818954586982728,211,0.2,38083.987572220016,7616.7975144440034]
[0.19629968619346619,167,0.2,24773.684299770011,4954.7368599540023]
[0.24049374461174011,204,0.2,30720.879434270006,6144.1758868540019]
[0.25383164083957671,216,0.2,30510.791250849998,6102.1582501699995]
[0.19231572389602661,163,0.2,22549.667390100003,4509.9334780200006]
[0.2051178331375122,174,0.2,25053.697375559994,5010.7394751119991]
[0.19331412327289582,164,0.2,21203.703068219987,4240.7406136439977]
[0.23953575468063354,203,0.2,35422.667387460024,7084.5334774920047]
[0.19479062747955322,165,0.2,26912.313796569997,5382.4627593139994]
[0.23879435992240905,203,0.2,35704.522693210027,7140.9045386420057]
[0.26001353859901427,221,0.2,31775.305059979983,6355.0610119959965]
[0.28782060527801512,244,0.2,39038.453243980002,7807.6906487960005]
[0.28526401984691618,242,0.2,39250.251259479999,7850.0502518960002]
[0.19019741821289063,161,0.2,25668.321570850017,5133.6643141700042]
[0.21380089688301085,181,0.2,29485.663730199998,5897.1327460399998]
[0.26319839000701906,223,0.2,41462.702084530014,8292.5404169060039]
[0.29415434932708739,250,0.2,42853.903000810009,8570.7806001620029]
[0.23849081003665923,202,0.2,29338.805169499989,5867.7610338999984]
[0.2578968093395233,219,0.2,31170.061232979995,6234.0122465959994]
[0.20334339165687559,173,0.2,21136.181174989997,4227.2362349979994]
[0.20500454807281493,174,0.2,28590.113074419998,5718.0226148840002]
[0.27754841816425324,236,0.2,34340.457617329979,6868.091523465996]
[0.2523513722419739,214,0.2,32083.011660869994,6416.6023321739995]
[0.23898597013950346,203,0.2,31863.949144960017,6372.789828992004]
[0.27145374691486357,231,0.2,40236.890830450029,8047.3781660900058]
[0.21720699799060822,184,0.2,30108.401040380009,6021.6802080760026]
[0.28090227985382077,239,0.2,39873.484334019988,7974.6968668039981]
[0.28639986705780029,243,0.2,35067.258535689994,7013.4517071379996]
[0.21345159673690794,181,0.2,31637.225461540005,6327.4450923080012]
[0.26437582898139955,224,0.2,38368.567218890006,7673.7134437780014]
[0.18946631777286529,161,0.2,25293.772754090005,5058.754550818001]
[0.27159387195110318,231,0.2,39846.151188139993,7969.2302376279986]
[0.28648841178417206,243,0.2,39526.182622790009,7905.2365245580022]
[0.25144291055202483,213,0.2,35551.134820989973,7110.2269641979947]
[0.23257011616230011,197,0.2,28723.601872240011,5744.720374448003]
[0.27997539031505581,238,0.2,34868.327747020026,6973.665549404006]
[0.26854792928695681,228,0.2,36028.40364784003,7205.6807295680064]
[0.27090652406215665,230,0.2,34952.65177650001,6990.5303553000022]
[0.21392590999603273,182,0.2,29230.007846460005,5846.0015692920015]
[0.22051335632801056,187,0.2,28007.200862520018,5601.4401725040043]
[0.21877371847629545,186,0.2,31671.06022058001,6334.2120441160023]
[0.23585628676414488,200,0.2,35168.854095790026,7033.7708191580059]
[0.23472378265857696,199,0.2,36144.775375390011,7228.9550750780027]
[0.26842168629169461,228,0.2,29227.218214329983,5845.4436428659974]
[0.22338513135910035,190,0.2,27426.142765300003,5485.2285530600011]
[0.27277340376377102,232,0.2,39538.49871208,7907.6997424159999]
[0.28129820680618284,239,0.2,35465.222509879997,7093.044501976]
[0.26208964776992799,223,0.2,31618.313328479999,6323.6626656959997]
[0.27995411539077758,238,0.2,37013.98910613,7402.7978212260005]
[0.23292320787906645,198,0.2,25685.69836387,5137.1396727740002]
[0.23896262955665587,203,0.2,30038.78085891002,6007.7561717820045]
[0.29442955756187439,250,0.2,49630.68307921003,9926.136615842006]
[0.23463877809047698,199,0.2,31799.284014490011,6359.8568028980026]
[0.23096739614009856,196,0.2,32450.015415499995,6490.0030830999995]
[0.28688017344474792,244,0.2,44013.443165269993,8802.6886330539983]
[0.19058340418338776,162,0.2,25303.541077030015,5060.7082154060035]
[0.2889051167964935,245,0.2,34678.299077010008,6935.6598154020021]
[0.26087585592269896,222,0.2,30103.77354482,6020.7547089640002]
[0.20126845800876617,171,0.2,23663.939721389994,4732.7879442779986]
[0.2530157872438431,215,0.2,34471.293254789998,6894.2586509579996]
[0.19314729416370391,164,0.2,34533.85174903,6906.770349806]
[0.20469912958145142,174,0.2,27096.532138450002,5419.3064276900004]
[0.28140464937686921,239,0.2,36062.279785899984,7212.4559571799973]
[0.25176038324832917,214,0.2,37891.288887949973,7578.2577775899954]
[0.20157964539527892,171,0.2,26990.661199030015,5398.1322398060038]
[0.26688150000572203,227,0.2,41672.357558539967,8334.4715117079941]
[0.26746252083778382,227,0.2,37239.500819540015,7447.9001639080034]
[0.24281250071525573,206,0.2,35525.05638394002,7105.0112767880046]
[0.2020751656293869,171,0.2,26242.535629020003,5248.5071258040007]
[0.22414811360836029,190,0.2,25994.066869569997,5198.8133739139994]
[0.26639776897430417,226,0.2,33698.62788842,6739.7255776840002]
[0.18903008329868318,160,0.2,23682.480982300007,4736.4961964600016]
[0.22001876020431518,187,0.2,27016.522880250013,5403.3045760500027]
[0.29703431224822996,252,0.2,38007.385603089991,7601.4771206179985]
[0.28500467097759247,242,0.2,40014.938913689992,8002.9877827379987]
[0.26506476688385006,225,0.2,40348.912496499986,8069.7824992999977]
[0.28432036042213438,241,0.2,42473.621695690024,8494.7243391380052]
[0.21356259870529173,181,0.2,30096.455287200002,6019.2910574400012]
[0.24317358326911925,206,0.2,27710.886809799998,5542.1773619599999]
[0.21732910287380219,184,0.2,29937.266100280012,5987.4532200560025]
[0.21962860894203184,186,0.2,27523.996254510006,5504.7992509020014]
[0.2481841982603073,211,0.2,33242.748022790009,6648.5496045580021]
[0.18858367002010346,160,0.2,28330.953339369997,5666.1906678739997]
[0.29182000565528871,248,0.2,36547.008457950004,7309.4016915900011]
[0.24692141497135162,210,0.2,34394.688538950024,6878.9377077900053]
[0.2803665540218353,238,0.2,38817.186822000003,7763.4373644000007]
[0.20343018329143525,173,0.2,31000.101101600008,6200.0202203200024]
[0.2567908054590225,218,0.2,30007.354273290013,6001.4708546580032]
[0.20344920229911803,173,0.2,34637.698149670003,6927.5396299340009]
[0.2187921938896179,186,0.2,27330.284322400003,5466.0568644800005]
[0.24215738117694854,206,0.2,34078.364934210003,6815.6729868420007]
[0.26032868742942811,221,0.2,33353.47290885001,6670.6945817700025]
[0.19942746019363403,169,0.2,29183.286719340009,5836.6573438680025]
[0.18684000277519225,159,0.2,29372.358595739985,5874.4717191479976]
[0.25692214465141294,218,0.2,38364.809212730004,7672.9618425460012]
[0.1910792030096054,162,0.2,22280.351728940012,4456.0703457880027]
[0.23177877187728882,197,0.2,28349.874936000004,5669.9749872000011]
[0.23588267827033996,200,0.2,38662.240641050033,7732.4481282100069]
[0.27560900938510891,234,0.2,35745.580299489979,7149.1160598979959]
[0.28863755965232851,245,0.2,38532.356747189988,7706.4713494379976]
[0.238503577709198,202,0.2,36216.599679620005,7243.3199359240016]
[0.22349937450885771,190,0.2,32857.093163949983,6571.418632789997]
[0.24079864668846129,204,0.2,33873.084552570013,6774.6169105140034]
[0.18743773233890534,159,0.2,24495.499651579994,4899.0999303159988]
[0.27737715876102448,236,0.2,35896.260567469973,7179.2521134939952]
[0.25871726989746091,220,0.2,31112.88010973002,6222.5760219460044]
[0.21218504226207732,180,0.2,25378.07332625999,5075.6146652519983]
[0.24278871846199035,206,0.2,27539.506234410001,5507.9012468820001]
[0.29936705911159511,254,0.2,40913.233722709985,8182.6467445419976]
[0.27946322250366207,237,0.2,33365.574918130005,6673.114983626001]
[0.25251968264579772,214,0.2,31817.562752770016,6363.5125505540036]
[0.22221223819255828,189,0.2,28941.643851990011,5788.3287703980022]
[0.20900527346134185,177,0.2,28675.142100359997,5735.0284200719998]
[0.23405857264995575,199,0.2,35527.00450735,7105.4009014700005]
[0.2961968983411789,252,0.2,40588.98588848002,8117.7971776960039]
[0.26209333062171936,223,0.2,37239.210226719995,7447.8420453439994]
[0.21617548012733459,183,0.2,28552.620736460016,5710.5241472920034]
[0.19751709294319153,168,0.2,27647.654720199997,5529.5309440399997]
[0.20758904707431794,176,0.2,27016.921964590012,5403.384392918003]
[0.23593552923202515,200,0.2,32757.806661399984,6551.5613322799973]
[0.28087813746929169,239,0.2,40357.036308670002,8071.4072617340007]
[0.20829861438274383,177,0.2,32712.528589420002,6542.5057178840007]
[0.25786073505878448,219,0.2,35726.042861009992,7145.2085722019983]
[0.28312708246707918,240,0.2,36050.867798930019,7210.1735597860043]
[0.27323909425735471,232,0.2,44529.57641963003,8905.9152839260059]
[0.27332647025585172,232,0.2,33773.561608589996,6754.7123217179997]
[0.23294251227378845,198,0.2,26538.642435840007,5307.7284871680022]
[0.21746312606334686,185,0.2,35007.718707100008,7001.5437414200023]
[0.27902112400531764,237,0.2,38650.800446609996,7730.1600893219993]
[0.19052394855022431,162,0.2,30595.284167050002,6119.0568334100008]
[0.23761042499542234,202,0.2,38717.48421958003,7743.4968439160066]
[0.19655228769779204,167,0.2,25341.348401250008,5068.2696802500022]
[0.21751508009433745,185,0.2,21841.120067060016,4368.2240134120029]
[0.27115867030620577,230,0.2,32888.200621789998,6577.6401243580003]
[0.2179085268974304,185,0.2,25913.370723499993,5182.6741446999986]
[0.22431958365440369,190,0.2,34040.814220119995,6808.1628440239992]
[0.25719721019268038,218,0.2,32453.77431303,6490.7548626060006]
[0.24980112648010253,212,0.2,31606.079036460003,6321.215807292001]
[0.2475176428556442,210,0.2,32901.12229942,6580.2244598840007]
[0.19893009853363036,169,0.2,22335.674443789994,4467.1348887579989]
[0.26023516201972963,221,0.2,33799.632544920009,6759.9265089840019]
[0.22421424865722656,190,0.2,26978.722765219998,5395.744553044]
[0.28371565926074982,241,0.2,41787.731155180016,8357.5462310360035]
[0.2138210710287094,181,0.2,30997.244030350004,6199.4488060700014]
[0.2080952149629593,177,0.2,24680.857841850011,4936.1715683700022]
[0.28643576467037202,243,0.2,39765.757129839985,7953.1514259679971]
[0.26696185004711148,227,0.2,33049.032434150016,6609.8064868300035]
[0.25126950395107267,213,0.2,33883.07496992001,6776.6149939840025]
[0.25525985348224639,217,0.2,39566.16262073,7913.2325241460003]
[0.20757397592067717,176,0.2,22635.438473670005,4527.0876947340012]
[0.29675285267829893,252,0.2,36950.50169985,7390.1003399700003]
[0.20111595261096954,171,0.2,18853.766045910012,3770.7532091820026]
[0.27750289213657375,236,0.2,38163.282903669991,7632.6565807339985]
[0.22612710285186766,192,0.2,28028.796955000009,5605.7593910000023]
[0.29612794339656828,252,0.2,37253.357876080008,7450.6715752160017]
[0.25239590620994568,214,0.2,30119.911797850003,6023.9823595700009]
[0.25394200408458711,216,0.2,35744.027990630006,7148.8055981260013]
[0.21088736701011657,179,0.2,30458.765975460014,6091.7531950920029]
[0.22979023575782775,195,0.2,31823.430188370006,6364.6860376740015]
[0.26578077578544618,226,0.2,30102.91786586001,6020.5835731720026]
[0.26637838304042816,226,0.2,34198.275852510007,6839.655170502002]
[0.25620165109634396,218,0.2,38047.917196830029,7609.5834393660061]
[0.21504001343250273,182,0.2,36058.540052669996,7211.7080105339992]
[0.24798192000389099,211,0.2,30794.394333420012,6158.8788666840028]
[0.2866648828983307,243,0.2,40301.232746099966,8060.2465492199935]
[0.26027894854545591,221,0.2,32300.308083710028,6460.0616167420058]
[0.29758782720565796,253,0.2,45227.304458249993,9045.4608916499983]
[0.23459778428077699,199,0.2,29061.238029530014,5812.2476059060027]
[0.2362516701221466,201,0.2,35374.393723150009,7074.8787446300021]
[0.29133964490890502,247,0.2,39854.440178370023,7970.8880356740046]
[0.25286485147476195,215,0.2,33961.414370110011,6792.2828740220029]
[0.24205140066146849,205,0.2,29120.481150800002,5824.0962301600011]
[0.24451153206825255,208,0.2,39160.666954410022,7832.1333908820052]
[0.2043178049325943,173,0.2,23352.393031730004,4670.4786063460006]
[0.29920001256465911,254,0.2,38543.77362159999,7708.7547243199988]
[0.27165171718597414,231,0.2,43090.440246889986,8618.0880493779969]
[0.27364458847045897,232,0.2,37252.324701440019,7450.4649402880041]
[0.2929727042913437,249,0.2,42048.12680183004,8409.625360366008]
[0.28584059679508211,243,0.2,41283.280524770016,8256.6561049540032]
[0.20186529743671416,171,0.2,28069.072524310002,5613.8145048620008]
[0.23164663088321685,197,0.2,29841.669742950013,5968.3339485900033]
[0.20548423612117767,174,0.2,27880.13510524001,5576.0270210480021]
[0.18682120800018309,158,0.2,29487.108360979997,5897.4216721960001]
[0.21917638599872588,186,0.2,34658.339613559998,6931.6679227120003]
[0.23231191563606263,197,0.2,25095.853201820006,5019.1706403640019]
[0.2463941488265991,209,0.2,35191.119329950016,7038.2238659900031]
[0.21649217820167541,184,0.2,25849.58070726,5169.9161414520004]
[0.2204209724664688,187,0.2,35410.349197050011,7082.0698394100027]
[0.24032204353809355,204,0.2,31479.841806440039,6295.9683612880081]
[0.1978878378868103,168,0.2,24461.743444100008,4892.3486888200014]
[0.20683732402324675,176,0.2,31741.885449050009,6348.377089810002]
[0.27322339797019957,232,0.2,29804.646238260018,5960.9292476520041]
[0.19320382797718047,164,0.2,24249.631769130006,4849.9263538260011]
[0.28058055353164674,238,0.2,35854.668119980022,7170.9336239960048]
[0.27886454164981844,237,0.2,38826.682818749992,7765.3365637499992]
[0.19364480531215666,164,0.2,20339.036686460007,4067.8073372920016]
[0.21957726645469666,186,0.2,29636.782812319994,5927.3565624639996]
[0.28434048020839692,241,0.2,39127.584114760008,7825.5168229520023]
[0.22243901216983794,189,0.2,28052.003802670002,5610.4007605340012]
[0.18634465920925139,158,0.2,27506.121131180011,5501.2242262360023]
[0.25702821350097654,218,0.2,38517.253224209977,7703.4506448419961]
[0.29760175001621247,253,0.2,39808.828694280004,7961.765738856001]
[0.27724032247066499,235,0.2,40365.437045690014,8073.0874091380028]
[0.21431337726116179,182,0.2,31380.404092730008,6276.0808185460019]
[0.19127501249313356,162,0.2,29218.626588240015,5843.7253176480035]
[0.29723833000659938,252,0.2,42658.410639679998,8531.6821279359992]
[0.27374936628341673,232,0.2,36461.603410119998,7292.3206820240002]
[0.2933498228788376,249,0.2,44929.785616219982,8985.9571232439976]
[0.24947747719287872,212,0.2,37553.266593439992,7510.6533186879988]
[0.21115072488784789,179,0.2,23885.53076653001,4777.1061533060019]
[0.26166795444488522,222,0.2,40815.964746259997,8163.1929492519994]
[0.20285409557819367,172,0.2,30121.011741800001,6024.2023483600005]
[0.26323880624771118,224,0.2,33744.750033570024,6748.9500067140052]
[0.20756400096416472,176,0.2,26522.150897430005,5304.4301794860012]
[0.2729637773036957,232,0.2,32004.30790289001,6400.8615805780028]
[0.29872853958606715,254,0.2,43153.278974810019,8630.6557949620037]
[0.29522489047050476,251,0.2,35777.756907649993,7155.5513815299992]
[0.20503451371192932,174,0.2,25012.914285899999,5002.5828571800002]
[0.2272868274450302,193,0.2,34015.955831750005,6803.1911663500014]
[0.23672026884555816,201,0.2,32519.215486759986,6503.8430973519971]
[0.27995174396038053,238,0.2,33626.311958810016,6725.262391762004]
[0.24635628747940064,209,0.2,30029.948108269997,6005.9896216540001]
[0.27178591704368593,231,0.2,38082.536543749993,7616.5073087499986]
[0.21020825457572936,178,0.2,22833.982633220003,4566.7965266440006]
[0.2757128766775131,234,0.2,38201.566780259993,7640.3133560519991]
[0.25230206823349,214,0.2,32428.658235980005,6485.7316471960012]
[0.20576458132266998,175,0.2,23707.054432189998,4741.4108864379996]
[0.2279379040002823,193,0.2,27879.229084780025,5575.8458169560054]
[0.1941069964170456,165,0.2,26423.113335019996,5284.6226670039996]
[0.27029961454868318,230,0.2,34158.280723380012,6831.6561446760024]
[0.23750639462471007,202,0.2,33642.930726560007,6728.5861453120015]
[0.29863144004344938,254,0.2,36755.188194969989,7351.0376389939984]
[0.23599358510971069,200,0.2,30401.053241010017,6080.2106482020035]
[0.24014574229717253,204,0.2,35069.711698130006,7013.9423396260017]
[0.25413842511177065,216,0.2,32412.703982070023,6482.5407964140049]
[0.20376475203037261,173,0.2,29929.81736065001,5985.9634721300026]
[0.22848153913021088,194,0.2,30594.857287260005,6118.9714574520012]
[0.29315514135360715,249,0.2,31372.353391200013,6274.4706782400026]
[0.22221185088157652,189,0.2,29579.6950019,5915.9390003799999]
[0.20809779024124145,177,0.2,29219.043325070008,5843.8086650140021]
[0.19626098227500915,167,0.2,29873.060237399994,5974.6120474799991]
[0.19802510905265808,168,0.2,21712.497538689997,4342.4995077379999]
[0.2115818291902542,180,0.2,27119.334481310016,5423.8668962620031]
[0.20319321012496949,172,0.2,30641.749598070015,6128.3499196140037]
[0.24688786160945891,210,0.2,32557.010255230001,6511.4020510460005]
[0.21213685941696167,180,0.2,29280.51053028999,5856.1021060579988]
[0.2029413560628891,172,0.2,22935.262126540008,4587.0524253080021]
[0.27022879099845887,229,0.2,33553.899108060024,6710.7798216120054]
[0.26120565462112427,222,0.2,32911.301676260009,6582.2603352520018]
[0.26032710421085359,221,0.2,32149.777451110022,6429.9554902220043]
[0.26040852105617524,221,0.2,41194.585496330015,8238.9170992660038]
[0.23475585472583771,199,0.2,28244.450120140009,5648.8900240280018]
[0.18942122662067412,161,0.2,22686.313831530009,4537.262766306002]
[0.27958288800716402,237,0.2,39758.76559065,7951.7531181300001]
[0.22485020649433135,191,0.2,34092.192453599993,6818.4384907199992]
[0.2910447789430618,247,0.2,42506.177921179988,8501.2355842359975]
[0.24626059448719023,209,0.2,36611.318818179978,7322.2637636359959]
[0.28006619775295255,238,0.2,36438.209592089996,7287.6419184179995]
[0.25916203880310057,220,0.2,36421.721250959999,7284.3442501919999]
[0.232916317820549,198,0.2,33140.592894880014,6628.1185789760029]
[0.26035949563980099,221,0.2,33464.628086020013,6692.9256172040032]
[0.22568441319465637,192,0.2,33035.101725980014,6607.0203451960033]
[0.23855995523929596,203,0.2,32754.488364150016,6550.897672830004]
[0.23009812080860137,195,0.2,31792.202806159989,6358.4405612319979]
[0.18753394854068756,159,0.2,25880.781245930022,5176.156249186005]
[0.20139451754093171,171,0.2,29914.81664483,5982.9633289660005]
[0.23525367844104766,200,0.2,32656.940521080011,6531.3881042160028]
[0.21572781658172607,183,0.2,31728.098103679997,6345.6196207359999]
[0.1951285800933838,166,0.2,27281.184088979993,5456.2368177959988]
[0.20554303944110869,174,0.2,31902.637994030007,6380.5275988060021]
[0.24623893904685973,209,0.2,31616.515351010003,6323.3030702020005]
[0.19511450099945069,166,0.2,25059.978212810016,5011.9956425620039]
[0.22949429619312287,195,0.2,33997.629144529994,6799.5258289059993]
[0.26514856874942777,225,0.2,36455.150386469992,7291.0300772939991]
[0.29405649554729463,250,0.2,38675.810202079985,7735.1620404159976]
[0.2379323959350586,202,0.2,35258.376835059993,7051.6753670119988]
[0.2191057459115982,186,0.2,27793.544481930028,5558.708896386006]
[0.24482233214378357,208,0.2,32741.788865899991,6548.3577731799987]
[0.22274084293842317,189,0.2,34995.388613370014,6999.0777226740029]
[0.29754474055767055,253,0.2,43349.108292490018,8669.8216584980037]
[0.26715106165409086,227,0.2,33191.315152909992,6638.2630305819985]
[0.29646115314960481,252,0.2,40353.942560869982,8070.7885121739964]
[0.25180527734756469,214,0.2,31962.292518129987,6392.4585036259978]
[0.27523947393894194,234,0.2,38314.867316509961,7662.9734633019925]
[0.25048299765586851,213,0.2,35654.559405969994,7130.9118811939989]
[0.23941888189315796,203,0.2,35578.30665708,7115.6613314160004]
[0.28179323101043702,239,0.2,36891.641764010026,7378.3283528020056]
[0.22512101840972901,191,0.2,30617.310115560005,6123.4620231120016]
[0.26842548465728761,228,0.2,34382.956404479984,6876.5912808959974]
[0.21271482932567595,181,0.2,31909.766103389989,6381.9532206779986]
[0.28351162111759187,241,0.2,39758.241463390019,7951.6482926780045]
[0.21412605464458465,182,0.2,34833.694020680028,6966.7388041360064]
[0.18752562475204468,159,0.2,22738.670487389987,4547.7340974779972]
[0.22616278982162474,192,0.2,32432.748903360021,6486.549780672005]
[0.27731079947948456,235,0.2,33692.756356130005,6738.5512712260015]
[0.22634771382808686,192,0.2,28964.114460269993,5792.8228920539987]
[0.23448091149330139,199,0.2,29578.472197130017,5915.6944394260036]
[0.27488046383857723,233,0.2,37263.968359520019,7452.7936719040044]
[0.28226368474960328,240,0.2,36335.589086689979,7267.1178173379958]
[0.22051356017589568,187,0.2,26595.612570060021,5319.1225140120041]
[0.21163261449337006,180,0.2,37710.45034174998,7542.0900683499967]
[0.22643128466606138,192,0.2,27343.346513270004,5468.6693026540015]
[0.21678821289539338,184,0.2,22637.865465020011,4527.5730930040027]
[0.29555975818634034,251,0.2,43771.629298700027,8754.3258597400054]
[0.24620136308670043,209,0.2,38385.905623589992,7677.1811247179985]
[0.28608190512657161,243,0.2,33192.677375209998,6638.5354750420001]
[0.21607230591773988,183,0.2,29248.918088340008,5849.7836176680021]
[0.25194034695625306,214,0.2,31492.884298570007,6298.5768597140013]
[0.28188153111934661,239,0.2,31911.461855810012,6382.2923711620024]
[0.24584372556209563,209,0.2,39307.200233429983,7861.440046685997]
[0.26903369200229643,228,0.2,40006.703201830016,8001.3406403660038]
[0.18600630569458007,158,0.2,26725.20448357,5345.0408967140002]
[0.21575331795215608,183,0.2,28304.09090214,5660.8181804280002]
[0.24342939198017119,207,0.2,33222.270382790004,6644.4540765580014]
[0.27640610897541046,235,0.2,39977.351085599999,7995.4702171200006]
[0.28909553110599517,246,0.2,38344.202116540007,7668.8404233080018]
[0.21869590973854064,186,0.2,24996.006335560014,4999.2012671120028]
[0.19041022861003876,162,0.2,26447.320304540011,5289.4640609080025]
[0.25006025791168213,212,0.2,36866.575001880003,7373.3150003760011]
[0.21208502089977263,180,0.2,27376.479319739996,5475.2958639479994]
[0.19088980793952942,162,0.2,29053.581138550013,5810.7162277100033]
[0.19863992106914519,169,0.2,26869.531322350009,5373.9062644700025]
[0.23045058739185331,196,0.2,27944.174833660003,5588.8349667320008]
[0.20376969194412231,173,0.2,26575.422252080014,5315.0844504160032]
[0.227653746843338,193,0.2,33078.526561859988,6615.7053123719979]
[0.26817638254165649,228,0.2,49926.95058704001,9985.390117408002]
[0.24704626500606536,210,0.2,30148.48726157003,6029.6974523140061]
[0.21251487493515014,180,0.2,24053.372779520003,4810.674555904001]
[0.24778756463527679,210,0.2,36487.342523959982,7297.4685047919966]
[0.29370052957534787,249,0.2,41061.622133490004,8212.3244266980018]
[0.18653254580497741,158,0.2,26370.852842939988,5274.1705685879979]
[0.28250756156444545,240,0.2,36587.980081780006,7317.5960163560012]
[0.27301982188224794,232,0.2,49789.322440399999,9957.8644880800002]
[0.22840107357501982,194,0.2,38207.505505210014,7641.501101042003]
[0.2888741590976715,245,0.2,38733.717920689996,7746.7435841379993]
[0.18637138366699219,158,0.2,22500.432164390008,4500.0864328780017]
[0.23991043388843536,204,0.2,25419.255457809995,5083.8510915619991]
[0.29564763021469115,251,0.2,42541.70606782,8508.341213564001]
[0.25493586444854732,216,0.2,38506.91753378998,7701.3835067579967]
[0.24534921777248381,208,0.2,32375.112378210008,6475.0224756420021]
[0.22698795247077941,193,0.2,27499.999222599996,5499.9998445199999]
[0.25361196756362914,215,0.2,36994.885079390013,7398.9770158780029]
[0.29370330190658567,249,0.2,42619.670211749974,8523.9340423499943]
[0.24152749800682066,205,0.2,37673.675067420008,7534.7350134840017]
[0.265401659488678,225,0.2,32295.686398330032,6459.1372796660071]
[0.25434708380699156,216,0.2,39241.76650545001,7848.3533010900028]
[0.20560799896717072,174,0.2,25749.097574460007,5149.8195148920022]
[0.26369000315666197,224,0.2,35162.863565690001,7032.5727131380008]
[0.28262151253223416,240,0.2,40451.282628100002,8090.2565256200005]
[0.26493283653259275,225,0.2,39963.660746449983,7992.7321492899973]
[0.27043462300300597,230,0.2,40016.264569510015,8003.2529139020035]
[0.23665274083614349,201,0.2,32173.853996780013,6434.7707993560034]
[0.22933461534976959,195,0.2,32983.773452740003,6596.7546905480012]
[0.2206737710237503,187,0.2,28916.133857479999,5783.2267714959999]
[0.29160095751285553,248,0.2,30599.223675870002,6119.8447351740006]
[0.19582598447799682,166,0.2,24925.43077693001,4985.0861553860022]
[0.25243628847599031,214,0.2,34422.745561840005,6884.5491123680013]
[0.28044485878944397,238,0.2,35962.476737760022,7192.4953475520051]
[0.26617285001277924,226,0.2,45016.684373010001,9003.3368746020005]
[0.2705807547569275,230,0.2,36265.785858300012,7253.1571716600029]
[0.29797003519535065,253,0.2,40861.608503410003,8172.3217006820014]
[0.19567154252529145,166,0.2,32112.971809260009,6422.5943618520023]
[0.28332051372528078,241,0.2,38540.280169439975,7708.056033887995]
[0.24693215775489807,210,0.2,31146.052519709985,6229.2105039419976]
[0.28524325454235078,242,0.2,41254.35448758,8250.8708975160007]
[0.23984682655334472,204,0.2,33831.24339892,6766.2486797840002]
[0.27910063827037812,237,0.2,38562.532576649995,7712.5065153299993]
[0.23588672125339508,200,0.2,28524.155783410002,5704.8311566820012]
[0.22678014993667603,192,0.2,29130.118961670018,5826.0237923340037]
[0.26035984218120573,221,0.2,31297.650740510006,6259.5301481020015]
[0.22897182047367096,194,0.2,25310.633940440006,5062.1267880880014]
[0.29946606802940368,254,0.2,33979.972489179992,6795.994497835999]
[0.28727885234355927,244,0.2,38202.764789389992,7640.5529578779988]
[0.23617268586158752,200,0.2,36973.118352249992,7394.6236704499988]
[0.26395233500003812,224,0.2,35470.282874440018,7094.0565748880035]
[0.27468951272964476,233,0.2,39299.883759849989,7859.9767519699981]
[0.20719250178337098,176,0.2,25655.066165240012,5131.0132330480028]
[0.24563263428211213,209,0.2,29723.086264829995,5944.6172529659998]
[0.21641260278224944,184,0.2,30342.054557950003,6068.410911590001]
[0.25170611214637756,214,0.2,31053.435240010007,6210.6870480020016]
[0.27714176881313324,235,0.2,39712.310537539975,7942.4621075079958]
[0.19832012450695038,168,0.2,27234.654604060001,5446.9309208120003]
[0.22080785536766051,187,0.2,30856.05740315,6171.2114806300006]
[0.24182079434394838,205,0.2,33989.491952380013,6797.8983904760025]
[0.22517347526550291,191,0.2,31404.827662290005,6280.9655324580017]
[0.20194547080993652,171,0.2,26170.421038160006,5234.0842076320014]
[0.20191532850265503,171,0.2,27327.066024500004,5465.4132049000009]
[0.25832028293609621,219,0.2,38895.439515640013,7779.0879031280028]
[0.25439572191238402,216,0.2,36855.771339430023,7371.1542678860051]
[0.27624633300304413,235,0.2,36511.186565639997,7302.2373131280001]
[0.2407978652715683,204,0.2,37009.381281749986,7401.8762563499977]
[0.29675287985801696,252,0.2,41163.811412360003,8232.7622824720002]
[0.21891402018070222,186,0.2,26884.237683009989,5376.8475366019984]
[0.21092101550102232,179,0.2,28312.68474225001,5662.5369484500025]
[0.25312886166572568,215,0.2,34285.133658430015,6857.0267316860036]
[0.23459071755409239,199,0.2,32988.82344244,6597.7646884880005]
[0.26138736462593076,222,0.2,34898.965177770013,6979.7930355540029]
[0.28877523171901703,245,0.2,41008.412754919998,8201.682550984]
[0.28903630650043488,245,0.2,35852.205593540028,7170.4411187080059]
[0.26798337256908417,228,0.2,40534.483822779985,8106.8967645559969]
[0.29082789158821104,247,0.2,40807.591723650003,8161.5183447300005]
[0.24893193268775937,211,0.2,34411.293537100028,6882.2587074200055]
[0.19353610682487488,164,0.2,22568.773088150014,4513.7546176300029]
[0.2694107834100723,229,0.2,35734.641693099999,7146.9283386200004]
[0.22120998609066009,188,0.2,26728.522851230013,5345.7045702460027]
[0.19989012694358826,170,0.2,24178.537484320022,4835.7074968640045]
[0.23946698319911958,203,0.2,32660.323776840014,6532.0647553680028]
[0.29560872924327852,251,0.2,41512.285143979963,8302.4570287959923]
[0.21666281926631928,184,0.2,27101.929950369995,5420.385990073999]
[0.24294853520393372,206,0.2,30910.908576640002,6182.1817153280008]
[0.25660553491115567,218,0.2,35421.83545549,7084.3670910979999]
[0.23508893537521361,200,0.2,34100.185649399988,6820.0371298799982]
[0.27219117343425747,231,0.2,38957.430816739994,7791.4861633479995]
[0.25838393104076385,219,0.2,37746.60760725999,7549.3215214519987]
[0.29440931546688076,250,0.2,39712.601217569994,7942.520243513999]
[0.25914238786697386,220,0.2,36021.435530789975,7204.2871061579954]
[0.28786481988430024,244,0.2,37889.112374780001,7577.8224749560004]
[0.23678528952598571,201,0.2,30655.988358759991,6131.1976717519983]
[0.24289693450927735,206,0.2,40771.564224910035,8154.3128449820069]
[0.22432743179798126,190,0.2,30414.905760160011,6082.9811520320027]
[0.27717277407646179,235,0.2,33712.683770130003,6742.5367540260013]
[0.29613777565956112,252,0.2,35959.242571550007,7191.8485143100015]
[0.19284684956073761,164,0.2,24082.60736657001,4816.5214733140019]
[0.27223121595382688,231,0.2,36293.086621129994,7258.6173242259993]
[0.26042026948928831,221,0.2,39576.729288399998,7915.3458576800003]
[0.19420540738105774,165,0.2,24624.424978260016,4924.8849956520035]
[0.22130150699615478,188,0.2,26790.794784200003,5358.1589568400013]
[0.28679798877239226,244,0.2,39642.404833300025,7928.4809666600049]
[0.29145112252235411,248,0.2,44894.585173040003,8978.9170346080009]
[0.2854099613428116,242,0.2,42492.722021259979,8498.5444042519957]
[0.26763524794578553,227,0.2,39457.795502309971,7891.5591004619946]
[0.2059299223423004,175,0.2,26390.299731540013,5278.0599463080034]
[0.24476897835731506,208,0.2,32349.554981390011,6469.9109962780021]
[0.27167827856540677,231,0.2,34442.501513309995,6888.5003026619997]
[0.28224972116947172,240,0.2,36251.561549340011,7250.3123098680026]
[0.28248128557205199,240,0.2,34276.169139099991,6855.2338278199986]
[0.21921018397808073,186,0.2,27343.23707028,5468.6474140560003]
[0.21985647010803222,187,0.2,30318.846057890001,6063.769211578001]
[0.26710522985458374,227,0.2,40762.898006939991,8152.579601387999]
[0.25595222282409669,217,0.2,31980.440787419993,6396.0881574839987]
[0.19916586899757385,169,0.2,25519.804977080013,5103.9609954160032]
[0.22394758844375609,190,0.2,33788.407252010002,6757.6814504020003]
[0.26530784189701079,225,0.2,33194.242002420026,6638.8484004840057]
[0.23040474879741668,196,0.2,32943.66259978,6588.732519956]
[0.23120760369300841,196,0.2,33451.808086679994,6690.3616173359987]
[0.28396679985523221,241,0.2,36463.474721000035,7292.6949442000077]
[0.28823587739467621,245,0.2,38578.544726749999,7715.7089453500002]
[0.21517085659503937,183,0.2,29282.71953814002,5856.5439076280045]
[0.26314865791797637,223,0.2,37945.864447669999,7589.1728895340002]
[0.29619462883472442,252,0.2,42406.939132200016,8481.3878264400028]
[0.25795468854904174,219,0.2,37299.175881840027,7459.8351763680057]
[0.20028604030609132,170,0.2,28367.847071479999,5673.5694142960001]
[0.26276762545108795,223,0.2,40052.536776250039,8010.507355250008]
[0.21298199236392976,181,0.2,33652.671465770007,6730.5342931540017]
[0.21037364995479585,179,0.2,31680.265395719998,6336.0530791439996]
[0.23607938468456269,200,0.2,29809.910275399994,5961.9820550799996]
[0.25692219901084901,218,0.2,33894.961083580019,6778.9922167160039]
[0.23159247529506682,197,0.2,37177.969081089985,7435.5938162179973]
[0.25927342808246612,220,0.2,36424.952650410014,7284.9905300820028]
[0.25102945947647093,213,0.2,32396.340805929995,6479.2681611859989]
[0.26097428727149963,222,0.2,35636.878724010006,7127.3757448020015]
[0.26474776303768155,225,0.2,29582.257315870003,5916.4514631740012]
[0.2432756906747818,207,0.2,32079.792291879996,6415.9584583759997]
[0.26951879560947417,229,0.2,30289.168552799998,6057.8337105600003]
[0.25570490777492522,217,0.2,34492.031904500014,6898.4063809000036]
[0.29979787123203278,255,0.2,39246.404340690024,7849.2808681380047]
[0.28774138319492337,244,0.2,33668.907019729995,6733.781403945999]
[0.25041777992248537,213,0.2,30744.329554510034,6148.8659109020073]
[0.21557499861717225,183,0.2,27731.712933240011,5546.3425866480029]
[0.22557055735588072,191,0.2,36940.992801250002,7388.1985602500008]
[0.22328963541984559,190,0.2,27914.482145470007,5582.8964290940021]
[0.25030883681774141,213,0.2,34010.214842959998,6802.0429685919999]
[0.21121107065677641,179,0.2,24622.997211279999,4924.5994422559997]
[0.22458482372760771,191,0.2,32368.201047490016,6473.640209498004]
[0.27344004070758821,232,0.2,45640.870453250012,9128.1740906500036]
[0.22115283393859864,188,0.2,29578.351102370016,5915.6702204740031]
[0.21332126319408418,181,0.2,30447.209197540004,6089.4418395080011]
[0.20195615923404694,171,0.2,28304.088989180022,5660.8177978360045]
[0.19741059601306915,167,0.2,25189.635746500011,5037.9271493000024]
[0.21905092442035673,186,0.2,31033.071830070014,6206.6143660140033]
[0.21794950032234192,185,0.2,28691.268193330008,5738.2536386660022]
[0.20094283819198608,171,0.2,29109.233172220007,5821.8466344440021]
[0.19841520595550538,168,0.2,28608.358470080009,5721.6716940160022]
[0.22038105905055999,187,0.2,35907.571673420018,7181.5143346840041]
[0.29335020339488982,249,0.2,38995.509991030012,7799.1019982060025]
[0.21231992161273955,180,0.2,28554.184813520002,5710.8369627040011]
[0.22967549657821656,195,0.2,27540.97701083999,5508.1954021679985]
[0.27302956581115723,232,0.2,40453.412697139996,8090.6825394279995]
[0.20381746709346771,173,0.2,32603.509385940019,6520.7018771880039]
[0.29287767040729523,249,0.2,43254.504021490044,8650.9008042980095]
[0.21794010293483734,185,0.2,30915.380647600006,6183.0761295200018]
[0.22604168379306794,192,0.2,26700.941920459998,5340.188384092]
[0.19584620618820189,166,0.2,22376.063656590009,4475.2127313180017]
[0.23696189653873442,201,0.2,28235.042158810014,5647.0084317620031]
[0.20379488074779512,173,0.2,26928.306192920016,5385.6612385840035]
[0.2547945638895035,216,0.2,33196.744073900016,6639.3488147800035]
[0.2165179581642151,184,0.2,34017.492844989996,6803.4985689979994]
[0.27651867377758027,235,0.2,43338.765575259982,8667.7531150519972]
[0.24443614232540128,208,0.2,35452.051170289989,7090.4102340579984]
[0.23779498887062073,202,0.2,27515.574533830004,5503.1149067660008]
[0.27423237025737762,233,0.2,34421.101231770008,6884.2202463540016]
[0.2256332541704178,192,0.2,28212.400957349993,5642.4801914699992]
[0.24128963470458983,205,0.2,33956.689322340033,6791.337864468007]
[0.20506563448905946,174,0.2,37676.984817230004,7535.3969634460009]
[0.25496526610851289,216,0.2,35462.451138760029,7092.4902277520059]
[0.29758979773521421,253,0.2,39103.055935470009,7820.6111870940022]
[0.21565212106704712,183,0.2,28072.45847179,5614.4916943580001]
[0.29977525091171264,255,0.2,41408.59362113,8281.7187242260006]
[0.26948182439804075,229,0.2,32919.78056022001,6583.9561120440021]
[0.20862772679328917,177,0.2,26574.211103449998,5314.8422206899995]
[0.18704916429519652,159,0.2,23371.196979800014,4674.2393959600031]
[0.28103728151321411,239,0.2,32578.328756030012,6515.6657512060028]
[0.29366856622695925,249,0.2,44647.444392079997,8929.4888784159994]
[0.22976721453666688,195,0.2,33951.47422831002,6790.2948456620043]
[0.23635538792610167,201,0.2,35700.204891510031,7140.0409783020068]
[0.27552518033981321,234,0.2,33414.683542330007,6682.9367084660016]
[0.29576872265338894,251,0.2,40279.86160934998,8055.9723218699964]
[0.27881148684024809,237,0.2,34856.963292560016,6971.3926585120034]
[0.29888728272914888,254,0.2,33772.461767739995,6754.4923535479993]
[0.26982627296447753,229,0.2,34215.173050010024,6843.0346100020051]
[0.1953368718624115,166,0.2,27300.728251680004,5460.1456503360014]
[0.1920981434583664,163,0.2,26806.522320229993,5361.3044640459993]
[0.26164791619777678,222,0.2,35287.903991200015,7057.5807982400038]
[0.24199695968627929,205,0.2,29266.04938808002,5853.2098776160046]
[0.19056797289848326,162,0.2,27280.826722689992,5456.1653445379989]
[0.20583697450160979,175,0.2,29325.554082159997,5865.1108164319994]
[0.26351092278957366,224,0.2,31781.743626590021,6356.3487253180047]
[0.21371348690986633,181,0.2,29991.624970639994,5998.3249941279992]
[0.27609810161590576,234,0.2,32702.621751090021,6540.5243502180047]
[0.26445907366275789,225,0.2,33148.074071430005,6629.6148142860011]
[0.24262398898601531,206,0.2,30390.69993508004,6078.1399870160085]
[0.23930173730850218,203,0.2,35760.242298960031,7152.0484597920067]
[0.23299351501464843,198,0.2,30636.069799839999,6127.2139599680004]
[0.22434194576740263,190,0.2,32187.962077650012,6437.5924155300027]
[0.25341329741477964,215,0.2,29414.257735799983,5882.8515471599967]
[0.23813063120841979,202,0.2,29984.073054580007,5996.8146109160016]
[0.26031768643856046,221,0.2,30881.049189420013,6176.2098378840028]
[0.28506839382648469,242,0.2,45852.567390430042,9170.513478086008]
[0.18619298958778382,158,0.2,28961.775807889982,5792.355161577997]
[0.23495955312252043,199,0.2,32210.518067749988,6442.103613549998]
[0.26858483254909515,228,0.2,34672.014092059995,6934.4028184119998]
[0.23209004759788512,197,0.2,29302.043085370005,5860.4086170740011]
[0.23223865270614624,197,0.2,26886.380946660007,5377.2761893320021]
[0.19735162281990051,167,0.2,25837.476874280012,5167.4953748560029]
[0.24602576851844787,209,0.2,33377.251751730015,6675.4503503460037]
[0.22458527898788452,191,0.2,29304.493147990004,5860.8986295980012]
[0.25936618566513059,220,0.2,30288.20712776998,6057.6414255539967]
[0.29073070371150966,247,0.2,40114.872675120001,8022.9745350240009]
[0.23309986245632169,198,0.2,30533.388752740004,6106.6777505480013]
[0.19426073169708252,165,0.2,34959.660681960006,6991.9321363920017]
[0.21150570559501647,179,0.2,27588.574842360005,5517.7149684720016]
[0.29401781201362609,250,0.2,37405.509239170009,7481.101847834002]
[0.28414758574962617,241,0.2,35105.418523799999,7021.0837047599998]
[0.26219530212879183,223,0.2,38320.525029050004,7664.1050058100009]
[0.20379913437366484,173,0.2,29549.160001159991,5909.8320002319988]
[0.23542152678966521,200,0.2,27298.831442799983,5459.7662885599966]
[0.25415389037132263,216,0.2,30404.995375629987,6080.9990751259975]
[0.28238124382495877,240,0.2,38807.671939980013,7761.5343879960028]
[0.2757984180450439,234,0.2,36598.316618910008,7319.6633237820024]
[0.19617073881626129,166,0.2,21842.417910429995,4368.4835820859989]
[0.28645032620429989,243,0.2,46262.690799470009,9252.5381598940021]
[0.22341395545005799,190,0.2,28480.033431669999,5696.0066863339998]
[0.19068365657329558,162,0.2,32169.091253939991,6433.8182507879983]
[0.23854464626312255,203,0.2,36025.003321560012,7205.0006643120032]
[0.20763247346878053,176,0.2,28734.864742250003,5746.9729484500012]
[0.27528020274639131,234,0.2,34892.47448551,6978.4948971020003]
[0.26569332504272458,226,0.2,32229.175319790007,6445.8350639580021]
[0.25112709581851955,213,0.2,38745.438911860023,7749.0877823720048]
[0.26438757741451263,224,0.2,33017.310569639987,6603.462113927998]
[0.29163637948036192,248,0.2,36255.535524409985,7251.1071048819977]
[0.22838299906253814,194,0.2,33031.016785860018,6606.203357172004]
[0.24522752737998962,208,0.2,36306.938532029992,7261.3877064059989]
[0.26858226406574248,228,0.2,31628.147328280007,6325.6294656560021]
[0.2794806990623474,237,0.2,36880.279936840023,7376.0559873680049]
[0.1946667559146881,165,0.2,25749.081357589999,5149.8162715180006]
[0.2845297393798828,242,0.2,30398.320367830012,6079.664073566003]
[0.23528708231449127,200,0.2,28206.762550999978,5641.3525101999958]
[0.22767626523971557,193,0.2,29539.225873980009,5907.8451747960025]
[0.29965877223014831,255,0.2,39174.212249949996,7834.8424499899993]
[0.25045348048210142,213,0.2,34102.492412359999,6820.4984824720004]
[0.26872563028335572,228,0.2,36757.112723409984,7351.4225446819974]
[0.27706441533565518,235,0.2,34291.392222360024,6858.2784444720055]
[0.24336458194255828,207,0.2,33680.564347869993,6736.112869573999]
[0.26880490672588347,228,0.2,38316.259589059977,7663.2519178119956]
[0.19772914910316466,168,0.2,28306.497802580001,5661.2995605160004]
[0.24724148333072662,210,0.2,35107.45152658,7021.4903053160006]
[0.2815215833187103,239,0.2,38126.187789300006,7625.2375578600013]
[0.22714638304710388,193,0.2,30263.954907930005,6052.7909815860012]
[0.2211036386489868,188,0.2,37137.637212700007,7427.5274425400021]
[0.26528600299358368,225,0.2,37829.670880470003,7565.9341760940006]
[0.23454129803180696,199,0.2,32083.492104730016,6416.6984209460034]
[0.2352565051317215,200,0.2,28845.575601410004,5769.115120282001]
[0.22527268123626709,191,0.2,29169.440584190012,5833.888116838003]
[0.25223974514007569,214,0.2,35957.526624290018,7191.5053248580043]
[0.20128903305530549,171,0.2,25858.217434079983,5171.6434868159968]
[0.19107660734653473,162,0.2,32221.798349870012,6444.3596699740028]
[0.23125916361808777,196,0.2,31570.584358350017,6314.116871670004]
[0.27493761599063871,233,0.2,46651.288732640009,9330.2577465280028]
[0.26657176673412319,226,0.2,30752.837837520005,6150.5675675040011]
[0.2468785457611084,210,0.2,32122.484131109999,6424.496826222]
[0.18605972063541412,158,0.2,25464.974756190015,5092.9949512380035]
[0.22771343350410461,193,0.2,37101.683743760012,7420.3367487520027]
[0.23005487108230591,195,0.2,36299.051479679991,7259.8102959359985]
[0.21432066822052001,182,0.2,31837.621798610016,6367.5243597220033]
[0.19050292503833771,162,0.2,26010.965569600008,5202.1931139200024]
[0.23698302197456358,201,0.2,27425.46345168,5485.0926903360005]
[0.2362286353111267,201,0.2,29994.210128650018,5998.842025730004]
[0.19492265295982361,165,0.2,25888.442893590007,5177.6885787180017]
[0.20505665159225464,174,0.2,30750.472750880017,6150.0945501760034]
[0.29531397879123689,251,0.2,43004.208779059954,8600.8417558119909]
[0.23904008495807647,203,0.2,29144.83907454001,5828.9678149080028]
[0.2688955646753311,228,0.2,36919.706840890001,7383.9413681780006]
[0.20123689556121827,171,0.2,28622.54568114,5724.509136228]
[0.27653675508499143,235,0.2,44726.146615900019,8945.2293231800049]
[0.2861904201507568,243,0.2,38946.113996489992,7789.2227992979988]
[0.1977979817390442,168,0.2,26780.96239371,5356.1924787420003]
[0.24927068030834199,212,0.2,32401.891946340002,6480.3783892680003]
[0.21633796048164367,184,0.2,28152.155281169995,5630.4310562339997]
[0.22581859266757964,192,0.2,30625.713392670012,6125.1426785340027]
[0.29281430768966676,249,0.2,33374.594783899993,6674.9189567799986]
[0.20047949194908141,170,0.2,28044.036924059998,5608.8073848120002]
[0.25934959924221035,220,0.2,35771.014204469975,7154.202840893995]
[0.24309560465812682,206,0.2,31550.991414560012,6310.1982829120025]
[0.26964046561717986,229,0.2,32528.939966140002,6505.7879932280011]
[0.2333160091638565,198,0.2,35034.138328780005,7006.8276657560018]
[0.22073971581459045,187,0.2,28814.060544900007,5762.8121089800015]
[0.20445381903648377,173,0.2,23848.679388620003,4769.7358777240006]
[0.20474620485305786,174,0.2,25251.555513929994,5050.3111027859995]
[0.29519596445560453,251,0.2,32678.793856220018,6535.7587712440036]
[0.26574432098865508,226,0.2,31095.663202640008,6219.1326405280015]
[0.23889484333992003,203,0.2,30906.060898860011,6181.2121797720029]
[0.26053106760978695,221,0.2,31106.794343739992,6221.3588687479987]
[0.29527331113815308,251,0.2,43656.975813550009,8731.3951627100014]
[0.23666380977630613,201,0.2,36306.536651459981,7261.3073302919965]
[0.28827658581733701,245,0.2,40224.006722569997,8044.8013445139995]
[0.23442289638519287,199,0.2,25540.445378370005,5108.0890756740009]
[0.23876561737060548,203,0.2,31460.982696040002,6292.196539208001]
[0.26291824865341185,223,0.2,41067.046061330002,8213.4092122660004]
[0.28184729146957399,239,0.2,34299.453628340001,6859.8907256680004]
[0.22328076124191285,190,0.2,31333.630615889993,6266.7261231779994]
[0.24252694380283354,206,0.2,25515.108700820008,5103.021740164002]
[0.21561568665504455,183,0.2,27964.633452749997,5592.9266905499999]
[0.24750374722480772,210,0.2,33146.219695399996,6629.2439390799991]
[0.21266769969463348,180,0.2,29674.548988970004,5934.909797794001]
[0.2573606894016266,219,0.2,31234.770469610012,6246.9540939220024]
[0.18822024321556091,160,0.2,30282.946090850011,6056.5892181700028]
[0.19715331280231477,167,0.2,27497.004104959993,5499.4008209919994]
[0.22222219955921174,189,0.2,33259.921787640014,6651.9843575280029]
[0.29034510505199429,247,0.2,34690.731304560009,6938.1462609120026]
[0.24238502490520478,206,0.2,40716.199597259998,8143.2399194520003]
[0.23375468301773072,198,0.2,33185.271629219998,6637.0543258440002]
[0.24781242048740387,210,0.2,38642.354739560004,7728.4709479120011]
[0.20886622881889344,177,0.2,26252.046446150005,5250.4092892300014]
[0.23868277359008788,203,0.2,29371.210826580005,5874.2421653160018]
[0.20677125692367554,175,0.2,28129.206896270007,5625.8413792540014]
[0.24937720441818237,212,0.2,36663.50731565,7332.7014631300008]
[0.21824331986904144,185,0.2,33018.827498969993,6603.765499793999]
[0.28649079000949862,243,0.2,37620.133146949971,7524.0266293899949]
[0.19400671684741974,165,0.2,28181.473116609992,5636.2946233219991]
[0.25954825580120089,220,0.2,33929.642446339996,6785.9284892679998]
[0.27085134243965148,230,0.2,35586.980578329989,7117.396115665998]
[0.2636581825017929,224,0.2,38138.726822550001,7627.7453645100004]
[0.27173984742164614,231,0.2,34901.579516180012,6980.3159032360027]
[0.22782943654060364,193,0.2,31546.279897860004,6309.2559795720008]
[0.19271852731704711,164,0.2,25112.21070028,5022.4421400560004]
[0.29846550786495207,253,0.2,37004.209131970034,7400.8418263940075]
[0.22702371418476103,193,0.2,29030.44806309999,5806.0896126199987]
[0.20254371678829192,172,0.2,28034.789019860007,5606.9578039720018]
[0.23603241133689878,200,0.2,29954.046421009996,5990.8092842019996]
[0.18928842651844024,161,0.2,22819.901633450008,4563.9803266900017]
[0.22470665681362151,191,0.2,30251.811837589998,6050.3623675179997]
[0.24869047486782073,211,0.2,34254.998051299997,6850.9996102599998]
[0.19423669803142549,165,0.2,24720.403767880009,4944.0807535760023]
[0.21034256994724274,179,0.2,28532.111143950013,5706.4222287900029]
[0.27377831947803499,232,0.2,37352.763451060018,7470.5526902120037]
[0.29733535480499268,253,0.2,40622.390413569978,8124.4780827139957]
[0.26956696486473081,229,0.2,35577.693772779996,7115.5387545559997]
[0.19545644903182982,166,0.2,24269.406065570009,4853.8812131140021]
[0.24286348307132721,206,0.2,28582.079244630015,5716.4158489260035]
[0.28385085797309872,241,0.2,35436.921450759983,7087.3842901519965]
[0.2302702431678772,195,0.2,38270.880214360011,7654.1760428720027]
[0.21826727199554444,185,0.2,32376.942085060015,6475.3884170120036]
[0.29324319005012511,249,0.2,37638.136383419987,7527.6272766839975]
[0.22307604360580444,189,0.2,31224.508863750012,6244.9017727500031]
[0.2049316656589508,174,0.2,27749.953975350003,5549.9907950700008]
[0.22980279958248137,195,0.2,29087.468610620021,5817.4937221240043]
[0.22749787795543669,193,0.2,35605.841580100008,7121.1683160200018]
[0.2366366912126541,201,0.2,33419.214576069986,6683.8429152139979]
[0.20755380856990813,176,0.2,27580.023609660013,5516.0047219320031]
[0.21417657494544984,182,0.2,31589.700291139994,6317.9400582279995]
[0.27258949220180512,231,0.2,37802.553198459987,7560.5106396919982]
[0.1978361896276474,168,0.2,24938.495620759993,4987.6991241519991]
[0.21813269162178039,185,0.2,29769.681360470015,5953.9362720940035]
[0.19000800275802612,161,0.2,21059.756324470007,4211.9512648940017]
[0.2123153350353241,180,0.2,31837.34003941001,6367.468007882002]
[0.22322972452640533,189,0.2,27664.175863159988,5532.8351726319979]
[0.29501145493984221,251,0.2,37426.368110450028,7485.273622090006]
[0.25976313865184786,221,0.2,35976.28131033,7195.2562620660001]
[0.2684432398080826,228,0.2,34442.721687610014,6888.5443375220029]
[0.23706992912292479,201,0.2,31956.338718989991,6391.2677437979983]
[0.27212047219276425,231,0.2,40164.670798789979,8032.934159757996]
[0.24002823758125305,204,0.2,32032.891217880013,6406.5782435760029]
[0.2624066516160965,223,0.2,38958.309065490015,7791.6618130980032]
[0.29140306198596955,247,0.2,33440.16607187,6688.0332143740006]
[0.21914344418048859,186,0.2,28388.969965170003,5677.7939930340008]
[0.27319249463081358,232,0.2,39067.477119080009,7813.4954238160026]
[0.2773727556467056,236,0.2,38479.082925110022,7695.8165850220048]
[0.2589714002609253,220,0.2,34825.161178539973,6965.0322357079949]
[0.21632543742656707,184,0.2,31200.543972160005,6240.1087944320016]
[0.2547568995952606,216,0.2,43045.815045899988,8609.163009179998]
[0.2458917657136917,209,0.2,34170.045523550012,6834.0091047100032]
[0.23210068166255951,197,0.2,26799.383923270012,5359.8767846540031]
[0.26709058678150177,227,0.2,41021.811421229984,8204.3622842459972]
[0.21537598192691804,183,0.2,29131.112243370011,5826.2224486740024]
[0.2941438375711441,250,0.2,41152.675472679985,8230.5350945359969]
[0.28791447043418883,245,0.2,34926.572868600007,6985.314573720002]
[0.27073274374008177,230,0.2,33959.171188859997,6791.8342377720001]
[0.29613116419315338,252,0.2,42063.576365600005,8412.7152731200022]
[0.19546691322326659,166,0.2,23883.946005700011,4776.7892011400027]
[0.19425106251239777,165,0.2,22368.370855629997,4473.6741711259992]
[0.27707846724987029,235,0.2,39961.251043060001,7992.2502086120003]
[0.19116008985042571,162,0.2,26503.118537520015,5300.6237075040035]
[0.21812803030014039,185,0.2,35202.037515079996,7040.4075030159993]
[0.19470923781394958,165,0.2,23294.089673649996,4658.8179347299993]
[0.25583760595321653,217,0.2,32676.556483600016,6535.3112967200032]
[0.29332073378562928,249,0.2,41028.965528320026,8205.7931056640064]
[0.27261132431030272,231,0.2,35535.419185019993,7107.0838370039992]
[0.25425376224517821,216,0.2,34694.521408540015,6938.9042817080035]
[0.25383168160915376,216,0.2,32607.525452270002,6521.5050904540003]
[0.22247552132606507,189,0.2,25533.568829779997,5106.7137659559994]
[0.29588689327239992,251,0.2,41062.934994930001,8212.5869989860003]
[0.23051638269424438,196,0.2,27455.745793070004,5491.149158614001]
[0.18747006261348725,159,0.2,24299.045817710012,4859.8091635420024]
[0.18750333058834076,159,0.2,23302.204194849997,4660.4408389699993]
[0.24122458684444426,205,0.2,29179.937019520014,5835.9874039040033]
[0.19303047573566437,164,0.2,28943.12995571001,5788.625991142002]
[0.24137299489974975,205,0.2,33217.47765640002,6643.4955312800048]
[0.28533068490028379,242,0.2,36316.707624400027,7263.3415248800056]
[0.26667374503612518,226,0.2,33851.917394919998,6770.3834789840002]
[0.25111097145080563,213,0.2,28694.129476250015,5738.8258952500037]
[0.23001025557518004,195,0.2,31899.692927990011,6379.9385855980026]
[0.24915328431129455,212,0.2,31932.065667229977,6386.4131334459962]
[0.2086970282793045,177,0.2,26121.952186679999,5224.3904373360001]
[0.29488925492763518,250,0.2,40954.38552944002,8190.8771058880047]
[0.27123806905746461,230,0.2,29819.754053030018,5963.9508106060039]
[0.23424055445194245,199,0.2,27946.691249550015,5589.3382499100035]
[0.28335827314853668,241,0.2,32248.730900330007,6449.7461800660021]
[0.20064246833324431,170,0.2,31303.731613460008,6260.7463226920017]
[0.19088098812103271,162,0.2,26104.937382299999,5220.9874764599999]
[0.21119894850254059,179,0.2,35459.547813850004,7091.9095627700008]
[0.27308480179309846,232,0.2,40739.853526780025,8147.9707053560051]
[0.29794428920745847,253,0.2,40332.709799710028,8066.5419599420056]
[0.26670298361778255,226,0.2,39869.769059720005,7973.9538119440012]
[0.24066468465328217,204,0.2,40374.917252519997,8074.9834505039998]
[0.197160630941391,167,0.2,27790.47746907,5558.0954938140003]
[0.26261488223075868,223,0.2,28999.762455780015,5799.9524911560038]
[0.20859443163871766,177,0.2,28926.154304079999,5785.2308608160001]
[0.21199489974975586,180,0.2,30067.632229199997,6013.5264458399997]
[0.26183754909038542,222,0.2,36181.799497900014,7236.359899580003]
[0.24445370721817017,208,0.2,33590.538378909987,6718.1076757819974]
[0.29472707355022432,250,0.2,37716.544780770004,7543.308956154001]
[0.23577454376220702,200,0.2,33215.145044249999,6643.0290088500005]
[0.2678182014226913,227,0.2,34756.962508790013,6951.3925017580032]
[0.23124096000194549,196,0.2,27866.601184910007,5573.3202369820019]
[0.2935397751331329,249,0.2,40086.838716340018,8017.3677432680042]
[0.24998700857162476,212,0.2,32140.289776359979,6428.0579552719964]
[0.25039159905910491,213,0.2,35989.156586710029,7197.8313173420065]
[0.26256369602680207,223,0.2,34814.564952400018,6962.9129904800038]
[0.2417059804201126,205,0.2,33823.750091150017,6764.7500182300037]
[0.26502116382122037,225,0.2,35179.819647780016,7035.9639295560037]
[0.2578188782930374,219,0.2,33245.334811879991,6649.0669623759986]
[0.29382317125797269,250,0.2,38228.441018400015,7645.6882036800034]
[0.26976151728630066,229,0.2,34899.307379579972,6979.8614759159946]
[0.24611438798904417,209,0.2,33952.734924900004,6790.5469849800011]
[0.24410772299766539,207,0.2,34548.191683389996,6909.6383366779992]
[0.20578442931175231,175,0.2,27438.179680689998,5487.635936138]
[0.2406869924068451,204,0.2,28818.124528249991,5763.6249056499983]
[0.22780733263492584,193,0.2,34434.357858620016,6886.8715717240038]
[0.24884640491008758,211,0.2,30498.72728852,6099.7454577040007]
[0.27408312642574306,233,0.2,38145.278920640012,7629.0557841280024]
[0.2417798820734024,205,0.2,30293.856748890004,6058.7713497780014]
[0.22396301972866056,190,0.2,26075.03681020001,5215.0073620400026]
[0.2261169376373291,192,0.2,34779.05463184003,6955.8109263680062]
[0.21726854646205901,184,0.2,31831.629285430012,6366.3258570860025]
[0.22174808335304261,188,0.2,23783.541516690002,4756.7083033380004]
[0.22293077480793,189,0.2,28403.03451499002,5680.6069029980044]
[0.19256177508831024,163,0.2,31787.336586919999,6357.4673173840001]
[0.22383989560604095,190,0.2,27907.971095680001,5581.5942191360009]
[0.20735744190216066,176,0.2,24608.781321219998,4921.7562642439998]
[0.2247743343114853,191,0.2,26909.772629559997,5381.9545259119996]
[0.22553232228755951,191,0.2,28193.512122339995,5638.7024244679997]
[0.23976101338863373,204,0.2,33042.118922160022,6608.423784432005]
[0.26225714278221129,223,0.2,31639.17531454,6327.8350629080005]
[0.20618407988548279,175,0.2,29941.695164140012,5988.3390328280029]
[0.23154025626182556,197,0.2,27971.353523960024,5594.2707047920048]
[0.26186313199996947,222,0.2,32716.751300870026,6543.3502601740056]
[0.25536490309238435,217,0.2,30329.259942350003,6065.8519884700008]
[0.21405712687969208,182,0.2,32292.510335099996,6458.5020670199992]
[0.20268690633773803,172,0.2,26533.949672410014,5306.7899344820034]
[0.19186078298091888,163,0.2,22664.300717080008,4532.8601434160018]
[0.26113527953624727,222,0.2,36140.045695390014,7228.0091390780035]
[0.25635173749923706,218,0.2,32868.277690579976,6573.655538115996]
[0.23818479359149933,202,0.2,30566.943564040001,6113.3887128080005]
[0.25964394879341124,220,0.2,37766.868975380006,7553.3737950760014]
[0.25551463615894315,217,0.2,36195.216268419994,7239.043253683999]
[0.2065149997472763,175,0.2,26645.030337309996,5329.0060674619999]
[0.25797892606258394,219,0.2,32824.102168969999,6564.8204337940006]
[0.25999400317668914,221,0.2,33658.494217539999,6731.6988435080002]
[0.25450107729434968,216,0.2,28495.841699299981,5699.1683398599962]
[0.20018952512741089,170,0.2,28743.728026740006,5748.7456053480018]
[0.19906806957721709,169,0.2,27186.539182490011,5437.3078364980029]
[0.26485349214076992,225,0.2,48816.520173750039,9763.3040347500082]
[0.21814168131351469,185,0.2,32352.792598669996,6470.5585197339997]
[0.22979847800731659,195,0.2,31359.857099809997,6271.9714199619993]
[0.22062817704677581,187,0.2,33399.594618270006,6679.9189236540014]
[0.21682788169384001,184,0.2,30969.173365069997,6193.8346730140001]
[0.2371713502407074,201,0.2,30521.962892610016,6104.3925785220035]
[0.20936531639099121,178,0.2,26753.189681830019,5350.6379363660044]
[0.24687770998477934,210,0.2,28264.877945470002,5652.9755890940005]
[0.27501997733116146,234,0.2,38591.300869600025,7718.2601739200054]
[0.21052417123317718,179,0.2,26865.438424430013,5373.0876848860025]
[0.29535992610454559,251,0.2,42031.597735509989,8406.319547101999]
[0.27532485902309417,234,0.2,33934.766209140005,6786.9532418280014]
[0.25627628660202029,218,0.2,31672.584117350001,6334.5168234700004]
[0.20776286137104033,176,0.2,31515.292326949999,6303.0584653900005]
[0.23981328678131103,204,0.2,35011.426782000017,7002.2853564000034]
[0.209862100481987,178,0.2,25481.229326679982,5096.2458653359972]
[0.26708432865142823,227,0.2,36641.813925409995,7328.3627850819994]
[0.195495370388031,166,0.2,29226.509398250011,5845.3018796500028]
[0.29153105127811429,248,0.2,42744.804944779993,8548.9609889559997]
[0.2126618628501892,180,0.2,22092.158232789989,4418.4316465579977]
[0.29729118096828461,252,0.2,42620.322033830016,8524.0644067660032]
[0.2260917556285858,192,0.2,26939.951108329999,5387.9902216660003]
[0.29136685860157013,247,0.2,39504.952879600001,7900.990575920001]
[0.20299597370624542,172,0.2,24953.449901550001,4990.6899803100005]
[0.18886868333816528,160,0.2,28128.616041910002,5625.7232083820008]
[0.2493117216825485,212,0.2,29275.567760989998,5855.1135521979995]
[0.22088974785804749,187,0.2,30031.724858530008,6006.3449717060021]
[0.1926012876033783,163,0.2,31310.931363529995,6262.1862727059997]
[0.27454185891151428,233,0.2,35568.518546800005,7113.7037093600011]
[0.26659963274002074,226,0.2,36374.742482260001,7274.9484964520007]
[0.28482225430011748,242,0.2,38414.051960809993,7682.8103921619986]
[0.20948231148719787,178,0.2,28368.390456840007,5673.6780913680013]
[0.27520643699169156,234,0.2,31528.115291840004,6305.6230583680008]
[0.19611319255828857,166,0.2,27449.73543561,5489.9470871220001]
[0.26693642342090607,227,0.2,33018.044278090012,6603.608855618003]
[0.26592830049991606,226,0.2,38573.144602889988,7714.6289205779976]
[0.25184774565696716,214,0.2,38143.93302738003,7628.7866054760061]
[0.29332845962047577,249,0.2,44068.57328804001,8813.7146576080031]
[0.23475166904926298,199,0.2,38204.60818036001,7640.921636072002]
[0.18852467644214629,160,0.2,26491.306356680008,5298.2612713360022]
[0.29568299102783202,251,0.2,37958.138927560009,7591.6277855120024]
[0.2222020525932312,189,0.2,30358.626570300006,6071.7253140600014]
[0.21114005684852599,179,0.2,29908.229095699993,5981.6458191399988]
[0.20900930285453795,177,0.2,28978.697278489999,5795.7394556979998]
[0.28848167037963868,245,0.2,35145.234371320003,7029.0468742640005]
[0.26728636908531189,227,0.2,34250.068175690009,6850.0136351380024]
[0.19789070534706116,168,0.2,29697.901297360007,5939.5802594720017]
[0.24115561830997467,205,0.2,39381.584334290019,7876.3168668580038]
[0.19663218247890471,167,0.2,26466.545158400007,5293.3090316800017]
[0.23901476705074309,203,0.2,28831.699078329999,5766.3398156660005]
[0.25010950076580046,212,0.2,39836.143861059994,7967.2287722119991]
[0.26784608101844787,227,0.2,36040.219501070002,7208.043900214001]
[0.28490235972404476,242,0.2,39556.626206569999,7911.3252413139999]
[0.25658346498012541,218,0.2,32673.110504379998,6534.6221008760003]
[0.20270038747787475,172,0.2,27725.480505859996,5545.0961011719992]
[0.22113442647457121,188,0.2,29794.565592740004,5958.913118548001]
[0.21860945105552673,186,0.2,29745.579498240011,5949.1158996480026]
[0.2423038934469223,206,0.2,30440.319989100004,6088.0639978200015]
[0.20020759963989257,170,0.2,26976.287279730004,5395.2574559460008]
[0.23510698950290679,200,0.2,29770.952665510024,5954.1905331020052]
[0.29478902292251585,250,0.2,36413.855065580014,7282.7710131160029]
[0.29372573196887969,249,0.2,35421.628073420019,7084.325614684004]
[0.29865087354183195,254,0.2,42039.994800610024,8407.9989601220059]
[0.25550663852691646,217,0.2,34093.314260389983,6818.6628520779968]
[0.2692670910358429,229,0.2,32146.602713349999,6429.3205426700006]
[0.21649961185455321,184,0.2,26306.626186800004,5261.3252373600008]
[0.27716079461574555,235,0.2,36886.54899042,7377.3097980840002]
[0.26478986442089081,225,0.2,39280.727164440017,7856.1454328880036]
[0.2222482920885086,189,0.2,29441.124370910016,5888.224874182004]
[0.22548081672191619,191,0.2,31155.017602359992,6231.0035204719989]
[0.23769864356517792,202,0.2,31487.477139069997,6297.4954278139994]
[0.23784558391571045,202,0.2,35356.492683359989,7071.2985366719986]
[0.29973247683048249,255,0.2,43523.623123180012,8704.7246246360028]
[0.26413009035587309,224,0.2,38637.711527940002,7727.542305588001]
[0.24550317049026488,208,0.2,35895.628756400001,7179.1257512800003]
[0.21393427455425262,182,0.2,27990.504171670025,5598.1008343340054]
[0.27466206121444703,233,0.2,41500.919405420005,8300.1838810840018]
[0.28266073966026306,240,0.2,38049.024173049998,7609.8048346100004]
[0.24800939190387725,211,0.2,36238.499939660011,7247.6999879320028]
[0.24011577665805817,204,0.2,33462.279214950009,6692.4558429900026]
[0.22318016910552979,189,0.2,28185.670108890001,5637.1340217780007]
[0.27490136504173279,233,0.2,30324.723334500013,6064.9446669000026]
[0.22344875907897949,190,0.2,28393.204604629995,5678.6409209259991]
[0.2866705294847488,243,0.2,38952.050430809999,7790.410086162]
[0.26461758577823635,225,0.2,38239.409545630013,7647.8819091260029]
[0.29467706286907192,250,0.2,46194.705528400023,9238.9411056800054]
[0.2057720489501953,175,0.2,25230.927501710008,5046.1855003420023]
[0.29752066612243649,253,0.2,35261.932443629972,7052.3864887259952]
[0.27336652636528014,232,0.2,44718.232951330036,8943.6465902660075]
[0.1946061383485794,165,0.2,23868.471517229995,4773.6943034459991]
[0.29793705260753633,253,0.2,41706.978294860019,8341.3956589720037]
[0.19279653990268708,164,0.2,28703.679973609997,5740.7359947219993]
[0.20004539108276367,170,0.2,25476.042696390014,5095.2085392780027]
[0.27476372015476225,233,0.2,30360.31473131002,6072.0629462620045]
[0.25409828746318819,216,0.2,35597.689183289986,7119.5378366579971]
[0.26544418215751647,225,0.2,32652.210598910002,6530.4421197820011]
[0.24459023094177246,208,0.2,33639.324817999986,6727.8649635999973]
[0.2487756017446518,211,0.2,36840.15176974998,7368.0303539499964]
[0.23725099360942839,201,0.2,33898.332890340003,6779.6665780680014]
[0.27487964165210721,233,0.2,43581.119409580017,8716.2238819160029]
[0.20630419385433196,175,0.2,27037.231663580013,5407.4463327160029]
[0.20847063481807709,177,0.2,30231.232639640002,6046.2465279280004]
[0.21571089041233063,183,0.2,29849.622198730005,5969.9244397460016]
[0.19238215792179109,163,0.2,22200.802797550008,4440.1605595100018]
[0.22086729061603547,187,0.2,29444.733927360023,5888.9467854720051]
[0.27631290972232819,235,0.2,32320.944744100001,6464.1889488200004]
[0.24262590515613555,206,0.2,33122.273660820007,6624.4547321640021]
[0.19615536189079286,166,0.2,21340.239619820008,4268.0479239640017]
[0.21390481173992157,182,0.2,31417.281413649995,6283.4562827299997]
[0.25812689924240112,219,0.2,33892.053053249991,6778.4106106499985]
[0.19536498928070067,166,0.2,23010.653794080008,4602.1307588160016]
[0.26948892509937283,229,0.2,33104.388591460011,6620.8777182920021]
[0.2893672331571579,246,0.2,35308.173308520003,7061.6346617040008]
[0.28302330350875854,240,0.2,44694.62993262001,8938.9259865240019]
[0.20106929862499237,171,0.2,34804.119825920017,6960.823965184004]
[0.26411795461177823,224,0.2,31709.965855189996,6341.9931710379997]
[0.20761321663856505,176,0.2,31444.058273830004,6288.8116547660011]
[0.26088358175754545,222,0.2,34893.068777090011,6978.6137554180023]
[0.2672408430576324,227,0.2,38422.855106360017,7684.5710212720041]
[0.22779287981986998,193,0.2,30744.069654289993,6148.8139308579994]
[0.20469823265075685,174,0.2,27051.215651990002,5410.2431303980011]
[0.29733356773853303,253,0.2,43068.224043529975,8613.6448087059962]
[0.28556941115856171,243,0.2,36554.998064489992,7310.9996128979983]
[0.29557527101039882,251,0.2,43033.649449350029,8606.7298898700064]
[0.21950780189037322,186,0.2,31235.000942080012,6247.0001884160029]
[0.26983143711090085,229,0.2,32816.75967276001,6563.3519345520026]
[0.27478378558158872,233,0.2,41050.80087531,8210.1601750620011]

{"sheet":"Data sets ->","index":11,"n_rows":0,"n_cols":0,"rows_kept":0,"cut":false,"hidden":false,"merged":[]}

{"sheet":"HV_Cables","index":12,"n_rows":5110,"n_cols":13,"rows_kept":5110,"cut":false,"hidden":false,"merged":[]}
["FEEDERID","MXLOCATIONID","DATECOMMISSIONED","NOMINALVOLTAGE","CABLESIZE","CABLEMATERIAL","CABLEINSULATION","CORES","LENGTH",{"$f":"SUBTOTAL(9,I2:I5110)","v":282136.61829650775},{"$f":"SUMIFS(I:I,H:H,1,C:C,\"<30682\")/3","v":31910.172533250003},{"$f":"J1-K1","v":250226.44576325774}]
["11CA12 MARRARA","HCA-117233",null,11,240,"AL","XLPE/NYL/PVC",null,0.74999999000000006]
["11BE04 MCMILLANS","HCA-106084","1975-01-01",11,50,"CU","PILC",null,82.190290700000006]
["11BE01 LEANYER","HCA-113807",null,11,240,"AL","XLPE/NYL/PVC",null,0.75]
["11BE04 MCMILLANS","HCA-106065","1975-01-01",11,185,"CU","PILC",null,25.245802820000002]
["11BE04 MCMILLANS","HCA-106044","1975-01-01",11,"",null,null,null,0.76471748000000006]
["11BE06 KARAMA 1","HCA-106054","1975-01-01",11,185,"CU","PILC",null,405.81805080999999]
["11BE06 KARAMA 1","HCA-106053","1975-01-01",11,185,"CU","PILC",null,98.528468219999993]
["11BE06 KARAMA 1","HCA-106051","1975-01-01",11,"",null,null,null,2.04]
["11BE06 KARAMA 1","HCA-106050","1975-01-01",11,"",null,null,null,2.04]
["11BE06 KARAMA 1","HCA-106049","1975-01-01",11,"",null,null,null,2.04]
["11BE06 KARAMA 1","HCA-106048","1975-01-01",11,185,"CU","PILC",null,277.04070969999998]
["11BE06 KARAMA 1","HCA-106047","1975-01-01",11,"",null,null,null,2.0389584200000002]
["11BE06 KARAMA 1","HCA-106046","1975-01-01",11,"",null,null,null,2.0389582700000002]
["11BE06 KARAMA 1","HCA-106045","1975-01-01",11,"",null,null,null,2.0389583400000002]
["11BE06 KARAMA 1","HCA-106041","1975-01-01",11,"",null,null,null,1.02]
["11BE06 KARAMA 1","HCA-106040","1975-01-01",11,"",null,null,null,2.04]
["11BE06 KARAMA 1","HCA-106039","1975-01-01",11,"",null,null,null,1.02]
["11BE06 KARAMA 1","HCA-106038","1975-01-01",11,"",null,null,null,1.02]
["11BE06 KARAMA 1","HCA-106036","1975-01-01",11,"",null,null,null,1.02]
["11BE06 KARAMA 1","HCA-106035","1975-01-01",11,"",null,null,null,2.04]
["11BE06 KARAMA 1","HCA-106034","1975-01-01",11,"",null,null,null,1.02]
["11BE06 KARAMA 1","HCA-106033","1975-01-01",11,"",null,null,null,1.02]
["11BE06 KARAMA 1","HCA-106032","1975-01-01",11,"",null,null,null,0.76]
["11BE06 KARAMA 1","HCA-106031","1975-01-01",11,"",null,null,null,1.02]
["11BE06 KARAMA 1","HCA-106030","1975-01-01",11,"",null,null,null,2.04]
["11BE06 KARAMA 1","HCA-106029","1975-01-01",11,"",null,null,null,1.02]
["11BE06 KARAMA 1","HCA-106028","1975-01-01",11,"",null,null,null,1.02]
["11BE06 KARAMA 1","HCA-106026","1975-01-01",11,"",null,null,null,1.02]
["11BE06 KARAMA 1","HCA-106025","1975-01-01",11,"",null,null,null,2.04]
["11BE06 KARAMA 1","HCA-106024","1975-01-01",11,"",null,null,null,1.02]
["11BE06 KARAMA 1","HCA-106023","1975-01-01",11,"",null,null,null,1.02]
["11BE06 KARAMA 1","HCA-106022","1975-01-01",11,"",null,null,null,0.76]
["11CA10 MILLNER","HCA-113381",null,11,240,"AL","XLPE/NYL/PVC",null,0.75]
["11CA19 CAS VILLAGE","HCA-117296",null,11,240,"AL","XLPE/NYL/PVC",null,0.75,null,null,null,30682]
["11BE06 KARAMA 1","HCA-114082","1975-01-01",11,"",null,null,null,2]
["11BE06 KARAMA 1","HCA-117229","1975-01-01",11,185,"CU","PILC",null,4.1577035799999997]
["11BE06 KARAMA 1","HCA-117230","1975-01-01",11,185,"CU","PILC",null,4.13296931]
["11BE16 ANULA","HCA-101779","1975-01-01",11,"",null,null,null,1.53]
["11CA21 NIGHTCLIFF 2","HCA-113714",null,11,240,"AL","XLPE/NYL/PVC",null,0.75]
["11LE12 MUIRHEAD","HCA-113754",null,11,240,"AL","XLPE/NYL/PVC",null,0.75]
["11BE16 ANULA","HCA-101774","1975-01-01",11,"",null,null,null,3.06]
["11BE16 ANULA","HCA-101775","1975-01-01",11,"",null,null,null,3.06]
["11BE16 ANULA","HCA-101776","1975-01-01",11,"",null,null,null,3.06]
["11LE12 MUIRHEAD","HCA-113761",null,11,240,"AL","XLPE/NYL/PVC",null,0.75]
["11BE16 ANULA","HCA-101777","1975-01-01",11,"",null,null,null,1.53]
["11BE16 ANULA","HCA-101778","1975-01-01",11,"",null,null,null,1.53]
["11CA00 NIGHTCLIFF 1","HCA-108521","1975-01-01",11,50,"CU","PILC",null,1.5306354899999999]
["11CA00 NIGHTCLIFF 1","HCA-108520","1975-01-01",11,50,"CU","PILC",null,1.52874194]
["11CA00 NIGHTCLIFF 1","HCA-108519","1975-01-01",11,50,"CU","PILC",null,4.8439189799999998]
["11CA00 NIGHTCLIFF 1","HCA-108518","1975-01-01",11,"",null,null,null,0.76418158000000003]
["11CA00 NIGHTCLIFF 1","HCA-108517","1975-01-01",11,185,"CU","PILC",null,96.375531760000001]
["11CA00 NIGHTCLIFF 1","HCA-108516","1975-01-01",11,"",null,null,null,1.02]
["11CA00 NIGHTCLIFF 1","HCA-108515","1975-01-01",11,"",null,null,null,2.04]
["11CA00 NIGHTCLIFF 1","HCA-108514","1975-01-01",11,"",null,null,null,1.02]
["11CA00 NIGHTCLIFF 1","HCA-108513","1975-01-01",11,"",null,null,null,1.02]
["11CA00 NIGHTCLIFF 1","HCA-108512","1975-01-01",11,"",null,null,null,0.76]
["11CA00 NIGHTCLIFF 1","HCA-109314","1975-01-01",11,50,"CU","PILC","3",108.11129771]
["11CA00 NIGHTCLIFF 1","HCA-109313","1975-01-01",11,"",null,null,null,1.0196698099999999]
["11CA00 NIGHTCLIFF 1","HCA-109312","1975-01-01",11,"",null,null,null,1.0196698099999999]
["11CA00 NIGHTCLIFF 1","HCA-109311","1975-01-01",11,"",null,null,null,0.76475234999999997]
["11CA00 NIGHTCLIFF 1","HCA-103376","1975-01-01",11,50,"CU","PILC",null,6.48]
["11CA00 NIGHTCLIFF 1","HCA-109462","1975-01-01",11,400,"AL","PILC",null,14.72060802]
["11CA00 NIGHTCLIFF 1","HCA-103414","1975-01-01",11,50,"CU","PILC","3",45.95]
["11CA00 NIGHTCLIFF 1","HCA-103302","1975-01-01",11,"",null,null,null,1.53]
["11CA00 NIGHTCLIFF 1","HCA-103303","1975-01-01",11,"",null,null,null,3.06]
["11CA00 NIGHTCLIFF 1","HCA-103304","1975-01-01",11,"",null,null,null,3.06]
["11CA00 NIGHTCLIFF 1","HCA-103309","1975-01-01",11,"",null,null,null,0.76482563000000003]
["11CA00 NIGHTCLIFF 1","HCA-103310","1975-01-01",11,"",null,null,null,2.03853266]
["11CA00 NIGHTCLIFF 1","HCA-103311","1975-01-01",11,"",null,null,null,2.0395522599999998]
["11CA00 NIGHTCLIFF 1","HCA-103312","1975-01-01",11,"",null,null,null,2.03851615]
["11LE12 MUIRHEAD","HCA-117330",null,11,240,"AL","XLPE/NYL/PVC",null,0.75]
["11CA00 NIGHTCLIFF 1","HCA-103314","1975-01-01",11,"",null,null,null,0.76]
["11CA00 NIGHTCLIFF 1","HCA-103315","1975-01-01",11,400,"AL","PILC",null,173.71084228999999]
["11CA00 NIGHTCLIFF 1","HCA-103316","1975-01-01",11,"",null,null,null,0.76]
["11CA00 NIGHTCLIFF 1","HCA-103317","1975-01-01",11,"",null,null,null,1.02]
["11CA00 NIGHTCLIFF 1","HCA-103318","1975-01-01",11,"",null,null,null,1.02]
["11CA00 NIGHTCLIFF 1","HCA-103319","1975-01-01",11,"",null,null,null,2.04]
["11CA00 NIGHTCLIFF 1","HCA-103320","1975-01-01",11,"",null,null,null,1.02]
["11CA00 NIGHTCLIFF 1","HCA-103321","1975-01-01",11,"",null,null,null,2.04]
["11CA00 NIGHTCLIFF 1","HCA-103322","1975-01-01",11,"",null,null,null,1.02]
["11CA00 NIGHTCLIFF 1","HCA-103323","1975-01-01",11,50,"CU","PILC","3",35.6]
["11CA00 NIGHTCLIFF 1","HCA-103326","1975-01-01",11,400,"AL","PILC",null,105.96270696000001]
["11CA00 NIGHTCLIFF 1","HCA-103327","1975-01-01",11,400,"AL","PILC",null,40.70118746]
["11CA00 NIGHTCLIFF 1","HCA-103328","1975-01-01",11,400,"AL","PILC",null,66.173338939999994]
["11CA00 NIGHTCLIFF 1","HCA-103366","1975-01-01",11,400,"CU","PILC",null,3.06]
["11CA00 NIGHTCLIFF 1","HCA-103367","1975-01-01",11,400,"CU","PILC",null,1.53]
["11CA00 NIGHTCLIFF 1","HCA-103368","1975-01-01",11,400,"CU","PILC",null,1.53]
["11CA02 CAS SQUARE 2","HCA-109089","1975-01-01",11,400,"AL","P/L",null,251.20000000000002]
["11CA02 CAS SQUARE 2","HCA-109096","1975-01-01",11,"",null,null,null,2.04]
["11CA02 CAS SQUARE 2","HCA-109097","1975-01-01",11,"",null,null,null,2.0300000000000002]
["11CA02 CAS SQUARE 2","HCA-109098","1975-01-01",11,"",null,null,null,2.04]
["11CA02 CAS SQUARE 2","HCA-109114","1975-01-01",11,185,"CU","PILC",null,8.82]
["11CA02 CAS SQUARE 2","HCA-108984","1975-01-01",11,"",null,null,null,4.5]
["11CA02 CAS SQUARE 2","HCA-108985","1975-01-01",11,400,"AL","PILC",null,8.16]
["11CA02 CAS SQUARE 2","HCA-109155","1975-01-01",11,400,"AL","PILC","3",539.98]
["11CA02 CAS SQUARE 2","HCA-109183","1975-01-01",11,400,"CU","P/L","3",150.47]
["11CA02 CAS SQUARE 2","HCA-108969","1975-01-01",11,400,"AL","PILC","3",28.45]
["11CA02 CAS SQUARE 2","HCA-108976","1975-01-01",11,"",null,null,null,0.76]
["11CA02 CAS SQUARE 2","HCA-108977","1975-01-01",11,"",null,null,null,1.02]
["11CA02 CAS SQUARE 2","HCA-108978","1975-01-01",11,"",null,null,null,1.02]
["11CA02 CAS SQUARE 2","HCA-108979","1975-01-01",11,"",null,null,null,0.76]
["11CA02 CAS SQUARE 2","HCA-108980","1975-01-01",11,"",null,null,null,4.84]
["11CA02 CAS SQUARE 2","HCA-108981","1975-01-01",11,"",null,null,null,1.53]
["11CA02 CAS SQUARE 2","HCA-108982","1975-01-01",11,"",null,null,null,0.76]
["11CA02 CAS SQUARE 2","HCA-108983","1975-01-01",11,"",null,null,null,4.84]
["11LE12 MUIRHEAD","HCA-113782",null,11,240,"AL","XLPE/NYL/PVC",null,0.75]
["11CA03 BRADSHAW","HCA-111043","1975-01-01",11,"",null,null,null,1.5296139]
["11CA03 BRADSHAW","HCA-111042","1975-01-01",11,"",null,null,null,1.529614]
["11CA03 BRADSHAW","HCA-111214","1975-01-01",11,"",null,null,null,1.02974147]
["11CA03 BRADSHAW","HCA-111213","1975-01-01",11,"",null,null,null,2.0394176399999999]
["11CA03 BRADSHAW","HCA-111212","1975-01-01",11,"",null,null,null,1.03092531]
["11CA03 BRADSHAW","HCA-111211","1975-01-01",11,"",null,null,null,1.0203069199999999]
["11CA03 BRADSHAW","HCA-111210","1975-01-01",11,"",null,null,null,0.76472980000000002]
["11CA03 BRADSHAW","HCA-109200","1975-01-01",11,400,"AL","PILC",null,63.370000000000005]
["11CA03 BRADSHAW","HCA-109153","1975-01-01",11,"",null,null,null,1.71]
["11CA03 BRADSHAW","HCA-109152","1975-01-01",11,"",null,null,null,1.53]
["11CA03 BRADSHAW","HCA-109149","1975-01-01",11,"",null,null,null,3.06]
["11CA03 BRADSHAW","HCA-109148","1975-01-01",11,"",null,null,null,1.53]
["11CA03 BRADSHAW","HCA-109147","1975-01-01",11,"",null,null,null,1.53]
["11CA03 BRADSHAW","HCA-109146","1975-01-01",11,"",null,null,null,1.53]
["11CA03 BRADSHAW","HCA-109144","1975-01-01",11,"",null,null,null,1.67]
["11CA03 BRADSHAW","HCA-109135","1975-01-01",11,"",null,null,null,1.53]
["11CA03 BRADSHAW","HCA-109134","1975-01-01",11,"",null,null,null,1.53]
["11CA03 BRADSHAW","HCA-109133","1975-01-01",11,"",null,null,null,1.53]
["11CA03 BRADSHAW","HCA-109132","1975-01-01",11,"",null,null,null,3.06]
["11CA03 BRADSHAW","HCA-109131","1975-01-01",11,"",null,null,null,3.06]
["11CA03 BRADSHAW","HCA-109124","1975-01-01",11,400,"AL","PILC","3",49.31]
["11CA03 BRADSHAW","HCA-111176","1975-01-01",11,"",null,null,null,1.01927111]
["11CA03 BRADSHAW","HCA-111175","1975-01-01",11,"",null,null,null,1.0201408999999999]
["11CA03 BRADSHAW","HCA-111174","1975-01-01",11,"",null,null,null,0.76488812000000006]
["11CA03 BRADSHAW","HCA-111173","1975-01-01",11,"",null,null,null,1.0195779]
["11CA03 BRADSHAW","HCA-111172","1975-01-01",11,"",null,null,null,2.03975595]
["11CA03 BRADSHAW","HCA-111171","1975-01-01",11,"",null,null,null,1.0192224700000001]
["11CA03 BRADSHAW","HCA-111170","1975-01-01",11,"",null,null,null,1.0192225100000001]
["11CA03 BRADSHAW","HCA-111169","1975-01-01",11,"",null,null,null,0.76501138000000002]
["11CA03 BRADSHAW","HCA-111162","1975-01-01",11,"",null,null,null,2.0395161000000002]
["11CA03 BRADSHAW","HCA-111161","1975-01-01",11,"",null,null,null,1.01975803]
["11CA03 BRADSHAW","HCA-111160","1975-01-01",11,"",null,null,null,1.01975806]
["11CA03 BRADSHAW","HCA-111159","1975-01-01",11,"",null,null,null,0.76470758999999999]
["11CA03 BRADSHAW","HCA-111158","1975-01-01",11,"",null,null,null,1.01895253]
["11CA03 BRADSHAW","HCA-111157","1975-01-01",11,"",null,null,null,2.0392929899999999]
["11CA03 BRADSHAW","HCA-111156","1975-01-01",11,"",null,null,null,1.0189526099999999]
["11LE12 MUIRHEAD","HCA-117004",null,11,240,"AL","XLPE/NYL/PVC",null,0.75]
["11LE12 MUIRHEAD","HCA-117011",null,11,240,"AL","XLPE/NYL/PVC",null,0.75]
["11LE12 MUIRHEAD","HCA-113732",null,11,240,"AL","XLPE/NYL/PVC",null,0.75]
["11WN22 LUDMILLA","HCA-113951",null,11,240,"AL","XLPE/NYL/PVC",null,0.75]
["11CA12 MARRARA","HCA-117363",null,11,240,"AL","XLPE/NYL/PVC",null,0.75000001999999999]
["11CA10 MILLNER","HCA-108598","1975-01-01",11,240,"AL","XLPE/NYL/PVC",null,0.76]
["11CA03 BRADSHAW","HCA-117078","1975-01-01",11,95,"AL","PILC","1",1.3919746200000001]
["11CA10 MILLNER","HCA-108509","1975-01-01",11,240,"AL","XLPE/NYL/PVC",null,0.77]
["11CA12 MARRARA","HCA-117365",null,11,240,"AL","XLPE/NYL/PVC",null,0.99999999000000006]
["11CA03 BRADSHAW","HCA-117080","1975-01-01",11,95,"AL","PILC","1",1.6145657899999999]
["11CA03 BRADSHAW","HCA-111155","1975-01-01",11,"",null,null,null,1.0203405000000001]
["11CA03 BRADSHAW","HCA-111154","1975-01-01",11,"",null,null,null,0.76421448000000003]
["11CA03 BRADSHAW","HCA-111332","1975-01-01",11,95,"AL","PILC","1",486.93283614000001]
["11CA19 CAS VILLAGE","HCA-117298",null,11,240,"AL","XLPE/NYL/PVC",null,0.99999999000000006]
["11LE12 MUIRHEAD","HCA-117015",null,11,240,"AL","XLPE/NYL/PVC",null,0.99999999000000006]
["11CA03 BRADSHAW","HCA-111092","1975-01-01",11,400,"AL","PILC","1",379.50290130000002]
["11LE12 MUIRHEAD","HCA-117332",null,11,240,"AL","XLPE/NYL/PVC",null,0.99999999000000006]
["11LE12 MUIRHEAD","HCA-117013",null,11,240,"AL","XLPE/NYL/PVC",null,0.99999999000000006]
["11CA13 WANGURI","HCA-114636","1975-01-01",11,300,"AL","XLPE/NYL/PVC","3",1]
["11CA03 BRADSHAW","HCA-111316","1975-01-01",11,400,"AL","PILC",null,138.38]
["11CA24 PARER","HCA-115802","1975-01-01",11,400,"AL","XLPE/PVC",null,1]
["11CA03 BRADSHAW","HCA-111177","1975-01-01",11,"",null,null,null,2.0394115899999998]
["11CA03 BRADSHAW","HCA-108970","1975-01-01",11,400,"AL","PILC",null,75.72]
["11CA03 BRADSHAW","HCA-111178","1975-01-01",11,"",null,null,null,1.0192710199999999]
["11CA03 BRADSHAW","HCA-111163","1975-01-01",11,"",null,null,null,1.0197580399999999]
["11BE01 LEANYER","HCA-113809",null,11,240,"AL","XLPE/NYL/PVC",null,1]
["11BE01 LEANYER","HCA-113808",null,11,240,"AL","XLPE/NYL/PVC",null,1]
["11CA10 MILLNER","HCA-113382",null,11,240,"AL","XLPE/NYL/PVC",null,1]
["11CA04 UNIVERSITY","HCA-104555","1975-01-01",11,400,"AL","PILC","3",50.9]
["11CA10 MILLNER","HCA-113383",null,11,240,"AL","XLPE/NYL/PVC",null,1]
["11CA04 UNIVERSITY","HCA-109069","1975-01-01",11,"",null,null,null,1.53]
["11CA04 UNIVERSITY","HCA-100022","1975-01-01",11,400,"AL","PILC","3",774.28]
["11CA04 UNIVERSITY","HCA-100013","1975-01-01",11,400,"AL","PILC","3",643.56000000000006]
["11CA04 UNIVERSITY","HCA-109067","1975-01-01",11,"",null,null,null,3.06]
["11CA04 UNIVERSITY","HCA-100012","1975-01-01",11,400,"AL","PILC","3",442.15000000000003]
["11CA04 UNIVERSITY","HCA-100014","1975-01-01",11,400,"AL","PILC","3",363.92]
["11CA04 UNIVERSITY","HCA-109066","1975-01-01",11,"",null,null,null,3.06]
["11CA07 JINGILI","HCA-104477","1975-01-01",11,"",null,null,null,0.76471235999999998]
["11CA07 JINGILI","HCA-104519","1975-01-01",11,50,"CU","PILC",null,78.035828929999994]
["11CA07 JINGILI","HCA-104489","1975-01-01",11,300,"AL","PILC","3",124.27278982999999]
["11CA07 JINGILI","HCA-112753","1975-01-01",11,300,"AL","PILC",null,325.79076514000002]
["11CA07 JINGILI","HCA-104478","1975-01-01",11,"",null,null,null,0.76532359999999999]
["11CA07 JINGILI","HCA-104479","1975-01-01",11,"",null,null,null,1.0198350300000001]
["11CA07 JINGILI","HCA-104480","1975-01-01",11,"",null,null,null,1.01983501]
["11CA10 MILLNER","HCA-113385",null,11,240,"AL","XLPE/NYL/PVC",null,1]
["11CA08 NTHLAKES","HCA-101816","1975-01-01",11,400,"AL","PILC",null,583.51]
["11CA08 NTHLAKES","HCA-115880","1975-01-01",11,"",null,null,null,1]
["11CA08 NTHLAKES","HCA-115879","1975-01-01",11,"",null,null,null,1]
["11CA12 MARRARA","HCA-117235",null,11,240,"AL","XLPE/NYL/PVC",null,1]
["11CA08 NTHLAKES","HCA-101817","1975-01-01",11,400,"AL","PILC",null,201.07]
["11CA08 NTHLAKES","HCA-101663","1975-01-01",11,"",null,null,null,1.02]
["11CA08 NTHLAKES","HCA-101664","1975-01-01",11,"",null,null,null,2.04]
["11CA08 NTHLAKES","HCA-101665","1975-01-01",11,"",null,null,null,1.02]
["11CA08 NTHLAKES","HCA-101667","1975-01-01",11,"",null,null,null,1.02]
["11CA08 NTHLAKES","HCA-101668","1975-01-01",11,"",null,null,null,1.02]
["11CA08 NTHLAKES","HCA-101669","1975-01-01",11,"",null,null,null,2.04]
["11CA08 NTHLAKES","HCA-101670","1975-01-01",11,"",null,null,null,1.02]
["11CA08 NTHLAKES","HCA-101671","1975-01-01",11,"",null,null,null,0.76]
["11CA08 NTHLAKES","HCA-101672","1975-01-01",11,"",null,null,null,1.02]
["11CA08 NTHLAKES","HCA-101673","1975-01-01",11,"",null,null,null,1.02]
["11CA08 NTHLAKES","HCA-101676","1975-01-01",11,"",null,null,null,2.04]
["11CA08 NTHLAKES","HCA-101677","1975-01-01",11,"",null,null,null,1.02]
["11CA08 NTHLAKES","HCA-101688","1975-01-01",11,"",null,null,null,0.76]
["11CA08 NTHLAKES","HCA-101689","1975-01-01",11,"",null,null,null,1.02]
["11CA08 NTHLAKES","HCA-101690","1975-01-01",11,"",null,null,null,1.02]
["11CA08 NTHLAKES","HCA-101691","1975-01-01",11,"",null,null,null,2.04]
["11CA08 NTHLAKES","HCA-101703","1975-01-01",11,"",null,null,null,0.76]
["11CA08 NTHLAKES","HCA-101704","1975-01-01",11,"",null,null,null,1.02]
["11CA08 NTHLAKES","HCA-101705","1975-01-01",11,"",null,null,null,1.02]
["11CA08 NTHLAKES","HCA-101711","1975-01-01",11,"",null,null,null,0.76]
["11CA08 NTHLAKES","HCA-101714","1975-01-01",11,"",null,null,null,0.77]
["11CA08 NTHLAKES","HCA-101715","1975-01-01",11,"",null,null,null,1.02]
["11CA08 NTHLAKES","HCA-101741","1975-01-01",11,"",null,null,null,1.02]
["11CA08 NTHLAKES","HCA-101674","1975-01-01",11,"",null,null,null,2.04]
["11CA08 NTHLAKES","HCA-101772","1975-01-01",11,"",null,null,null,1.53]
["11CA08 NTHLAKES","HCA-101771","1975-01-01",11,"",null,null,null,3.06]
["11CA08 NTHLAKES","HCA-101740","1975-01-01",11,"",null,null,null,2.04]
["11CA08 NTHLAKES","HCA-101739","1975-01-01",11,"",null,null,null,1.02]
["11CA08 NTHLAKES","HCA-108817","1975-01-01",11,300,"AL","PILC",null,1275.98]
["11CA08 NTHLAKES","HCA-101716","1975-01-01",11,"",null,null,null,1.02]
["11CA12 MARRARA","HCA-117237",null,11,240,"AL","XLPE/NYL/PVC",null,1]
["11CA12 MARRARA","HCA-117234",null,11,240,"AL","XLPE/NYL/PVC",null,1]
["11CA19 CAS VILLAGE","HCA-117300",null,11,240,"AL","XLPE/NYL/PVC",null,1]
["11CA08 NTHLAKES","HCA-101746","1975-01-01",11,"",null,null,null,1.02]
["11CA21 NIGHTCLIFF 2","HCA-113715",null,11,240,"AL","XLPE/NYL/PVC",null,1]
["11CA21 NIGHTCLIFF 2","HCA-113716",null,11,240,"AL","XLPE/NYL/PVC",null,1]
["11CA21 NIGHTCLIFF 2","HCA-113718",null,11,240,"AL","XLPE/NYL/PVC",null,1]
["11LE12 MUIRHEAD","HCA-117012",null,11,240,"AL","XLPE/NYL/PVC",null,1]
["11CA08 NTHLAKES","HCA-101807","1975-01-01",11,"",null,null,null,1.02]
["11CA08 NTHLAKES","HCA-101738","1975-01-01",11,"",null,null,null,1.02]
["11LE12 MUIRHEAD","HCA-113755",null,11,240,"AL","XLPE/NYL/PVC",null,1]
["11LE12 MUIRHEAD","HCA-113756",null,11,240,"AL","XLPE/NYL/PVC",null,1]
["11LE12 MUIRHEAD","HCA-113733",null,11,240,"AL","XLPE/NYL/PVC",null,1]
["11CA08 NTHLAKES","HCA-101806","1975-01-01",11,"",null,null,null,0.76]
["11LE12 MUIRHEAD","HCA-113762",null,11,240,"AL","XLPE/NYL/PVC",null,1]
["11CA08 NTHLAKES","HCA-101819","1975-01-01",11,400,"AL","PILC",null,33.660000000000004]
["11CA08 NTHLAKES","HCA-101718","1975-01-01",11,"",null,null,null,1.02]
["11LE12 MUIRHEAD","HCA-113763",null,11,240,"AL","XLPE/NYL/PVC",null,1]
["11CA08 NTHLAKES","HCA-101662","1975-01-01",11,"",null,null,null,1.02]
["11CA08 NTHLAKES","HCA-101675","1975-01-01",11,"",null,null,null,1.02]
["11LE12 MUIRHEAD","HCA-113765",null,11,240,"AL","XLPE/NYL/PVC",null,1]
["11CA08 NTHLAKES","HCA-101736","1975-01-01",11,"",null,null,null,1.02]
["11CA08 NTHLAKES","HCA-101770","1975-01-01",11,"",null,null,null,1.53]
["11LE12 MUIRHEAD","HCA-113783",null,11,240,"AL","XLPE/NYL/PVC",null,1]
["11LE12 MUIRHEAD","HCA-113784",null,11,240,"AL","XLPE/NYL/PVC",null,1]
["11CA08 NTHLAKES","HCA-101735","1975-01-01",11,"",null,null,null,2.04]
["11CA08 NTHLAKES","HCA-115878","1975-01-01",11,"",null,null,null,2]
["11CA08 NTHLAKES","HCA-101734","1975-01-01",11,"",null,null,null,1.02]
["11CA08 NTHLAKES","HCA-101733","1975-01-01",11,"",null,null,null,2.04]
["11CA08 NTHLAKES","HCA-101732","1975-01-01",11,"",null,null,null,1.02]
["11CA08 NTHLAKES","HCA-101787","1975-01-01",11,400,"AL","PILC",null,484.96100994]
["11CA08 NTHLAKES","HCA-101782","1975-01-01",11,400,"AL","PILC",null,668.97]
["11CA08 NTHLAKES","HCA-101731","1975-01-01",11,"",null,null,null,1.02]
["11LE12 MUIRHEAD","HCA-113786",null,11,240,"AL","XLPE/NYL/PVC",null,1]
["11CA08 NTHLAKES","HCA-101808","1975-01-01",11,"",null,null,null,1.02]
["11CA08 NTHLAKES","HCA-101809","1975-01-01",11,"",null,null,null,2.04]
["11CA08 NTHLAKES","HCA-101717","1975-01-01",11,"",null,null,null,2.04]
["11LE12 MUIRHEAD","HCA-117006",null,11,240,"AL","XLPE/NYL/PVC",null,1]
["11CA08 NTHLAKES","HCA-101661","1975-01-01",11,"",null,null,null,0.76]
["11CA08 NTHLAKES","HCA-101744","1975-01-01",11,"",null,null,null,1.02]
["11CA08 NTHLAKES","HCA-101743","1975-01-01",11,"",null,null,null,1.02]
["11CA08 NTHLAKES","HCA-101742","1975-01-01",11,"",null,null,null,0.76]
["11CA08 NTHLAKES","HCA-101773","1975-01-01",11,"",null,null,null,1.53]
["11LE12 MUIRHEAD","HCA-113738",null,11,240,"AL","XLPE/NYL/PVC",null,1]
["11CA08 NTHLAKES","HCA-101730","1975-01-01",11,"",null,null,null,0.76]
["11LE12 MUIRHEAD","HCA-113736",null,11,240,"AL","XLPE/NYL/PVC",null,1]
["11LE12 MUIRHEAD","HCA-113734",null,11,240,"AL","XLPE/NYL/PVC",null,1]
["11WN22 LUDMILLA","HCA-113955",null,11,240,"AL","XLPE/NYL/PVC",null,1]
["11WN22 LUDMILLA","HCA-113952",null,11,240,"AL","XLPE/NYL/PVC",null,1]
["11WN22 LUDMILLA","HCA-113953",null,11,240,"AL","XLPE/NYL/PVC",null,1]
["11CA08 NTHLAKES","HCA-101810","1975-01-01",11,"",null,null,null,1.02]
["11CA08 NTHLAKES","HCA-101818","1975-01-01",11,300,"AL","PILC",null,1822.33]
["11CA08 NTHLAKES","HCA-101737","1975-01-01",11,"",null,null,null,0.76]
["11CA08 NTHLAKES","HCA-101745","1975-01-01",11,"",null,null,null,2.04]
["11CA10 MILLNER","HCA-108522","1975-01-01",11,"",null,null,null,0.76]
["11CA10 MILLNER","HCA-108523","1975-01-01",11,"",null,null,null,1.02]
["11CA10 MILLNER","HCA-108524","1975-01-01",11,"",null,null,null,1.02]
["11CA24 PARER","HCA-115800","1975-01-01",11,400,"AL","XLPE/PVC",null,1.0000000099999999]
["11LE12 MUIRHEAD","HCA-117331",null,11,240,"AL","XLPE/NYL/PVC",null,1.0000000099999999]
["11CA10 MILLNER","HCA-108589","1975-01-01",11,50,"CU","PILC",null,10.27]
["11LE12 MUIRHEAD","HCA-117334",null,11,240,"AL","XLPE/NYL/PVC",null,1.0000000099999999]
["11LE12 MUIRHEAD","HCA-117010",null,11,240,"AL","XLPE/NYL/PVC",null,1.0000000099999999]
["11LE12 MUIRHEAD","HCA-117008",null,11,240,"AL","XLPE/NYL/PVC",null,1.0000000099999999]
["11LE12 MUIRHEAD","HCA-117005",null,11,240,"AL","XLPE/NYL/PVC",null,1.0000000099999999]
["11CA19 CAS VILLAGE","HCA-117297",null,11,240,"AL","XLPE/NYL/PVC",null,1.0000000200000001]
["11CA10 MILLNER","HCA-112787","1975-01-01",11,50,"CU","PILC",null,0.76]
["11CA10 MILLNER","HCA-108503","1975-01-01",11,"",null,null,null,0.76]
["11CA10 MILLNER","HCA-108504","1975-01-01",11,"",null,null,null,1.02]
["11CA10 MILLNER","HCA-108505","1975-01-01",11,"",null,null,null,1.02]
["11CA12 MARRARA","HCA-117364",null,11,240,"AL","XLPE/NYL/PVC",null,1.00000003]
["11CA12 MARRARA","HCA-117367",null,11,240,"AL","XLPE/NYL/PVC",null,1.00000003]
["11CA10 MILLNER","HCA-108587","1975-01-01",11,240,"AL","XLPE/NYL/PVC","1",1.02]
["11CA12 MARRARA","HCA-108796","1975-01-01",11,"",null,null,null,1.0196245900000001]
["11CA12 MARRARA","HCA-108797","1975-01-01",11,"",null,null,null,1.01962463]
["11CA12 MARRARA","HCA-108801","1975-01-01",11,"",null,null,null,1.0194741700000001]
["11CA12 MARRARA","HCA-108802","1975-01-01",11,"",null,null,null,2.6262649300000001]
["11CA12 MARRARA","HCA-108803","1975-01-01",11,"",null,null,null,1.5292122400000001]
["11CA12 MARRARA","HCA-108813","1975-01-01",11,50,"CU","PILC",null,90.325886769999997]
["11CA12 MARRARA","HCA-108804","1975-01-01",11,"",null,null,null,1.5297325100000001]
["11CA12 MARRARA","HCA-108810","1975-01-01",11,"",null,null,null,0.76470654000000005]
["11CA12 MARRARA","HCA-108818","1975-01-01",11,185,"CU","PILC",null,54.88511287]
["11CA12 MARRARA","HCA-108819","1975-01-01",11,"",null,null,null,1.26967198]
["11CA12 MARRARA","HCA-111117","1975-01-01",11,300,"AL","PILC",null,105.68929858]
["11CA12 MARRARA","HCA-111118","1975-01-01",11,300,"AL","PILC",null,359.89256226999998]
["11CA12 MARRARA","HCA-111122","1975-01-01",11,50,"CU","PILC",null,58.302062309999997]
["11CA12 MARRARA","HCA-111120","1975-01-01",11,300,"AL","PILC",null,297.45114863999999]
["11CA12 MARRARA","HCA-115132","1975-01-01",11,300,"AL","PILC",null,7.9909286900000005]
["11CA12 MARRARA","HCA-108794","1975-01-01",11,300,"AL","PILC",null,128.68914278]
["11CA12 MARRARA","HCA-108786","1975-01-01",11,50,"CU","PE/PVC","1",33.68757892]
["11CA12 MARRARA","HCA-108791","1975-01-01",11,300,"AL","PILC",null,382.67482493]
["11CA12 MARRARA","HCA-108792","1975-01-01",11,300,"AL","PILC",null,383.45238968000001]
["11CA12 MARRARA","HCA-108795","1975-01-01",11,"",null,null,null,0.76471843000000006]
["11CA12 MARRARA","HCA-104558","1975-01-01",11,300,"AL","PILC",null,54.100141110000003]
["11CA12 MARRARA","HCA-104551","1975-01-01",11,300,"AL","PILC",null,68.736118590000004]
["11CA13 WANGURI","HCA-111284","1975-01-01",11,"",null,null,null,1.53]
["11CA13 WANGURI","HCA-114460","1975-01-01",11,400,"AL","PILC",null,261.47000000000003]
["11CA10 MILLNER","HCA-108599","1975-01-01",11,240,"AL","XLPE/NYL/PVC",null,1.02]
["11CA13 WANGURI","HCA-111206","1975-01-01",11,"",null,null,null,1.02]
["11CA10 MILLNER","HCA-108600","1975-01-01",11,240,"AL","XLPE/NYL/PVC",null,1.02]
["11CA10 MILLNER","HCA-108602","1975-01-01",11,240,"AL","XLPE/NYL/PVC",null,1.02]
["11CA10 MILLNER","HCA-108510","1975-01-01",11,240,"AL","XLPE/NYL/PVC",null,1.02]
["11CA13 WANGURI","HCA-111298","1975-01-01",11,95,"AL","PILC",null,83.01]
["11CA13 WANGURI","HCA-111191","1975-01-01",11,"",null,null,null,1.02]
["11CA10 MILLNER","HCA-108511","1975-01-01",11,240,"AL","XLPE/NYL/PVC",null,1.02]
["11CA21 NIGHTCLIFF 2","HCA-112553","1975-01-01",11,240,"AL","XLPE/PVC",null,1.02]
["11CA21 NIGHTCLIFF 2","HCA-112554","1975-01-01",11,240,"AL","XLPE/PVC",null,1.02]
["11CA13 WANGURI","HCA-111179","1975-01-01",11,"",null,null,null,0.76]
["11CA13 WANGURI","HCA-111180","1975-01-01",11,"",null,null,null,1.02]
["11CA13 WANGURI","HCA-111181","1975-01-01",11,"",null,null,null,1.02]
["11CA13 WANGURI","HCA-111182","1975-01-01",11,"",null,null,null,2.04]
["11CA21 NIGHTCLIFF 2","HCA-112556","1975-01-01",11,240,"AL","XLPE/NYL/PVC","1",1.02]
["11CA21 NIGHTCLIFF 2","HCA-109316","1975-01-01",11,35,"AL","XLPE/NYL/PVC","1",1.02]
["11CA13 WANGURI","HCA-111312","1975-01-01",11,400,"AL","PILC",null,92.8]
["11CA13 WANGURI","HCA-111313","1975-01-01",11,400,"AL","PILC",null,61.15]
["11BE10 KARAMA 2","HCA-107997","1982-01-01",11,95,"AL","XLPE/NYL/PVC","1",1.02]
["11CA13 WANGURI","HCA-111204","1975-01-01",11,"",null,null,null,1.02]
["11CA13 WANGURI","HCA-111220","1975-01-01",11,"",null,null,null,0.77]
["11CA13 WANGURI","HCA-111222","1975-01-01",11,"",null,null,null,1.53]
["11CA13 WANGURI","HCA-111223","1975-01-01",11,"",null,null,null,1.53]
["11CA19 CAS VILLAGE","HCA-117029","1975-01-01",11,95,"AL","XLPE/PVC","1",1.25721946]
["11CA13 WANGURI","HCA-111230","1975-01-01",11,"",null,null,null,0.76]
["11CA13 WANGURI","HCA-111231","1975-01-01",11,"",null,null,null,1.02]
["11CA13 WANGURI","HCA-111232","1975-01-01",11,"",null,null,null,1.02]
["11LE08 PARKSIDE","HCA-117095","1975-01-01",11,95,"AL","XLPE/PVC","1",1.2962989300000001]
["11CA13 WANGURI","HCA-111233","1975-01-01",11,"",null,null,null,2.04]
["11CA13 WANGURI","HCA-111234","1975-01-01",11,"",null,null,null,1.02]
["11CA13 WANGURI","HCA-111235","1975-01-01",11,400,"AL","PILC","3",21.12]
["11CA13 WANGURI","HCA-111236","1975-01-01",11,400,"AL","PILC","3",35.43]
["11CA19 CAS VILLAGE","HCA-117030","1975-01-01",11,95,"AL","XLPE/PVC","1",1.3325291799999999]
["11BE10 KARAMA 2","HCA-108128","1982-01-01",6.6000000000000005,95,"AL","XLPE/PVC",null,1.42]
["11CA13 WANGURI","HCA-111190","1975-01-01",11,"",null,null,null,1.02]
["11CA13 WANGURI","HCA-111189","1975-01-01",11,"",null,null,null,0.76]
["11CA13 WANGURI","HCA-111188","1975-01-01",11,"",null,null,null,1.02]
["11CA13 WANGURI","HCA-111187","1975-01-01",11,"",null,null,null,2.04]
["11CA24 PARER","HCA-117057","1975-01-01",11,95,"AL","XLPE/PVC","1",1.4487288899999999]
["11LE04 TAMBLING","HCA-117070","1975-01-01",11,95,"AL","XLPE/PVC","1",1.47195874]
["11CA13 WANGURI","HCA-111186","1975-01-01",11,"",null,null,null,1.02]
["11CA13 WANGURI","HCA-111241","1975-01-01",11,400,"AL","PILC",null,54.54]
["11CA13 WANGURI","HCA-117107","1975-01-01",11,95,"AL","XLPE/PVC","1",1.4809227899999999]
["11CA13 WANGURI","HCA-111183","1975-01-01",11,"",null,null,null,1.02]
["11CA13 WANGURI","HCA-108790","1975-01-01",11,400,"AL","PILC",null,381.90000000000003]
["11CA13 WANGURI","HCA-104559","1975-01-01",11,400,"AL","PILC",null,57.51]
["11CA24 PARER","HCA-117072","1975-01-01",11,95,"AL","XLPE/PVC","1",1.4882114900000001]
["11BE10 KARAMA 2","HCA-115225","1982-01-01",6.6000000000000005,95,"AL","XLPE/PVC",null,1.49]
["11LE01 DARWIN PRIVATE HOSPITAL","HCA-113892",null,11,240,"AL","XLPE/NYL/PVC",null,1.4999999800000001]
["11CA13 WANGURI","HCA-111121","1975-01-01",11,400,"AL","PILC",null,197.05]
["11CA13 WANGURI","HCA-111130","1975-01-01",11,400,"AL","PILC",null,486.97]
["11CA13 WANGURI","HCA-111184","1975-01-01",11,"",null,null,null,0.76]
["11CA13 WANGURI","HCA-111185","1975-01-01",11,"",null,null,null,1.02]
["11CA13 WANGURI","HCA-111138","1975-01-01",11,"",null,null,null,0.76]
["11CA13 WANGURI","HCA-111139","1975-01-01",11,"",null,null,null,1.02]
["11CA13 WANGURI","HCA-111140","1975-01-01",11,"",null,null,null,1.02]
["11LE01 DARWIN PRIVATE HOSPITAL","HCA-113893",null,11,240,"AL","XLPE/NYL/PVC",null,1.4999999800000001]
["11CA13 WANGURI","HCA-111142","1975-01-01",11,"",null,null,null,1.02]
["11CA13 WANGURI","HCA-111149","1975-01-01",11,"",null,null,null,0.77]
["11CA13 WANGURI","HCA-109033","1975-01-01",11,"",null,null,null,2.0384858299999999]
["11CA13 WANGURI","HCA-109032","1975-01-01",11,"",null,null,null,1.0189054]
["11CA13 WANGURI","HCA-109031","1975-01-01",11,"",null,null,null,2.0397599400000002]
["11CA13 WANGURI","HCA-109030","1975-01-01",11,"",null,null,null,1.0202697999999999]
["11CA13 WANGURI","HCA-109029","1975-01-01",11,"",null,null,null,1.0186057900000001]
["11CA13 WANGURI","HCA-111150","1975-01-01",11,"",null,null,null,1.02]
["11CA13 WANGURI","HCA-111151","1975-01-01",11,"",null,null,null,1.02]
["11CA13 WANGURI","HCA-111152","1975-01-01",11,"",null,null,null,2.04]
["11CA13 WANGURI","HCA-111153","1975-01-01",11,"",null,null,null,1.02]
["11CA13 WANGURI","HCA-109028","1975-01-01",11,"",null,null,null,0.76505997999999997]
["11CA13 WANGURI","HCA-111203","1975-01-01",11,"",null,null,null,1.02]
["11CA13 WANGURI","HCA-111202","1975-01-01",11,"",null,null,null,0.76]
["11CA13 WANGURI","HCA-111200","1975-01-01",11,"",null,null,null,2.13]
["11CA13 WANGURI","HCA-111198","1975-01-01",11,"",null,null,null,1.02]
["11CA13 WANGURI","HCA-111197","1975-01-01",11,"",null,null,null,2.04]
["11CA13 WANGURI","HCA-111196","1975-01-01",11,"",null,null,null,1.02]
["11CA13 WANGURI","HCA-111195","1975-01-01",11,"",null,null,null,1.02]
["11LE04 TAMBLING","HCA-107319","1982-01-01",11,35,"AL","XLPE/PVC",null,1.5]
["11LE04 TAMBLING","HCA-115389","1982-01-01",11,35,"AL","XLPE/PVC",null,1.5]
["11CA13 WANGURI","HCA-111194","1975-01-01",11,"",null,null,null,0.76]
["11CA13 WANGURI","HCA-111205","1975-01-01",11,"",null,null,null,2.04]
["11CA13 WANGURI","HCA-111164","1975-01-01",11,"",null,null,null,0.76433441000000002]
["11CA13 WANGURI","HCA-111165","1975-01-01",11,"",null,null,null,1.0199089400000001]
["11CA13 WANGURI","HCA-111166","1975-01-01",11,"",null,null,null,1.0197157299999999]
["11CA13 WANGURI","HCA-111167","1975-01-01",11,"",null,null,null,2.03862313]
["11CA13 WANGURI","HCA-111168","1975-01-01",11,"",null,null,null,1.0199088599999999]
["11CA13 WANGURI","HCA-111192","1975-01-01",11,"",null,null,null,2.04]
["11CA13 WANGURI","HCA-111282","1975-01-01",11,"",null,null,null,2.05187264]
["11CA13 WANGURI","HCA-111283","1975-01-01",11,"",null,null,null,1.53]
["11CA13 WANGURI","HCA-111193","1975-01-01",11,"",null,null,null,1.02]
["11CA15 HOSPITAL","HCA-111135","1975-01-01",11,400,"AL","PILC",null,146.79524978000001]
["11CA15 HOSPITAL","HCA-111303","1975-01-01",11,400,"AL","PILC",null,708.62152895999998]
["11LE04 TAMBLING","HCA-115390","1982-01-01",11,35,"AL","XLPE/PVC",null,1.5]
["11LE04 TAMBLING","HCA-115393","1982-01-01",11,35,"AL","XLPE/PVC",null,1.5]
["11CA15 HOSPITAL","HCA-111064","1975-01-01",11,400,"AL","PILC","3",1749.0919166900001]
["11BE01 LEANYER","HCA-113814",null,11,240,"AL","XLPE/NYL/PVC",null,1.5]
["11CA15 HOSPITAL","HCA-111302","1975-01-01",11,400,"AL","PILC",null,136.08986745999999]
["11CA16 NAKARA","HCA-100015","1975-01-01",11,"",null,null,null,0.76502997000000006]
["11BE01 LEANYER","HCA-113812",null,11,240,"AL","XLPE/NYL/PVC",null,1.5]
["11CA16 NAKARA","HCA-117031","1975-01-01",11,185,"AL",null,"1",1.62946671]
["11CA16 NAKARA","HCA-110989","1975-01-01",11,185,"AL",null,"1",47.21373414]
["11BE01 LEANYER","HCA-113811",null,11,240,"AL","XLPE/NYL/PVC",null,1.5]
["11CA16 NAKARA","HCA-108567","1975-01-01",11,400,"AL","PILC","3",335.85689808000001]
["11CA16 NAKARA","HCA-100008","1975-01-01",11,400,"AL","PILC",null,30.64743957]
["11CA16 NAKARA","HCA-100005","1975-01-01",11,400,"AL","PILC",null,70.272030749999999]
["11CA16 NAKARA","HCA-104528","1975-01-01",11,400,"AL","PILC",null,68.28345084]
["11CA16 NAKARA","HCA-104481","1975-01-01",11,400,"AL","PILC",null,113.69482092]
["11CA24 PARER","HCA-113401",null,11,400,"AL","XLPE/NYL/PVC",null,1.5]
["11CA24 PARER","HCA-113402",null,11,400,"AL","XLPE/NYL/PVC",null,1.5]
["11CA16 NAKARA","HCA-108793","1975-01-01",11,400,"AL","PILC",null,264.49297593]
["11CA17 CAS SQUARE","HCA-108990","1975-01-01",11,"",null,null,null,0.76]
["11CA17 CAS SQUARE","HCA-108989","1975-01-01",11,"",null,null,null,1.53]
["11CA17 CAS SQUARE","HCA-108991","1975-01-01",11,"",null,null,null,4.84]
["11CA17 CAS SQUARE","HCA-109270","1975-01-01",11,400,"AL","P/L",null,260.94]
["11CA17 CAS SQUARE","HCA-108988","1975-01-01",11,"",null,null,null,1.53]
["11CA17 CAS SQUARE","HCA-111137","1975-01-01",11,400,"AL","P/L",null,558.56000000000006]
["11CA17 CAS SQUARE","HCA-117232","1975-01-01",11,400,"AL","P/L",null,12.37606244]
["11CA17 CAS SQUARE","HCA-108968","1975-01-01",11,400,"AL","P/L",null,96.43]
["11CA17 CAS SQUARE","HCA-108975","1975-01-01",11,400,"AL","P/L",null,185.65]
["11CA17 CAS SQUARE","HCA-108974","1975-01-01",11,400,"AL","P/L",null,12.530000000000001]
["11CA17 CAS SQUARE","HCA-108987","1975-01-01",11,"",null,null,null,4.84]
["11CA17 CAS SQUARE","HCA-108788","1975-01-01",11,400,"AL","P/L",null,276.00749281999998]
["11CA17 CAS SQUARE","HCA-108986","1975-01-01",11,"",null,null,null,0.76]
["11CA17 CAS SQUARE","HCA-108998","1975-01-01",11,"",null,null,null,1.53]
["11CA17 CAS SQUARE","HCA-108997","1975-01-01",11,"",null,null,null,1.53]
["11CA17 CAS SQUARE","HCA-108996","1975-01-01",11,"",null,null,null,4.84]
["11CA17 CAS SQUARE","HCA-108995","1975-01-01",11,"",null,null,null,0.76]
["11CA17 CAS SQUARE","HCA-108994","1975-01-01",11,400,"AL","P/L",null,5.1000000000000005]
["11CA17 CAS SQUARE","HCA-115835","1975-01-01",11,400,"AL","P/L",null,17.21]
["11CA17 CAS SQUARE","HCA-108993","1975-01-01",11,"",null,null,null,1.53]
["11CA17 CAS SQUARE","HCA-108992","1975-01-01",11,"",null,null,null,1.53]
["11CA17 CAS SQUARE","HCA-117231","1975-01-01",11,400,"AL","P/L",null,91.960729439999994]
["11CA17 CAS SQUARE","HCA-104557","1975-01-01",11,400,"AL","PILC",null,65.460000000000008]
["11LE01 DARWIN PRIVATE HOSPITAL","HCA-113895",null,11,240,"AL","XLPE/NYL/PVC",null,1.5]
["11CA19 CAS VILLAGE","HCA-109137","1975-01-01",11,"",null,null,null,3.05899996]
["11CA19 CAS VILLAGE","HCA-110948","1975-01-01",11,"",null,null,null,0.76484985000000005]
["11CA19 CAS VILLAGE","HCA-110949","1975-01-01",11,"",null,null,null,1.01920798]
["11CA19 CAS VILLAGE","HCA-110950","1975-01-01",11,"",null,null,null,1.0200957799999999]
["11CA19 CAS VILLAGE","HCA-110951","1975-01-01",11,"",null,null,null,2.0393036900000001]
["11CA19 CAS VILLAGE","HCA-110952","1975-01-01",11,"",null,null,null,1.0192079999999999]
["11CA19 CAS VILLAGE","HCA-110953","1975-01-01",11,"",null,null,null,0.76479698000000007]
["11CA19 CAS VILLAGE","HCA-110954","1975-01-01",11,"",null,null,null,1.0197293300000001]
["11CA19 CAS VILLAGE","HCA-110955","1975-01-01",11,"",null,null,null,1.0197293700000001]
["11LE12 MUIRHEAD","HCA-113751",null,11,240,"AL","XLPE/NYL/PVC",null,1.5]
["11CA19 CAS VILLAGE","HCA-109113","1975-01-01",11,400,"AL","PILC",null,366.62475310999997]
["11CA19 CAS VILLAGE","HCA-110956","1975-01-01",11,"",null,null,null,2.0394587099999999]
["11CA19 CAS VILLAGE","HCA-110957","1975-01-01",11,"",null,null,null,1.01972938]
["11CA19 CAS VILLAGE","HCA-110947","1975-01-01",11,"",null,null,null,1.0193974699999999]
["11CA19 CAS VILLAGE","HCA-110958","1975-01-01",11,"",null,null,null,0.76525240999999999]
["11CA19 CAS VILLAGE","HCA-110959","1975-01-01",11,"",null,null,null,1.0190063499999999]
["11LE12 MUIRHEAD","HCA-113749",null,11,240,"AL","XLPE/NYL/PVC",null,1.5]
["11CA19 CAS VILLAGE","HCA-110960","1975-01-01",11,"",null,null,null,1.0202505500000001]
["11CA19 CAS VILLAGE","HCA-110961","1975-01-01",11,"",null,null,null,2.0392567000000001]
["11CA19 CAS VILLAGE","HCA-110962","1975-01-01",11,"",null,null,null,1.0199931]
["11CA19 CAS VILLAGE","HCA-110963","1975-01-01",11,"",null,null,null,0.76432018000000002]
["11CA19 CAS VILLAGE","HCA-110964","1975-01-01",11,"",null,null,null,1.0195746299999999]
["11CA19 CAS VILLAGE","HCA-110965","1975-01-01",11,"",null,null,null,1.0195746000000001]
["11CA19 CAS VILLAGE","HCA-110966","1975-01-01",11,"",null,null,null,2.03941265]
["11CA19 CAS VILLAGE","HCA-110967","1975-01-01",11,"",null,null,null,1.0195746800000001]
["11CA19 CAS VILLAGE","HCA-110968","1975-01-01",11,"",null,null,null,0.76542032000000004]
["11CA19 CAS VILLAGE","HCA-110969","1975-01-01",11,"",null,null,null,1.01985989]
["11CA19 CAS VILLAGE","HCA-110970","1975-01-01",11,"",null,null,null,1.01992668]
["11CA19 CAS VILLAGE","HCA-110971","1975-01-01",11,"",null,null,null,2.0397862400000002]
["11CA19 CAS VILLAGE","HCA-110972","1975-01-01",11,"",null,null,null,1.01985982]
["11CA19 CAS VILLAGE","HCA-110973","1975-01-01",11,"",null,null,null,0.76479989000000004]
["11CA19 CAS VILLAGE","HCA-110974","1975-01-01",11,"",null,null,null,1.01973319]
["11CA19 CAS VILLAGE","HCA-110975","1975-01-01",11,"",null,null,null,1.0197332400000001]
["11CA19 CAS VILLAGE","HCA-110976","1975-01-01",11,"",null,null,null,2.0394664499999999]
["11CA19 CAS VILLAGE","HCA-110977","1975-01-01",11,"",null,null,null,1.0197332400000001]
["11CA19 CAS VILLAGE","HCA-110978","1975-01-01",11,"",null,null,null,0.76451435000000001]
["11CA19 CAS VILLAGE","HCA-110979","1975-01-01",11,"",null,null,null,1.0195112]
["11CA19 CAS VILLAGE","HCA-110980","1975-01-01",11,"",null,null,null,1.0199879599999999]
["11CA19 CAS VILLAGE","HCA-110981","1975-01-01",11,"",null,null,null,2.0394989400000001]
["11CA19 CAS VILLAGE","HCA-110982","1975-01-01",11,"",null,null,null,1.01998794]
["11CA19 CAS VILLAGE","HCA-110984","1975-01-01",11,"",null,null,null,0.76494936999999996]
["11CA19 CAS VILLAGE","HCA-110985","1975-01-01",11,"",null,null,null,1.0200231900000001]
["11CA19 CAS VILLAGE","HCA-110986","1975-01-01",11,"",null,null,null,1.0200232300000001]
["11CA19 CAS VILLAGE","HCA-110987","1975-01-01",11,"",null,null,null,2.0400464299999999]
["11CA19 CAS VILLAGE","HCA-110988","1975-01-01",11,"",null,null,null,1.0190405899999999]
["11CA19 CAS VILLAGE","HCA-110996","1975-01-01",11,"",null,null,null,2.0400862700000002]
["11CA19 CAS VILLAGE","HCA-110997","1975-01-01",11,"",null,null,null,2.0398254499999999]
["11CA19 CAS VILLAGE","HCA-110998","1975-01-01",11,"",null,null,null,2.0391004800000001]
["11CA19 CAS VILLAGE","HCA-111000","1975-01-01",11,"",null,null,null,3.0004366999999998]
["11CA19 CAS VILLAGE","HCA-111003","1975-01-01",11,"",null,null,null,0.76487050000000001]
["11CA19 CAS VILLAGE","HCA-111004","1975-01-01",11,"",null,null,null,1.0201487]
["11CA19 CAS VILLAGE","HCA-111005","1975-01-01",11,"",null,null,null,1.02014874]
["11LE12 MUIRHEAD","HCA-113748",null,11,240,"AL","XLPE/NYL/PVC",null,1.5]
["11CA19 CAS VILLAGE","HCA-111007","1975-01-01",11,"",null,null,null,1.02020328]
["11CA19 CAS VILLAGE","HCA-111009","1975-01-01",11,"",null,null,null,2.3025618400000001]
["11CA19 CAS VILLAGE","HCA-111010","1975-01-01",11,"",null,null,null,2.0396600600000001]
["11CA19 CAS VILLAGE","HCA-111011","1975-01-01",11,400,"AL",null,"3",2.03965993]
["11CA19 CAS VILLAGE","HCA-111017","1975-01-01",11,"",null,null,null,0.76548886000000005]
["11CA19 CAS VILLAGE","HCA-111018","1975-01-01",11,"",null,null,null,1.0199283800000001]
["11CA19 CAS VILLAGE","HCA-111019","1975-01-01",11,"",null,null,null,1.0199283800000001]
["11CA19 CAS VILLAGE","HCA-111020","1975-01-01",11,"",null,null,null,2.0398566699999998]
["11CA19 CAS VILLAGE","HCA-111021","1975-01-01",11,"",null,null,null,1.0189107900000001]
["11LE08 PARKSIDE","HCA-117066","1975-01-01",11,95,"AL","XLPE/PVC","1",1.51809672]
["11CA19 CAS VILLAGE","HCA-111030","1975-01-01",11,"",null,null,null,0.76554905000000006]
["11CA19 CAS VILLAGE","HCA-111031","1975-01-01",11,"",null,null,null,1.01613215]
["11CA19 CAS VILLAGE","HCA-111032","1975-01-01",11,"",null,null,null,2.0409233499999999]
["11CA19 CAS VILLAGE","HCA-111033","1975-01-01",11,"",null,null,null,1.0197080199999999]
["11CA19 CAS VILLAGE","HCA-111034","1975-01-01",11,"",null,null,null,0.76464690000000002]
["11CA19 CAS VILLAGE","HCA-111035","1975-01-01",11,"",null,null,null,4.8442824699999996]
["11CA19 CAS VILLAGE","HCA-111036","1975-01-01",11,"",null,null,null,1.53005357]
["11CA19 CAS VILLAGE","HCA-111037","1975-01-01",11,"",null,null,null,1.5287269800000001]
["11CA19 CAS VILLAGE","HCA-111053","1975-01-01",11,400,"AL","PILC","3",276.4601222]
["11CA19 CAS VILLAGE","HCA-111054","1975-01-01",11,"",null,null,null,0.76480037000000001]
["11CA19 CAS VILLAGE","HCA-111055","1975-01-01",11,"",null,null,null,1.02007326]
["11CA19 CAS VILLAGE","HCA-111056","1975-01-01",11,"",null,null,null,1.0190549200000001]
["11CA19 CAS VILLAGE","HCA-111057","1975-01-01",11,"",null,null,null,2.03918138]
["11CA19 CAS VILLAGE","HCA-111058","1975-01-01",11,"",null,null,null,1.0200731700000001]
["11BE10 KARAMA 2","HCA-108157","1982-01-01",6.6000000000000005,240,"AL","XLPE/PVC",null,1.53]
["11CA19 CAS VILLAGE","HCA-111070","1975-01-01",11,"",null,null,null,1.0207715900000001]
["11BE10 KARAMA 2","HCA-108154","1982-01-01",6.6000000000000005,240,"AL","XLPE/PVC",null,1.53]
["11CA19 CAS VILLAGE","HCA-111077","1975-01-01",11,400,"AL","PILC","3",337.42829095000002]
["11CA19 CAS VILLAGE","HCA-111093","1975-01-01",11,"",null,null,null,1.0211484200000001]
["11CA19 CAS VILLAGE","HCA-111094","1975-01-01",11,"",null,null,null,2.0392611899999999]
["11BE10 KARAMA 2","HCA-108153","1982-01-01",11,240,"AL","XLPE/PVC",null,1.53]
["11CA19 CAS VILLAGE","HCA-111016","1975-01-01",11,400,"AL","PILC","3",219.67740506999999]
["11CA19 CAS VILLAGE","HCA-111015","1975-01-01",11,400,"AL",null,"3",179.99041882]
["11CA19 CAS VILLAGE","HCA-111062","1975-01-01",11,400,"AL","PILC","3",246.72280984]
["11BE10 KARAMA 2","HCA-108150","1982-01-01",11,240,"AL","XLPE/PVC",null,1.53]
["11CA19 CAS VILLAGE","HCA-109119","1975-01-01",11,95,"AL","PILC",null,333.54887141]
["11CA19 CAS VILLAGE","HCA-111061","1975-01-01",11,400,"AL","PILC","3",419.58063288]
["11CA19 CAS VILLAGE","HCA-109110","1975-01-01",11,400,"AL","PILC",null,159.86875053]
["11CA19 CAS VILLAGE","HCA-109111","1975-01-01",11,400,"AL","PILC",null,331.26268241999998]
["11CA19 CAS VILLAGE","HCA-109109","1975-01-01",11,400,"AL","PILC",null,161.24538971999999]
["11BE10 KARAMA 2","HCA-108139","1982-01-01",6.6000000000000005,95,"AL","XLPE/PVC",null,1.53]
["11CA19 CAS VILLAGE","HCA-104548","1975-01-01",11,400,"AL","PILC","1",42.47375177]
["11CA19 CAS VILLAGE","HCA-100023","1975-01-01",11,400,"AL","PILC",null,38.92774988]
["11CA19 CAS VILLAGE","HCA-100011","1975-01-01",11,400,"AL","PILC",null,63.02252154]
["11CA19 CAS VILLAGE","HCA-100010","1975-01-01",11,400,"AL","PILC",null,354.23727353999999]
["11CA19 CAS VILLAGE","HCA-100007","1975-01-01",11,400,"AL","PILC",null,321.04894540999999]
["11CA19 CAS VILLAGE","HCA-100006","1975-01-01",11,400,"AL","PILC",null,343.92556875000002]
["11CA19 CAS VILLAGE","HCA-110946","1975-01-01",11,"",null,null,null,2.0395135099999999]
["11CA19 CAS VILLAGE","HCA-110945","1975-01-01",11,"",null,null,null,1.0193975500000001]
["11CA19 CAS VILLAGE","HCA-110944","1975-01-01",11,"",null,null,null,1.02038194]
["11CA19 CAS VILLAGE","HCA-110943","1975-01-01",11,"",null,null,null,0.76459498000000004]
["11CA19 CAS VILLAGE","HCA-109141","1975-01-01",11,"",null,null,null,1.5295000000000001]
["11CA19 CAS VILLAGE","HCA-109140","1975-01-01",11,"",null,null,null,1.5295000600000002]
["11CA19 CAS VILLAGE","HCA-109139","1975-01-01",11,"",null,null,null,1.52950012]
["11CA19 CAS VILLAGE","HCA-109138","1975-01-01",11,"",null,null,null,3.0594944599999998]
["11BE10 KARAMA 2","HCA-108137","1982-01-01",6.6000000000000005,95,"AL","XLPE/PVC",null,1.53]
["11BE10 KARAMA 2","HCA-108135","1982-01-01",6.6000000000000005,95,"AL","XLPE/PVC",null,1.53]
["11BE10 KARAMA 2","HCA-108114","1982-01-01",6.6000000000000005,95,"AL","XLPE/PVC",null,1.53]
["11BE10 KARAMA 2","HCA-108113","1982-01-01",6.6000000000000005,95,"AL","XLPE/PVC",null,1.53]
["11BE10 KARAMA 2","HCA-108112","1982-01-01",6.6000000000000005,95,"AL","XLPE/PVC",null,1.53]
["11BE10 KARAMA 2","HCA-108111","1982-01-01",6.6000000000000005,95,"AL","XLPE/PVC",null,1.53]
["11BE10 KARAMA 2","HCA-108107","1982-01-01",6.6000000000000005,95,"AL","XLPE/PVC",null,1.53]
["11BE10 KARAMA 2","HCA-108106","1982-01-01",6.6000000000000005,95,"AL","XLPE/PVC",null,1.53]
["11BE10 KARAMA 2","HCA-108105","1982-01-01",6.6000000000000005,95,"AL","XLPE/PVC",null,1.53]
["11BE10 KARAMA 2","HCA-108181","1982-01-01",6.6000000000000005,95,"AL","XLPE/PVC",null,1.53]
["11LE04 TAMBLING","HCA-107309","1982-01-01",11,35,"AL","XLPE/PVC",null,1.53]
["11LE04 TAMBLING","HCA-107315","1982-01-01",11,35,"AL","XLPE/PVC",null,1.53]
["11LE04 TAMBLING","HCA-107316","1982-01-01",11,35,"AL","XLPE/PVC",null,1.53]
["11LE08 PARKSIDE","HCA-107361","1982-01-01",11,35,"AL","XLPE/PVC",null,1.53]
["11LE08 PARKSIDE","HCA-107357","1982-01-01",11,35,"AL","XLPE/PVC",null,1.53]
["11LE08 PARKSIDE","HCA-107356","1982-01-01",11,35,"AL","XLPE/PVC",null,1.53]
["11LE08 PARKSIDE","HCA-107354","1982-01-01",11,35,"AL","XLPE/PVC",null,1.53]
["11LE08 PARKSIDE","HCA-107353","1982-01-01",11,35,"AL","XLPE/PVC",null,1.53]
["11LE08 PARKSIDE","HCA-107352","1982-01-01",11,35,"AL","XLPE/PVC",null,1.53]
["11CA19 CAS VILLAGE","HCA-109112","1975-01-01",11,400,"AL","PILC","3",227.57694652999999]
["11LE08 PARKSIDE","HCA-107347","1982-01-01",11,35,"AL","XLPE/PVC",null,1.53]
["11CA08 NTHLAKES","HCA-117082","1975-01-01",11,95,"AL","XLPE/PVC","1",1.5322438300000001]
["11CA13 WANGURI","HCA-117108","1975-01-01",11,95,"AL","XLPE/PVC","1",1.5345010399999999]
["11BE10 KARAMA 2","HCA-108132","1982-01-01",6.6000000000000005,95,"AL","XLPE/PVC",null,1.54]
["11CA21 NIGHTCLIFF 2","HCA-112502","1975-01-01",11,"",null,null,null,0.76]
["11CA21 NIGHTCLIFF 2","HCA-112503","1975-01-01",11,"",null,null,null,1.02]
["11CA21 NIGHTCLIFF 2","HCA-112504","1975-01-01",11,"",null,null,null,1.02]
["11CA21 NIGHTCLIFF 2","HCA-112505","1975-01-01",11,"",null,null,null,0.76]
["11CA21 NIGHTCLIFF 2","HCA-112506","1975-01-01",11,"",null,null,null,1.02]
["11CA21 NIGHTCLIFF 2","HCA-112507","1975-01-01",11,"",null,null,null,1.53]
["11CA21 NIGHTCLIFF 2","HCA-112508","1975-01-01",11,"",null,null,null,0.76]
["11CA21 NIGHTCLIFF 2","HCA-112509","1975-01-01",11,"",null,null,null,0.76]
["11CA21 NIGHTCLIFF 2","HCA-112510","1975-01-01",11,"",null,null,null,1.02]
["11CA21 NIGHTCLIFF 2","HCA-112511","1975-01-01",11,"",null,null,null,1.02]
["11CA21 NIGHTCLIFF 2","HCA-112512","1975-01-01",11,50,"CU","PILC",null,2.04]
["11CA21 NIGHTCLIFF 2","HCA-112513","1975-01-01",11,"",null,null,null,1.02]
["11CA21 NIGHTCLIFF 2","HCA-112514","1975-01-01",11,"",null,null,null,0.77]
["11CA21 NIGHTCLIFF 2","HCA-112515","1975-01-01",11,"",null,null,null,1.02]
["11CA21 NIGHTCLIFF 2","HCA-112516","1975-01-01",11,"",null,null,null,1.02]
["11CA21 NIGHTCLIFF 2","HCA-112517","1975-01-01",11,"",null,null,null,0.76]
["11CA21 NIGHTCLIFF 2","HCA-112518","1975-01-01",11,"",null,null,null,4.84]
["11CA21 NIGHTCLIFF 2","HCA-112519","1975-01-01",11,"",null,null,null,1.53]
["11CA21 NIGHTCLIFF 2","HCA-112520","1975-01-01",11,"",null,null,null,1.53]
["11CA08 NTHLAKES","HCA-117092","1975-01-01",11,95,"AL","XLPE/PVC","1",1.54198268]
["11CA03 BRADSHAW","HCA-117077","1975-01-01",11,95,"AL","XLPE/PVC","1",1.54517346]
["11CA19 CAS VILLAGE","HCA-117049","1975-01-01",11,95,"AL","XLPE/PVC","1",1.5460769299999999]
["11LE08 PARKSIDE","HCA-117099","1975-01-01",11,95,"AL","XLPE/PVC","1",1.5563703600000001]
["11CA03 BRADSHAW","HCA-117048","1975-01-01",11,95,"AL","XLPE/PVC","1",1.5582752100000001]
["11CA03 BRADSHAW","HCA-117079","1975-01-01",11,95,"AL","XLPE/PVC","1",1.5610121399999999]
["11CA21 NIGHTCLIFF 2","HCA-112560","1975-01-01",11,50,"CU","PILC",null,55.53]
["11CA21 NIGHTCLIFF 2","HCA-109305","1975-01-01",11,"",null,null,null,0.89]
["11CA21 NIGHTCLIFF 2","HCA-109306","1975-01-01",11,"",null,null,null,1.02]
["11CA21 NIGHTCLIFF 2","HCA-109307","1975-01-01",11,"",null,null,null,1.02]
["11CA21 NIGHTCLIFF 2","HCA-109308","1975-01-01",11,50,"CU","PILC",null,0.76535483999999998]
["11CA21 NIGHTCLIFF 2","HCA-109309","1975-01-01",11,50,"CU","PILC",null,1.01913963]
["11CA21 NIGHTCLIFF 2","HCA-109310","1975-01-01",11,50,"CU","PILC",null,1.04]
["11CA21 NIGHTCLIFF 2","HCA-109315","1975-01-01",11,"",null,null,null,0.76]
["11LE08 PARKSIDE","HCA-117104","1975-01-01",11,95,"AL","XLPE/PVC","1",1.5622078799999999]
["11CA21 NIGHTCLIFF 2","HCA-109317","1975-01-01",11,"",null,null,null,1.02]
["11CA21 NIGHTCLIFF 2","HCA-109318","1975-01-01",11,"",null,null,null,1.02]
["11CA21 NIGHTCLIFF 2","HCA-109323","1975-01-01",11,50,"CU","PILC",null,2.04]
["11CA21 NIGHTCLIFF 2","HCA-109374","1975-01-01",11,50,"CU","PILC","3",22.01]
["11CA21 NIGHTCLIFF 2","HCA-109391","1975-01-01",11,50,"CU","PILC",null,2.04]
["11CA21 NIGHTCLIFF 2","HCA-109392","1975-01-01",11,50,"CU","PILC",null,1.02]
["11BE10 KARAMA 2","HCA-108147","1982-01-01",6.6000000000000005,95,"AL","XLPE/PVC",null,1.57]
["11LE04 TAMBLING","HCA-117068","1975-01-01",11,95,"AL","XLPE/PVC","1",1.57559275]
["11LE08 PARKSIDE","HCA-117101","1975-01-01",11,95,"AL","XLPE/PVC","1",1.5773702300000001]
["11CA24 PARER","HCA-112049","1975-01-01",11,"",null,null,null,1.01960527]
["11CA24 PARER","HCA-112048","1975-01-01",11,"",null,null,null,1.01960527]
["11CA24 PARER","HCA-112047","1975-01-01",11,"",null,null,null,0.76514552000000002]
["11CA08 NTHLAKES","HCA-117091","1975-01-01",11,95,"AL","XLPE/PVC","1",1.5787124800000001]
["11CA24 PARER","HCA-112042","1975-01-01",11,"",null,null,null,2.0392673399999999]
["11CA08 NTHLAKES","HCA-117090","1975-01-01",11,95,"AL","XLPE/PVC","1",1.5852602899999999]
["11LE08 PARKSIDE","HCA-117103","1975-01-01",11,95,"AL","XLPE/PVC","1",1.5854327800000001]
["11CA24 PARER","HCA-117060","1975-01-01",11,95,"AL","XLPE/PVC","1",1.5879679900000001]
["11CA24 PARER","HCA-112040","1975-01-01",11,"",null,null,null,1.01937711]
["11CA24 PARER","HCA-112039","1975-01-01",11,"",null,null,null,0.76440465000000002]
["11CA24 PARER","HCA-112038","1975-01-01",11,"",null,null,null,1.0198334499999999]
["11LE08 PARKSIDE","HCA-117098","1975-01-01",11,95,"AL","XLPE/PVC","1",1.5942099700000001]
["11CA08 NTHLAKES","HCA-117087","1975-01-01",11,95,"AL","XLPE/PVC","1",1.5966231899999999]
["11CA08 NTHLAKES","HCA-117094","1975-01-01",11,95,"AL","XLPE/PVC","1",1.6032175799999999]
["11CA24 PARER","HCA-101654","1975-01-01",11,"",null,null,null,0.76465601000000005]
["11CA24 PARER","HCA-101655","1975-01-01",11,"",null,null,null,1.0190124599999999]
["11CA24 PARER","HCA-111136","1975-01-01",11,300,"AL","PILC",null,943.51]
["11CA24 PARER","HCA-112101","1975-01-01",11,300,"AL","PILC",null,67.3]
["11CA24 PARER","HCA-101656","1975-01-01",11,"",null,null,null,1.02001327]
["11CA24 PARER","HCA-112066","1975-01-01",11,"",null,null,null,2.03845163]
["11CA24 PARER","HCA-112065","1975-01-01",11,"",null,null,null,2.03933031]
["11CA24 PARER","HCA-112064","1975-01-01",11,"",null,null,null,2.0398475399999998]
["11CA24 PARER","HCA-112120","1975-01-01",11,400,"AL","PILC",null,30.542125890000001]
["11CA24 PARER","HCA-112060","1975-01-01",11,"",null,null,null,1.02]
["11LE08 PARKSIDE","HCA-117065","1975-01-01",11,95,"AL","XLPE/PVC","1",1.6125265899999999]
["11CA24 PARER","HCA-112059","1975-01-01",11,"",null,null,null,0.76]
["11CA24 PARER","HCA-101748","1975-01-01",11,"",null,null,null,1.0194835600000001]
["11CA24 PARER","HCA-101749","1975-01-01",11,"",null,null,null,1.0197145299999999]
["11CA24 PARER","HCA-112058","1975-01-01",11,"",null,null,null,1.0198319199999999]
["11CA24 PARER","HCA-101683","1975-01-01",11,"",null,null,null,0.76475965000000001]
["11LE08 PARKSIDE","HCA-117061","1975-01-01",11,95,"AL","XLPE/PVC","1",1.61664691]
["11CA19 CAS VILLAGE","HCA-117037","1975-01-01",11,95,"AL","XLPE/PVC","1",1.61740134]
["11CA19 CAS VILLAGE","HCA-117042","1975-01-01",11,95,"AL","XLPE/PVC","1",1.61765359]
["11CA24 PARER","HCA-101682","1975-01-01",11,"",null,null,null,1.01997958]
["11CA24 PARER","HCA-101681","1975-01-01",11,"",null,null,null,2.0399590999999999]
["11CA24 PARER","HCA-112003","1975-01-01",11,"",null,null,null,1.02]
["11CA03 BRADSHAW","HCA-117074","1975-01-01",11,95,"AL","XLPE/PVC","1",1.61875079]
["11CA24 PARER","HCA-112037","1975-01-01",11,"",null,null,null,1.0198335000000001]
["11CA24 PARER","HCA-112036","1975-01-01",11,"",null,null,null,0.76505444]
["11CA24 PARER","HCA-101680","1975-01-01",11,"",null,null,null,1.0199795]
["11CA24 PARER","HCA-101679","1975-01-01",11,"",null,null,null,1.0196247899999999]
["11CA24 PARER","HCA-101678","1975-01-01",11,"",null,null,null,0.76537556000000007]
["11CA24 PARER","HCA-101660","1975-01-01",11,"",null,null,null,1.01901259]
["11CA24 PARER","HCA-111989","1975-01-01",11,"",null,null,null,0.76]
["11CA24 PARER","HCA-108811","1975-01-01",11,"",null,null,null,0.76]
["11CA24 PARER","HCA-112022","1975-01-01",11,"",null,null,null,2.0390640599999998]
["11CA24 PARER","HCA-112023","1975-01-01",11,"",null,null,null,1.01908807]
["11LE04 TAMBLING","HCA-117071","1975-01-01",11,95,"AL","XLPE/PVC","1",1.6244935300000001]
["11CA24 PARER","HCA-108798","1975-01-01",11,185,"CU",null,null,2.73]
["11CA24 PARER","HCA-108799","1975-01-01",11,185,"CU",null,null,2.04]
["11CA24 PARER","HCA-108814","1975-01-01",11,300,"AL","PILC",null,341.93]
["11CA24 PARER","HCA-101707","1975-01-01",11,"",null,null,null,1.0195923600000001]
["11LE08 PARKSIDE","HCA-117097","1975-01-01",11,95,"AL","XLPE/PVC","1",1.6262991100000002]
["11CA24 PARER","HCA-112140","1975-01-01",11,300,"AL","PILC",null,197.53]
["11CA24 PARER","HCA-112141","1975-01-01",11,300,"AL","PILC",null,52]
["11CA24 PARER","HCA-101659","1975-01-01",11,"",null,null,null,2.0390259400000001]
["11CA19 CAS VILLAGE","HCA-117018","1975-01-01",11,95,"AL","XLPE/PVC","1",1.6286821599999999]
["11CA03 BRADSHAW","HCA-117073","1975-01-01",11,95,"AL","XLPE/PVC","1",1.6337963499999999]
["11CA24 PARER","HCA-112150","1975-01-01",11,400,"AL","PILC",null,186.61499857000001]
["11CA24 PARER","HCA-108823","1975-01-01",11,185,"CU","PILC",null,333.02]
["11CA24 PARER","HCA-108820","1975-01-01",11,"",null,null,null,2.5300000000000002]
["11CA24 PARER","HCA-104561","1975-01-01",11,300,"CU","PILC",null,69.37]
["11CA08 NTHLAKES","HCA-117093","1975-01-01",11,95,"AL","XLPE/PVC","1",1.6367213]
["11CA24 PARER","HCA-112002","1975-01-01",11,"",null,null,null,2.04]
["11CA24 PARER","HCA-112118","1975-01-01",11,400,"AL","PILC",null,20.555397559999999]
["11CA24 PARER","HCA-112001","1975-01-01",11,"",null,null,null,1.02]
["11CA24 PARER","HCA-112057","1975-01-01",11,"",null,null,null,2.03930554]
["11CA24 PARER","HCA-101750","1975-01-01",11,"",null,null,null,2.03820478]
["11CA24 PARER","HCA-101685","1975-01-01",11,"",null,null,null,1.0197264500000001]
["11CA24 PARER","HCA-101686","1975-01-01",11,"",null,null,null,2.03945299]
["11CA24 PARER","HCA-101693","1975-01-01",11,"",null,null,null,0.76425801000000004]
["11CA24 PARER","HCA-101694","1975-01-01",11,"",null,null,null,1.0200105100000001]
["11CA24 PARER","HCA-101695","1975-01-01",11,"",null,null,null,1.0200104999999999]
["11CA24 PARER","HCA-101696","1975-01-01",11,"",null,null,null,2.0400211100000001]
["11CA24 PARER","HCA-112000","1975-01-01",11,"",null,null,null,1.02]
["11CA24 PARER","HCA-111999","1975-01-01",11,"",null,null,null,0.76]
["11CA24 PARER","HCA-101658","1975-01-01",11,"",null,null,null,1.0200133499999999]
["11LE08 PARKSIDE","HCA-117102","1975-01-01",11,95,"AL","XLPE/PVC","1",1.64811715]
["11CA24 PARER","HCA-112116","1975-01-01",11,400,"AL","PILC",null,178.70444910000001]
["11CA24 PARER","HCA-101697","1975-01-01",11,"",null,null,null,1.0200105900000001]
["11CA24 PARER","HCA-101687","1975-01-01",11,"",null,null,null,1.0197265099999999]
["11CA24 PARER","HCA-101698","1975-01-01",11,"",null,null,null,0.76425476999999997]
["11CA24 PARER","HCA-101699","1975-01-01",11,"",null,null,null,1.0200658]
["11CA24 PARER","HCA-112114","1975-01-01",11,400,"AL","PILC",null,193.15]
["11CA24 PARER","HCA-101700","1975-01-01",11,"",null,null,null,1.01961678]
["11CA24 PARER","HCA-111993","1975-01-01",11,"",null,null,null,1.02]
["11CA24 PARER","HCA-111992","1975-01-01",11,"",null,null,null,2.04]
["11CA24 PARER","HCA-111991","1975-01-01",11,"",null,null,null,1.02]
["11CA24 PARER","HCA-112011","1975-01-01",11,"",null,null,null,1.02]
["11CA24 PARER","HCA-112012","1975-01-01",11,"",null,null,null,2.04]
["11CA24 PARER","HCA-112013","1975-01-01",11,"",null,null,null,1.02]
["11CA24 PARER","HCA-112019","1975-01-01",11,"",null,null,null,0.76425406000000007]
["11CA24 PARER","HCA-112020","1975-01-01",11,"",null,null,null,1.02010015]
["11CA24 PARER","HCA-112021","1975-01-01",11,"",null,null,null,1.0189641899999999]
["11CA24 PARER","HCA-108812","1975-01-01",11,"",null,null,null,2.04]
["11CA24 PARER","HCA-108815","1975-01-01",11,300,"AL","PILC",null,89.210000000000008]
["11CA24 PARER","HCA-108800","1975-01-01",11,185,"CU",null,null,2.04]
["11CA24 PARER","HCA-108805","1975-01-01",11,"",null,null,null,0.76]
["11CA24 PARER","HCA-112056","1975-01-01",11,"",null,null,null,1.01983198]
["11CA24 PARER","HCA-108806","1975-01-01",11,"",null,null,null,2.31]
["11CA24 PARER","HCA-108807","1975-01-01",11,"",null,null,null,1.53]
["11CA24 PARER","HCA-108808","1975-01-01",11,"",null,null,null,1.53]
["11CA24 PARER","HCA-108809","1975-01-01",11,70,"CU","PILC","3",76.14]
["11CA24 PARER","HCA-111990","1975-01-01",11,"",null,null,null,1.02]
["11CA24 PARER","HCA-112055","1975-01-01",11,"",null,null,null,1.0198319999999998]
["11CA24 PARER","HCA-112054","1975-01-01",11,"",null,null,null,0.76522318]
["11CA24 PARER","HCA-101657","1975-01-01",11,"",null,null,null,2.0390258000000001]
["11CA24 PARER","HCA-112053","1975-01-01",11,"",null,null,null,1.0196051500000001]
["11CA24 PARER","HCA-112052","1975-01-01",11,"",null,null,null,2.0392103700000002]
["11CA24 PARER","HCA-112051","1975-01-01",11,"",null,null,null,1.01960523]
["11CA08 NTHLAKES","HCA-117052","1975-01-01",11,95,"AL","XLPE/PVC",null,1.65170843]
["11CA24 PARER","HCA-101726","1975-01-01",11,"",null,null,null,1.01973943]
["11CA13 WANGURI","HCA-117110","1975-01-01",11,95,"AL","XLPE/PVC","1",1.6518094300000001]
["11CA19 CAS VILLAGE","HCA-117041","1975-01-01",11,95,"AL","XLPE/PVC","1",1.65951034]
["11CA24 PARER","HCA-112050","1975-01-01",11,"",null,null,null,2.0392104899999999]
["11LE04 TAMBLING","HCA-117069","1975-01-01",11,95,"AL","XLPE/PVC","1",1.66523606]
["11LE08 PARKSIDE","HCA-117100","1975-01-01",11,95,"AL","XLPE/PVC","1",1.66823075]
["11CA19 CAS VILLAGE","HCA-117034","1975-01-01",11,95,"AL","XLPE/PVC","1",1.6688696200000002]
["11CA24 PARER","HCA-112010","1975-01-01",11,"",null,null,null,1.02]
["11CA24 PARER","HCA-112067","1975-01-01",11,"",null,null,null,2.0404925299999999]
["11CA24 PARER","HCA-112068","1975-01-01",11,"",null,null,null,2.0392619700000001]
["11CA24 PARER","HCA-112009","1975-01-01",11,"",null,null,null,0.76]
["11CA24 PARER","HCA-101751","1975-01-01",11,"",null,null,null,1.0194836199999999]
["11CA24 PARER","HCA-117055","1975-01-01",11,95,"AL","XLPE/PVC","1",1.67246713]
["11CA24 PARER","HCA-101801","1975-01-01",11,400,"AL","PILC",null,36.278111729999999]
["11CA24 PARER","HCA-117054","1975-01-01",11,95,"AL","XLPE/PVC",null,1.6725406600000001]
["11CA13 WANGURI","HCA-117109","1975-01-01",11,95,"AL","XLPE/PVC","1",1.6741983899999999]
["11CA24 PARER","HCA-101795","1975-01-01",11,300,"AL","PILC",null,1196.49]
["11CA24 PARER","HCA-112069","1975-01-01",11,"",null,null,null,2.0382185700000002]
["11CA19 CAS VILLAGE","HCA-117038","1975-01-01",11,95,"AL","XLPE/PVC","1",1.67571794]
["11CA08 NTHLAKES","HCA-117053","1975-01-01",11,95,"AL","XLPE/PVC",null,1.6815267]
["11LE04 TAMBLING","HCA-117067","1975-01-01",11,95,"AL","XLPE/PVC","1",1.6843246000000001]
["11CA19 CAS VILLAGE","HCA-117019","1975-01-01",11,95,"AL","XLPE/PVC","1",1.7122928900000001]
["11CA08 NTHLAKES","HCA-117088","1975-01-01",11,95,"AL","XLPE/PVC","1",1.7150181]
["11CA24 PARER","HCA-117058","1975-01-01",11,95,"AL","XLPE/PVC","1",1.72980712]
["11CA24 PARER","HCA-101756","1975-01-01",11,"",null,null,null,1.0192154099999999]
["11CA24 PARER","HCA-101755","1975-01-01",11,"",null,null,null,2.0392733199999999]
["11CA24 PARER","HCA-101754","1975-01-01",11,"",null,null,null,1.02005802]
["11CA24 PARER","HCA-101753","1975-01-01",11,"",null,null,null,1.01921532]
["11CA24 PARER","HCA-101752","1975-01-01",11,"",null,null,null,0.76526349000000005]
["11CA24 PARER","HCA-101701","1975-01-01",11,"",null,null,null,2.0396824100000002]
["11CA24 PARER","HCA-113406","1975-01-01",11,300,"AL","PILC",null,104.63]
["11CA24 PARER","HCA-113405","1975-01-01",11,300,"AL","PILC",null,28.36]
["11CA24 PARER","HCA-113404","1975-01-01",11,300,"AL","PILC",null,29.69]
["11CA24 PARER","HCA-101702","1975-01-01",11,"",null,null,null,1.02006587]
["11CA24 PARER","HCA-101706","1975-01-01",11,"",null,null,null,0.76469423999999997]
["11CA24 PARER","HCA-101708","1975-01-01",11,"",null,null,null,1.0195924000000001]
["11CA24 PARER","HCA-101709","1975-01-01",11,"",null,null,null,2.0391847599999999]
["11CA24 PARER","HCA-101710","1975-01-01",11,"",null,null,null,1.0195924000000001]
["11CA24 PARER","HCA-101719","1975-01-01",11,"",null,null,null,0.76486947999999999]
["11CA24 PARER","HCA-101720","1975-01-01",11,"",null,null,null,1.0196449299999999]
["11CA24 PARER","HCA-101721","1975-01-01",11,"",null,null,null,1.01991663]
["11CA24 PARER","HCA-101722","1975-01-01",11,"",null,null,null,2.0395612399999998]
["11CA24 PARER","HCA-101684","1975-01-01",11,"",null,null,null,1.0197264800000001]
["11CA24 PARER","HCA-112117","1975-01-01",11,400,"AL","PILC",null,71.853461839999994]
["11CA24 PARER","HCA-112125","1975-01-01",11,300,"AL","PILC",null,207.79]
["11CA24 PARER","HCA-112124","1975-01-01",11,300,"AL","PILC",null,199.36]
["11CA24 PARER","HCA-112123","1975-01-01",11,300,"AL","PILC",null,206.48000000000002]
["11CA24 PARER","HCA-101723","1975-01-01",11,"",null,null,null,1.01991652]
["11CA24 PARER","HCA-101724","1975-01-01",11,"",null,null,null,0.76476936000000006]
["11CA24 PARER","HCA-101725","1975-01-01",11,"",null,null,null,1.0192280300000001]
["11CA24 PARER","HCA-101727","1975-01-01",11,"",null,null,null,2.0389673300000002]
["11CA24 PARER","HCA-101728","1975-01-01",11,"",null,null,null,1.0197395]
["11CA24 PARER","HCA-101729","1975-01-01",11,400,"AL","PILC",null,36.450443530000001]
["11CA24 PARER","HCA-112122","1975-01-01",11,300,"AL","PILC",null,104.08]
["11CA24 PARER","HCA-101747","1975-01-01",11,"",null,null,null,0.76423151]
["11CA24 PARER","HCA-112121","1975-01-01",11,400,"AL","PILC",null,158.24285413000001]
["11CA24 PARER","HCA-112096","1975-01-01",11,"",null,null,null,1.02]
["11CA24 PARER","HCA-117059","1975-01-01",11,95,"AL","XLPE/PVC","1",1.7348135199999999]
["11CA24 PARER","HCA-112098","1975-01-01",11,"",null,null,null,1.02]
["11CA25 BRINKIN","HCA-109039","1975-01-01",11,"",null,null,null,2.04]
["11CA25 BRINKIN","HCA-109040","1975-01-01",11,"",null,null,null,1.02]
["11CA25 BRINKIN","HCA-109062","1975-01-01",11,"",null,null,null,3.06]
["11CA25 BRINKIN","HCA-109063","1975-01-01",11,"",null,null,null,3.06]
["11CA19 CAS VILLAGE","HCA-117040","1975-01-01",11,95,"AL","XLPE/PVC","1",1.74113674]
["11CA25 BRINKIN","HCA-109064","1975-01-01",11,"",null,null,null,1.53]
["11CA25 BRINKIN","HCA-109065","1975-01-01",11,"",null,null,null,1.53]
["11CA03 BRADSHAW","HCA-117075","1975-01-01",11,95,"AL","XLPE/PVC","1",1.74270484]
["11CA19 CAS VILLAGE","HCA-117044","1975-01-01",11,95,"AL","XLPE/PVC","1",1.7486770200000001]
["11CA25 BRINKIN","HCA-109090","1975-01-01",11,"",null,null,null,2.04]
["11CA25 BRINKIN","HCA-109091","1975-01-01",11,"",null,null,null,1.04]
["11CA24 PARER","HCA-117056","1975-01-01",11,95,"AL","XLPE/PVC","1",1.7659572100000001]
["11CA19 CAS VILLAGE","HCA-117043","1975-01-01",11,95,"AL","XLPE/PVC","1",1.77279498]
["11CA19 CAS VILLAGE","HCA-117035","1975-01-01",11,95,"AL","XLPE/PVC","1",1.77638005]
["11CA25 BRINKIN","HCA-111215","1975-01-01",11,"",null,null,null,0.76]
["11CA25 BRINKIN","HCA-111216","1975-01-01",11,"",null,null,null,1.02]
["11CA25 BRINKIN","HCA-111217","1975-01-01",11,"",null,null,null,1.02]
["11CA25 BRINKIN","HCA-111218","1975-01-01",11,"",null,null,null,2.04]
["11CA25 BRINKIN","HCA-111219","1975-01-01",11,"",null,null,null,1.02]
["11CA25 BRINKIN","HCA-116585","1983-01-01",11,95,"AL","XLPE/PVC","1",1.79]
["11CA25 BRINKIN","HCA-108999","1975-01-01",11,"",null,null,null,0.76]
["11CA19 CAS VILLAGE","HCA-117032","1975-01-01",11,95,"AL","XLPE/PVC","1",1.8253895500000001]
["11CA25 BRINKIN","HCA-109000","1975-01-01",11,"",null,null,null,1.02]
["11CA25 BRINKIN","HCA-109001","1975-01-01",11,"",null,null,null,1.02]
["11CA25 BRINKIN","HCA-109002","1975-01-01",11,"",null,null,null,2.04]
["11CA25 BRINKIN","HCA-109003","1975-01-01",11,"",null,null,null,1.02]
["11CA25 BRINKIN","HCA-109004","1975-01-01",11,"",null,null,null,0.76]
["11CA25 BRINKIN","HCA-109005","1975-01-01",11,"",null,null,null,4.84]
["11CA25 BRINKIN","HCA-109006","1975-01-01",11,"",null,null,null,1.53]
["11CA25 BRINKIN","HCA-109007","1975-01-01",11,"",null,null,null,1.53]
["11CA25 BRINKIN","HCA-109018","1975-01-01",11,"",null,null,null,0.76]
["11CA25 BRINKIN","HCA-109019","1975-01-01",11,"",null,null,null,1.02]
["11CA25 BRINKIN","HCA-109020","1975-01-01",11,"",null,null,null,1.02]
["11CA25 BRINKIN","HCA-109021","1975-01-01",11,"",null,null,null,2.04]
["11CA25 BRINKIN","HCA-109022","1975-01-01",11,"",null,null,null,1.02]
["11CA25 BRINKIN","HCA-109023","1975-01-01",11,"",null,null,null,0.77]
["11CA25 BRINKIN","HCA-109024","1975-01-01",11,"",null,null,null,1.02]
["11CA25 BRINKIN","HCA-109025","1975-01-01",11,"",null,null,null,1.02]
["11CA25 BRINKIN","HCA-109026","1975-01-01",11,"",null,null,null,2.04]
["11CA25 BRINKIN","HCA-109027","1975-01-01",11,"",null,null,null,1.02]
["11CA24 PARER","HCA-117105","1975-01-01",11,95,"AL","XLPE/PVC","1",1.8277175300000001]
["11CA08 NTHLAKES","HCA-117089","1975-01-01",11,95,"AL","XLPE/PVC","1",1.8359496900000001]
["11CA25 BRINKIN","HCA-108787","1975-01-01",11,400,"AL","PILC",null,379.57]
["11CA25 BRINKIN","HCA-111119","1975-01-01",11,400,"AL","PILC",null,554.12]
["11CA25 BRINKIN","HCA-109181","1975-01-01",11,400,"AL","PILC",null,335.11]
["11CA25 BRINKIN","HCA-104556","1975-01-01",11,400,"AL","P/L",null,80.42]
["11CA03 BRADSHAW","HCA-117076","1975-01-01",11,95,"AL","XLPE/PVC","1",1.8492766600000001]
["11BE10 KARAMA 2","HCA-113850","1982-01-01",6.6000000000000005,95,"AL","XLPE/PVC",null,1.86]
["11CA25 BRINKIN","HCA-112785","1975-01-01",11,400,"AL","PILC",null,905.80000000000007]
["11CA25 BRINKIN","HCA-109036","1975-01-01",11,"",null,null,null,0.76]
["11CA25 BRINKIN","HCA-109037","1975-01-01",11,"",null,null,null,1.02]
["11CA25 BRINKIN","HCA-109038","1975-01-01",11,"",null,null,null,1.02]
["11LE01 DARWIN PRIVATE HOSPITAL","HCA-111044","1975-01-01",11,"",null,null,null,0.76481821999999999]
["11LE01 DARWIN PRIVATE HOSPITAL","HCA-111051","1975-01-01",11,400,"AL","PILC",null,1.5296358800000001]
["11LE01 DARWIN PRIVATE HOSPITAL","HCA-111048","1975-01-01",11,"",null,null,null,0.76481797000000007]
["11LE01 DARWIN PRIVATE HOSPITAL","HCA-111045","1975-01-01",11,400,"AL","PILC",null,4.8438486599999999]
["11LE01 DARWIN PRIVATE HOSPITAL","HCA-111046","1975-01-01",11,400,"AL","PILC",null,1.52963636]
["11LE01 DARWIN PRIVATE HOSPITAL","HCA-111047","1975-01-01",11,400,"AL","PILC",null,1.52963644]
["11LE01 DARWIN PRIVATE HOSPITAL","HCA-111052","1975-01-01",11,400,"AL","PILC",null,5.0987872200000002]
["11LE01 DARWIN PRIVATE HOSPITAL","HCA-111050","1975-01-01",11,400,"AL","PILC",null,1.52963597]
["11LE01 DARWIN PRIVATE HOSPITAL","HCA-111049","1975-01-01",11,400,"AL","PILC",null,4.8438471700000001]
["11LE03 LYONS 1","HCA-111279","1975-01-01",11,"",null,null,null,2.03960783]
["11LE03 LYONS 1","HCA-110993","1975-01-01",11,"",null,null,null,1.02]
["11LE03 LYONS 1","HCA-110994","1975-01-01",11,"",null,null,null,2.04]
["11LE03 LYONS 1","HCA-111278","1975-01-01",11,"",null,null,null,1.01980395]
["11LE03 LYONS 1","HCA-110995","1975-01-01",11,"",null,null,null,1.02]
["11LE03 LYONS 1","HCA-111275","1975-01-01",11,"",null,null,null,1.01980889]
["11LE03 LYONS 1","HCA-111277","1975-01-01",11,"",null,null,null,1.01980396]
["11LE03 LYONS 1","HCA-111265","1975-01-01",11,50,"CU","PILC",null,155.54123179999999]
["11LE03 LYONS 1","HCA-111266","1975-01-01",11,"",null,null,null,0.76423825000000001]
["11LE03 LYONS 1","HCA-107639","1975-01-01",11,"",null,null,null,0.76]
["11LE03 LYONS 1","HCA-111280","1975-01-01",11,"",null,null,null,1.0198038700000001]
["11LE03 LYONS 1","HCA-107640","1975-01-01",11,"",null,null,null,1.02]
["11LE03 LYONS 1","HCA-107642","1975-01-01",11,"",null,null,null,2.04]
["11LE03 LYONS 1","HCA-111267","1975-01-01",11,"",null,null,null,1.0193485200000001]
["11LE03 LYONS 1","HCA-111268","1975-01-01",11,"",null,null,null,1.0202893200000001]
["11LE03 LYONS 1","HCA-111269","1975-01-01",11,"",null,null,null,2.0400315999999998]
["11LE03 LYONS 1","HCA-111270","1975-01-01",11,"",null,null,null,1.02068315]
["11LE03 LYONS 1","HCA-107641","1975-01-01",11,"",null,null,null,1.02]
["11LE03 LYONS 1","HCA-110991","1975-01-01",11,"",null,null,null,0.76]
["11LE03 LYONS 1","HCA-110992","1975-01-01",11,"",null,null,null,1.02]
["11LE03 LYONS 1","HCA-111337","1975-01-01",11,50,"CU","PILC",null,977.35636996000005]
["11LE03 LYONS 1","HCA-111271","1975-01-01",11,"",null,null,null,0.76485672999999998]
["11LE03 LYONS 1","HCA-111272","1975-01-01",11,"",null,null,null,1.0198089699999999]
["11LE03 LYONS 1","HCA-111273","1975-01-01",11,"",null,null,null,1.0198089699999999]
["11LE03 LYONS 1","HCA-111274","1975-01-01",11,"",null,null,null,2.0396178599999999]
["11LE03 LYONS 1","HCA-111290","1975-01-01",11,50,"CU","PILC",null,134.73544358000001]
["11LE03 LYONS 1","HCA-111289","1975-01-01",11,50,"CU","PILC","3",254.07680744000001]
["11LE03 LYONS 1","HCA-111276","1975-01-01",11,"",null,null,null,0.76485296999999997]
["11LE03 LYONS 1","HCA-107643","1975-01-01",11,"",null,null,null,1.02]
["11CA08 NTHLAKES","HCA-117051","1975-01-01",11,95,"AL","XLPE/PVC",null,1.8636388400000001]
["11CA24 PARER","HCA-117106","1975-01-01",11,95,"AL","XLPE/PVC","1",1.8854427999999999]
["11CA15 HOSPITAL","HCA-116080","1975-01-01",11,400,"AL","XLPE/NYL/PVC","3",1.89835859]
["11CA25 BRINKIN","HCA-116584","1983-01-01",11,95,"AL","XLPE/PVC","1",1.92]
["11CA08 NTHLAKES","HCA-117050","1975-01-01",11,95,"AL","XLPE/PVC",null,1.9407518800000001]
["11CA24 PARER","HCA-117085","1975-01-01",11,95,"AL","XLPE/PVC","1",1.9575846000000001]
["11LE04 TAMBLING","HCA-111331","1975-01-01",11,400,"AL","PILC",null,316.66000000000003]
["11CA24 PARER","HCA-117086","1975-01-01",11,95,"AL","XLPE/PVC","1",1.9824221200000001]
["11LE12 MUIRHEAD","HCA-117009",null,11,240,"AL","XLPE/NYL/PVC",null,1.9999999900000001]
["11LE12 MUIRHEAD","HCA-117014",null,11,240,"AL","XLPE/NYL/PVC",null,1.9999999900000001]
["11CA13 WANGURI","HCA-114635","1975-01-01",11,300,"AL","XLPE/NYL/PVC","3",2]
["11LE04 TAMBLING","HCA-111959","1975-01-01",11,"",null,null,null,0.76]
["11LE04 TAMBLING","HCA-111960","1975-01-01",11,"",null,null,null,1.02]
["11LE04 TAMBLING","HCA-111961","1975-01-01",11,"",null,null,null,1.02]
["11LE04 TAMBLING","HCA-111962","1975-01-01",11,"",null,null,null,2.04]
["11LE04 TAMBLING","HCA-111963","1975-01-01",11,"",null,null,null,1.02]
["11LE04 TAMBLING","HCA-111964","1975-01-01",11,"",null,null,null,0.76]
["11LE04 TAMBLING","HCA-111965","1975-01-01",11,"",null,null,null,1.02]
["11LE04 TAMBLING","HCA-111966","1975-01-01",11,"",null,null,null,1.02]
["11LE04 TAMBLING","HCA-111967","1975-01-01",11,"",null,null,null,0.77]
["11LE04 TAMBLING","HCA-111968","1975-01-01",11,"",null,null,null,1.02]
["11LE04 TAMBLING","HCA-111969","1975-01-01",11,"",null,null,null,1.02]
["11LE04 TAMBLING","HCA-111970","1975-01-01",11,"",null,null,null,2.04]
["11LE04 TAMBLING","HCA-111971","1975-01-01",11,"",null,null,null,1.02]
["11LE04 TAMBLING","HCA-111972","1975-01-01",11,"",null,null,null,2.04]
["11LE04 TAMBLING","HCA-111973","1975-01-01",11,"",null,null,null,1.02]
["11LE04 TAMBLING","HCA-111974","1975-01-01",11,"",null,null,null,0.76]
["11LE04 TAMBLING","HCA-111975","1975-01-01",11,"",null,null,null,1.02]
["11LE04 TAMBLING","HCA-111976","1975-01-01",11,"",null,null,null,1.02]
["11LE04 TAMBLING","HCA-111977","1975-01-01",11,"",null,null,null,2.04]
["11LE04 TAMBLING","HCA-111978","1975-01-01",11,"",null,null,null,1.02]
["11LE04 TAMBLING","HCA-111979","1975-01-01",11,"",null,null,null,2.04]
["11LE04 TAMBLING","HCA-111980","1975-01-01",11,"",null,null,null,1.02]
["11LE04 TAMBLING","HCA-111981","1975-01-01",11,"",null,null,null,0.76]
["11LE04 TAMBLING","HCA-111982","1975-01-01",11,"",null,null,null,1.02]
["11LE04 TAMBLING","HCA-111983","1975-01-01",11,"",null,null,null,1.02]
["11LE04 TAMBLING","HCA-115395","1982-01-01",11,35,"AL","XLPE/PVC",null,2]
["11LE04 TAMBLING","HCA-115396","1982-01-01",11,35,"AL","XLPE/PVC",null,2]
["11LE04 TAMBLING","HCA-115397","1982-01-01",11,35,"AL","XLPE/PVC",null,2]
["11CA10 MILLNER","HCA-113384",null,11,240,"AL","XLPE/NYL/PVC",null,2]
["11LE08 PARKSIDE","HCA-111985","1975-01-01",11,"",null,null,null,1.02]
["11LE08 PARKSIDE","HCA-112090","1975-01-01",11,"",null,null,null,2.04]
["11LE08 PARKSIDE","HCA-112089","1975-01-01",11,"",null,null,null,1.02]
["11LE08 PARKSIDE","HCA-112088","1975-01-01",11,"",null,null,null,1.02]
["11LE08 PARKSIDE","HCA-112087","1975-01-01",11,"",null,null,null,0.76]
["11LE08 PARKSIDE","HCA-111986","1975-01-01",11,"",null,null,null,1.02]
["11LE08 PARKSIDE","HCA-111987","1975-01-01",11,"",null,null,null,2.04]
["11LE08 PARKSIDE","HCA-111988","1975-01-01",11,"",null,null,null,1.02]
["11CA21 NIGHTCLIFF 2","HCA-113717",null,11,240,"AL","XLPE/NYL/PVC",null,2]
["11CA24 PARER","HCA-113398",null,11,400,"AL","XLPE/NYL/PVC",null,2]
["11LE08 PARKSIDE","HCA-112072","1975-01-01",11,"",null,null,null,1.02]
["11CA24 PARER","HCA-113399",null,11,400,"AL","XLPE/NYL/PVC",null,2]
["11LE08 PARKSIDE","HCA-112071","1975-01-01",11,"",null,null,null,1.02]
["11CA24 PARER","HCA-113397",null,11,400,"AL","XLPE/NYL/PVC",null,2]
["11LE12 MUIRHEAD","HCA-113757",null,11,240,"AL","XLPE/NYL/PVC",null,2]
["11LE12 MUIRHEAD","HCA-113764",null,11,240,"AL","XLPE/NYL/PVC",null,2]
["11LE08 PARKSIDE","HCA-112005","1975-01-01",11,"",null,null,null,1.02]
["11LE12 MUIRHEAD","HCA-113785",null,11,240,"AL","XLPE/NYL/PVC",null,2]
["11LE08 PARKSIDE","HCA-111994","1975-01-01",11,"",null,null,null,0.76]
["11LE08 PARKSIDE","HCA-111995","1975-01-01",11,"",null,null,null,1.02]
["11LE12 MUIRHEAD","HCA-113737",null,11,240,"AL","XLPE/NYL/PVC",null,2]
["11LE08 PARKSIDE","HCA-111996","1975-01-01",11,"",null,null,null,1.02]
["11LE08 PARKSIDE","HCA-112070","1975-01-01",11,"",null,null,null,0.77]
["11LE08 PARKSIDE","HCA-112035","1975-01-01",11,"",null,null,null,1.0192952900000001]
["11LE08 PARKSIDE","HCA-112034","1975-01-01",11,"",null,null,null,2.04]
["11LE08 PARKSIDE","HCA-111997","1975-01-01",11,"",null,null,null,2.04]
["11LE08 PARKSIDE","HCA-111998","1975-01-01",11,"",null,null,null,1.02]
["11LE08 PARKSIDE","HCA-112006","1975-01-01",11,"",null,null,null,1.02]
["11LE08 PARKSIDE","HCA-112007","1975-01-01",11,"",null,null,null,2.04]
["11LE08 PARKSIDE","HCA-112008","1975-01-01",11,"",null,null,null,1.02]
["11LE12 MUIRHEAD","HCA-113735",null,11,240,"AL","XLPE/NYL/PVC",null,2]
["11LE08 PARKSIDE","HCA-112014","1975-01-01",11,"",null,null,null,0.77]
["11LE08 PARKSIDE","HCA-112015","1975-01-01",11,"",null,null,null,1.02]
["11LE08 PARKSIDE","HCA-112016","1975-01-01",11,"",null,null,null,1.02]
["11LE08 PARKSIDE","HCA-112017","1975-01-01",11,"",null,null,null,2.04]
["11LE08 PARKSIDE","HCA-112018","1975-01-01",11,"",null,null,null,1.02]
["11LE08 PARKSIDE","HCA-112024","1975-01-01",11,"",null,null,null,0.76]
["11WN22 LUDMILLA","HCA-113954",null,11,240,"AL","XLPE/NYL/PVC",null,2]
["11LE08 PARKSIDE","HCA-112025","1975-01-01",11,"",null,null,null,1.02]
["11LE08 PARKSIDE","HCA-112026","1975-01-01",11,"",null,null,null,1.02]
["11LE08 PARKSIDE","HCA-112027","1975-01-01",11,"",null,null,null,2.04]
["11LE08 PARKSIDE","HCA-112028","1975-01-01",11,"",null,null,null,1.02]
["11LE08 PARKSIDE","HCA-112029","1975-01-01",11,"",null,null,null,2.04]
["11LE08 PARKSIDE","HCA-112030","1975-01-01",11,"",null,null,null,1.02]
["11LE08 PARKSIDE","HCA-112033","1975-01-01",11,"",null,null,null,1.02]
["11LE08 PARKSIDE","HCA-112032","1975-01-01",11,"",null,null,null,1.02]
["11LE08 PARKSIDE","HCA-112031","1975-01-01",11,"",null,null,null,0.77]
["11LE08 PARKSIDE","HCA-112111","1975-01-01",11,400,"AL","PILC",null,539.28]
["11LE08 PARKSIDE","HCA-112143","1975-01-01",11,400,"AL","PILC",null,148.56]
["11CA12 MARRARA","HCA-117236",null,11,240,"AL","XLPE/NYL/PVC",null,2.0000000099999999]
["11LE08 PARKSIDE","HCA-112147","1975-01-01",11,400,"AL","PILC",null,402.39]
["11CA12 MARRARA","HCA-117366",null,11,240,"AL","XLPE/NYL/PVC",null,2.0000000099999999]
["11LE08 PARKSIDE","HCA-111115","1975-01-01",11,400,"AL","PILC","3",51.94]
["11LE12 MUIRHEAD","HCA-117333",null,11,240,"AL","XLPE/NYL/PVC",null,2.0000000099999999]
["11LE08 PARKSIDE","HCA-112108","1975-01-01",11,"",null,null,null,1.5284972699999999]
["11LE08 PARKSIDE","HCA-112107","1975-01-01",11,"",null,null,null,1.52951678]
["11LE08 PARKSIDE","HCA-112106","1975-01-01",11,"",null,null,null,4.8434667200000003]
["11LE08 PARKSIDE","HCA-112105","1975-01-01",11,"",null,null,null,0.76475839000000001]
["11LE12 MUIRHEAD","HCA-117007",null,11,240,"AL","XLPE/NYL/PVC",null,2.0000000099999999]
["11CA19 CAS VILLAGE","HCA-117299",null,11,240,"AL","XLPE/NYL/PVC",null,2.0000000199999999]
["11CA19 CAS VILLAGE","HCA-111006","1975-01-01",11,95,"AL","XLPE/PVC","1",2.0393334200000002]
["11CA10 MILLNER","HCA-108586","1975-01-01",11,240,"AL","XLPE/NYL/PVC","1",2.04]
["11CA10 MILLNER","HCA-108601","1975-01-01",11,240,"AL","XLPE/NYL/PVC",null,2.04]
["11CA13 WANGURI","HCA-111141","1975-01-01",11,300,"AL","XLPE/NYL/PVC","3",2.04]
["11LE08 PARKSIDE","HCA-112094","1975-01-01",11,"",null,null,null,2.2478208500000001]
["11LE08 PARKSIDE","HCA-112093","1975-01-01",11,"",null,null,null,2.0395734600000002]
["11CA21 NIGHTCLIFF 2","HCA-112552","1975-01-01",11,240,"AL","XLPE/PVC",null,2.04]
["11CA21 NIGHTCLIFF 2","HCA-112555","1975-01-01",11,240,"AL","XLPE/PVC",null,2.04]
["11LE08 PARKSIDE","HCA-112128","1975-01-01",11,400,"AL","PILC",null,34.811843119999999]
["11LE08 PARKSIDE","HCA-112129","1975-01-01",11,400,"AL","PILC",null,394.77]
["11CA21 NIGHTCLIFF 2","HCA-112557","1975-01-01",11,240,"AL","XLPE/NYL/PVC","1",2.04]
["11CA24 PARER","HCA-112097","1975-01-01",11,95,"AL","XLPE/PVC",null,2.04]
["11BE16 ANULA","HCA-111583","1980-01-01",11,400,"AL","XLPE/PVC",null,2.04]
["11BE16 ANULA","HCA-111584","1980-01-01",11,400,"AL","XLPE/PVC",null,2.04]
["11BE16 ANULA","HCA-111585","1980-01-01",11,400,"AL","XLPE/PVC",null,2.04]
["11BE16 ANULA","HCA-107941","1982-01-01",11,95,"AL","XLPE/PVC",null,2.04]
["11BE16 ANULA","HCA-107942","1982-01-01",11,95,"AL","XLPE/PVC",null,2.04]
["11LE08 PARKSIDE","HCA-112092","1975-01-01",11,"",null,null,null,2.03909202]
["11LE08 PARKSIDE","HCA-112091","1975-01-01",11,"",null,null,null,1.01877171]
["11LE08 PARKSIDE","HCA-112004","1975-01-01",11,"",null,null,null,0.77]
["11LE08 PARKSIDE","HCA-111984","1975-01-01",11,"",null,null,null,0.76]
["11BE16 ANULA","HCA-107943","1982-01-01",11,95,"AL","XLPE/PVC",null,2.04]
["11WN01 BAGOT","HCA-107574","1975-01-01",11,50,"CU","PILC",null,94.59]
["11WN01 BAGOT","HCA-103299","1975-01-01",11,"",null,null,null,0.76]
["11WN01 BAGOT","HCA-107605","1975-01-01",11,50,"CU","PILC",null,55.74]
["11WN01 BAGOT","HCA-107567","1975-01-01",11,"",null,null,null,1.02]
["11WN01 BAGOT","HCA-107566","1975-01-01",11,"",null,null,null,1.02]
["11WN01 BAGOT","HCA-107565","1975-01-01",11,"",null,null,null,0.76]
["11WN01 BAGOT","HCA-107559","1975-01-01",11,"",null,null,null,1.02]
["11WN01 BAGOT","HCA-107558","1975-01-01",11,"",null,null,null,1.02]
["11WN01 BAGOT","HCA-107557","1975-01-01",11,"",null,null,null,0.76]
["11BE16 ANULA","HCA-107939","1982-01-01",11,95,"AL","XLPE/NYL/PVC","1",2.04]
["11WN01 BAGOT","HCA-103300","1975-01-01",11,"",null,null,null,1.02]
["11WN01 BAGOT","HCA-103301","1975-01-01",11,"",null,null,null,1.02]
["11WN22 LUDMILLA","HCA-107581","1975-01-01",11,400,"AL","PILC",null,18.891459480000002]
["11CA25 BRINKIN","HCA-109074","1983-01-01",11,95,"AL","XLPE/NYL/PVC","1",2.04]
["11WN22 LUDMILLA","HCA-107579","1975-01-01",11,400,"AL","PILC",null,690.31652192000001]
["11WN22 LUDMILLA","HCA-107573","1975-01-01",11,"",null,null,null,1.02]
["11WN22 LUDMILLA","HCA-107572","1975-01-01",11,"",null,null,null,1.02]
["11WN22 LUDMILLA","HCA-107571","1975-01-01",11,"",null,null,null,0.76]
["11WN22 LUDMILLA","HCA-107570","1975-01-01",11,"",null,null,null,1.02]
["11WN22 LUDMILLA","HCA-107569","1975-01-01",11,"",null,null,null,1.02]
["11WN22 LUDMILLA","HCA-107568","1975-01-01",11,"",null,null,null,0.77]
["11WN22 LUDMILLA","HCA-103277","1975-01-01",11,"",null,null,null,1.02]
["11WN22 LUDMILLA","HCA-103276","1975-01-01",11,"",null,null,null,2.04]
["11WN22 LUDMILLA","HCA-107613","1975-01-01",11,50,"CU","PILC",null,252.43]
["11WN22 LUDMILLA","HCA-103274","1975-01-01",11,"",null,null,null,1.02]
["11WN22 LUDMILLA","HCA-103273","1975-01-01",11,"",null,null,null,0.76]
["11BE10 KARAMA 2","HCA-108127","1982-01-01",6.6000000000000005,95,"AL","XLPE/PVC",null,2.08]
["11WN22 LUDMILLA","HCA-103298","1975-01-01",11,50,"CU","PILC","3",100.11]
["11BE10 KARAMA 2","HCA-108126","1982-01-01",6.6000000000000005,95,"AL","XLPE/PVC",null,2.09]
["11BE10 KARAMA 2","HCA-108149","1982-01-01",6.6000000000000005,95,"AL","XLPE/PVC",null,2.19]
["11WN22 LUDMILLA","HCA-103297","1975-01-01",11,"",null,null,null,1.02]
["11WN22 LUDMILLA","HCA-103296","1975-01-01",11,"",null,null,null,2.04]
["11WN22 LUDMILLA","HCA-115461","1975-01-01",11,50,"CU","PILC","3",1]
["11WN22 LUDMILLA","HCA-103295","1975-01-01",11,"",null,null,null,1.02]
["11WN22 LUDMILLA","HCA-103275","1975-01-01",11,"",null,null,null,1.02]
["11WN22 LUDMILLA","HCA-103294","1975-01-01",11,"",null,null,null,0.76]
["11BE10 KARAMA 2","HCA-108148","1982-01-01",6.6000000000000005,95,"AL","XLPE/PVC",null,2.19]
["11BE04 MCMILLANS","HCA-111473","1980-01-01",11,"",null,null,null,0.76461665000000001]
["11BE04 MCMILLANS","HCA-111476","1980-01-01",11,"",null,null,null,0.76460950999999999]
["11BE04 MCMILLANS","HCA-111475","1980-01-01",11,"",null,null,null,1.01919622]
["11BE04 MCMILLANS","HCA-111474","1980-01-01",11,"",null,null,null,1.02059239]
["11BE04 MCMILLANS","HCA-111482","1980-01-01",11,"",null,null,null,1.0194873]
["11BE04 MCMILLANS","HCA-111481","1980-01-01",11,"",null,null,null,0.76461546999999996]
["11BE04 MCMILLANS","HCA-111480","1980-01-01",11,185,"CU","PILC",null,151.15851314]
["11BE04 MCMILLANS","HCA-111479","1980-01-01",11,185,"CU","PILC",null,27.25794089]
["11BE04 MCMILLANS","HCA-111478","1980-01-01",11,"",null,null,null,1.01947941]
["11BE04 MCMILLANS","HCA-111477","1980-01-01",11,"",null,null,null,1.0194793600000001]
["11LE08 PARKSIDE","HCA-117064","1975-01-01",11,95,"AL","XLPE/PVC","1",2.2444623899999998]
["11BE04 MCMILLANS","HCA-111571","1980-01-01",11,185,"CU","PILC",null,85.67511399]
["11BE04 MCMILLANS","HCA-111483","1980-01-01",11,"",null,null,null,1.0194873]
["11LE08 PARKSIDE","HCA-117062","1975-01-01",11,95,"AL","XLPE/PVC","1",2.3197405899999999]
["11LE08 PARKSIDE","HCA-117063","1975-01-01",11,95,"AL","XLPE/PVC","1",2.3240156000000001]
["11BE10 KARAMA 2","HCA-108129","1982-01-01",6.6000000000000005,95,"AL","XLPE/PVC",null,2.36]
["11BE10 KARAMA 2","HCA-108119","1982-01-01",6.6000000000000005,95,"AL","XLPE/PVC",null,2.37]
["11CA24 PARER","HCA-117084","1975-01-01",11,95,"AL","XLPE/PVC","1",2.4035339699999998]
["11BE10 KARAMA 2","HCA-108121","1982-01-01",6.6000000000000005,95,"AL","XLPE/PVC",null,2.86]
["11BE10 KARAMA 2","HCA-108120","1982-01-01",6.6000000000000005,95,"AL","XLPE/PVC",null,2.95]
["11BE16 ANULA","HCA-111589","1980-01-01",11,35,"AL",null,"1",8.1554391400000004]
["11CA24 PARER","HCA-115801","1975-01-01",11,400,"AL","XLPE/PVC",null,2.9999999800000001]
["11BE01 LEANYER","HCA-107366","1982-01-01",11,"",null,null,null,1.02]
["11BE01 LEANYER","HCA-108003","1982-01-01",11,"",null,null,null,0.8]
["11LE01 DARWIN PRIVATE HOSPITAL","HCA-113894",null,11,240,"AL","XLPE/NYL/PVC",null,2.9999999900000001]
["11BE01 LEANYER","HCA-113789","1982-01-01",11,"",null,null,null,1.53]
["11BE01 LEANYER","HCA-114006","1982-01-01",11,"",null,null,null,1.53]
["11BE01 LEANYER","HCA-108004","1982-01-01",11,"",null,null,null,1.93]
["11BE01 LEANYER","HCA-114005","1982-01-01",11,"",null,null,null,11.27]
["11BE01 LEANYER","HCA-107368","1982-01-01",11,"",null,null,null,1.02]
["11BE01 LEANYER","HCA-107367","1982-01-01",11,"",null,null,null,2.04]
["11BE01 LEANYER","HCA-113788","1982-01-01",11,"",null,null,null,1.59]
["11BE01 LEANYER","HCA-108080","1982-01-01",11,"",null,null,null,1.53]
["11BE01 LEANYER","HCA-107365","1982-01-01",11,"",null,null,null,1.02]
["11BE01 LEANYER","HCA-108005","1982-01-01",11,"",null,null,null,2.06]
["11LE04 TAMBLING","HCA-115394","1982-01-01",11,35,"AL","XLPE/PVC",null,3]
["11BE01 LEANYER","HCA-113813",null,11,240,"AL","XLPE/NYL/PVC",null,3]
["11BE01 LEANYER","HCA-113810",null,11,240,"AL","XLPE/NYL/PVC",null,3]
["11BE01 LEANYER","HCA-116332","1982-01-01",11,"",null,null,null,10.029999999999999]
["11BE01 LEANYER","HCA-107364","1982-01-01",11,"",null,null,null,0.76]
["11BE01 LEANYER","HCA-107385","1982-01-01",11,35,"CU","PILC","1",55.86]
["11BE01 LEANYER","HCA-107384","1982-01-01",11,"",null,null,null,3.11]
["11BE01 LEANYER","HCA-107383","1982-01-01",11,"",null,null,null,1.85]
["11BE01 LEANYER","HCA-107382","1982-01-01",11,"",null,null,null,3.29]
["11LE01 DARWIN PRIVATE HOSPITAL","HCA-113891",null,11,240,"AL","XLPE/NYL/PVC",null,3]
["11LE12 MUIRHEAD","HCA-113747",null,11,240,"AL","XLPE/NYL/PVC",null,3]
["11BE01 LEANYER","HCA-108075","1982-01-01",11,"",null,null,null,1.53]
["11LE12 MUIRHEAD","HCA-113750",null,11,240,"AL","XLPE/NYL/PVC",null,3]
["11LE08 PARKSIDE","HCA-107351","1982-01-01",11,35,"AL","XLPE/PVC",null,3.0500000000000003]
["11BE04 MCMILLANS","HCA-108344","1982-01-01",11,"",null,null,null,1.01975192]
["11BE04 MCMILLANS","HCA-108343","1982-01-01",11,"",null,null,null,1.0188743600000001]
["11BE04 MCMILLANS","HCA-108404","1982-01-01",11,185,"CU","PILC","3",99.466612710000007]
["11BE04 MCMILLANS","HCA-108342","1982-01-01",11,"",null,null,null,0.76428560000000001]
["11BE04 MCMILLANS","HCA-108341","1982-01-01",11,"",null,null,null,1.01934116]
["11BE04 MCMILLANS","HCA-108340","1982-01-01",11,"",null,null,null,1.0192528999999999]
["11BE04 MCMILLANS","HCA-108339","1982-01-01",11,"",null,null,null,0.76448368]
["11BE10 KARAMA 2","HCA-108156","1982-01-01",11,240,"AL","XLPE/PVC",null,3.06]
["11BE10 KARAMA 2","HCA-108155","1982-01-01",6.6000000000000005,240,"AL","XLPE/PVC",null,3.06]
["11BE04 MCMILLANS","HCA-108374","1982-01-01",11,50,"CU","PILC","3",6.7302465900000001]
["11BE06 KARAMA 1","HCA-105142","1982-01-01",6.6000000000000005,"",null,null,null,1.0200800299999999]
["11BE06 KARAMA 1","HCA-105141","1982-01-01",6.6000000000000005,"",null,null,null,0.76450795000000005]
["11BE06 KARAMA 1","HCA-105140","1982-01-01",6.6000000000000005,"",null,null,null,1.0195900200000001]
["11BE06 KARAMA 1","HCA-105139","1982-01-01",6.6000000000000005,"",null,null,null,2.0393262600000002]
["11BE10 KARAMA 2","HCA-108151","1982-01-01",11,240,"AL","XLPE/PVC",null,3.06]
["11BE10 KARAMA 2","HCA-108140","1982-01-01",6.6000000000000005,95,"AL","XLPE/PVC",null,3.06]
["11BE10 KARAMA 2","HCA-108138","1982-01-01",6.6000000000000005,95,"AL","XLPE/PVC",null,3.06]
["11BE10 KARAMA 2","HCA-108134","1982-01-01",6.6000000000000005,95,"AL","XLPE/PVC",null,3.06]
["11BE06 KARAMA 1","HCA-104572","1982-01-01",6.6000000000000005,"",null,null,null,0.76467357000000002]
["11BE06 KARAMA 1","HCA-104573","1982-01-01",6.6000000000000005,"",null,null,null,1.01894946]
["11BE06 KARAMA 1","HCA-104574","1982-01-01",6.6000000000000005,"",null,null,null,1.01978974]
["11BE06 KARAMA 1","HCA-104575","1982-01-01",6.6000000000000005,"",null,null,null,2.0399107500000002]
["11BE06 KARAMA 1","HCA-104601","1982-01-01",6.6000000000000005,"",null,null,null,0.76424515999999998]
["11BE06 KARAMA 1","HCA-104602","1982-01-01",6.6000000000000005,"",null,null,null,1.0195967100000001]
["11BE06 KARAMA 1","HCA-104603","1982-01-01",6.6000000000000005,"",null,null,null,1.01940455]
["11BE06 KARAMA 1","HCA-104604","1982-01-01",6.6000000000000005,"",null,null,null,2.03900104]
["11BE06 KARAMA 1","HCA-104605","1982-01-01",6.6000000000000005,"",null,null,null,1.0194045599999999]
["11BE06 KARAMA 1","HCA-104606","1982-01-01",6.6000000000000005,"",null,null,null,0.76452775000000006]
["11BE06 KARAMA 1","HCA-104607","1982-01-01",6.6000000000000005,"",null,null,null,1.0201172700000001]
["11BE06 KARAMA 1","HCA-104608","1982-01-01",6.6000000000000005,"",null,null,null,1.01885702]
["11BE06 KARAMA 1","HCA-104609","1982-01-01",6.6000000000000005,"",null,null,null,2.0392543000000001]
["11BE06 KARAMA 1","HCA-104610","1982-01-01",6.6000000000000005,"",null,null,null,1.0201172999999999]
["11BE06 KARAMA 1","HCA-104600","1982-01-01",6.6000000000000005,"",null,null,null,1.0193840999999999]
["11BE06 KARAMA 1","HCA-104611","1982-01-01",6.6000000000000005,"",null,null,null,0.76432630000000001]
["11BE06 KARAMA 1","HCA-104624","1982-01-01",6.6000000000000005,"",null,null,null,2.0387446100000002]
["11BE06 KARAMA 1","HCA-104625","1982-01-01",6.6000000000000005,"",null,null,null,1.0205121699999999]
["11BE06 KARAMA 1","HCA-104626","1982-01-01",6.6000000000000005,"",null,null,null,0.76538265999999999]
["11BE06 KARAMA 1","HCA-104627","1982-01-01",6.6000000000000005,"",null,null,null,1.0193193599999999]
["11BE06 KARAMA 1","HCA-104628","1982-01-01",6.6000000000000005,"",null,null,null,1.0204650399999999]
["11BE06 KARAMA 1","HCA-104629","1982-01-01",6.6000000000000005,"",null,null,null,2.03978422]
["11BE06 KARAMA 1","HCA-104630","1982-01-01",6.6000000000000005,"",null,null,null,1.0193194000000001]
["11BE06 KARAMA 1","HCA-104631","1982-01-01",6.6000000000000005,"",null,null,null,0.76470826999999997]
["11BE06 KARAMA 1","HCA-104632","1982-01-01",6.6000000000000005,"",null,null,null,1.01961762]
["11BE06 KARAMA 1","HCA-104633","1982-01-01",6.6000000000000005,"",null,null,null,1.01961762]
["11BE06 KARAMA 1","HCA-104634","1982-01-01",6.6000000000000005,"",null,null,null,2.03923531]
["11BE06 KARAMA 1","HCA-104635","1982-01-01",6.6000000000000005,"",null,null,null,1.01961769]
["11BE06 KARAMA 1","HCA-104576","1982-01-01",6.6000000000000005,"",null,null,null,1.0199553400000001]
["11BE06 KARAMA 1","HCA-104577","1982-01-01",6.6000000000000005,"",null,null,null,0.76447452000000005]
["11BE06 KARAMA 1","HCA-104578","1982-01-01",6.6000000000000005,"",null,null,null,1.0198329699999999]
["11BE06 KARAMA 1","HCA-104579","1982-01-01",6.6000000000000005,"",null,null,null,2.0386965400000001]
["11BE06 KARAMA 1","HCA-104580","1982-01-01",6.6000000000000005,"",null,null,null,1.0198329100000001]
["11BE06 KARAMA 1","HCA-104581","1982-01-01",6.6000000000000005,"",null,null,null,0.76538017999999997]
["11BE06 KARAMA 1","HCA-104582","1982-01-01",6.6000000000000005,"",null,null,null,1.0195498300000001]
["11BE06 KARAMA 1","HCA-104583","1982-01-01",6.6000000000000005,"",null,null,null,1.0195498000000001]
["11BE06 KARAMA 1","HCA-104584","1982-01-01",6.6000000000000005,"",null,null,null,2.0390996700000001]
["11BE06 KARAMA 1","HCA-104585","1982-01-01",6.6000000000000005,"",null,null,null,1.01954985]
["11BE06 KARAMA 1","HCA-104586","1982-01-01",6.6000000000000005,"",null,null,null,0.76535955]
["11BE06 KARAMA 1","HCA-104587","1982-01-01",6.6000000000000005,"",null,null,null,1.01907817]
["11BE06 KARAMA 1","HCA-104636","1982-01-01",6.6000000000000005,"",null,null,null,0.76499559000000006]
["11BE06 KARAMA 1","HCA-104637","1982-01-01",6.6000000000000005,"",null,null,null,1.02027322]
["11BE06 KARAMA 1","HCA-104638","1982-01-01",6.6000000000000005,"",null,null,null,1.0182620600000001]
["11BE06 KARAMA 1","HCA-104639","1982-01-01",6.6000000000000005,"",null,null,null,2.0392123999999998]
["11BE06 KARAMA 1","HCA-104640","1982-01-01",6.6000000000000005,"",null,null,null,1.02144736]
["11BE06 KARAMA 1","HCA-104641","1982-01-01",6.6000000000000005,"",null,null,null,0.76413854999999997]
["11BE06 KARAMA 1","HCA-104642","1982-01-01",6.6000000000000005,"",null,null,null,1.0188513800000001]
["11BE06 KARAMA 1","HCA-104643","1982-01-01",6.6000000000000005,"",null,null,null,1.01984315]
["11BE06 KARAMA 1","HCA-104644","1982-01-01",6.6000000000000005,"",null,null,null,2.03893127]
["11BE06 KARAMA 1","HCA-104645","1982-01-01",6.6000000000000005,"",null,null,null,1.0198430700000001]
["11BE06 KARAMA 1","HCA-104646","1982-01-01",6.6000000000000005,"",null,null,null,0.76449485000000006]
["11BE06 KARAMA 1","HCA-104647","1982-01-01",6.6000000000000005,"",null,null,null,1.0194434800000001]
["11BE06 KARAMA 1","HCA-104648","1982-01-01",6.6000000000000005,"",null,null,null,1.0194435100000001]
["11BE06 KARAMA 1","HCA-104649","1982-01-01",6.6000000000000005,"",null,null,null,2.0388870200000002]
["11BE06 KARAMA 1","HCA-104650","1982-01-01",6.6000000000000005,"",null,null,null,1.02044998]
["11BE06 KARAMA 1","HCA-104651","1982-01-01",6.6000000000000005,"",null,null,null,0.76517287]
["11BE06 KARAMA 1","HCA-104652","1982-01-01",6.6000000000000005,"",null,null,null,1.02044691]
["11BE06 KARAMA 1","HCA-104653","1982-01-01",6.6000000000000005,"",null,null,null,1.0192777799999999]
["11BE06 KARAMA 1","HCA-104654","1982-01-01",6.6000000000000005,"",null,null,null,2.0395621799999999]
["11BE06 KARAMA 1","HCA-104655","1982-01-01",6.6000000000000005,"",null,null,null,1.0204468499999999]
["11BE06 KARAMA 1","HCA-104656","1982-01-01",6.6000000000000005,"",null,null,null,0.76508359999999997]
["11BE06 KARAMA 1","HCA-104657","1982-01-01",6.6000000000000005,"",null,null,null,1.0197247]
["11BE06 KARAMA 1","HCA-104658","1982-01-01",6.6000000000000005,"",null,null,null,1.0197246600000001]
["11BE06 KARAMA 1","HCA-104588","1982-01-01",6.6000000000000005,"",null,null,null,1.0203198499999999]
["11BE06 KARAMA 1","HCA-104589","1982-01-01",6.6000000000000005,"",null,null,null,2.0384106399999999]
["11BE06 KARAMA 1","HCA-104590","1982-01-01",6.6000000000000005,"",null,null,null,1.0190782300000001]
["11BE06 KARAMA 1","HCA-104591","1982-01-01",6.6000000000000005,"",null,null,null,0.76410250000000002]
["11BE06 KARAMA 1","HCA-104592","1982-01-01",6.6000000000000005,"",null,null,null,1.01931886]
["11BE06 KARAMA 1","HCA-104593","1982-01-01",6.6000000000000005,"",null,null,null,1.01918471]
["11BE06 KARAMA 1","HCA-104594","1982-01-01",6.6000000000000005,"",null,null,null,2.0385033199999998]
["11BE06 KARAMA 1","HCA-104595","1982-01-01",6.6000000000000005,"",null,null,null,1.0193188200000001]
["11BE06 KARAMA 1","HCA-104596","1982-01-01",6.6000000000000005,"",null,null,null,0.76477322999999997]
["11BE06 KARAMA 1","HCA-104597","1982-01-01",6.6000000000000005,"",null,null,null,1.01938415]
["11BE06 KARAMA 1","HCA-104598","1982-01-01",6.6000000000000005,"",null,null,null,1.01938412]
["11BE06 KARAMA 1","HCA-104599","1982-01-01",6.6000000000000005,"",null,null,null,2.0388449899999999]
["11BE06 KARAMA 1","HCA-104612","1982-01-01",6.6000000000000005,"",null,null,null,1.0192794999999999]
["11BE06 KARAMA 1","HCA-104613","1982-01-01",6.6000000000000005,"",null,null,null,1.0196159600000001]
["11BE06 KARAMA 1","HCA-104614","1982-01-01",6.6000000000000005,"",null,null,null,2.03942801]
["11BE06 KARAMA 1","HCA-104615","1982-01-01",6.6000000000000005,"",null,null,null,1.0187465099999999]
["11BE06 KARAMA 1","HCA-104616","1982-01-01",6.6000000000000005,"",null,null,null,0.76448614000000004]
["11BE06 KARAMA 1","HCA-104617","1982-01-01",6.6000000000000005,"",null,null,null,1.0200591000000001]
["11BE06 KARAMA 1","HCA-104618","1982-01-01",6.6000000000000005,"",null,null,null,1.0194285599999999]
["11BE06 KARAMA 1","HCA-104619","1982-01-01",6.6000000000000005,"",null,null,null,2.0386864]
["11BE06 KARAMA 1","HCA-104620","1982-01-01",6.6000000000000005,"",null,null,null,1.0200591000000001]
["11BE06 KARAMA 1","HCA-104621","1982-01-01",6.6000000000000005,"",null,null,null,0.76516116000000001]
["11BE06 KARAMA 1","HCA-104622","1982-01-01",6.6000000000000005,"",null,null,null,1.0200664100000001]
["11BE06 KARAMA 1","HCA-104623","1982-01-01",6.6000000000000005,"",null,null,null,1.0191493700000001]
["11BE10 KARAMA 2","HCA-108133","1982-01-01",6.6000000000000005,95,"AL","XLPE/PVC",null,3.06]
["11BE10 KARAMA 2","HCA-108115","1982-01-01",6.6000000000000005,95,"AL","XLPE/PVC",null,3.06]
["11BE10 KARAMA 2","HCA-108110","1982-01-01",6.6000000000000005,95,"AL","XLPE/PVC",null,3.06]
["11BE10 KARAMA 2","HCA-108109","1982-01-01",6.6000000000000005,95,"AL","XLPE/PVC",null,3.06]
["11BE10 KARAMA 2","HCA-108104","1982-01-01",6.6000000000000005,95,"AL","XLPE/PVC",null,3.06]
["11BE06 KARAMA 1","HCA-104766","1982-01-01",6.6000000000000005,"",null,null,null,0.76535733000000006]
["11BE06 KARAMA 1","HCA-104765","1982-01-01",6.6000000000000005,"",null,null,null,1.0194470600000001]
["11BE06 KARAMA 1","HCA-104659","1982-01-01",6.6000000000000005,"",null,null,null,2.0384411600000001]
["11BE06 KARAMA 1","HCA-104660","1982-01-01",6.6000000000000005,"",null,null,null,1.01972463]
["11BE06 KARAMA 1","HCA-104661","1982-01-01",6.6000000000000005,"",null,null,null,0.76472487]
["11BE06 KARAMA 1","HCA-104662","1982-01-01",6.6000000000000005,"",null,null,null,1.01963315]
["11BE06 KARAMA 1","HCA-104663","1982-01-01",6.6000000000000005,"",null,null,null,1.0196458399999999]
["11BE06 KARAMA 1","HCA-104664","1982-01-01",6.6000000000000005,"",null,null,null,2.0382592599999998]
["11BE06 KARAMA 1","HCA-104665","1982-01-01",6.6000000000000005,"",null,null,null,1.0196330899999999]
["11BE06 KARAMA 1","HCA-104666","1982-01-01",6.6000000000000005,"",null,null,null,0.76396648]
["11BE06 KARAMA 1","HCA-104667","1982-01-01",6.6000000000000005,"",null,null,null,1.0199260999999999]
["11BE06 KARAMA 1","HCA-104668","1982-01-01",6.6000000000000005,"",null,null,null,1.0189150600000001]
["11BE06 KARAMA 1","HCA-104669","1982-01-01",6.6000000000000005,"",null,null,null,2.0398523000000002]
["11BE06 KARAMA 1","HCA-104670","1982-01-01",6.6000000000000005,"",null,null,null,1.0189151299999999]
["11BE06 KARAMA 1","HCA-104756","1982-01-01",6.6000000000000005,"",null,null,null,0.76453148999999998]
["11BE06 KARAMA 1","HCA-104757","1982-01-01",6.6000000000000005,"",null,null,null,1.02017545]
["11BE06 KARAMA 1","HCA-104758","1982-01-01",6.6000000000000005,"",null,null,null,1.0193232699999999]
["11BE06 KARAMA 1","HCA-104759","1982-01-01",6.6000000000000005,"",null,null,null,2.0384908199999998]
["11BE06 KARAMA 1","HCA-105086","1982-01-01",6.6000000000000005,"",null,null,null,0.76470930000000004]
["11BE06 KARAMA 1","HCA-105087","1982-01-01",6.6000000000000005,"",null,null,null,1.01965547]
["11BE06 KARAMA 1","HCA-105088","1982-01-01",6.6000000000000005,"",null,null,null,1.01965544]
["11BE06 KARAMA 1","HCA-105089","1982-01-01",6.6000000000000005,"",null,null,null,2.0393108999999998]
["11BE06 KARAMA 1","HCA-105090","1982-01-01",6.6000000000000005,"",null,null,null,1.0196554200000001]
["11BE06 KARAMA 1","HCA-104707","1982-01-01",6.6000000000000005,"",null,null,null,1.0199669199999999]
["11BE06 KARAMA 1","HCA-104708","1982-01-01",6.6000000000000005,"",null,null,null,1.0189682200000001]
["11BE06 KARAMA 1","HCA-104709","1982-01-01",6.6000000000000005,"",null,null,null,2.03893514]
["11BE06 KARAMA 1","HCA-104710","1982-01-01",6.6000000000000005,"",null,null,null,1.01896824]
["11BE06 KARAMA 1","HCA-104760","1982-01-01",6.6000000000000005,"",null,null,null,1.0191678099999999]
["11BE06 KARAMA 1","HCA-104761","1982-01-01",6.6000000000000005,"",null,null,null,0.76449412999999999]
["11BE06 KARAMA 1","HCA-104762","1982-01-01",6.6000000000000005,"",null,null,null,1.0194471000000001]
["11BE06 KARAMA 1","HCA-104731","1982-01-01",6.6000000000000005,"",null,null,null,0.76471886]
["11BE06 KARAMA 1","HCA-104732","1982-01-01",6.6000000000000005,"",null,null,null,1.0191607]
["11BE06 KARAMA 1","HCA-104716","1982-01-01",6.6000000000000005,"",null,null,null,0.76400343999999998]
["11BE06 KARAMA 1","HCA-104717","1982-01-01",6.6000000000000005,"",null,null,null,1.0199603100000001]
["11BE06 KARAMA 1","HCA-104718","1982-01-01",6.6000000000000005,"",null,null,null,1.0191140299999999]
["11BE06 KARAMA 1","HCA-104733","1982-01-01",6.6000000000000005,"",null,null,null,1.01967206]
["11BE06 KARAMA 1","HCA-104734","1982-01-01",6.6000000000000005,"",null,null,null,2.0388326399999999]
["11BE06 KARAMA 1","HCA-104735","1982-01-01",6.6000000000000005,"",null,null,null,1.0191607499999999]
["11BE06 KARAMA 1","HCA-104671","1982-01-01",6.6000000000000005,"",null,null,null,0.76410001999999999]
["11BE06 KARAMA 1","HCA-104672","1982-01-01",6.6000000000000005,"",null,null,null,1.0191814400000001]
["11BE06 KARAMA 1","HCA-104673","1982-01-01",6.6000000000000005,"",null,null,null,1.0200592500000001]
["11BE06 KARAMA 1","HCA-104674","1982-01-01",6.6000000000000005,"",null,null,null,2.03924029]
["11BE06 KARAMA 1","HCA-104675","1982-01-01",6.6000000000000005,"",null,null,null,1.0190482599999999]
["11BE06 KARAMA 1","HCA-104676","1982-01-01",6.6000000000000005,"",null,null,null,0.76492411000000005]
["11BE06 KARAMA 1","HCA-104677","1982-01-01",6.6000000000000005,"",null,null,null,1.0201414099999999]
["11BE06 KARAMA 1","HCA-104678","1982-01-01",6.6000000000000005,"",null,null,null,1.0191315999999999]
["11BE06 KARAMA 1","HCA-104679","1982-01-01",6.6000000000000005,"",null,null,null,2.0392729200000002]
["11BE06 KARAMA 1","HCA-104680","1982-01-01",6.6000000000000005,"",null,null,null,1.02014132]
["11BE06 KARAMA 1","HCA-104681","1982-01-01",6.6000000000000005,"",null,null,null,0.76520595999999996]
["11BE06 KARAMA 1","HCA-104682","1982-01-01",6.6000000000000005,"",null,null,null,1.0198215399999999]
["11BE06 KARAMA 1","HCA-104736","1982-01-01",6.6000000000000005,"",null,null,null,0.76469231999999998]
["11BE06 KARAMA 1","HCA-104737","1982-01-01",6.6000000000000005,"",null,null,null,1.0191905299999999]
["11BE06 KARAMA 1","HCA-104738","1982-01-01",6.6000000000000005,"",null,null,null,1.0199898700000001]
["11BE06 KARAMA 1","HCA-104739","1982-01-01",6.6000000000000005,"",null,null,null,2.0387800199999999]
["11BE06 KARAMA 1","HCA-104740","1982-01-01",6.6000000000000005,"",null,null,null,1.0195896900000001]
["11BE06 KARAMA 1","HCA-104741","1982-01-01",6.6000000000000005,"",null,null,null,0.76398332000000002]
["11BE06 KARAMA 1","HCA-104742","1982-01-01",6.6000000000000005,"",null,null,null,1.01930509]
["11BE10 KARAMA 2","HCA-108103","1982-01-01",6.6000000000000005,95,"AL","XLPE/PVC",null,3.06]
["11BE10 KARAMA 2","HCA-108152","1982-01-01",11,240,"AL","XLPE/PVC",null,3.06]
["11LE04 TAMBLING","HCA-107310","1982-01-01",11,35,"AL","XLPE/PVC",null,3.06]
["11LE04 TAMBLING","HCA-107313","1982-01-01",11,35,"AL","XLPE/PVC",null,3.06]
["11LE04 TAMBLING","HCA-107314","1982-01-01",11,35,"AL","XLPE/PVC",null,3.06]
["11BE06 KARAMA 1","HCA-105211","1982-01-01",6.6000000000000005,"",null,null,null,0.76530222999999997]
["11BE06 KARAMA 1","HCA-105212","1982-01-01",6.6000000000000005,"",null,null,null,1.01980589]
["11BE06 KARAMA 1","HCA-105213","1982-01-01",6.6000000000000005,"",null,null,null,1.01888351]
["11BE06 KARAMA 1","HCA-105214","1982-01-01",6.6000000000000005,"",null,null,null,2.0386894099999999]
["11BE06 KARAMA 1","HCA-105215","1982-01-01",6.6000000000000005,"",null,null,null,1.0198059399999999]
["11BE06 KARAMA 1","HCA-105216","1982-01-01",6.6000000000000005,"",null,null,null,0.76454955999999996]
["11BE06 KARAMA 1","HCA-105217","1982-01-01",6.6000000000000005,"",null,null,null,1.0204581100000001]
["11BE06 KARAMA 1","HCA-105218","1982-01-01",6.6000000000000005,"",null,null,null,1.0190769500000001]
["11BE06 KARAMA 1","HCA-105219","1982-01-01",6.6000000000000005,"",null,null,null,2.0386376099999999]
["11BE06 KARAMA 1","HCA-105220","1982-01-01",6.6000000000000005,"",null,null,null,1.02045819]
["11BE06 KARAMA 1","HCA-105221","1982-01-01",6.6000000000000005,"",null,null,null,0.76503536999999999]
["11BE06 KARAMA 1","HCA-105222","1982-01-01",6.6000000000000005,"",null,null,null,1.0183782299999999]
["11LE04 TAMBLING","HCA-107322","1982-01-01",11,35,"AL","XLPE/PVC",null,3.06]
["11LE04 TAMBLING","HCA-115392","1982-01-01",11,35,"AL","XLPE/PVC",null,3.06]
["11LE08 PARKSIDE","HCA-107358","1982-01-01",11,35,"AL","XLPE/PVC",null,3.06]
["11LE08 PARKSIDE","HCA-107355","1982-01-01",11,35,"AL","XLPE/PVC",null,3.06]
["11BE06 KARAMA 1","HCA-105127","1982-01-01",6.6000000000000005,"",null,null,null,1.0194145800000001]
["11BE06 KARAMA 1","HCA-105128","1982-01-01",6.6000000000000005,"",null,null,null,1.02013273]
["11BE06 KARAMA 1","HCA-105129","1982-01-01",6.6000000000000005,"",null,null,null,2.0388236399999999]
["11LE08 PARKSIDE","HCA-107350","1982-01-01",11,35,"AL","XLPE/PVC",null,3.06]
["11LE08 PARKSIDE","HCA-107349","1982-01-01",11,35,"AL","XLPE/PVC",null,3.06]
["11BE06 KARAMA 1","HCA-104764","1982-01-01",6.6000000000000005,"",null,null,null,2.0383794100000001]
["11LE08 PARKSIDE","HCA-107348","1982-01-01",11,35,"AL","XLPE/PVC",null,3.06]
["11BE10 KARAMA 2","HCA-108089","1982-01-01",6.6000000000000005,95,"AL","XLPE/PVC",null,3.1]
["11BE06 KARAMA 1","HCA-104683","1982-01-01",6.6000000000000005,"",null,null,null,1.0189956]
["11BE06 KARAMA 1","HCA-104684","1982-01-01",6.6000000000000005,"",null,null,null,2.0398207199999998]
["11BE06 KARAMA 1","HCA-104685","1982-01-01",6.6000000000000005,"",null,null,null,1.0198215799999999]
["11BE06 KARAMA 1","HCA-104686","1982-01-01",6.6000000000000005,"",null,null,null,0.76474291000000005]
["11BE06 KARAMA 1","HCA-104687","1982-01-01",6.6000000000000005,"",null,null,null,1.019536]
["11BE06 KARAMA 1","HCA-104688","1982-01-01",6.6000000000000005,"",null,null,null,1.0195360099999999]
["11BE06 KARAMA 1","HCA-104689","1982-01-01",6.6000000000000005,"",null,null,null,2.03907192]
["11BE06 KARAMA 1","HCA-104690","1982-01-01",6.6000000000000005,"",null,null,null,1.0195359399999999]
["11BE06 KARAMA 1","HCA-104691","1982-01-01",6.6000000000000005,"",null,null,null,0.76509926000000006]
["11BE06 KARAMA 1","HCA-104692","1982-01-01",6.6000000000000005,"",null,null,null,1.0199988200000001]
["11BE06 KARAMA 1","HCA-104693","1982-01-01",6.6000000000000005,"",null,null,null,1.0190612800000001]
["11BE06 KARAMA 1","HCA-104694","1982-01-01",6.6000000000000005,"",null,null,null,2.0386595000000001]
["11LE08 PARKSIDE","HCA-107483","1982-01-01",6.6000000000000005,35,"AL","XLPE/PVC",null,3.22]
["11CA15 HOSPITAL","HCA-115289","1975-01-01",11,400,"AL","XLPE/NYL/PVC","3",3.8422630799999999]
["11LE08 PARKSIDE","HCA-107430","1982-01-01",6.6000000000000005,35,"AL","XLPE/PVC",null,4.13]
["11LE04 TAMBLING","HCA-107378","1982-01-01",6.6000000000000005,35,"AL","XLPE/PVC",null,4.5600000000000005]
["11LE04 TAMBLING","HCA-107323","1982-01-01",6.6000000000000005,95,"AL","XLPE/PVC",null,5.2700000000000005]
["11BE06 KARAMA 1","HCA-105130","1982-01-01",6.6000000000000005,"",null,null,null,1.01941467]
["11BE06 KARAMA 1","HCA-105116","1982-01-01",6.6000000000000005,"",null,null,null,0.76392508999999997]
["11BE06 KARAMA 1","HCA-105117","1982-01-01",6.6000000000000005,"",null,null,null,1.0193170199999999]
["11BE06 KARAMA 1","HCA-105118","1982-01-01",6.6000000000000005,"",null,null,null,1.02028998]
["11BE06 KARAMA 1","HCA-105119","1982-01-01",6.6000000000000005,"",null,null,null,2.0399119200000002]
["11BE06 KARAMA 1","HCA-104719","1982-01-01",6.6000000000000005,"",null,null,null,2.03907397]
["11BE06 KARAMA 1","HCA-104720","1982-01-01",6.6000000000000005,"",null,null,null,1.02012075]
["11BE06 KARAMA 1","HCA-105223","1982-01-01",6.6000000000000005,"",null,null,null,1.0198185099999999]
["11BE06 KARAMA 1","HCA-105224","1982-01-01",6.6000000000000005,"",null,null,null,2.0389510899999999]
["11BE06 KARAMA 1","HCA-105225","1982-01-01",6.6000000000000005,"",null,null,null,1.02057295]
["11BE06 KARAMA 1","HCA-104721","1982-01-01",6.6000000000000005,"",null,null,null,0.76416392]
["11BE06 KARAMA 1","HCA-104722","1982-01-01",6.6000000000000005,"",null,null,null,1.02011987]
["11BE06 KARAMA 1","HCA-104723","1982-01-01",6.6000000000000005,"",null,null,null,1.01927481]
["11BE06 KARAMA 1","HCA-104724","1982-01-01",6.6000000000000005,"",null,null,null,2.0383876999999999]
["11BE06 KARAMA 1","HCA-104725","1982-01-01",6.6000000000000005,"",null,null,null,1.01911318]
["11BE06 KARAMA 1","HCA-105231","1982-01-01",6.6000000000000005,"",null,null,null,0.76488652000000001]
["11BE06 KARAMA 1","HCA-105232","1982-01-01",6.6000000000000005,"",null,null,null,1.01937352]
["11BE06 KARAMA 1","HCA-105233","1982-01-01",6.6000000000000005,"",null,null,null,1.0201946]
["11BE06 KARAMA 1","HCA-105234","1982-01-01",6.6000000000000005,"",null,null,null,2.0395680700000001]
["11BE06 KARAMA 1","HCA-104726","1982-01-01",6.6000000000000005,"",null,null,null,0.76448842000000006]
["11BE06 KARAMA 1","HCA-104727","1982-01-01",6.6000000000000005,"",null,null,null,1.0195985000000001]
["11BE06 KARAMA 1","HCA-104728","1982-01-01",6.6000000000000005,"",null,null,null,1.0185922199999999]
["11BE06 KARAMA 1","HCA-104729","1982-01-01",6.6000000000000005,"",null,null,null,2.0391969300000001]
["11BE06 KARAMA 1","HCA-104730","1982-01-01",6.6000000000000005,"",null,null,null,1.0195984300000001]
["11BE06 KARAMA 1","HCA-105120","1982-01-01",6.6000000000000005,"",null,null,null,1.01931697]
["11BE06 KARAMA 1","HCA-105121","1982-01-01",6.6000000000000005,"",null,null,null,0.76458996000000001]
["11BE06 KARAMA 1","HCA-105122","1982-01-01",6.6000000000000005,"",null,null,null,1.01920538]
["11BE06 KARAMA 1","HCA-105123","1982-01-01",6.6000000000000005,"",null,null,null,1.0192053400000001]
["11BE06 KARAMA 1","HCA-104746","1982-01-01",6.6000000000000005,"",null,null,null,0.76465355000000002]
["11BE06 KARAMA 1","HCA-104747","1982-01-01",6.6000000000000005,"",null,null,null,1.0189227999999999]
["11BE06 KARAMA 1","HCA-105124","1982-01-01",6.6000000000000005,"",null,null,null,2.0391084199999998]
["11BE06 KARAMA 1","HCA-105125","1982-01-01",6.6000000000000005,"",null,null,null,1.01990319]
["11BE06 KARAMA 1","HCA-105126","1982-01-01",6.6000000000000005,"",null,null,null,0.76419901000000001]
["11BE10 KARAMA 2","HCA-105535","1982-01-01",6.6000000000000005,35,"AL","XLPE/PVC",null,5.5]
["11BE06 KARAMA 1","HCA-104748","1982-01-01",6.6000000000000005,"",null,null,null,1.0197631300000001]
["11BE06 KARAMA 1","HCA-104749","1982-01-01",6.6000000000000005,"",null,null,null,2.0398575000000001]
["11BE06 KARAMA 1","HCA-104750","1982-01-01",6.6000000000000005,"",null,null,null,1.01992879]
["11BE06 KARAMA 1","HCA-105131","1982-01-01",6.6000000000000005,"",null,null,null,0.76492086000000004]
["11BE06 KARAMA 1","HCA-105132","1982-01-01",6.6000000000000005,"",null,null,null,1.0194138699999999]
["11BE06 KARAMA 1","HCA-105133","1982-01-01",6.6000000000000005,"",null,null,null,1.01941389]
["11BE06 KARAMA 1","HCA-105134","1982-01-01",6.6000000000000005,"",null,null,null,2.0388277100000001]
["11BE06 KARAMA 1","HCA-105235","1982-01-01",6.6000000000000005,"",null,null,null,1.0193736]
["11BE06 KARAMA 1","HCA-105236","1982-01-01",6.6000000000000005,"",null,null,null,0.76384660999999998]
["11BE06 KARAMA 1","HCA-105237","1982-01-01",6.6000000000000005,"",null,null,null,1.01900317]
["11BE06 KARAMA 1","HCA-105238","1982-01-01",6.6000000000000005,"",null,null,null,1.0200049499999999]
["11BE06 KARAMA 1","HCA-105239","1982-01-01",6.6000000000000005,"",null,null,null,2.0391979299999998]
["11BE06 KARAMA 1","HCA-105240","1982-01-01",6.6000000000000005,"",null,null,null,1.0190030999999999]
["11BE10 KARAMA 2","HCA-108141","1982-01-01",6.6000000000000005,95,"AL","XLPE/PVC",null,6.12]
["11BE06 KARAMA 1","HCA-105462","1982-01-01",6.6000000000000005,35,"AL","XLPE/PVC",null,6.36542181]
["11CA00 NIGHTCLIFF 1","HCA-103313","1975-01-01",11,95,"AL","XLPE/NYL/PVC","1",6.9701335100000001]
["11BE06 KARAMA 1","HCA-105457","1982-01-01",6.6000000000000005,35,"AL","XLPE/PVC",null,7.7976886400000005]
["11BE06 KARAMA 1","HCA-105135","1982-01-01",6.6000000000000005,"",null,null,null,1.0194138500000001]
["11BE06 KARAMA 1","HCA-105136","1982-01-01",6.6000000000000005,"",null,null,null,0.76464176000000006]
["11BE06 KARAMA 1","HCA-104780","1982-01-01",6.6000000000000005,"",null,null,null,1.01990139]
["11BE06 KARAMA 1","HCA-104779","1982-01-01",6.6000000000000005,"",null,null,null,2.0385448799999999]
["11BE06 KARAMA 1","HCA-105162","1982-01-01",6.6000000000000005,"",null,null,null,1.0201186600000001]
["11BE06 KARAMA 1","HCA-105161","1982-01-01",6.6000000000000005,"",null,null,null,0.76473698000000001]
["11BE06 KARAMA 1","HCA-105160","1982-01-01",6.6000000000000005,"",null,null,null,1.0199320300000001]
["11BE06 KARAMA 1","HCA-105159","1982-01-01",6.6000000000000005,"",null,null,null,2.0389192299999999]
["11BE06 KARAMA 1","HCA-105158","1982-01-01",6.6000000000000005,"",null,null,null,1.0189872200000001]
["11BE06 KARAMA 1","HCA-105157","1982-01-01",6.6000000000000005,"",null,null,null,1.01993197]
["11BE06 KARAMA 1","HCA-105156","1982-01-01",6.6000000000000005,"",null,null,null,0.76471279000000003]
["11BE06 KARAMA 1","HCA-105155","1982-01-01",6.6000000000000005,"",null,null,null,1.01958331]
["11BE06 KARAMA 1","HCA-105154","1982-01-01",6.6000000000000005,"",null,null,null,2.0391667]
["11BE06 KARAMA 1","HCA-105153","1982-01-01",6.6000000000000005,"",null,null,null,1.0187077]
["11BE06 KARAMA 1","HCA-104695","1982-01-01",6.6000000000000005,"",null,null,null,1.0199987699999999]
["11BE06 KARAMA 1","HCA-105152","1982-01-01",6.6000000000000005,"",null,null,null,1.01958339]
["11BE10 KARAMA 2","HCA-108122","1982-01-01",6.6000000000000005,95,"AL","XLPE/PVC",null,7.91]
["11CA03 BRADSHAW","HCA-115482","1975-01-01",11,95,"AL","XLPE/PVC","1",8.1393356299999997]
["11CA19 CAS VILLAGE","HCA-109129","1975-01-01",11,95,"AL","XLPE/PVC",null,8.1573699600000005]
["11CA24 PARER","HCA-112083","1975-01-01",11,95,"AL","XLPE/PVC",null,8.3319552699999999]
["11CA19 CAS VILLAGE","HCA-111071","1975-01-01",11,95,"AL","XLPE/PVC","1",8.5855484099999995]
["11BE06 KARAMA 1","HCA-105598","1982-01-01",6.6000000000000005,"",null,null,null,1.04623526]
["11WN22 LUDMILLA","HCA-103334","1982-01-01",11,95,"AL","XLPE/PVC",null,8.67]
["11LE04 TAMBLING","HCA-115391","1982-01-01",11,35,"AL","XLPE/PVC",null,9.11]
["11BE06 KARAMA 1","HCA-105558","1982-01-01",11,35,"AL","XLPE/PVC",null,9.4500000000000011]
["11BE06 KARAMA 1","HCA-104696","1982-01-01",6.6000000000000005,"",null,null,null,0.76494393999999999]
["11BE10 KARAMA 2","HCA-108173","1982-01-01",6.6000000000000005,95,"AL","XLPE/PVC","1",9.4600000000000009]
["11BE06 KARAMA 1","HCA-105443","1982-01-01",6.6000000000000005,35,"AL","XLPE/PVC",null,9.49050102]
["11BE10 KARAMA 2","HCA-105600","1982-01-01",6.6000000000000005,35,"AL","XLPE/PVC",null,9.89]
["11BE01 LEANYER","HCA-113790","1982-01-01",11,240,"AL","XLPE/PVC",null,9.91]
["11BE10 KARAMA 2","HCA-108144","1982-01-01",6.6000000000000005,95,"AL","XLPE/PVC",null,10.15]
["11BE06 KARAMA 1","HCA-105556","1982-01-01",11,"",null,null,null,2.04]
["11BE06 KARAMA 1","HCA-105555","1982-01-01",11,"",null,null,null,2.04]
["11BE06 KARAMA 1","HCA-104697","1982-01-01",6.6000000000000005,"",null,null,null,1.01971419]
["11BE06 KARAMA 1","HCA-105554","1982-01-01",11,"",null,null,null,2.04]
["11LE08 PARKSIDE","HCA-107274","1982-01-01",6.6000000000000005,35,"AL","XLPE/PVC",null,10.43]
["11BE06 KARAMA 1","HCA-105562","1982-01-01",6.6000000000000005,240,"AL","XLPE/PVC","1",11.11808325]
["11BE10 KARAMA 2","HCA-108130","1982-01-01",6.6000000000000005,95,"AL","XLPE/PVC",null,12.71]
["11CA25 BRINKIN","HCA-109094","1975-01-01",11,95,"AL","XLPE/PVC","1",13.030000000000001]
["11CA24 PARER","HCA-101805","1975-01-01",11,95,"AL","XLPE/PVC","1",13.12487333]
["11LE08 PARKSIDE","HCA-107535","1983-01-01",6.6000000000000005,95,"AL","XLPE/PVC",null,13.73]
["11BE10 KARAMA 2","HCA-108168","1982-01-01",11,35,"AL","XLPE/PVC",null,14.39]
["11LE08 PARKSIDE","HCA-112134","1975-01-01",11,95,"AL","XLPE/PVC","1",15.767703819999999]
["11BE06 KARAMA 1","HCA-105461","1982-01-01",6.6000000000000005,"",null,null,null,2.16564128]
["11BE06 KARAMA 1","HCA-105460","1982-01-01",6.6000000000000005,"",null,null,null,1.5320497]
["11BE06 KARAMA 1","HCA-105531","1982-01-01",6.6000000000000005,"",null,null,null,1.53]
["11BE06 KARAMA 1","HCA-105530","1982-01-01",6.6000000000000005,"",null,null,null,1.53]
["11BE06 KARAMA 1","HCA-105529","1982-01-01",6.6000000000000005,"",null,null,null,1.53]
["11BE06 KARAMA 1","HCA-105528","1982-01-01",6.6000000000000005,"",null,null,null,3.06]
["11BE06 KARAMA 1","HCA-105527","1982-01-01",6.6000000000000005,"",null,null,null,3.06]
["11BE06 KARAMA 1","HCA-105526","1982-01-01",6.6000000000000005,"",null,null,null,3.06]
["11BE06 KARAMA 1","HCA-105525","1982-01-01",6.6000000000000005,"",null,null,null,1.53]
["11BE06 KARAMA 1","HCA-105524","1982-01-01",6.6000000000000005,"",null,null,null,1.53]
["11BE06 KARAMA 1","HCA-105523","1982-01-01",6.6000000000000005,"",null,null,null,1.53]
["11BE06 KARAMA 1","HCA-104698","1982-01-01",6.6000000000000005,"",null,null,null,1.01971415]
["11BE06 KARAMA 1","HCA-105522","1982-01-01",6.6000000000000005,"",null,null,null,3.06]
["11BE06 KARAMA 1","HCA-105521","1982-01-01",6.6000000000000005,"",null,null,null,3.06]
["11BE06 KARAMA 1","HCA-105520","1982-01-01",6.6000000000000005,"",null,null,null,3.06]
["11BE06 KARAMA 1","HCA-105459","1982-01-01",6.6000000000000005,"",null,null,null,2.1639824499999998]
["11CA04 UNIVERSITY","HCA-116308","1975-01-01",11,240,"AL","XLPE/PVC",null,16.22]
["11BE10 KARAMA 2","HCA-105512","1982-01-01",6.6000000000000005,35,"AL","XLPE/PVC",null,16.29]
["11BE06 KARAMA 1","HCA-105151","1982-01-01",6.6000000000000005,"",null,null,null,0.76446860999999999]
["11BE06 KARAMA 1","HCA-105456","1982-01-01",6.6000000000000005,"",null,null,null,1.52766965]
["11BE06 KARAMA 1","HCA-105455","1982-01-01",6.6000000000000005,"",null,null,null,2.1993537999999999]
["11WN22 LUDMILLA","HCA-103363","1975-01-01",11,35,"AL","XLPE/PVC","3",16.82]
["11BE06 KARAMA 1","HCA-104778","1982-01-01",6.6000000000000005,"",null,null,null,1.0204103]
["11BE06 KARAMA 1","HCA-104777","1982-01-01",6.6000000000000005,"",null,null,null,1.0190177899999999]
["11BE06 KARAMA 1","HCA-105454","1982-01-01",6.6000000000000005,"",null,null,null,2.1242637499999999]
["11BE06 KARAMA 1","HCA-104776","1982-01-01",6.6000000000000005,"",null,null,null,0.76508688999999996]
["11BE10 KARAMA 2","HCA-108066","1982-01-01",11,400,"AL","XLPE/PVC",null,17.559999999999999]
["11CA03 BRADSHAW","HCA-111292","1975-01-01",11,400,"AL","XLPE/NYL/PVC","1",17.67518484]
["11BE06 KARAMA 1","HCA-105451","1982-01-01",11,"",null,null,null,3.0589117899999998]
["11BE06 KARAMA 1","HCA-105450","1982-01-01",11,"",null,null,null,1.52901927]
["11BE06 KARAMA 1","HCA-105449","1982-01-01",11,"",null,null,null,1.52901928]
["11BE06 KARAMA 1","HCA-105448","1982-01-01",11,"",null,null,null,1.52888227]
["11BE06 KARAMA 1","HCA-105447","1982-01-01",6.6000000000000005,"",null,null,null,1.52888227]
["11BE06 KARAMA 1","HCA-105446","1982-01-01",6.6000000000000005,"",null,null,null,3.0589118000000002]
["11BE06 KARAMA 1","HCA-105445","1982-01-01",11,"",null,null,null,3.0579014799999999]
["11BE06 KARAMA 1","HCA-105442","1982-01-01",6.6000000000000005,"",null,null,null,1.5290192600000001]
["11BE06 KARAMA 1","HCA-105441","1982-01-01",6.6000000000000005,"",null,null,null,1.52901927]
["11BE06 KARAMA 1","HCA-105440","1982-01-01",6.6000000000000005,"",null,null,null,1.52888227]
["11BE06 KARAMA 1","HCA-105439","1982-01-01",6.6000000000000005,"",null,null,null,3.0579014500000001]
["11BE06 KARAMA 1","HCA-104699","1982-01-01",6.6000000000000005,"",null,null,null,2.03942829]
["11BE06 KARAMA 1","HCA-105438","1982-01-01",6.6000000000000005,"",null,null,null,3.0589117799999999]
["11CA25 BRINKIN","HCA-111243","1975-01-01",11,95,"AL","XLPE/PVC","1",18.75]
["11BE06 KARAMA 1","HCA-105430","1982-01-01",6.6000000000000005,"",null,null,null,1.5296162099999999]
["11BE06 KARAMA 1","HCA-105429","1982-01-01",6.6000000000000005,"",null,null,null,1.52961624]
["11BE06 KARAMA 1","HCA-105428","1982-01-01",11,"",null,null,null,1.52901376]
["11BE06 KARAMA 1","HCA-105427","1982-01-01",11,"",null,null,null,1.52961638]
["11BE06 KARAMA 1","HCA-105426","1982-01-01",11,"",null,null,null,4.8421314899999999]
["11BE06 KARAMA 1","HCA-105425","1982-01-01",11,"",null,null,null,0.76450678000000005]
["11CA25 BRINKIN","HCA-111244","1975-01-01",11,95,"AL","XLPE/PVC","1",18.75]
["11BE10 KARAMA 2","HCA-105539","1982-01-01",6.6000000000000005,35,"AL","XLPE/PVC",null,19.04]
["11CA25 BRINKIN","HCA-108971","1975-01-01",11,95,"AL","XLPE/PVC","3",19.48]
["11BE06 KARAMA 1","HCA-105419","1982-01-01",6.6000000000000005,"",null,null,null,1.0197370299999999]
["11BE06 KARAMA 1","HCA-105418","1982-01-01",6.6000000000000005,"",null,null,null,1.0196885899999999]
["11BE06 KARAMA 1","HCA-105417","1982-01-01",6.6000000000000005,"",null,null,null,0.76449990000000001]
["11BE06 KARAMA 1","HCA-105483","1982-01-01",6.6000000000000005,35,"AL","XLPE/PVC",null,22.950661270000001]
["11CA13 WANGURI","HCA-109095","1975-01-01",11,95,"AL","XLPE/PVC",null,23.437486629999999]
["11LE04 TAMBLING","HCA-107484","1982-01-01",6.6000000000000005,35,"AL","XLPE/PVC",null,24]
["11CA25 BRINKIN","HCA-108972","1975-01-01",11,95,"AL","XLPE/PVC","3",24.18]
["11LE08 PARKSIDE","HCA-107275","1982-01-01",6.6000000000000005,35,"AL","XLPE/PVC","1",26.82]
["11BE10 KARAMA 2","HCA-105416","1982-01-01",6.6000000000000005,240,"AL","XLPE/PVC","1",27.830000000000002]
["11BE06 KARAMA 1","HCA-105482","1982-01-01",6.6000000000000005,"",null,null,null,1.5266151100000001]
["11BE06 KARAMA 1","HCA-105481","1982-01-01",6.6000000000000005,"",null,null,null,2.1606594000000001]
["11BE06 KARAMA 1","HCA-105411","1982-01-01",6.6000000000000005,"",null,null,null,1.01939702]
["11BE06 KARAMA 1","HCA-105410","1982-01-01",6.6000000000000005,"",null,null,null,2.03879411]
["11BE06 KARAMA 1","HCA-105409","1982-01-01",6.6000000000000005,"",null,null,null,1.01939705]
["11BE06 KARAMA 1","HCA-105408","1982-01-01",6.6000000000000005,"",null,null,null,1.0196994100000001]
["11BE06 KARAMA 1","HCA-105407","1982-01-01",6.6000000000000005,"",null,null,null,0.76558044999999997]
["11BE06 KARAMA 1","HCA-105401","1982-01-01",6.6000000000000005,"",null,null,null,1.0195989599999999]
["11BE06 KARAMA 1","HCA-105400","1982-01-01",6.6000000000000005,"",null,null,null,2.0391979400000002]
["11BE04 MCMILLANS","HCA-106067","1975-01-01",11,400,"AL","XLPE/PVC",null,28.57828559]
["11LE08 PARKSIDE","HCA-107269","1982-01-01",6.6000000000000005,35,"AL","XLPE/PVC","1",28.740000000000002]
["11BE16 ANULA","HCA-101820","1975-01-01",11,400,"AL","XLPE/PVC",null,28.85]
["11LE04 TAMBLING","HCA-112142","1982-01-01",11,95,"AL","XLPE/PVC","1",29.57]
["11CA24 PARER","HCA-111116","1975-01-01",11,400,"AL","XLPE/PVC",null,29.964530929999999]
["11LE08 PARKSIDE","HCA-107286","1982-01-01",6.6000000000000005,35,"AL","XLPE/PVC","1",30.060000000000002]
["11BE06 KARAMA 1","HCA-104700","1982-01-01",6.6000000000000005,"",null,null,null,1.0197141000000001]
["11BE06 KARAMA 1","HCA-104701","1982-01-01",6.6000000000000005,"",null,null,null,0.76389799000000003]
["11BE06 KARAMA 1","HCA-104775","1982-01-01",6.6000000000000005,"",null,null,null,1.02052425]
["11BE06 KARAMA 1","HCA-104774","1982-01-01",6.6000000000000005,"",null,null,null,2.0401121600000001]
["11BE06 KARAMA 1","HCA-105399","1982-01-01",6.6000000000000005,"",null,null,null,1.0186917099999999]
["11BE06 KARAMA 1","HCA-105398","1982-01-01",6.6000000000000005,"",null,null,null,1.0200643199999999]
["11BE06 KARAMA 1","HCA-105397","1982-01-01",6.6000000000000005,"",null,null,null,0.76515297000000004]
["11BE06 KARAMA 1","HCA-105396","1982-01-01",6.6000000000000005,"",null,null,null,1.0194345300000001]
["11BE06 KARAMA 1","HCA-105395","1982-01-01",6.6000000000000005,"",null,null,null,2.0388690600000001]
["11BE06 KARAMA 1","HCA-105394","1982-01-01",6.6000000000000005,"",null,null,null,1.01943457]
["11BE06 KARAMA 1","HCA-105393","1982-01-01",6.6000000000000005,"",null,null,null,2.0396483399999998]
["11BE06 KARAMA 1","HCA-105392","1982-01-01",6.6000000000000005,"",null,null,null,1.01943462]
["11BE06 KARAMA 1","HCA-104702","1982-01-01",6.6000000000000005,"",null,null,null,1.0188618199999999]
["11BE06 KARAMA 1","HCA-104703","1982-01-01",6.6000000000000005,"",null,null,null,1.01988108]
["11BE06 KARAMA 1","HCA-105391","1982-01-01",6.6000000000000005,"",null,null,null,1.0202138700000001]
["11BE06 KARAMA 1","HCA-105390","1982-01-01",6.6000000000000005,"",null,null,null,0.76408289000000007]
["11BE06 KARAMA 1","HCA-105389","1982-01-01",11,"",null,null,null,1.0191117599999999]
["11BE06 KARAMA 1","HCA-104704","1982-01-01",6.6000000000000005,"",null,null,null,2.0397620700000001]
["11BE06 KARAMA 1","HCA-105388","1982-01-01",11,"",null,null,null,2.0393915300000001]
["11BE06 KARAMA 1","HCA-105478","1982-01-01",6.6000000000000005,95,"AL","XLPE/PVC",null,30.061218820000001]
["11WN22 LUDMILLA","HCA-107580","1975-01-01",11,35,"AL","XLPE/PVC",null,30.25]
["11BE06 KARAMA 1","HCA-105387","1982-01-01",11,"",null,null,null,1.01911174]
["11BE06 KARAMA 1","HCA-105386","1982-01-01",11,"",null,null,null,1.0202799499999999]
["11BE06 KARAMA 1","HCA-105385","1982-01-01",11,"",null,null,null,0.76516949000000001]
["11BE06 KARAMA 1","HCA-105382","1982-01-01",11,"",null,null,null,1.021131]
["11BE06 KARAMA 1","HCA-105381","1982-01-01",11,"",null,null,null,2.0392733999999999]
["11BE06 KARAMA 1","HCA-105380","1982-01-01",11,"",null,null,null,1.0201120800000001]
["11BE06 KARAMA 1","HCA-105379","1982-01-01",11,"",null,null,null,1.0170893299999999]
["11BE06 KARAMA 1","HCA-105378","1982-01-01",11,"",null,null,null,0.76414427000000007]
["11CA16 NAKARA","HCA-109117","1975-01-01",11,240,"AL","XLPE/PVC",null,30.265619130000001]
["11LE04 TAMBLING","HCA-107521","1982-01-01",11,95,"AL","XLPE/PVC","3",32.090000000000003]
["11BE10 KARAMA 2","HCA-113849","1982-01-01",11,95,"AL","XLPE/PVC",null,33.99]
["11BE06 KARAMA 1","HCA-104773","1982-01-01",6.6000000000000005,"",null,null,null,1.0200560599999999]
["11BE06 KARAMA 1","HCA-104772","1982-01-01",6.6000000000000005,"",null,null,null,1.0196187800000001]
["11BE10 KARAMA 2","HCA-105579","1982-01-01",6.6000000000000005,95,"AL","XLPE/PVC",null,35.19]
["11BE16 ANULA","HCA-108375","1982-01-01",11,400,"AL","XLPE/PVC",null,36.11]
["11LE04 TAMBLING","HCA-112144","1982-01-01",11,95,"AL","XLPE/PVC","3",36.67]
["11CA25 BRINKIN","HCA-114663","1983-01-01",11,240,"AL","XLPE/PVC","1",36.9]
["11LE08 PARKSIDE","HCA-112127","1975-01-01",11,95,"AL","XLPE/PVC","1",37.670070369999998]
["11BE06 KARAMA 1","HCA-105480","1982-01-01",6.6000000000000005,"",null,null,null,2.1614639599999999]
["11BE06 KARAMA 1","HCA-105361","1982-01-01",6.6000000000000005,35,"AL","XLPE/PVC","1",41.819277079999999]
["11CA25 BRINKIN","HCA-109087","1975-01-01",11,95,"AL","XLPE/PVC","3",42.94]
["11BE06 KARAMA 1","HCA-105477","1982-01-01",6.6000000000000005,"",null,null,null,2.1624482]
["11BE06 KARAMA 1","HCA-105476","1982-01-01",6.6000000000000005,"",null,null,null,1.5280067800000001]
["11BE06 KARAMA 1","HCA-105475","1982-01-01",6.6000000000000005,"",null,null,null,2.1619115999999998]
["11BE06 KARAMA 1","HCA-104771","1982-01-01",6.6000000000000005,"",null,null,null,0.76471407000000002]
["11BE06 KARAMA 1","HCA-104770","1982-01-01",6.6000000000000005,"",null,null,null,1.02006687]
["11BE06 KARAMA 1","HCA-105137","1982-01-01",6.6000000000000005,"",null,null,null,1.0203802900000001]
["11BE06 KARAMA 1","HCA-105138","1982-01-01",6.6000000000000005,"",null,null,null,1.0189459199999999]
["11BE06 KARAMA 1","HCA-105210","1982-01-01",6.6000000000000005,"",null,null,null,1.0193765100000001]
["11BE06 KARAMA 1","HCA-105209","1982-01-01",6.6000000000000005,"",null,null,null,2.0387529400000002]
["11BE06 KARAMA 1","HCA-105208","1982-01-01",6.6000000000000005,"",null,null,null,1.0193764199999999]
["11BE06 KARAMA 1","HCA-105207","1982-01-01",6.6000000000000005,"",null,null,null,1.0193764299999999]
["11BE06 KARAMA 1","HCA-105206","1982-01-01",6.6000000000000005,"",null,null,null,0.76476741999999998]
["11BE06 KARAMA 1","HCA-108182","1982-01-01",11,240,"AL","XLPE/PVC",null,42.951679480000003]
["11BE10 KARAMA 2","HCA-108162","1982-01-01",11,35,"AL","XLPE/PVC","1",43.52]
["11LE08 PARKSIDE","HCA-107424","1982-01-01",6.6000000000000005,35,"AL","XLPE/PVC","1",46.58]
["11BE06 KARAMA 1","HCA-105205","1982-01-01",6.6000000000000005,"",null,null,null,1.01943757]
["11BE06 KARAMA 1","HCA-105204","1982-01-01",6.6000000000000005,"",null,null,null,2.0387062]
["11BE06 KARAMA 1","HCA-105203","1982-01-01",6.6000000000000005,"",null,null,null,1.0202744699999999]
["11BE06 KARAMA 1","HCA-105202","1982-01-01",6.6000000000000005,"",null,null,null,1.01943764]
["11BE06 KARAMA 1","HCA-104763","1982-01-01",6.6000000000000005,"",null,null,null,1.0194471199999999]
["11BE06 KARAMA 1","HCA-104769","1982-01-01",6.6000000000000005,"",null,null,null,2.0393799399999999]
["11BE06 KARAMA 1","HCA-104768","1982-01-01",6.6000000000000005,"",null,null,null,1.01907532]
["11BE06 KARAMA 1","HCA-105201","1982-01-01",6.6000000000000005,"",null,null,null,0.76516571]
["11BE06 KARAMA 1","HCA-105200","1982-01-01",6.6000000000000005,"",null,null,null,1.02044442]
["11BE06 KARAMA 1","HCA-105199","1982-01-01",6.6000000000000005,"",null,null,null,2.0386099099999999]
["11BE06 KARAMA 1","HCA-105198","1982-01-01",6.6000000000000005,"",null,null,null,1.02001589]
["11BE06 KARAMA 1","HCA-105197","1982-01-01",6.6000000000000005,"",null,null,null,1.0195194400000001]
["11BE06 KARAMA 1","HCA-105196","1982-01-01",6.6000000000000005,"",null,null,null,0.76408664000000004]
["11BE10 KARAMA 2","HCA-105341","1982-01-01",6.6000000000000005,35,"AL","XLPE/PVC","1",47.99]
["11BE06 KARAMA 1","HCA-104800","1982-01-01",6.6000000000000005,"",null,null,null,1.0194962400000001]
["11BE06 KARAMA 1","HCA-104799","1982-01-01",6.6000000000000005,"",null,null,null,2.0395350300000001]
["11BE06 KARAMA 1","HCA-104798","1982-01-01",6.6000000000000005,"",null,null,null,1.0192703400000001]
["11BE06 KARAMA 1","HCA-104797","1982-01-01",6.6000000000000005,"",null,null,null,1.0200399899999999]
["11BE06 KARAMA 1","HCA-104796","1982-01-01",6.6000000000000005,"",null,null,null,0.76403540999999997]
["11BE06 KARAMA 1","HCA-104795","1982-01-01",6.6000000000000005,"",null,null,null,1.0197389299999999]
["11BE06 KARAMA 1","HCA-104794","1982-01-01",6.6000000000000005,"",null,null,null,2.0386064500000001]
["11BE06 KARAMA 1","HCA-104793","1982-01-01",6.6000000000000005,"",null,null,null,1.0202684099999999]
["11BE06 KARAMA 1","HCA-104792","1982-01-01",6.6000000000000005,"",null,null,null,1.0197389800000001]
["11BE06 KARAMA 1","HCA-104791","1982-01-01",6.6000000000000005,"",null,null,null,0.76445408999999998]
["11BE06 KARAMA 1","HCA-105165","1982-01-01",6.6000000000000005,"",null,null,null,1.0192137800000001]
["11BE06 KARAMA 1","HCA-105164","1982-01-01",6.6000000000000005,"",null,null,null,2.0397676599999999]
["11BE06 KARAMA 1","HCA-104767","1982-01-01",6.6000000000000005,"",null,null,null,1.01907528]
["11BE06 KARAMA 1","HCA-105163","1982-01-01",6.6000000000000005,"",null,null,null,1.0187440400000001]
["11BE06 KARAMA 1","HCA-105150","1982-01-01",6.6000000000000005,"",null,null,null,1.0189472799999999]
["11BE06 KARAMA 1","HCA-104790","1982-01-01",6.6000000000000005,"",null,null,null,1.0195576]
["11BE06 KARAMA 1","HCA-104789","1982-01-01",6.6000000000000005,"",null,null,null,2.0394695299999999]
["11BE06 KARAMA 1","HCA-105149","1982-01-01",6.6000000000000005,"",null,null,null,2.0396557299999998]
["11BE06 KARAMA 1","HCA-104788","1982-01-01",6.6000000000000005,"",null,null,null,1.0190360199999999]
["11BE06 KARAMA 1","HCA-104787","1982-01-01",6.6000000000000005,"",null,null,null,1.0195576799999999]
["11BE06 KARAMA 1","HCA-105148","1982-01-01",6.6000000000000005,"",null,null,null,1.01982789]
["11BE06 KARAMA 1","HCA-105147","1982-01-01",6.6000000000000005,"",null,null,null,1.0198278999999999]
["11BE06 KARAMA 1","HCA-105146","1982-01-01",6.6000000000000005,"",null,null,null,0.76450528000000006]
["11BE06 KARAMA 1","HCA-105145","1982-01-01",6.6000000000000005,"",null,null,null,1.0200801100000001]
["11BE06 KARAMA 1","HCA-104786","1982-01-01",6.6000000000000005,"",null,null,null,0.76532520999999998]
["11BE06 KARAMA 1","HCA-105144","1982-01-01",6.6000000000000005,"",null,null,null,2.0391635300000002]
["11BE06 KARAMA 1","HCA-105143","1982-01-01",6.6000000000000005,"",null,null,null,1.01908343]
["11BE06 KARAMA 1","HCA-104705","1982-01-01",6.6000000000000005,"",null,null,null,1.0198809900000001]
["11BE06 KARAMA 1","HCA-104706","1982-01-01",6.6000000000000005,"",null,null,null,0.76402776000000006]
["11BE06 KARAMA 1","HCA-104743","1982-01-01",6.6000000000000005,"",null,null,null,1.01981846]
["11BE06 KARAMA 1","HCA-104744","1982-01-01",6.6000000000000005,"",null,null,null,2.0387562199999998]
["11BE06 KARAMA 1","HCA-104745","1982-01-01",6.6000000000000005,"",null,null,null,1.01893787]
["11BE10 KARAMA 2","HCA-107777","1982-01-01",6.6000000000000005,"",null,null,null,1.02]
["11BE10 KARAMA 2","HCA-107776","1982-01-01",6.6000000000000005,"",null,null,null,0.76]
["11BE16 ANULA","HCA-111684","1980-01-01",11,400,"AL","XLPE/PVC","1",49.63]
["11CA16 NAKARA","HCA-100009","1975-01-01",11,95,"AL","XLPE/PVC",null,50.598444530000002]
["11BE10 KARAMA 2","HCA-105638","1982-01-01",6.6000000000000005,35,"AL","XLPE/PVC","1",51.6]
["11BE10 KARAMA 2","HCA-105632","1982-01-01",6.6000000000000005,35,"AL","XLPE/PVC","1",51.85]
["11BE01 LEANYER","HCA-108070","1982-01-01",11,240,"AL","XLPE/PVC",null,52]
["11BE06 KARAMA 1","HCA-105273","1982-01-01",6.6000000000000005,35,"AL","XLPE/PVC","1",52.169699440000002]
["11BE10 KARAMA 2","HCA-108015","1982-01-01",6.6000000000000005,95,"AL","XLPE/PVC","1",52.870000000000005]
["11LE08 PARKSIDE","HCA-112136","1975-01-01",11,95,"AL","XLPE/PVC","1",53.361917869999999]
["11BE01 LEANYER","HCA-108069","1982-01-01",11,400,"AL","XLPE/PVC",null,56.49]
["11BE06 KARAMA 1","HCA-105452","1982-01-01",6.6000000000000005,35,"AL","XLPE/PVC","1",57.351535759999997]
["11BE10 KARAMA 2","HCA-107958","1982-01-01",6.6000000000000005,"",null,null,null,1.02]
["11BE10 KARAMA 2","HCA-107957","1982-01-01",6.6000000000000005,"",null,null,null,2.04]
["11BE10 KARAMA 2","HCA-107956","1982-01-01",6.6000000000000005,"",null,null,null,1.02]
["11BE10 KARAMA 2","HCA-107775","1982-01-01",6.6000000000000005,"",null,null,null,1.02]
["11BE10 KARAMA 2","HCA-107774","1982-01-01",6.6000000000000005,"",null,null,null,2.04]
["11BE10 KARAMA 2","HCA-107773","1982-01-01",6.6000000000000005,"",null,null,null,1.02]
["11BE10 KARAMA 2","HCA-107772","1982-01-01",6.6000000000000005,"",null,null,null,1.02]
["11BE10 KARAMA 2","HCA-107771","1982-01-01",6.6000000000000005,"",null,null,null,0.77]
["11BE10 KARAMA 2","HCA-107770","1982-01-01",6.6000000000000005,"",null,null,null,1.02]
["11BE10 KARAMA 2","HCA-107769","1982-01-01",6.6000000000000005,"",null,null,null,2.04]
["11BE10 KARAMA 2","HCA-107768","1982-01-01",6.6000000000000005,"",null,null,null,1.02]
["11BE10 KARAMA 2","HCA-107767","1982-01-01",6.6000000000000005,"",null,null,null,1.02]
["11BE10 KARAMA 2","HCA-107766","1982-01-01",6.6000000000000005,"",null,null,null,0.76]
["11BE10 KARAMA 2","HCA-107765","1982-01-01",6.6000000000000005,"",null,null,null,1.02]
["11BE10 KARAMA 2","HCA-107764","1982-01-01",6.6000000000000005,"",null,null,null,2.04]
["11BE10 KARAMA 2","HCA-108054","1982-01-01",6.6000000000000005,95,"AL","XLPE/PVC","1",57.480000000000004]
["11BE10 KARAMA 2","HCA-108161","1982-01-01",11,"",null,null,null,1.02]
["11BE10 KARAMA 2","HCA-108160","1982-01-01",11,"",null,null,null,1.02]
["11BE10 KARAMA 2","HCA-108159","1982-01-01",11,"",null,null,null,0.76]
["11CA19 CAS VILLAGE","HCA-111039","1975-01-01",11,95,"AL","XLPE/PVC","1",57.875841530000002]
["11BE16 ANULA","HCA-112498","1982-01-01",11,95,"AL","XLPE/PVC","1",58.5]
["11BE10 KARAMA 2","HCA-105318","1982-01-01",6.6000000000000005,35,"AL","XLPE/PVC","1",59.6]
["11BE10 KARAMA 2","HCA-107847","1982-01-01",6.6000000000000005,"",null,null,null,1.02]
["11BE16 ANULA","HCA-108355","1982-01-01",11,95,"AL","XLPE/PVC",null,59.89]
["11BE10 KARAMA 2","HCA-107846","1982-01-01",6.6000000000000005,"",null,null,null,0.76]
["11CA13 WANGURI","HCA-111237","1975-01-01",11,400,"AL","XLPE/PVC",null,60.18]
["11LE04 TAMBLING","HCA-107288","1982-01-01",6.6000000000000005,35,"AL","XLPE/PVC","1",62.36]
["11BE10 KARAMA 2","HCA-107845","1982-01-01",6.6000000000000005,"",null,null,null,1.02]
["11CA13 WANGURI","HCA-109228","1975-01-01",11,95,"AL","XLPE/PVC","1",64.680232950000004]
["11BE01 LEANYER","HCA-107496","1982-01-01",11,240,"AL","XLPE/PVC",null,65.260000000000005]
["11BE10 KARAMA 2","HCA-107955","1982-01-01",6.6000000000000005,"",null,null,null,1.02]
["11BE10 KARAMA 2","HCA-107954","1982-01-01",6.6000000000000005,"",null,null,null,0.76]
["11BE10 KARAMA 2","HCA-107763","1982-01-01",6.6000000000000005,"",null,null,null,1.02]
["11BE10 KARAMA 2","HCA-107762","1982-01-01",6.6000000000000005,"",null,null,null,1.02]
["11BE10 KARAMA 2","HCA-107761","1982-01-01",6.6000000000000005,"",null,null,null,0.76]
["11BE10 KARAMA 2","HCA-107760","1982-01-01",6.6000000000000005,"",null,null,null,1.02]
["11BE10 KARAMA 2","HCA-107759","1982-01-01",6.6000000000000005,"",null,null,null,2.04]
["11BE10 KARAMA 2","HCA-107758","1982-01-01",6.6000000000000005,"",null,null,null,1.02]
["11BE10 KARAMA 2","HCA-107844","1982-01-01",6.6000000000000005,"",null,null,null,2.04]
["11BE10 KARAMA 2","HCA-107757","1982-01-01",6.6000000000000005,"",null,null,null,1.02]
["11BE10 KARAMA 2","HCA-107756","1982-01-01",6.6000000000000005,"",null,null,null,0.77]
["11BE10 KARAMA 2","HCA-107755","1982-01-01",6.6000000000000005,"",null,null,null,1.02]
["11BE10 KARAMA 2","HCA-107754","1982-01-01",6.6000000000000005,"",null,null,null,2.04]
["11BE10 KARAMA 2","HCA-107753","1982-01-01",6.6000000000000005,"",null,null,null,1.02]
["11BE10 KARAMA 2","HCA-107752","1982-01-01",6.6000000000000005,"",null,null,null,1.02]
["11CA23 MOIL","HCA-117121","1975-01-01",11,50,"CU","XLPE/NYL/PVC","1",65.958927279999997]
["11CA12 MARRARA","HCA-108353","1982-01-01",11,35,"AL","XLPE/PVC",null,67.171383399999996]
["11LE04 TAMBLING","HCA-107251","1982-01-01",6.6000000000000005,35,"AL","XLPE/PVC",null,67.86]
["11LE08 PARKSIDE","HCA-107431","1982-01-01",6.6000000000000005,35,"AL","XLPE/PVC","1",68.52]
["11CA03 BRADSHAW","HCA-111318","1975-01-01",11,400,"AL","XLPE/PVC",null,68.541087770000004]
["11WN01 BAGOT","HCA-103281","1982-01-01",11,95,"AL","XLPE/PVC",null,68.83]
["11LE08 PARKSIDE","HCA-108071","1982-01-01",11,400,"AL","XLPE/PVC",null,69.75]
["11LE04 TAMBLING","HCA-107250","1982-01-01",6.6000000000000005,35,"AL","XLPE/PVC",null,71.489999999999995]
["11LE04 TAMBLING","HCA-107520","1982-01-01",11,95,"AL","XLPE/PVC","1",71.83]
["11BE16 ANULA","HCA-108346","1982-01-01",11,95,"AL","XLPE/PVC","1",72.150000000000006]
["11LE04 TAMBLING","HCA-107463","1982-01-01",6.6000000000000005,35,"AL","XLPE/PVC","1",72.930000000000007]
["11BE10 KARAMA 2","HCA-107751","1982-01-01",6.6000000000000005,"",null,null,null,0.76]
["11BE10 KARAMA 2","HCA-107750","1982-01-01",6.6000000000000005,"",null,null,null,1.02]
["11BE10 KARAMA 2","HCA-107749","1982-01-01",6.6000000000000005,"",null,null,null,2.04]
["11BE10 KARAMA 2","HCA-107748","1982-01-01",6.6000000000000005,"",null,null,null,1.02]
["11BE10 KARAMA 2","HCA-107747","1982-01-01",6.6000000000000005,"",null,null,null,1.02]
["11BE10 KARAMA 2","HCA-107746","1982-01-01",6.6000000000000005,"",null,null,null,0.76]
["11BE10 KARAMA 2","HCA-107745","1982-01-01",6.6000000000000005,"",null,null,null,1.02]
["11BE10 KARAMA 2","HCA-107744","1982-01-01",6.6000000000000005,"",null,null,null,2.04]
["11BE10 KARAMA 2","HCA-107743","1982-01-01",6.6000000000000005,"",null,null,null,1.02]
["11BE10 KARAMA 2","HCA-107742","1982-01-01",6.6000000000000005,"",null,null,null,1.02]
["11BE10 KARAMA 2","HCA-107741","1982-01-01",6.6000000000000005,"",null,null,null,0.76]
["11BE10 KARAMA 2","HCA-105342","1982-01-01",6.6000000000000005,35,"AL","XLPE/PVC","1",72.960000000000008]
["11BE10 KARAMA 2","HCA-107740","1982-01-01",6.6000000000000005,"",null,null,null,1.02]
["11BE10 KARAMA 2","HCA-107843","1982-01-01",6.6000000000000005,"",null,null,null,1.02]
["11LE04 TAMBLING","HCA-107388","1982-01-01",6.6000000000000005,35,"AL","XLPE/PVC","1",76.48]
["11CA03 BRADSHAW","HCA-111287","1975-01-01",11,400,"AL","XLPE/PVC",null,77.760000000000005]
["11CA13 WANGURI","HCA-109227","1975-01-01",11,400,"AL","XLPE/PVC","1",78.188292799999999]
["11BE10 KARAMA 2","HCA-107842","1982-01-01",6.6000000000000005,"",null,null,null,1.02]
["11CA25 BRINKIN","HCA-111067","1983-01-01",11,95,"AL","XLPE/PVC","1",78.69]
["11LE04 TAMBLING","HCA-107516","1982-01-01",11,400,"AL","XLPE/PVC",null,81.06]
["11BE10 KARAMA 2","HCA-108058","1982-01-01",6.6000000000000005,95,"AL","XLPE/PVC","1",81.44]
["11BE10 KARAMA 2","HCA-108016","1982-01-01",6.6000000000000005,95,"AL","XLPE/PVC","1",81.47]
["11LE08 PARKSIDE","HCA-107536","1982-01-01",6.6000000000000005,95,"AL","XLPE/PVC","1",82.39]
["11BE10 KARAMA 2","HCA-105359","1982-01-01",6.6000000000000005,35,"AL","XLPE/PVC","1",83.48]
["11LE08 PARKSIDE","HCA-107273","1982-01-01",6.6000000000000005,35,"AL","XLPE/PVC",null,84.23]
["11BE10 KARAMA 2","HCA-107841","1982-01-01",6.6000000000000005,"",null,null,null,0.76]
["11BE10 KARAMA 2","HCA-105339","1982-01-01",6.6000000000000005,35,"AL","XLPE/PVC","1",84.72]
["11BE10 KARAMA 2","HCA-107930","1982-01-01",6.6000000000000005,"",null,null,null,1.02]
["11BE10 KARAMA 2","HCA-107840","1982-01-01",6.6000000000000005,"",null,null,null,1.02]
["11BE10 KARAMA 2","HCA-107929","1982-01-01",6.6000000000000005,"",null,null,null,2.04]
["11BE10 KARAMA 2","HCA-107839","1982-01-01",6.6000000000000005,"",null,null,null,2.04]
["11BE10 KARAMA 2","HCA-107928","1982-01-01",6.6000000000000005,"",null,null,null,1.02]
["11BE10 KARAMA 2","HCA-107927","1982-01-01",6.6000000000000005,"",null,null,null,1.02]
["11BE10 KARAMA 2","HCA-107926","1982-01-01",6.6000000000000005,"",null,null,null,0.77]
["11BE10 KARAMA 2","HCA-107925","1982-01-01",6.6000000000000005,"",null,null,null,1.02]
["11BE10 KARAMA 2","HCA-107924","1982-01-01",6.6000000000000005,"",null,null,null,2.04]
["11BE10 KARAMA 2","HCA-107923","1982-01-01",6.6000000000000005,"",null,null,null,1.02]
["11BE10 KARAMA 2","HCA-107922","1982-01-01",6.6000000000000005,"",null,null,null,1.02]
["11BE10 KARAMA 2","HCA-107921","1982-01-01",6.6000000000000005,"",null,null,null,0.77]
["11BE10 KARAMA 2","HCA-107920","1982-01-01",6.6000000000000005,"",null,null,null,1.02]
["11BE10 KARAMA 2","HCA-107838","1982-01-01",6.6000000000000005,"",null,null,null,1.02]
["11BE10 KARAMA 2","HCA-107739","1982-01-01",6.6000000000000005,"",null,null,null,2.04]
["11BE10 KARAMA 2","HCA-107738","1982-01-01",6.6000000000000005,"",null,null,null,1.02]
["11BE10 KARAMA 2","HCA-107837","1982-01-01",6.6000000000000005,"",null,null,null,1.02]
["11BE10 KARAMA 2","HCA-107836","1982-01-01",6.6000000000000005,"",null,null,null,0.76]
["11LE04 TAMBLING","HCA-107231","1982-01-01",6.6000000000000005,35,"AL","XLPE/PVC","1",86.18]
["11BE10 KARAMA 2","HCA-105324","1982-01-01",6.6000000000000005,35,"AL","XLPE/PVC","1",86.36]
["11BE10 KARAMA 2","HCA-107737","1982-01-01",6.6000000000000005,"",null,null,null,1.02]
["11BE10 KARAMA 2","HCA-107736","1982-01-01",6.6000000000000005,"",null,null,null,0.77]
["11BE10 KARAMA 2","HCA-107735","1982-01-01",6.6000000000000005,"",null,null,null,1.02]
["11BE10 KARAMA 2","HCA-107734","1982-01-01",6.6000000000000005,"",null,null,null,2.04]
["11BE10 KARAMA 2","HCA-108175","1982-01-01",6.6000000000000005,95,"AL","XLPE/PVC","1",86.4]
["11WN22 LUDMILLA","HCA-103362","1975-01-01",11,35,"AL","XLPE/PVC","1",86.570000000000007]
["11BE10 KARAMA 2","HCA-107733","1982-01-01",6.6000000000000005,"",null,null,null,1.02]
["11BE10 KARAMA 2","HCA-107732","1982-01-01",6.6000000000000005,"",null,null,null,1.02]
["11BE10 KARAMA 2","HCA-108169","1982-01-01",11,35,"AL","XLPE/PVC","1",86.78]
["11CA25 BRINKIN","HCA-111066","1983-01-01",11,95,"AL","XLPE/PVC","1",87.070000000000007]
["11LE04 TAMBLING","HCA-107395","1982-01-01",6.6000000000000005,35,"AL","XLPE/PVC","1",88.58]
["11LE08 PARKSIDE","HCA-107265","1982-01-01",6.6000000000000005,35,"AL","XLPE/PVC","1",88.97]
["11CA25 BRINKIN","HCA-109116","1983-01-01",11,95,"AL","XLPE/PVC","1",89.31]
["11BE10 KARAMA 2","HCA-107835","1982-01-01",6.6000000000000005,"",null,null,null,1.02]
["11BE10 KARAMA 2","HCA-107731","1982-01-01",6.6000000000000005,"",null,null,null,0.76]
["11BE10 KARAMA 2","HCA-107730","1982-01-01",6.6000000000000005,"",null,null,null,1.02]
["11BE10 KARAMA 2","HCA-107729","1982-01-01",6.6000000000000005,"",null,null,null,2.04]
["11BE10 KARAMA 2","HCA-107728","1982-01-01",6.6000000000000005,"",null,null,null,1.02]
["11BE10 KARAMA 2","HCA-105627","1982-01-01",6.6000000000000005,35,"AL","XLPE/PVC","1",90.070000000000007]
["11BE10 KARAMA 2","HCA-105320","1982-01-01",6.6000000000000005,35,"AL","XLPE/PVC","1",90.2]
["11BE06 KARAMA 1","HCA-105276","1982-01-01",6.6000000000000005,35,"AL","XLPE/PVC","1",90.295560859999995]
["11LE08 PARKSIDE","HCA-107267","1982-01-01",6.6000000000000005,35,"AL","XLPE/PVC","1",91.08]
["11BE10 KARAMA 2","HCA-105340","1982-01-01",6.6000000000000005,35,"AL","XLPE/PVC","1",91.54]
["11LE08 PARKSIDE","HCA-107204","1982-01-01",6.6000000000000005,35,"AL","XLPE/PVC","1",92.24]
["11CA25 BRINKIN","HCA-109107","1983-01-01",11,95,"AL","XLPE/PVC","1",93.29]
["11BE10 KARAMA 2","HCA-105566","1982-01-01",11,240,"AL","XLPE/PVC","1",94.17]
["11BE10 KARAMA 2","HCA-107834","1982-01-01",6.6000000000000005,"",null,null,null,2.04]
["11BE10 KARAMA 2","HCA-107833","1982-01-01",6.6000000000000005,"",null,null,null,1.02]
["11BE10 KARAMA 2","HCA-107832","1982-01-01",6.6000000000000005,"",null,null,null,1.02]
["11BE10 KARAMA 2","HCA-107831","1982-01-01",6.6000000000000005,"",null,null,null,0.77]
["11BE10 KARAMA 2","HCA-107830","1982-01-01",6.6000000000000005,"",null,null,null,1.02]
["11BE10 KARAMA 2","HCA-107829","1982-01-01",6.6000000000000005,"",null,null,null,2.04]
["11BE10 KARAMA 2","HCA-107828","1982-01-01",6.6000000000000005,"",null,null,null,1.02]
["11BE10 KARAMA 2","HCA-107827","1982-01-01",6.6000000000000005,"",null,null,null,1.02]
["11BE10 KARAMA 2","HCA-107826","1982-01-01",6.6000000000000005,"",null,null,null,0.76]
["11CA08 NTHLAKES","HCA-101783","1975-01-01",11,95,"AL","XLPE/PVC","1",95.066989059999997]
["11BE10 KARAMA 2","HCA-107825","1982-01-01",6.6000000000000005,"",null,null,null,1.02]
["11BE10 KARAMA 2","HCA-107824","1982-01-01",6.6000000000000005,"",null,null,null,2.04]
["11BE10 KARAMA 2","HCA-105433","1982-01-01",6.6000000000000005,"",null,null,null,3.06]
["11LE08 PARKSIDE","HCA-107276","1982-01-01",6.6000000000000005,35,"AL","XLPE/PVC","1",95.13]
["11BE10 KARAMA 2","HCA-105593","1982-01-01",6.6000000000000005,35,"AL","XLPE/PVC","1",95.48]
["11BE10 KARAMA 2","HCA-107919","1982-01-01",6.6000000000000005,"",null,null,null,2.04]
["11BE10 KARAMA 2","HCA-107918","1982-01-01",6.6000000000000005,"",null,null,null,1.02]
["11BE10 KARAMA 2","HCA-107917","1982-01-01",6.6000000000000005,"",null,null,null,1.02]
["11BE10 KARAMA 2","HCA-107916","1982-01-01",6.6000000000000005,"",null,null,null,0.76]
["11BE10 KARAMA 2","HCA-107915","1982-01-01",6.6000000000000005,"",null,null,null,1.02]
["11BE10 KARAMA 2","HCA-107914","1982-01-01",6.6000000000000005,"",null,null,null,2.04]
["11BE10 KARAMA 2","HCA-107913","1982-01-01",6.6000000000000005,"",null,null,null,1.02]
["11BE10 KARAMA 2","HCA-107912","1982-01-01",6.6000000000000005,"",null,null,null,1.02]
["11BE10 KARAMA 2","HCA-107911","1982-01-01",6.6000000000000005,"",null,null,null,0.76]
["11BE10 KARAMA 2","HCA-107910","1982-01-01",6.6000000000000005,"",null,null,null,1.02]
["11BE10 KARAMA 2","HCA-107909","1982-01-01",6.6000000000000005,"",null,null,null,2.04]
["11BE10 KARAMA 2","HCA-107908","1982-01-01",6.6000000000000005,"",null,null,null,1.02]
["11BE10 KARAMA 2","HCA-107727","1982-01-01",6.6000000000000005,"",null,null,null,1.02]
["11BE10 KARAMA 2","HCA-107726","1982-01-01",6.6000000000000005,"",null,null,null,0.77]
["11BE10 KARAMA 2","HCA-107725","1982-01-01",6.6000000000000005,"",null,null,null,1.02]
["11BE10 KARAMA 2","HCA-107724","1982-01-01",6.6000000000000005,"",null,null,null,2.04]
["11BE10 KARAMA 2","HCA-107723","1982-01-01",6.6000000000000005,"",null,null,null,1.02]
["11BE10 KARAMA 2","HCA-107722","1982-01-01",6.6000000000000005,"",null,null,null,1.02]
["11BE10 KARAMA 2","HCA-107721","1982-01-01",6.6000000000000005,"",null,null,null,0.76]
["11BE10 KARAMA 2","HCA-107720","1982-01-01",6.6000000000000005,"",null,null,null,1.02]
["11BE10 KARAMA 2","HCA-107719","1982-01-01",6.6000000000000005,"",null,null,null,2.04]
["11BE10 KARAMA 2","HCA-107718","1982-01-01",6.6000000000000005,"",null,null,null,1.02]
["11BE10 KARAMA 2","HCA-107717","1982-01-01",6.6000000000000005,"",null,null,null,1.02]
["11BE10 KARAMA 2","HCA-107716","1982-01-01",6.6000000000000005,"",null,null,null,0.76]
["11BE06 KARAMA 1","HCA-105560","1982-01-01",6.6000000000000005,35,"AL","XLPE/PVC","1",95.931855600000006]
["11BE10 KARAMA 2","HCA-105306","1982-01-01",6.6000000000000005,35,"AL","XLPE/PVC","1",95.960000000000008]
["11BE10 KARAMA 2","HCA-108008","1982-01-01",6.6000000000000005,95,"AL","XLPE/PVC","1",96.09]
["11LE04 TAMBLING","HCA-107390","1982-01-01",6.6000000000000005,35,"AL","XLPE/PVC","1",96.8]
["11BE10 KARAMA 2","HCA-105559","1982-01-01",6.6000000000000005,35,"AL","XLPE/PVC","1",97.12]
["11BE06 KARAMA 1","HCA-105292","1982-01-01",6.6000000000000005,35,"AL","XLPE/PVC","1",97.187334899999996]
["11CA16 NAKARA","HCA-108973","1975-01-01",11,95,"AL","XLPE/PVC",null,97.354899259999996]
["11LE08 PARKSIDE","HCA-107202","1982-01-01",6.6000000000000005,35,"AL","XLPE/PVC","1",97.64]
["11LE08 PARKSIDE","HCA-107514","1982-01-01",11,95,"AL","XLPE/PVC",null,98.12]
["11BE10 KARAMA 2","HCA-108098","1982-01-01",6.6000000000000005,"",null,null,null,3.06]
["11BE10 KARAMA 2","HCA-108097","1982-01-01",6.6000000000000005,"",null,null,null,1.53]
["11BE10 KARAMA 2","HCA-108095","1982-01-01",6.6000000000000005,"",null,null,null,1.53]
["11BE06 KARAMA 1","HCA-105293","1982-01-01",6.6000000000000005,35,"AL","XLPE/PVC","1",98.228968210000005]
["11BE10 KARAMA 2","HCA-107907","1982-01-01",6.6000000000000005,"",null,null,null,1.02]
["11BE10 KARAMA 2","HCA-107906","1982-01-01",6.6000000000000005,"",null,null,null,0.76]
["11BE10 KARAMA 2","HCA-107905","1982-01-01",6.6000000000000005,"",null,null,null,1.02]
["11BE10 KARAMA 2","HCA-107904","1982-01-01",6.6000000000000005,"",null,null,null,2.04]
["11BE10 KARAMA 2","HCA-114012","1982-01-01",6.6000000000000005,"",null,null,null,1.02]
["11BE10 KARAMA 2","HCA-107903","1982-01-01",6.6000000000000005,"",null,null,null,1.02]
["11BE10 KARAMA 2","HCA-107902","1982-01-01",6.6000000000000005,"",null,null,null,1.02]
["11BE10 KARAMA 2","HCA-107901","1982-01-01",6.6000000000000005,"",null,null,null,0.76]
["11BE10 KARAMA 2","HCA-107900","1982-01-01",6.6000000000000005,"",null,null,null,1.02]
["11BE10 KARAMA 2","HCA-107899","1982-01-01",6.6000000000000005,"",null,null,null,2.04]
["11BE10 KARAMA 2","HCA-107898","1982-01-01",6.6000000000000005,"",null,null,null,1.02]
["11BE10 KARAMA 2","HCA-107897","1982-01-01",6.6000000000000005,"",null,null,null,1.02]
["11BE10 KARAMA 2","HCA-107896","1982-01-01",6.6000000000000005,"",null,null,null,0.76]
["11BE10 KARAMA 2","HCA-107715","1982-01-01",6.6000000000000005,"",null,null,null,1.02]
["11BE10 KARAMA 2","HCA-107714","1982-01-01",6.6000000000000005,"",null,null,null,2.04]
["11BE10 KARAMA 2","HCA-107712","1982-01-01",6.6000000000000005,"",null,null,null,1.02]
["11BE10 KARAMA 2","HCA-108019","1982-01-01",6.6000000000000005,95,"AL","XLPE/PVC","1",98.7]
["11BE10 KARAMA 2","HCA-105301","1982-01-01",6.6000000000000005,35,"AL","XLPE/PVC","1",99.16]
["11LE04 TAMBLING","HCA-107464","1982-01-01",6.6000000000000005,35,"AL","XLPE/PVC","1",99.710000000000008]
["11BE10 KARAMA 2","HCA-105331","1982-01-01",6.6000000000000005,35,"AL","XLPE/PVC","1",100]
["11BE16 ANULA","HCA-101780","1975-01-01",11,95,"AL","XLPE/PVC",null,100.08]
["11BE06 KARAMA 1","HCA-105614","1982-01-01",6.6000000000000005,35,"AL","XLPE/PVC","1",100.09259396]
["11CA25 BRINKIN","HCA-116579","1983-01-01",11,95,"AL","XLPE/PVC","1",101.21000000000001]
["11LE08 PARKSIDE","HCA-107262","1982-01-01",6.6000000000000005,35,"AL","XLPE/PVC",null,101.41]
["11BE10 KARAMA 2","HCA-105325","1982-01-01",6.6000000000000005,35,"AL","XLPE/PVC","1",101.57000000000001]
["11BE06 KARAMA 1","HCA-105282","1982-01-01",6.6000000000000005,35,"AL","XLPE/PVC","1",101.96164885]
["11BE10 KARAMA 2","HCA-107823","1982-01-01",6.6000000000000005,"",null,null,null,1.02]
["11BE10 KARAMA 2","HCA-107822","1982-01-01",6.6000000000000005,"",null,null,null,1.02]
["11BE10 KARAMA 2","HCA-107821","1982-01-01",6.6000000000000005,"",null,null,null,0.76]
["11BE10 KARAMA 2","HCA-107820","1982-01-01",6.6000000000000005,"",null,null,null,1.02]
["11BE10 KARAMA 2","HCA-107819","1982-01-01",6.6000000000000005,"",null,null,null,2.04]
["11BE10 KARAMA 2","HCA-107818","1982-01-01",6.6000000000000005,"",null,null,null,1.02]
["11BE10 KARAMA 2","HCA-107817","1982-01-01",6.6000000000000005,"",null,null,null,1.02]
["11BE10 KARAMA 2","HCA-107816","1982-01-01",6.6000000000000005,"",null,null,null,0.77]
["11BE10 KARAMA 2","HCA-107815","1982-01-01",6.6000000000000005,"",null,null,null,1.02]
["11BE10 KARAMA 2","HCA-107814","1982-01-01",6.6000000000000005,"",null,null,null,2.04]
["11BE10 KARAMA 2","HCA-107813","1982-01-01",6.6000000000000005,"",null,null,null,1.02]
["11BE10 KARAMA 2","HCA-107812","1982-01-01",6.6000000000000005,"",null,null,null,1.02]
["11LE04 TAMBLING","HCA-107232","1982-01-01",6.6000000000000005,35,"AL","XLPE/PVC","1",102.36]
["11BE06 KARAMA 1","HCA-105289","1982-01-01",6.6000000000000005,35,"AL","XLPE/PVC","1",102.47957257]
["11BE06 KARAMA 1","HCA-105285","1982-01-01",6.6000000000000005,35,"AL","XLPE/PVC","1",102.50835743]
["11LE04 TAMBLING","HCA-107210","1982-01-01",6.6000000000000005,35,"AL","XLPE/PVC","1",102.66]
["11LE08 PARKSIDE","HCA-107268","1982-01-01",6.6000000000000005,35,"AL","XLPE/PVC","1",102.86]
["11CA25 BRINKIN","HCA-109115","1983-01-01",11,95,"AL","XLPE/PVC","1",103.16]
["11BE06 KARAMA 1","HCA-105621","1982-01-01",6.6000000000000005,35,"AL","XLPE/PVC","1",103.77666499]
["11BE10 KARAMA 2","HCA-108002","1982-01-01",11,"",null,null,null,1.02]
["11BE10 KARAMA 2","HCA-108001","1982-01-01",11,"",null,null,null,2.04]
["11BE10 KARAMA 2","HCA-108000","1982-01-01",11,"",null,null,null,1.02]
["11BE10 KARAMA 2","HCA-107999","1982-01-01",11,"",null,null,null,1.02]
["11BE10 KARAMA 2","HCA-107998","1982-01-01",11,"",null,null,null,0.76]
["11BE10 KARAMA 2","HCA-107811","1982-01-01",6.6000000000000005,"",null,null,null,0.76]
["11BE10 KARAMA 2","HCA-107810","1982-01-01",6.6000000000000005,"",null,null,null,1.02]
["11BE10 KARAMA 2","HCA-107809","1982-01-01",6.6000000000000005,"",null,null,null,2.04]
["11BE10 KARAMA 2","HCA-107808","1982-01-01",6.6000000000000005,"",null,null,null,1.02]
["11BE10 KARAMA 2","HCA-107807","1982-01-01",6.6000000000000005,"",null,null,null,1.02]
["11BE10 KARAMA 2","HCA-107806","1982-01-01",6.6000000000000005,"",null,null,null,0.76]
["11BE10 KARAMA 2","HCA-107805","1982-01-01",6.6000000000000005,"",null,null,null,1.02]
["11BE10 KARAMA 2","HCA-107804","1982-01-01",6.6000000000000005,"",null,null,null,2.04]
["11BE10 KARAMA 2","HCA-107803","1982-01-01",6.6000000000000005,"",null,null,null,1.02]
["11BE10 KARAMA 2","HCA-107802","1982-01-01",6.6000000000000005,"",null,null,null,1.02]
["11BE10 KARAMA 2","HCA-107801","1982-01-01",6.6000000000000005,"",null,null,null,0.76]
["11BE10 KARAMA 2","HCA-107800","1982-01-01",6.6000000000000005,"",null,null,null,1.02]
["11LE08 PARKSIDE","HCA-107205","1982-01-01",6.6000000000000005,35,"AL","XLPE/PVC","1",103.9]
["11BE10 KARAMA 2","HCA-108025","1982-01-01",6.6000000000000005,95,"AL","XLPE/PVC","1",104.26]
["11BE10 KARAMA 2","HCA-105299","1982-01-01",6.6000000000000005,35,"AL","XLPE/PVC","1",104.51]
["11BE10 KARAMA 2","HCA-107983","1982-01-01",11,"",null,null,null,2.04]
["11BE10 KARAMA 2","HCA-107996","1982-01-01",11,"",null,null,null,2.04]
["11BE10 KARAMA 2","HCA-107995","1982-01-01",11,"",null,null,null,1.02]
["11BE10 KARAMA 2","HCA-107994","1982-01-01",11,"",null,null,null,1.02]
["11BE10 KARAMA 2","HCA-107993","1982-01-01",11,"",null,null,null,0.76]
["11BE10 KARAMA 2","HCA-107989","1982-01-01",11,"",null,null,null,1.02]
["11BE10 KARAMA 2","HCA-107988","1982-01-01",11,"",null,null,null,2.04]
["11BE10 KARAMA 2","HCA-107987","1982-01-01",11,"",null,null,null,1.02]
["11BE10 KARAMA 2","HCA-107986","1982-01-01",11,"",null,null,null,1.02]
["11BE10 KARAMA 2","HCA-105064","1982-01-01",6.6000000000000005,"",null,null,null,2.04]
["11BE10 KARAMA 2","HCA-107985","1982-01-01",11,"",null,null,null,0.77]
["11BE10 KARAMA 2","HCA-107984","1982-01-01",11,"",null,null,null,1.02]
["11BE10 KARAMA 2","HCA-107799","1982-01-01",6.6000000000000005,"",null,null,null,2.04]
["11BE10 KARAMA 2","HCA-107798","1982-01-01",6.6000000000000005,"",null,null,null,1.02]
["11BE10 KARAMA 2","HCA-107797","1982-01-01",6.6000000000000005,"",null,null,null,1.02]
["11BE10 KARAMA 2","HCA-107796","1982-01-01",6.6000000000000005,"",null,null,null,0.77]
["11BE10 KARAMA 2","HCA-107795","1982-01-01",6.6000000000000005,"",null,null,null,1.02]
["11BE10 KARAMA 2","HCA-107794","1982-01-01",6.6000000000000005,"",null,null,null,2.04]
["11BE10 KARAMA 2","HCA-107793","1982-01-01",6.6000000000000005,"",null,null,null,1.02]
["11BE10 KARAMA 2","HCA-107792","1982-01-01",6.6000000000000005,"",null,null,null,1.02]
["11BE10 KARAMA 2","HCA-107791","1982-01-01",6.6000000000000005,"",null,null,null,0.76]
["11BE10 KARAMA 2","HCA-107790","1982-01-01",6.6000000000000005,"",null,null,null,1.02]
["11BE10 KARAMA 2","HCA-107789","1982-01-01",6.6000000000000005,"",null,null,null,2.04]
["11BE10 KARAMA 2","HCA-107788","1982-01-01",6.6000000000000005,"",null,null,null,1.02]
["11CA19 CAS VILLAGE","HCA-111099","1975-01-01",11,95,"AL","XLPE/PVC","1",105.26918516000001]
["11LE04 TAMBLING","HCA-107465","1982-01-01",6.6000000000000005,35,"AL","XLPE/PVC","1",106.24000000000001]
["11BE10 KARAMA 2","HCA-108023","1982-01-01",6.6000000000000005,95,"AL","XLPE/PVC","1",106.32000000000001]
["11BE06 KARAMA 1","HCA-105351","1982-01-01",6.6000000000000005,35,"AL","XLPE/PVC","1",106.38103525]
["11BE10 KARAMA 2","HCA-105300","1982-01-01",6.6000000000000005,35,"AL","XLPE/PVC","1",106.73]
["11BE06 KARAMA 1","HCA-105283","1982-01-01",6.6000000000000005,35,"AL","XLPE/PVC","1",106.88449167]
["11BE10 KARAMA 2","HCA-107982","1982-01-01",11,"",null,null,null,1.02]
["11BE10 KARAMA 2","HCA-107981","1982-01-01",11,"",null,null,null,1.02]
["11BE10 KARAMA 2","HCA-107980","1982-01-01",11,"",null,null,null,0.76]
["11BE10 KARAMA 2","HCA-107787","1982-01-01",6.6000000000000005,"",null,null,null,1.02]
["11BE10 KARAMA 2","HCA-107786","1982-01-01",6.6000000000000005,"",null,null,null,0.77]
["11BE10 KARAMA 2","HCA-107785","1982-01-01",6.6000000000000005,"",null,null,null,1.02]
["11BE10 KARAMA 2","HCA-107784","1982-01-01",6.6000000000000005,"",null,null,null,2.04]
["11BE10 KARAMA 2","HCA-107783","1982-01-01",6.6000000000000005,"",null,null,null,1.02]
["11BE10 KARAMA 2","HCA-107782","1982-01-01",6.6000000000000005,"",null,null,null,1.02]
["11BE10 KARAMA 2","HCA-107781","1982-01-01",6.6000000000000005,"",null,null,null,0.76]
["11BE10 KARAMA 2","HCA-107780","1982-01-01",6.6000000000000005,"",null,null,null,1.02]
["11BE10 KARAMA 2","HCA-107779","1982-01-01",6.6000000000000005,"",null,null,null,2.04]
["11BE10 KARAMA 2","HCA-105336","1982-01-01",6.6000000000000005,35,"AL","XLPE/PVC","1",107.25]
["11LE04 TAMBLING","HCA-107397","1982-01-01",6.6000000000000005,35,"AL","XLPE/PVC","1",108.32000000000001]
["11CA24 PARER","HCA-112151","1975-01-01",11,95,"AL","XLPE/PVC",null,108.48015979]
["11BE06 KARAMA 1","HCA-105636","1982-01-01",6.6000000000000005,35,"AL","XLPE/PVC","1",109.21652231]
["11BE10 KARAMA 2","HCA-107711","1982-01-01",6.6000000000000005,"",null,null,null,0.76]
["11BE10 KARAMA 2","HCA-107710","1982-01-01",6.6000000000000005,"",null,null,null,1.02]
["11BE10 KARAMA 2","HCA-107709","1982-01-01",6.6000000000000005,"",null,null,null,2.04]
["11BE10 KARAMA 2","HCA-107708","1982-01-01",6.6000000000000005,"",null,null,null,1.02]
["11BE10 KARAMA 2","HCA-107707","1982-01-01",6.6000000000000005,"",null,null,null,1.02]
["11BE10 KARAMA 2","HCA-107706","1982-01-01",6.6000000000000005,"",null,null,null,0.76]
["11BE10 KARAMA 2","HCA-108094","1982-01-01",6.6000000000000005,"",null,null,null,1.53]
["11BE10 KARAMA 2","HCA-108093","1982-01-01",6.6000000000000005,"",null,null,null,3.06]
["11BE10 KARAMA 2","HCA-108092","1982-01-01",6.6000000000000005,"",null,null,null,3.06]
["11BE10 KARAMA 2","HCA-108091","1982-01-01",6.6000000000000005,"",null,null,null,6.12]
["11BE10 KARAMA 2","HCA-108090","1982-01-01",6.6000000000000005,"",null,null,null,2.16]
["11WN01 BAGOT","HCA-103325","1982-01-01",11,95,"AL","XLPE/PVC","1",109.88]
["11BE10 KARAMA 2","HCA-108088","1982-01-01",6.6000000000000005,"",null,null,null,2.16]
["11WN22 LUDMILLA","HCA-103344","1975-01-01",11,240,"AL","XLPE/PVC","1",109.89]
["11BE10 KARAMA 2","HCA-108086","1982-01-01",6.6000000000000005,"",null,null,null,1.36]
["11BE10 KARAMA 2","HCA-105613","1982-01-01",6.6000000000000005,35,"AL","XLPE/PVC","1",109.99000000000001]
["11BE10 KARAMA 2","HCA-107895","1982-01-01",6.6000000000000005,"",null,null,null,1.02]
["11BE10 KARAMA 2","HCA-107894","1982-01-01",6.6000000000000005,"",null,null,null,2.04]
["11BE10 KARAMA 2","HCA-107893","1982-01-01",6.6000000000000005,"",null,null,null,1.02]
["11BE10 KARAMA 2","HCA-107892","1982-01-01",6.6000000000000005,"",null,null,null,1.02]
["11BE10 KARAMA 2","HCA-107891","1982-01-01",6.6000000000000005,"",null,null,null,0.76]
["11BE10 KARAMA 2","HCA-107890","1982-01-01",6.6000000000000005,"",null,null,null,1.02]
["11BE10 KARAMA 2","HCA-104981","1982-01-01",6.6000000000000005,"",null,null,null,0.76]
["11BE10 KARAMA 2","HCA-107889","1982-01-01",6.6000000000000005,"",null,null,null,2.04]
["11BE10 KARAMA 2","HCA-107888","1982-01-01",6.6000000000000005,"",null,null,null,1.02]
["11BE10 KARAMA 2","HCA-107887","1982-01-01",6.6000000000000005,"",null,null,null,1.02]
["11BE10 KARAMA 2","HCA-107886","1982-01-01",6.6000000000000005,"",null,null,null,0.77]
["11BE10 KARAMA 2","HCA-107885","1982-01-01",6.6000000000000005,"",null,null,null,1.02]
["11BE10 KARAMA 2","HCA-107884","1982-01-01",6.6000000000000005,"",null,null,null,2.04]
["11BE10 KARAMA 2","HCA-105043","1982-01-01",6.6000000000000005,"",null,null,null,1.02]
["11BE10 KARAMA 2","HCA-105044","1982-01-01",6.6000000000000005,"",null,null,null,2.04]
["11BE10 KARAMA 2","HCA-105045","1982-01-01",6.6000000000000005,"",null,null,null,1.02]
["11BE10 KARAMA 2","HCA-105046","1982-01-01",6.6000000000000005,"",null,null,null,0.76]
["11BE10 KARAMA 2","HCA-105047","1982-01-01",6.6000000000000005,"",null,null,null,1.02]
["11BE10 KARAMA 2","HCA-105048","1982-01-01",6.6000000000000005,"",null,null,null,1.02]
["11BE10 KARAMA 2","HCA-105049","1982-01-01",6.6000000000000005,"",null,null,null,2.04]
["11BE10 KARAMA 2","HCA-105050","1982-01-01",6.6000000000000005,"",null,null,null,1.02]
["11BE10 KARAMA 2","HCA-105051","1982-01-01",6.6000000000000005,"",null,null,null,0.76]
["11BE10 KARAMA 2","HCA-105052","1982-01-01",6.6000000000000005,"",null,null,null,1.02]
["11BE10 KARAMA 2","HCA-105053","1982-01-01",6.6000000000000005,"",null,null,null,1.02]
["11BE10 KARAMA 2","HCA-105054","1982-01-01",6.6000000000000005,"",null,null,null,2.04]
["11BE10 KARAMA 2","HCA-105362","1982-01-01",6.6000000000000005,"",null,null,null,0.76]
["11BE10 KARAMA 2","HCA-105363","1982-01-01",6.6000000000000005,"",null,null,null,1.02]
["11BE10 KARAMA 2","HCA-105364","1982-01-01",6.6000000000000005,"",null,null,null,1.02]
["11BE10 KARAMA 2","HCA-105365","1982-01-01",6.6000000000000005,"",null,null,null,2.04]
["11BE10 KARAMA 2","HCA-105366","1982-01-01",6.6000000000000005,"",null,null,null,1.02]
["11BE10 KARAMA 2","HCA-105367","1982-01-01",6.6000000000000005,"",null,null,null,0.76]
["11BE10 KARAMA 2","HCA-105368","1982-01-01",6.6000000000000005,"",null,null,null,1.02]
["11BE10 KARAMA 2","HCA-105369","1982-01-01",6.6000000000000005,"",null,null,null,1.02]
["11BE10 KARAMA 2","HCA-105370","1982-01-01",6.6000000000000005,"",null,null,null,2.04]
["11BE10 KARAMA 2","HCA-105371","1982-01-01",6.6000000000000005,"",null,null,null,1.02]
["11BE10 KARAMA 2","HCA-105372","1982-01-01",6.6000000000000005,"",null,null,null,0.76]
["11BE10 KARAMA 2","HCA-105373","1982-01-01",6.6000000000000005,"",null,null,null,1.02]
["11BE10 KARAMA 2","HCA-104863","1982-01-01",6.6000000000000005,"",null,null,null,1.02]
["11BE10 KARAMA 2","HCA-104864","1982-01-01",6.6000000000000005,"",null,null,null,2.04]
["11BE10 KARAMA 2","HCA-104865","1982-01-01",6.6000000000000005,"",null,null,null,1.02]
["11BE10 KARAMA 2","HCA-104866","1982-01-01",6.6000000000000005,"",null,null,null,0.76]
["11BE10 KARAMA 2","HCA-104867","1982-01-01",6.6000000000000005,"",null,null,null,1.02]
["11BE10 KARAMA 2","HCA-104868","1982-01-01",6.6000000000000005,"",null,null,null,1.02]
["11BE10 KARAMA 2","HCA-104869","1982-01-01",6.6000000000000005,"",null,null,null,2.04]
["11BE10 KARAMA 2","HCA-104870","1982-01-01",6.6000000000000005,"",null,null,null,1.02]
["11BE10 KARAMA 2","HCA-104871","1982-01-01",6.6000000000000005,"",null,null,null,0.76]
["11BE10 KARAMA 2","HCA-104872","1982-01-01",6.6000000000000005,"",null,null,null,1.02]
["11BE10 KARAMA 2","HCA-104873","1982-01-01",6.6000000000000005,"",null,null,null,1.02]
["11BE10 KARAMA 2","HCA-104874","1982-01-01",6.6000000000000005,"",null,null,null,2.04]
["11BE10 KARAMA 2","HCA-105055","1982-01-01",6.6000000000000005,"",null,null,null,1.02]
["11BE10 KARAMA 2","HCA-105056","1982-01-01",6.6000000000000005,"",null,null,null,0.76]
["11BE10 KARAMA 2","HCA-105057","1982-01-01",6.6000000000000005,"",null,null,null,1.02]
["11BE10 KARAMA 2","HCA-105058","1982-01-01",6.6000000000000005,"",null,null,null,1.02]
["11BE10 KARAMA 2","HCA-105059","1982-01-01",6.6000000000000005,"",null,null,null,2.04]
["11BE10 KARAMA 2","HCA-105060","1982-01-01",6.6000000000000005,"",null,null,null,1.02]
["11BE10 KARAMA 2","HCA-105061","1982-01-01",6.6000000000000005,"",null,null,null,0.76]
["11BE10 KARAMA 2","HCA-105062","1982-01-01",6.6000000000000005,"",null,null,null,1.02]
["11BE10 KARAMA 2","HCA-105063","1982-01-01",6.6000000000000005,"",null,null,null,1.02]
["11BE10 KARAMA 2","HCA-105065","1982-01-01",6.6000000000000005,"",null,null,null,1.02]
["11BE10 KARAMA 2","HCA-105066","1982-01-01",6.6000000000000005,"",null,null,null,0.76]
["11BE10 KARAMA 2","HCA-104875","1982-01-01",6.6000000000000005,"",null,null,null,1.02]
["11BE10 KARAMA 2","HCA-104876","1982-01-01",6.6000000000000005,"",null,null,null,0.76]
["11BE10 KARAMA 2","HCA-104877","1982-01-01",6.6000000000000005,"",null,null,null,1.02]
["11BE10 KARAMA 2","HCA-104878","1982-01-01",6.6000000000000005,"",null,null,null,1.02]
["11BE10 KARAMA 2","HCA-104879","1982-01-01",6.6000000000000005,"",null,null,null,2.04]
["11BE10 KARAMA 2","HCA-104880","1982-01-01",6.6000000000000005,"",null,null,null,1.02]
["11BE10 KARAMA 2","HCA-104881","1982-01-01",6.6000000000000005,"",null,null,null,0.76]
["11BE10 KARAMA 2","HCA-104882","1982-01-01",6.6000000000000005,"",null,null,null,1.02]
["11BE10 KARAMA 2","HCA-104883","1982-01-01",6.6000000000000005,"",null,null,null,1.02]
["11BE10 KARAMA 2","HCA-104884","1982-01-01",6.6000000000000005,"",null,null,null,2.04]
["11BE10 KARAMA 2","HCA-104885","1982-01-01",6.6000000000000005,"",null,null,null,1.02]
["11BE10 KARAMA 2","HCA-104886","1982-01-01",6.6000000000000005,"",null,null,null,0.76]
["11BE10 KARAMA 2","HCA-105226","1982-01-01",6.6000000000000005,"",null,null,null,0.77]
["11BE10 KARAMA 2","HCA-105227","1982-01-01",6.6000000000000005,"",null,null,null,1.02]
["11BE10 KARAMA 2","HCA-105228","1982-01-01",6.6000000000000005,"",null,null,null,1.02]
["11BE10 KARAMA 2","HCA-105229","1982-01-01",6.6000000000000005,"",null,null,null,2.04]
["11BE10 KARAMA 2","HCA-105230","1982-01-01",6.6000000000000005,"",null,null,null,1.0193680899999999]
["11BE10 KARAMA 2","HCA-105067","1982-01-01",6.6000000000000005,"",null,null,null,1.02]
["11BE10 KARAMA 2","HCA-105068","1982-01-01",6.6000000000000005,"",null,null,null,1.02]
["11BE10 KARAMA 2","HCA-105069","1982-01-01",6.6000000000000005,"",null,null,null,2.04]
["11BE10 KARAMA 2","HCA-105070","1982-01-01",6.6000000000000005,"",null,null,null,1.02]
["11BE10 KARAMA 2","HCA-105071","1982-01-01",6.6000000000000005,"",null,null,null,0.76]
["11BE10 KARAMA 2","HCA-105072","1982-01-01",6.6000000000000005,"",null,null,null,1.02]
["11BE10 KARAMA 2","HCA-105073","1982-01-01",6.6000000000000005,"",null,null,null,1.02]
["11BE10 KARAMA 2","HCA-105074","1982-01-01",6.6000000000000005,"",null,null,null,2.04]
["11BE10 KARAMA 2","HCA-105075","1982-01-01",6.6000000000000005,"",null,null,null,1.02]
["11BE10 KARAMA 2","HCA-105076","1982-01-01",6.6000000000000005,"",null,null,null,0.76]
["11BE10 KARAMA 2","HCA-105077","1982-01-01",6.6000000000000005,"",null,null,null,1.02]
["11BE10 KARAMA 2","HCA-105078","1982-01-01",6.6000000000000005,"",null,null,null,1.02]
["11BE10 KARAMA 2","HCA-104887","1982-01-01",6.6000000000000005,"",null,null,null,1.02]
["11BE10 KARAMA 2","HCA-104888","1982-01-01",6.6000000000000005,"",null,null,null,1.02]
["11BE10 KARAMA 2","HCA-104889","1982-01-01",6.6000000000000005,"",null,null,null,2.04]
["11BE10 KARAMA 2","HCA-104890","1982-01-01",6.6000000000000005,"",null,null,null,1.02]
["11BE10 KARAMA 2","HCA-104891","1982-01-01",6.6000000000000005,"",null,null,null,0.77]
["11BE10 KARAMA 2","HCA-104892","1982-01-01",6.6000000000000005,"",null,null,null,1.02]
["11BE10 KARAMA 2","HCA-104893","1982-01-01",6.6000000000000005,"",null,null,null,1.02]
["11BE10 KARAMA 2","HCA-104894","1982-01-01",6.6000000000000005,"",null,null,null,2.04]
["11BE10 KARAMA 2","HCA-104895","1982-01-01",6.6000000000000005,"",null,null,null,1.02]
["11BE10 KARAMA 2","HCA-104896","1982-01-01",6.6000000000000005,"",null,null,null,0.76]
["11BE10 KARAMA 2","HCA-104897","1982-01-01",6.6000000000000005,"",null,null,null,1.02]
["11BE10 KARAMA 2","HCA-104898","1982-01-01",6.6000000000000005,"",null,null,null,1.02]
["11BE10 KARAMA 2","HCA-105241","1982-01-01",6.6000000000000005,"",null,null,null,0.76]
["11BE10 KARAMA 2","HCA-105242","1982-01-01",6.6000000000000005,"",null,null,null,1.02]
["11BE10 KARAMA 2","HCA-105243","1982-01-01",6.6000000000000005,"",null,null,null,1.02]
["11BE10 KARAMA 2","HCA-105244","1982-01-01",6.6000000000000005,"",null,null,null,2.04]
["11BE10 KARAMA 2","HCA-105245","1982-01-01",6.6000000000000005,"",null,null,null,1.02]
["11BE10 KARAMA 2","HCA-105246","1982-01-01",6.6000000000000005,"",null,null,null,0.77]
["11BE10 KARAMA 2","HCA-105079","1982-01-01",6.6000000000000005,"",null,null,null,2.04]
["11BE10 KARAMA 2","HCA-105080","1982-01-01",6.6000000000000005,"",null,null,null,1.02]
["11BE10 KARAMA 2","HCA-105081","1982-01-01",6.6000000000000005,"",null,null,null,0.76]
["11BE10 KARAMA 2","HCA-105082","1982-01-01",6.6000000000000005,"",null,null,null,1.02]
["11BE10 KARAMA 2","HCA-105083","1982-01-01",6.6000000000000005,"",null,null,null,1.02]
["11BE10 KARAMA 2","HCA-105084","1982-01-01",6.6000000000000005,"",null,null,null,2.04]
["11BE10 KARAMA 2","HCA-105085","1982-01-01",6.6000000000000005,"",null,null,null,1.02]
["11BE10 KARAMA 2","HCA-104711","1982-01-01",6.6000000000000005,"",null,null,null,0.76]
["11BE10 KARAMA 2","HCA-104712","1982-01-01",6.6000000000000005,"",null,null,null,1.02]
["11BE10 KARAMA 2","HCA-104713","1982-01-01",6.6000000000000005,"",null,null,null,1.0189424]
["11BE10 KARAMA 2","HCA-104714","1982-01-01",6.6000000000000005,"",null,null,null,2.04]
["11BE10 KARAMA 2","HCA-104715","1982-01-01",6.6000000000000005,"",null,null,null,1.02]
["11BE10 KARAMA 2","HCA-104899","1982-01-01",6.6000000000000005,"",null,null,null,2.04]
["11BE10 KARAMA 2","HCA-104900","1982-01-01",6.6000000000000005,"",null,null,null,1.02]
["11BE10 KARAMA 2","HCA-104901","1982-01-01",6.6000000000000005,"",null,null,null,0.76]
["11BE10 KARAMA 2","HCA-104902","1982-01-01",6.6000000000000005,"",null,null,null,1.02]
["11BE10 KARAMA 2","HCA-104903","1982-01-01",6.6000000000000005,"",null,null,null,1.02]
["11BE10 KARAMA 2","HCA-104904","1982-01-01",6.6000000000000005,"",null,null,null,2.04]
["11BE10 KARAMA 2","HCA-104905","1982-01-01",6.6000000000000005,"",null,null,null,1.02]
["11BE10 KARAMA 2","HCA-104906","1982-01-01",6.6000000000000005,"",null,null,null,0.76]
["11BE10 KARAMA 2","HCA-104907","1982-01-01",6.6000000000000005,"",null,null,null,1.02]
["11BE10 KARAMA 2","HCA-104908","1982-01-01",6.6000000000000005,"",null,null,null,1.02]
["11BE10 KARAMA 2","HCA-104909","1982-01-01",6.6000000000000005,"",null,null,null,2.04]
["11BE10 KARAMA 2","HCA-104910","1982-01-01",6.6000000000000005,"",null,null,null,1.02]
["11BE10 KARAMA 2","HCA-105247","1982-01-01",6.6000000000000005,"",null,null,null,1.02]
["11BE10 KARAMA 2","HCA-105248","1982-01-01",6.6000000000000005,"",null,null,null,1.02]
["11BE10 KARAMA 2","HCA-105249","1982-01-01",6.6000000000000005,"",null,null,null,2.04]
["11BE10 KARAMA 2","HCA-105250","1982-01-01",6.6000000000000005,"",null,null,null,1.02]
["11BE10 KARAMA 2","HCA-105251","1982-01-01",6.6000000000000005,"",null,null,null,0.76]
["11BE10 KARAMA 2","HCA-105252","1982-01-01",6.6000000000000005,"",null,null,null,1.02]
["11BE10 KARAMA 2","HCA-105253","1982-01-01",6.6000000000000005,"",null,null,null,1.02]
["11BE10 KARAMA 2","HCA-105254","1982-01-01",6.6000000000000005,"",null,null,null,2.04]
["11BE10 KARAMA 2","HCA-105255","1982-01-01",6.6000000000000005,"",null,null,null,1.02]
["11BE10 KARAMA 2","HCA-105256","1982-01-01",6.6000000000000005,"",null,null,null,0.77]
["11BE10 KARAMA 2","HCA-105257","1982-01-01",6.6000000000000005,"",null,null,null,1.02]
["11BE10 KARAMA 2","HCA-105258","1982-01-01",6.6000000000000005,"",null,null,null,1.02]
["11BE10 KARAMA 2","HCA-105091","1982-01-01",6.6000000000000005,"",null,null,null,0.76]
["11BE10 KARAMA 2","HCA-105092","1982-01-01",6.6000000000000005,"",null,null,null,1.02]
["11BE10 KARAMA 2","HCA-105093","1982-01-01",6.6000000000000005,"",null,null,null,1.02]
["11BE10 KARAMA 2","HCA-105094","1982-01-01",6.6000000000000005,"",null,null,null,2.04]
["11BE10 KARAMA 2","HCA-105095","1982-01-01",6.6000000000000005,"",null,null,null,1.02]
["11BE10 KARAMA 2","HCA-105096","1982-01-01",6.6000000000000005,"",null,null,null,0.76]
["11BE10 KARAMA 2","HCA-105097","1982-01-01",6.6000000000000005,"",null,null,null,1.02]
["11BE10 KARAMA 2","HCA-105098","1982-01-01",6.6000000000000005,"",null,null,null,1.02]
["11BE10 KARAMA 2","HCA-105099","1982-01-01",6.6000000000000005,"",null,null,null,2.04]
["11BE10 KARAMA 2","HCA-105100","1982-01-01",6.6000000000000005,"",null,null,null,1.02]
["11BE10 KARAMA 2","HCA-105101","1982-01-01",6.6000000000000005,"",null,null,null,0.76]
["11BE10 KARAMA 2","HCA-105102","1982-01-01",6.6000000000000005,"",null,null,null,1.02]
["11BE10 KARAMA 2","HCA-104911","1982-01-01",6.6000000000000005,"",null,null,null,0.77]
["11BE10 KARAMA 2","HCA-104912","1982-01-01",6.6000000000000005,"",null,null,null,1.02]
["11BE10 KARAMA 2","HCA-104913","1982-01-01",6.6000000000000005,"",null,null,null,1.02]
["11BE10 KARAMA 2","HCA-104914","1982-01-01",6.6000000000000005,"",null,null,null,2.04]
["11BE10 KARAMA 2","HCA-104915","1982-01-01",6.6000000000000005,"",null,null,null,1.02]
["11BE10 KARAMA 2","HCA-104916","1982-01-01",6.6000000000000005,"",null,null,null,0.76]
["11BE10 KARAMA 2","HCA-104917","1982-01-01",6.6000000000000005,"",null,null,null,1.02]
["11BE10 KARAMA 2","HCA-104918","1982-01-01",6.6000000000000005,"",null,null,null,1.02]
["11BE10 KARAMA 2","HCA-104919","1982-01-01",6.6000000000000005,"",null,null,null,2.04]
["11BE10 KARAMA 2","HCA-104920","1982-01-01",6.6000000000000005,"",null,null,null,1.02]
["11BE10 KARAMA 2","HCA-104921","1982-01-01",6.6000000000000005,"",null,null,null,0.76]
["11BE10 KARAMA 2","HCA-104922","1982-01-01",6.6000000000000005,"",null,null,null,1.02]
["11BE10 KARAMA 2","HCA-105259","1982-01-01",6.6000000000000005,"",null,null,null,2.04]
["11BE10 KARAMA 2","HCA-105260","1982-01-01",6.6000000000000005,"",null,null,null,1.02]
["11BE10 KARAMA 2","HCA-105261","1982-01-01",6.6000000000000005,"",null,null,null,0.76]
["11BE10 KARAMA 2","HCA-105262","1982-01-01",6.6000000000000005,"",null,null,null,1.02]
["11BE10 KARAMA 2","HCA-105263","1982-01-01",6.6000000000000005,"",null,null,null,1.02]
["11BE10 KARAMA 2","HCA-105264","1982-01-01",6.6000000000000005,"",null,null,null,2.04]
["11BE10 KARAMA 2","HCA-105265","1982-01-01",6.6000000000000005,"",null,null,null,1.02]
["11BE10 KARAMA 2","HCA-105103","1982-01-01",6.6000000000000005,"",null,null,null,1.02]
["11BE10 KARAMA 2","HCA-105104","1982-01-01",6.6000000000000005,"",null,null,null,2.04]
["11BE10 KARAMA 2","HCA-105105","1982-01-01",6.6000000000000005,"",null,null,null,1.02]
["11BE10 KARAMA 2","HCA-105106","1982-01-01",6.6000000000000005,"",null,null,null,0.76]
["11BE10 KARAMA 2","HCA-105107","1982-01-01",6.6000000000000005,"",null,null,null,1.02]
["11BE10 KARAMA 2","HCA-105108","1982-01-01",6.6000000000000005,"",null,null,null,1.02]
["11BE10 KARAMA 2","HCA-105109","1982-01-01",6.6000000000000005,"",null,null,null,2.04]
["11BE10 KARAMA 2","HCA-105110","1982-01-01",6.6000000000000005,"",null,null,null,1.02]
["11BE10 KARAMA 2","HCA-105111","1982-01-01",6.6000000000000005,"",null,null,null,0.76]
["11BE10 KARAMA 2","HCA-105112","1982-01-01",6.6000000000000005,"",null,null,null,1.02]
["11BE10 KARAMA 2","HCA-105113","1982-01-01",6.6000000000000005,"",null,null,null,1.02]
["11BE10 KARAMA 2","HCA-105114","1982-01-01",6.6000000000000005,"",null,null,null,2.04]
["11BE10 KARAMA 2","HCA-104923","1982-01-01",6.6000000000000005,"",null,null,null,1.02]
["11BE10 KARAMA 2","HCA-104924","1982-01-01",6.6000000000000005,"",null,null,null,2.04]
["11BE10 KARAMA 2","HCA-104925","1982-01-01",6.6000000000000005,"",null,null,null,1.02]
["11BE10 KARAMA 2","HCA-104926","1982-01-01",6.6000000000000005,"",null,null,null,0.76]
["11BE10 KARAMA 2","HCA-104927","1982-01-01",6.6000000000000005,"",null,null,null,1.02]
["11BE10 KARAMA 2","HCA-104928","1982-01-01",6.6000000000000005,"",null,null,null,1.02]
["11BE10 KARAMA 2","HCA-104929","1982-01-01",6.6000000000000005,"",null,null,null,2.04]
["11BE10 KARAMA 2","HCA-104930","1982-01-01",6.6000000000000005,"",null,null,null,1.02]
["11BE10 KARAMA 2","HCA-104931","1982-01-01",6.6000000000000005,"",null,null,null,0.77]
["11BE10 KARAMA 2","HCA-104932","1982-01-01",6.6000000000000005,"",null,null,null,1.02]
["11BE10 KARAMA 2","HCA-104933","1982-01-01",6.6000000000000005,"",null,null,null,1.02]
["11BE10 KARAMA 2","HCA-104934","1982-01-01",6.6000000000000005,"",null,null,null,2.04]
["11BE10 KARAMA 2","HCA-105115","1982-01-01",6.6000000000000005,"",null,null,null,1.02]
["11BE10 KARAMA 2","HCA-104751","1982-01-01",6.6000000000000005,"",null,null,null,0.76]
["11BE10 KARAMA 2","HCA-104752","1982-01-01",6.6000000000000005,"",null,null,null,1.02]
["11BE10 KARAMA 2","HCA-104753","1982-01-01",6.6000000000000005,"",null,null,null,1.0190652600000001]
["11BE10 KARAMA 2","HCA-104754","1982-01-01",6.6000000000000005,"",null,null,null,2.04]
["11BE10 KARAMA 2","HCA-104935","1982-01-01",6.6000000000000005,"",null,null,null,1.02]
["11BE10 KARAMA 2","HCA-104936","1982-01-01",6.6000000000000005,"",null,null,null,0.77]
["11BE10 KARAMA 2","HCA-104937","1982-01-01",6.6000000000000005,"",null,null,null,1.02]
["11BE10 KARAMA 2","HCA-104938","1982-01-01",6.6000000000000005,"",null,null,null,1.02]
["11BE10 KARAMA 2","HCA-104939","1982-01-01",6.6000000000000005,"",null,null,null,2.04]
["11BE10 KARAMA 2","HCA-104940","1982-01-01",6.6000000000000005,"",null,null,null,1.02]
["11BE10 KARAMA 2","HCA-104941","1982-01-01",6.6000000000000005,"",null,null,null,0.77]
["11BE10 KARAMA 2","HCA-104942","1982-01-01",6.6000000000000005,"",null,null,null,1.02]
["11BE10 KARAMA 2","HCA-104943","1982-01-01",6.6000000000000005,"",null,null,null,1.02]
["11BE10 KARAMA 2","HCA-104944","1982-01-01",6.6000000000000005,"",null,null,null,2.04]
["11BE10 KARAMA 2","HCA-104945","1982-01-01",6.6000000000000005,"",null,null,null,1.02]
["11BE10 KARAMA 2","HCA-104946","1982-01-01",6.6000000000000005,"",null,null,null,0.76]
["11BE10 KARAMA 2","HCA-104755","1982-01-01",6.6000000000000005,"",null,null,null,1.02]
["11BE10 KARAMA 2","HCA-107778","1982-01-01",6.6000000000000005,"",null,null,null,1.02]
["11BE10 KARAMA 2","HCA-104947","1982-01-01",6.6000000000000005,"",null,null,null,1.02]
["11BE10 KARAMA 2","HCA-104948","1982-01-01",6.6000000000000005,"",null,null,null,1.02]
["11BE10 KARAMA 2","HCA-104949","1982-01-01",6.6000000000000005,"",null,null,null,2.04]
["11BE10 KARAMA 2","HCA-104950","1982-01-01",6.6000000000000005,"",null,null,null,1.02]
["11BE10 KARAMA 2","HCA-104951","1982-01-01",6.6000000000000005,"",null,null,null,0.76]
["11BE10 KARAMA 2","HCA-104952","1982-01-01",6.6000000000000005,"",null,null,null,1.02]
["11BE10 KARAMA 2","HCA-104953","1982-01-01",6.6000000000000005,"",null,null,null,1.02]
["11BE10 KARAMA 2","HCA-104954","1982-01-01",6.6000000000000005,"",null,null,null,2.04]
["11BE10 KARAMA 2","HCA-104955","1982-01-01",6.6000000000000005,"",null,null,null,1.02]
["11BE10 KARAMA 2","HCA-104956","1982-01-01",6.6000000000000005,"",null,null,null,0.76]
["11BE10 KARAMA 2","HCA-104957","1982-01-01",6.6000000000000005,"",null,null,null,1.02]
["11BE10 KARAMA 2","HCA-104958","1982-01-01",6.6000000000000005,"",null,null,null,1.02]
["11BE10 KARAMA 2","HCA-104959","1982-01-01",6.6000000000000005,"",null,null,null,2.04]
["11BE10 KARAMA 2","HCA-104960","1982-01-01",6.6000000000000005,"",null,null,null,1.02]
["11BE10 KARAMA 2","HCA-104961","1982-01-01",6.6000000000000005,"",null,null,null,0.77]
["11BE10 KARAMA 2","HCA-104962","1982-01-01",6.6000000000000005,"",null,null,null,1.02]
["11BE10 KARAMA 2","HCA-104963","1982-01-01",6.6000000000000005,"",null,null,null,1.02]
["11BE10 KARAMA 2","HCA-104964","1982-01-01",6.6000000000000005,"",null,null,null,2.04]
["11BE10 KARAMA 2","HCA-104965","1982-01-01",6.6000000000000005,"",null,null,null,1.02]
["11BE10 KARAMA 2","HCA-104966","1982-01-01",6.6000000000000005,"",null,null,null,0.76]
["11BE10 KARAMA 2","HCA-104967","1982-01-01",6.6000000000000005,"",null,null,null,1.02]
["11BE10 KARAMA 2","HCA-104968","1982-01-01",6.6000000000000005,"",null,null,null,1.02]
["11BE10 KARAMA 2","HCA-104969","1982-01-01",6.6000000000000005,"",null,null,null,2.04]
["11BE10 KARAMA 2","HCA-104970","1982-01-01",6.6000000000000005,"",null,null,null,1.02]
["11BE06 KARAMA 1","HCA-105271","1982-01-01",6.6000000000000005,35,"AL","XLPE/PVC","1",110.14156665]
["11LE08 PARKSIDE","HCA-107263","1982-01-01",6.6000000000000005,35,"AL","XLPE/PVC","1",110.94]
["11LE04 TAMBLING","HCA-107209","1982-01-01",6.6000000000000005,35,"AL","XLPE/PVC","1",111.41]
["11LE08 PARKSIDE","HCA-107206","1982-01-01",6.6000000000000005,35,"AL","XLPE/PVC","1",111.45]
["11BE06 KARAMA 1","HCA-105279","1982-01-01",6.6000000000000005,35,"AL","XLPE/PVC","1",112.34761924999999]
["11LE04 TAMBLING","HCA-107233","1982-01-01",6.6000000000000005,35,"AL","XLPE/PVC","1",112.62]
["11LE08 PARKSIDE","HCA-112135","1975-01-01",11,95,"AL","XLPE/PVC","1",112.83765206]
["11BE06 KARAMA 1","HCA-105266","1982-01-01",6.6000000000000005,35,"AL","XLPE/PVC","1",113.75480930000001]
["11BE10 KARAMA 2","HCA-104781","1982-01-01",6.6000000000000005,"",null,null,null,0.76]
["11BE10 KARAMA 2","HCA-104782","1982-01-01",6.6000000000000005,"",null,null,null,1.02]
["11BE10 KARAMA 2","HCA-104783","1982-01-01",6.6000000000000005,"",null,null,null,1.02]
["11BE10 KARAMA 2","HCA-104784","1982-01-01",6.6000000000000005,"",null,null,null,2.04]
["11BE10 KARAMA 2","HCA-104785","1982-01-01",6.6000000000000005,"",null,null,null,1.02]
["11BE10 KARAMA 2","HCA-104971","1982-01-01",6.6000000000000005,"",null,null,null,0.76]
["11BE10 KARAMA 2","HCA-104972","1982-01-01",6.6000000000000005,"",null,null,null,1.02]
["11BE10 KARAMA 2","HCA-104973","1982-01-01",6.6000000000000005,"",null,null,null,1.02]
["11BE10 KARAMA 2","HCA-104974","1982-01-01",6.6000000000000005,"",null,null,null,2.04]
["11BE10 KARAMA 2","HCA-104975","1982-01-01",6.6000000000000005,"",null,null,null,1.02]
["11BE10 KARAMA 2","HCA-104976","1982-01-01",6.6000000000000005,"",null,null,null,0.76]
["11BE10 KARAMA 2","HCA-104977","1982-01-01",6.6000000000000005,"",null,null,null,1.02]
["11BE10 KARAMA 2","HCA-104978","1982-01-01",6.6000000000000005,"",null,null,null,1.02]
["11BE10 KARAMA 2","HCA-104979","1982-01-01",6.6000000000000005,"",null,null,null,2.04]
["11BE10 KARAMA 2","HCA-104980","1982-01-01",6.6000000000000005,"",null,null,null,1.02]
["11BE10 KARAMA 2","HCA-104982","1982-01-01",6.6000000000000005,"",null,null,null,1.02]
["11LE08 PARKSIDE","HCA-107500","1982-01-01",6.6000000000000005,95,"AL","XLPE/PVC",null,113.96000000000001]
["11BE10 KARAMA 2","HCA-105327","1982-01-01",6.6000000000000005,35,"AL","XLPE/PVC","1",114.02]
["11BE10 KARAMA 2","HCA-105580","1982-01-01",6.6000000000000005,35,"AL","XLPE/PVC","1",114.47]
["11LE08 PARKSIDE","HCA-107534","1982-01-01",6.6000000000000005,95,"AL","XLPE/PVC","1",115.38]
["11BE10 KARAMA 2","HCA-105310","1982-01-01",6.6000000000000005,"",null,null,null,0.77]
["11BE10 KARAMA 2","HCA-105311","1982-01-01",6.6000000000000005,"",null,null,null,1.02]
["11BE10 KARAMA 2","HCA-105312","1982-01-01",6.6000000000000005,"",null,null,null,1.02]
["11BE10 KARAMA 2","HCA-105313","1982-01-01",6.6000000000000005,"",null,null,null,2.04]
["11BE10 KARAMA 2","HCA-105314","1982-01-01",6.6000000000000005,"",null,null,null,1.02]
["11CA19 CAS VILLAGE","HCA-111059","1975-01-01",11,240,"AL","XLPE/PVC","1",116.55428053]
["11BE10 KARAMA 2","HCA-105166","1982-01-01",6.6000000000000005,"",null,null,null,0.76]
["11BE10 KARAMA 2","HCA-105167","1982-01-01",6.6000000000000005,"",null,null,null,1.02]
["11BE10 KARAMA 2","HCA-105168","1982-01-01",6.6000000000000005,"",null,null,null,1.02]
["11BE10 KARAMA 2","HCA-105169","1982-01-01",6.6000000000000005,"",null,null,null,2.04]
["11BE10 KARAMA 2","HCA-105170","1982-01-01",6.6000000000000005,"",null,null,null,1.0197767099999999]
["11BE10 KARAMA 2","HCA-105171","1982-01-01",6.6000000000000005,"",null,null,null,0.76]
["11BE10 KARAMA 2","HCA-105172","1982-01-01",6.6000000000000005,"",null,null,null,1.02]
["11BE10 KARAMA 2","HCA-105173","1982-01-01",6.6000000000000005,"",null,null,null,1.02]
["11BE10 KARAMA 2","HCA-105174","1982-01-01",6.6000000000000005,"",null,null,null,2.04]
["11BE10 KARAMA 2","HCA-104801","1982-01-01",6.6000000000000005,"",null,null,null,0.76]
["11BE10 KARAMA 2","HCA-104802","1982-01-01",6.6000000000000005,"",null,null,null,1.02]
["11BE10 KARAMA 2","HCA-104983","1982-01-01",6.6000000000000005,"",null,null,null,1.02]
["11BE10 KARAMA 2","HCA-104984","1982-01-01",6.6000000000000005,"",null,null,null,2.04]
["11BE10 KARAMA 2","HCA-104985","1982-01-01",6.6000000000000005,"",null,null,null,1.02]
["11BE10 KARAMA 2","HCA-104986","1982-01-01",6.6000000000000005,"",null,null,null,0.76]
["11BE10 KARAMA 2","HCA-104987","1982-01-01",6.6000000000000005,"",null,null,null,1.02]
["11BE10 KARAMA 2","HCA-104988","1982-01-01",6.6000000000000005,"",null,null,null,1.02]
["11BE10 KARAMA 2","HCA-104989","1982-01-01",6.6000000000000005,"",null,null,null,2.04]
["11BE10 KARAMA 2","HCA-104990","1982-01-01",6.6000000000000005,"",null,null,null,1.02]
["11BE10 KARAMA 2","HCA-104991","1982-01-01",6.6000000000000005,"",null,null,null,0.76]
["11BE10 KARAMA 2","HCA-104992","1982-01-01",6.6000000000000005,"",null,null,null,1.02]
["11BE10 KARAMA 2","HCA-104993","1982-01-01",6.6000000000000005,"",null,null,null,1.02]
["11BE10 KARAMA 2","HCA-104994","1982-01-01",6.6000000000000005,"",null,null,null,2.04]
["11BE10 KARAMA 2","HCA-105333","1982-01-01",6.6000000000000005,35,"AL","XLPE/PVC","1",116.76]
["11LE04 TAMBLING","HCA-107485","1982-01-01",6.6000000000000005,35,"AL","XLPE/PVC","1",116.87]
["11LE04 TAMBLING","HCA-107235","1982-01-01",6.6000000000000005,35,"AL","XLPE/PVC","1",117.2]
["11BE10 KARAMA 2","HCA-108177","1982-01-01",11,95,"AL","XLPE/PVC","1",117.38]
["11LE04 TAMBLING","HCA-107238","1982-01-01",6.6000000000000005,35,"AL","XLPE/PVC","1",117.39]
["11BE10 KARAMA 2","HCA-108056","1982-01-01",6.6000000000000005,35,"AL","XLPE/PVC","1",117.57000000000001]
["11CA25 BRINKIN","HCA-109088","1975-01-01",11,95,"AL","XLPE/PVC","1",118.13]
["11BE10 KARAMA 2","HCA-105317","1982-01-01",6.6000000000000005,35,"AL","XLPE/PVC","1",118.3]
["11LE08 PARKSIDE","HCA-117000","1975-01-01",11,95,"AL","XLPE/PVC",null,118.69183502999999]
["11BE10 KARAMA 2","HCA-105175","1982-01-01",6.6000000000000005,"",null,null,null,1.0202636]
["11BE10 KARAMA 2","HCA-105176","1982-01-01",6.6000000000000005,"",null,null,null,0.77]
["11BE10 KARAMA 2","HCA-105177","1982-01-01",6.6000000000000005,"",null,null,null,1.02]
["11BE10 KARAMA 2","HCA-104803","1982-01-01",6.6000000000000005,"",null,null,null,1.02]
["11BE10 KARAMA 2","HCA-104804","1982-01-01",6.6000000000000005,"",null,null,null,2.04]
["11BE10 KARAMA 2","HCA-104805","1982-01-01",6.6000000000000005,"",null,null,null,1.02]
["11BE10 KARAMA 2","HCA-104806","1982-01-01",6.6000000000000005,"",null,null,null,0.76]
["11BE10 KARAMA 2","HCA-104807","1982-01-01",6.6000000000000005,"",null,null,null,1.02]
["11BE10 KARAMA 2","HCA-104808","1982-01-01",6.6000000000000005,"",null,null,null,1.02]
["11BE10 KARAMA 2","HCA-104809","1982-01-01",6.6000000000000005,"",null,null,null,2.04]
["11BE10 KARAMA 2","HCA-104810","1982-01-01",6.6000000000000005,"",null,null,null,1.02]
["11BE10 KARAMA 2","HCA-104811","1982-01-01",6.6000000000000005,"",null,null,null,0.76]
["11BE10 KARAMA 2","HCA-104812","1982-01-01",6.6000000000000005,"",null,null,null,1.02]
["11BE10 KARAMA 2","HCA-104813","1982-01-01",6.6000000000000005,"",null,null,null,1.02]
["11BE10 KARAMA 2","HCA-104814","1982-01-01",6.6000000000000005,"",null,null,null,2.04]
["11BE10 KARAMA 2","HCA-104995","1982-01-01",6.6000000000000005,"",null,null,null,1.02]
["11BE10 KARAMA 2","HCA-104996","1982-01-01",6.6000000000000005,"",null,null,null,0.76]
["11BE10 KARAMA 2","HCA-104997","1982-01-01",6.6000000000000005,"",null,null,null,1.02]
["11BE10 KARAMA 2","HCA-104998","1982-01-01",6.6000000000000005,"",null,null,null,1.02]
["11BE10 KARAMA 2","HCA-104999","1982-01-01",6.6000000000000005,"",null,null,null,2.04]
["11BE10 KARAMA 2","HCA-105000","1982-01-01",6.6000000000000005,"",null,null,null,1.02]
["11BE10 KARAMA 2","HCA-105001","1982-01-01",6.6000000000000005,"",null,null,null,0.76]
["11BE10 KARAMA 2","HCA-105002","1982-01-01",6.6000000000000005,"",null,null,null,1.02]
["11BE10 KARAMA 2","HCA-105003","1982-01-01",6.6000000000000005,"",null,null,null,1.02]
["11BE10 KARAMA 2","HCA-105004","1982-01-01",6.6000000000000005,"",null,null,null,2.04]
["11BE10 KARAMA 2","HCA-105005","1982-01-01",6.6000000000000005,"",null,null,null,1.02]
["11BE10 KARAMA 2","HCA-105006","1982-01-01",6.6000000000000005,"",null,null,null,0.77]
["11LE04 TAMBLING","HCA-107466","1982-01-01",6.6000000000000005,35,"AL","XLPE/PVC","1",118.71000000000001]
["11LE04 TAMBLING","HCA-107540","1982-01-01",6.6000000000000005,35,"AL","XLPE/PVC",null,118.91]
["11BE10 KARAMA 2","HCA-105309","1982-01-01",6.6000000000000005,35,"AL","XLPE/PVC","1",119.56]
["11CA07 JINGILI","HCA-104483","1975-01-01",11,95,"AL","XLPE/PVC","1",119.56006352]
["11BE04 MCMILLANS","HCA-108357","1982-01-01",11,95,"AL","XLPE/PVC","1",120.40889398]
["11BE06 KARAMA 1","HCA-105576","1982-01-01",6.6000000000000005,35,"AL","XLPE/PVC","1",120.97836642]
["11BE10 KARAMA 2","HCA-105557","1982-01-01",6.6000000000000005,35,"AL","XLPE/PVC","1",121.19]
["11CA25 BRINKIN","HCA-109260","1975-01-01",11,240,"AL","XLPE/PVC","1",121.2]
["11LE04 TAMBLING","HCA-107236","1982-01-01",6.6000000000000005,35,"AL","XLPE/PVC","1",121.62]
["11BE10 KARAMA 2","HCA-105178","1982-01-01",6.6000000000000005,"",null,null,null,1.02]
["11BE10 KARAMA 2","HCA-105179","1982-01-01",6.6000000000000005,"",null,null,null,2.04]
["11BE10 KARAMA 2","HCA-105180","1982-01-01",6.6000000000000005,"",null,null,null,1.02]
["11BE10 KARAMA 2","HCA-105181","1982-01-01",6.6000000000000005,"",null,null,null,0.76]
["11BE10 KARAMA 2","HCA-104815","1982-01-01",6.6000000000000005,"",null,null,null,1.02]
["11BE10 KARAMA 2","HCA-104816","1982-01-01",6.6000000000000005,"",null,null,null,0.76]
["11BE10 KARAMA 2","HCA-104817","1982-01-01",6.6000000000000005,"",null,null,null,1.02]
["11BE10 KARAMA 2","HCA-104818","1982-01-01",6.6000000000000005,"",null,null,null,1.02]
["11BE10 KARAMA 2","HCA-104819","1982-01-01",6.6000000000000005,"",null,null,null,2.04]
["11BE10 KARAMA 2","HCA-104820","1982-01-01",6.6000000000000005,"",null,null,null,1.0197489399999999]
["11BE10 KARAMA 2","HCA-104821","1982-01-01",6.6000000000000005,"",null,null,null,0.76]
["11BE10 KARAMA 2","HCA-104822","1982-01-01",6.6000000000000005,"",null,null,null,1.02]
["11BE10 KARAMA 2","HCA-104823","1982-01-01",6.6000000000000005,"",null,null,null,1.02]
["11BE10 KARAMA 2","HCA-104824","1982-01-01",6.6000000000000005,"",null,null,null,2.04]
["11BE10 KARAMA 2","HCA-104825","1982-01-01",6.6000000000000005,"",null,null,null,1.02]
["11BE10 KARAMA 2","HCA-104826","1982-01-01",6.6000000000000005,"",null,null,null,0.76]
["11BE10 KARAMA 2","HCA-105007","1982-01-01",6.6000000000000005,"",null,null,null,1.02]
["11BE10 KARAMA 2","HCA-105008","1982-01-01",6.6000000000000005,"",null,null,null,1.02]
["11BE10 KARAMA 2","HCA-105009","1982-01-01",6.6000000000000005,"",null,null,null,2.04]
["11BE10 KARAMA 2","HCA-105010","1982-01-01",6.6000000000000005,"",null,null,null,1.02]
["11BE10 KARAMA 2","HCA-105011","1982-01-01",6.6000000000000005,"",null,null,null,0.76]
["11BE10 KARAMA 2","HCA-105012","1982-01-01",6.6000000000000005,"",null,null,null,1.02]
["11BE10 KARAMA 2","HCA-105013","1982-01-01",6.6000000000000005,"",null,null,null,1.02]
["11BE10 KARAMA 2","HCA-105014","1982-01-01",6.6000000000000005,"",null,null,null,2.04]
["11BE10 KARAMA 2","HCA-105015","1982-01-01",6.6000000000000005,"",null,null,null,1.02]
["11BE10 KARAMA 2","HCA-105016","1982-01-01",6.6000000000000005,"",null,null,null,0.76]
["11BE10 KARAMA 2","HCA-105017","1982-01-01",6.6000000000000005,"",null,null,null,1.02]
["11BE10 KARAMA 2","HCA-105018","1982-01-01",6.6000000000000005,"",null,null,null,1.02]
["11BE10 KARAMA 2","HCA-105330","1982-01-01",6.6000000000000005,35,"AL","XLPE/PVC","1",122.09]
["11BE10 KARAMA 2","HCA-105303","1982-01-01",6.6000000000000005,35,"AL","XLPE/PVC","1",122.11]
["11LE04 TAMBLING","HCA-107307","1982-01-01",6.6000000000000005,35,"AL","XLPE/PVC","1",122.56]
["11BE10 KARAMA 2","HCA-105344","1982-01-01",6.6000000000000005,35,"AL","XLPE/PVC","1",123.85000000000001]
["11LE04 TAMBLING","HCA-107208","1982-01-01",6.6000000000000005,35,"AL","XLPE/PVC","1",123.88000000000001]
["11LE04 TAMBLING","HCA-107486","1982-01-01",6.6000000000000005,35,"AL","XLPE/PVC","1",124.23]
["11BE06 KARAMA 1","HCA-105278","1982-01-01",6.6000000000000005,35,"AL","XLPE/PVC","1",126.59863365]
["11BE10 KARAMA 2","HCA-105343","1982-01-01",6.6000000000000005,35,"AL","XLPE/PVC","1",127.16]
["11CA25 BRINKIN","HCA-109121","1983-01-01",11,240,"AL","XLPE/PVC","1",128.17000000000002]
["11BE10 KARAMA 2","HCA-105182","1982-01-01",6.6000000000000005,"",null,null,null,1.02]
["11BE10 KARAMA 2","HCA-105183","1982-01-01",6.6000000000000005,"",null,null,null,1.02]
["11BE10 KARAMA 2","HCA-105184","1982-01-01",6.6000000000000005,"",null,null,null,2.04]
["11BE10 KARAMA 2","HCA-105185","1982-01-01",6.6000000000000005,"",null,null,null,1.02]
["11BE10 KARAMA 2","HCA-105186","1982-01-01",6.6000000000000005,"",null,null,null,0.76]
["11BE10 KARAMA 2","HCA-105187","1982-01-01",6.6000000000000005,"",null,null,null,1.02]
["11BE10 KARAMA 2","HCA-105188","1982-01-01",6.6000000000000005,"",null,null,null,1.02]
["11BE10 KARAMA 2","HCA-105189","1982-01-01",6.6000000000000005,"",null,null,null,2.04]
["11BE10 KARAMA 2","HCA-105190","1982-01-01",6.6000000000000005,"",null,null,null,1.02]
["11BE10 KARAMA 2","HCA-105191","1982-01-01",6.6000000000000005,"",null,null,null,0.76]
["11BE10 KARAMA 2","HCA-105192","1982-01-01",6.6000000000000005,"",null,null,null,1.02]
["11BE10 KARAMA 2","HCA-105193","1982-01-01",6.6000000000000005,"",null,null,null,1.02]
["11BE10 KARAMA 2","HCA-104827","1982-01-01",6.6000000000000005,"",null,null,null,1.02]
["11BE10 KARAMA 2","HCA-104828","1982-01-01",6.6000000000000005,"",null,null,null,1.02]
["11BE10 KARAMA 2","HCA-104829","1982-01-01",6.6000000000000005,"",null,null,null,2.04]
["11BE10 KARAMA 2","HCA-104830","1982-01-01",6.6000000000000005,"",null,null,null,1.02]
["11BE10 KARAMA 2","HCA-104831","1982-01-01",6.6000000000000005,"",null,null,null,0.76]
["11BE10 KARAMA 2","HCA-104832","1982-01-01",6.6000000000000005,"",null,null,null,1.02]
["11BE10 KARAMA 2","HCA-104833","1982-01-01",6.6000000000000005,"",null,null,null,1.02]
["11BE10 KARAMA 2","HCA-104834","1982-01-01",6.6000000000000005,"",null,null,null,2.04]
["11BE10 KARAMA 2","HCA-104835","1982-01-01",6.6000000000000005,"",null,null,null,1.02]
["11BE10 KARAMA 2","HCA-104836","1982-01-01",6.6000000000000005,"",null,null,null,0.76]
["11BE10 KARAMA 2","HCA-104837","1982-01-01",6.6000000000000005,"",null,null,null,1.02]
["11BE10 KARAMA 2","HCA-104838","1982-01-01",6.6000000000000005,"",null,null,null,1.02]
["11BE10 KARAMA 2","HCA-105019","1982-01-01",6.6000000000000005,"",null,null,null,2.04]
["11BE10 KARAMA 2","HCA-105020","1982-01-01",6.6000000000000005,"",null,null,null,1.02]
["11BE10 KARAMA 2","HCA-105021","1982-01-01",6.6000000000000005,"",null,null,null,0.77]
["11BE10 KARAMA 2","HCA-105022","1982-01-01",6.6000000000000005,"",null,null,null,1.02]
["11BE10 KARAMA 2","HCA-105023","1982-01-01",6.6000000000000005,"",null,null,null,1.02]
["11BE10 KARAMA 2","HCA-105024","1982-01-01",6.6000000000000005,"",null,null,null,2.04]
["11BE10 KARAMA 2","HCA-105025","1982-01-01",6.6000000000000005,"",null,null,null,1.02]
["11BE10 KARAMA 2","HCA-105026","1982-01-01",6.6000000000000005,"",null,null,null,0.76]
["11BE10 KARAMA 2","HCA-105027","1982-01-01",6.6000000000000005,"",null,null,null,1.02]
["11BE10 KARAMA 2","HCA-105028","1982-01-01",6.6000000000000005,"",null,null,null,1.02]
["11BE10 KARAMA 2","HCA-105029","1982-01-01",6.6000000000000005,"",null,null,null,2.04]
["11BE10 KARAMA 2","HCA-105030","1982-01-01",6.6000000000000005,"",null,null,null,1.02]
["11LE08 PARKSIDE","HCA-112137","1975-01-01",11,95,"AL","XLPE/PVC",null,128.19999999999999]
["11BE06 KARAMA 1","HCA-105290","1982-01-01",6.6000000000000005,35,"AL","XLPE/PVC","1",128.24484845999999]
["11BE16 ANULA","HCA-101781","1975-01-01",11,400,"AL","XLPE/PVC",null,128.53]
["11LE08 PARKSIDE","HCA-107423","1982-01-01",6.6000000000000005,35,"AL","XLPE/PVC","1",128.74]
["11BE06 KARAMA 1","HCA-105415","1982-01-01",6.6000000000000005,35,"AL","XLPE/PVC","1",129.25273594999999]
["11CA03 BRADSHAW","HCA-111310","1975-01-01",11,400,"AL","XLPE/PVC","1",129.74820539999999]
["11BE06 KARAMA 1","HCA-105453","1982-01-01",6.6000000000000005,35,"AL","XLPE/PVC","1",130.17385467]
["11CA25 BRINKIN","HCA-109106","1983-01-01",11,95,"AL","XLPE/PVC","1",131.80000000000001]
["11BE10 KARAMA 2","HCA-105194","1982-01-01",6.6000000000000005,"",null,null,null,2.04]
["11BE10 KARAMA 2","HCA-105195","1982-01-01",6.6000000000000005,"",null,null,null,1.02]
["11BE10 KARAMA 2","HCA-104839","1982-01-01",6.6000000000000005,"",null,null,null,2.04]
["11BE10 KARAMA 2","HCA-104840","1982-01-01",6.6000000000000005,"",null,null,null,1.02]
["11BE10 KARAMA 2","HCA-104841","1982-01-01",6.6000000000000005,"",null,null,null,0.76]
["11BE10 KARAMA 2","HCA-104842","1982-01-01",6.6000000000000005,"",null,null,null,1.02]
["11BE10 KARAMA 2","HCA-104843","1982-01-01",6.6000000000000005,"",null,null,null,1.02]
["11BE10 KARAMA 2","HCA-104844","1982-01-01",6.6000000000000005,"",null,null,null,2.04]
["11BE10 KARAMA 2","HCA-104845","1982-01-01",6.6000000000000005,"",null,null,null,1.02]
["11BE10 KARAMA 2","HCA-104846","1982-01-01",6.6000000000000005,"",null,null,null,0.77]
["11BE10 KARAMA 2","HCA-104847","1982-01-01",6.6000000000000005,"",null,null,null,1.02]
["11BE10 KARAMA 2","HCA-104848","1982-01-01",6.6000000000000005,"",null,null,null,1.02]
["11BE10 KARAMA 2","HCA-104849","1982-01-01",6.6000000000000005,"",null,null,null,2.04]
["11BE10 KARAMA 2","HCA-104850","1982-01-01",6.6000000000000005,"",null,null,null,1.02]
["11BE10 KARAMA 2","HCA-105031","1982-01-01",6.6000000000000005,"",null,null,null,0.77]
["11BE10 KARAMA 2","HCA-105032","1982-01-01",6.6000000000000005,"",null,null,null,1.02]
["11BE10 KARAMA 2","HCA-105033","1982-01-01",6.6000000000000005,"",null,null,null,1.02]
["11BE10 KARAMA 2","HCA-105034","1982-01-01",6.6000000000000005,"",null,null,null,2.04]
["11BE10 KARAMA 2","HCA-105035","1982-01-01",6.6000000000000005,"",null,null,null,1.02]
["11BE10 KARAMA 2","HCA-105036","1982-01-01",6.6000000000000005,"",null,null,null,0.76]
["11BE10 KARAMA 2","HCA-105037","1982-01-01",6.6000000000000005,"",null,null,null,1.02]
["11BE10 KARAMA 2","HCA-105038","1982-01-01",6.6000000000000005,"",null,null,null,1.02]
["11BE10 KARAMA 2","HCA-105039","1982-01-01",6.6000000000000005,"",null,null,null,2.04]
["11BE10 KARAMA 2","HCA-105040","1982-01-01",6.6000000000000005,"",null,null,null,1.02]
["11BE10 KARAMA 2","HCA-105041","1982-01-01",6.6000000000000005,"",null,null,null,0.76]
["11BE10 KARAMA 2","HCA-105042","1982-01-01",6.6000000000000005,"",null,null,null,1.02]
["11LE04 TAMBLING","HCA-107398","1982-01-01",6.6000000000000005,35,"AL","XLPE/PVC","1",132.52000000000001]
["11LE08 PARKSIDE","HCA-107207","1982-01-01",6.6000000000000005,35,"AL","XLPE/PVC","1",132.66]
["11BE10 KARAMA 2","HCA-105354","1982-01-01",11,"",null,null,null,0.76]
["11BE10 KARAMA 2","HCA-105355","1982-01-01",11,"",null,null,null,1.02]
["11BE10 KARAMA 2","HCA-105356","1982-01-01",11,"",null,null,null,1.04]
["11BE10 KARAMA 2","HCA-105357","1982-01-01",11,"",null,null,null,2.04]
["11BE10 KARAMA 2","HCA-105358","1982-01-01",11,"",null,null,null,1.02]
["11CA25 BRINKIN","HCA-109092","1975-01-01",11,95,"AL","XLPE/PVC","1",133.65]
["11LE04 TAMBLING","HCA-107462","1982-01-01",6.6000000000000005,35,"AL","XLPE/PVC","1",134.26]
["11BE10 KARAMA 2","HCA-104851","1982-01-01",6.6000000000000005,"",null,null,null,0.76]
["11BE10 KARAMA 2","HCA-104852","1982-01-01",6.6000000000000005,"",null,null,null,1.02]
["11BE10 KARAMA 2","HCA-104853","1982-01-01",6.6000000000000005,"",null,null,null,1.02]
["11BE10 KARAMA 2","HCA-104854","1982-01-01",6.6000000000000005,"",null,null,null,2.04]
["11BE10 KARAMA 2","HCA-104855","1982-01-01",6.6000000000000005,"",null,null,null,1.02]
["11BE10 KARAMA 2","HCA-104856","1982-01-01",6.6000000000000005,"",null,null,null,0.76]
["11BE10 KARAMA 2","HCA-104857","1982-01-01",6.6000000000000005,"",null,null,null,1.02]
["11BE10 KARAMA 2","HCA-104858","1982-01-01",6.6000000000000005,"",null,null,null,1.02]
["11BE10 KARAMA 2","HCA-104859","1982-01-01",6.6000000000000005,"",null,null,null,2.04]
["11BE10 KARAMA 2","HCA-104860","1982-01-01",6.6000000000000005,"",null,null,null,1.02]
["11BE10 KARAMA 2","HCA-104861","1982-01-01",6.6000000000000005,"",null,null,null,0.76]
["11BE10 KARAMA 2","HCA-104862","1982-01-01",6.6000000000000005,"",null,null,null,1.02]
["11BE10 KARAMA 2","HCA-113261","1982-01-01",6.6000000000000005,"",null,null,null,23.900000000000002]
["11BE10 KARAMA 2","HCA-108009","1982-01-01",6.6000000000000005,95,"AL","XLPE/PVC","1",134.34]
["11BE10 KARAMA 2","HCA-105470","1982-01-01",11,"",null,null,null,3.06]
["11BE10 KARAMA 2","HCA-105471","1982-01-01",6.6000000000000005,"",null,null,null,3.06]
["11BE10 KARAMA 2","HCA-105472","1982-01-01",6.6000000000000005,"",null,null,null,1.53]
["11BE10 KARAMA 2","HCA-105473","1982-01-01",11,"",null,null,null,1.53]
["11BE10 KARAMA 2","HCA-105474","1982-01-01",11,"",null,null,null,1.55]
["11BE10 KARAMA 2","HCA-105328","1982-01-01",6.6000000000000005,35,"AL","XLPE/PVC","1",134.52000000000001]
["11BE10 KARAMA 2","HCA-105326","1982-01-01",6.6000000000000005,35,"AL","XLPE/PVC","1",134.53]
["11BE06 KARAMA 1","HCA-105563","1982-01-01",6.6000000000000005,35,"AL","XLPE/PVC","1",135.49812463000001]
["11BE10 KARAMA 2","HCA-105601","1982-01-01",6.6000000000000005,"",null,null,null,1.57]
["11LE03 LYONS 1","HCA-107644","1975-01-01",11,95,"AL","XLPE/NYL/PVC","1",136.6]
["11BE10 KARAMA 2","HCA-105316","1982-01-01",6.6000000000000005,35,"AL","XLPE/PVC","1",136.84]
["11BE10 KARAMA 2","HCA-105374","1982-01-01",6.6000000000000005,"",null,null,null,1.02]
["11BE10 KARAMA 2","HCA-105375","1982-01-01",6.6000000000000005,"",null,null,null,2.04]
["11BE10 KARAMA 2","HCA-105376","1982-01-01",6.6000000000000005,"",null,null,null,1.02]
["11BE10 KARAMA 2","HCA-105628","1982-01-01",6.6000000000000005,35,"AL","XLPE/PVC","1",136.84]
["11BE16 ANULA","HCA-108197","1982-01-01",11,95,"AL","XLPE/PVC",null,137.05000000000001]
["11BE04 MCMILLANS","HCA-108356","1982-01-01",11,35,"AL","XLPE/PVC","1",137.52989625999999]
["11BE06 KARAMA 1","HCA-105591","1982-01-01",6.6000000000000005,35,"AL","XLPE/PVC","1",138.96030666999999]
["11BE06 KARAMA 1","HCA-105291","1982-01-01",6.6000000000000005,35,"AL","XLPE/PVC","1",140.27616107]
["11BE06 KARAMA 1","HCA-105281","1982-01-01",6.6000000000000005,35,"AL","XLPE/PVC","1",140.77452338000001]
["11BE10 KARAMA 2","HCA-114528","1982-01-01",11,240,"AL","XLPE/PVC","1",141.34]
["11BE10 KARAMA 2","HCA-108164","1982-01-01",6.6000000000000005,95,"AL","XLPE/PVC","1",141.86000000000001]
["11CA13 WANGURI","HCA-111239","1975-01-01",11,95,"AL","XLPE/PVC","1",142.19678228000001]
["11BE06 KARAMA 1","HCA-105414","1982-01-01",6.6000000000000005,35,"AL","XLPE/PVC","1",143.25421731]
["11BE10 KARAMA 2","HCA-108087","1982-01-01",6.6000000000000005,95,"AL","XLPE/PVC","1",143.56]
["11BE10 KARAMA 2","HCA-105402","1982-01-01",6.6000000000000005,"",null,null,null,0.76]
["11BE10 KARAMA 2","HCA-105403","1982-01-01",6.6000000000000005,"",null,null,null,1.02]
["11BE10 KARAMA 2","HCA-105404","1982-01-01",6.6000000000000005,"",null,null,null,1.02]
["11BE10 KARAMA 2","HCA-105405","1982-01-01",6.6000000000000005,"",null,null,null,2.04]
["11BE10 KARAMA 2","HCA-105406","1982-01-01",6.6000000000000005,"",null,null,null,1.02]
["11BE10 KARAMA 2","HCA-105377","1982-01-01",11,240,"AL","XLPE/PVC","1",144]
["11BE10 KARAMA 2","HCA-105485","1982-01-01",11,"",null,null,null,6.5521592499999999]
["11BE10 KARAMA 2","HCA-105486","1982-01-01",11,"",null,null,null,3.06]
["11BE10 KARAMA 2","HCA-105487","1982-01-01",11,"",null,null,null,3.0577629499999999]
["11BE10 KARAMA 2","HCA-105352","1982-01-01",6.6000000000000005,35,"AL","XLPE/PVC","1",144.05000000000001]
["11BE10 KARAMA 2","HCA-105307","1982-01-01",6.6000000000000005,35,"AL","XLPE/PVC","1",144.4]
["11BE10 KARAMA 2","HCA-108012","1982-01-01",6.6000000000000005,95,"AL","XLPE/PVC","1",144.81]
["11BE10 KARAMA 2","HCA-108057","1982-01-01",6.6000000000000005,95,"AL","XLPE/PVC","1",145.19]
["11BE06 KARAMA 1","HCA-105294","1982-01-01",6.6000000000000005,35,"AL","XLPE/PVC","1",145.66502244]
["11LE08 PARKSIDE","HCA-107451","1982-01-01",6.6000000000000005,35,"AL","XLPE/PVC","1",147.05000000000001]
["11BE10 KARAMA 2","HCA-105561","1982-01-01",6.6000000000000005,35,"AL","XLPE/PVC","1",147.28]
["11LE08 PARKSIDE","HCA-107203","1982-01-01",6.6000000000000005,35,"AL","XLPE/PVC","1",147.61000000000001]
["11BE10 KARAMA 2","HCA-108167","1982-01-01",6.6000000000000005,95,"AL","XLPE/PVC","1",147.72999999999999]
["11BE10 KARAMA 2","HCA-105420","1982-01-01",6.6000000000000005,"",null,null,null,0.76]
["11BE10 KARAMA 2","HCA-105489","1982-01-01",11,"",null,null,null,1.53]
["11BE10 KARAMA 2","HCA-105490","1982-01-01",11,"",null,null,null,1.53]
["11BE10 KARAMA 2","HCA-105491","1982-01-01",11,"",null,null,null,1.53]
["11BE10 KARAMA 2","HCA-105492","1982-01-01",11,"",null,null,null,3.06]
["11BE10 KARAMA 2","HCA-105493","1982-01-01",11,"",null,null,null,1.29]
["11BE10 KARAMA 2","HCA-105494","1982-01-01",11,"",null,null,null,1.34]
["11BE06 KARAMA 1","HCA-105619","1982-01-01",6.6000000000000005,35,"AL","XLPE/PVC","1",148.07477677]
["11LE04 TAMBLING","HCA-107328","1982-01-01",6.6000000000000005,35,"AL","XLPE/PVC","1",148.70000000000002]
["11WN01 BAGOT","HCA-107615","1975-01-01",11,400,"AL","XLPE/PVC","1",149.15]
["11BE10 KARAMA 2","HCA-108125","1982-01-01",6.6000000000000005,95,"AL","XLPE/PVC","1",149.71]
["11LE04 TAMBLING","HCA-107494","1982-01-01",6.6000000000000005,35,"AL","XLPE/PVC",null,149.75]
["11BE10 KARAMA 2","HCA-105421","1982-01-01",6.6000000000000005,"",null,null,null,1.02]
["11BE10 KARAMA 2","HCA-105422","1982-01-01",6.6000000000000005,"",null,null,null,1.02]
["11BE10 KARAMA 2","HCA-105423","1982-01-01",6.6000000000000005,"",null,null,null,2.04]
["11BE10 KARAMA 2","HCA-105424","1982-01-01",6.6000000000000005,"",null,null,null,1.02]
["11BE10 KARAMA 2","HCA-105431","1982-01-01",6.6000000000000005,"",null,null,null,1.53]
["11BE10 KARAMA 2","HCA-105432","1982-01-01",6.6000000000000005,"",null,null,null,3.06]
["11BE10 KARAMA 2","HCA-105434","1982-01-01",6.6000000000000005,"",null,null,null,1.53]
["11BE10 KARAMA 2","HCA-105435","1982-01-01",6.6000000000000005,"",null,null,null,1.53]
["11BE10 KARAMA 2","HCA-105436","1982-01-01",6.6000000000000005,"",null,null,null,3.06]
["11BE10 KARAMA 2","HCA-105495","1982-01-01",11,"",null,null,null,3.06]
["11BE10 KARAMA 2","HCA-105496","1982-01-01",11,"",null,null,null,1.53]
["11BE10 KARAMA 2","HCA-105497","1982-01-01",11,"",null,null,null,1.53]
["11BE10 KARAMA 2","HCA-105499","1982-01-01",6.6000000000000005,"",null,null,null,1.53]
["11BE10 KARAMA 2","HCA-105500","1982-01-01",6.6000000000000005,"",null,null,null,3.06]
["11BE10 KARAMA 2","HCA-105501","1982-01-01",6.6000000000000005,"",null,null,null,2.21]
["11BE10 KARAMA 2","HCA-105502","1982-01-01",6.6000000000000005,"",null,null,null,2.15]
["11BE10 KARAMA 2","HCA-105503","1982-01-01",6.6000000000000005,"",null,null,null,1.55]
["11CA13 WANGURI","HCA-111295","1975-01-01",11,400,"AL","XLPE/PVC",null,149.77000000000001]
["11LE04 TAMBLING","HCA-107544","1982-01-01",6.6000000000000005,35,"AL","XLPE/PVC","1",150.08000000000001]
["11BE10 KARAMA 2","HCA-105319","1982-01-01",6.6000000000000005,35,"AL","XLPE/PVC","1",150.22999999999999]
["11BE10 KARAMA 2","HCA-105507","1982-01-01",6.6000000000000005,"",null,null,null,2.1]
["11BE10 KARAMA 2","HCA-105508","1982-01-01",6.6000000000000005,"",null,null,null,2.12]
["11BE10 KARAMA 2","HCA-105509","1982-01-01",6.6000000000000005,"",null,null,null,1.49]
["11BE10 KARAMA 2","HCA-105322","1982-01-01",6.6000000000000005,35,"AL","XLPE/PVC","1",150.47999999999999]
["11BE10 KARAMA 2","HCA-105513","1982-01-01",6.6000000000000005,"",null,null,null,2.1800000000000002]
["11BE10 KARAMA 2","HCA-105514","1982-01-01",6.6000000000000005,"",null,null,null,2.21]
["11BE10 KARAMA 2","HCA-105515","1982-01-01",6.6000000000000005,"",null,null,null,0.76]
["11BE10 KARAMA 2","HCA-105516","1982-01-01",6.6000000000000005,"",null,null,null,1.02]
["11BE10 KARAMA 2","HCA-105517","1982-01-01",6.6000000000000005,"",null,null,null,1.02]
["11BE10 KARAMA 2","HCA-105518","1982-01-01",6.6000000000000005,"",null,null,null,2.04]
["11BE10 KARAMA 2","HCA-105519","1982-01-01",6.6000000000000005,"",null,null,null,1.02]
["11BE10 KARAMA 2","HCA-105532","1982-01-01",6.6000000000000005,"",null,null,null,2.16]
["11BE10 KARAMA 2","HCA-105463","1982-01-01",6.6000000000000005,"",null,null,null,3.06]
["11BE10 KARAMA 2","HCA-105464","1982-01-01",6.6000000000000005,"",null,null,null,3.06]
["11BE10 KARAMA 2","HCA-105533","1982-01-01",6.6000000000000005,"",null,null,null,1.53]
["11BE10 KARAMA 2","HCA-105534","1982-01-01",6.6000000000000005,"",null,null,null,2.16]
["11BE10 KARAMA 2","HCA-105583","1982-01-01",6.6000000000000005,35,"AL","XLPE/PVC","1",150.56]
["11BE10 KARAMA 2","HCA-105536","1982-01-01",6.6000000000000005,"",null,null,null,2.16]
["11BE10 KARAMA 2","HCA-105537","1982-01-01",6.6000000000000005,"",null,null,null,1.53]
["11BE10 KARAMA 2","HCA-105538","1982-01-01",6.6000000000000005,"",null,null,null,2.16]
["11LE04 TAMBLING","HCA-107396","1982-01-01",6.6000000000000005,35,"AL","XLPE/PVC","1",151.4]
["11BE10 KARAMA 2","HCA-105540","1982-01-01",6.6000000000000005,"",null,null,null,2.16]
["11BE10 KARAMA 2","HCA-105541","1982-01-01",6.6000000000000005,"",null,null,null,2.1627555599999999]
["11BE10 KARAMA 2","HCA-105542","1982-01-01",6.6000000000000005,"",null,null,null,1.53]
["11CA25 BRINKIN","HCA-109093","1975-01-01",11,95,"AL","XLPE/PVC","3",151.6]
["11BE06 KARAMA 1","HCA-105623","1982-01-01",6.6000000000000005,35,"AL","XLPE/PVC","1",153.49236218999999]
["11BE10 KARAMA 2","HCA-105332","1982-01-01",6.6000000000000005,35,"AL","XLPE/PVC","1",154.22]
["11BE10 KARAMA 2","HCA-105304","1982-01-01",6.6000000000000005,35,"AL","XLPE/PVC","1",154.25]
["11BE10 KARAMA 2","HCA-105346","1982-01-01",6.6000000000000005,35,"AL","XLPE/PVC","1",155.13]
["11BE10 KARAMA 2","HCA-105302","1982-01-01",6.6000000000000005,35,"AL","XLPE/PVC","1",155.55000000000001]
["11BE06 KARAMA 1","HCA-105624","1982-01-01",6.6000000000000005,35,"AL","XLPE/PVC","1",155.56861699999999]
["11BE06 KARAMA 1","HCA-105286","1982-01-01",6.6000000000000005,35,"AL","XLPE/PVC","1",156.35830486]
["11BE06 KARAMA 1","HCA-105274","1982-01-01",6.6000000000000005,35,"AL","XLPE/PVC","1",156.52197502999999]
["11BE10 KARAMA 2","HCA-105465","1982-01-01",6.6000000000000005,"",null,null,null,3.06]
["11BE10 KARAMA 2","HCA-105466","1982-01-01",6.6000000000000005,"",null,null,null,1.46]
["11BE10 KARAMA 2","HCA-105467","1982-01-01",6.6000000000000005,"",null,null,null,1.53]
["11BE10 KARAMA 2","HCA-105468","1982-01-01",6.6000000000000005,"",null,null,null,1.53]
["11BE10 KARAMA 2","HCA-105469","1982-01-01",6.6000000000000005,"",null,null,null,3.06]
["11BE10 KARAMA 2","HCA-108163","1982-01-01",6.6000000000000005,95,"AL","XLPE/PVC","1",157.91]
["11BE10 KARAMA 2","HCA-105334","1982-01-01",6.6000000000000005,35,"AL","XLPE/PVC","1",158]
["11CA24 PARER","HCA-101765","1975-01-01",11,95,"AL","XLPE/PVC","1",158.09216849000001]
["11BE10 KARAMA 2","HCA-108017","1982-01-01",6.6000000000000005,95,"AL","XLPE/PVC","1",158.4]
["11BE10 KARAMA 2","HCA-108171","1982-01-01",6.6000000000000005,95,"AL","XLPE/PVC","1",158.55000000000001]
["11BE06 KARAMA 1","HCA-105549","1982-01-01",6.6000000000000005,35,"AL","XLPE/PVC","1",159.33695635000001]
["11BE10 KARAMA 2","HCA-107883","1982-01-01",6.6000000000000005,"",null,null,null,1.02]
["11BE10 KARAMA 2","HCA-107882","1982-01-01",6.6000000000000005,"",null,null,null,1.02]
["11BE10 KARAMA 2","HCA-107881","1982-01-01",6.6000000000000005,"",null,null,null,0.76]
["11BE10 KARAMA 2","HCA-107880","1982-01-01",6.6000000000000005,"",null,null,null,1.02]
["11BE10 KARAMA 2","HCA-107879","1982-01-01",6.6000000000000005,"",null,null,null,2.04]
["11BE10 KARAMA 2","HCA-107878","1982-01-01",6.6000000000000005,"",null,null,null,1.02]
["11BE10 KARAMA 2","HCA-107877","1982-01-01",6.6000000000000005,"",null,null,null,1.02]
["11BE10 KARAMA 2","HCA-107876","1982-01-01",6.6000000000000005,"",null,null,null,0.76]
["11BE10 KARAMA 2","HCA-107875","1982-01-01",6.6000000000000005,"",null,null,null,1.02]
["11BE10 KARAMA 2","HCA-107874","1982-01-01",6.6000000000000005,"",null,null,null,2.04]
["11BE10 KARAMA 2","HCA-107873","1982-01-01",6.6000000000000005,"",null,null,null,1.02]
["11BE10 KARAMA 2","HCA-107872","1982-01-01",6.6000000000000005,"",null,null,null,1.02]
["11BE06 KARAMA 1","HCA-105597","1982-01-01",6.6000000000000005,240,"AL","XLPE/PVC","1",159.91579145]
["11BE06 KARAMA 1","HCA-105268","1982-01-01",6.6000000000000005,35,"AL","XLPE/PVC","1",161.19463382999999]
["11BE10 KARAMA 2","HCA-108018","1982-01-01",6.6000000000000005,95,"AL","XLPE/PVC","1",164.26]
["11LE08 PARKSIDE","HCA-112152","1975-01-01",11,95,"AL","XLPE/PVC","1",164.33735619999999]
["11BE10 KARAMA 2","HCA-105348","1982-01-01",6.6000000000000005,35,"AL","XLPE/PVC","1",164.74]
["11LE08 PARKSIDE","HCA-112130","1975-01-01",11,95,"AL","XLPE/PVC","1",164.77784973999999]
["11BE10 KARAMA 2","HCA-105305","1982-01-01",6.6000000000000005,35,"AL","XLPE/PVC","1",165.06]
["11BE16 ANULA","HCA-108379","1982-01-01",11,95,"AL","XLPE/PVC","1",165.6]
["11LE08 PARKSIDE","HCA-112133","1975-01-01",11,95,"AL","XLPE/PVC",null,166.56]
["11BE10 KARAMA 2","HCA-107871","1982-01-01",6.6000000000000005,"",null,null,null,0.77]
["11BE10 KARAMA 2","HCA-107870","1982-01-01",6.6000000000000005,"",null,null,null,1.02]
["11BE10 KARAMA 2","HCA-107869","1982-01-01",6.6000000000000005,"",null,null,null,2.04]
["11BE10 KARAMA 2","HCA-107868","1982-01-01",6.6000000000000005,"",null,null,null,1.02]
["11BE10 KARAMA 2","HCA-107867","1982-01-01",6.6000000000000005,"",null,null,null,1.02]
["11BE10 KARAMA 2","HCA-107866","1982-01-01",6.6000000000000005,"",null,null,null,0.76]
["11BE10 KARAMA 2","HCA-107865","1982-01-01",6.6000000000000005,"",null,null,null,1.02]
["11BE10 KARAMA 2","HCA-107864","1982-01-01",6.6000000000000005,"",null,null,null,2.04]
["11BE10 KARAMA 2","HCA-107863","1982-01-01",6.6000000000000005,"",null,null,null,1.02]
["11BE10 KARAMA 2","HCA-107862","1982-01-01",6.6000000000000005,"",null,null,null,1.02]
["11BE10 KARAMA 2","HCA-107861","1982-01-01",6.6000000000000005,"",null,null,null,0.76]
["11BE10 KARAMA 2","HCA-107860","1982-01-01",6.6000000000000005,"",null,null,null,1.02]
["11BE10 KARAMA 2","HCA-108050","1982-01-01",11,"",null,null,null,1.02]
["11BE10 KARAMA 2","HCA-108049","1982-01-01",11,"",null,null,null,2.04]
["11BE10 KARAMA 2","HCA-108048","1982-01-01",11,"",null,null,null,1.02]
["11BE10 KARAMA 2","HCA-108047","1982-01-01",11,"",null,null,null,1.02]
["11BE10 KARAMA 2","HCA-108046","1982-01-01",11,"",null,null,null,0.76]
["11BE10 KARAMA 2","HCA-108044","1982-01-01",11,"",null,null,null,2.04]
["11BE10 KARAMA 2","HCA-108043","1982-01-01",11,"",null,null,null,2.04]
["11BE10 KARAMA 2","HCA-108042","1982-01-01",11,"",null,null,null,2.04]
["11BE10 KARAMA 2","HCA-107859","1982-01-01",6.6000000000000005,"",null,null,null,2.04]
["11BE10 KARAMA 2","HCA-107858","1982-01-01",6.6000000000000005,"",null,null,null,1.02]
["11BE10 KARAMA 2","HCA-107857","1982-01-01",6.6000000000000005,"",null,null,null,1.02]
["11BE10 KARAMA 2","HCA-107856","1982-01-01",6.6000000000000005,"",null,null,null,0.76]
["11BE10 KARAMA 2","HCA-107855","1982-01-01",6.6000000000000005,"",null,null,null,1.02]
["11BE10 KARAMA 2","HCA-107854","1982-01-01",6.6000000000000005,"",null,null,null,2.04]
["11BE10 KARAMA 2","HCA-107853","1982-01-01",6.6000000000000005,"",null,null,null,1.02]
["11BE10 KARAMA 2","HCA-107852","1982-01-01",6.6000000000000005,"",null,null,null,1.02]
["11BE10 KARAMA 2","HCA-107851","1982-01-01",6.6000000000000005,"",null,null,null,0.76]
["11BE10 KARAMA 2","HCA-107850","1982-01-01",6.6000000000000005,"",null,null,null,1.02]
["11BE10 KARAMA 2","HCA-107849","1982-01-01",6.6000000000000005,"",null,null,null,2.04]
["11BE10 KARAMA 2","HCA-107848","1982-01-01",6.6000000000000005,"",null,null,null,1.02]
["11BE06 KARAMA 1","HCA-105543","1982-01-01",6.6000000000000005,35,"AL","XLPE/PVC","1",167.55364281999999]
["11LE04 TAMBLING","HCA-107452","1982-01-01",6.6000000000000005,35,"AL","XLPE/PVC","1",171.39000000000001]
["11BE16 ANULA","HCA-108033","1982-01-01",11,"",null,null,null,2.04]
["11BE16 ANULA","HCA-108034","1982-01-01",11,"",null,null,null,1.02]
["11BE10 KARAMA 2","HCA-105308","1982-01-01",6.6000000000000005,35,"AL","XLPE/PVC","1",171.42000000000002]
["11BE16 ANULA","HCA-108338","1982-01-01",11,"",null,null,null,1.02]
["11BE16 ANULA","HCA-107937","1982-01-01",11,"",null,null,null,1.02]
["11BE16 ANULA","HCA-108337","1982-01-01",11,"",null,null,null,2.04]
["11BE16 ANULA","HCA-108336","1982-01-01",11,"",null,null,null,1.02]
["11BE16 ANULA","HCA-108335","1982-01-01",11,"",null,null,null,2.04]
["11BE16 ANULA","HCA-108334","1982-01-01",11,"",null,null,null,1.02]
["11LE08 PARKSIDE","HCA-107379","1982-01-01",6.6000000000000005,35,"AL","XLPE/PVC","1",172.32]
["11LE08 PARKSIDE","HCA-107444","1982-01-01",6.6000000000000005,35,"AL","XLPE/PVC","1",172.71]
["11BE10 KARAMA 2","HCA-105360","1982-01-01",6.6000000000000005,35,"AL","XLPE/PVC","1",173.88]
["11LE04 TAMBLING","HCA-107493","1982-01-01",6.6000000000000005,35,"AL","XLPE/PVC",null,175.71]
["11LE08 PARKSIDE","HCA-107287","1982-01-01",6.6000000000000005,35,"AL","XLPE/PVC","1",177.23]
["11BE16 ANULA","HCA-107946","1982-01-01",11,"",null,null,null,2.04]
["11BE16 ANULA","HCA-108301","1982-01-01",11,"",null,null,null,1.02]
["11BE16 ANULA","HCA-108302","1982-01-01",11,"",null,null,null,0.77]
["11BE16 ANULA","HCA-108303","1982-01-01",11,"",null,null,null,1.02]
["11BE16 ANULA","HCA-112496","1982-01-01",11,95,"AL","XLPE/PVC","1",178.38]
["11CA08 NTHLAKES","HCA-101796","1975-01-01",11,95,"AL","XLPE/PVC","1",178.4278836]
["11BE16 ANULA","HCA-108037","1982-01-01",11,"",null,null,null,0.76]
["11BE16 ANULA","HCA-108038","1982-01-01",11,"",null,null,null,1.02]
["11BE16 ANULA","HCA-107947","1982-01-01",11,"",null,null,null,0.76]
["11BE16 ANULA","HCA-107948","1982-01-01",11,"",null,null,null,1.02]
["11BE06 KARAMA 1","HCA-105545","1982-01-01",11,240,"AL","XLPE/PVC","1",180.67409700000002]
["11BE16 ANULA","HCA-108039","1982-01-01",11,"",null,null,null,1.02]
["11BE16 ANULA","HCA-107949","1982-01-01",11,"",null,null,null,1.02]
["11BE16 ANULA","HCA-107950","1982-01-01",11,"",null,null,null,2.04]
["11BE16 ANULA","HCA-107951","1982-01-01",11,"",null,null,null,1.02]
["11BE16 ANULA","HCA-107952","1982-01-01",11,"",null,null,null,2.04]
["11BE16 ANULA","HCA-107953","1982-01-01",11,"",null,null,null,1.02]
["11BE10 KARAMA 2","HCA-108202","1982-01-01",6.6000000000000005,95,"AL","XLPE/PVC","1",181.41]
["11BE06 KARAMA 1","HCA-105284","1982-01-01",6.6000000000000005,35,"AL","XLPE/PVC","1",181.6414767]
["11BE16 ANULA","HCA-108345","1982-01-01",11,95,"AL","XLPE/PVC","1",181.67000000000002]
["11CA24 PARER","HCA-112119","1975-01-01",11,400,"AL","XLPE/PVC",null,181.78175625]
["11BE16 ANULA","HCA-107959","1982-01-01",11,"",null,null,null,0.76]
["11BE16 ANULA","HCA-108304","1982-01-01",11,"",null,null,null,1.02]
["11BE16 ANULA","HCA-108305","1982-01-01",11,"",null,null,null,2.04]
["11BE16 ANULA","HCA-108040","1982-01-01",11,"",null,null,null,2.04]
["11BE16 ANULA","HCA-108041","1982-01-01",11,"",null,null,null,1.02]
["11LE04 TAMBLING","HCA-107387","1982-01-01",11,95,"AL","XLPE/PVC",null,182.32]
["11BE06 KARAMA 1","HCA-105458","1982-01-01",6.6000000000000005,35,"AL","XLPE/PVC","1",182.49945614999999]
["11BE16 ANULA","HCA-108306","1982-01-01",11,"",null,null,null,1.02]
["11LE08 PARKSIDE","HCA-107445","1982-01-01",6.6000000000000005,35,"AL","XLPE/PVC","1",185.5]
["11BE10 KARAMA 2","HCA-105637","1982-01-01",6.6000000000000005,35,"AL","XLPE/PVC","1",187.74]
["11BE10 KARAMA 2","HCA-108011","1982-01-01",6.6000000000000005,95,"AL","XLPE/PVC","1",188.56]
["11BE16 ANULA","HCA-108333","1982-01-01",11,"",null,null,null,1.02]
["11BE16 ANULA","HCA-108307","1982-01-01",11,"",null,null,null,0.76]
["11BE16 ANULA","HCA-108332","1982-01-01",11,"",null,null,null,0.77]
["11BE16 ANULA","HCA-108308","1982-01-01",11,"",null,null,null,1.02]
["11BE10 KARAMA 2","HCA-105329","1982-01-01",6.6000000000000005,35,"AL","XLPE/PVC","1",188.78]
["11LE08 PARKSIDE","HCA-116998","1975-01-01",11,95,"AL","XLPE/PVC",null,189.88802233999999]
["11BE16 ANULA","HCA-108322","1982-01-01",11,"",null,null,null,2.04]
["11BE16 ANULA","HCA-108328","1982-01-01",11,"",null,null,null,1.02]
["11BE16 ANULA","HCA-108309","1982-01-01",11,"",null,null,null,1.02]
["11BE16 ANULA","HCA-108310","1982-01-01",11,"",null,null,null,2.04]
["11BE16 ANULA","HCA-108321","1982-01-01",11,"",null,null,null,1.02]
["11BE16 ANULA","HCA-108311","1982-01-01",11,"",null,null,null,1.02]
["11BE16 ANULA","HCA-108320","1982-01-01",11,"",null,null,null,1.02]
["11BE16 ANULA","HCA-108319","1982-01-01",11,"",null,null,null,0.76]
["11BE16 ANULA","HCA-108318","1982-01-01",11,"",null,null,null,1.02]
["11BE16 ANULA","HCA-108313","1982-01-01",11,"",null,null,null,1.02]
["11BE16 ANULA","HCA-108312","1982-01-01",11,"",null,null,null,0.76]
["11BE16 ANULA","HCA-108314","1982-01-01",11,"",null,null,null,1.02]
["11BE16 ANULA","HCA-108315","1982-01-01",11,"",null,null,null,2.04]
["11BE16 ANULA","HCA-108316","1982-01-01",11,"",null,null,null,1.02]
["11BE16 ANULA","HCA-108327","1982-01-01",11,"",null,null,null,2.04]
["11BE16 ANULA","HCA-108326","1982-01-01",11,"",null,null,null,1.02]
["11BE16 ANULA","HCA-108325","1982-01-01",11,"",null,null,null,1.02]
["11BE16 ANULA","HCA-108317","1982-01-01",11,"",null,null,null,2.04]
["11LE08 PARKSIDE","HCA-107456","1982-01-01",6.6000000000000005,35,"AL","XLPE/PVC","1",192.47]
["11BE16 ANULA","HCA-108324","1982-01-01",11,"",null,null,null,0.76]
["11BE16 ANULA","HCA-108323","1982-01-01",11,"",null,null,null,1.02]
["11LE08 PARKSIDE","HCA-107455","1982-01-01",6.6000000000000005,35,"AL","XLPE/PVC","1",193.85]
["11LE04 TAMBLING","HCA-107237","1982-01-01",6.6000000000000005,35,"AL","XLPE/PVC","1",194.35]
["11BE16 ANULA","HCA-108292","1982-01-01",11,"",null,null,null,0.76]
["11BE16 ANULA","HCA-108293","1982-01-01",11,"",null,null,null,1.02]
["11BE16 ANULA","HCA-108294","1982-01-01",11,"",null,null,null,1.02]
["11BE16 ANULA","HCA-108295","1982-01-01",11,"",null,null,null,2.04]
["11BE16 ANULA","HCA-107967","1982-01-01",11,"",null,null,null,0.76]
["11BE16 ANULA","HCA-107966","1982-01-01",11,"",null,null,null,1.02]
["11BE16 ANULA","HCA-107965","1982-01-01",11,"",null,null,null,2.04]
["11BE16 ANULA","HCA-107944","1982-01-01",11,"",null,null,null,2.04]
["11BE16 ANULA","HCA-107945","1982-01-01",11,"",null,null,null,2.04]
["11BE16 ANULA","HCA-107964","1982-01-01",11,"",null,null,null,1.02]
["11BE16 ANULA","HCA-107963","1982-01-01",11,"",null,null,null,1.02]
["11BE16 ANULA","HCA-107962","1982-01-01",11,"",null,null,null,0.76]
["11CA13 WANGURI","HCA-111226","1975-01-01",11,400,"AL","XLPE/PVC",null,194.62]
["11BE10 KARAMA 2","HCA-105335","1982-01-01",6.6000000000000005,35,"AL","XLPE/PVC","1",194.76]
["11BE16 ANULA","HCA-107961","1982-01-01",11,"",null,null,null,1.02]
["11LE04 TAMBLING","HCA-107381","1982-01-01",6.6000000000000005,35,"AL","XLPE/PVC","1",195.36]
["11BE16 ANULA","HCA-108296","1982-01-01",11,"",null,null,null,1.02]
["11BE16 ANULA","HCA-108297","1982-01-01",11,"",null,null,null,0.76]
["11BE16 ANULA","HCA-108298","1982-01-01",11,"",null,null,null,1.02]
["11BE16 ANULA","HCA-108299","1982-01-01",11,"",null,null,null,1.02]
["11BE16 ANULA","HCA-108300","1982-01-01",11,"",null,null,null,2.04]
["11BE16 ANULA","HCA-108352","1982-01-01",11,"",null,null,null,1.02]
["11BE16 ANULA","HCA-108351","1982-01-01",11,"",null,null,null,2.04]
["11BE16 ANULA","HCA-107968","1982-01-01",11,"",null,null,null,1.02]
["11BE16 ANULA","HCA-107969","1982-01-01",11,"",null,null,null,1.02]
["11BE16 ANULA","HCA-107970","1982-01-01",11,"",null,null,null,2.04]
["11BE16 ANULA","HCA-107971","1982-01-01",11,"",null,null,null,1.02]
["11BE16 ANULA","HCA-107931","1982-01-01",11,"",null,null,null,0.76]
["11BE16 ANULA","HCA-107932","1982-01-01",11,"",null,null,null,1.02]
["11BE16 ANULA","HCA-107933","1982-01-01",11,"",null,null,null,1.02]
["11BE16 ANULA","HCA-107934","1982-01-01",11,"",null,null,null,2.04]
["11BE16 ANULA","HCA-108350","1982-01-01",11,"",null,null,null,1.02]
["11BE16 ANULA","HCA-108386","1982-01-01",11,95,"AL","XLPE/PVC","1",196.45000000000002]
["11BE16 ANULA","HCA-107935","1982-01-01",11,"",null,null,null,1.02]
["11BE16 ANULA","HCA-107936","1982-01-01",11,"",null,null,null,0.77]
["11BE06 KARAMA 1","HCA-105546","1982-01-01",6.6000000000000005,35,"AL","XLPE/PVC","1",196.62614468000001]
["11CA25 BRINKIN","HCA-109215","1975-01-01",11,240,"AL","XLPE/PVC",null,196.71]
["11BE16 ANULA","HCA-108349","1982-01-01",11,"",null,null,null,1.02]
["11BE16 ANULA","HCA-107938","1982-01-01",11,"",null,null,null,1.02]
["11BE10 KARAMA 2","HCA-105639","1982-01-01",6.6000000000000005,35,"AL","XLPE/PVC","1",196.71]
["11BE16 ANULA","HCA-108348","1982-01-01",11,"",null,null,null,0.76]
["11BE10 KARAMA 2","HCA-105337","1982-01-01",6.6000000000000005,35,"AL","XLPE/PVC","1",197]
["11BE10 KARAMA 2","HCA-108060","1982-01-01",6.6000000000000005,95,"AL","XLPE/PVC","1",197.75]
["11BE16 ANULA","HCA-107960","1982-01-01",11,"",null,null,null,1.02]
["11BE16 ANULA","HCA-107975","1982-01-01",11,"",null,null,null,0.76]
["11BE16 ANULA","HCA-107976","1982-01-01",11,"",null,null,null,1.02]
["11BE16 ANULA","HCA-107977","1982-01-01",11,"",null,null,null,1.02]
["11BE16 ANULA","HCA-107978","1982-01-01",11,"",null,null,null,2.04]
["11BE16 ANULA","HCA-107979","1982-01-01",11,"",null,null,null,1.02]
["11BE16 ANULA","HCA-108029","1982-01-01",11,300,"AL","PILC",null,4.71]
["11BE16 ANULA","HCA-108030","1982-01-01",11,"",null,null,null,0.76]
["11BE16 ANULA","HCA-108031","1982-01-01",11,"",null,null,null,1.02]
["11BE16 ANULA","HCA-108032","1982-01-01",11,"",null,null,null,1.02]
["11BE16 ANULA","HCA-107940","1982-01-01",11,"",null,null,null,1.02]
["11BE10 KARAMA 2","HCA-105612","1982-01-01",6.6000000000000005,35,"AL","XLPE/PVC","1",198.84]
["11CA12 MARRARA","HCA-108354","1982-01-01",11,"",null,null,null,0.7367686]
["11CA12 MARRARA","HCA-108358","1982-01-01",11,"",null,null,null,0.76446886000000003]
["11CA12 MARRARA","HCA-108359","1982-01-01",11,185,"CU","PILC",null,35.501349490000003]
["11CA12 MARRARA","HCA-108362","1982-01-01",11,"",null,null,null,0.76419405000000007]
["11CA12 MARRARA","HCA-108364","1982-01-01",11,185,"CU","PILC",null,203.56383532000001]
["11CA12 MARRARA","HCA-108363","1982-01-01",11,185,"CU","PILC",null,49.646600980000002]
["11CA12 MARRARA","HCA-108331","1982-01-01",11,"",null,null,null,1.0195846799999999]
["11CA12 MARRARA","HCA-108371","1982-01-01",11,185,"CU","PILC",null,116.34201612]
["11CA12 MARRARA","HCA-108330","1982-01-01",11,"",null,null,null,1.0190869899999999]
["11CA12 MARRARA","HCA-108329","1982-01-01",11,"",null,null,null,0.76500918000000007]
["11CA24 PARER","HCA-108178","1982-01-01",11,300,"AL","PILC",null,134.67000000000002]
["11CA24 PARER","HCA-108179","1982-01-01",11,300,"AL","PILC",null,129.25]
["11CA24 PARER","HCA-108061","1982-01-01",11,"",null,null,null,0.76]
["11CA24 PARER","HCA-108062","1982-01-01",11,"",null,null,null,1.02]
["11CA24 PARER","HCA-108063","1982-01-01",11,"",null,null,null,1.02]
["11CA24 PARER","HCA-108064","1982-01-01",11,"",null,null,null,2.04]
["11CA24 PARER","HCA-108065","1982-01-01",11,"",null,null,null,1.02]
["11CA24 PARER","HCA-108068","1982-01-01",11,300,"AL","PILC",null,16.64]
["11LE04 TAMBLING","HCA-107227","1982-01-01",6.6000000000000005,"",null,null,null,1.02]
["11LE04 TAMBLING","HCA-107478","1982-01-01",6.6000000000000005,"",null,null,null,1.53]
["11LE04 TAMBLING","HCA-107479","1982-01-01",6.6000000000000005,"",null,null,null,2.16]
["11LE04 TAMBLING","HCA-106858","1982-01-01",6.6000000000000005,"",null,null,null,2.04]
["11LE04 TAMBLING","HCA-106859","1982-01-01",6.6000000000000005,"",null,null,null,1.02]
["11LE08 PARKSIDE","HCA-107454","1982-01-01",6.6000000000000005,35,"AL","XLPE/PVC","1",198.87]
["11LE08 PARKSIDE","HCA-112102","1975-01-01",11,95,"AL","XLPE/PVC","1",200.16095480000001]
["11LE08 PARKSIDE","HCA-112132","1975-01-01",11,95,"AL","XLPE/PVC","1",200.58186791]
["11LE04 TAMBLING","HCA-112112","1975-01-01",11,95,"AL","XLPE/PVC","1",200.82996274000001]
["11LE08 PARKSIDE","HCA-107425","1982-01-01",6.6000000000000005,35,"AL","XLPE/PVC","1",200.97]
["11LE04 TAMBLING","HCA-107239","1982-01-01",6.6000000000000005,35,"AL","XLPE/PVC","1",203.12]
["11BE10 KARAMA 2","HCA-105349","1982-01-01",6.6000000000000005,35,"AL","XLPE/PVC","1",203.19]
["11LE08 PARKSIDE","HCA-107457","1982-01-01",6.6000000000000005,35,"AL","XLPE/PVC","1",203.52]
["11LE04 TAMBLING","HCA-107234","1982-01-01",6.6000000000000005,35,"AL","XLPE/PVC","1",204.03]
["11BE10 KARAMA 2","HCA-105345","1982-01-01",6.6000000000000005,35,"AL","XLPE/PVC","1",204.32]
["11LE04 TAMBLING","HCA-107283","1982-01-01",6.6000000000000005,35,"AL","XLPE/PVC","1",206.42000000000002]
["11CA03 BRADSHAW","HCA-111320","1975-01-01",11,400,"AL","XLPE/PVC","3",209.07203945000001]
["11BE06 KARAMA 1","HCA-105643","1982-01-01",11,95,"AL","XLPE/PVC","1",211.08548947]
["11BE10 KARAMA 2","HCA-108123","1982-01-01",6.6000000000000005,95,"AL","XLPE/PVC","1",211.16]
["11BE10 KARAMA 2","HCA-108117","1982-01-01",6.6000000000000005,95,"AL","XLPE/PVC","1",211.22]
["11BE06 KARAMA 1","HCA-105270","1982-01-01",6.6000000000000005,35,"AL","XLPE/PVC","1",211.34078181000001]
["11LE04 TAMBLING","HCA-107391","1982-01-01",6.6000000000000005,35,"AL","XLPE/PVC","1",211.36]
["11LE04 TAMBLING","HCA-107306","1982-01-01",6.6000000000000005,35,"AL","XLPE/PVC","1",211.64000000000001]
["11LE04 TAMBLING","HCA-107545","1982-01-01",6.6000000000000005,35,"AL","XLPE/PVC","1",211.97]
["11LE04 TAMBLING","HCA-107458","1982-01-01",11,"",null,null,null,0.76]
["11LE08 PARKSIDE","HCA-107264","1982-01-01",6.6000000000000005,35,"AL","XLPE/PVC","1",212.55]
["11BE06 KARAMA 1","HCA-117283","1982-01-01",11,400,"AL","XLPE/PVC",null,213.00671462]
["11LE04 TAMBLING","HCA-107299","1982-01-01",11,95,"AL","XLPE/PVC","1",213.54]
["11BE06 KARAMA 1","HCA-105590","1982-01-01",6.6000000000000005,35,"AL","XLPE/PVC","1",214.12557103]
["11LE04 TAMBLING","HCA-107261","1982-01-01",11,"",null,null,null,1.02]
["11LE04 TAMBLING","HCA-107260","1982-01-01",11,"",null,null,null,2.04]
["11LE04 TAMBLING","HCA-107259","1982-01-01",11,"",null,null,null,1.02]
["11LE04 TAMBLING","HCA-107258","1982-01-01",11,"",null,null,null,1.02]
["11LE04 TAMBLING","HCA-107257","1982-01-01",11,"",null,null,null,0.76]
["11BE06 KARAMA 1","HCA-105287","1982-01-01",6.6000000000000005,35,"AL","XLPE/PVC","1",214.58422426999999]
["11BE10 KARAMA 2","HCA-105315","1982-01-01",6.6000000000000005,35,"AL","XLPE/PVC","1",216.73000000000002]
["11LE04 TAMBLING","HCA-107244","1982-01-01",6.6000000000000005,"",null,null,null,1.02]
["11LE04 TAMBLING","HCA-107074","1982-01-01",6.6000000000000005,"",null,null,null,1.02]
["11LE04 TAMBLING","HCA-107073","1982-01-01",6.6000000000000005,"",null,null,null,2.04]
["11LE04 TAMBLING","HCA-107072","1982-01-01",6.6000000000000005,"",null,null,null,1.02]
["11LE04 TAMBLING","HCA-107071","1982-01-01",6.6000000000000005,"",null,null,null,1.02]
["11LE04 TAMBLING","HCA-107070","1982-01-01",6.6000000000000005,"",null,null,null,0.76]
["11LE04 TAMBLING","HCA-107069","1982-01-01",6.6000000000000005,"",null,null,null,1.02]
["11LE04 TAMBLING","HCA-107068","1982-01-01",6.6000000000000005,"",null,null,null,2.04]
["11LE04 TAMBLING","HCA-107243","1982-01-01",6.6000000000000005,"",null,null,null,2.04]
["11LE04 TAMBLING","HCA-107242","1982-01-01",6.6000000000000005,"",null,null,null,1.02]
["11LE04 TAMBLING","HCA-107241","1982-01-01",6.6000000000000005,"",null,null,null,1.02]
["11LE04 TAMBLING","HCA-107240","1982-01-01",6.6000000000000005,"",null,null,null,0.76]
["11BE10 KARAMA 2","HCA-105633","1982-01-01",6.6000000000000005,35,"AL","XLPE/PVC","1",217.11]
["11LE04 TAMBLING","HCA-107399","1982-01-01",6.6000000000000005,35,"AL","XLPE/PVC","1",217.99]
["11LE08 PARKSIDE","HCA-112148","1975-01-01",11,95,"AL","XLPE/PVC",null,218.22644706]
["11BE10 KARAMA 2","HCA-108026","1982-01-01",6.6000000000000005,95,"AL","XLPE/PVC","1",218.85]
["11BE10 KARAMA 2","HCA-108028","1982-01-01",6.6000000000000005,95,"AL","XLPE/PVC","1",219.34]
["11BE10 KARAMA 2","HCA-105634","1982-01-01",6.6000000000000005,35,"AL","XLPE/PVC","1",219.65]
["11LE04 TAMBLING","HCA-107067","1982-01-01",6.6000000000000005,"",null,null,null,1.02]
["11LE04 TAMBLING","HCA-107066","1982-01-01",6.6000000000000005,"",null,null,null,1.02]
["11LE04 TAMBLING","HCA-107065","1982-01-01",6.6000000000000005,"",null,null,null,0.77]
["11LE04 TAMBLING","HCA-107064","1982-01-01",6.6000000000000005,"",null,null,null,1.02]
["11LE04 TAMBLING","HCA-107063","1982-01-01",6.6000000000000005,"",null,null,null,2.04]
["11LE04 TAMBLING","HCA-107062","1982-01-01",6.6000000000000005,"",null,null,null,1.02]
["11LE04 TAMBLING","HCA-107061","1982-01-01",6.6000000000000005,"",null,null,null,1.02]
["11LE04 TAMBLING","HCA-107060","1982-01-01",6.6000000000000005,"",null,null,null,0.76]
["11LE04 TAMBLING","HCA-107474","1982-01-01",11,95,"AL","XLPE/PVC",null,219.83]
["11LE04 TAMBLING","HCA-107223","1982-01-01",6.6000000000000005,"",null,null,null,1.02]
["11BE10 KARAMA 2","HCA-105347","1982-01-01",6.6000000000000005,35,"AL","XLPE/PVC","1",219.9]
["11BE06 KARAMA 1","HCA-105605","1982-01-01",6.6000000000000005,35,"AL","XLPE/PVC","1",220.51261905000001]
["11BE10 KARAMA 2","HCA-108055","1982-01-01",6.6000000000000005,35,"AL","XLPE/PVC","1",220.58]
["11LE04 TAMBLING","HCA-107230","1982-01-01",6.6000000000000005,"",null,null,null,1.02]
["11LE04 TAMBLING","HCA-107229","1982-01-01",6.6000000000000005,"",null,null,null,2.04]
["11LE04 TAMBLING","HCA-107228","1982-01-01",6.6000000000000005,"",null,null,null,1.02]
["11LE04 TAMBLING","HCA-107226","1982-01-01",6.6000000000000005,"",null,null,null,0.76]
["11LE04 TAMBLING","HCA-107225","1982-01-01",6.6000000000000005,"",null,null,null,1.02]
["11LE04 TAMBLING","HCA-107224","1982-01-01",6.6000000000000005,"",null,null,null,2.04]
["11LE08 PARKSIDE","HCA-112138","1975-01-01",11,95,"AL","XLPE/PVC","1",222.21428363000001]
["11BE06 KARAMA 1","HCA-105479","1982-01-01",6.6000000000000005,35,"AL","XLPE/PVC","1",222.94656934]
["11BE06 KARAMA 1","HCA-105288","1982-01-01",6.6000000000000005,35,"AL","XLPE/PVC","1",223.04571941]
["11CA13 WANGURI","HCA-111238","1975-01-01",11,400,"AL","XLPE/PVC",null,226.09]
["11BE06 KARAMA 1","HCA-105275","1982-01-01",6.6000000000000005,35,"AL","XLPE/PVC","1",227.53703467]
["11BE06 KARAMA 1","HCA-105267","1982-01-01",6.6000000000000005,35,"AL","XLPE/PVC","1",228.17606852]
["11CA19 CAS VILLAGE","HCA-110990","1975-01-01",11,95,"AL","XLPE/PVC","1",228.72163384999999]
["11BE10 KARAMA 2","HCA-105552","1982-01-01",6.6000000000000005,35,"AL","XLPE/PVC","1",228.82]
["11LE04 TAMBLING","HCA-107222","1982-01-01",6.6000000000000005,"",null,null,null,1.02]
["11LE04 TAMBLING","HCA-107221","1982-01-01",6.6000000000000005,"",null,null,null,0.77]
["11LE04 TAMBLING","HCA-107220","1982-01-01",6.6000000000000005,"",null,null,null,1.02]
["11LE04 TAMBLING","HCA-107219","1982-01-01",6.6000000000000005,"",null,null,null,2.04]
["11LE04 TAMBLING","HCA-107218","1982-01-01",6.6000000000000005,"",null,null,null,1.02]
["11LE04 TAMBLING","HCA-107217","1982-01-01",6.6000000000000005,"",null,null,null,1.02]
["11LE04 TAMBLING","HCA-107216","1982-01-01",6.6000000000000005,"",null,null,null,0.76]
["11LE04 TAMBLING","HCA-107215","1982-01-01",6.6000000000000005,"",null,null,null,1.02]
["11LE04 TAMBLING","HCA-107214","1982-01-01",6.6000000000000005,"",null,null,null,2.04]
["11LE04 TAMBLING","HCA-107213","1982-01-01",6.6000000000000005,"",null,null,null,1.02]
["11LE04 TAMBLING","HCA-107212","1982-01-01",6.6000000000000005,"",null,null,null,1.02]
["11LE04 TAMBLING","HCA-107211","1982-01-01",6.6000000000000005,"",null,null,null,0.76]
["11BE06 KARAMA 1","HCA-105565","1982-01-01",11,240,"AL","XLPE/PVC",null,229.65211062]
["11BE06 KARAMA 1","HCA-105577","1982-01-01",6.6000000000000005,35,"AL","XLPE/PVC",null,229.77877003]
["11BE16 ANULA","HCA-108192","1982-01-01",11,35,"AL","XLPE/PVC","1",229.97]
["11LE04 TAMBLING","HCA-107541","1982-01-01",6.6000000000000005,35,"AL","XLPE/PVC",null,231.82]
["11LE04 TAMBLING","HCA-107442","1982-01-01",11,95,"AL","XLPE/PVC","1",232.71]
["11LE08 PARKSIDE","HCA-107446","1982-01-01",6.6000000000000005,35,"AL","XLPE/PVC","1",232.97]
["11WN22 LUDMILLA","HCA-103329","1982-01-01",11,95,"AL","XLPE/PVC","3",235.5]
["11BE16 ANULA","HCA-108206","1982-01-01",11,95,"AL","XLPE/PVC","1",235.53]
["11CA13 WANGURI","HCA-109269","1975-01-01",11,240,"AL","XLPE/PVC","3",239.73639036]
["11BE06 KARAMA 1","HCA-105599","1982-01-01",6.6000000000000005,35,"AL","XLPE/PVC","1",240.57373641000001]
["11BE10 KARAMA 2","HCA-108006","1982-01-01",6.6000000000000005,95,"AL","XLPE/PVC","1",241.01]
["11BE10 KARAMA 2","HCA-108007","1982-01-01",6.6000000000000005,95,"AL","XLPE/PVC","1",242.05]
["11BE10 KARAMA 2","HCA-108027","1982-01-01",6.6000000000000005,95,"AL","XLPE/PVC","1",242.13]
["11LE04 TAMBLING","HCA-106815","1982-01-01",6.6000000000000005,"",null,null,null,0.76]
["11LE04 TAMBLING","HCA-106809","1982-01-01",6.6000000000000005,"",null,null,null,1.02]
["11LE04 TAMBLING","HCA-106808","1982-01-01",6.6000000000000005,"",null,null,null,2.04]
["11LE04 TAMBLING","HCA-106807","1982-01-01",6.6000000000000005,"",null,null,null,1.02]
["11LE04 TAMBLING","HCA-106806","1982-01-01",6.6000000000000005,"",null,null,null,1.02]
["11LE04 TAMBLING","HCA-106805","1982-01-01",6.6000000000000005,"",null,null,null,0.76]
["11LE04 TAMBLING","HCA-106804","1982-01-01",6.6000000000000005,"",null,null,null,1.02]
["11LE04 TAMBLING","HCA-106979","1982-01-01",6.6000000000000005,"",null,null,null,1.02]
["11LE04 TAMBLING","HCA-106978","1982-01-01",6.6000000000000005,"",null,null,null,2.04]
["11LE04 TAMBLING","HCA-106977","1982-01-01",6.6000000000000005,"",null,null,null,1.02]
["11LE04 TAMBLING","HCA-106976","1982-01-01",6.6000000000000005,"",null,null,null,1.02]
["11LE04 TAMBLING","HCA-106975","1982-01-01",6.6000000000000005,"",null,null,null,0.76]
["11LE04 TAMBLING","HCA-106974","1982-01-01",6.6000000000000005,"",null,null,null,1.02]
["11LE04 TAMBLING","HCA-106973","1982-01-01",6.6000000000000005,"",null,null,null,2.04]
["11LE04 TAMBLING","HCA-106972","1982-01-01",6.6000000000000005,"",null,null,null,1.02]
["11LE04 TAMBLING","HCA-106803","1982-01-01",6.6000000000000005,"",null,null,null,2.04]
["11LE04 TAMBLING","HCA-106792","1982-01-01",6.6000000000000005,"",null,null,null,1.02]
["11LE04 TAMBLING","HCA-106802","1982-01-01",6.6000000000000005,"",null,null,null,1.02]
["11LE04 TAMBLING","HCA-106801","1982-01-01",6.6000000000000005,"",null,null,null,1.02]
["11LE04 TAMBLING","HCA-106800","1982-01-01",6.6000000000000005,"",null,null,null,0.76]
["11LE04 TAMBLING","HCA-106799","1982-01-01",6.6000000000000005,"",null,null,null,1.02]
["11LE04 TAMBLING","HCA-106798","1982-01-01",6.6000000000000005,"",null,null,null,2.04]
["11LE04 TAMBLING","HCA-106797","1982-01-01",6.6000000000000005,"",null,null,null,1.02]
["11LE04 TAMBLING","HCA-106796","1982-01-01",6.6000000000000005,"",null,null,null,1.02]
["11LE04 TAMBLING","HCA-106795","1982-01-01",6.6000000000000005,"",null,null,null,0.76]
["11LE04 TAMBLING","HCA-106794","1982-01-01",6.6000000000000005,"",null,null,null,1.02]
["11LE04 TAMBLING","HCA-106793","1982-01-01",6.6000000000000005,"",null,null,null,2.04]
["11LE04 TAMBLING","HCA-106971","1982-01-01",6.6000000000000005,"",null,null,null,1.02]
["11LE04 TAMBLING","HCA-106970","1982-01-01",6.6000000000000005,"",null,null,null,0.77]
["11LE04 TAMBLING","HCA-106969","1982-01-01",6.6000000000000005,"",null,null,null,1.02]
["11LE04 TAMBLING","HCA-106968","1982-01-01",6.6000000000000005,"",null,null,null,2.04]
["11LE04 TAMBLING","HCA-106967","1982-01-01",6.6000000000000005,"",null,null,null,1.02]
["11LE04 TAMBLING","HCA-106966","1982-01-01",6.6000000000000005,"",null,null,null,1.02]
["11LE04 TAMBLING","HCA-106965","1982-01-01",6.6000000000000005,"",null,null,null,0.76]
["11LE04 TAMBLING","HCA-106964","1982-01-01",6.6000000000000005,"",null,null,null,1.02]
["11LE04 TAMBLING","HCA-106963","1982-01-01",6.6000000000000005,"",null,null,null,2.04]
["11LE04 TAMBLING","HCA-106962","1982-01-01",6.6000000000000005,"",null,null,null,1.02]
["11LE04 TAMBLING","HCA-106961","1982-01-01",6.6000000000000005,"",null,null,null,1.02]
["11LE04 TAMBLING","HCA-106960","1982-01-01",6.6000000000000005,"",null,null,null,0.76]
["11LE04 TAMBLING","HCA-106791","1982-01-01",6.6000000000000005,"",null,null,null,1.02]
["11LE04 TAMBLING","HCA-106790","1982-01-01",6.6000000000000005,"",null,null,null,0.76]
["11LE04 TAMBLING","HCA-106789","1982-01-01",6.6000000000000005,"",null,null,null,1.02]
["11LE04 TAMBLING","HCA-106788","1982-01-01",6.6000000000000005,"",null,null,null,2.04]
["11LE04 TAMBLING","HCA-106787","1982-01-01",6.6000000000000005,"",null,null,null,1.02]
["11LE04 TAMBLING","HCA-106786","1982-01-01",6.6000000000000005,"",null,null,null,1.02]
["11LE04 TAMBLING","HCA-106785","1982-01-01",6.6000000000000005,"",null,null,null,0.76]
["11LE04 TAMBLING","HCA-106959","1982-01-01",6.6000000000000005,"",null,null,null,1.02]
["11LE04 TAMBLING","HCA-106958","1982-01-01",6.6000000000000005,"",null,null,null,2.04]
["11LE04 TAMBLING","HCA-106957","1982-01-01",6.6000000000000005,"",null,null,null,1.02]
["11LE04 TAMBLING","HCA-106956","1982-01-01",6.6000000000000005,"",null,null,null,1.02]
["11LE04 TAMBLING","HCA-106955","1982-01-01",6.6000000000000005,"",null,null,null,0.76]
["11LE04 TAMBLING","HCA-106953","1982-01-01",6.6000000000000005,"",null,null,null,2.04]
["11LE04 TAMBLING","HCA-106952","1982-01-01",6.6000000000000005,"",null,null,null,1.02]
["11LE04 TAMBLING","HCA-106951","1982-01-01",6.6000000000000005,"",null,null,null,1.02]
["11LE04 TAMBLING","HCA-106950","1982-01-01",6.6000000000000005,"",null,null,null,0.77]
["11LE04 TAMBLING","HCA-106949","1982-01-01",6.6000000000000005,"",null,null,null,1.02]
["11LE04 TAMBLING","HCA-106948","1982-01-01",6.6000000000000005,"",null,null,null,2.04]
["11LE04 TAMBLING","HCA-106947","1982-01-01",6.6000000000000005,"",null,null,null,1.02]
["11LE04 TAMBLING","HCA-106946","1982-01-01",6.6000000000000005,"",null,null,null,1.02]
["11LE04 TAMBLING","HCA-106945","1982-01-01",6.6000000000000005,"",null,null,null,0.76]
["11LE04 TAMBLING","HCA-106944","1982-01-01",6.6000000000000005,"",null,null,null,1.02]
["11LE04 TAMBLING","HCA-106943","1982-01-01",6.6000000000000005,"",null,null,null,2.04]
["11LE04 TAMBLING","HCA-106942","1982-01-01",6.6000000000000005,"",null,null,null,1.02]
["11LE04 TAMBLING","HCA-106941","1982-01-01",6.6000000000000005,"",null,null,null,1.02]
["11LE04 TAMBLING","HCA-106940","1982-01-01",6.6000000000000005,"",null,null,null,0.76]
["11LE04 TAMBLING","HCA-106939","1982-01-01",6.6000000000000005,"",null,null,null,1.02]
["11LE04 TAMBLING","HCA-106938","1982-01-01",6.6000000000000005,"",null,null,null,2.04]
["11LE04 TAMBLING","HCA-106937","1982-01-01",6.6000000000000005,"",null,null,null,1.02]
["11LE04 TAMBLING","HCA-106936","1982-01-01",6.6000000000000005,"",null,null,null,1.02]
["11LE04 TAMBLING","HCA-106759","1982-01-01",6.6000000000000005,"",null,null,null,1.02]
["11LE04 TAMBLING","HCA-106758","1982-01-01",6.6000000000000005,"",null,null,null,2.04]
["11LE04 TAMBLING","HCA-106757","1982-01-01",6.6000000000000005,"",null,null,null,1.02]
["11LE04 TAMBLING","HCA-106756","1982-01-01",6.6000000000000005,"",null,null,null,1.02]
["11LE04 TAMBLING","HCA-106935","1982-01-01",6.6000000000000005,"",null,null,null,0.76]
["11LE04 TAMBLING","HCA-106755","1982-01-01",6.6000000000000005,"",null,null,null,0.77]
["11LE04 TAMBLING","HCA-106554","1982-01-01",6.6000000000000005,"",null,null,null,1.02]
["11BE10 KARAMA 2","HCA-105626","1982-01-01",6.6000000000000005,35,"AL","XLPE/PVC","1",242.22]
["11BE10 KARAMA 2","HCA-108020","1982-01-01",6.6000000000000005,95,"AL","XLPE/PVC","1",242.62]
["11BE06 KARAMA 1","HCA-105297","1982-01-01",6.6000000000000005,35,"AL","XLPE/PVC","1",244.10347099000001]
["11LE04 TAMBLING","HCA-106553","1982-01-01",6.6000000000000005,"",null,null,null,2.04]
["11BE10 KARAMA 2","HCA-105350","1982-01-01",6.6000000000000005,35,"AL","XLPE/PVC","1",248.54]
["11LE04 TAMBLING","HCA-106552","1982-01-01",6.6000000000000005,"",null,null,null,1.02]
["11LE04 TAMBLING","HCA-106551","1982-01-01",6.6000000000000005,"",null,null,null,1.02]
["11LE04 TAMBLING","HCA-106550","1982-01-01",6.6000000000000005,"",null,null,null,0.76]
["11BE10 KARAMA 2","HCA-108052","1982-01-01",6.6000000000000005,95,"AL","XLPE/PVC","1",248.63]
["11BE10 KARAMA 2","HCA-108021","1982-01-01",6.6000000000000005,95,"AL","XLPE/PVC","1",249.43]
["11BE16 ANULA","HCA-108067","1982-01-01",11,95,"AL","XLPE/PVC","1",249.54]
["11LE04 TAMBLING","HCA-106534","1982-01-01",6.6000000000000005,"",null,null,null,1.02]
["11LE04 TAMBLING","HCA-106533","1982-01-01",6.6000000000000005,"",null,null,null,2.04]
["11LE04 TAMBLING","HCA-106532","1982-01-01",6.6000000000000005,"",null,null,null,1.02]
["11LE04 TAMBLING","HCA-106531","1982-01-01",6.6000000000000005,"",null,null,null,1.02]
["11LE04 TAMBLING","HCA-106530","1982-01-01",6.6000000000000005,"",null,null,null,0.76]
["11LE04 TAMBLING","HCA-106529","1982-01-01",6.6000000000000005,"",null,null,null,1.02]
["11LE04 TAMBLING","HCA-106528","1982-01-01",6.6000000000000005,"",null,null,null,2.04]
["11LE04 TAMBLING","HCA-106527","1982-01-01",6.6000000000000005,"",null,null,null,1.02]
["11LE04 TAMBLING","HCA-106526","1982-01-01",6.6000000000000005,"",null,null,null,1.02]
["11LE04 TAMBLING","HCA-106525","1982-01-01",6.6000000000000005,"",null,null,null,0.77]
["11LE04 TAMBLING","HCA-106524","1982-01-01",6.6000000000000005,"",null,null,null,1.02]
["11LE04 TAMBLING","HCA-106523","1982-01-01",6.6000000000000005,"",null,null,null,2.04]
["11LE04 TAMBLING","HCA-106522","1982-01-01",6.6000000000000005,"",null,null,null,1.02]
["11LE04 TAMBLING","HCA-106521","1982-01-01",6.6000000000000005,"",null,null,null,1.02]
["11LE04 TAMBLING","HCA-106520","1982-01-01",6.6000000000000005,"",null,null,null,0.76]
["11LE04 TAMBLING","HCA-106519","1982-01-01",6.6000000000000005,"",null,null,null,1.02]
["11BE10 KARAMA 2","HCA-105588","1982-01-01",6.6000000000000005,35,"AL","XLPE/PVC","1",250.5]
["11CA08 NTHLAKES","HCA-101789","1975-01-01",11,95,"AL","XLPE/PVC","1",250.81200228]
["11CA19 CAS VILLAGE","HCA-111060","1975-01-01",11,95,"AL","XLPE/PVC","1",251.8792819]
["11CA08 NTHLAKES","HCA-101798","1975-01-01",11,95,"AL","XLPE/PVC","1",253.13552705999999]
["11LE04 TAMBLING","HCA-106518","1982-01-01",6.6000000000000005,"",null,null,null,2.04]
["11LE04 TAMBLING","HCA-106517","1982-01-01",6.6000000000000005,"",null,null,null,1.02]
["11LE04 TAMBLING","HCA-106516","1982-01-01",6.6000000000000005,"",null,null,null,1.02]
["11LE04 TAMBLING","HCA-106515","1982-01-01",6.6000000000000005,"",null,null,null,0.77]
["11CA13 WANGURI","HCA-111294","1975-01-01",11,95,"AL","XLPE/PVC","1",255.95025373999999]
["11LE04 TAMBLING","HCA-106954","1982-01-01",6.6000000000000005,"",null,null,null,1.02]
["11BE06 KARAMA 1","HCA-105272","1982-01-01",6.6000000000000005,35,"AL","XLPE/PVC","1",256.32236625000002]
["11BE06 KARAMA 1","HCA-105295","1982-01-01",6.6000000000000005,35,"AL","XLPE/PVC","1",257.71756833000001]
["11LE04 TAMBLING","HCA-107298","1982-01-01",11,"",null,null,null,1.02]
["11LE04 TAMBLING","HCA-107297","1982-01-01",11,"",null,null,null,2.04]
["11LE04 TAMBLING","HCA-107296","1982-01-01",6.6000000000000005,"",null,null,null,1.02]
["11LE04 TAMBLING","HCA-107295","1982-01-01",11,"",null,null,null,1.02]
["11LE04 TAMBLING","HCA-107294","1982-01-01",11,"",null,null,null,0.76]
["11BE06 KARAMA 1","HCA-105642","1982-01-01",6.6000000000000005,35,"AL","XLPE/PVC","1",257.76250054000002]
["11BE10 KARAMA 2","HCA-105323","1982-01-01",6.6000000000000005,35,"AL","XLPE/PVC","1",257.91000000000003]
["11LE04 TAMBLING","HCA-107461","1982-01-01",11,"",null,null,null,1.53]
["11LE04 TAMBLING","HCA-107460","1982-01-01",11,"",null,null,null,1.53]
["11LE04 TAMBLING","HCA-107459","1982-01-01",11,"",null,null,null,4.84]
["11LE04 TAMBLING","HCA-106816","1982-01-01",6.6000000000000005,"",null,null,null,1.02]
["11LE04 TAMBLING","HCA-106817","1982-01-01",6.6000000000000005,"",null,null,null,1.02]
["11LE04 TAMBLING","HCA-106818","1982-01-01",6.6000000000000005,"",null,null,null,2.04]
["11LE04 TAMBLING","HCA-106819","1982-01-01",6.6000000000000005,"",null,null,null,1.02]
["11LE04 TAMBLING","HCA-106820","1982-01-01",6.6000000000000005,"",null,null,null,0.77]
["11LE04 TAMBLING","HCA-106821","1982-01-01",6.6000000000000005,"",null,null,null,1.02]
["11LE04 TAMBLING","HCA-106822","1982-01-01",6.6000000000000005,"",null,null,null,1.02]
["11LE04 TAMBLING","HCA-106823","1982-01-01",6.6000000000000005,"",null,null,null,2.04]
["11LE04 TAMBLING","HCA-106824","1982-01-01",6.6000000000000005,"",null,null,null,1.02]
["11LE04 TAMBLING","HCA-106825","1982-01-01",6.6000000000000005,"",null,null,null,0.77]
["11LE04 TAMBLING","HCA-106826","1982-01-01",6.6000000000000005,"",null,null,null,1.02]
["11LE04 TAMBLING","HCA-106827","1982-01-01",6.6000000000000005,"",null,null,null,1.02]
["11LE04 TAMBLING","HCA-106828","1982-01-01",6.6000000000000005,"",null,null,null,2.04]
["11LE04 TAMBLING","HCA-106829","1982-01-01",6.6000000000000005,"",null,null,null,1.02]
["11LE04 TAMBLING","HCA-106830","1982-01-01",6.6000000000000005,"",null,null,null,0.77]
["11LE04 TAMBLING","HCA-106831","1982-01-01",6.6000000000000005,"",null,null,null,1.02]
["11LE04 TAMBLING","HCA-106832","1982-01-01",6.6000000000000005,"",null,null,null,1.02]
["11LE04 TAMBLING","HCA-106833","1982-01-01",6.6000000000000005,"",null,null,null,2.04]
["11LE04 TAMBLING","HCA-106834","1982-01-01",6.6000000000000005,"",null,null,null,1.02]
["11LE04 TAMBLING","HCA-106835","1982-01-01",6.6000000000000005,"",null,null,null,0.76]
["11LE04 TAMBLING","HCA-106836","1982-01-01",6.6000000000000005,"",null,null,null,1.02]
["11LE04 TAMBLING","HCA-106837","1982-01-01",6.6000000000000005,"",null,null,null,1.02]
["11LE04 TAMBLING","HCA-106838","1982-01-01",6.6000000000000005,"",null,null,null,2.04]
["11LE04 TAMBLING","HCA-106839","1982-01-01",6.6000000000000005,"",null,null,null,1.02]
["11LE04 TAMBLING","HCA-106840","1982-01-01",6.6000000000000005,"",null,null,null,0.77]
["11LE04 TAMBLING","HCA-106841","1982-01-01",6.6000000000000005,"",null,null,null,1.02]
["11LE04 TAMBLING","HCA-106842","1982-01-01",6.6000000000000005,"",null,null,null,1.02]
["11LE04 TAMBLING","HCA-106843","1982-01-01",6.6000000000000005,"",null,null,null,2.04]
["11LE04 TAMBLING","HCA-106844","1982-01-01",6.6000000000000005,"",null,null,null,1.02]
["11LE04 TAMBLING","HCA-106845","1982-01-01",6.6000000000000005,"",null,null,null,0.76]
["11LE04 TAMBLING","HCA-106846","1982-01-01",6.6000000000000005,"",null,null,null,1.02]
["11LE04 TAMBLING","HCA-106847","1982-01-01",6.6000000000000005,"",null,null,null,1.02]
["11LE04 TAMBLING","HCA-106848","1982-01-01",6.6000000000000005,"",null,null,null,2.04]
["11LE04 TAMBLING","HCA-106849","1982-01-01",6.6000000000000005,"",null,null,null,1.02]
["11LE04 TAMBLING","HCA-106850","1982-01-01",6.6000000000000005,"",null,null,null,0.76]
["11LE04 TAMBLING","HCA-106851","1982-01-01",6.6000000000000005,"",null,null,null,1.02]
["11LE04 TAMBLING","HCA-107473","1982-01-01",6.6000000000000005,35,"AL","XLPE/PVC","1",258.5]
["11BE10 KARAMA 2","HCA-105484","1982-01-01",6.6000000000000005,400,"AL","XLPE/PVC",null,259.07]
["11BE16 ANULA","HCA-112495","1982-01-01",11,95,"AL","XLPE/PVC","1",259.13]
["11LE04 TAMBLING","HCA-107392","1982-01-01",6.6000000000000005,35,"AL","XLPE/PVC","1",259.56]
["11LE04 TAMBLING","HCA-107467","1982-01-01",6.6000000000000005,"",null,null,null,2.16]
["11LE04 TAMBLING","HCA-107468","1982-01-01",6.6000000000000005,"",null,null,null,1.53]
["11LE04 TAMBLING","HCA-107469","1982-01-01",6.6000000000000005,"",null,null,null,2.16]
["11CA13 WANGURI","HCA-111340","1975-01-01",11,95,"AL","XLPE/NYL/PVC",null,259.82]
["11BE10 KARAMA 2","HCA-105321","1982-01-01",6.6000000000000005,35,"AL","XLPE/PVC","1",262.85000000000002]
["11LE04 TAMBLING","HCA-107302","1982-01-01",11,"",null,null,null,2.04]
["11LE04 TAMBLING","HCA-107303","1982-01-01",11,"",null,null,null,2.04]
["11LE04 TAMBLING","HCA-107304","1982-01-01",11,"",null,null,null,2.04]
["11LE04 TAMBLING","HCA-107305","1982-01-01",11,400,"AL","PILC",null,29.8]
["11BE10 KARAMA 2","HCA-108172","1982-01-01",6.6000000000000005,95,"AL","XLPE/PVC","1",264.29000000000002]
["11BE10 KARAMA 2","HCA-108085","1982-01-01",6.6000000000000005,95,"AL","XLPE/PVC","1",267.76]
["11LE04 TAMBLING","HCA-106852","1982-01-01",6.6000000000000005,"",null,null,null,1.02]
["11LE04 TAMBLING","HCA-106853","1982-01-01",6.6000000000000005,"",null,null,null,2.04]
["11LE04 TAMBLING","HCA-106854","1982-01-01",6.6000000000000005,"",null,null,null,1.02]
["11LE04 TAMBLING","HCA-106855","1982-01-01",6.6000000000000005,"",null,null,null,0.76]
["11LE04 TAMBLING","HCA-106856","1982-01-01",6.6000000000000005,"",null,null,null,1.02]
["11LE04 TAMBLING","HCA-106857","1982-01-01",6.6000000000000005,"",null,null,null,1.02]
["11LE08 PARKSIDE","HCA-107492","1982-01-01",11,95,"AL","XLPE/PVC","1",268.79000000000002]
["11LE04 TAMBLING","HCA-107477","1982-01-01",6.6000000000000005,"",null,null,null,2.16]
["11LE08 PARKSIDE","HCA-107092","1982-01-01",6.6000000000000005,"",null,null,null,1.02]
["11LE08 PARKSIDE","HCA-107093","1982-01-01",6.6000000000000005,"",null,null,null,2.04]
["11LE08 PARKSIDE","HCA-107094","1982-01-01",6.6000000000000005,"",null,null,null,1.02]
["11LE08 PARKSIDE","HCA-107095","1982-01-01",6.6000000000000005,"",null,null,null,0.77]
["11LE08 PARKSIDE","HCA-106501","1982-01-01",6.6000000000000005,"",null,null,null,1.02]
["11LE08 PARKSIDE","HCA-106502","1982-01-01",6.6000000000000005,"",null,null,null,1.02]
["11LE08 PARKSIDE","HCA-106492","1982-01-01",6.6000000000000005,"",null,null,null,1.02]
["11LE08 PARKSIDE","HCA-107096","1982-01-01",6.6000000000000005,"",null,null,null,1.02]
["11LE08 PARKSIDE","HCA-107097","1982-01-01",6.6000000000000005,"",null,null,null,1.02]
["11LE08 PARKSIDE","HCA-107098","1982-01-01",6.6000000000000005,"",null,null,null,2.04]
["11LE08 PARKSIDE","HCA-107099","1982-01-01",6.6000000000000005,"",null,null,null,1.02]
["11LE08 PARKSIDE","HCA-107100","1982-01-01",6.6000000000000005,"",null,null,null,0.76]
["11LE08 PARKSIDE","HCA-107101","1982-01-01",6.6000000000000005,"",null,null,null,1.02]
["11LE08 PARKSIDE","HCA-107102","1982-01-01",6.6000000000000005,"",null,null,null,1.02]
["11LE08 PARKSIDE","HCA-107103","1982-01-01",6.6000000000000005,"",null,null,null,2.04]
["11LE04 TAMBLING","HCA-107522","1982-01-01",6.6000000000000005,35,"AL","XLPE/PVC","1",268.95999999999998]
["11BE10 KARAMA 2","HCA-105553","1982-01-01",6.6000000000000005,35,"AL","XLPE/PVC","1",269.37]
["11BE10 KARAMA 2","HCA-105587","1982-01-01",6.6000000000000005,35,"AL","XLPE/PVC","1",271.3]
["11BE16 ANULA","HCA-115306","1982-01-01",11,95,"AL","XLPE/PVC","1",272.04000000000002]
["11CA24 PARER","HCA-112146","1975-01-01",11,95,"AL","XLPE/PVC","1",273.70327732999999]
["11CA24 PARER","HCA-101800","1975-01-01",11,95,"AL","XLPE/PVC","1",273.88954469999999]
["11LE08 PARKSIDE","HCA-107426","1982-01-01",6.6000000000000005,35,"AL","XLPE/PVC","1",274.24]
["11LE08 PARKSIDE","HCA-112131","1975-01-01",11,95,"AL","XLPE/PVC","1",275.72680792]
["11BE10 KARAMA 2","HCA-108116","1982-01-01",6.6000000000000005,95,"AL","XLPE/PVC","1",275.93]
["11CA03 BRADSHAW","HCA-111322","1975-01-01",11,400,"AL","XLPE/PVC",null,276.75511817]
["11LE08 PARKSIDE","HCA-106514","1982-01-01",6.6000000000000005,"",null,null,null,1.02]
["11LE08 PARKSIDE","HCA-107374","1982-01-01",11,"",null,null,null,1.53]
["11LE08 PARKSIDE","HCA-107373","1982-01-01",11,"",null,null,null,1.53]
["11BE10 KARAMA 2","HCA-108201","1982-01-01",6.6000000000000005,95,"AL","XLPE/PVC","1",276.78000000000003]
["11LE08 PARKSIDE","HCA-107293","1982-01-01",11,"",null,null,null,1.02]
["11LE08 PARKSIDE","HCA-107292","1982-01-01",11,"",null,null,null,2.04]
["11LE08 PARKSIDE","HCA-107291","1982-01-01",11,"",null,null,null,1.02]
["11LE08 PARKSIDE","HCA-107290","1982-01-01",11,"",null,null,null,1.02]
["11LE04 TAMBLING","HCA-107539","1982-01-01",11,95,"AL","XLPE/PVC","1",277.38]
["11BE10 KARAMA 2","HCA-105298","1982-01-01",6.6000000000000005,95,"AL","XLPE/PVC","1",277.98458553]
["11BE16 ANULA","HCA-112497","1982-01-01",11,95,"AL","XLPE/PVC","1",278.81]
["11LE08 PARKSIDE","HCA-107104","1982-01-01",6.6000000000000005,"",null,null,null,1.02]
["11LE08 PARKSIDE","HCA-107371","1982-01-01",11,"",null,null,null,3.06]
["11LE08 PARKSIDE","HCA-107370","1982-01-01",11,"",null,null,null,3.06]
["11LE08 PARKSIDE","HCA-107105","1982-01-01",6.6000000000000005,"",null,null,null,0.77]
["11LE08 PARKSIDE","HCA-107106","1982-01-01",6.6000000000000005,"",null,null,null,1.02]
["11LE08 PARKSIDE","HCA-107107","1982-01-01",6.6000000000000005,"",null,null,null,1.02]
["11LE08 PARKSIDE","HCA-107108","1982-01-01",6.6000000000000005,"",null,null,null,2.04]
["11LE08 PARKSIDE","HCA-107109","1982-01-01",6.6000000000000005,"",null,null,null,1.02]
["11BE10 KARAMA 2","HCA-105609","1982-01-01",6.6000000000000005,35,"AL","XLPE/PVC","1",279.26]
["11LE08 PARKSIDE","HCA-106503","1982-01-01",6.6000000000000005,"",null,null,null,2.04]
["11LE08 PARKSIDE","HCA-106504","1982-01-01",6.6000000000000005,"",null,null,null,1.02]
["11BE10 KARAMA 2","HCA-105505","1982-01-01",6.6000000000000005,35,"AL","XLPE/PVC","1",279.69]
["11LE08 PARKSIDE","HCA-107289","1982-01-01",11,"",null,null,null,0.77]
["11BE16 ANULA","HCA-108370","1982-01-01",11,95,"CU","XLPE/PVC","1",280.47000000000003]
["11LE08 PARKSIDE","HCA-107266","1982-01-01",6.6000000000000005,35,"AL","XLPE/PVC","1",281.54000000000002]
["11BE10 KARAMA 2","HCA-105338","1982-01-01",6.6000000000000005,35,"AL","XLPE/PVC","1",281.77]
["11BE10 KARAMA 2","HCA-105602","1982-01-01",6.6000000000000005,35,"AL","XLPE/PVC","1",281.95]
["11CA03 BRADSHAW","HCA-111291","1975-01-01",11,95,"AL","XLPE/PVC","1",284.14816093000002]
["11BE06 KARAMA 1","HCA-105564","1982-01-01",6.6000000000000005,35,"AL","XLPE/PVC","1",284.17697214999998]
["11LE04 TAMBLING","HCA-107488","1982-01-01",6.6000000000000005,35,"AL","XLPE/PVC","1",285.17]
["11BE06 KARAMA 1","HCA-105595","1982-01-01",6.6000000000000005,35,"AL","XLPE/PVC","1",285.97158028000001]
["11CA24 PARER","HCA-101799","1975-01-01",11,95,"AL","XLPE/PVC","1",286.86643271000003]
["11LE08 PARKSIDE","HCA-106493","1982-01-01",6.6000000000000005,"",null,null,null,2.04]
["11LE08 PARKSIDE","HCA-107480","1982-01-01",6.6000000000000005,"",null,null,null,2.16]
["11LE08 PARKSIDE","HCA-107481","1982-01-01",6.6000000000000005,"",null,null,null,1.53]
["11LE08 PARKSIDE","HCA-107482","1982-01-01",6.6000000000000005,"",null,null,null,2.16]
["11BE10 KARAMA 2","HCA-108188","1982-01-01",6.6000000000000005,95,"AL","XLPE/PVC","1",287.85000000000002]
["11LE08 PARKSIDE","HCA-106505","1982-01-01",6.6000000000000005,"",null,null,null,0.76]
["11LE08 PARKSIDE","HCA-107145","1982-01-01",6.6000000000000005,"",null,null,null,0.77]
["11CA19 CAS VILLAGE","HCA-111098","1975-01-01",11,95,"AL","XLPE/AL/SCR/PVC","1",289.60307461999997]
["11LE08 PARKSIDE","HCA-107146","1982-01-01",6.6000000000000005,"",null,null,null,1.02]
["11LE08 PARKSIDE","HCA-107147","1982-01-01",6.6000000000000005,"",null,null,null,1.02]
["11BE10 KARAMA 2","HCA-105584","1982-01-01",6.6000000000000005,35,"AL","XLPE/PVC","1",290.75]
["11LE08 PARKSIDE","HCA-107148","1982-01-01",6.6000000000000005,"",null,null,null,2.04]
["11LE08 PARKSIDE","HCA-107149","1982-01-01",6.6000000000000005,"",null,null,null,1.02]
["11LE08 PARKSIDE","HCA-107150","1982-01-01",6.6000000000000005,"",null,null,null,0.76]
["11LE08 PARKSIDE","HCA-106506","1982-01-01",6.6000000000000005,"",null,null,null,1.02]
["11BE06 KARAMA 1","HCA-105412","1982-01-01",6.6000000000000005,35,"AL","XLPE/PVC","1",290.99130799]
["11CA16 NAKARA","HCA-109118","1975-01-01",11,400,"AL","XLPE/PVC","1",291.71404094000002]
["11BE06 KARAMA 1","HCA-105635","1982-01-01",6.6000000000000005,35,"AL","XLPE/PVC","1",292.39624507000002]
["11CA24 PARER","HCA-112085","1975-01-01",11,95,"AL","XLPE/PVC","1",292.64135926]
["11BE10 KARAMA 2","HCA-116999","1982-01-01",6.6000000000000005,35,"AL","XLPE/PVC","1",293.91917021]
["11LE08 PARKSIDE","HCA-106535","1982-01-01",6.6000000000000005,"",null,null,null,0.76]
["11LE08 PARKSIDE","HCA-106490","1982-01-01",6.6000000000000005,"",null,null,null,0.76]
["11LE08 PARKSIDE","HCA-106507","1982-01-01",6.6000000000000005,"",null,null,null,1.02]
["11LE08 PARKSIDE","HCA-106536","1982-01-01",6.6000000000000005,"",null,null,null,1.02]
["11BE06 KARAMA 1","HCA-105280","1982-01-01",6.6000000000000005,35,"AL","XLPE/PVC","1",295.3164931]
["11CA25 BRINKIN","HCA-109225","1975-01-01",11,240,"AL","XLPE/PVC","1",296.59000000000003]
["11LE08 PARKSIDE","HCA-107447","1982-01-01",6.6000000000000005,35,"AL","XLPE/PVC",null,302.09000000000003]
["11BE06 KARAMA 1","HCA-105269","1982-01-01",6.6000000000000005,35,"AL","XLPE/PVC","1",304.24195788999998]
["11LE08 PARKSIDE","HCA-106537","1982-01-01",6.6000000000000005,"",null,null,null,1.02]
["11LE08 PARKSIDE","HCA-106538","1982-01-01",6.6000000000000005,"",null,null,null,2.04]
["11LE08 PARKSIDE","HCA-106539","1982-01-01",6.6000000000000005,"",null,null,null,1.02]
["11LE08 PARKSIDE","HCA-106540","1982-01-01",6.6000000000000005,"",null,null,null,0.77]
["11LE08 PARKSIDE","HCA-106541","1982-01-01",6.6000000000000005,"",null,null,null,1.02]
["11LE08 PARKSIDE","HCA-106542","1982-01-01",6.6000000000000005,"",null,null,null,1.02]
["11LE08 PARKSIDE","HCA-106543","1982-01-01",6.6000000000000005,"",null,null,null,2.04]
["11LE08 PARKSIDE","HCA-107151","1982-01-01",6.6000000000000005,"",null,null,null,1.02]
["11LE08 PARKSIDE","HCA-106544","1982-01-01",6.6000000000000005,"",null,null,null,1.02]
["11LE08 PARKSIDE","HCA-106545","1982-01-01",6.6000000000000005,"",null,null,null,0.77]
["11LE08 PARKSIDE","HCA-106546","1982-01-01",6.6000000000000005,"",null,null,null,1.02]
["11LE08 PARKSIDE","HCA-106547","1982-01-01",6.6000000000000005,"",null,null,null,1.02]
["11LE08 PARKSIDE","HCA-106548","1982-01-01",6.6000000000000005,"",null,null,null,2.04]
["11CA15 HOSPITAL","HCA-111081","1975-01-01",11,400,"AL","XLPE/NYL/PVC","3",304.33472462999998]
["11LE08 PARKSIDE","HCA-106549","1982-01-01",6.6000000000000005,"",null,null,null,1.02]
["11LE08 PARKSIDE","HCA-107156","1982-01-01",6.6000000000000005,"",null,null,null,1.02]
["11LE08 PARKSIDE","HCA-107155","1982-01-01",6.6000000000000005,"",null,null,null,2.04]
["11LE08 PARKSIDE","HCA-107154","1982-01-01",6.6000000000000005,"",null,null,null,1.02]
["11LE08 PARKSIDE","HCA-107153","1982-01-01",6.6000000000000005,"",null,null,null,2.04]
["11LE08 PARKSIDE","HCA-106636","1982-01-01",6.6000000000000005,"",null,null,null,1.02]
["11LE08 PARKSIDE","HCA-106637","1982-01-01",6.6000000000000005,"",null,null,null,1.02]
["11LE08 PARKSIDE","HCA-106638","1982-01-01",6.6000000000000005,"",null,null,null,2.04]
["11LE08 PARKSIDE","HCA-106639","1982-01-01",6.6000000000000005,"",null,null,null,1.02]
["11LE08 PARKSIDE","HCA-106640","1982-01-01",6.6000000000000005,"",null,null,null,0.76]
["11LE08 PARKSIDE","HCA-106641","1982-01-01",6.6000000000000005,"",null,null,null,1.02]
["11LE08 PARKSIDE","HCA-106642","1982-01-01",6.6000000000000005,"",null,null,null,1.02]
["11LE08 PARKSIDE","HCA-106643","1982-01-01",6.6000000000000005,"",null,null,null,2.04]
["11LE08 PARKSIDE","HCA-106644","1982-01-01",6.6000000000000005,"",null,null,null,1.02]
["11LE08 PARKSIDE","HCA-107152","1982-01-01",6.6000000000000005,"",null,null,null,1.02]
["11BE10 KARAMA 2","HCA-105608","1982-01-01",6.6000000000000005,35,"AL","XLPE/PVC","1",304.40000000000003]
["11CA24 PARER","HCA-115824","1975-01-01",11,95,"AL","XLPE/PVC","1",305.62799303999998]
["11LE08 PARKSIDE","HCA-107487","1982-01-01",11,400,"AL","PILC",null,467.19]
["11LE08 PARKSIDE","HCA-106555","1982-01-01",6.6000000000000005,"",null,null,null,0.76]
["11LE08 PARKSIDE","HCA-106556","1982-01-01",6.6000000000000005,"",null,null,null,1.02]
["11LE08 PARKSIDE","HCA-106557","1982-01-01",6.6000000000000005,"",null,null,null,1.02]
["11LE08 PARKSIDE","HCA-106558","1982-01-01",6.6000000000000005,"",null,null,null,2.04]
["11BE06 KARAMA 1","HCA-105596","1982-01-01",6.6000000000000005,35,"AL","XLPE/PVC","1",307.78423612]
["11LE08 PARKSIDE","HCA-106559","1982-01-01",6.6000000000000005,"",null,null,null,1.02]
["11LE08 PARKSIDE","HCA-106560","1982-01-01",6.6000000000000005,"",null,null,null,0.76]
["11LE08 PARKSIDE","HCA-106561","1982-01-01",6.6000000000000005,"",null,null,null,1.02]
["11LE08 PARKSIDE","HCA-106562","1982-01-01",6.6000000000000005,"",null,null,null,1.02]
["11LE08 PARKSIDE","HCA-106563","1982-01-01",6.6000000000000005,"",null,null,null,2.04]
["11LE08 PARKSIDE","HCA-106564","1982-01-01",6.6000000000000005,"",null,null,null,1.02]
["11LE08 PARKSIDE","HCA-106565","1982-01-01",6.6000000000000005,"",null,null,null,0.77]
["11LE08 PARKSIDE","HCA-106566","1982-01-01",6.6000000000000005,"",null,null,null,1.02]
["11LE08 PARKSIDE","HCA-106645","1982-01-01",6.6000000000000005,"",null,null,null,0.76]
["11LE08 PARKSIDE","HCA-106646","1982-01-01",6.6000000000000005,"",null,null,null,1.02]
["11LE08 PARKSIDE","HCA-106647","1982-01-01",6.6000000000000005,"",null,null,null,1.02]
["11LE08 PARKSIDE","HCA-106567","1982-01-01",6.6000000000000005,"",null,null,null,1.02]
["11LE08 PARKSIDE","HCA-106568","1982-01-01",6.6000000000000005,"",null,null,null,2.04]
["11LE08 PARKSIDE","HCA-106569","1982-01-01",6.6000000000000005,"",null,null,null,1.02]
["11LE08 PARKSIDE","HCA-107088","1982-01-01",6.6000000000000005,"",null,null,null,2.04]
["11LE08 PARKSIDE","HCA-106620","1982-01-01",6.6000000000000005,"",null,null,null,0.76]
["11LE08 PARKSIDE","HCA-106621","1982-01-01",6.6000000000000005,"",null,null,null,1.02]
["11LE08 PARKSIDE","HCA-106622","1982-01-01",6.6000000000000005,"",null,null,null,1.02]
["11LE08 PARKSIDE","HCA-106623","1982-01-01",6.6000000000000005,"",null,null,null,2.04]
["11LE08 PARKSIDE","HCA-106624","1982-01-01",6.6000000000000005,"",null,null,null,1.02]
["11LE08 PARKSIDE","HCA-106625","1982-01-01",6.6000000000000005,"",null,null,null,0.76]
["11LE08 PARKSIDE","HCA-106626","1982-01-01",6.6000000000000005,"",null,null,null,1.02]
["11LE08 PARKSIDE","HCA-106627","1982-01-01",6.6000000000000005,"",null,null,null,1.02]
["11LE08 PARKSIDE","HCA-106628","1982-01-01",6.6000000000000005,"",null,null,null,2.04]
["11LE08 PARKSIDE","HCA-106629","1982-01-01",6.6000000000000005,"",null,null,null,1.02]
["11LE08 PARKSIDE","HCA-106630","1982-01-01",6.6000000000000005,"",null,null,null,0.76]
["11LE08 PARKSIDE","HCA-106631","1982-01-01",6.6000000000000005,"",null,null,null,1.02]
["11LE08 PARKSIDE","HCA-106632","1982-01-01",6.6000000000000005,"",null,null,null,1.02]
["11LE08 PARKSIDE","HCA-106633","1982-01-01",6.6000000000000005,"",null,null,null,2.04]
["11LE08 PARKSIDE","HCA-106648","1982-01-01",6.6000000000000005,"",null,null,null,2.04]
["11LE08 PARKSIDE","HCA-106649","1982-01-01",6.6000000000000005,"",null,null,null,1.02]
["11LE08 PARKSIDE","HCA-106650","1982-01-01",6.6000000000000005,"",null,null,null,0.76]
["11LE08 PARKSIDE","HCA-106651","1982-01-01",6.6000000000000005,"",null,null,null,1.02]
["11LE08 PARKSIDE","HCA-106652","1982-01-01",6.6000000000000005,"",null,null,null,1.02]
["11LE08 PARKSIDE","HCA-106653","1982-01-01",6.6000000000000005,"",null,null,null,2.04]
["11LE08 PARKSIDE","HCA-106654","1982-01-01",6.6000000000000005,"",null,null,null,1.02]
["11LE08 PARKSIDE","HCA-107198","1982-01-01",6.6000000000000005,"",null,null,null,1.02]
["11LE08 PARKSIDE","HCA-106634","1982-01-01",6.6000000000000005,"",null,null,null,1.02]
["11LE08 PARKSIDE","HCA-106635","1982-01-01",6.6000000000000005,"",null,null,null,0.76]
["11LE08 PARKSIDE","HCA-107375","1982-01-01",11,"",null,null,null,3.0700000000000003]
["11LE08 PARKSIDE","HCA-107376","1982-01-01",11,"",null,null,null,3.06]
["11LE08 PARKSIDE","HCA-107377","1982-01-01",11,"",null,null,null,1.53]
["11LE08 PARKSIDE","HCA-107197","1982-01-01",6.6000000000000005,"",null,null,null,0.76]
["11CA24 PARER","HCA-112139","1975-01-01",11,95,"AL","XLPE/PVC","1",310.30623494000002]
["11LE08 PARKSIDE","HCA-106670","1982-01-01",6.6000000000000005,"",null,null,null,0.76]
["11LE08 PARKSIDE","HCA-106671","1982-01-01",6.6000000000000005,"",null,null,null,1.02]
["11BE10 KARAMA 2","HCA-108014","1982-01-01",6.6000000000000005,95,"AL","XLPE/PVC","1",310.8]
["11LE08 PARKSIDE","HCA-107201","1982-01-01",6.6000000000000005,"",null,null,null,1.02]
["11BE10 KARAMA 2","HCA-108118","1982-01-01",6.6000000000000005,95,"AL","XLPE/PVC","1",310.90000000000003]
["11BE10 KARAMA 2","HCA-108022","1982-01-01",6.6000000000000005,95,"AL","XLPE/PVC","1",311.31]
["11BE10 KARAMA 2","HCA-105586","1982-01-01",6.6000000000000005,35,"AL","XLPE/PVC","1",316.15501947000001]
["11BE10 KARAMA 2","HCA-108024","1982-01-01",6.6000000000000005,95,"AL","XLPE/PVC","1",317.88]
["11LE08 PARKSIDE","HCA-112126","1975-01-01",11,95,"AL","XLPE/PVC","1",318.52030169]
["11LE08 PARKSIDE","HCA-107393","1982-01-01",11,240,"AL","XLPE/PVC","1",319.05]
["11CA19 CAS VILLAGE","HCA-110983","1975-01-01",11,95,"AL","XLPE/PVC","1",319.20076947000001]
["11CA03 BRADSHAW","HCA-111288","1975-01-01",11,95,"AL","XLPE/PVC","1",319.34634134999999]
["11CA19 CAS VILLAGE","HCA-111088","1975-01-01",11,95,"AL","XLPE/PVC","1",320.04860458000002]
["11LE04 TAMBLING","HCA-107441","1982-01-01",11,95,"AL","XLPE/PVC","1",321.61]
["11BE10 KARAMA 2","HCA-108053","1982-01-01",6.6000000000000005,95,"AL","XLPE/PVC","1",321.70999999999998]
["11LE08 PARKSIDE","HCA-107394","1982-01-01",11,"",null,null,null,1.55]
["11LE08 PARKSIDE","HCA-106494","1982-01-01",6.6000000000000005,"",null,null,null,1.02]
["11LE08 PARKSIDE","HCA-106495","1982-01-01",6.6000000000000005,"",null,null,null,0.77]
["11LE08 PARKSIDE","HCA-106496","1982-01-01",6.6000000000000005,"",null,null,null,1.02]
["11LE08 PARKSIDE","HCA-106480","1982-01-01",6.6000000000000005,"",null,null,null,0.76]
["11LE08 PARKSIDE","HCA-106481","1982-01-01",6.6000000000000005,"",null,null,null,1.02]
["11LE08 PARKSIDE","HCA-106482","1982-01-01",6.6000000000000005,"",null,null,null,1.02]
["11LE08 PARKSIDE","HCA-106483","1982-01-01",6.6000000000000005,"",null,null,null,2.04]
["11LE08 PARKSIDE","HCA-106508","1982-01-01",6.6000000000000005,"",null,null,null,2.04]
["11LE08 PARKSIDE","HCA-106484","1982-01-01",6.6000000000000005,"",null,null,null,1.02]
["11LE08 PARKSIDE","HCA-106485","1982-01-01",6.6000000000000005,"",null,null,null,0.76]
["11LE08 PARKSIDE","HCA-106486","1982-01-01",6.6000000000000005,"",null,null,null,1.02]
["11LE08 PARKSIDE","HCA-106487","1982-01-01",6.6000000000000005,"",null,null,null,1.02]
["11LE08 PARKSIDE","HCA-106488","1982-01-01",6.6000000000000005,"",null,null,null,2.04]
["11LE08 PARKSIDE","HCA-106489","1982-01-01",6.6000000000000005,"",null,null,null,1.02]
["11LE08 PARKSIDE","HCA-106509","1982-01-01",6.6000000000000005,"",null,null,null,1.02]
["11LE08 PARKSIDE","HCA-106491","1982-01-01",6.6000000000000005,"",null,null,null,1.02]
["11LE08 PARKSIDE","HCA-107075","1982-01-01",6.6000000000000005,"",null,null,null,0.77]
["11LE08 PARKSIDE","HCA-106672","1982-01-01",6.6000000000000005,"",null,null,null,1.02]
["11LE08 PARKSIDE","HCA-106673","1982-01-01",6.6000000000000005,"",null,null,null,2.04]
["11LE08 PARKSIDE","HCA-107076","1982-01-01",6.6000000000000005,"",null,null,null,1.02]
["11LE08 PARKSIDE","HCA-107077","1982-01-01",6.6000000000000005,"",null,null,null,1.02]
["11LE08 PARKSIDE","HCA-107078","1982-01-01",6.6000000000000005,"",null,null,null,2.04]
["11LE08 PARKSIDE","HCA-107079","1982-01-01",6.6000000000000005,"",null,null,null,1.02]
["11LE08 PARKSIDE","HCA-107252","1982-01-01",6.6000000000000005,"",null,null,null,0.76]
["11LE08 PARKSIDE","HCA-107253","1982-01-01",6.6000000000000005,"",null,null,null,1.02]
["11LE08 PARKSIDE","HCA-106510","1982-01-01",6.6000000000000005,"",null,null,null,0.76]
["11LE08 PARKSIDE","HCA-106511","1982-01-01",6.6000000000000005,"",null,null,null,1.02]
["11LE08 PARKSIDE","HCA-106512","1982-01-01",6.6000000000000005,"",null,null,null,1.02]
["11LE08 PARKSIDE","HCA-106513","1982-01-01",6.6000000000000005,"",null,null,null,2.04]
["11CA08 NTHLAKES","HCA-101788","1975-01-01",11,95,"AL","XLPE/PVC",null,326.08175928000003]
["11CA08 NTHLAKES","HCA-101815","1975-01-01",11,95,"AL","XLPE/PVC","1",326.80395005999998]
["11CA25 BRINKIN","HCA-109108","1983-01-01",11,95,"AL","XLPE/PVC","1",327.12]
["11LE08 PARKSIDE","HCA-107450","1982-01-01",6.6000000000000005,400,"AL","XLPE/NYL/PVC",null,327.59000000000003]
["11LE08 PARKSIDE","HCA-106674","1982-01-01",6.6000000000000005,"",null,null,null,1.02]
["11LE08 PARKSIDE","HCA-106497","1982-01-01",6.6000000000000005,"",null,null,null,1.02]
["11LE08 PARKSIDE","HCA-106498","1982-01-01",6.6000000000000005,"",null,null,null,2.04]
["11LE08 PARKSIDE","HCA-106499","1982-01-01",6.6000000000000005,"",null,null,null,1.02]
["11LE08 PARKSIDE","HCA-106500","1982-01-01",6.6000000000000005,"",null,null,null,0.77]
["11LE08 PARKSIDE","HCA-107200","1982-01-01",6.6000000000000005,"",null,null,null,2.04]
["11BE16 ANULA","HCA-108347","1982-01-01",11,95,"AL","XLPE/PVC","1",332.33]
["11BE10 KARAMA 2","HCA-108145","1982-01-01",6.6000000000000005,95,"AL","XLPE/PVC","1",332.75]
["11LE08 PARKSIDE","HCA-107432","1982-01-01",6.6000000000000005,"",null,null,null,2.16]
["11LE08 PARKSIDE","HCA-107080","1982-01-01",6.6000000000000005,"",null,null,null,0.76]
["11LE08 PARKSIDE","HCA-107081","1982-01-01",6.6000000000000005,"",null,null,null,1.02]
["11LE08 PARKSIDE","HCA-107199","1982-01-01",6.6000000000000005,"",null,null,null,1.02]
["11LE08 PARKSIDE","HCA-107082","1982-01-01",6.6000000000000005,"",null,null,null,1.02]
["11LE08 PARKSIDE","HCA-107083","1982-01-01",6.6000000000000005,"",null,null,null,2.04]
["11LE08 PARKSIDE","HCA-107084","1982-01-01",6.6000000000000005,"",null,null,null,1.02]
["11LE08 PARKSIDE","HCA-107085","1982-01-01",6.6000000000000005,"",null,null,null,0.76]
["11LE08 PARKSIDE","HCA-107086","1982-01-01",6.6000000000000005,"",null,null,null,1.02]
["11LE08 PARKSIDE","HCA-107087","1982-01-01",6.6000000000000005,"",null,null,null,1.02]
["11LE08 PARKSIDE","HCA-107089","1982-01-01",6.6000000000000005,"",null,null,null,1.02]
["11LE08 PARKSIDE","HCA-107090","1982-01-01",6.6000000000000005,"",null,null,null,0.76]
["11LE08 PARKSIDE","HCA-107091","1982-01-01",6.6000000000000005,"",null,null,null,1.02]
["11LE08 PARKSIDE","HCA-107254","1982-01-01",6.6000000000000005,"",null,null,null,1.02]
["11LE08 PARKSIDE","HCA-112109","1975-01-01",11,95,"AL","XLPE/PVC","1",333.87586705000001]
["11LE08 PARKSIDE","HCA-107449","1982-01-01",6.6000000000000005,35,"AL","XLPE/PVC","1",334.73]
["11BE06 KARAMA 1","HCA-105277","1982-01-01",6.6000000000000005,35,"AL","XLPE/PVC","1",336.40772385000002]
["11BE16 ANULA","HCA-115176","1982-01-01",11,400,"AL","XLPE/PVC",null,340.06]
["11BE10 KARAMA 2","HCA-108010","1982-01-01",6.6000000000000005,95,"AL","XLPE/PVC","1",340.90000000000003]
["11LE08 PARKSIDE","HCA-107434","1982-01-01",6.6000000000000005,"",null,null,null,2.16]
["11LE08 PARKSIDE","HCA-107433","1982-01-01",6.6000000000000005,"",null,null,null,1.53]
["11BE10 KARAMA 2","HCA-105582","1982-01-01",6.6000000000000005,35,"AL","XLPE/PVC","1",342]
["11WN01 BAGOT","HCA-103280","1982-01-01",11,"",null,null,null,1.02]
["11WN01 BAGOT","HCA-103279","1982-01-01",11,"",null,null,null,1.02]
["11WN01 BAGOT","HCA-103278","1982-01-01",11,"",null,null,null,0.76]
["11BE10 KARAMA 2","HCA-108124","1982-01-01",6.6000000000000005,95,"AL","XLPE/PVC","1",343.08]
["11LE04 TAMBLING","HCA-107517","1982-01-01",11,400,"AL","XLPE/PVC",null,345.81]
["11BE16 ANULA","HCA-108403","1982-01-01",11,95,"AL","XLPE/PVC","1",347.42]
["11WN22 LUDMILLA","HCA-103284","1982-01-01",11,"",null,null,null,1.02]
["11WN22 LUDMILLA","HCA-103283","1982-01-01",11,"",null,null,null,1.02]
["11WN22 LUDMILLA","HCA-103282","1982-01-01",11,"",null,null,null,0.76]
["11CA25 BRINKIN","HCA-109057","1983-01-01",11,"",null,null,null,0.76]
["11CA25 BRINKIN","HCA-109058","1983-01-01",11,"",null,null,null,1.02]
["11CA25 BRINKIN","HCA-109059","1983-01-01",11,"",null,null,null,1.02]
["11CA25 BRINKIN","HCA-109060","1983-01-01",11,"",null,null,null,2.04]
["11CA25 BRINKIN","HCA-109061","1983-01-01",11,"",null,null,null,1.02]
["11CA25 BRINKIN","HCA-109071","1983-01-01",11,"",null,null,null,0.76]
["11CA25 BRINKIN","HCA-109072","1983-01-01",11,"",null,null,null,1.02]
["11CA25 BRINKIN","HCA-109073","1983-01-01",11,"",null,null,null,1.02]
["11CA13 WANGURI","HCA-111339","1975-01-01",11,95,"AL","XLPE/PVC","1",347.47169749]
["11CA25 BRINKIN","HCA-109075","1983-01-01",11,"",null,null,null,1.02]
["11CA25 BRINKIN","HCA-109076","1983-01-01",11,"",null,null,null,0.76]
["11CA25 BRINKIN","HCA-109077","1983-01-01",11,"",null,null,null,1.02]
["11CA25 BRINKIN","HCA-109078","1983-01-01",11,"",null,null,null,1.02]
["11CA25 BRINKIN","HCA-109079","1983-01-01",11,"",null,null,null,2.04]
["11CA25 BRINKIN","HCA-109080","1983-01-01",11,"",null,null,null,1.02]
["11CA25 BRINKIN","HCA-109081","1983-01-01",11,"",null,null,null,0.77]
["11CA25 BRINKIN","HCA-109082","1983-01-01",11,"",null,null,null,1.02]
["11CA25 BRINKIN","HCA-109083","1983-01-01",11,"",null,null,null,1.02]
["11CA25 BRINKIN","HCA-109084","1983-01-01",11,"",null,null,null,2.04]
["11CA25 BRINKIN","HCA-109085","1983-01-01",11,"",null,null,null,1.02]
["11CA25 BRINKIN","HCA-109099","1983-01-01",11,"",null,null,null,0.76]
["11CA25 BRINKIN","HCA-111023","1983-01-01",11,"",null,null,null,1.02]
["11CA25 BRINKIN","HCA-111024","1983-01-01",11,"",null,null,null,1.02]
["11CA25 BRINKIN","HCA-111026","1983-01-01",11,"",null,null,null,1.02]
["11CA25 BRINKIN","HCA-109100","1983-01-01",11,"",null,null,null,1.02]
["11CA25 BRINKIN","HCA-109101","1983-01-01",11,"",null,null,null,1.02]
["11CA25 BRINKIN","HCA-111025","1983-01-01",11,"",null,null,null,2.04]
["11CA25 BRINKIN","HCA-109102","1983-01-01",11,"",null,null,null,2.04]
["11BE16 ANULA","HCA-108165","1982-01-01",11,95,"AL","XLPE/PVC","1",349.11]
["11BE06 KARAMA 1","HCA-105296","1982-01-01",6.6000000000000005,35,"AL","XLPE/PVC","1",350.16589481]
["11LE04 TAMBLING","HCA-107556","1982-01-01",6.6000000000000005,35,"AL","XLPE/PVC","1",350.23]
["11BE06 KARAMA 1","HCA-105574","1982-01-01",11,240,"AL","XLPE/PVC",null,350.42558599]
["11LE04 TAMBLING","HCA-112080","1975-01-01",11,95,"AL","XLPE/PVC","1",351.00170802000002]
["11CA13 WANGURI","HCA-111330","1975-01-01",11,95,"AL","XLPE/PVC","1",351.79]
["11BE10 KARAMA 2","HCA-105630","1982-01-01",6.6000000000000005,240,"AL","XLPE/PVC","1",352.88]
["11BE10 KARAMA 2","HCA-108174","1982-01-01",6.6000000000000005,95,"AL","XLPE/PVC",null,353.93]
["11CA24 PARER","HCA-101784","1975-01-01",11,95,"AL","XLPE/PVC","1",354.10913828999998]
["11BE16 ANULA","HCA-108204","1982-01-01",11,95,"AL","XLPE/PVC",null,354.22]
["11BE10 KARAMA 2","HCA-108208","1982-01-01",11,95,"AL","XLPE/PVC","1",356.8]
["11BE10 KARAMA 2","HCA-105585","1982-01-01",6.6000000000000005,35,"AL","XLPE/PVC","1",358.74]
["11BE10 KARAMA 2","HCA-108013","1982-01-01",6.6000000000000005,95,"AL","XLPE/PVC","1",359.16]
["11CA24 PARER","HCA-112145","1975-01-01",11,95,"AL","XLPE/PVC","1",360.34757148]
["11CA25 BRINKIN","HCA-111022","1983-01-01",11,"",null,null,null,0.76]
["11CA19 CAS VILLAGE","HCA-111029","1975-01-01",11,400,"AL","XLPE/PVC","3",361.94110079000001]
["11BE16 ANULA","HCA-108198","1982-01-01",11,95,"AL","XLPE/PVC","1",362.40000000000003]
["11CA00 NIGHTCLIFF 1","HCA-109297","1989-01-01",11,"",null,null,null,0.76474720000000007]
["11CA00 NIGHTCLIFF 1","HCA-109296","1989-01-01",11,"",null,null,null,2.0392915399999998]
["11CA00 NIGHTCLIFF 1","HCA-109295","1989-01-01",11,"",null,null,null,2.0392913799999999]
["11CA00 NIGHTCLIFF 1","HCA-109289","1989-01-01",11,"",null,null,null,2.0392915600000001]
["11CA00 NIGHTCLIFF 1","HCA-109288","1989-01-01",11,"",null,null,null,2.0392914100000001]
["11CA00 NIGHTCLIFF 1","HCA-109287","1989-01-01",11,"",null,null,null,2.0392914700000002]
["11LE08 PARKSIDE","HCA-107501","1989-01-01",11,95,"AL","XLPE/PVC",null,159.81]
["11LE04 TAMBLING","HCA-107512","1994-01-01",11,95,"AL","XLPE/PVC","1",18.53]
["11LE04 TAMBLING","HCA-107513","1994-01-01",11,95,"AL","XLPE/PVC",null,403.45]
["11LE04 TAMBLING","HCA-107523","1994-01-01",11,95,"AL","XLPE/PVC",null,83.06]
["11LE08 PARKSIDE","HCA-107518","1994-01-01",11,95,"AL","XLPE/PVC","1",549.68000000000006]
["11CA00 NIGHTCLIFF 1","HCA-103286","1995-01-01",11,"",null,null,null,1.75]
["11CA00 NIGHTCLIFF 1","HCA-103287","1995-01-01",11,"",null,null,null,0.76]
["11CA00 NIGHTCLIFF 1","HCA-103288","1995-01-01",11,"",null,null,null,1.02]
["11CA00 NIGHTCLIFF 1","HCA-103289","1995-01-01",11,"",null,null,null,1.02]
["11CA00 NIGHTCLIFF 1","HCA-103290","1995-01-01",11,"",null,null,null,0.76]
["11CA00 NIGHTCLIFF 1","HCA-103291","1995-01-01",11,"",null,null,null,1.02]
["11CA00 NIGHTCLIFF 1","HCA-103292","1995-01-01",11,"",null,null,null,1.02]
["11CA00 NIGHTCLIFF 1","HCA-103324","1995-01-01",11,"",null,null,null,1.07]
["11CA00 NIGHTCLIFF 1","HCA-103342","1995-01-01",11,"",null,null,null,2.02]
["11CA00 NIGHTCLIFF 1","HCA-103343","1995-01-01",11,"",null,null,null,1.02]
["11CA00 NIGHTCLIFF 1","HCA-103364","1995-01-01",11,240,"AL","XLPE/PVC","1",230.08]
["11CA10 MILLNER","HCA-108562","1995-01-01",11,"",null,null,null,4.84]
["11CA10 MILLNER","HCA-108563","1995-01-01",11,"",null,null,null,0.76]
["11CA10 MILLNER","HCA-108564","1995-01-01",11,"",null,null,null,1.53]
["11CA10 MILLNER","HCA-108566","1995-01-01",11,95,"AL","XLPE/PVC",null,35.119999999999997]
["11CA10 MILLNER","HCA-108578","1995-01-01",11,240,"AL","XLPE/PVC",null,1.02]
["11CA10 MILLNER","HCA-108579","1995-01-01",11,240,"AL","XLPE/PVC",null,2.04]
["11CA10 MILLNER","HCA-108580","1995-01-01",11,240,"AL","XLPE/PVC",null,1.02]
["11CA10 MILLNER","HCA-108581","1995-01-01",11,240,"AL","XLPE/PVC",null,1.02]
["11CA10 MILLNER","HCA-108582","1995-01-01",11,240,"AL","XLPE/PVC",null,0.76]
["11WN01 BAGOT","HCA-103333","1995-01-01",11,185,"AL","XLPE/PVC",null,1.02]
["11WN01 BAGOT","HCA-103332","1995-01-01",11,185,"AL","XLPE/PVC",null,1.02]
["11WN01 BAGOT","HCA-103331","1995-01-01",11,185,"AL","XLPE/PVC",null,0.76]
["11WN01 BAGOT","HCA-103330","1995-01-01",11,95,"AL","XLPE/PVC","1",176.48]
["11LE08 PARKSIDE","HCA-107515","1997-01-01",11,95,"AL","XLPE/PVC","1",284.40000000000003]
["11BE10 KARAMA 2","HCA-113848","1998-01-01",11,400,"AL","XLPE/PVC",null,18.52]
["11BE10 KARAMA 2","HCA-108191","1998-01-01",11,400,"AL","XLPE/PVC",null,611.04]
["11BE10 KARAMA 2","HCA-108190","1998-01-01",11,400,"AL","XLPE/PVC",null,366.68]
["11BE10 KARAMA 2","HCA-108189","1998-01-01",11,400,"AL","XLPE/PVC",null,293.54000000000002]
["11CA00 NIGHTCLIFF 1","HCA-103393","1998-01-01",11,240,"AL","XLPE/PVC",null,232.65]
["11CA00 NIGHTCLIFF 1","HCA-109461","1998-01-01",11,400,"AL","PILC","3",175.72385843000001]
["11CA00 NIGHTCLIFF 1","HCA-109460","1998-01-01",11,400,"AL","PILC","3",391.72367338999999]
["11CA00 NIGHTCLIFF 1","HCA-103335","1998-01-01",11,240,"AL","XLPE/PVC",null,8.16]
["11CA00 NIGHTCLIFF 1","HCA-103336","1998-01-01",11,"",null,null,null,0.76]
["11CA00 NIGHTCLIFF 1","HCA-103337","1998-01-01",11,"",null,null,null,0.76]
["11CA00 NIGHTCLIFF 1","HCA-103338","1998-01-01",11,240,"AL","XLPE/PVC",null,4.84]
["11CA00 NIGHTCLIFF 1","HCA-103339","1998-01-01",11,240,"AL","XLPE/PVC",null,4.84]
["11CA00 NIGHTCLIFF 1","HCA-103340","1998-01-01",11,240,"AL","XLPE/PVC",null,1.53]
["11CA00 NIGHTCLIFF 1","HCA-103341","1998-01-01",11,240,"AL","XLPE/PVC",null,1.53]
["11CA00 NIGHTCLIFF 1","HCA-109319","1998-01-01",11,400,"AL","PILC","1",331.08270879000003]
["11CA00 NIGHTCLIFF 1","HCA-109304","1998-01-01",11,240,"AL","XLPE/PVC","1",15.105759600000001]
["11CA00 NIGHTCLIFF 1","HCA-109303","1998-01-01",11,"",null,null,null,2.03421707]
["11CA00 NIGHTCLIFF 1","HCA-109302","1998-01-01",11,"",null,null,null,2.0444138000000001]
["11CA00 NIGHTCLIFF 1","HCA-109301","1998-01-01",11,"",null,null,null,2.0393153399999999]
["11CA00 NIGHTCLIFF 1","HCA-109300","1998-01-01",11,"",null,null,null,2.0393154899999999]
["11CA00 NIGHTCLIFF 1","HCA-109299","1998-01-01",11,"",null,null,null,1.5539918099999999]
["11CA00 NIGHTCLIFF 1","HCA-109294","1998-01-01",11,"",null,null,null,1.0196581300000001]
["11CA00 NIGHTCLIFF 1","HCA-109293","1998-01-01",11,"",null,null,null,2.0393161599999998]
["11CA00 NIGHTCLIFF 1","HCA-109292","1998-01-01",11,"",null,null,null,1.0196580399999999]
["11CA00 NIGHTCLIFF 1","HCA-109291","1998-01-01",11,"",null,null,null,1.0196580399999999]
["11CA00 NIGHTCLIFF 1","HCA-109290","1998-01-01",11,"",null,null,null,0.76474352000000001]
["11CA12 MARRARA","HCA-108372","1998-01-01",11,"",null,null,null,0.76411123000000003]
["11CA12 MARRARA","HCA-108366","1998-01-01",11,"",null,null,null,2.0400145699999999]
["11CA12 MARRARA","HCA-108373","1998-01-01",11,35,"AL","XLPE/PVC",null,22.173208800000001]
["11CA12 MARRARA","HCA-108369","1998-01-01",11,"",null,null,null,1.0202026900000001]
["11CA12 MARRARA","HCA-108368","1998-01-01",11,"",null,null,null,1.0193132600000001]
["11CA12 MARRARA","HCA-108367","1998-01-01",11,"",null,null,null,1.0198123100000001]
["11CA13 WANGURI","HCA-111124","1998-01-01",11,"",null,null,null,3.06]
["11CA13 WANGURI","HCA-111125","1998-01-01",11,"",null,null,null,1.53]
["11CA13 WANGURI","HCA-111126","1998-01-01",11,"",null,null,null,3.06]
["11CA13 WANGURI","HCA-111127","1998-01-01",11,"",null,null,null,1.53]
["11CA13 WANGURI","HCA-111128","1998-01-01",11,"",null,null,null,3.06]
["11CA13 WANGURI","HCA-111129","1998-01-01",11,"",null,null,null,1.53]
["11CA21 NIGHTCLIFF 2","HCA-112499","1998-01-01",11,"",null,null,null,0.77]
["11CA21 NIGHTCLIFF 2","HCA-112500","1998-01-01",11,"",null,null,null,1.02]
["11CA21 NIGHTCLIFF 2","HCA-112501","1998-01-01",11,"",null,null,null,1.02]
["11CA21 NIGHTCLIFF 2","HCA-112521","1998-01-01",11,"",null,null,null,1.02]
["11CA21 NIGHTCLIFF 2","HCA-112522","1998-01-01",11,"",null,null,null,1.02]
["11CA21 NIGHTCLIFF 2","HCA-112523","1998-01-01",11,"",null,null,null,0.76]
["11CA25 BRINKIN","HCA-109262","1998-01-01",11,240,"AL","XLPE/PVC","1",27.78]
["11CA25 BRINKIN","HCA-116908","1998-01-01",11,95,"AL","XLPE/PVC",null,29.38378771]
["11CA25 BRINKIN","HCA-109167","1998-01-01",11,95,"AL","XLPE/PVC",null,3.3200000000000003]
["11CA25 BRINKIN","HCA-109168","1998-01-01",11,"",null,null,null,3.29]
["11CA25 BRINKIN","HCA-109169","1998-01-01",11,"",null,null,null,2.11]
["11CA25 BRINKIN","HCA-109170","1998-01-01",11,"",null,null,null,2.2800000000000002]
["11CA25 BRINKIN","HCA-109171","1998-01-01",11,"",null,null,null,2.3199999999999998]
["11CA25 BRINKIN","HCA-109172","1998-01-01",11,"",null,null,null,3.06]
["11CA25 BRINKIN","HCA-109175","1998-01-01",11,"",null,null,null,2.04]
["11CA25 BRINKIN","HCA-109176","1998-01-01",11,"",null,null,null,1.02]
["11CA25 BRINKIN","HCA-109177","1998-01-01",11,"",null,null,null,1.02]
["11CA25 BRINKIN","HCA-109178","1998-01-01",11,"",null,null,null,0.76]
["11CA25 BRINKIN","HCA-109179","1998-01-01",11,"",null,null,null,1.53]
["11CA25 BRINKIN","HCA-109180","1998-01-01",11,400,"AL","PILC",null,15.25]
["11CA25 BRINKIN","HCA-109184","1998-01-01",11,400,"AL","XLPE/PVC",null,192.65]
["11CA25 BRINKIN","HCA-109185","1998-01-01",11,95,"AL","XLPE/PVC",null,173.07738943000001]
["11CA25 BRINKIN","HCA-109186","1998-01-01",11,400,"AL","PILC",null,119.72]
["11CA25 BRINKIN","HCA-109156","1998-01-01",11,"",null,null,null,1.53]
["11CA25 BRINKIN","HCA-109157","1998-01-01",11,"",null,null,null,3.06]
["11CA25 BRINKIN","HCA-109158","1998-01-01",11,"",null,null,null,1.02]
["11CA25 BRINKIN","HCA-109159","1998-01-01",11,"",null,null,null,1.83]
["11CA25 BRINKIN","HCA-109160","1998-01-01",11,"",null,null,null,2.04]
["11CA25 BRINKIN","HCA-109161","1998-01-01",11,"",null,null,null,1.02]
["11CA25 BRINKIN","HCA-109162","1998-01-01",11,"",null,null,null,1.02]
["11CA25 BRINKIN","HCA-109163","1998-01-01",11,95,"AL","XLPE/PVC",null,5.1000000000000005]
["11CA25 BRINKIN","HCA-109164","1998-01-01",11,95,"AL","XLPE/PVC",null,9.69]
["11CA25 BRINKIN","HCA-109165","1998-01-01",11,"",null,null,null,3.0608458600000001]
["11CA25 BRINKIN","HCA-109166","1998-01-01",11,"",null,null,null,3.5]
["11LE08 PARKSIDE","HCA-107532","1998-01-01",11,95,"AL","XLPE/PVC","1",285.52]
["11CA00 NIGHTCLIFF 1","HCA-103395","1999-01-01",11,240,"AL","XLPE/PVC","1",127.79]
["11CA00 NIGHTCLIFF 1","HCA-103345","1999-01-01",11,"",null,null,null,0.76]
["11CA00 NIGHTCLIFF 1","HCA-103346","1999-01-01",11,"",null,null,null,1.02]
["11CA00 NIGHTCLIFF 1","HCA-103347","1999-01-01",11,"",null,null,null,1.02]
["11CA00 NIGHTCLIFF 1","HCA-103348","1999-01-01",11,"",null,null,null,2.04]
["11CA00 NIGHTCLIFF 1","HCA-103350","1999-01-01",11,"",null,null,null,0.76]
["11CA00 NIGHTCLIFF 1","HCA-103351","1999-01-01",11,"",null,null,null,1.02]
["11CA00 NIGHTCLIFF 1","HCA-103352","1999-01-01",11,"",null,null,null,1.02]
["11CA00 NIGHTCLIFF 1","HCA-103353","1999-01-01",11,"",null,null,null,2.04]
["11CA00 NIGHTCLIFF 1","HCA-103354","1999-01-01",11,"",null,null,null,1.02]
["11CA00 NIGHTCLIFF 1","HCA-103349","1999-01-01",11,"",null,null,null,1.02]
["11CA00 NIGHTCLIFF 1","HCA-103365","1999-01-01",11,240,"AL","XLPE/PVC","1",113.85000000000001]
["11CA00 NIGHTCLIFF 1","HCA-109322","1999-01-01",11,"",null,null,null,0.76496993000000002]
["11CA00 NIGHTCLIFF 1","HCA-109321","1999-01-01",11,"",null,null,null,1.0190919599999999]
["11CA00 NIGHTCLIFF 1","HCA-109320","1999-01-01",11,"",null,null,null,1.0203938699999999]
["11LE04 TAMBLING","HCA-107498","1999-01-01",11,400,"AL","XLPE/PVC",null,249.01000000000002]
["11WN22 LUDMILLA","HCA-103360","1999-01-01",11,240,"AL","XLPE/NYL/PVC","1",111.3]
["11WN22 LUDMILLA","HCA-103359","1999-01-01",11,240,"AL",null,null,0.76]
["11WN22 LUDMILLA","HCA-103358","1999-01-01",11,240,"AL",null,null,1.02]
["11WN22 LUDMILLA","HCA-103357","1999-01-01",11,240,"AL",null,null,1.02]
["11WN22 LUDMILLA","HCA-103356","1999-01-01",11,240,"AL",null,null,2.04]
["11WN22 LUDMILLA","HCA-103355","1999-01-01",11,240,"AL",null,null,1.02]
["11CA00 NIGHTCLIFF 1","HCA-103361","2000-01-01",11,240,"AL","XLPE/PVC","1",187.64000000000001]
["11BE06 KARAMA 1","HCA-106089","2001-01-01",11,35,"AL","XLPE/PVC",null,1.02]
["11BE06 KARAMA 1","HCA-106088","2001-01-01",11,35,"AL","XLPE/PVC",null,119.38]
["11BE06 KARAMA 1","HCA-106087","2001-01-01",11,35,"AL","XLPE/PVC",null,0.57000000000000006]
["11BE06 KARAMA 1","HCA-106086","2001-01-01",11,35,"AL","XLPE/PVC",null,1.02]
["11CA10 MILLNER","HCA-112786","2001-01-01",11,35,"AL","XLPE/PVC",null,0.76]
["11CA10 MILLNER","HCA-104509","2001-01-01",11,35,"AL","XLPE/PVC",null,1.01]
["11CA10 MILLNER","HCA-104510","2001-01-01",11,35,"AL","XLPE/PVC",null,1.02]
["11CA10 MILLNER","HCA-104513","2001-01-01",11,35,"AL","XLPE/PVC",null,19.77]
["11CA21 NIGHTCLIFF 2","HCA-112711","2001-01-01",11,240,"AL","XLPE/NYL/PVC","1",146.81]
["11CA21 NIGHTCLIFF 2","HCA-112573","2001-01-01",11,240,"AL","XLPE/NYL/PVC","1",1.02]
["11CA21 NIGHTCLIFF 2","HCA-112574","2001-01-01",11,240,"AL","XLPE/NYL/PVC","1",1.02]
["11CA21 NIGHTCLIFF 2","HCA-112575","2001-01-01",11,240,"AL","XLPE/NYL/PVC","1",0.77]
["11CA21 NIGHTCLIFF 2","HCA-112576","2001-01-01",11,240,"AL","XLPE/NYL/PVC","1",2.04]
["11CA21 NIGHTCLIFF 2","HCA-112577","2001-01-01",11,240,"AL","XLPE/NYL/PVC","1",1.02]
["11CA21 NIGHTCLIFF 2","HCA-112580","2001-01-01",11,240,"AL","XLPE/NYL/PVC","1",255.61]
["11LE04 TAMBLING","HCA-107524","2001-01-01",11,95,"AL","XLPE/PVC",null,1.02]
["11LE04 TAMBLING","HCA-107525","2001-01-01",11,95,"AL","XLPE/PVC",null,2.04]
["11LE04 TAMBLING","HCA-107526","2001-01-01",11,95,"AL","XLPE/PVC",null,1.02]
["11LE04 TAMBLING","HCA-107527","2001-01-01",11,95,"AL","XLPE/PVC",null,1.02]
["11LE04 TAMBLING","HCA-107528","2001-01-01",11,95,"AL","XLPE/PVC",null,0.77]
["11LE04 TAMBLING","HCA-107529","2001-01-01",11,95,"AL","XLPE/PVC","1",12.55]
["11BE04 MCMILLANS","HCA-111672","2002-01-01",11,35,"AL","PVC/PVC/NYL",null,14.902616370000001]
["11BE04 MCMILLANS","HCA-111671","2002-01-01",11,35,"AL","PVC/PVC/NYL",null,0.76461756999999997]
["11BE04 MCMILLANS","HCA-111670","2002-01-01",11,35,"AL","PVC/PVC/NYL",null,1.01949011]
["11BE04 MCMILLANS","HCA-111669","2002-01-01",11,35,"AL","PVC/PVC/NYL",null,1.0194901599999999]
["11CA03 BRADSHAW","HCA-109201","2002-01-01",11,400,"AL","P/L","3",527.27]
["11CA03 BRADSHAW","HCA-112756","2002-01-01",11,400,"AL","P/L","3",366.51]
["11CA03 BRADSHAW","HCA-100021","2002-01-01",11,400,"AL","P/L","3",602.86]
["11CA03 BRADSHAW","HCA-100017","2002-01-01",11,400,"AL","P/L","3",623.13]
["11CA21 NIGHTCLIFF 2","HCA-112596","2002-01-01",11,240,"AL","XLPE/NYL/PVC","1",1.02]
["11CA21 NIGHTCLIFF 2","HCA-112597","2002-01-01",11,240,"AL","XLPE/NYL/PVC","1",2.04]
["11CA21 NIGHTCLIFF 2","HCA-112598","2002-01-01",11,240,"AL","XLPE/NYL/PVC","1",1.02]
["11CA21 NIGHTCLIFF 2","HCA-112599","2002-01-01",11,240,"AL","XLPE/NYL/PVC","1",2.04]
["11CA21 NIGHTCLIFF 2","HCA-112600","2002-01-01",11,240,"AL","XLPE/NYL/PVC","1",1.02]
["11CA21 NIGHTCLIFF 2","HCA-112601","2002-01-01",11,240,"AL","XLPE/NYL/PVC","1",1.02]
["11CA21 NIGHTCLIFF 2","HCA-112602","2002-01-01",11,240,"AL","XLPE/NYL/PVC","1",0.76]
["11CA21 NIGHTCLIFF 2","HCA-112611","2002-01-01",11,240,"AL","XLPE/NYL/PVC","1",412.05]
["11CA21 NIGHTCLIFF 2","HCA-112623","2002-01-01",11,240,"AL","XLPE/NYL/PVC","1",503.15000000000003]
["11BE01 LEANYER","HCA-105617","2003-01-01",11,400,"AL","XLPE/PVC",null,853.36]
["11BE04 MCMILLANS","HCA-106094","2003-01-01",11,400,"AL","XLPE/NYL/PVC","3",91.920845659999998]
["11CA00 NIGHTCLIFF 1","HCA-108574","2003-01-01",11,240,"AL","XLPE/NYL/PVC","3",3.06]
["11CA00 NIGHTCLIFF 1","HCA-108573","2003-01-01",11,240,"AL","XLPE/NYL/PVC","3",1.53]
["11CA00 NIGHTCLIFF 1","HCA-108572","2003-01-01",11,240,"AL","XLPE/NYL/PVC","3",3.06]
["11CA00 NIGHTCLIFF 1","HCA-108571","2003-01-01",11,240,"AL","XLPE/NYL/PVC","3",3.06]
["11CA00 NIGHTCLIFF 1","HCA-108570","2003-01-01",11,240,"AL","XLPE/NYL/PVC","3",1.53]
["11CA00 NIGHTCLIFF 1","HCA-103370","2003-01-01",11,300,"CU","XLPE/NYL/PVC","3",3.06]
["11CA00 NIGHTCLIFF 1","HCA-103372","2003-01-01",11,300,"CU","XLPE/NYL/PVC","3",3.06]
["11CA00 NIGHTCLIFF 1","HCA-103373","2003-01-01",11,300,"CU","XLPE/NYL/PVC","3",3.06]
["11CA00 NIGHTCLIFF 1","HCA-103374","2003-01-01",11,300,"CU","XLPE/NYL/PVC","3",1.53]
["11CA00 NIGHTCLIFF 1","HCA-103375","2003-01-01",11,300,"CU","XLPE/NYL/PVC","3",3.06]
["11CA00 NIGHTCLIFF 1","HCA-103386","2003-01-01",11,300,"CU","XLPE/NYL/PVC","3",304.43]
["11CA00 NIGHTCLIFF 1","HCA-104515","2003-01-01",11,300,"CU","XLPE/NYL/PVC",null,72.311354750000007]
["11CA00 NIGHTCLIFF 1","HCA-104514","2003-01-01",11,300,"CU","XLPE/NYL/PVC","3",445.78000000000003]
["11CA00 NIGHTCLIFF 1","HCA-103369","2003-01-01",11,300,"CU","XLPE/NYL/PVC","3",280.57]
["11CA00 NIGHTCLIFF 1","HCA-104549","2003-01-01",11,300,"CU","XLPE/NYL/PVC",null,437.84000000000003]
["11CA00 NIGHTCLIFF 1","HCA-112526","2003-01-01",11,300,"CU","XLPE/NYL/PVC","3",158.76]
["11CA00 NIGHTCLIFF 1","HCA-112525","2003-01-01",11,300,"CU","XLPE/NYL/PVC",null,49.5]
["11CA00 NIGHTCLIFF 1","HCA-112524","2003-01-01",11,300,"CU","XLPE/NYL/PVC",null,71.820000000000007]
["11CA00 NIGHTCLIFF 1","HCA-108584","2003-01-01",11,300,"CU","XLPE/NYL/PVC","3",396.86]
["11CA00 NIGHTCLIFF 1","HCA-108583","2003-01-01",11,300,"CU","XLPE/NYL/PVC","3",399.87796935]
["11CA00 NIGHTCLIFF 1","HCA-108577","2003-01-01",11,300,"CU","XLPE/NYL/PVC",null,290.12758106000001]
["11CA00 NIGHTCLIFF 1","HCA-108576","2003-01-01",11,300,"CU","XLPE/NYL/PVC",null,19.600000000000001]
["11CA00 NIGHTCLIFF 1","HCA-108575","2003-01-01",11,240,"AL","XLPE/NYL/PVC","3",1.52915457]
["11CA03 BRADSHAW","HCA-109209","2003-01-01",11,400,"AL","XLPE/PVC",null,134.06]
["11CA03 BRADSHAW","HCA-109208","2003-01-01",11,400,"AL","XLPE/PVC",null,1.53]
["11CA03 BRADSHAW","HCA-109207","2003-01-01",11,400,"AL","XLPE/PVC",null,3.06]
["11CA03 BRADSHAW","HCA-111304","2003-01-01",11,400,"AL","XLPE/PVC",null,13.49]
["11CA12 MARRARA","HCA-108376","2003-01-01",11,35,"AL","XLPE/NYL/PVC",null,0.76448897000000005]
["11CA12 MARRARA","HCA-108377","2003-01-01",11,35,"AL","XLPE/NYL/PVC",null,1.01870404]
["11CA12 MARRARA","HCA-108378","2003-01-01",11,35,"AL","XLPE/NYL/PVC",null,1.0196739800000001]
["11CA12 MARRARA","HCA-108401","2003-01-01",11,35,"AL","XLPE/NYL/PVC",null,38.181893690000003]
["11CA15 HOSPITAL","HCA-111306","2003-01-01",11,400,"AL","XLPE/PVC",null,3.0590179000000002]
["11CA15 HOSPITAL","HCA-111307","2003-01-01",11,400,"AL","XLPE/PVC",null,1.5292577199999999]
["11CA15 HOSPITAL","HCA-111308","2003-01-01",11,400,"AL","XLPE/PVC",null,3.0594023199999998]
["11CA15 HOSPITAL","HCA-108789","2003-01-01",11,400,"CU","PILC",null,381.12071186999998]
["11CA15 HOSPITAL","HCA-111134","2003-01-01",11,400,"CU","PILC",null,612.27806968000004]
["11CA15 HOSPITAL","HCA-104560","2003-01-01",11,400,"CU","PILC",null,61.505210300000002]
["11CA15 HOSPITAL","HCA-111305","2003-01-01",11,400,"AL","XLPE/PVC",null,1.52925756]
["11CA19 CAS VILLAGE","HCA-111073","2003-01-01",11,300,"CU","XLPE/NYL/PVC",null,1.5296356]
["11CA19 CAS VILLAGE","HCA-111074","2003-01-01",11,300,"CU","XLPE/NYL/PVC",null,3.0592713300000001]
["11CA19 CAS VILLAGE","HCA-111075","2003-01-01",11,300,"CU","XLPE/NYL/PVC",null,3.0592712999999998]
["11CA25 BRINKIN","HCA-109202","2003-01-01",11,240,"AL","XLPE/NYL/PVC","1",1.02]
["11CA25 BRINKIN","HCA-109203","2003-01-01",11,240,"AL","XLPE/NYL/PVC","1",1.02]
["11CA25 BRINKIN","HCA-109204","2003-01-01",11,240,"AL","XLPE/NYL/PVC","1",2.04]
["11CA25 BRINKIN","HCA-109205","2003-01-01",11,240,"AL","XLPE/NYL/PVC","1",1.02]
["11CA25 BRINKIN","HCA-109206","2003-01-01",11,240,"AL","XLPE/NYL/PVC","1",0.77]
["11LE01 DARWIN PRIVATE HOSPITAL","HCA-111321","2003-01-01",11,300,"CU","XLPE/NYL/PVC","3",215.37314950999999]
["11LE01 DARWIN PRIVATE HOSPITAL","HCA-111097","2003-01-01",11,300,"CU","XLPE/NYL/PVC","3",359.78451123999997]
["11LE01 DARWIN PRIVATE HOSPITAL","HCA-111096","2003-01-01",11,300,"CU","XLPE/NYL/PVC","3",402.43014239000001]
["11LE01 DARWIN PRIVATE HOSPITAL","HCA-111319","2003-01-01",11,300,"CU","XLPE/NYL/PVC","3",406.06480478999998]
["11LE01 DARWIN PRIVATE HOSPITAL","HCA-111079","2003-01-01",11,300,"CU","XLPE/NYL/PVC","3",193.31663738]
["11LE01 DARWIN PRIVATE HOSPITAL","HCA-111078","2003-01-01",11,300,"CU","XLPE/NYL/PVC","3",307.28102159999997]
["11LE01 DARWIN PRIVATE HOSPITAL","HCA-111076","2003-01-01",11,300,"CU","XLPE/NYL/PVC",null,176.95526340999999]
["11LE01 DARWIN PRIVATE HOSPITAL","HCA-111072","2003-01-01",11,300,"CU","XLPE/NYL/PVC",null,160.01352446999999]
["11BE16 ANULA","HCA-108383","2004-01-01",11,95,"AL","XLPE/PVC","1",0.76]
["11BE16 ANULA","HCA-108384","2004-01-01",11,95,"AL","XLPE/PVC","1",2.04]
["11BE16 ANULA","HCA-108385","2004-01-01",11,95,"AL","XLPE/PVC","1",1.02]
["11BE16 ANULA","HCA-108382","2004-01-01",11,95,"AL","XLPE/PVC","1",1.02]
["11BE16 ANULA","HCA-108381","2004-01-01",11,95,"AL","XLPE/PVC","1",1.02]
["11BE16 ANULA","HCA-108380","2004-01-01",11,95,"AL","XLPE/PVC","1",17.61]
["11CA00 NIGHTCLIFF 1","HCA-103377","2004-01-01",11,"",null,null,null,0.76]
["11CA00 NIGHTCLIFF 1","HCA-103378","2004-01-01",11,"",null,null,null,1.02]
["11CA00 NIGHTCLIFF 1","HCA-103379","2004-01-01",11,"",null,null,null,1.02]
["11CA00 NIGHTCLIFF 1","HCA-103380","2004-01-01",11,"",null,null,null,2.04]
["11CA00 NIGHTCLIFF 1","HCA-103381","2004-01-01",11,"",null,null,null,1.02]
["11CA00 NIGHTCLIFF 1","HCA-103382","2004-01-01",11,"",null,null,null,1.53]
["11CA00 NIGHTCLIFF 1","HCA-103383","2004-01-01",11,95,"AL","XLPE/NYL/PVC","1",3.06]
["11CA00 NIGHTCLIFF 1","HCA-103384","2004-01-01",11,"",null,null,null,0.76]
["11CA00 NIGHTCLIFF 1","HCA-103385","2004-01-01",11,"",null,null,null,3.06]
["11CA00 NIGHTCLIFF 1","HCA-103387","2004-01-01",11,240,"AL","XLPE/NYL/PVC","1",83.56]
["11CA00 NIGHTCLIFF 1","HCA-103388","2004-01-01",11,35,"AL","XLPE/NYL/PVC",null,3.06]
["11CA00 NIGHTCLIFF 1","HCA-103389","2004-01-01",11,"",null,null,null,1.53]
["11CA00 NIGHTCLIFF 1","HCA-103390","2004-01-01",11,"",null,null,null,3.06]
["11CA00 NIGHTCLIFF 1","HCA-103391","2004-01-01",11,"",null,null,null,1.53]
["11CA00 NIGHTCLIFF 1","HCA-103392","2004-01-01",11,240,"AL","XLPE/NYL/PVC","1",142.25]
["11CA00 NIGHTCLIFF 1","HCA-103416","2004-01-01",11,300,"CU","PVC/PVC/NYL","3",356.34000000000003]
["11CA13 WANGURI","HCA-109268","2004-01-01",11,240,"AL","XLPE/NYL/PVC","1",30.992866339999999]
["11CA13 WANGURI","HCA-109210","2004-01-01",11,240,"AL","XLPE/NYL/PVC","1",0.76421001]
["11CA13 WANGURI","HCA-109211","2004-01-01",11,240,"AL","XLPE/NYL/PVC","1",1.0192630300000001]
["11CA13 WANGURI","HCA-109212","2004-01-01",11,240,"AL","XLPE/NYL/PVC","1",1.0203173000000001]
["11CA13 WANGURI","HCA-109213","2004-01-01",11,240,"AL","XLPE/NYL/PVC","1",2.0395452500000002]
["11CA13 WANGURI","HCA-114011","2004-01-01",11,240,"AL","XLPE/NYL/PVC","1",1.0202822300000001]
["11CA19 CAS VILLAGE","HCA-111082","2004-01-01",11,240,"AL","XLPE/NYL/PVC",null,2.0400465099999998]
["11CA19 CAS VILLAGE","HCA-111083","2004-01-01",11,240,"AL","XLPE/NYL/PVC",null,1.1309247099999999]
["11CA19 CAS VILLAGE","HCA-111084","2004-01-01",11,240,"AL","XLPE/NYL/PVC",null,1.0200456]
["11CA19 CAS VILLAGE","HCA-111085","2004-01-01",11,240,"AL","XLPE/NYL/PVC",null,1.0190598399999999]
["11CA19 CAS VILLAGE","HCA-111086","2004-01-01",11,240,"AL","XLPE/NYL/PVC",null,0.76478773]
["11CA19 CAS VILLAGE","HCA-111087","2004-01-01",11,240,"AL","XLPE/NYL/PVC","1",145.93410954999999]
["11CA19 CAS VILLAGE","HCA-111089","2004-01-01",11,"",null,null,null,2.0391054500000001]
["11CA19 CAS VILLAGE","HCA-111090","2004-01-01",11,"",null,null,null,1.02004564]
["11LE03 LYONS 1","HCA-111311","2004-01-01",11,35,"AL","XLPE/WBT",null,489.10282742999999]
["11BE04 MCMILLANS","HCA-111687","2005-01-01",11,240,"AL","XLPE/NYL/PVC",null,0.76455468999999998]
["11BE04 MCMILLANS","HCA-111690","2005-01-01",11,240,"AL","XLPE/NYL/PVC",null,110.05255995]
["11BE04 MCMILLANS","HCA-111689","2005-01-01",11,240,"AL","XLPE/NYL/PVC",null,1.01940619]
["11BE04 MCMILLANS","HCA-111688","2005-01-01",11,240,"AL","XLPE/NYL/PVC",null,1.0194062399999999]
["11CA00 NIGHTCLIFF 1","HCA-109371","2005-01-01",11,240,"AL","XLPE/NYL/PVC",null,113.81047834]
["11CA00 NIGHTCLIFF 1","HCA-109370","2005-01-01",11,240,"AL","XLPE/NYL/PVC",null,1.5292275900000001]
["11CA00 NIGHTCLIFF 1","HCA-109369","2005-01-01",11,240,"AL","XLPE/NYL/PVC",null,3.0593096900000001]
["11CA00 NIGHTCLIFF 1","HCA-109368","2005-01-01",11,240,"AL","XLPE/NYL/PVC",null,1.5297403300000001]
["11CA00 NIGHTCLIFF 1","HCA-109367","2005-01-01",11,240,"AL","XLPE/NYL/PVC",null,3.0587536599999998]
["11CA00 NIGHTCLIFF 1","HCA-109366","2005-01-01",11,240,"AL","XLPE/NYL/PVC",null,1.5300821600000001]
["11CA00 NIGHTCLIFF 1","HCA-109365","2005-01-01",11,240,"AL","XLPE/NYL/PVC","1",428.09875354000002]
["11CA00 NIGHTCLIFF 1","HCA-109364","2005-01-01",11,240,"AL","XLPE/NYL/PVC","1",444.82558956000003]
["11CA00 NIGHTCLIFF 1","HCA-109363","2005-01-01",11,240,"AL","XLPE/NYL/PVC",null,1.0195257900000001]
["11CA00 NIGHTCLIFF 1","HCA-109362","2005-01-01",11,240,"AL","XLPE/NYL/PVC",null,1.0195257499999999]
["11CA00 NIGHTCLIFF 1","HCA-109361","2005-01-01",11,240,"AL","XLPE/NYL/PVC",null,0.76500179000000001]
["11CA00 NIGHTCLIFF 1","HCA-109360","2005-01-01",11,240,"AL","XLPE/NYL/PVC",null,1.0195257900000001]
["11CA00 NIGHTCLIFF 1","HCA-109359","2005-01-01",11,240,"AL","XLPE/NYL/PVC",null,2.0396728099999999]
["11CA07 JINGILI","HCA-104522","2005-01-01",11,240,"AL","XLPE/PVC",null,362.64514487999998]
["11CA07 JINGILI","HCA-104524","2005-01-01",11,240,"AL","XLPE/PVC",null,2.0390757100000001]
["11CA07 JINGILI","HCA-104523","2005-01-01",11,240,"AL","XLPE/PVC",null,1.0195379]
["11CA07 JINGILI","HCA-104520","2005-01-01",11,240,"AL","XLPE/PVC",null,2.03967002]
["11CA07 JINGILI","HCA-104521","2005-01-01",11,240,"AL","XLPE/PVC",null,1.0314606099999999]
["11CA07 JINGILI","HCA-104527","2005-01-01",11,240,"AL","XLPE/PVC",null,0.76457032000000003]
["11CA07 JINGILI","HCA-104526","2005-01-01",11,240,"AL","XLPE/PVC",null,1.0195378100000001]
["11CA07 JINGILI","HCA-104525","2005-01-01",11,240,"AL","XLPE/PVC",null,1.01953783]
["11CA12 MARRARA","HCA-108387","2005-01-01",11,240,"AL","XLPE/NYL/PVC",null,1.0188497700000001]
["11CA12 MARRARA","HCA-108388","2005-01-01",11,240,"AL","XLPE/NYL/PVC",null,1.01899615]
["11CA12 MARRARA","HCA-108389","2005-01-01",11,240,"AL","XLPE/NYL/PVC",null,2.0398637499999999]
["11CA12 MARRARA","HCA-108390","2005-01-01",11,240,"AL","XLPE/NYL/PVC",null,1.02101412]
["11CA12 MARRARA","HCA-108391","2005-01-01",11,240,"AL","XLPE/NYL/PVC",null,0.76464691000000007]
["11CA12 MARRARA","HCA-108405","2005-01-01",11,240,"AL","XLPE/NYL/PVC",null,18.085794079999999]
["11CA13 WANGURI","HCA-111314","2005-01-01",11,300,"CU","XLPE/NYL/PVC","3",15.02]
["11CA13 WANGURI","HCA-111315","2005-01-01",11,300,"CU","XLPE/NYL/PVC","3",19.03]
["11CA21 NIGHTCLIFF 2","HCA-112527","2005-01-01",11,240,"AL","XLPE/NYL/PVC",null,1.02]
["11CA21 NIGHTCLIFF 2","HCA-112528","2005-01-01",11,240,"AL","XLPE/NYL/PVC",null,2.04]
["11CA21 NIGHTCLIFF 2","HCA-112529","2005-01-01",11,240,"AL","XLPE/NYL/PVC",null,1.02]
["11CA21 NIGHTCLIFF 2","HCA-112530","2005-01-01",11,240,"AL","XLPE/NYL/PVC",null,1.02]
["11CA21 NIGHTCLIFF 2","HCA-112531","2005-01-01",11,240,"AL","XLPE/NYL/PVC",null,0.76]
["11CA21 NIGHTCLIFF 2","HCA-112532","2005-01-01",11,240,"AL","XLPE/NYL/PVC",null,1.02]
["11CA21 NIGHTCLIFF 2","HCA-112533","2005-01-01",11,240,"AL","XLPE/NYL/PVC",null,2.04]
["11CA21 NIGHTCLIFF 2","HCA-112534","2005-01-01",11,240,"AL","XLPE/NYL/PVC",null,1.02]
["11CA21 NIGHTCLIFF 2","HCA-112535","2005-01-01",11,240,"AL","XLPE/NYL/PVC",null,3.06]
["11CA21 NIGHTCLIFF 2","HCA-112536","2005-01-01",11,300,"CU","XLPE/NYL/PVC",null,224.09]
["11CA21 NIGHTCLIFF 2","HCA-112537","2005-01-01",11,240,"AL","XLPE/NYL/PVC",null,3.06]
["11CA21 NIGHTCLIFF 2","HCA-112538","2005-01-01",11,240,"AL","XLPE/NYL/PVC",null,1.53]
["11CA21 NIGHTCLIFF 2","HCA-112539","2005-01-01",11,240,"AL","XLPE/NYL/PVC",null,3.06]
["11CA21 NIGHTCLIFF 2","HCA-112540","2005-01-01",11,240,"AL","XLPE/NYL/PVC",null,1.53]
["11CA21 NIGHTCLIFF 2","HCA-112542","2005-01-01",11,300,"CU","XLPE/NYL/PVC",null,206.56]
["11CA21 NIGHTCLIFF 2","HCA-112549","2005-01-01",11,300,"CU","XLPE/NYL/PVC",null,21.18]
["11CA21 NIGHTCLIFF 2","HCA-103423","2005-01-01",11,300,"CU","XLPE/NYL/PVC","3",18.600000000000001]
["11CA21 NIGHTCLIFF 2","HCA-109358","2005-01-01",11,240,"AL","XLPE/NYL/PVC","1",260.43]
["11CA21 NIGHTCLIFF 2","HCA-114472","2005-01-01",11,240,"AL","XLPE/NYL/PVC","1",203.11]
["11CA21 NIGHTCLIFF 2","HCA-109326","2005-01-01",11,240,"AL","XLPE/NYL/PVC",null,0.77]
["11CA21 NIGHTCLIFF 2","HCA-109327","2005-01-01",11,240,"AL","XLPE/NYL/PVC",null,1.02]
["11CA21 NIGHTCLIFF 2","HCA-109328","2005-01-01",11,240,"AL","XLPE/NYL/PVC",null,1.02]
["11CA21 NIGHTCLIFF 2","HCA-109329","2005-01-01",11,240,"AL","XLPE/NYL/PVC",null,2.04]
["11CA21 NIGHTCLIFF 2","HCA-109330","2005-01-01",11,240,"AL","XLPE/NYL/PVC",null,1.02]
["11CA21 NIGHTCLIFF 2","HCA-109331","2005-01-01",11,300,"CU","XLPE/NYL/PVC",null,481.89]
["11CA21 NIGHTCLIFF 2","HCA-109332","2005-01-01",11,240,"AL","XLPE/NYL/PVC",null,1.02]
["11CA21 NIGHTCLIFF 2","HCA-109333","2005-01-01",11,240,"AL","XLPE/NYL/PVC",null,2.04]
["11CA21 NIGHTCLIFF 2","HCA-109334","2005-01-01",11,240,"AL","XLPE/NYL/PVC",null,1.02]
["11CA21 NIGHTCLIFF 2","HCA-109335","2005-01-01",11,240,"AL","XLPE/NYL/PVC",null,1.02]
["11CA21 NIGHTCLIFF 2","HCA-109336","2005-01-01",11,240,"AL","XLPE/NYL/PVC",null,0.77]
["11CA21 NIGHTCLIFF 2","HCA-109337","2005-01-01",11,240,"AL","XLPE/NYL/PVC",null,2.04]
["11CA21 NIGHTCLIFF 2","HCA-109338","2005-01-01",11,240,"AL","XLPE/NYL/PVC",null,1.02]
["11CA21 NIGHTCLIFF 2","HCA-109339","2005-01-01",11,240,"AL","XLPE/NYL/PVC",null,1.02]
["11CA21 NIGHTCLIFF 2","HCA-109340","2005-01-01",11,240,"AL","XLPE/NYL/PVC",null,1.02]
["11CA21 NIGHTCLIFF 2","HCA-109341","2005-01-01",11,240,"AL","XLPE/NYL/PVC",null,2.04]
["11CA21 NIGHTCLIFF 2","HCA-109342","2005-01-01",11,240,"AL","XLPE/NYL/PVC",null,1.02]
["11CA21 NIGHTCLIFF 2","HCA-109343","2005-01-01",11,300,"CU","XLPE/NYL/PVC",null,115.77]
["11CA21 NIGHTCLIFF 2","HCA-109344","2005-01-01",11,240,"AL","XLPE/NYL/PVC","1",7.09]
["11CA21 NIGHTCLIFF 2","HCA-109345","2005-01-01",11,"",null,null,null,1.02]
["11CA21 NIGHTCLIFF 2","HCA-109346","2005-01-01",11,"",null,null,null,1.02]
["11CA21 NIGHTCLIFF 2","HCA-109347","2005-01-01",11,"",null,null,null,0.76]
["11CA21 NIGHTCLIFF 2","HCA-109348","2005-01-01",11,"",null,null,null,2.04]
["11CA21 NIGHTCLIFF 2","HCA-109349","2005-01-01",11,"",null,null,null,1.02]
["11CA21 NIGHTCLIFF 2","HCA-109350","2005-01-01",11,300,"CU","XLPE/NYL/PVC",null,270.27]
["11CA21 NIGHTCLIFF 2","HCA-112757","2005-01-01",11,240,"AL","XLPE/NYL/PVC",null,0.76]
["11CA21 NIGHTCLIFF 2","HCA-109351","2005-01-01",11,240,"AL","XLPE/NYL/PVC","1",394.11]
["11CA21 NIGHTCLIFF 2","HCA-109352","2005-01-01",11,240,"AL","XLPE/NYL/PVC","1",255.83]
["11CA21 NIGHTCLIFF 2","HCA-109353","2005-01-01",11,240,"AL","XLPE/NYL/PVC",null,1.02]
["11CA21 NIGHTCLIFF 2","HCA-109354","2005-01-01",11,240,"AL","XLPE/NYL/PVC",null,2.04]
["11CA21 NIGHTCLIFF 2","HCA-109355","2005-01-01",11,240,"AL","XLPE/NYL/PVC",null,1.02]
["11CA21 NIGHTCLIFF 2","HCA-109356","2005-01-01",11,240,"AL","XLPE/NYL/PVC",null,1.02]
["11CA21 NIGHTCLIFF 2","HCA-109357","2005-01-01",11,240,"AL","XLPE/NYL/PVC",null,0.76]
["11CA21 NIGHTCLIFF 2","HCA-109372","2005-01-01",11,300,"CU","XLPE/NYL/PVC",null,10.23]
["11CA21 NIGHTCLIFF 2","HCA-109373","2005-01-01",11,240,"AL","XLPE/NYL/PVC","1",485.59000000000003]
["11CA25 BRINKIN","HCA-109216","2005-01-01",11,400,"AL","XLPE/WBT",null,1.53]
["11CA25 BRINKIN","HCA-109217","2005-01-01",11,400,"AL","XLPE/WBT",null,3.06]
["11CA25 BRINKIN","HCA-109218","2005-01-01",11,400,"AL","XLPE/WBT",null,1.53]
["11CA25 BRINKIN","HCA-109219","2005-01-01",11,400,"AL","XLPE/WBT",null,3.06]
["11CA25 BRINKIN","HCA-109220","2005-01-01",11,400,"AL","XLPE/WBT",null,1.53]
["11CA25 BRINKIN","HCA-109221","2005-01-01",11,35,"AL","XLPE/WBT",null,154.94]
["11CA25 BRINKIN","HCA-109222","2005-01-01",11,400,"AL","XLPE/WBT",null,0.77]
["11CA25 BRINKIN","HCA-109223","2005-01-01",11,400,"AL","XLPE/WBT",null,1.27]
["11CA25 BRINKIN","HCA-109224","2005-01-01",11,400,"AL","XLPE/WBT",null,1.02]
["11CA25 BRINKIN","HCA-109226","2005-01-01",11,400,"AL","XLPE/WBT",null,20.03]
["11WN01 BAGOT","HCA-115215","2005-01-01",11,240,"AL","XLPE/PVC",null,3.9]
["11WN01 BAGOT","HCA-107616","2005-01-01",11,240,"AL","XLPE/PVC",null,190.53]
["11WN01 BAGOT","HCA-115217","2005-01-01",11,240,"AL","XLPE/PVC",null,3]
["11WN01 BAGOT","HCA-115216","2005-01-01",11,240,"AL","XLPE/PVC",null,4]
["11WN01 BAGOT","HCA-103394","2005-01-01",11,300,"CU","XLPE/NYL/PVC",null,31.68]
["11WN01 BAGOT","HCA-115214","2005-01-01",11,240,"AL","XLPE/PVC",null,3]
["11WN01 BAGOT","HCA-115213","2005-01-01",11,240,"AL","XLPE/PVC",null,4]
["11WN01 BAGOT","HCA-115212","2005-01-01",11,240,"AL","XLPE/PVC",null,4.08]
["11WN01 BAGOT","HCA-107614","2005-01-01",11,240,"AL","XLPE/PVC",null,71.64]
["11CA00 NIGHTCLIFF 1","HCA-109418","2006-01-01",11,240,"AL","XLPE/NYL/PVC","1",340.95440693]
["11CA00 NIGHTCLIFF 1","HCA-112548","2006-01-01",11,240,"AL","XLPE/NYL/PVC","1",13.81854897]
["11CA00 NIGHTCLIFF 1","HCA-112547","2006-01-01",11,240,"AL","XLPE/NYL/PVC",null,1.0188096600000001]
["11CA00 NIGHTCLIFF 1","HCA-112546","2006-01-01",11,240,"AL","XLPE/NYL/PVC",null,2.0398859599999999]
["11CA00 NIGHTCLIFF 1","HCA-112545","2006-01-01",11,240,"AL","XLPE/NYL/PVC",null,1.02107631]
["11CA00 NIGHTCLIFF 1","HCA-112544","2006-01-01",11,240,"AL","XLPE/NYL/PVC",null,1.0188096]
["11CA00 NIGHTCLIFF 1","HCA-112543","2006-01-01",11,240,"AL","XLPE/NYL/PVC",null,0.76596030000000004]
["11CA00 NIGHTCLIFF 1","HCA-109417","2006-01-01",11,240,"AL","XLPE/NYL/PVC","1",229.85877998000001]
["11CA00 NIGHTCLIFF 1","HCA-109416","2006-01-01",11,240,"AL","XLPE/NYL/PVC",null,1.01961506]
["11CA00 NIGHTCLIFF 1","HCA-109415","2006-01-01",11,240,"AL","XLPE/NYL/PVC",null,1.0200447500000001]
["11CA00 NIGHTCLIFF 1","HCA-109414","2006-01-01",11,240,"AL","XLPE/NYL/PVC",null,2.0396596300000001]
["11CA00 NIGHTCLIFF 1","HCA-109413","2006-01-01",11,240,"AL","XLPE/NYL/PVC",null,1.0196150799999999]
["11CA00 NIGHTCLIFF 1","HCA-109412","2006-01-01",11,240,"AL","XLPE/NYL/PVC",null,0.76490290999999999]
["11CA00 NIGHTCLIFF 1","HCA-109411","2006-01-01",11,240,"AL","XLPE/NYL/PVC",null,1.0205441500000001]
["11CA00 NIGHTCLIFF 1","HCA-109410","2006-01-01",11,240,"AL","XLPE/NYL/PVC",null,2.0387721700000001]
["11CA00 NIGHTCLIFF 1","HCA-109409","2006-01-01",11,240,"AL","XLPE/NYL/PVC",null,1.01938613]
["11CA00 NIGHTCLIFF 1","HCA-109408","2006-01-01",11,240,"AL","XLPE/NYL/PVC",null,0.76476699999999997]
["11CA00 NIGHTCLIFF 1","HCA-109407","2006-01-01",11,240,"AL","XLPE/NYL/PVC","1",328.12080573999998]
["11CA00 NIGHTCLIFF 1","HCA-109406","2006-01-01",11,300,"CU","XLPE/NYL/PVC",null,307.98020441]
["11CA00 NIGHTCLIFF 1","HCA-109405","2006-01-01",11,240,"AL","XLPE/NYL/PVC",null,1.5300085999999999]
["11CA00 NIGHTCLIFF 1","HCA-109404","2006-01-01",11,240,"AL","XLPE/NYL/PVC",null,3.0594687500000002]
["11CA00 NIGHTCLIFF 1","HCA-109403","2006-01-01",11,240,"AL","XLPE/NYL/PVC",null,1.52946037]
["11CA00 NIGHTCLIFF 1","HCA-109402","2006-01-01",11,240,"AL","XLPE/NYL/PVC",null,3.0586088500000002]
["11CA00 NIGHTCLIFF 1","HCA-109401","2006-01-01",11,240,"AL","XLPE/NYL/PVC",null,3.0591571399999999]
["11CA00 NIGHTCLIFF 1","HCA-109400","2006-01-01",11,240,"AL","XLPE/NYL/PVC",null,1.5291488900000001]
["11CA00 NIGHTCLIFF 1","HCA-109399","2006-01-01",11,240,"AL","XLPE/NYL/PVC","1",161.42969006999999]
["11CA00 NIGHTCLIFF 1","HCA-109398","2006-01-01",11,240,"AL","XLPE/NYL/PVC",null,2.0393731100000001]
["11CA00 NIGHTCLIFF 1","HCA-109397","2006-01-01",11,240,"AL","XLPE/NYL/PVC",null,1.0187112]
["11CA00 NIGHTCLIFF 1","HCA-109396","2006-01-01",11,240,"AL","XLPE/NYL/PVC",null,1.02011769]
["11CA00 NIGHTCLIFF 1","HCA-109395","2006-01-01",11,240,"AL","XLPE/NYL/PVC",null,0.76438504000000007]
["11CA00 NIGHTCLIFF 1","HCA-109389","2006-01-01",11,240,"AL","XLPE/NYL/PVC","1",126.76811665]
["11CA00 NIGHTCLIFF 1","HCA-109388","2006-01-01",11,240,"AL","XLPE/NYL/PVC","1",335.77643288000002]
["11CA00 NIGHTCLIFF 1","HCA-109380","2006-01-01",11,240,"AL","XLPE/NYL/PVC",null,0.76854051000000001]
["11CA00 NIGHTCLIFF 1","HCA-109379","2006-01-01",11,240,"AL","XLPE/NYL/PVC",null,1.1028136799999999]
["11CA00 NIGHTCLIFF 1","HCA-109378","2006-01-01",11,240,"AL","XLPE/NYL/PVC",null,0.93735564000000005]
["11CA00 NIGHTCLIFF 1","HCA-109377","2006-01-01",11,240,"AL","XLPE/NYL/PVC",null,2.0802311100000002]
["11CA00 NIGHTCLIFF 1","HCA-109376","2006-01-01",11,240,"AL","XLPE/NYL/PVC",null,1.0193549799999999]
["11CA00 NIGHTCLIFF 1","HCA-109375","2006-01-01",11,240,"AL","XLPE/NYL/PVC",null,3.0594750199999998]
["11CA12 MARRARA","HCA-108393","2006-01-01",11,95,"AL","XLPE/NYL/PVC","1",158.33703650999999]
["11CA12 MARRARA","HCA-108394","2006-01-01",11,240,"AL","XLPE/NYL/PVC",null,1.01958248]
["11CA12 MARRARA","HCA-108395","2006-01-01",11,240,"AL","XLPE/NYL/PVC",null,0.76468685000000003]
["11CA12 MARRARA","HCA-108396","2006-01-01",11,240,"AL","XLPE/NYL/PVC",null,1.0195824600000001]
["11CA21 NIGHTCLIFF 2","HCA-109393","2006-01-01",11,240,"AL","XLPE/NYL/PVC","1",6.49]
["11CA21 NIGHTCLIFF 2","HCA-109394","2006-01-01",11,240,"AL","XLPE/NYL/PVC","1",188.58]
["11CA21 NIGHTCLIFF 2","HCA-109386","2006-01-01",11,240,"AL","XLPE/NYL/PVC",null,3.06]
["11CA21 NIGHTCLIFF 2","HCA-113439","2006-01-01",11,240,"AL","XLPE/NYL/PVC",null,8.9600000000000009]
["11CA21 NIGHTCLIFF 2","HCA-112550","2006-01-01",11,300,"CU","XLPE/NYL/PVC",null,22.68]
["11CA21 NIGHTCLIFF 2","HCA-112551","2006-01-01",11,240,"AL","XLPE/NYL/PVC",null,382.40000000000003]
["11CA21 NIGHTCLIFF 2","HCA-109381","2006-01-01",11,240,"AL","XLPE/NYL/PVC",null,1.53]
["11CA21 NIGHTCLIFF 2","HCA-109382","2006-01-01",11,240,"AL","XLPE/NYL/PVC",null,1.53]
["11CA21 NIGHTCLIFF 2","HCA-109383","2006-01-01",11,240,"AL","XLPE/NYL/PVC",null,1.53]
["11CA21 NIGHTCLIFF 2","HCA-109384","2006-01-01",11,240,"AL","XLPE/NYL/PVC",null,3.06]
["11CA21 NIGHTCLIFF 2","HCA-109385","2006-01-01",11,240,"AL","XLPE/NYL/PVC",null,3.06]
["11CA21 NIGHTCLIFF 2","HCA-109387","2006-01-01",11,240,"AL","XLPE/NYL/PVC",null,20.52]
["11CA21 NIGHTCLIFF 2","HCA-109390","2006-01-01",11,300,"CU","XLPE/NYL/PVC",null,393.96000000000004]
["11CA00 NIGHTCLIFF 1","HCA-109440","2007-01-01",11,240,"AL","XLPE/NYL/PVC",null,1.01965952]
["11CA00 NIGHTCLIFF 1","HCA-109459","2007-01-01",11,240,"AL","XLPE/NYL/PVC","1",446.97203483999999]
["11CA00 NIGHTCLIFF 1","HCA-109458","2007-01-01",11,240,"AL","XLPE/NYL/PVC","1",356.68932960000001]
["11CA00 NIGHTCLIFF 1","HCA-109457","2007-01-01",11,240,"AL","XLPE/NYL/PVC","1",280.42920623999998]
["11CA00 NIGHTCLIFF 1","HCA-109456","2007-01-01",11,240,"AL","XLPE/NYL/PVC",null,0.76473639000000004]
["11CA00 NIGHTCLIFF 1","HCA-109455","2007-01-01",11,240,"AL","XLPE/NYL/PVC",null,1.01883276]
["11CA00 NIGHTCLIFF 1","HCA-109454","2007-01-01",11,240,"AL","XLPE/NYL/PVC",null,1.0206681099999999]
["11CA00 NIGHTCLIFF 1","HCA-109453","2007-01-01",11,240,"AL","XLPE/NYL/PVC",null,2.0392968800000002]
["11CA00 NIGHTCLIFF 1","HCA-109452","2007-01-01",11,240,"AL","XLPE/NYL/PVC","1",319.87340358]
["11CA00 NIGHTCLIFF 1","HCA-109451","2007-01-01",11,240,"AL","XLPE/NYL/PVC",null,0.76473016999999999]
["11CA00 NIGHTCLIFF 1","HCA-109450","2007-01-01",11,240,"AL","XLPE/NYL/PVC",null,1.0196402600000001]
["11CA00 NIGHTCLIFF 1","HCA-109449","2007-01-01",11,240,"AL","XLPE/NYL/PVC",null,1.0196402899999999]
["11CA00 NIGHTCLIFF 1","HCA-109448","2007-01-01",11,240,"AL","XLPE/NYL/PVC",null,2.0392805699999998]
["11CA00 NIGHTCLIFF 1","HCA-109447","2007-01-01",11,240,"AL","XLPE/NYL/PVC",null,1.01964031]
["11CA00 NIGHTCLIFF 1","HCA-109446","2007-01-01",11,240,"AL","XLPE/NYL/PVC",null,3.05892089]
["11CA00 NIGHTCLIFF 1","HCA-109445","2007-01-01",11,240,"AL","XLPE/NYL/PVC","1",147.33914884000001]
["11CA00 NIGHTCLIFF 1","HCA-109444","2007-01-01",11,240,"AL","XLPE/NYL/PVC","1",167.22753949]
["11CA00 NIGHTCLIFF 1","HCA-109443","2007-01-01",11,240,"AL","XLPE/NYL/PVC","1",515.30972697000004]
["11CA00 NIGHTCLIFF 1","HCA-109441","2007-01-01",11,240,"AL","XLPE/NYL/PVC",null,0.76548974000000003]
["11CA00 NIGHTCLIFF 1","HCA-109439","2007-01-01",11,240,"AL","XLPE/NYL/PVC",null,1.01965595]
["11CA00 NIGHTCLIFF 1","HCA-109438","2007-01-01",11,240,"AL","XLPE/NYL/PVC",null,2.0393119799999999]
["11CA00 NIGHTCLIFF 1","HCA-109437","2007-01-01",11,240,"AL","XLPE/NYL/PVC",null,2.0393154500000001]
["11CA00 NIGHTCLIFF 1","HCA-109436","2007-01-01",11,240,"AL","XLPE/NYL/PVC",null,1.0196561]
["11CA00 NIGHTCLIFF 1","HCA-109435","2007-01-01",11,240,"AL","XLPE/NYL/PVC",null,1.0206756699999999]
["11CA00 NIGHTCLIFF 1","HCA-109434","2007-01-01",11,240,"AL","XLPE/NYL/PVC","1",479.94361032]
["11CA00 NIGHTCLIFF 1","HCA-109433","2007-01-01",11,240,"AL","XLPE/NYL/PVC",null,1.0196629699999999]
["11CA00 NIGHTCLIFF 1","HCA-109432","2007-01-01",11,240,"AL","XLPE/NYL/PVC",null,1.5294944699999999]
["11CA00 NIGHTCLIFF 1","HCA-109431","2007-01-01",11,240,"AL","XLPE/NYL/PVC",null,1.01966303]
["11CA00 NIGHTCLIFF 1","HCA-109430","2007-01-01",11,240,"AL","XLPE/NYL/PVC",null,0.76470157999999999]
["11CA00 NIGHTCLIFF 1","HCA-109429","2007-01-01",11,240,"AL","XLPE/NYL/PVC",null,1.2740256599999999]
["11CA00 NIGHTCLIFF 1","HCA-109428","2007-01-01",11,240,"AL","XLPE/NYL/PVC",null,0.76571584999999998]
["11CA00 NIGHTCLIFF 1","HCA-109427","2007-01-01",11,240,"AL","XLPE/NYL/PVC",null,2.05406917]
["11CA00 NIGHTCLIFF 1","HCA-109426","2007-01-01",11,240,"AL","XLPE/NYL/PVC",null,1.01987074]
["11CA00 NIGHTCLIFF 1","HCA-109425","2007-01-01",11,240,"AL","XLPE/NYL/PVC",null,1.0196640299999999]
["11CA00 NIGHTCLIFF 1","HCA-109424","2007-01-01",11,240,"AL","XLPE/NYL/PVC",null,2.03932812]
["11CA00 NIGHTCLIFF 1","HCA-109423","2007-01-01",11,240,"AL","XLPE/NYL/PVC",null,1.01966405]
["11CA00 NIGHTCLIFF 1","HCA-109422","2007-01-01",11,240,"AL","XLPE/NYL/PVC",null,2.0043570100000001]
["11CA00 NIGHTCLIFF 1","HCA-109421","2007-01-01",11,240,"AL","XLPE/NYL/PVC",null,0.76474808000000005]
["11CA00 NIGHTCLIFF 1","HCA-109420","2007-01-01",11,240,"AL","XLPE/NYL/PVC",null,1.03249375]
["11CA00 NIGHTCLIFF 1","HCA-109419","2007-01-01",11,240,"AL","XLPE/NYL/PVC",null,1.0080361799999999]
["11CA12 MARRARA","HCA-108397","2007-01-01",11,35,"AL","XLPE/WBT",null,0.76524314999999998]
["11CA12 MARRARA","HCA-108398","2007-01-01",11,35,"AL","XLPE/WBT",null,1.01993953]
["11CA12 MARRARA","HCA-108399","2007-01-01",11,35,"AL","XLPE/WBT",null,1.01886875]
["11CA12 MARRARA","HCA-108400","2007-01-01",11,35,"AL","XLPE/WBT",null,36.478301940000001]
["11LE03 LYONS 1","HCA-107646","2007-01-01",11,240,"AL","XLPE/NYL/PVC","1",21.55]
["11LE03 LYONS 1","HCA-107620","2007-01-01",11,240,"AL","XLPE/NYL/PVC",null,2.04]
["11LE03 LYONS 1","HCA-107631","2007-01-01",11,240,"AL","XLPE/NYL/PVC",null,2.04]
["11LE03 LYONS 1","HCA-107632","2007-01-01",11,240,"AL","XLPE/NYL/PVC",null,1.02]
["11LE03 LYONS 1","HCA-107633","2007-01-01",11,240,"AL","XLPE/NYL/PVC",null,0.77]
["11LE03 LYONS 1","HCA-107650","2007-01-01",11,240,"AL","XLPE/NYL/PVC",null,1.53]
["11LE03 LYONS 1","HCA-107651","2007-01-01",11,240,"AL","XLPE/NYL/PVC",null,3.06]
["11LE03 LYONS 1","HCA-107652","2007-01-01",11,240,"AL","XLPE/NYL/PVC","1",254.16]
["11LE03 LYONS 1","HCA-107634","2007-01-01",11,240,"AL","XLPE/NYL/PVC",null,1.02]
["11LE03 LYONS 1","HCA-107635","2007-01-01",11,240,"AL","XLPE/NYL/PVC",null,1.02]
["11LE03 LYONS 1","HCA-107636","2007-01-01",11,240,"AL","XLPE/NYL/PVC",null,2.04]
["11LE03 LYONS 1","HCA-107637","2007-01-01",11,240,"AL","XLPE/NYL/PVC",null,1.02]
["11LE03 LYONS 1","HCA-107653","2007-01-01",11,240,"AL","XLPE/NYL/PVC","1",388.5]
["11LE03 LYONS 1","HCA-107654","2007-01-01",11,240,"AL","XLPE/NYL/PVC","1",808.38]
["11LE03 LYONS 1","HCA-107638","2007-01-01",11,240,"AL","XLPE/NYL/PVC",null,3.06]
["11LE03 LYONS 1","HCA-107649","2007-01-01",11,240,"AL","XLPE/NYL/PVC",null,3.06]
["11LE03 LYONS 1","HCA-107648","2007-01-01",11,240,"AL","XLPE/NYL/PVC",null,3.06]
["11LE03 LYONS 1","HCA-107647","2007-01-01",11,240,"AL","XLPE/NYL/PVC",null,1.53]
["11LE03 LYONS 1","HCA-107630","2007-01-01",11,240,"AL","XLPE/NYL/PVC",null,0.76]
["11LE03 LYONS 1","HCA-107629","2007-01-01",11,240,"AL","XLPE/NYL/PVC",null,1.02]
["11LE03 LYONS 1","HCA-107628","2007-01-01",11,240,"AL","XLPE/NYL/PVC",null,1.02]
["11LE03 LYONS 1","HCA-107627","2007-01-01",11,240,"AL","XLPE/NYL/PVC",null,3.06]
["11LE03 LYONS 1","HCA-107626","2007-01-01",11,240,"AL","XLPE/NYL/PVC",null,1.02]
["11LE03 LYONS 1","HCA-107625","2007-01-01",11,240,"AL","XLPE/NYL/PVC",null,2.04]
["11LE03 LYONS 1","HCA-107624","2007-01-01",11,240,"AL","XLPE/NYL/PVC",null,1.02]
["11LE03 LYONS 1","HCA-107622","2007-01-01",11,240,"AL","XLPE/NYL/PVC",null,0.76]
["11LE03 LYONS 1","HCA-107621","2007-01-01",11,240,"AL","XLPE/NYL/PVC",null,1.02]
["11LE03 LYONS 1","HCA-107623","2007-01-01",11,240,"AL","XLPE/NYL/PVC",null,1.02]
["11LE03 LYONS 1","HCA-107645","2007-01-01",11,240,"AL","XLPE/NYL/PVC","1",409.17]
["11LE03 LYONS 1","HCA-107617","2007-01-01",11,240,"AL","XLPE/NYL/PVC",null,0.77]
["11LE03 LYONS 1","HCA-107618","2007-01-01",11,240,"AL","XLPE/NYL/PVC",null,1.02]
["11LE03 LYONS 1","HCA-107619","2007-01-01",11,240,"AL","XLPE/NYL/PVC",null,1.02]
["11CA00 NIGHTCLIFF 1","HCA-104550","2008-01-01",11,500,"AL","XLPE/NYL/PVC","1",39.76]
["11CA03 BRADSHAW","HCA-109257","2008-01-01",11,400,"AL","XLPE/PVC","3",27.98]
["11CA06 AIRPORT","HCA-114356","2008-01-01",11,500,"AL","XLPE/NYL/PVC","3",1.21]
["11CA06 AIRPORT","HCA-114355","2008-01-01",11,500,"AL","XLPE/NYL/PVC","3",7.8900000000000006]
["11CA19 CAS VILLAGE","HCA-111100","2008-01-01",11,240,"AL","XLPE/NYL/PVC","1",21.48984926]
["11CA19 CAS VILLAGE","HCA-111101","2008-01-01",11,240,"AL","XLPE/NYL/PVC","1",1.0204701899999999]
["11CA19 CAS VILLAGE","HCA-111102","2008-01-01",11,240,"AL","XLPE/NYL/PVC","1",1.01948287]
["11CA19 CAS VILLAGE","HCA-111103","2008-01-01",11,240,"AL","XLPE/NYL/PVC","1",0.76473982000000007]
["11CA19 CAS VILLAGE","HCA-111104","2008-01-01",11,240,"AL","XLPE/NYL/PVC","1",2.0389656600000001]
["11CA19 CAS VILLAGE","HCA-111105","2008-01-01",11,240,"AL","XLPE/NYL/PVC","1",1.0204701700000001]
["11CA19 CAS VILLAGE","HCA-111106","2008-01-01",11,240,"AL","XLPE/NYL/PVC","1",21.489848179999999]
["11CA19 CAS VILLAGE","HCA-109253","2008-01-01",11,400,"AL","XLPE/NYL/PVC","3",143.33340888000001]
["11CA19 CAS VILLAGE","HCA-109143","2008-01-01",11,400,"AL","XLPE/NYL/PVC","3",123.07326965999999]
["11CA25 BRINKIN","HCA-109258","2008-01-01",11,240,"AL","XLPE/NYL/PVC","1",174.74]
["11CA25 BRINKIN","HCA-109259","2008-01-01",11,240,"AL","XLPE/NYL/PVC","1",17.400000000000002]
["11CA25 BRINKIN","HCA-109261","2008-01-01",11,240,"AL","XLPE/NYL/PVC","1",144.58000000000001]
["11CA25 BRINKIN","HCA-109235","2008-01-01",11,240,"AL","XLPE/NYL/PVC","1",3.0700000000000003]
["11CA25 BRINKIN","HCA-109236","2008-01-01",11,400,"AL","XLPE/NYL/PVC",null,1.53]
["11CA25 BRINKIN","HCA-109237","2008-01-01",11,400,"AL","XLPE/NYL/PVC",null,3.06]
["11CA25 BRINKIN","HCA-109238","2008-01-01",11,400,"AL","XLPE/NYL/PVC",null,1.53]
["11CA25 BRINKIN","HCA-109239","2008-01-01",11,400,"AL","XLPE/NYL/PVC",null,3.06]
["11CA25 BRINKIN","HCA-109240","2008-01-01",11,400,"AL","XLPE/NYL/PVC",null,4.59]
["11CA25 BRINKIN","HCA-109241","2008-01-01",11,240,"AL","XLPE/NYL/PVC","1",88.27]
["11CA25 BRINKIN","HCA-109242","2008-01-01",11,"",null,null,null,3.06]
["11CA25 BRINKIN","HCA-109243","2008-01-01",11,"",null,null,null,1.53]
["11CA25 BRINKIN","HCA-109244","2008-01-01",11,"",null,null,null,3.06]
["11CA25 BRINKIN","HCA-109245","2008-01-01",11,"",null,null,null,1.53]
["11CA25 BRINKIN","HCA-114010","2008-01-01",11,400,"AL","XLPE/NYL/PVC",null,1.41]
["11CA25 BRINKIN","HCA-109246","2008-01-01",11,"",null,null,null,3.06]
["11CA25 BRINKIN","HCA-113851","2008-01-01",11,240,"AL","XLPE/NYL/PVC","1",2.83]
["11CA25 BRINKIN","HCA-109247","2008-01-01",11,"",null,null,null,1.53]
["11CA25 BRINKIN","HCA-109248","2008-01-01",11,"",null,null,null,1.02]
["11CA25 BRINKIN","HCA-109249","2008-01-01",11,"",null,null,null,2.04]
["11CA25 BRINKIN","HCA-109250","2008-01-01",11,"",null,null,null,1.02]
["11CA25 BRINKIN","HCA-109251","2008-01-01",11,"",null,null,null,1.02]
["11CA25 BRINKIN","HCA-109252","2008-01-01",11,"",null,null,null,0.76]
["11CA25 BRINKIN","HCA-109254","2008-01-01",11,240,"AL","XLPE/NYL/PVC","1",224.93]
["11CA25 BRINKIN","HCA-109255","2008-01-01",11,400,"AL","XLPE/NYL/PVC",null,385.54]
["11CA25 BRINKIN","HCA-109256","2008-01-01",11,400,"AL","XLPE/NYL/PVC",null,296.28000000000003]
["11LE03 LYONS 1","HCA-107685","2008-01-01",11,240,"AL","XLPE/NYL/PVC","1",492.6]
["11LE03 LYONS 1","HCA-107655","2008-01-01",11,240,"AL","XLPE/NYL/PVC",null,1.02]
["11LE03 LYONS 1","HCA-107656","2008-01-01",11,240,"AL","XLPE/NYL/PVC",null,1.02]
["11LE03 LYONS 1","HCA-107657","2008-01-01",11,240,"AL","XLPE/NYL/PVC",null,2.04]
["11LE03 LYONS 1","HCA-107658","2008-01-01",11,240,"AL","XLPE/NYL/PVC",null,1.02]
["11LE03 LYONS 1","HCA-107659","2008-01-01",11,240,"AL","XLPE/NYL/PVC",null,0.76]
["11LE03 LYONS 1","HCA-107660","2008-01-01",11,240,"AL","XLPE/NYL/PVC",null,3.06]
["11LE03 LYONS 1","HCA-107661","2008-01-01",11,240,"AL","XLPE/NYL/PVC",null,3.06]
["11LE03 LYONS 1","HCA-107662","2008-01-01",11,240,"AL","XLPE/NYL/PVC",null,1.53]
["11LE03 LYONS 1","HCA-107687","2008-01-01",11,240,"AL","XLPE/NYL/PVC",null,1.02]
["11LE03 LYONS 1","HCA-111335","2008-01-01",11,400,"AL","XLPE/NYL/PVC","3",303.08]
["11LE03 LYONS 1","HCA-111336","2008-01-01",11,400,"AL","XLPE/NYL/PVC","3",412.46000000000004]
["11LE03 LYONS 1","HCA-107663","2008-01-01",11,240,"AL","XLPE/NYL/PVC",null,1.53]
["11LE03 LYONS 1","HCA-107664","2008-01-01",11,240,"AL","XLPE/NYL/PVC",null,1.53]
["11LE03 LYONS 1","HCA-107665","2008-01-01",11,240,"AL","XLPE/NYL/PVC","1",252.65]
["11LE03 LYONS 1","HCA-107666","2008-01-01",11,240,"AL","XLPE/NYL/PVC","1",590.53]
["11LE03 LYONS 1","HCA-107667","2008-01-01",11,400,"AL","XLPE/NYL/PVC","1",291.48]
["11LE03 LYONS 1","HCA-107668","2008-01-01",11,240,"AL","XLPE/NYL/PVC","1",0.76]
["11LE03 LYONS 1","HCA-115846","2008-01-01",11,400,"AL","XLPE/NYL/PVC","3",0.26]
["11LE03 LYONS 1","HCA-107669","2008-01-01",11,240,"AL","XLPE/NYL/PVC","1",1.02]
["11LE03 LYONS 1","HCA-107670","2008-01-01",11,240,"AL","XLPE/NYL/PVC","1",1.02]
["11LE03 LYONS 1","HCA-107684","2008-01-01",11,240,"AL","XLPE/NYL/PVC","3",0.76]
["11LE03 LYONS 1","HCA-107683","2008-01-01",11,240,"AL","XLPE/NYL/PVC","3",1.02]
["11LE03 LYONS 1","HCA-107671","2008-01-01",11,240,"AL","XLPE/NYL/PVC","1",2.04]
["11LE03 LYONS 1","HCA-107672","2008-01-01",11,240,"AL","XLPE/NYL/PVC","1",1.02]
["11LE03 LYONS 1","HCA-111329","2008-01-01",11,400,"CU","PILC",null,196.77]
["11LE03 LYONS 1","HCA-111327","2008-01-01",11,400,"CU","PILC",null,1.53]
["11LE03 LYONS 1","HCA-111326","2008-01-01",11,400,"CU","PILC",null,3.06]
["11LE03 LYONS 1","HCA-111325","2008-01-01",11,400,"CU","PILC",null,1.53]
["11LE03 LYONS 1","HCA-111324","2008-01-01",11,400,"CU","PILC",null,3.06]
["11LE03 LYONS 1","HCA-111323","2008-01-01",11,400,"CU","PILC",null,1.53]
["11LE03 LYONS 1","HCA-107686","2008-01-01",11,240,"AL","XLPE/NYL/PVC",null,2.04]
["11LE03 LYONS 1","HCA-107673","2008-01-01",11,240,"AL","XLPE/NYL/PVC","1",430.41]
["11LE03 LYONS 1","HCA-107674","2008-01-01",11,240,"AL","XLPE/NYL/PVC","3",1.02]
["11LE03 LYONS 1","HCA-107675","2008-01-01",11,240,"AL","XLPE/NYL/PVC","3",1.02]
["11LE03 LYONS 1","HCA-107676","2008-01-01",11,240,"AL","XLPE/NYL/PVC","3",2.04]
["11LE03 LYONS 1","HCA-107677","2008-01-01",11,240,"AL","XLPE/NYL/PVC","3",1.02]
["11LE03 LYONS 1","HCA-107678","2008-01-01",11,240,"AL","XLPE/NYL/PVC","3",0.76]
["11LE03 LYONS 1","HCA-107679","2008-01-01",11,240,"AL","XLPE/NYL/PVC","1",480.04]
["11LE03 LYONS 1","HCA-107680","2008-01-01",11,240,"AL","XLPE/NYL/PVC","3",1.02]
["11LE03 LYONS 1","HCA-107681","2008-01-01",11,240,"AL","XLPE/NYL/PVC","3",2.04]
["11LE03 LYONS 1","HCA-107682","2008-01-01",11,240,"AL","XLPE/NYL/PVC","3",1.02]
["11LE17 LYONS 2","HCA-104538","2008-01-01",11,500,"AL","XLPE/NYL/PVC",null,2.04]
["11LE17 LYONS 2","HCA-104537","2008-01-01",11,500,"AL","XLPE/NYL/PVC",null,2.04]
["11LE17 LYONS 2","HCA-111334","2008-01-01",11,400,"AL","XLPE/NYL/PVC","3",425]
["11LE17 LYONS 2","HCA-111333","2008-01-01",11,400,"AL","XLPE/NYL/PVC","3",366.13483580000002]
["11LE17 LYONS 2","HCA-111107","2008-01-01",11,400,"AL","XLPE/NYL/PVC","3",56.08]
["11LE17 LYONS 2","HCA-111108","2008-01-01",11,400,"AL","XLPE/NYL/PVC","3",197.46600506999999]
["11LE17 LYONS 2","HCA-109233","2008-01-01",11,400,"AL","XLPE/NYL/PVC","3",260.88]
["11LE17 LYONS 2","HCA-109232","2008-01-01",11,400,"AL","XLPE/NYL/PVC","3",230.68]
["11LE17 LYONS 2","HCA-109231","2008-01-01",11,400,"AL","XLPE/NYL/PVC","3",426.29]
["11LE17 LYONS 2","HCA-109230","2008-01-01",11,400,"AL","XLPE/NYL/PVC","3",323.08]
["11LE17 LYONS 2","HCA-100018","2008-01-01",11,400,"AL","XLPE/NYL/PVC","3",374]
["11LE17 LYONS 2","HCA-100020","2008-01-01",11,400,"AL","XLPE/NYL/PVC","3",379.56]
["11LE17 LYONS 2","HCA-100019","2008-01-01",11,400,"AL","XLPE/NYL/PVC","3",414.1]
["11LE17 LYONS 2","HCA-114354","2008-01-01",11,500,"AL","XLPE/NYL/PVC","3",3.06]
["11LE17 LYONS 2","HCA-104554","2008-01-01",11,500,"AL","XLPE/NYL/PVC","3",37.369999999999997]
["11LE17 LYONS 2","HCA-104539","2008-01-01",11,500,"AL","XLPE/NYL/PVC",null,2.04]
["11LE17 LYONS 2","HCA-115633","2008-01-01",11,400,"AL","XLPE/NYL/PVC","3",198.18]
["11BE06 KARAMA 1","HCA-105641","2009-01-01",11,240,"AL","XLPE/NYL/PVC",null,12.56]
["11CA07 JINGILI","HCA-104553","2009-01-01",11,400,"AL","XLPE/NYL/PVC",null,340.90795132]
["11CA07 JINGILI","HCA-104482","2009-01-01",11,95,"AL","XLPE/NYL/PVC","1",58.911693409999998]
["11CA08 NTHLAKES","HCA-114598","2009-01-01",11,400,"AL","XLPE/NYL/PVC",null,206.62]
["11CA08 NTHLAKES","HCA-104552","2009-01-01",11,400,"AL","XLPE/NYL/PVC",null,200.97]
["11CA10 MILLNER","HCA-104490","2009-01-01",11,400,"AL","XLPE/NYL/PVC",null,176.58]
["11CA10 MILLNER","HCA-104491","2009-01-01",11,400,"AL","XLPE/NYL/PVC",null,140.69]
["11CA12 MARRARA","HCA-108816","2009-01-01",11,400,"AL","XLPE/NYL/PVC",null,213.22266363]
["11CA12 MARRARA","HCA-104484","2009-01-01",11,400,"AL","XLPE/NYL/PVC",null,189.8503618]
["11CA25 BRINKIN","HCA-109263","2009-01-01",11,400,"AL","PILC","3",3.06]
["11CA25 BRINKIN","HCA-109264","2009-01-01",11,400,"AL","PILC","3",1.53]
["11CA25 BRINKIN","HCA-109265","2009-01-01",11,400,"AL","PILC","3",3.06]
["11CA25 BRINKIN","HCA-109266","2009-01-01",11,400,"AL","PILC","3",1.58]
["11CA25 BRINKIN","HCA-109267","2009-01-01",11,400,"AL","PILC","3",0.76]
["11CA25 BRINKIN","HCA-109285","2009-01-01",11,400,"AL","XLPE/NYL/PVC","1",5.0600000000000005]
["11CA25 BRINKIN","HCA-109234","2009-01-01",11,240,"AL","XLPE/NYL/PVC","1",145.39000000000001]
["11LE03 LYONS 1","HCA-107703","2009-01-01",11,400,"AL","XLPE/NYL/PVC","3",856.84]
["11LE03 LYONS 1","HCA-107697","2009-01-01",11,400,"AL","XLPE/NYL/PVC","3",1.53]
["11LE03 LYONS 1","HCA-107696","2009-01-01",11,400,"AL","XLPE/NYL/PVC","3",3.06]
["11LE03 LYONS 1","HCA-107695","2009-01-01",11,400,"AL","XLPE/NYL/PVC","3",1.53]
["11LE03 LYONS 1","HCA-107694","2009-01-01",11,400,"AL","XLPE/NYL/PVC","3",3.06]
["11LE03 LYONS 1","HCA-107704","2009-01-01",11,240,"AL","XLPE/NYL/PVC","3",319.14]
["11LE03 LYONS 1","HCA-107689","2009-01-01",11,240,"AL","XLPE/NYL/PVC","3",1.02]
["11LE03 LYONS 1","HCA-107688","2009-01-01",11,240,"AL","XLPE/NYL/PVC","3",1.02]
["11LE03 LYONS 1","HCA-107690","2009-01-01",11,240,"AL","XLPE/NYL/PVC","3",2.04]
["11LE03 LYONS 1","HCA-107693","2009-01-01",11,400,"AL","XLPE/NYL/PVC","3",1.53]
["11LE03 LYONS 1","HCA-107692","2009-01-01",11,240,"AL","XLPE/NYL/PVC","3",0.76]
["11LE03 LYONS 1","HCA-107691","2009-01-01",11,240,"AL","XLPE/NYL/PVC","3",1.02]
["11CA00 NIGHTCLIFF 1","HCA-108632","2010-01-01",11,400,"AL","XLPE/NYL/PVC","1",100.36]
["11CA07 JINGILI","HCA-108610","2010-01-01",11,400,"AL","XLPE/NYL/PVC","1",2.6913096100000002]
["11CA07 JINGILI","HCA-108608","2010-01-01",11,400,"AL","XLPE/NYL/PVC","1",1.5292634199999999]
["11CA07 JINGILI","HCA-108607","2010-01-01",11,400,"AL","XLPE/NYL/PVC","1",3.0585270499999999]
["11CA07 JINGILI","HCA-108606","2010-01-01",11,400,"AL","XLPE/NYL/PVC","1",4.7501767399999997]
["11CA07 JINGILI","HCA-108605","2010-01-01",11,400,"AL","XLPE/NYL/PVC","1",1.5295736500000001]
["11CA08 NTHLAKES","HCA-101821","2010-01-01",11,400,"AL","XLPE/NYL/PVC","1",5.92]
["11CA08 NTHLAKES","HCA-101822","2010-01-01",11,400,"AL","XLPE/NYL/PVC","1",3.06]
["11CA08 NTHLAKES","HCA-101823","2010-01-01",11,400,"AL","XLPE/NYL/PVC","1",1.53]
["11CA08 NTHLAKES","HCA-101824","2010-01-01",11,400,"AL","XLPE/NYL/PVC","1",3.06]
["11CA08 NTHLAKES","HCA-101825","2010-01-01",11,400,"AL","XLPE/NYL/PVC","1",1.53]
["11CA10 MILLNER","HCA-108732","2010-01-01",11,240,"AL","XLPE/NYL/PVC","1",272.16000000000003]
["11CA10 MILLNER","HCA-108733","2010-01-01",11,240,"AL","XLPE/NYL/PVC","1",1.53]
["11CA10 MILLNER","HCA-108734","2010-01-01",11,240,"AL","XLPE/NYL/PVC","1",3.06]
["11CA10 MILLNER","HCA-108735","2010-01-01",11,240,"AL","XLPE/NYL/PVC","1",1.53]
["11CA10 MILLNER","HCA-108736","2010-01-01",11,240,"AL","XLPE/NYL/PVC","1",3.06]
["11CA10 MILLNER","HCA-108737","2010-01-01",11,240,"AL","XLPE/NYL/PVC","1",0.76]
["11CA10 MILLNER","HCA-108738","2010-01-01",11,240,"AL","XLPE/NYL/PVC","1",1.02]
["11CA10 MILLNER","HCA-108739","2010-01-01",11,240,"AL","XLPE/NYL/PVC","1",2.04]
["11CA10 MILLNER","HCA-108740","2010-01-01",11,240,"AL","XLPE/NYL/PVC","1",2.04]
["11CA10 MILLNER","HCA-108741","2010-01-01",11,240,"AL","XLPE/NYL/PVC","1",1.02]
["11CA10 MILLNER","HCA-108742","2010-01-01",11,240,"AL","XLPE/NYL/PVC","1",1.02]
["11CA10 MILLNER","HCA-108743","2010-01-01",11,240,"AL","XLPE/NYL/PVC","1",1.02]
["11CA10 MILLNER","HCA-108744","2010-01-01",11,240,"AL","XLPE/NYL/PVC","1",443.72]
["11CA10 MILLNER","HCA-108745","2010-01-01",11,240,"AL","XLPE/NYL/PVC","1",6.57]
["11CA10 MILLNER","HCA-108746","2010-01-01",11,400,"AL","XLPE/NYL/PVC","1",262.20999999999998]
["11CA10 MILLNER","HCA-108747","2010-01-01",11,240,"AL","XLPE/NYL/PVC","1",488.49]
["11CA10 MILLNER","HCA-108748","2010-01-01",11,240,"AL","XLPE/NYL/PVC","1",294.14]
["11CA10 MILLNER","HCA-108749","2010-01-01",11,240,"AL","XLPE/NYL/PVC",null,124.96000000000001]
["11CA10 MILLNER","HCA-108750","2010-01-01",11,400,"AL","XLPE/NYL/PVC","1",3.06]
["11CA10 MILLNER","HCA-108751","2010-01-01",11,400,"AL","XLPE/NYL/PVC","1",1.53]
["11CA10 MILLNER","HCA-108753","2010-01-01",11,240,"AL","XLPE/NYL/PVC","1",146.55000000000001]
["11CA10 MILLNER","HCA-108754","2010-01-01",11,240,"AL","XLPE/NYL/PVC",null,1.02]
["11CA10 MILLNER","HCA-108755","2010-01-01",11,240,"AL","XLPE/NYL/PVC",null,1.01]
["11CA10 MILLNER","HCA-108756","2010-01-01",11,240,"AL","XLPE/NYL/PVC",null,0.76]
["11CA10 MILLNER","HCA-108757","2010-01-01",11,240,"AL","XLPE/NYL/PVC",null,2.04]
["11CA10 MILLNER","HCA-108758","2010-01-01",11,240,"AL","XLPE/NYL/PVC",null,1.02]
["11CA10 MILLNER","HCA-108759","2010-01-01",11,240,"AL","XLPE/NYL/PVC",null,1.02]
["11CA10 MILLNER","HCA-108760","2010-01-01",11,240,"AL","XLPE/NYL/PVC",null,2.04]
["11CA10 MILLNER","HCA-108761","2010-01-01",11,240,"AL","XLPE/NYL/PVC",null,1.02]
["11CA10 MILLNER","HCA-108762","2010-01-01",11,240,"AL","XLPE/NYL/PVC",null,1.02]
["11CA10 MILLNER","HCA-108763","2010-01-01",11,240,"AL","XLPE/NYL/PVC",null,0.76]
["11CA10 MILLNER","HCA-108764","2010-01-01",11,240,"AL","XLPE/NYL/PVC",null,1.02]
["11CA10 MILLNER","HCA-108765","2010-01-01",11,240,"AL","XLPE/NYL/PVC",null,2.04]
["11CA10 MILLNER","HCA-108766","2010-01-01",11,240,"AL","XLPE/NYL/PVC",null,1.02]
["11CA10 MILLNER","HCA-108767","2010-01-01",11,240,"AL","XLPE/NYL/PVC",null,1.02]
["11CA10 MILLNER","HCA-108768","2010-01-01",11,240,"AL","XLPE/NYL/PVC",null,0.76]
["11CA10 MILLNER","HCA-108769","2010-01-01",11,240,"AL","XLPE/NYL/PVC","1",320.68]
["11CA10 MILLNER","HCA-108770","2010-01-01",11,240,"AL","XLPE/NYL/PVC","1",445.04]
["11CA10 MILLNER","HCA-108772","2010-01-01",11,240,"AL","XLPE/NYL/PVC","1",363.42]
["11CA10 MILLNER","HCA-108590","2010-01-01",11,240,"AL","XLPE/NYL/PVC","1",2.0300000000000002]
["11CA10 MILLNER","HCA-108591","2010-01-01",11,240,"AL","XLPE/NYL/PVC","1",1.02]
["11CA10 MILLNER","HCA-108592","2010-01-01",11,240,"AL","XLPE/NYL/PVC","1",2.04]
["11CA10 MILLNER","HCA-108593","2010-01-01",11,240,"AL","XLPE/NYL/PVC","1",1.02]
["11CA10 MILLNER","HCA-108773","2010-01-01",11,240,"AL","XLPE/NYL/PVC","1",309.36]
["11CA10 MILLNER","HCA-108774","2010-01-01",11,240,"AL","XLPE/NYL/PVC","1",276.2]
["11CA10 MILLNER","HCA-108775","2010-01-01",11,240,"AL","XLPE/NYL/PVC","1",362.07]
["11CA10 MILLNER","HCA-108776","2010-01-01",11,240,"AL","XLPE/NYL/PVC","1",1.02]
["11CA10 MILLNER","HCA-108777","2010-01-01",11,240,"AL","XLPE/NYL/PVC","1",2.04]
["11CA10 MILLNER","HCA-108778","2010-01-01",11,240,"AL","XLPE/NYL/PVC","1",1.02]
["11CA10 MILLNER","HCA-108779","2010-01-01",11,240,"AL","XLPE/NYL/PVC","1",1.02]
["11CA10 MILLNER","HCA-108780","2010-01-01",11,240,"AL","XLPE/NYL/PVC","1",0.76]
["11CA10 MILLNER","HCA-108613","2010-01-01",11,400,"AL","XLPE/NYL/PVC","1",2.04]
["11CA10 MILLNER","HCA-108615","2010-01-01",11,400,"AL","XLPE/NYL/PVC","1",1.02]
["11CA10 MILLNER","HCA-108616","2010-01-01",11,400,"AL","XLPE/NYL/PVC","1",0.76]
["11CA10 MILLNER","HCA-108634","2010-01-01",11,240,"AL","XLPE/NYL/PVC","1",3.06]
["11CA10 MILLNER","HCA-108635","2010-01-01",11,240,"AL","XLPE/NYL/PVC","1",1.53]
["11CA10 MILLNER","HCA-108636","2010-01-01",11,240,"AL","XLPE/NYL/PVC","1",3.06]
["11CA10 MILLNER","HCA-108637","2010-01-01",11,240,"AL","XLPE/NYL/PVC","1",1.02]
["11CA10 MILLNER","HCA-108638","2010-01-01",11,240,"AL","XLPE/NYL/PVC","1",2.04]
["11CA10 MILLNER","HCA-108639","2010-01-01",11,240,"AL","XLPE/NYL/PVC","1",1.02]
["11CA10 MILLNER","HCA-108640","2010-01-01",11,240,"AL","XLPE/NYL/PVC","1",1.02]
["11CA10 MILLNER","HCA-108641","2010-01-01",11,240,"AL","XLPE/NYL/PVC","1",0.76]
["11CA10 MILLNER","HCA-108642","2010-01-01",11,240,"AL","XLPE/NYL/PVC","1",385.73]
["11CA10 MILLNER","HCA-108643","2010-01-01",11,240,"AL","XLPE/NYL/PVC","1",1.02]
["11CA10 MILLNER","HCA-108644","2010-01-01",11,240,"AL","XLPE/NYL/PVC","1",2.04]
["11CA10 MILLNER","HCA-108645","2010-01-01",11,240,"AL","XLPE/NYL/PVC","1",1.02]
["11CA10 MILLNER","HCA-108646","2010-01-01",11,240,"AL","XLPE/NYL/PVC","1",1.02]
["11CA10 MILLNER","HCA-108647","2010-01-01",11,240,"AL","XLPE/NYL/PVC","1",0.76]
["11CA10 MILLNER","HCA-108648","2010-01-01",11,240,"AL","XLPE/NYL/PVC","1",496.39]
["11CA10 MILLNER","HCA-108649","2010-01-01",11,240,"AL","XLPE/NYL/PVC","1",1.02]
["11CA10 MILLNER","HCA-108650","2010-01-01",11,240,"AL","XLPE/NYL/PVC","1",1.02]
["11CA10 MILLNER","HCA-108651","2010-01-01",11,240,"AL","XLPE/NYL/PVC","1",0.76]
["11CA10 MILLNER","HCA-108652","2010-01-01",11,240,"AL","XLPE/NYL/PVC","1",2.04]
["11CA10 MILLNER","HCA-108653","2010-01-01",11,240,"AL","XLPE/NYL/PVC","1",1.02]
["11CA10 MILLNER","HCA-108654","2010-01-01",11,240,"AL","XLPE/NYL/PVC","1",1.02]
["11CA10 MILLNER","HCA-108655","2010-01-01",11,240,"AL","XLPE/NYL/PVC","1",1.02]
["11CA10 MILLNER","HCA-108656","2010-01-01",11,240,"AL","XLPE/NYL/PVC","1",2.04]
["11CA10 MILLNER","HCA-108657","2010-01-01",11,240,"AL","XLPE/NYL/PVC","1",1.02]
["11CA10 MILLNER","HCA-108658","2010-01-01",11,240,"AL","XLPE/NYL/PVC","1",122.46000000000001]
["11CA10 MILLNER","HCA-108659","2010-01-01",11,240,"AL","XLPE/NYL/PVC",null,1.53]
["11CA10 MILLNER","HCA-108660","2010-01-01",11,240,"AL","XLPE/NYL/PVC",null,3.06]
["11CA10 MILLNER","HCA-108661","2010-01-01",11,240,"AL","XLPE/NYL/PVC",null,14.55]
["11CA10 MILLNER","HCA-108662","2010-01-01",11,240,"AL","XLPE/NYL/PVC",null,1.53]
["11CA10 MILLNER","HCA-108663","2010-01-01",11,240,"AL","XLPE/NYL/PVC",null,3.06]
["11CA10 MILLNER","HCA-108664","2010-01-01",11,240,"AL","XLPE/NYL/PVC",null,1.53]
["11CA10 MILLNER","HCA-108665","2010-01-01",11,240,"AL","XLPE/NYL/PVC",null,3.06]
["11CA10 MILLNER","HCA-108666","2010-01-01",11,240,"AL","XLPE/NYL/PVC",null,1.53]
["11CA10 MILLNER","HCA-108667","2010-01-01",11,240,"AL","XLPE/NYL/PVC",null,3.06]
["11CA10 MILLNER","HCA-108668","2010-01-01",11,240,"AL","XLPE/NYL/PVC",null,1.53]
["11CA10 MILLNER","HCA-108669","2010-01-01",11,240,"AL","XLPE/NYL/PVC",null,3.06]
["11CA10 MILLNER","HCA-108670","2010-01-01",11,240,"AL","XLPE/NYL/PVC",null,1.53]
["11CA10 MILLNER","HCA-108671","2010-01-01",11,240,"AL","XLPE/NYL/PVC",null,3.06]
["11CA10 MILLNER","HCA-108672","2010-01-01",11,240,"AL","XLPE/NYL/PVC",null,1.53]
["11CA10 MILLNER","HCA-108673","2010-01-01",11,240,"AL","XLPE/NYL/PVC",null,37.46]
["11CA10 MILLNER","HCA-108674","2010-01-01",11,240,"AL","XLPE/NYL/PVC",null,1.02]
["11CA10 MILLNER","HCA-108675","2010-01-01",11,240,"AL","XLPE/NYL/PVC",null,1.02]
["11CA10 MILLNER","HCA-108676","2010-01-01",11,240,"AL","XLPE/NYL/PVC",null,0.76]
["11CA10 MILLNER","HCA-108677","2010-01-01",11,240,"AL","XLPE/NYL/PVC",null,1.68]
["11CA10 MILLNER","HCA-108678","2010-01-01",11,240,"AL","XLPE/NYL/PVC",null,1.68]
["11CA10 MILLNER","HCA-108679","2010-01-01",11,240,"AL","XLPE/NYL/PVC",null,3.06]
["11CA10 MILLNER","HCA-108680","2010-01-01",11,240,"AL","XLPE/NYL/PVC",null,6.12]
["11CA10 MILLNER","HCA-108681","2010-01-01",11,240,"AL","XLPE/NYL/PVC","1",0.9]
["11CA10 MILLNER","HCA-108682","2010-01-01",11,240,"AL","XLPE/NYL/PVC","1",1.53]
["11CA10 MILLNER","HCA-108683","2010-01-01",11,240,"AL","XLPE/NYL/PVC","1",1.85]
["11CA10 MILLNER","HCA-108684","2010-01-01",11,240,"AL","XLPE/NYL/PVC",null,172.24]
["11CA10 MILLNER","HCA-108685","2010-01-01",11,240,"AL","XLPE/NYL/PVC",null,129.15]
["11CA10 MILLNER","HCA-108686","2010-01-01",11,240,"AL","XLPE/NYL/PVC","1",252.64000000000001]
["11CA10 MILLNER","HCA-108687","2010-01-01",11,240,"AL","XLPE/NYL/PVC","1",1.02]
["11CA10 MILLNER","HCA-108688","2010-01-01",11,240,"AL","XLPE/NYL/PVC","1",2.04]
["11CA10 MILLNER","HCA-108689","2010-01-01",11,240,"AL","XLPE/NYL/PVC","1",3.06]
["11CA10 MILLNER","HCA-108690","2010-01-01",11,240,"AL","XLPE/NYL/PVC",null,438.90000000000003]
["11CA10 MILLNER","HCA-108691","2010-01-01",11,240,"AL","XLPE/NYL/PVC","1",1.02]
["11CA10 MILLNER","HCA-108692","2010-01-01",11,240,"AL","XLPE/NYL/PVC","1",2.04]
["11CA10 MILLNER","HCA-108693","2010-01-01",11,240,"AL","XLPE/NYL/PVC","1",1.02]
["11CA10 MILLNER","HCA-108694","2010-01-01",11,240,"AL","XLPE/NYL/PVC","1",2.04]
["11CA10 MILLNER","HCA-108695","2010-01-01",11,240,"AL","XLPE/NYL/PVC","1",1.02]
["11CA10 MILLNER","HCA-108696","2010-01-01",11,240,"AL","XLPE/NYL/PVC","1",1.02]
["11CA10 MILLNER","HCA-108697","2010-01-01",11,240,"AL","XLPE/NYL/PVC","1",0.77]
["11CA10 MILLNER","HCA-108698","2010-01-01",11,240,"AL","XLPE/NYL/PVC","1",129.83000000000001]
["11CA10 MILLNER","HCA-108703","2010-01-01",11,240,"AL","XLPE/NYL/PVC","1",1.53]
["11CA10 MILLNER","HCA-108704","2010-01-01",11,240,"AL","XLPE/NYL/PVC","1",3.06]
["11CA10 MILLNER","HCA-108705","2010-01-01",11,240,"AL","XLPE/NYL/PVC","1",1.53]
["11CA10 MILLNER","HCA-108706","2010-01-01",11,240,"AL","XLPE/NYL/PVC","1",3.06]
["11CA10 MILLNER","HCA-108707","2010-01-01",11,240,"AL","XLPE/NYL/PVC","1",1.53]
["11CA10 MILLNER","HCA-108708","2010-01-01",11,240,"AL","XLPE/NYL/PVC","1",3.06]
["11CA10 MILLNER","HCA-108709","2010-01-01",11,240,"AL","XLPE/NYL/PVC","1",292.72000000000003]
["11CA10 MILLNER","HCA-108710","2010-01-01",11,400,"AL","XLPE/NYL/PVC","1",268.39999999999998]
["11CA10 MILLNER","HCA-108711","2010-01-01",11,240,"AL","XLPE/NYL/PVC","1",481.45]
["11CA10 MILLNER","HCA-108712","2010-01-01",11,240,"AL","XLPE/NYL/PVC","1",1.02]
["11CA10 MILLNER","HCA-108713","2010-01-01",11,240,"AL","XLPE/NYL/PVC","1",1.02]
["11CA10 MILLNER","HCA-108714","2010-01-01",11,240,"AL","XLPE/NYL/PVC","1",0.76]
["11CA10 MILLNER","HCA-108715","2010-01-01",11,240,"AL","XLPE/NYL/PVC","1",2.04]
["11CA10 MILLNER","HCA-108716","2010-01-01",11,240,"AL","XLPE/NYL/PVC","1",1.02]
["11CA10 MILLNER","HCA-108717","2010-01-01",11,240,"AL","XLPE/NYL/PVC","1",2.04]
["11CA10 MILLNER","HCA-108718","2010-01-01",11,400,"AL","XLPE/NYL/PVC","1",2.04]
["11CA10 MILLNER","HCA-112754","2010-01-01",11,240,"AL","XLPE/NYL/PVC","1",1.83]
["11CA10 MILLNER","HCA-112755","2010-01-01",11,400,"AL","XLPE/NYL/PVC","1",427.45]
["11CA10 MILLNER","HCA-112759","2010-01-01",11,240,"AL","XLPE/NYL/PVC",null,65.64]
["11CA10 MILLNER","HCA-112760","2010-01-01",11,240,"AL","XLPE/NYL/PVC",null,131.99]
["11CA10 MILLNER","HCA-112761","2010-01-01",11,400,"AL","XLPE/NYL/PVC","1",3.08]
["11CA10 MILLNER","HCA-112762","2010-01-01",11,400,"AL","XLPE/NYL/PVC","1",3.04]
["11CA10 MILLNER","HCA-112763","2010-01-01",11,400,"AL","XLPE/NYL/PVC","1",1.54]
["11CA10 MILLNER","HCA-112773","2010-01-01",11,240,"AL","XLPE/NYL/PVC","1",0.76]
["11CA10 MILLNER","HCA-112774","2010-01-01",11,240,"AL","XLPE/NYL/PVC","1",6.22]
["11CA10 MILLNER","HCA-112775","2010-01-01",11,240,"AL","XLPE/NYL/PVC",null,89.210000000000008]
["11CA10 MILLNER","HCA-112776","2010-01-01",11,240,"AL","XLPE/NYL/PVC",null,145.71]
["11CA10 MILLNER","HCA-113380","2010-01-01",11,240,"AL","XLPE/NYL/PVC","1",155.47999999999999]
["11CA10 MILLNER","HCA-116652","2010-01-01",11,400,"AL","XLPE/NYL/PVC","1",1]
["11CA10 MILLNER","HCA-116653","2010-01-01",11,400,"AL","XLPE/NYL/PVC","1",1]
["11CA10 MILLNER","HCA-116654","2010-01-01",11,400,"AL","XLPE/NYL/PVC","1",15.69]
["11CA10 MILLNER","HCA-104529","2010-01-01",11,240,"AL","XLPE/NYL/PVC","3",152.21]
["11CA10 MILLNER","HCA-104530","2010-01-01",11,240,"AL","XLPE/NYL/PVC","3",0.76]
["11CA10 MILLNER","HCA-104531","2010-01-01",11,240,"AL","XLPE/NYL/PVC","3",1.02]
["11CA10 MILLNER","HCA-104532","2010-01-01",11,240,"AL","XLPE/NYL/PVC","3",1.02]
["11CA10 MILLNER","HCA-108771","2010-01-01",11,240,"AL","XLPE/NYL/PVC","1",178.15]
["11CA10 MILLNER","HCA-108719","2010-01-01",11,400,"AL","XLPE/NYL/PVC","1",1.02]
["11CA10 MILLNER","HCA-108720","2010-01-01",11,400,"AL","XLPE/NYL/PVC","1",1.02]
["11CA10 MILLNER","HCA-108721","2010-01-01",11,400,"AL","XLPE/NYL/PVC","1",0.76]
["11CA10 MILLNER","HCA-108722","2010-01-01",11,400,"AL","XLPE/NYL/PVC","1",1.02]
["11CA10 MILLNER","HCA-108723","2010-01-01",11,400,"AL","XLPE/NYL/PVC","1",286.8]
["11CA10 MILLNER","HCA-108724","2010-01-01",11,240,"AL","XLPE/NYL/PVC","1",175.92000000000002]
["11CA10 MILLNER","HCA-108725","2010-01-01",11,240,"AL","XLPE/NYL/PVC","1",1.02]
["11CA10 MILLNER","HCA-108726","2010-01-01",11,240,"AL","XLPE/NYL/PVC","1",2.04]
["11CA10 MILLNER","HCA-108727","2010-01-01",11,240,"AL","XLPE/NYL/PVC","1",1.02]
["11CA10 MILLNER","HCA-108728","2010-01-01",11,240,"AL","XLPE/NYL/PVC","1",2.04]
["11CA10 MILLNER","HCA-108729","2010-01-01",11,240,"AL","XLPE/NYL/PVC","1",1.02]
["11CA10 MILLNER","HCA-108730","2010-01-01",11,240,"AL","XLPE/NYL/PVC","1",1.02]
["11CA10 MILLNER","HCA-108731","2010-01-01",11,240,"AL","XLPE/NYL/PVC","1",0.76]
["11CA13 WANGURI","HCA-111341","2010-01-01",11,240,"AL","XLPE/NYL/PVC",null,52.660000000000004]
["11CA13 WANGURI","HCA-111342","2010-01-01",11,240,"AL","XLPE/NYL/PVC",null,2.04]
["11CA13 WANGURI","HCA-111343","2010-01-01",11,240,"AL","XLPE/NYL/PVC",null,1.02]
["11CA13 WANGURI","HCA-111344","2010-01-01",11,240,"AL","XLPE/NYL/PVC",null,1.02]
["11CA13 WANGURI","HCA-111345","2010-01-01",11,240,"AL","XLPE/NYL/PVC",null,1.02]
["11CA13 WANGURI","HCA-111346","2010-01-01",11,240,"AL","XLPE/NYL/PVC",null,0.76]
["11CA13 WANGURI","HCA-111347","2010-01-01",11,240,"AL","XLPE/NYL/PVC",null,52.53]
["11CA16 NAKARA","HCA-108604","2010-01-01",11,400,"AL","XLPE/NYL/PVC","1",230.70560517999999]
["11CA21 NIGHTCLIFF 2","HCA-112650","2010-01-01",11,240,"AL","XLPE/NYL/PVC","1",1.02]
["11CA21 NIGHTCLIFF 2","HCA-112651","2010-01-01",11,240,"AL","XLPE/NYL/PVC","1",2.04]
["11CA21 NIGHTCLIFF 2","HCA-112652","2010-01-01",11,240,"AL","XLPE/NYL/PVC","1",1.02]
["11CA21 NIGHTCLIFF 2","HCA-112653","2010-01-01",11,240,"AL","XLPE/NYL/PVC","1",269.33]
["11CA21 NIGHTCLIFF 2","HCA-112655","2010-01-01",11,240,"AL","XLPE/NYL/PVC","1",0.76]
["11CA21 NIGHTCLIFF 2","HCA-112656","2010-01-01",11,240,"AL","XLPE/NYL/PVC","1",1.02]
["11CA21 NIGHTCLIFF 2","HCA-112657","2010-01-01",11,240,"AL","XLPE/NYL/PVC","1",1.02]
["11CA21 NIGHTCLIFF 2","HCA-112658","2010-01-01",11,240,"AL","XLPE/NYL/PVC","1",2.04]
["11CA21 NIGHTCLIFF 2","HCA-112659","2010-01-01",11,240,"AL","XLPE/NYL/PVC","1",1.02]
["11CA21 NIGHTCLIFF 2","HCA-112660","2010-01-01",11,240,"AL","XLPE/NYL/PVC","1",3.06]
["11CA21 NIGHTCLIFF 2","HCA-112661","2010-01-01",11,240,"AL","XLPE/NYL/PVC","1",444.8]
["11CA21 NIGHTCLIFF 2","HCA-112662","2010-01-01",11,240,"AL","XLPE/NYL/PVC","1",228.70000000000002]
["11CA21 NIGHTCLIFF 2","HCA-112663","2010-01-01",11,240,"AL","XLPE/NYL/PVC","1",318.27]
["11CA21 NIGHTCLIFF 2","HCA-112664","2010-01-01",11,240,"AL","XLPE/NYL/PVC","1",1.02]
["11CA21 NIGHTCLIFF 2","HCA-116091","2010-01-01",11,240,"AL","XLPE/NYL/PVC","1",154.29]
["11CA21 NIGHTCLIFF 2","HCA-116346","2010-01-01",11,240,"AL","XLPE/NYL/PVC","1",62.27]
["11CA21 NIGHTCLIFF 2","HCA-112672","2010-01-01",11,240,"AL","XLPE/NYL/PVC","1",207.21844403]
["11CA21 NIGHTCLIFF 2","HCA-112665","2010-01-01",11,240,"AL","XLPE/NYL/PVC","1",0.76]
["11CA21 NIGHTCLIFF 2","HCA-112666","2010-01-01",11,240,"AL","XLPE/NYL/PVC","1",1.02]
["11CA21 NIGHTCLIFF 2","HCA-112667","2010-01-01",11,240,"AL","XLPE/NYL/PVC","1",2.04]
["11CA21 NIGHTCLIFF 2","HCA-112668","2010-01-01",11,240,"AL","XLPE/NYL/PVC","1",1.02]
["11CA21 NIGHTCLIFF 2","HCA-112669","2010-01-01",11,240,"AL","XLPE/NYL/PVC","1",1.02]
["11CA21 NIGHTCLIFF 2","HCA-112670","2010-01-01",11,240,"AL","XLPE/NYL/PVC","1",0.76]
["11CA21 NIGHTCLIFF 2","HCA-112671","2010-01-01",11,240,"AL","XLPE/NYL/PVC","1",96.58]
["11CA21 NIGHTCLIFF 2","HCA-112673","2010-01-01",11,240,"AL","XLPE/NYL/PVC","1",229.69]
["11CA21 NIGHTCLIFF 2","HCA-112674","2010-01-01",11,240,"AL","XLPE/NYL/PVC","1",1.02]
["11CA21 NIGHTCLIFF 2","HCA-112675","2010-01-01",11,240,"AL","XLPE/NYL/PVC","1",2.04]
["11CA21 NIGHTCLIFF 2","HCA-112676","2010-01-01",11,240,"AL","XLPE/NYL/PVC","1",1.02]
["11CA21 NIGHTCLIFF 2","HCA-112677","2010-01-01",11,240,"AL","XLPE/NYL/PVC","1",2.04]
["11CA21 NIGHTCLIFF 2","HCA-112678","2010-01-01",11,240,"AL","XLPE/NYL/PVC","1",1.02]
["11CA21 NIGHTCLIFF 2","HCA-112679","2010-01-01",11,240,"AL","XLPE/NYL/PVC","1",1.02]
["11CA21 NIGHTCLIFF 2","HCA-112680","2010-01-01",11,240,"AL","XLPE/NYL/PVC","1",0.76]
["11CA21 NIGHTCLIFF 2","HCA-112681","2010-01-01",11,240,"AL","XLPE/NYL/PVC","1",115.37]
["11CA21 NIGHTCLIFF 2","HCA-112682","2010-01-01",11,240,"AL","XLPE/NYL/PVC","1",1.02]
["11CA21 NIGHTCLIFF 2","HCA-112683","2010-01-01",11,240,"AL","XLPE/NYL/PVC","1",2.04]
["11CA21 NIGHTCLIFF 2","HCA-112684","2010-01-01",11,240,"AL","XLPE/NYL/PVC","1",1.02]
["11CA21 NIGHTCLIFF 2","HCA-112685","2010-01-01",11,240,"AL","XLPE/NYL/PVC","1",1.02]
["11CA21 NIGHTCLIFF 2","HCA-112686","2010-01-01",11,240,"AL","XLPE/NYL/PVC","1",2.04]
["11CA21 NIGHTCLIFF 2","HCA-112687","2010-01-01",11,240,"AL","XLPE/NYL/PVC","1",1.02]
["11CA21 NIGHTCLIFF 2","HCA-112688","2010-01-01",11,240,"AL","XLPE/NYL/PVC","1",0.76]
["11CA21 NIGHTCLIFF 2","HCA-112689","2010-01-01",11,240,"AL","XLPE/NYL/PVC","1",1.02]
["11CA21 NIGHTCLIFF 2","HCA-112690","2010-01-01",11,240,"AL","XLPE/NYL/PVC","1",1.02]
["11CA21 NIGHTCLIFF 2","HCA-112691","2010-01-01",11,240,"AL","XLPE/NYL/PVC","1",1.02]
["11CA21 NIGHTCLIFF 2","HCA-112692","2010-01-01",11,240,"AL","XLPE/NYL/PVC","1",2.04]
["11CA21 NIGHTCLIFF 2","HCA-112693","2010-01-01",11,240,"AL","XLPE/NYL/PVC","1",1.02]
["11CA21 NIGHTCLIFF 2","HCA-112694","2010-01-01",11,240,"AL","XLPE/NYL/PVC","1",2.04]
["11CA21 NIGHTCLIFF 2","HCA-112695","2010-01-01",11,240,"AL","XLPE/NYL/PVC","1",1.02]
["11CA21 NIGHTCLIFF 2","HCA-112696","2010-01-01",11,240,"AL","XLPE/NYL/PVC","1",0.77]
["11CA21 NIGHTCLIFF 2","HCA-112697","2010-01-01",11,240,"AL","XLPE/NYL/PVC","1",149.70000000000002]
["11CA21 NIGHTCLIFF 2","HCA-112698","2010-01-01",11,240,"AL","XLPE/NYL/PVC","1",41.6]
["11CA21 NIGHTCLIFF 2","HCA-112699","2010-01-01",11,240,"AL","XLPE/NYL/PVC","1",91.36]
["11CA21 NIGHTCLIFF 2","HCA-112700","2010-01-01",11,240,"AL","XLPE/NYL/PVC","1",1.02]
["11CA21 NIGHTCLIFF 2","HCA-112701","2010-01-01",11,240,"AL","XLPE/NYL/PVC","1",2.04]
["11CA21 NIGHTCLIFF 2","HCA-112702","2010-01-01",11,240,"AL","XLPE/NYL/PVC","1",1.02]
["11CA21 NIGHTCLIFF 2","HCA-112703","2010-01-01",11,240,"AL","XLPE/NYL/PVC","1",1.02]
["11CA21 NIGHTCLIFF 2","HCA-112704","2010-01-01",11,240,"AL","XLPE/NYL/PVC","1",0.77]
["11CA21 NIGHTCLIFF 2","HCA-112705","2010-01-01",11,240,"AL","XLPE/NYL/PVC","1",309.57]
["11CA21 NIGHTCLIFF 2","HCA-112706","2010-01-01",11,240,"AL","XLPE/NYL/PVC","1",32.07]
["11CA21 NIGHTCLIFF 2","HCA-112707","2010-01-01",11,240,"AL","XLPE/NYL/PVC","1",444.5]
["11CA21 NIGHTCLIFF 2","HCA-112708","2010-01-01",11,240,"AL","XLPE/NYL/PVC","1",326.84000000000003]
["11CA21 NIGHTCLIFF 2","HCA-112709","2010-01-01",11,240,"AL","XLPE/NYL/PVC","1",135.12]
["11CA21 NIGHTCLIFF 2","HCA-112758","2010-01-01",11,240,"AL","XLPE/NYL/PVC","1",0.76]
["11CA21 NIGHTCLIFF 2","HCA-112794","2010-01-01",11,240,"AL","XLPE/NYL/PVC","1",133.8345041]
["11CA21 NIGHTCLIFF 2","HCA-112558","2010-01-01",11,240,"AL","XLPE/NYL/PVC","1",2.04]
["11CA21 NIGHTCLIFF 2","HCA-112559","2010-01-01",11,240,"AL","XLPE/NYL/PVC","1",1.02]
["11CA21 NIGHTCLIFF 2","HCA-112654","2010-01-01",11,240,"AL","XLPE/NYL/PVC","1",397.34000000000003]
["11CA21 NIGHTCLIFF 2","HCA-112565","2010-01-01",11,240,"AL","XLPE/NYL/PVC","1",185.13]
["11CA21 NIGHTCLIFF 2","HCA-112566","2010-01-01",11,240,"AL","XLPE/NYL/PVC","1",109.67]
["11CA21 NIGHTCLIFF 2","HCA-112567","2010-01-01",11,240,"AL","XLPE/NYL/PVC","1",1.02]
["11CA21 NIGHTCLIFF 2","HCA-112568","2010-01-01",11,240,"AL","XLPE/NYL/PVC","1",2.04]
["11CA21 NIGHTCLIFF 2","HCA-112569","2010-01-01",11,240,"AL","XLPE/NYL/PVC","1",1.02]
["11CA21 NIGHTCLIFF 2","HCA-112570","2010-01-01",11,240,"AL","XLPE/NYL/PVC","1",1.02]
["11CA21 NIGHTCLIFF 2","HCA-112571","2010-01-01",11,240,"AL","XLPE/NYL/PVC","1",0.77]
["11CA21 NIGHTCLIFF 2","HCA-112572","2010-01-01",11,240,"AL","XLPE/NYL/PVC","1",373.57]
["11CA21 NIGHTCLIFF 2","HCA-112783","2010-01-01",11,300,"CU","XLPE/AL/SCR/PVC","1",160.97]
["11CA21 NIGHTCLIFF 2","HCA-112578","2010-01-01",11,240,"AL","XLPE/NYL/PVC","1",1.02]
["11CA21 NIGHTCLIFF 2","HCA-112579","2010-01-01",11,240,"AL","XLPE/NYL/PVC","1",2.04]
["11CA21 NIGHTCLIFF 2","HCA-112581","2010-01-01",11,240,"AL","XLPE/NYL/PVC","1",208.74]
["11CA21 NIGHTCLIFF 2","HCA-112582","2010-01-01",11,240,"AL","XLPE/NYL/PVC","1",1.02]
["11CA21 NIGHTCLIFF 2","HCA-112583","2010-01-01",11,240,"AL","XLPE/NYL/PVC","1",2.04]
["11CA21 NIGHTCLIFF 2","HCA-117303","2010-01-01",11,240,"AL","XLPE/NYL/PVC","1",2.9606646899999998]
["11CA21 NIGHTCLIFF 2","HCA-108617","2010-01-01",11,400,"AL","XLPE/NYL/PVC","1",0.76488997999999997]
["11CA21 NIGHTCLIFF 2","HCA-108618","2010-01-01",11,400,"AL","XLPE/NYL/PVC","1",1.0196771499999999]
["11CA21 NIGHTCLIFF 2","HCA-108619","2010-01-01",11,400,"AL","XLPE/NYL/PVC","1",1.01914985]
["11CA21 NIGHTCLIFF 2","HCA-108620","2010-01-01",11,400,"AL","XLPE/NYL/PVC","1",2.0401687800000001]
["11CA21 NIGHTCLIFF 2","HCA-108621","2010-01-01",11,400,"AL","XLPE/NYL/PVC","1",1.0187422399999999]
["11CA21 NIGHTCLIFF 2","HCA-108622","2010-01-01",11,400,"AL","XLPE/NYL/PVC","1",2.03882663]
["11CA21 NIGHTCLIFF 2","HCA-108623","2010-01-01",11,400,"AL","XLPE/NYL/PVC","1",1.0191498999999999]
["11CA21 NIGHTCLIFF 2","HCA-112585","2010-01-01",11,240,"AL","XLPE/NYL/PVC","1",1.02]
["11CA21 NIGHTCLIFF 2","HCA-112586","2010-01-01",11,240,"AL","XLPE/NYL/PVC","1",0.77]
["11CA21 NIGHTCLIFF 2","HCA-112587","2010-01-01",11,240,"AL","XLPE/NYL/PVC","1",445.42]
["11CA21 NIGHTCLIFF 2","HCA-112588","2010-01-01",11,240,"AL","XLPE/NYL/PVC","1",1.02]
["11CA21 NIGHTCLIFF 2","HCA-112589","2010-01-01",11,240,"AL","XLPE/NYL/PVC","1",2.04]
["11CA21 NIGHTCLIFF 2","HCA-112590","2010-01-01",11,240,"AL","XLPE/NYL/PVC","1",1.02]
["11CA21 NIGHTCLIFF 2","HCA-112591","2010-01-01",11,240,"AL","XLPE/NYL/PVC","1",2.04]
["11CA21 NIGHTCLIFF 2","HCA-112592","2010-01-01",11,240,"AL","XLPE/NYL/PVC","1",1.02]
["11CA21 NIGHTCLIFF 2","HCA-112593","2010-01-01",11,240,"AL","XLPE/NYL/PVC","1",1.02]
["11CA21 NIGHTCLIFF 2","HCA-112584","2010-01-01",11,240,"AL","XLPE/NYL/PVC","1",1.02]
["11CA21 NIGHTCLIFF 2","HCA-108625","2010-01-01",11,400,"AL","XLPE/NYL/PVC","1",140.06411691]
["11CA21 NIGHTCLIFF 2","HCA-108627","2010-01-01",11,400,"AL","XLPE/NYL/PVC","1",1.52722604]
["11CA21 NIGHTCLIFF 2","HCA-108628","2010-01-01",11,400,"AL","XLPE/NYL/PVC","1",3.0591430900000001]
["11CA21 NIGHTCLIFF 2","HCA-108629","2010-01-01",11,400,"AL","XLPE/NYL/PVC","1",1.5295017099999999]
["11CA21 NIGHTCLIFF 2","HCA-108630","2010-01-01",11,400,"AL","XLPE/NYL/PVC","1",3.0585282199999999]
["11CA21 NIGHTCLIFF 2","HCA-108631","2010-01-01",11,400,"AL","XLPE/NYL/PVC","1",2.50922855]
["11CA21 NIGHTCLIFF 2","HCA-108633","2010-01-01",11,400,"AL","XLPE/NYL/PVC","1",253.40955744999999]
["11CA21 NIGHTCLIFF 2","HCA-112594","2010-01-01",11,240,"AL","XLPE/NYL/PVC","1",0.76]
["11CA21 NIGHTCLIFF 2","HCA-112595","2010-01-01",11,300,"CU","XLPE/AL/SCR/PVC","1",402.1]
["11CA21 NIGHTCLIFF 2","HCA-112603","2010-01-01",11,240,"AL","XLPE/NYL/PVC","1",0.76]
["11CA21 NIGHTCLIFF 2","HCA-112604","2010-01-01",11,240,"AL","XLPE/NYL/PVC","1",1.02]
["11CA21 NIGHTCLIFF 2","HCA-112605","2010-01-01",11,240,"AL","XLPE/NYL/PVC","1",1.02]
["11CA21 NIGHTCLIFF 2","HCA-112606","2010-01-01",11,240,"AL","XLPE/NYL/PVC","1",2.04]
["11CA21 NIGHTCLIFF 2","HCA-112607","2010-01-01",11,240,"AL","XLPE/NYL/PVC","1",1.02]
["11CA21 NIGHTCLIFF 2","HCA-112608","2010-01-01",11,240,"AL","XLPE/NYL/PVC","1",2.04]
["11CA21 NIGHTCLIFF 2","HCA-112609","2010-01-01",11,240,"AL","XLPE/NYL/PVC","1",1.02]
["11CA21 NIGHTCLIFF 2","HCA-112610","2010-01-01",11,240,"AL","XLPE/NYL/PVC","1",202.93]
["11CA21 NIGHTCLIFF 2","HCA-112612","2010-01-01",11,240,"AL","XLPE/NYL/PVC","1",1.53]
["11CA21 NIGHTCLIFF 2","HCA-112613","2010-01-01",11,240,"AL","XLPE/NYL/PVC","1",3.06]
["11CA21 NIGHTCLIFF 2","HCA-112614","2010-01-01",11,240,"AL","XLPE/NYL/PVC","1",1.53]
["11CA21 NIGHTCLIFF 2","HCA-112615","2010-01-01",11,240,"AL","XLPE/NYL/PVC","1",3.06]
["11CA21 NIGHTCLIFF 2","HCA-112616","2010-01-01",11,240,"AL","XLPE/NYL/PVC","1",303.42]
["11CA21 NIGHTCLIFF 2","HCA-112617","2010-01-01",11,240,"AL","XLPE/NYL/PVC","1",0.76]
["11CA21 NIGHTCLIFF 2","HCA-112618","2010-01-01",11,240,"AL","XLPE/NYL/PVC","1",1.02]
["11CA21 NIGHTCLIFF 2","HCA-112619","2010-01-01",11,240,"AL","XLPE/NYL/PVC","1",1.02]
["11CA21 NIGHTCLIFF 2","HCA-112620","2010-01-01",11,240,"AL","XLPE/NYL/PVC","1",2.04]
["11CA21 NIGHTCLIFF 2","HCA-112621","2010-01-01",11,240,"AL","XLPE/NYL/PVC","1",1.02]
["11CA21 NIGHTCLIFF 2","HCA-112622","2010-01-01",11,240,"AL","XLPE/NYL/PVC","1",404.7]
["11CA21 NIGHTCLIFF 2","HCA-112624","2010-01-01",11,240,"AL","XLPE/NYL/PVC","1",196.6]
["11CA21 NIGHTCLIFF 2","HCA-112625","2010-01-01",11,240,"AL","XLPE/NYL/PVC","1",404.16]
["11CA21 NIGHTCLIFF 2","HCA-112626","2010-01-01",11,240,"AL","XLPE/NYL/PVC","1",0.76]
["11CA21 NIGHTCLIFF 2","HCA-112627","2010-01-01",11,240,"AL","XLPE/NYL/PVC","1",1.02]
["11CA21 NIGHTCLIFF 2","HCA-112628","2010-01-01",11,240,"AL","XLPE/NYL/PVC","1",1.02]
["11CA21 NIGHTCLIFF 2","HCA-112629","2010-01-01",11,240,"AL","XLPE/NYL/PVC","1",2.04]
["11CA21 NIGHTCLIFF 2","HCA-112630","2010-01-01",11,240,"AL","XLPE/NYL/PVC","1",113.31]
["11CA21 NIGHTCLIFF 2","HCA-112631","2010-01-01",11,240,"AL","XLPE/NYL/PVC","1",202.27]
["11CA21 NIGHTCLIFF 2","HCA-112632","2010-01-01",11,240,"AL","XLPE/NYL/PVC","1",1.02]
["11CA21 NIGHTCLIFF 2","HCA-112633","2010-01-01",11,240,"AL","XLPE/NYL/PVC","1",2.04]
["11CA21 NIGHTCLIFF 2","HCA-112634","2010-01-01",11,240,"AL","XLPE/NYL/PVC","1",1.02]
["11CA21 NIGHTCLIFF 2","HCA-112635","2010-01-01",11,240,"AL","XLPE/NYL/PVC","1",0.77]
["11CA21 NIGHTCLIFF 2","HCA-112636","2010-01-01",11,240,"AL","XLPE/NYL/PVC","1",1.02]
["11CA21 NIGHTCLIFF 2","HCA-112637","2010-01-01",11,240,"AL","XLPE/NYL/PVC","1",45.21]
["11CA21 NIGHTCLIFF 2","HCA-112638","2010-01-01",11,240,"AL","XLPE/NYL/PVC","1",1.02]
["11CA21 NIGHTCLIFF 2","HCA-112639","2010-01-01",11,240,"AL","XLPE/NYL/PVC","1",2.04]
["11CA21 NIGHTCLIFF 2","HCA-112640","2010-01-01",11,240,"AL","XLPE/NYL/PVC","1",2.04]
["11CA21 NIGHTCLIFF 2","HCA-112641","2010-01-01",11,240,"AL","XLPE/NYL/PVC","1",1.53]
["11CA21 NIGHTCLIFF 2","HCA-112642","2010-01-01",11,240,"AL","XLPE/NYL/PVC","1",3.06]
["11CA21 NIGHTCLIFF 2","HCA-112643","2010-01-01",11,240,"AL","XLPE/NYL/PVC","1",1.53]
["11CA21 NIGHTCLIFF 2","HCA-112644","2010-01-01",11,240,"AL","XLPE/NYL/PVC","1",3.06]
["11CA21 NIGHTCLIFF 2","HCA-112645","2010-01-01",11,240,"AL","XLPE/NYL/PVC","1",1.53]
["11CA21 NIGHTCLIFF 2","HCA-112646","2010-01-01",11,240,"AL","XLPE/NYL/PVC","1",352.41]
["11CA21 NIGHTCLIFF 2","HCA-112647","2010-01-01",11,240,"AL","XLPE/NYL/PVC","1",287.11]
["11CA21 NIGHTCLIFF 2","HCA-112648","2010-01-01",11,240,"AL","XLPE/NYL/PVC","1",0.76]
["11CA21 NIGHTCLIFF 2","HCA-112649","2010-01-01",11,240,"AL","XLPE/NYL/PVC","1",1.02]
["11LE03 LYONS 1","HCA-107702","2010-01-01",11,240,"AL","XLPE/NYL/PVC","3",3.06]
["11LE03 LYONS 1","HCA-107701","2010-01-01",11,240,"AL","XLPE/NYL/PVC","3",6.25]
["11LE03 LYONS 1","HCA-107700","2010-01-01",11,240,"AL","XLPE/NYL/PVC","3",1.02]
["11LE03 LYONS 1","HCA-107699","2010-01-01",11,240,"AL","XLPE/NYL/PVC","3",0.76]
["11LE03 LYONS 1","HCA-107698","2010-01-01",11,240,"AL","XLPE/NYL/PVC","3",1.02]
["11LE03 LYONS 1","HCA-107705","2010-01-01",11,240,"AL","XLPE/NYL/PVC","3",473.66]
["11WN22 LUDMILLA","HCA-103413","2010-01-01",11,240,"AL","XLPE/NYL/PVC","1",0.76]
["11WN22 LUDMILLA","HCA-103412","2010-01-01",11,240,"AL","XLPE/NYL/PVC","1",1.02]
["11WN22 LUDMILLA","HCA-103411","2010-01-01",11,240,"AL","XLPE/NYL/PVC","1",2.04]
["11WN22 LUDMILLA","HCA-103402","2010-01-01",11,240,"AL","XLPE/WBT","1",27.740000000000002]
["11WN22 LUDMILLA","HCA-103401","2010-01-01",11,240,"AL","XLPE/WBT","1",0.76]
["11WN22 LUDMILLA","HCA-103406","2010-01-01",11,240,"AL","XLPE/WBT","1",1.02]
["11WN22 LUDMILLA","HCA-103407","2010-01-01",11,240,"AL","XLPE/WBT","1",0.76]
["11WN22 LUDMILLA","HCA-103408","2010-01-01",11,240,"AL","XLPE/NYL/PVC","1",26.72]
["11WN22 LUDMILLA","HCA-103396","2010-01-01",11,240,"AL","XLPE/WBT","1",139.20000000000002]
["11WN22 LUDMILLA","HCA-103397","2010-01-01",11,240,"AL","XLPE/WBT","1",1.02]
["11WN22 LUDMILLA","HCA-103398","2010-01-01",11,240,"AL","XLPE/WBT","1",2.04]
["11WN22 LUDMILLA","HCA-103400","2010-01-01",11,240,"AL","XLPE/WBT","1",1.02]
["11WN22 LUDMILLA","HCA-103399","2010-01-01",11,240,"AL","XLPE/WBT","1",1.02]
["11WN22 LUDMILLA","HCA-103405","2010-01-01",11,240,"AL","XLPE/WBT","1",1.02]
["11WN22 LUDMILLA","HCA-103404","2010-01-01",11,240,"AL","XLPE/WBT","1",2.04]
["11WN22 LUDMILLA","HCA-103409","2010-01-01",11,240,"AL","XLPE/NYL/PVC","1",1.02]
["11WN22 LUDMILLA","HCA-103410","2010-01-01",11,240,"AL","XLPE/NYL/PVC","1",1.02]
["11WN22 LUDMILLA","HCA-103403","2010-01-01",11,240,"AL","XLPE/WBT","1",1.02]
["11CA00 NIGHTCLIFF 1","HCA-115790","2011-01-01",11,240,"AL","XLPE/PVC","1",1]
["11CA00 NIGHTCLIFF 1","HCA-115792","2011-01-01",11,240,"AL","XLPE/PVC","1",1]
["11CA00 NIGHTCLIFF 1","HCA-115791","2011-01-01",11,240,"AL","XLPE/PVC","1",1]
["11CA00 NIGHTCLIFF 1","HCA-103417","2011-01-01",11,240,"AL","XLPE/PVC","1",159.25]
["11CA00 NIGHTCLIFF 1","HCA-103418","2011-01-01",11,240,"AL","XLPE/PVC","1",0.76]
["11CA00 NIGHTCLIFF 1","HCA-103419","2011-01-01",11,240,"AL","XLPE/PVC","1",1.02]
["11CA00 NIGHTCLIFF 1","HCA-103421","2011-01-01",11,240,"AL","XLPE/PVC","1",2.04]
["11CA03 BRADSHAW","HCA-109280","2011-01-01",11,400,"AL","XLPE/NYL/PVC",null,339.88]
["11CA03 BRADSHAW","HCA-109279","2011-01-01",11,400,"AL","XLPE/NYL/PVC",null,180.25]
["11CA03 BRADSHAW","HCA-109278","2011-01-01",11,400,"AL","XLPE/NYL/PVC",null,3.06]
["11CA03 BRADSHAW","HCA-109277","2011-01-01",11,400,"AL","XLPE/NYL/PVC",null,305.01]
["11CA03 BRADSHAW","HCA-109276","2011-01-01",11,400,"AL","XLPE/NYL/PVC",null,1.53]
["11CA03 BRADSHAW","HCA-109275","2011-01-01",11,400,"AL","XLPE/NYL/PVC",null,3.06]
["11CA03 BRADSHAW","HCA-109274","2011-01-01",11,400,"AL","XLPE/NYL/PVC",null,1.53]
["11CA03 BRADSHAW","HCA-109272","2011-01-01",11,400,"AL","XLPE/NYL/PVC",null,1.53]
["11CA03 BRADSHAW","HCA-109271","2011-01-01",11,400,"AL","XLPE/NYL/PVC",null,498.65000000000003]
["11CA06 AIRPORT","HCA-113093","2011-01-01",11,400,"AL","XLPE/NYL/PVC","1",329.59525094999998]
["11CA21 NIGHTCLIFF 2","HCA-112561","2011-01-01",11,400,"AL","XLPE/NYL/PVC","3",121.37]
["11CA21 NIGHTCLIFF 2","HCA-112562","2011-01-01",11,400,"AL","XLPE/NYL/PVC",null,156.09]
["11CA21 NIGHTCLIFF 2","HCA-103424","2011-01-01",11,400,"AL","XLPE/NYL/PVC","3",1.53]
["11CA21 NIGHTCLIFF 2","HCA-103425","2011-01-01",11,400,"AL","XLPE/NYL/PVC","3",3.06]
["11CA21 NIGHTCLIFF 2","HCA-103426","2011-01-01",11,400,"AL","XLPE/NYL/PVC","3",1.53]
["11CA21 NIGHTCLIFF 2","HCA-103427","2011-01-01",11,400,"AL","XLPE/NYL/PVC","3",3.06]
["11CA21 NIGHTCLIFF 2","HCA-103428","2011-01-01",11,400,"AL","XLPE/NYL/PVC","3",1.53]
["11CA21 NIGHTCLIFF 2","HCA-103429","2011-01-01",11,400,"AL","XLPE/NYL/PVC","3",40.9]
["11CA21 NIGHTCLIFF 2","HCA-104562","2011-01-01",11,400,"AL","XLPE/NYL/PVC",null,84.45]
["11CA21 NIGHTCLIFF 2","HCA-104563","2011-01-01",11,400,"AL","XLPE/NYL/PVC",null,404.38]
["11CA21 NIGHTCLIFF 2","HCA-104564","2011-01-01",11,400,"AL","XLPE/NYL/PVC",null,466.64]
["11CA21 NIGHTCLIFF 2","HCA-108594","2011-01-01",11,400,"AL","XLPE/NYL/PVC","3",14.86]
["11CA21 NIGHTCLIFF 2","HCA-108595","2011-01-01",11,400,"AL","XLPE/NYL/PVC","3",388.24804940000001]
["11CA21 NIGHTCLIFF 2","HCA-108596","2011-01-01",11,400,"AL","XLPE/NYL/PVC","3",369.91223674999998]
["11CA21 NIGHTCLIFF 2","HCA-108597","2011-01-01",11,400,"AL","XLPE/NYL/PVC","3",325.87608346000002]
["11LE03 LYONS 1","HCA-113102","2011-01-01",11,400,"AL","XLPE/NYL/PVC","1",3.06]
["11LE03 LYONS 1","HCA-113103","2011-01-01",11,400,"AL","XLPE/NYL/PVC","1",1.53]
["11LE03 LYONS 1","HCA-113036","2011-01-01",11,400,"AL","XLPE/NYL/PVC","1",3.06]
["11LE03 LYONS 1","HCA-113100","2011-01-01",11,400,"AL","XLPE/NYL/PVC","1",83.45]
["11LE03 LYONS 1","HCA-113101","2011-01-01",11,400,"AL","XLPE/NYL/PVC","1",1.53]
["11LE03 LYONS 1","HCA-113159","2011-01-01",11,400,"AL","XLPE/NYL/PVC","1",3.06]
["11LE03 LYONS 1","HCA-113105","2011-01-01",11,400,"AL","XLPE/NYL/PVC","1",1.53]
["11LE03 LYONS 1","HCA-113104","2011-01-01",11,400,"AL","XLPE/NYL/PVC","1",3.06]
["11LE12 MUIRHEAD","HCA-113094","2011-01-01",11,240,"AL","XLPE/NYL/PVC","1",0.76]
["11LE12 MUIRHEAD","HCA-113095","2011-01-01",11,240,"AL","XLPE/NYL/PVC","1",1.02]
["11LE12 MUIRHEAD","HCA-113096","2011-01-01",11,240,"AL","XLPE/NYL/PVC","1",1.02]
["11LE12 MUIRHEAD","HCA-113097","2011-01-01",11,240,"AL","XLPE/NYL/PVC","1",2.04]
["11LE12 MUIRHEAD","HCA-113099","2011-01-01",11,240,"AL","XLPE/NYL/PVC","1",168.63]
["11LE12 MUIRHEAD","HCA-113106","2011-01-01",11,240,"AL","XLPE/NYL/PVC","1",2.0395085000000002]
["11LE12 MUIRHEAD","HCA-113107","2011-01-01",11,240,"AL","XLPE/NYL/PVC","1",1.0197542100000001]
["11LE12 MUIRHEAD","HCA-113155","2011-01-01",11,240,"AL","XLPE/NYL/PVC","1",1.01975411]
["11LE12 MUIRHEAD","HCA-113156","2011-01-01",11,240,"AL","XLPE/NYL/PVC","1",2.0395083199999999]
["11LE12 MUIRHEAD","HCA-113157","2011-01-01",11,240,"AL","XLPE/NYL/PVC","1",1.0197541299999999]
["11LE12 MUIRHEAD","HCA-113158","2011-01-01",11,240,"AL","XLPE/NYL/PVC","1",414.01747031999997]
["11LE12 MUIRHEAD","HCA-113160","2011-01-01",11,240,"AL","XLPE/NYL/PVC","1",0.76481558000000005]
["11LE12 MUIRHEAD","HCA-113161","2011-01-01",11,240,"AL","XLPE/NYL/PVC","1",381.9569257]
["11LE12 MUIRHEAD","HCA-113031","2011-01-01",11,400,"AL","XLPE/NYL/PVC","1",0.76]
["11LE12 MUIRHEAD","HCA-113032","2011-01-01",11,400,"AL","XLPE/NYL/PVC","1",1.02]
["11LE12 MUIRHEAD","HCA-113033","2011-01-01",11,400,"AL","XLPE/NYL/PVC","1",1.02]
["11LE12 MUIRHEAD","HCA-113034","2011-01-01",11,400,"AL","XLPE/NYL/PVC","1",2.04]
["11LE12 MUIRHEAD","HCA-113035","2011-01-01",11,400,"AL","XLPE/NYL/PVC","1",1.02]
["11LE12 MUIRHEAD","HCA-113037","2011-01-01",11,240,"AL","XLPE/NYL/PVC","1",0.76]
["11LE12 MUIRHEAD","HCA-113038","2011-01-01",11,240,"AL","XLPE/NYL/PVC","1",1.02]
["11LE12 MUIRHEAD","HCA-113039","2011-01-01",11,240,"AL","XLPE/NYL/PVC","1",2.04]
["11LE12 MUIRHEAD","HCA-113040","2011-01-01",11,240,"AL","XLPE/NYL/PVC","1",1.02]
["11LE12 MUIRHEAD","HCA-113041","2011-01-01",11,240,"AL","XLPE/NYL/PVC","1",1.02]
["11LE12 MUIRHEAD","HCA-113042","2011-01-01",11,240,"AL","XLPE/NYL/PVC","1",3.06]
["11LE12 MUIRHEAD","HCA-113043","2011-01-01",11,240,"AL","XLPE/NYL/PVC","1",3.06]
["11LE12 MUIRHEAD","HCA-113044","2011-01-01",11,240,"AL","XLPE/NYL/PVC","1",236.62]
["11LE12 MUIRHEAD","HCA-113045","2011-01-01",11,240,"AL","XLPE/NYL/PVC","1",346.48]
["11LE12 MUIRHEAD","HCA-114943","2011-01-01",11,400,"AL","XLPE/NYL/PVC","1",1.41]
["11LE12 MUIRHEAD","HCA-115236","2011-01-01",11,240,"AL","XLPE/NYL/PVC","1",3]
["11LE12 MUIRHEAD","HCA-115237","2011-01-01",11,240,"AL","XLPE/NYL/PVC","1",1]
["11CA21 NIGHTCLIFF 2","HCA-114319","2011-06-23",11,240,"AL","XLPE/PVC",null,2]
["11CA21 NIGHTCLIFF 2","HCA-114320","2011-06-23",11,240,"AL","XLPE/PVC",null,1]
["11LE03 LYONS 1","HCA-111028","2011-08-22",11,240,"AL","XLPE/NYL/PVC","1",2.04]
["11LE03 LYONS 1","HCA-113957","2011-08-22",11,240,"AL","XLPE/NYL/PVC","1",611.97]
["11BE06 KARAMA 1","HCA-113374","2011-10-17",11,95,"AL","XLPE/NYL/PVC",null,1.5000000099999999]
["11BE06 KARAMA 1","HCA-113375","2011-10-17",11,95,"AL","XLPE/NYL/PVC",null,1.5]
["11BE06 KARAMA 1","HCA-113376","2011-10-17",11,95,"AL","XLPE/NYL/PVC",null,1.50000004]
["11BE06 KARAMA 1","HCA-113377","2011-10-17",11,95,"AL","XLPE/NYL/PVC",null,5.0092407899999998]
["11BE06 KARAMA 1","HCA-113378","2011-10-17",11,95,"AL","XLPE/NYL/PVC",null,0.68969250999999998]
["11BE06 KARAMA 1","HCA-113379","2011-10-17",11,95,"AL","XLPE/NYL/PVC",null,4.8103075000000004]
["11BE06 KARAMA 1","HCA-113388","2011-10-17",11,95,"AL","XLPE/NYL/PVC",null,1.5]
["11CA12 MARRARA","HCA-113373","2011-11-20",11,240,"AL","XLPE/NYL/PVC","3",15.72957351]
["11CA10 MILLNER","HCA-113386","2011-11-25",11,240,"AL","XLPE/NYL/PVC",null,83.38]
["11CA10 MILLNER","HCA-113387","2011-11-25",11,240,"AL","XLPE/NYL/PVC",null,86.27]
["11CA00 NIGHTCLIFF 1","HCA-104542","2011-11-28T06:30:49",11,500,"AL","XLPE/NYL/PVC","1",2.0384218999999999]
["11CA00 NIGHTCLIFF 1","HCA-104540","2011-11-28T06:30:49",11,500,"AL","XLPE/NYL/PVC","1",2.0395788600000002]
["11CA00 NIGHTCLIFF 1","HCA-104541","2011-11-28T06:30:49",11,500,"AL","XLPE/NYL/PVC","1",2.0383385500000002]
["11LE17 LYONS 2","HCA-104547","2011-11-28T06:30:49",11,"","AL",null,"1",1.76631161]
["11LE17 LYONS 2","HCA-104546","2011-11-28T06:30:49",11,"","AL",null,"1",1.38423417]
["11LE17 LYONS 2","HCA-104545","2011-11-28T06:30:49",11,"","AL",null,"1",1.3839971499999999]
["11CA19 CAS VILLAGE","HCA-109125","2011-11-28T06:41:48",11,"",null,null,null,0.76519482999999999]
["11CA19 CAS VILLAGE","HCA-109126","2011-11-28T06:41:48",11,"",null,null,null,4.8429961600000002]
["11CA19 CAS VILLAGE","HCA-109127","2011-11-28T06:41:48",11,"",null,null,null,1.5295067499999999]
["11CA19 CAS VILLAGE","HCA-109128","2011-11-28T06:41:48",11,"",null,null,null,1.52950696]
["11CA19 CAS VILLAGE","HCA-109035","2011-11-28T06:41:48",11,"",null,null,null,4.8429967500000002]
["11CA19 CAS VILLAGE","HCA-109034","2011-11-28T06:41:48",11,"",null,null,null,0.76519492]
["11CA25 BRINKIN","HCA-109284","2011-11-28T06:41:49",11,"",null,null,null,1.8720317]
["11CA25 BRINKIN","HCA-109283","2011-11-28T06:41:49",11,"",null,null,null,1.4062252200000001]
["11CA25 BRINKIN","HCA-109282","2011-11-28T06:41:49",11,"",null,null,null,1.1607563000000001]
["11BE04 MCMILLANS","HCA-111635","2012-01-01",11,400,"AL","XLPE/NYL/PVC","1",103.4408308]
["11CA12 MARRARA","HCA-113133","2012-01-01",11,240,"AL","XLPE/NYL/PVC","1",0.76468661999999998]
["11CA12 MARRARA","HCA-113135","2012-01-01",11,240,"AL","XLPE/NYL/PVC","1",1.01958214]
["11CA12 MARRARA","HCA-113136","2012-01-01",11,240,"AL","XLPE/NYL/PVC","1",1.0195820900000001]
["11CA12 MARRARA","HCA-113137","2012-01-01",11,240,"AL","XLPE/NYL/PVC","1",71.635866190000002]
["11CA16 NAKARA","HCA-113163","2012-01-01",11,240,"AL","XLPE/NYL/PVC","1",1.0200209600000001]
["11CA16 NAKARA","HCA-113162","2012-01-01",11,240,"AL","XLPE/NYL/PVC","1",9.42201472]
["11CA16 NAKARA","HCA-113055","2012-01-01",11,240,"AL","XLPE/NYL/PVC",null,2.0400612100000002]
["11CA16 NAKARA","HCA-113058","2012-01-01",11,240,"AL","XLPE/NYL/PVC",null,0.76506425]
["11CA16 NAKARA","HCA-113057","2012-01-01",11,240,"AL","XLPE/NYL/PVC",null,1.0193590800000001]
["11CA16 NAKARA","HCA-113056","2012-01-01",11,240,"AL","XLPE/NYL/PVC",null,1.0205333400000001]
["11CA16 NAKARA","HCA-113054","2012-01-01",11,240,"AL","XLPE/NYL/PVC",null,1.0195278299999999]
["11CA16 NAKARA","HCA-113053","2012-01-01",11,240,"AL","XLPE/NYL/PVC",null,21.89357674]
["11CA16 NAKARA","HCA-113167","2012-01-01",11,240,"AL","XLPE/NYL/PVC","1",0.76517911999999999]
["11CA16 NAKARA","HCA-113166","2012-01-01",11,240,"AL","XLPE/NYL/PVC","1",1.0192384000000001]
["11CA16 NAKARA","HCA-113165","2012-01-01",11,240,"AL","XLPE/NYL/PVC","1",1.0192384400000001]
["11CA16 NAKARA","HCA-113164","2012-01-01",11,240,"AL","XLPE/NYL/PVC","1",2.0399131000000001]
["11CA24 PARER","HCA-114706","2012-01-01",11,95,"CU","XLPE/WBT","1",285.09526261000002]
["11CA24 PARER","HCA-114703","2012-01-01",11,240,"AL","XLPE/WBT","1",31.82092175]
["11CA24 PARER","HCA-117081","2012-01-01",11,95,"CU","XLPE/WBT","1",1.5497459]
["11CA24 PARER","HCA-114702","2012-01-01",11,240,"AL","XLPE/WBT","1",239.29620001000001]
["11CA24 PARER","HCA-114705","2012-01-01",11,95,"CU","XLPE/WBT","1",15.562723760000001]
["11CA24 PARER","HCA-117083","2012-01-01",11,95,"CU","XLPE/WBT","1",2.5246477600000001]
["11CA24 PARER","HCA-114704","2012-01-01",11,240,"AL","XLPE/WBT","1",349.09400736999999]
["11CA24 PARER","HCA-113889","2012-01-03",11,240,"AL","XLPE/NYL/PVC","1",12.02095416]
["11CA24 PARER","HCA-113888","2012-01-03",11,240,"AL","XLPE/NYL/PVC","1",2.9618527800000001]
["11CA24 PARER","HCA-113890","2012-01-03",11,240,"AL","XLPE/NYL/PVC","1",8.5929869799999992]
["11CA19 CAS VILLAGE","HCA-111091","2012-02-03",11,95,"AL","XLPE/PVC","1",280.79288989000003]
["11CA19 CAS VILLAGE","HCA-117033","2012-02-03",11,95,"AL","XLPE/PVC","1",1.8154882300000001]
["11BE10 KARAMA 2","HCA-113432","2012-02-20",6.6000000000000005,240,"AL","XLPE/PVC","3",139.67000000000002]
["11BE10 KARAMA 2","HCA-105610","2012-02-20",6.6000000000000005,240,"AL","XLPE/PVC","3",464.39]
["11BE10 KARAMA 2","HCA-114003","2012-04-12",6.6000000000000005,240,"AL","XLPE/PVC","1",501.35]
["11BE10 KARAMA 2","HCA-114527","2012-04-12",6.6000000000000005,240,"AL","XLPE/PVC","1",9.39]
["11CA21 NIGHTCLIFF 2","HCA-113719","2012-08-27",11,300,"CU","XLPE/NYL/PVC","1",95.22]
["11CA21 NIGHTCLIFF 2","HCA-113720","2012-08-27",11,300,"CU","XLPE/NYL/PVC","1",50.86]
["11WN22 LUDMILLA","HCA-113956","2012-09-04",11,240,"AL","XLPE/NYL/PVC","1",34.33]
["11CA12 MARRARA","HCA-113370","2012-11-20",11,240,"AL","XLPE/NYL/PVC",null,1.5]
["11CA12 MARRARA","HCA-113368","2012-11-20",11,240,"AL","XLPE/NYL/PVC",null,3]
["11CA12 MARRARA","HCA-113369","2012-11-20",11,240,"AL","XLPE/NYL/PVC",null,1.5]
["11CA12 MARRARA","HCA-113371","2012-11-20",11,240,"CU","XLPE/NYL/PVC",null,2.9999999900000001]
["11CA12 MARRARA","HCA-113372","2012-11-20",11,240,"AL","XLPE/NYL/PVC",null,1.4999999900000001]
["11LE12 MUIRHEAD","HCA-113753","2012-11-21",11,240,"AL","XLPE/NYL/PVC",null,123.82000000000001]
["11LE12 MUIRHEAD","HCA-113760","2012-11-21",11,240,"AL","XLPE/NYL/PVC",null,392.48]
["11LE12 MUIRHEAD","HCA-113781","2012-11-21",11,240,"AL","XLPE/NYL/PVC",null,425.29]
["11LE12 MUIRHEAD","HCA-114377","2012-11-21",11,240,"AL","XLPE/NYL/PVC",null,1.1500000000000001]
["11CA21 NIGHTCLIFF 2","HCA-112541","2012-12-01",11,95,"AL","XLPE/NYL/PVC","1",5.57]
["11LE12 MUIRHEAD","HCA-114412","2012-12-21",11,400,"AL","XLPE/NYL/PVC","1",188.42000000000002]
["11BE16 ANULA","HCA-114833","2013-01-01",11,95,"AL","XLPE/NYL/PVC","1",88.12]
["11CA02 CAS SQUARE 2","HCA-114261","2013-01-01",11,400,"AL","XLPE/NYL/PVC",null,384.52]
["11CA02 CAS SQUARE 2","HCA-114262","2013-01-01",11,400,"AL","XLPE/NYL/PVC",null,527.93000000000006]
["11CA02 CAS SQUARE 2","HCA-114263","2013-01-01",11,400,"AL","XLPE/NYL/PVC",null,146.74]
["11CA02 CAS SQUARE 2","HCA-114264","2013-01-01",11,400,"AL","XLPE/NYL/PVC",null,411.97]
["11CA25 BRINKIN","HCA-115530","2013-01-01",11,400,"AL","XLPE/NYL/PVC","1",9]
["11CA25 BRINKIN","HCA-115529","2013-01-01",11,400,"AL","XLPE/NYL/PVC","1",1.5]
["11CA25 BRINKIN","HCA-115527","2013-01-01",11,400,"AL","XLPE/NYL/PVC","1",1.5]
["11CA25 BRINKIN","HCA-115534","2013-01-01",11,400,"AL","XLPE/NYL/PVC","1",1.5]
["11CA25 BRINKIN","HCA-115531","2013-01-01",11,400,"AL","XLPE/NYL/PVC","1",9]
["11CA25 BRINKIN","HCA-115526","2013-01-01",11,400,"AL","XLPE/NYL/PVC","1",1.5]
["11CA25 BRINKIN","HCA-115535","2013-01-01",11,400,"AL","XLPE/NYL/PVC","1",1.5]
["11CA25 BRINKIN","HCA-115532","2013-01-01",11,400,"AL","XLPE/NYL/PVC","1",1.5]
["11CA25 BRINKIN","HCA-115528","2013-01-01",11,400,"AL","XLPE/NYL/PVC","1",1.5]
["11CA25 BRINKIN","HCA-115533","2013-01-01",11,400,"AL","XLPE/NYL/PVC","1",1.5]
["11CA25 BRINKIN","HCA-115536","2013-01-01",11,400,"AL","XLPE/NYL/PVC","1",27]
["11LE08 PARKSIDE","HCA-107359","2013-01-01",11,95,"AL","XLPE/PVC","1",6.67]
["11LE08 PARKSIDE","HCA-114600","2013-01-01",11,"",null,null,null,3]
["11LE08 PARKSIDE","HCA-114599","2013-01-01",11,"",null,null,null,3]
["11LE08 PARKSIDE","HCA-114603","2013-01-01",11,"",null,null,null,1.46]
["11LE08 PARKSIDE","HCA-114602","2013-01-01",11,"",null,null,null,1.56]
["11LE08 PARKSIDE","HCA-114601","2013-01-01",11,"",null,null,null,3.12]
["11LE08 PARKSIDE","HCA-107380","2013-01-01",11,95,"AL","XLPE/PVC",null,9.09]
["11LE08 PARKSIDE","HCA-114604","2013-01-01",11,400,"AL","XLPE/NYL/PVC",null,9.35]
["11LE08 PARKSIDE","HCA-112095","2013-01-01",11,95,"AL","XLPE/PVC","1",3.67329193]
["11LE08 PARKSIDE","HCA-117096","2013-01-01",11,95,"AL","XLPE/PVC","1",1.3717995300000001]
["11WN01 BAGOT","HCA-114280","2013-01-01",11,400,"AL","XLPE/NYL/PVC","1",13.77]
["11WN01 BAGOT","HCA-114258","2013-01-01",11,400,"AL","XLPE/NYL/PVC","1",781.47383273000003]
["11BE01 LEANYER","HCA-113815","2013-01-07",11,400,"AL","XLPE/NYL/PVC","1",155.21]
["11BE01 LEANYER","HCA-113817","2013-01-07",11,400,"AL","XLPE/NYL/PVC","1",165.69]
["11BE01 LEANYER","HCA-113816","2013-01-07",11,400,"AL","XLPE/NYL/PVC","1",526.66]
["11BE01 LEANYER","HCA-113818","2013-01-07",11,35,"AL","XLPE/NYL/PVC","1",4.17]
["11LE12 MUIRHEAD","HCA-113740","2013-01-18",11,240,"AL","XLPE/NYL/PVC",null,178.98]
["11LE12 MUIRHEAD","HCA-113739","2013-01-18",11,240,"AL","XLPE/NYL/PVC",null,370.13]
["11LE12 MUIRHEAD","HCA-113752","2013-01-18",11,240,"AL","XLPE/NYL/PVC",null,2]
["11BE10 KARAMA 2","HCA-114137","2013-05-02",11,400,"AL","XLPE/PVC","1",355.49]
["11CA15 HOSPITAL","HCA-116815","2013-05-20",11,400,"AL","XLPE/NYL/PVC",null,1.6773619399999999]
["11CA15 HOSPITAL","HCA-116789","2013-05-20",11,400,"AL","XLPE/NYL/PVC",null,1.4993533299999999]
["11CA15 HOSPITAL","HCA-116787","2013-05-20",11,400,"AL","XLPE/NYL/PVC",null,3.8282953700000002]
["11CA19 CAS VILLAGE","HCA-116079","2013-05-20",11,400,"AL","XLPE/NYL/PVC",null,6.46659585]
["11CA19 CAS VILLAGE","HCA-114880","2013-05-20",11,400,"AL","XLPE/NYL/PVC",null,3.7009688600000001]
["11CA19 CAS VILLAGE","HCA-116889","2013-05-20",11,400,"AL","XLPE/NYL/PVC",null,1.77782207]
["11CA19 CAS VILLAGE","HCA-116814","2013-05-20",11,400,"AL","XLPE/NYL/PVC",null,1.5313248100000001]
["11CA19 CAS VILLAGE","HCA-116786","2013-05-20",11,400,"AL","XLPE/NYL/PVC",null,3.6892171500000002]
["11LE01 DARWIN PRIVATE HOSPITAL","HCA-113896","2013-05-20",11,400,"AL","XLPE/NYL/PVC",null,21.7437744]
["11LE01 DARWIN PRIVATE HOSPITAL","HCA-113931","2013-05-20",11,400,"AL","XLPE/NYL/PVC",null,26.776205780000002]
["11LE01 DARWIN PRIVATE HOSPITAL","HCA-116888","2013-05-20",11,400,"AL","XLPE/NYL/PVC",null,1.59948377]
["11LE01 DARWIN PRIVATE HOSPITAL","HCA-116715","2013-05-20",11,400,"AL","XLPE/NYL/PVC",null,6.9801176199999997]
["11LE01 DARWIN PRIVATE HOSPITAL","HCA-113899","2013-05-20",11,400,"AL","XLPE/NYL/PVC",null,279.81412266000001]
["11LE01 DARWIN PRIVATE HOSPITAL","HCA-116816","2013-05-20",11,400,"AL","XLPE/NYL/PVC",null,1.7071977999999999]
["11BE10 KARAMA 2","HCA-108158","2013-05-21",11,400,"AL","XLPE/PVC",null,217.28]
["11BE04 MCMILLANS","HCA-114547","2013-06-17",11,240,"AL","XLPE/NYL/PVC","1",160.35019249000001]
["11BE16 ANULA","HCA-114553","2013-06-17",11,240,"AL","XLPE/NYL/PVC","1",265.74]
["11BE16 ANULA","HCA-115761","2013-07-16",11,95,"AL","XLPE/NYL/PVC",null,3.0300000000000002]
["11BE16 ANULA","HCA-115759","2013-07-16",11,240,"AL","XLPE/NYL/PVC",null,2.2200000000000002]
["11BE16 ANULA","HCA-115758","2013-07-16",11,240,"AL","XLPE/NYL/PVC",null,2]
["11LE08 PARKSIDE","HCA-114119","2013-09-04",11,240,"AL","XLPE/NYL/PVC","1",186.93]
["11LE08 PARKSIDE","HCA-114299","2013-09-30",11,240,"AL","XLPE/NYL/PVC","1",6.7845478799999999]
["11LE08 PARKSIDE","HCA-114298","2013-09-30",11,240,"AL","XLPE/NYL/PVC","1",7.2438354699999996]
["11LE12 MUIRHEAD","HCA-114368","2013-10-01",11,185,"AL","XLPE/NYL/PVC","1",193.61]
["11WN01 BAGOT","HCA-114276","2013-10-01",11,240,"AL","XLPE/NYL/PVC",null,1.5]
["11WN01 BAGOT","HCA-114275","2013-10-01",11,240,"AL","XLPE/NYL/PVC",null,3]
["11WN01 BAGOT","HCA-114278","2013-10-01",11,240,"AL","XLPE/NYL/PVC",null,3]
["11WN01 BAGOT","HCA-114279","2013-10-01",11,240,"AL","XLPE/NYL/PVC",null,1.4999999800000001]
["11WN01 BAGOT","HCA-114277","2013-10-01",11,240,"AL","XLPE/NYL/PVC",null,1.5]
["11CA02 CAS SQUARE 2","HCA-114206","2013-10-10",11,400,"AL","XLPE/NYL/PVC",null,1.4999999800000001]
["11CA02 CAS SQUARE 2","HCA-114207","2013-10-10",11,400,"AL","XLPE/NYL/PVC",null,1.5]
["11CA02 CAS SQUARE 2","HCA-114208","2013-10-10",11,400,"AL","XLPE/NYL/PVC",null,2.9999999800000001]
["11CA02 CAS SQUARE 2","HCA-114205","2013-10-10",11,400,"AL","XLPE/NYL/PVC",null,3.0000000099999999]
["11CA02 CAS SQUARE 2","HCA-114209","2013-10-10",11,400,"AL","XLPE/NYL/PVC",null,1.5]
["11LE12 MUIRHEAD","HCA-114431","2013-10-17",11,240,"AL","XLPE/NYL/PVC","1",1.31]
["11LE12 MUIRHEAD","HCA-114362","2013-10-17",11,240,"AL","XLPE/NYL/PVC","1",123.35000000000001]
["11LE12 MUIRHEAD","HCA-114375","2013-10-17",11,400,"AL","XLPE/NYL/PVC","1",138.27000000000001]
["11LE12 MUIRHEAD","HCA-114433","2013-10-17",11,240,"AL","XLPE/NYL/PVC","1",329.57]
["11LE12 MUIRHEAD","HCA-114434","2013-10-17",11,240,"AL","XLPE/NYL/PVC","1",608.99]
["11LE12 MUIRHEAD","HCA-114432","2013-10-17",11,240,"AL","XLPE/NYL/PVC","1",1.02]
["11LE12 MUIRHEAD","HCA-114418","2013-10-17",11,400,"AL","XLPE/NYL/PVC","1",488.81]
["11LE12 MUIRHEAD","HCA-114417","2013-10-17",11,240,"AL","XLPE/NYL/PVC","1",167.96]
["11LE12 MUIRHEAD","HCA-114379","2013-10-17",11,240,"AL","XLPE/NYL/PVC",null,420.98]
["11LE08 PARKSIDE","HCA-114300","2013-10-31",11,240,"AL","XLPE/NYL/PVC","1",1.9999999900000001]
["11CA15 HOSPITAL","HCA-115540","2013-11-13",11,400,"AL","XLPE/NYL/PVC","1",5.11982801]
["11CA19 CAS VILLAGE","HCA-115541","2013-11-13",11,400,"AL","XLPE/NYL/PVC","1",230.66660024999999]
["11CA19 CAS VILLAGE","HCA-115542","2013-11-13",11,400,"AL","XLPE/NYL/PVC","1",25.005841539999999]
["11LE08 PARKSIDE","HCA-114410","2013-11-17",11,400,"AL","XLPE/NYL/PVC","1",1.5]
["11LE08 PARKSIDE","HCA-116464","2013-11-17",11,400,"AL","XLPE/NYL/PVC","1",1.46]
["11LE08 PARKSIDE","HCA-116463","2013-11-17",11,400,"AL","XLPE/NYL/PVC","1",1.48]
["11LE08 PARKSIDE","HCA-116462","2013-11-17",11,400,"AL","XLPE/NYL/PVC","1",1.44]
["11LE08 PARKSIDE","HCA-114395","2013-11-17",11,400,"AL","XLPE/NYL/PVC","1",3]
["11LE08 PARKSIDE","HCA-114396","2013-11-17",11,400,"AL","XLPE/NYL/PVC","1",3]
["11LE08 PARKSIDE","HCA-114397","2013-11-17",11,400,"AL","XLPE/NYL/PVC","1",3]
["11LE08 PARKSIDE","HCA-114399","2013-11-17",11,400,"AL","XLPE/NYL/PVC","1",3]
["11LE08 PARKSIDE","HCA-114398","2013-11-17",11,400,"AL","XLPE/NYL/PVC","1",3]
["11LE12 MUIRHEAD","HCA-114361","2013-12-16",11,240,"AL","XLPE/NYL/PVC",null,1.0000000200000001]
["11LE12 MUIRHEAD","HCA-114357","2013-12-16",11,240,"AL","XLPE/NYL/PVC",null,0.75000001000000005]
["11LE12 MUIRHEAD","HCA-114360","2013-12-16",11,240,"AL","XLPE/NYL/PVC",null,2.0000000199999999]
["11LE12 MUIRHEAD","HCA-114358","2013-12-16",11,240,"AL","XLPE/NYL/PVC",null,0.99999999000000006]
["11LE12 MUIRHEAD","HCA-114359","2013-12-16",11,240,"AL","XLPE/NYL/PVC",null,1.00000003]
["11LE12 MUIRHEAD","HCA-114364","2013-12-17",11,240,"AL","XLPE/NYL/PVC",null,1]
["11LE12 MUIRHEAD","HCA-114363","2013-12-17",11,240,"AL","XLPE/NYL/PVC",null,0.75]
["11LE12 MUIRHEAD","HCA-114366","2013-12-17",11,240,"AL","XLPE/NYL/PVC",null,2]
["11LE12 MUIRHEAD","HCA-114365","2013-12-17",11,240,"AL","XLPE/NYL/PVC",null,1.0000000099999999]
["11LE12 MUIRHEAD","HCA-114367","2013-12-17",11,240,"AL","XLPE/NYL/PVC",null,1.00000003]
["11LE12 MUIRHEAD","HCA-114370","2013-12-18",11,240,"AL","XLPE/NYL/PVC",null,3]
["11LE12 MUIRHEAD","HCA-114373","2013-12-18",11,240,"AL","XLPE/NYL/PVC",null,3.0000000099999999]
["11LE12 MUIRHEAD","HCA-114371","2013-12-18",11,240,"AL","XLPE/NYL/PVC",null,1.5000000099999999]
["11LE12 MUIRHEAD","HCA-114374","2013-12-18",11,240,"AL","XLPE/NYL/PVC",null,1.4999999800000001]
["11LE12 MUIRHEAD","HCA-114372","2013-12-18",11,240,"AL","XLPE/NYL/PVC",null,1.4999999900000001]
["11LE12 MUIRHEAD","HCA-114378","2013-12-19",11,240,"AL","XLPE/NYL/PVC",null,2.0000000099999999]
["11LE12 MUIRHEAD","HCA-114383","2013-12-19",11,240,"AL","XLPE/NYL/PVC",null,2]
["11LE12 MUIRHEAD","HCA-114381","2013-12-19",11,240,"AL","XLPE/NYL/PVC",null,0.99999999000000006]
["11LE12 MUIRHEAD","HCA-114384","2013-12-19",11,240,"AL","XLPE/NYL/PVC",null,0.99999998000000001]
["11LE12 MUIRHEAD","HCA-114382","2013-12-19",11,240,"AL","XLPE/NYL/PVC",null,1.0000000099999999]
["11LE12 MUIRHEAD","HCA-114380","2013-12-19",11,240,"AL","XLPE/NYL/PVC",null,0.75]
["11BE04 MCMILLANS","HCA-114731","2014-01-01",11,240,"AL","XLPE/NYL/PVC",null,0.75]
["11BE04 MCMILLANS","HCA-114736","2014-01-01",11,240,"AL","XLPE/NYL/PVC","1",37.621139700000001]
["11CA03 BRADSHAW","HCA-115483","2014-01-01",11,240,"AL","XLPE/NYL/PVC","1",63.295301790000003]
["11CA03 BRADSHAW","HCA-115861","2014-01-01",11,400,"AL","XLPE/NYL/PVC","1",13.82631862]
["11CA08 NTHLAKES","HCA-115785","2014-01-01",11,95,"AL","XLPE/NYL/PVC",null,4.34]
["11CA08 NTHLAKES","HCA-115784","2014-01-01",11,400,"AL","PILC",null,2]
["11CA08 NTHLAKES","HCA-115783","2014-01-01",11,400,"AL","PILC",null,4.09]
["11CA08 NTHLAKES","HCA-115782","2014-01-01",11,400,"AL","PILC",null,4.05]
["11CA08 NTHLAKES","HCA-115375","2014-01-01",11,240,"AL","XLPE/NYL/PVC","3",4.67]
["11CA19 CAS VILLAGE","HCA-109142","2014-01-01",11,"",null,null,null,11.17268256]
["11CA24 PARER","HCA-115374","2014-01-01",11,240,"AL","XLPE/NYL/PVC","3",9.7768029900000002]
["11CA24 PARER","HCA-101793","2014-01-01",11,240,"AL","XLPE/NYL/PVC","3",1.5296725800000002]
["11CA24 PARER","HCA-101792","2014-01-01",11,240,"AL","XLPE/NYL/PVC","3",1.5296726700000001]
["11CA24 PARER","HCA-101791","2014-01-01",11,240,"AL","XLPE/NYL/PVC","3",1.4162232299999999]
["11CA24 PARER","HCA-101790","2014-01-01",11,95,"AL","XLPE/NYL/PVC",null,4.1908453799999998]
["11LE03 LYONS 1","HCA-114942","2014-01-01",11,240,"AL","XLPE/NYL/PVC","1",15.370000000000001]
["11LE03 LYONS 1","HCA-115481","2014-01-01",11,400,"AL","XLPE/NYL/PVC","1",17.21]
["11WN22 LUDMILLA","HCA-114761","2014-01-01",11,240,"AL","XLPE/NYL/PVC","1",128.44]
["11LE12 MUIRHEAD","HCA-114413","2014-01-07",11,240,"AL","XLPE/NYL/PVC",null,0.75]
["11LE12 MUIRHEAD","HCA-114414","2014-01-07",11,240,"AL","XLPE/NYL/PVC",null,1]
["11CA13 WANGURI","HCA-114461","2014-01-17",11,300,"CU","XLPE/NYL/PVC","1",4.87]
["11CA13 WANGURI","HCA-114462","2014-01-17",11,300,"CU","XLPE/NYL/PVC","1",4.99]
["11LE12 MUIRHEAD","HCA-114429","2014-01-17",11,240,"AL","XLPE/NYL/PVC",null,2.0000000099999999]
["11LE12 MUIRHEAD","HCA-114426","2014-01-17",11,240,"AL","XLPE/NYL/PVC",null,0.75000001000000005]
["11LE12 MUIRHEAD","HCA-114427","2014-01-17",11,240,"AL","XLPE/NYL/PVC",null,1]
["11LE12 MUIRHEAD","HCA-114428","2014-01-17",11,240,"AL","XLPE/NYL/PVC",null,0.99999999000000006]
["11LE12 MUIRHEAD","HCA-114430","2014-01-17",11,240,"AL","XLPE/NYL/PVC",null,1]
["11LE12 MUIRHEAD","HCA-114416","2014-01-17",11,240,"AL","XLPE/NYL/PVC",null,1.14329532]
["11CA00 NIGHTCLIFF 1","HCA-114466","2014-01-28",11,"",null,null,null,1.5]
["11CA00 NIGHTCLIFF 1","HCA-117385","2014-01-28",11,400,"AL","XLPE/NYL/PVC","1",61.176235249999998]
["11CA00 NIGHTCLIFF 1","HCA-114465","2014-01-28",11,"",null,null,null,1.5]
["11CA00 NIGHTCLIFF 1","HCA-114464","2014-01-28",11,"",null,null,null,4.6000000000000005]
["11CA00 NIGHTCLIFF 1","HCA-114463","2014-01-28",11,"",null,null,null,1]
["11CA13 WANGURI","HCA-114455","2014-01-28",11,240,"AL","XLPE/NYL/PVC",null,1]
["11CA13 WANGURI","HCA-114454","2014-01-28",11,240,"AL","XLPE/NYL/PVC",null,1]
["11CA13 WANGURI","HCA-114459","2014-01-28",11,240,"AL","XLPE/NYL/PVC",null,1.0000000200000001]
["11CA13 WANGURI","HCA-114453","2014-01-28",11,240,"AL","XLPE/NYL/PVC",null,0.75]
["11CA13 WANGURI","HCA-114457","2014-01-28",11,240,"AL","XLPE/NYL/PVC",null,1]
["11CA13 WANGURI","HCA-114456","2014-01-28",11,240,"AL","XLPE/NYL/PVC",null,2]
["11CA13 WANGURI","HCA-114458","2014-01-28",11,240,"AL","XLPE/NYL/PVC",null,2]
["11CA21 NIGHTCLIFF 2","HCA-114473","2014-01-29",11,240,"AL","XLPE/NYL/PVC","1",79.56]
["11CA21 NIGHTCLIFF 2","HCA-114474","2014-01-29",11,240,"AL","XLPE/NYL/PVC","1",79.710000000000008]
["11CA19 CAS VILLAGE","HCA-115778","2014-02-02",11,95,"AL","XLPE/NYL/PVC","1",2.3152991099999998]
["11CA19 CAS VILLAGE","HCA-115779","2014-02-02",11,400,"AL","PILC","3",2.0000000099999999]
["11CA19 CAS VILLAGE","HCA-115780","2014-02-02",11,400,"AL","PILC","3",2.3214597000000001]
["11CA19 CAS VILLAGE","HCA-115781","2014-02-02",11,400,"AL","PILC","3",2.6636999299999999]
["11BE16 ANULA","HCA-108199","2014-03-01",11,240,"AL","XLPE/PVC","1",326.47000000000003]
["11BE10 KARAMA 2","HCA-114522","2014-03-03",11,240,"AL","XLPE/NYL/PVC",null,0.74999999000000006]
["11BE10 KARAMA 2","HCA-114524","2014-03-03",11,240,"AL","XLPE/NYL/PVC",null,1]
["11BE10 KARAMA 2","HCA-114526","2014-03-03",11,240,"AL","XLPE/NYL/PVC",null,1]
["11BE10 KARAMA 2","HCA-114525","2014-03-03",11,240,"AL","XLPE/NYL/PVC",null,2]
["11BE10 KARAMA 2","HCA-114523","2014-03-03",11,240,"AL","XLPE/NYL/PVC",null,1.0000000099999999]
["11BE16 ANULA","HCA-114543","2014-03-10",11,240,"AL","XLPE/NYL/PVC",null,1.0000000099999999]
["11BE16 ANULA","HCA-114544","2014-03-10",11,240,"AL","XLPE/NYL/PVC",null,1]
["11BE16 ANULA","HCA-114545","2014-03-10",11,240,"AL","XLPE/NYL/PVC",null,2.0000000199999999]
["11BE16 ANULA","HCA-114542","2014-03-10",11,240,"AL","XLPE/NYL/PVC",null,0.75000001999999999]
["11BE16 ANULA","HCA-114546","2014-03-10",11,240,"AL","XLPE/NYL/PVC",null,1.00000003]
["11BE16 ANULA","HCA-114549","2014-03-11",11,240,"AL","XLPE/NYL/PVC",null,0.99999999000000006]
["11BE16 ANULA","HCA-114550","2014-03-11",11,240,"AL","XLPE/NYL/PVC",null,1]
["11BE16 ANULA","HCA-114551","2014-03-11",11,240,"AL","XLPE/NYL/PVC",null,2]
["11BE16 ANULA","HCA-114552","2014-03-11",11,240,"AL","XLPE/NYL/PVC",null,1]
["11BE16 ANULA","HCA-114548","2014-03-11",11,240,"AL","XLPE/NYL/PVC",null,0.75]
["11CA25 BRINKIN","HCA-114664","2014-05-14",11,"",null,null,null,3]
["11CA25 BRINKIN","HCA-114666","2014-05-14",11,240,"AL","XLPE/NYL/PVC","1",9.08]
["11CA25 BRINKIN","HCA-114665","2014-05-14",11,240,"AL","XLPE/NYL/PVC","1",1]
["11CA00 NIGHTCLIFF 1","HCA-114675","2014-05-20",11,400,"AL","XLPE/NYL/PVC","1",9.31]
["11CA21 NIGHTCLIFF 2","HCA-114674","2014-05-20",11,400,"AL","XLPE/NYL/PVC","1",85.962883829999996]
["11CA21 NIGHTCLIFF 2","HCA-114668","2014-05-20",11,240,"AL","XLPE/AL/SCR/PVC","1",2.0000000199999999]
["11CA21 NIGHTCLIFF 2","HCA-114669","2014-05-20",11,240,"AL","XLPE/AL/SCR/PVC","1",2.0000000299999998]
["11CA21 NIGHTCLIFF 2","HCA-114670","2014-05-20",11,240,"AL","XLPE/AL/SCR/PVC","1",2]
["11CA21 NIGHTCLIFF 2","HCA-114671","2014-05-20",11,240,"AL","XLPE/AL/SCR/PVC","1",1.9999999900000001]
["11CA21 NIGHTCLIFF 2","HCA-114672","2014-05-20",11,240,"AL","XLPE/AL/SCR/PVC","1",2.0000000099999999]
["11CA21 NIGHTCLIFF 2","HCA-114673","2014-05-20",11,240,"AL","XLPE/AL/SCR/PVC","1",2.0000000099999999]
["11BE04 MCMILLANS","HCA-114733","2014-07-03",11,240,"AL","XLPE/NYL/PVC",null,1]
["11BE04 MCMILLANS","HCA-114732","2014-07-03",11,240,"AL","XLPE/NYL/PVC",null,1]
["11BE04 MCMILLANS","HCA-114734","2014-07-03",11,240,"AL","XLPE/NYL/PVC",null,2.0000000199999999]
["11BE04 MCMILLANS","HCA-114735","2014-07-03",11,240,"AL","XLPE/NYL/PVC",null,1]
["11WN22 LUDMILLA","HCA-114759","2014-07-07",11,240,"AL","XLPE/NYL/PVC",null,2.0000000099999999]
["11WN22 LUDMILLA","HCA-114757","2014-07-07",11,240,"AL","XLPE/NYL/PVC",null,1]
["11WN22 LUDMILLA","HCA-114756","2014-07-07",11,240,"AL","XLPE/NYL/PVC",null,0.74999999000000006]
["11WN22 LUDMILLA","HCA-114758","2014-07-07",11,240,"AL","XLPE/NYL/PVC",null,1.0000000099999999]
["11WN22 LUDMILLA","HCA-114760","2014-07-07",11,240,"AL","XLPE/NYL/PVC",null,1.0000000099999999]
["11CA19 CAS VILLAGE","HCA-114841","2014-08-01",11,240,"AL","XLPE/PVC","1",123.95149081]
["11CA19 CAS VILLAGE","HCA-111069","2014-08-01",11,240,"AL","XLPE/PVC","1",271.25284367]
["11CA19 CAS VILLAGE","HCA-117039","2014-08-01",11,95,"AL","XLPE/PVC","1",1.7381198900000001]
["11CA19 CAS VILLAGE","HCA-115377","2014-08-01",11,95,"AL","XLPE/PVC","1",6.1499601799999999]
["11CA19 CAS VILLAGE","HCA-115376","2014-08-01",11,95,"AL","XLPE/PVC","1",3.2457262500000001]
["11CA19 CAS VILLAGE","HCA-117036","2014-08-01",11,95,"AL","XLPE/PVC","1",1.6657703000000001]
["11CA12 MARRARA","HCA-114842","2014-08-12",11,240,"AL","XLPE/NYL/PVC",null,0.75000001000000005]
["11CA12 MARRARA","HCA-114843","2014-08-12",11,240,"AL","XLPE/NYL/PVC",null,1]
["11CA12 MARRARA","HCA-114844","2014-08-12",11,240,"AL","XLPE/NYL/PVC",null,0.99999999000000006]
["11CA12 MARRARA","HCA-114845","2014-08-12",11,240,"AL","XLPE/NYL/PVC",null,2]
["11CA12 MARRARA","HCA-114846","2014-08-12",11,240,"AL","XLPE/NYL/PVC",null,0.99999999000000006]
["11CA12 MARRARA","HCA-114847","2014-08-12",11,240,"AL","XLPE/NYL/PVC",null,2]
["11CA12 MARRARA","HCA-114848","2014-08-12",11,240,"AL","XLPE/NYL/PVC",null,0.99999999000000006]
["11CA12 MARRARA","HCA-114849","2014-08-12",11,240,"AL","XLPE/NYL/PVC","1",98.356828219999997]
["11CA12 MARRARA","HCA-114850","2014-08-12",11,240,"AL","XLPE/NYL/PVC","1",43.035969309999999]
["11CA03 BRADSHAW","HCA-115600","2014-08-20",11,"",null,null,null,31.29]
["11CA03 BRADSHAW","HCA-115602","2014-08-20",11,"",null,null,null,3.86]
["11CA19 CAS VILLAGE","HCA-115601","2014-08-20",11,"",null,null,null,3.4974493]
["11LE08 PARKSIDE","HCA-115211","2014-09-01",11,400,"AL","XLPE/NYL/PVC","1",265.56]
["11LE08 PARKSIDE","HCA-115208","2014-09-01",11,400,"AL","XLPE/NYL/PVC","1",458.25]
["11LE12 MUIRHEAD","HCA-115227","2014-09-03",11,400,"AL","XLPE/NYL/PVC","3",504.67]
["11LE12 MUIRHEAD","HCA-115287","2014-09-03",11,240,"AL","XLPE/NYL/PVC","1",1]
["11LE12 MUIRHEAD","HCA-115286","2014-09-03",11,240,"AL","XLPE/NYL/PVC","1",1]
["11LE12 MUIRHEAD","HCA-115048","2014-09-03",11,240,"AL","XLPE/NYL/PVC","1",657.82]
["11LE12 MUIRHEAD","HCA-115044","2014-09-03",11,400,"AL","XLPE/NYL/PVC","1",291.91000000000003]
["11LE12 MUIRHEAD","HCA-115041","2014-09-03",11,240,"AL","XLPE/NYL/PVC","1",494.21000000000004]
["11LE12 MUIRHEAD","HCA-115032","2014-09-03",11,400,"AL","XLPE/NYL/PVC","1",62.22]
["11LE12 MUIRHEAD","HCA-115031","2014-09-03",11,240,"AL","XLPE/NYL/PVC","1",322.27]
["11LE12 MUIRHEAD","HCA-115030","2014-09-03",11,240,"AL","XLPE/NYL/PVC","1",16.07]
["11LE12 MUIRHEAD","HCA-115226","2014-09-03",11,400,"AL","XLPE/NYL/PVC","3",490.96000000000004]
["11BE10 KARAMA 2","HCA-115774","2014-09-25",11,400,"AL","XLPE/NYL/PVC",null,3]
["11BE10 KARAMA 2","HCA-115775","2014-09-25",11,400,"AL","XLPE/NYL/PVC",null,6.8500000000000005]
["11BE10 KARAMA 2","HCA-115776","2014-09-25",11,400,"AL","XLPE/NYL/PVC",null,6.62]
["11BE10 KARAMA 2","HCA-115777","2014-09-25",11,95,"AL","XLPE/NYL/PVC",null,6.9]
["11CA12 MARRARA","HCA-115045","2014-11-12",11,240,"AL","XLPE/NYL/PVC","1",14.07926645]
["11CA00 NIGHTCLIFF 1","HCA-108624","2014-11-14",11,240,"AL","XLPE/NYL/PVC","1",239.76265950999999]
["11CA00 NIGHTCLIFF 1","HCA-115138","2014-12-01",11,240,"AL","XLPE/NYL/PVC","1",216.68835507]
["11CA02 CAS SQUARE 2","HCA-115496","2015-01-01",11,"",null,null,null,4.6000000000000005]
["11CA02 CAS SQUARE 2","HCA-115495","2015-01-01",11,"",null,null,null,4.6000000000000005]
["11CA02 CAS SQUARE 2","HCA-115497","2015-01-01",11,"",null,null,null,1.5]
["11CA02 CAS SQUARE 2","HCA-115498","2015-01-01",11,"",null,null,null,1.5]
["11CA02 CAS SQUARE 2","HCA-115499","2015-01-01",11,"",null,null,null,1.5]
["11CA02 CAS SQUARE 2","HCA-115484","2015-01-01",11,"",null,null,null,1.5]
["11CA02 CAS SQUARE 2","HCA-115485","2015-01-01",11,"",null,null,null,5]
["11CA02 CAS SQUARE 2","HCA-115493","2015-01-01",11,"",null,null,null,1]
["11CA02 CAS SQUARE 2","HCA-115494","2015-01-01",11,"",null,null,null,1]
["11CA02 CAS SQUARE 2","HCA-115486","2015-01-01",11,"",null,null,null,11.09]
["11CA02 CAS SQUARE 2","HCA-115487","2015-01-01",11,"",null,null,null,1.4000000000000001]
["11CA02 CAS SQUARE 2","HCA-115488","2015-01-01",11,"",null,null,null,1.5]
["11CA02 CAS SQUARE 2","HCA-115489","2015-01-01",11,"",null,null,null,4.6000000000000005]
["11CA02 CAS SQUARE 2","HCA-115490","2015-01-01",11,"",null,null,null,1]
["11CA02 CAS SQUARE 2","HCA-115491","2015-01-01",11,400,"AL","XLPE/NYL/PVC","1",7.74]
["11CA02 CAS SQUARE 2","HCA-115492","2015-01-01",11,400,"AL","XLPE/NYL/PVC","1",10.1]
["11CA24 PARER","HCA-115898","2015-01-01",11,400,"AL","XLPE/PVC",null,2.2146374799999999]
["11WN01 BAGOT","HCA-115196","2015-01-01",11,240,"AL","XLPE/NYL/PVC","1",18.920000000000002]
["11LE12 MUIRHEAD","HCA-115018","2015-01-05",11,240,"AL","XLPE/NYL/PVC",null,1]
["11LE12 MUIRHEAD","HCA-115027","2015-01-05",11,240,"AL","XLPE/NYL/PVC",null,0.99999999000000006]
["11LE12 MUIRHEAD","HCA-115036","2015-01-05",11,240,"AL","XLPE/NYL/PVC",null,0.99999999000000006]
["11LE12 MUIRHEAD","HCA-115011","2015-01-05",11,240,"AL","XLPE/AL/SCR/PVC","1",1.9999999900000001]
["11LE12 MUIRHEAD","HCA-115002","2015-01-05",11,240,"AL","XLPE/AL/SCR/PVC","1",2.0000000099999999]
["11LE12 MUIRHEAD","HCA-115029","2015-01-05",11,240,"AL","XLPE/NYL/PVC",null,1.0000000200000001]
["11LE12 MUIRHEAD","HCA-115015","2015-01-05",11,240,"AL","XLPE/AL/SCR/PVC","1",2]
["11LE12 MUIRHEAD","HCA-115024","2015-01-05",11,240,"AL","XLPE/NYL/PVC",null,1]
["11LE12 MUIRHEAD","HCA-115019","2015-01-05",11,240,"AL","XLPE/NYL/PVC",null,2]
["11LE12 MUIRHEAD","HCA-115005","2015-01-05",11,240,"AL","XLPE/AL/SCR/PVC","1",2]
["11LE12 MUIRHEAD","HCA-115037","2015-01-05",11,240,"AL","XLPE/NYL/PVC",null,2]
["11LE12 MUIRHEAD","HCA-115008","2015-01-05",11,240,"AL","XLPE/AL/SCR/PVC","1",2.0000000199999999]
["11LE12 MUIRHEAD","HCA-115009","2015-01-05",11,240,"AL","XLPE/AL/SCR/PVC","1",2.0000000099999999]
["11LE12 MUIRHEAD","HCA-115025","2015-01-05",11,240,"AL","XLPE/NYL/PVC",null,1.0000000200000001]
["11LE12 MUIRHEAD","HCA-115014","2015-01-05",11,240,"AL","XLPE/AL/SCR/PVC","1",2.0000000099999999]
["11LE12 MUIRHEAD","HCA-115035","2015-01-05",11,240,"AL","XLPE/NYL/PVC",null,0.99999998000000001]
["11LE12 MUIRHEAD","HCA-115026","2015-01-05",11,240,"AL","XLPE/NYL/PVC",null,2]
["11LE12 MUIRHEAD","HCA-115028","2015-01-05",11,240,"AL","XLPE/NYL/PVC",null,2]
["11LE12 MUIRHEAD","HCA-115021","2015-01-05",11,240,"AL","XLPE/NYL/PVC",null,1.9999999800000001]
["11LE12 MUIRHEAD","HCA-115012","2015-01-05",11,240,"AL","XLPE/AL/SCR/PVC","1",1.9999999800000001]
["11LE12 MUIRHEAD","HCA-115016","2015-01-05",11,240,"AL","XLPE/NYL/PVC",null,0.75000001000000005]
["11LE12 MUIRHEAD","HCA-115007","2015-01-05",11,240,"AL","XLPE/AL/SCR/PVC","1",2]
["11LE12 MUIRHEAD","HCA-115010","2015-01-05",11,240,"AL","XLPE/AL/SCR/PVC","1",2.0000000099999999]
["11LE12 MUIRHEAD","HCA-115034","2015-01-05",11,240,"AL","XLPE/NYL/PVC",null,0.75]
["11LE12 MUIRHEAD","HCA-115013","2015-01-05",11,240,"AL","XLPE/AL/SCR/PVC","1",2.0000000099999999]
["11LE12 MUIRHEAD","HCA-115023","2015-01-05",11,240,"AL","XLPE/NYL/PVC",null,0.75000001999999999]
["11LE12 MUIRHEAD","HCA-115003","2015-01-05",11,240,"AL","XLPE/AL/SCR/PVC","1",2.0000000199999999]
["11LE12 MUIRHEAD","HCA-115004","2015-01-05",11,240,"AL","XLPE/AL/SCR/PVC","1",2]
["11LE12 MUIRHEAD","HCA-115017","2015-01-05",11,240,"AL","XLPE/NYL/PVC",null,1]
["11LE12 MUIRHEAD","HCA-115038","2015-01-05",11,240,"AL","XLPE/NYL/PVC",null,0.99999998000000001]
["11LE12 MUIRHEAD","HCA-115006","2015-01-05",11,240,"AL","XLPE/AL/SCR/PVC","1",1.9999999900000001]
["11CA10 MILLNER","HCA-115324","2015-01-23",11,240,"AL","XLPE/NYL/PVC","1",66.27]
["11CA10 MILLNER","HCA-115325","2015-01-23",11,240,"AL","XLPE/NYL/PVC","1",69.960000000000008]
["11CA17 CAS SQUARE","HCA-115836","2015-02-04",11,300,"CU","XLPE/NYL/PVC","1",8.43]
["11CA17 CAS SQUARE","HCA-115837","2015-02-04",11,300,"CU","XLPE/NYL/PVC","1",5.74]
["11BE16 ANULA","HCA-115177","2015-02-24",11,240,"AL","XLPE/NYL/PVC","1",67.62]
["11BE16 ANULA","HCA-115179","2015-02-24",11,240,"AL","XLPE/NYL/PVC","1",134.51]
["11BE16 ANULA","HCA-115178","2015-02-24",11,240,"AL","XLPE/NYL/PVC","1",61.77]
["11CA12 MARRARA","HCA-115130","2015-03-03",11,300,"CU",null,null,57.070287550000003]
["11CA12 MARRARA","HCA-115131","2015-03-03",11,300,"CU",null,null,56.987470309999999]
["11CA00 NIGHTCLIFF 1","HCA-115137","2015-03-20",11,240,"AL","XLPE/NYL/PVC",null,1.0000000099999999]
["11CA00 NIGHTCLIFF 1","HCA-115136","2015-03-20",11,240,"AL","XLPE/NYL/PVC",null,2]
["11CA00 NIGHTCLIFF 1","HCA-115135","2015-03-20",11,240,"AL","XLPE/NYL/PVC",null,1.0000000099999999]
["11CA00 NIGHTCLIFF 1","HCA-115134","2015-03-20",11,240,"AL","XLPE/NYL/PVC",null,1.0000000099999999]
["11CA00 NIGHTCLIFF 1","HCA-115133","2015-03-20",11,240,"AL","XLPE/NYL/PVC",null,0.75000001000000005]
["11LE12 MUIRHEAD","HCA-116511","2015-03-23",11,240,"AL","XLPE/NYL/PVC","1",96.03]
["11LE12 MUIRHEAD","HCA-115556","2015-03-23",11,240,"AL","XLPE/NYL/PVC",null,0.75]
["11LE12 MUIRHEAD","HCA-115557","2015-03-23",11,240,"AL","XLPE/NYL/PVC",null,1]
["11LE12 MUIRHEAD","HCA-115288","2015-03-23",11,240,"AL","XLPE/NYL/PVC","1",274.98]
["11LE12 MUIRHEAD","HCA-115292","2015-03-23",11,240,"AL","XLPE/NYL/PVC","1",512.08000000000004]
["11LE12 MUIRHEAD","HCA-115567","2015-03-23",11,240,"AL","XLPE/NYL/PVC","1",610.51]
["11LE12 MUIRHEAD","HCA-115566","2015-03-23",11,240,"AL","XLPE/NYL/PVC","1",290.43]
["11LE12 MUIRHEAD","HCA-115560","2015-03-23",11,240,"AL","XLPE/NYL/PVC",null,1]
["11LE12 MUIRHEAD","HCA-115559","2015-03-23",11,240,"AL","XLPE/NYL/PVC",null,2]
["11LE12 MUIRHEAD","HCA-115558","2015-03-23",11,240,"AL","XLPE/NYL/PVC",null,1]
["11BE16 ANULA","HCA-115175","2015-04-13",11,240,"AL","XLPE/NYL/PVC",null,1.5]
["11BE16 ANULA","HCA-115174","2015-04-13",11,240,"AL","XLPE/NYL/PVC",null,3.0000000099999999]
["11BE16 ANULA","HCA-115173","2015-04-13",11,240,"AL","XLPE/NYL/PVC",null,1.5000000099999999]
["11BE16 ANULA","HCA-115172","2015-04-13",11,240,"AL","XLPE/NYL/PVC",null,1.5]
["11BE16 ANULA","HCA-115171","2015-04-13",11,240,"AL","XLPE/NYL/PVC",null,2.9999999900000001]
["11CA13 WANGURI","HCA-115655","2015-04-20",11,300,"CU","XLPE/NYL/PVC","1",1]
["11CA13 WANGURI","HCA-115656","2015-04-20",11,95,"AL","XLPE/NYL/PVC","1",6.36]
["11CA13 WANGURI","HCA-115657","2015-04-20",11,300,"CU","XLPE/NYL/PVC","1",8.86]
["11CA13 WANGURI","HCA-115654","2015-04-20",11,300,"CU","XLPE/NYL/PVC","1",2]
["11CA13 WANGURI","HCA-115645","2015-04-20",11,300,"CU","XLPE/NYL/PVC","1",426.58]
["11CA13 WANGURI","HCA-115646","2015-04-20",11,300,"CU","XLPE/NYL/PVC","1",382.37]
["11CA13 WANGURI","HCA-115649","2015-04-20",11,300,"CU","XLPE/NYL/PVC","1",505.7]
["11CA19 CAS VILLAGE","HCA-116503","2015-06-02",11,240,"AL","XLPE/NYL/PVC","1",3.6338545799999999]
["11CA19 CAS VILLAGE","HCA-116505","2015-06-02",11,240,"AL","XLPE/NYL/PVC","1",3.54485238]
["11CA19 CAS VILLAGE","HCA-116504","2015-06-02",11,240,"AL","XLPE/NYL/PVC","1",3.5913749500000001]
["11CA24 PARER","HCA-116205","2015-06-05",11,95,"AL","XLPE/NYL/PVC","1",42.62]
["11CA24 PARER","HCA-116206","2015-06-05",11,95,"AL","XLPE/NYL/PVC","1",1.5]
["11CA24 PARER","HCA-116207","2015-06-05",11,95,"AL","XLPE/NYL/PVC","1",1.44]
["11CA12 MARRARA","HCA-115808","2015-07-08",11,95,"AL","XLPE/NYL/PVC","1",7.4501544199999996]
["11CA12 MARRARA","HCA-115809","2015-07-08",11,95,"AL","XLPE/NYL/PVC","1",3.2253308199999999]
["11CA12 MARRARA","HCA-115788","2015-07-08",11,95,"AL","XLPE/NYL/PVC","3",10.11449717]
["11LE12 MUIRHEAD","HCA-115238","2015-07-15",11,240,"AL","XLPE/NYL/PVC",null,0.75000001000000005]
["11LE12 MUIRHEAD","HCA-115241","2015-07-15",11,240,"AL","XLPE/NYL/PVC",null,2.0000000099999999]
["11LE12 MUIRHEAD","HCA-115239","2015-07-15",11,240,"AL","XLPE/NYL/PVC",null,1]
["11LE12 MUIRHEAD","HCA-115242","2015-07-15",11,240,"AL","XLPE/NYL/PVC",null,1]
["11LE12 MUIRHEAD","HCA-115240","2015-07-15",11,240,"AL","XLPE/NYL/PVC",null,1.0000000099999999]
["11LE08 PARKSIDE","HCA-112086","2015-07-22",11,95,"AL","XLPE/NYL/PVC","1",10.52]
["11LE08 PARKSIDE","HCA-116046","2015-07-22",11,400,"AL","PILC",null,4.29]
["11LE08 PARKSIDE","HCA-116047","2015-07-22",11,95,"AL","XLPE/PVC",null,7.1000000000000005]
["11LE08 PARKSIDE","HCA-116048","2015-07-22",11,400,"AL","PILC",null,10.200000000000001]
["11LE12 MUIRHEAD","HCA-115293","2015-07-29",11,240,"AL","XLPE/NYL/PVC",null,0.75000001999999999]
["11LE12 MUIRHEAD","HCA-115296","2015-07-29",11,240,"AL","XLPE/NYL/PVC",null,2.0000000199999999]
["11LE12 MUIRHEAD","HCA-115294","2015-07-29",11,240,"AL","XLPE/NYL/PVC",null,1]
["11LE12 MUIRHEAD","HCA-115297","2015-07-29",11,240,"AL","XLPE/NYL/PVC",null,1.0000000099999999]
["11LE12 MUIRHEAD","HCA-115295","2015-07-29",11,240,"AL","XLPE/NYL/PVC",null,1]
["11CA24 PARER","HCA-115826","2015-08-10",11,240,"AL","XLPE/NYL/PVC",null,2.1879708099999999]
["11CA24 PARER","HCA-115825","2015-08-10",11,95,"AL","XLPE/NYL/PVC",null,2.1732340400000001]
["11LE08 PARKSIDE","HCA-115828","2015-09-01",11,240,"AL","XLPE/NYL/PVC","1",83.52]
["11CA10 MILLNER","HCA-115326","2015-09-02",11,240,"AL","XLPE/NYL/PVC",null,0.75000001000000005]
["11CA10 MILLNER","HCA-115327","2015-09-02",11,240,"AL","XLPE/NYL/PVC",null,1]
["11CA10 MILLNER","HCA-115328","2015-09-02",11,240,"AL","XLPE/NYL/PVC",null,1]
["11CA10 MILLNER","HCA-115322","2015-09-02",11,240,"AL","XLPE/NYL/PVC",null,2.0000000099999999]
["11CA10 MILLNER","HCA-115323","2015-09-02",11,240,"AL","XLPE/NYL/PVC",null,1]
["11WN22 LUDMILLA","HCA-115463","2015-09-07",11,240,"AL","XLPE/NYL/PVC","1",108.96000000000001]
["11WN22 LUDMILLA","HCA-115462","2015-09-07",11,240,"AL","XLPE/NYL/PVC","1",35.660000000000004]
["11LE03 LYONS 1","HCA-115608","2015-09-08",11,240,"AL","XLPE/NYL/PVC","1",9.0619302200000007]
["11BE04 MCMILLANS","HCA-116036","2015-09-30",11,240,"AL","XLPE/NYL/PVC","1",189.31363422000001]
["11BE06 KARAMA 1","HCA-116037","2015-09-30",11,240,"AL","XLPE/NYL/PVC","1",0.77]
["11BE06 KARAMA 1","HCA-115883","2015-09-30",11,240,"AL","XLPE/NYL/PVC","1",5.49]
["11BE06 KARAMA 1","HCA-115884","2015-09-30",11,240,"AL","XLPE/NYL/PVC","1",45.02]
["11BE06 KARAMA 1","HCA-115885","2015-09-30",11,240,"AL","XLPE/NYL/PVC","1",9.39]
["11BE06 KARAMA 1","HCA-116038","2015-09-30",11,240,"AL","XLPE/NYL/PVC","1",0.76]
["11CA00 NIGHTCLIFF 1","HCA-115464","2015-11-01",11,240,"AL","XLPE/NYL/PVC","1",3]
["11CA00 NIGHTCLIFF 1","HCA-115470","2015-11-01",11,240,"AL","XLPE/NYL/PVC","1",195.39260722]
["11CA08 NTHLAKES","HCA-116793","2015-11-06",11,240,"AL","XLPE/NYL/PVC","1",3]
["11CA08 NTHLAKES","HCA-116796","2015-11-06",11,240,"AL","XLPE/NYL/PVC","1",14.52]
["11CA08 NTHLAKES","HCA-116795","2015-11-06",11,240,"AL","XLPE/NYL/PVC","1",11.32]
["11CA08 NTHLAKES","HCA-116794","2015-11-06",11,240,"AL","XLPE/NYL/PVC","1",4.3899999999999997]
["11LE03 LYONS 1","HCA-115901","2015-11-10",11,400,"AL","XLPE/NYL/PVC","1",442.51]
["11LE12 MUIRHEAD","HCA-115921","2015-11-10",11,240,"AL","XLPE/NYL/PVC","1",396.43]
["11LE12 MUIRHEAD","HCA-115929","2015-11-10",11,240,"AL","XLPE/NYL/PVC","1",189.28]
["11LE12 MUIRHEAD","HCA-115913","2015-11-10",11,240,"AL","XLPE/NYL/PVC","1",21.25]
["11LE12 MUIRHEAD","HCA-115912","2015-11-10",11,400,"AL","XLPE/NYL/PVC","1",620.66]
["11LE12 MUIRHEAD","HCA-115900","2015-11-13",11,240,"AL","XLPE/NYL/PVC","1",418.38]
["11WN22 LUDMILLA","HCA-115459","2015-11-25",11,240,"AL","XLPE/NYL/PVC",null,2.0000000299999998]
["11WN22 LUDMILLA","HCA-115456","2015-11-25",11,240,"AL","XLPE/NYL/PVC",null,0.74999999000000006]
["11WN22 LUDMILLA","HCA-115460","2015-11-25",11,240,"AL","XLPE/NYL/PVC",null,1.0000000099999999]
["11WN22 LUDMILLA","HCA-115458","2015-11-25",11,240,"AL","XLPE/NYL/PVC",null,1]
["11WN22 LUDMILLA","HCA-115457","2015-11-25",11,240,"AL","XLPE/NYL/PVC",null,1.0000000099999999]
["11CA00 NIGHTCLIFF 1","HCA-115468","2015-12-07",11,240,"AL","XLPE/NYL/PVC",null,2]
["11CA00 NIGHTCLIFF 1","HCA-115467","2015-12-07",11,240,"AL","XLPE/NYL/PVC",null,1]
["11CA00 NIGHTCLIFF 1","HCA-115466","2015-12-07",11,240,"AL","XLPE/NYL/PVC",null,1.0000000099999999]
["11CA00 NIGHTCLIFF 1","HCA-115465","2015-12-07",11,240,"AL","XLPE/NYL/PVC",null,0.75000001000000005]
["11CA00 NIGHTCLIFF 1","HCA-115469","2015-12-07",11,240,"AL","XLPE/NYL/PVC",null,1]
["11BE04 MCMILLANS","HCA-115610","2016-01-01",11,240,"AL","XLPE/NYL/PVC","1",33.959458419999997]
["11CA03 BRADSHAW","HCA-116077","2016-01-01",11,240,"AL","XLPE/NYL/PVC","1",2.09]
["11CA03 BRADSHAW","HCA-116078","2016-01-01",11,240,"AL","XLPE/NYL/PVC","1",118.73]
["11CA03 BRADSHAW","HCA-116727","2016-01-01",11,35,"AL","XLPE/NYL/PVC","1",1.34]
["11CA03 BRADSHAW","HCA-116728","2016-01-01",11,35,"AL","XLPE/NYL/PVC","1",6.19]
["11CA03 BRADSHAW","HCA-116730","2016-01-01",11,35,"AL","XLPE/NYL/PVC","1",1.47]
["11CA03 BRADSHAW","HCA-116731","2016-01-01",11,35,"AL","XLPE/NYL/PVC","1",2.0499999999999998]
["11CA03 BRADSHAW","HCA-116732","2016-01-01",11,35,"AL","XLPE/NYL/PVC","1",2.73]
["11CA03 BRADSHAW","HCA-116729","2016-01-01",11,35,"AL","XLPE/NYL/PVC","1",1.56]
["11CA12 MARRARA","HCA-116094","2016-01-01",11,300,"CU","XLPE/NYL/PVC","1",77.507582839999998]
["11CA13 WANGURI","HCA-116093","2016-01-01",11,300,"CU","XLPE/NYL/PVC","1",1]
["11CA19 CAS VILLAGE","HCA-116110","2016-01-01",11,240,"AL","XLPE/NYL/PVC","1",4.9157270999999998]
["11CA19 CAS VILLAGE","HCA-116111","2016-01-01",11,240,"AL","XLPE/NYL/PVC","1",4.4841799599999996]
["11LE01 DARWIN PRIVATE HOSPITAL","HCA-115844","2016-01-01",11,400,"AL","XLPE/NYL/PVC","1",1242.0878717099999]
["11LE03 LYONS 1","HCA-115845","2016-01-01",11,400,"AL","XLPE/NYL/PVC","1",1096.21]
["11LE04 TAMBLING","HCA-115842","2016-01-01",11,400,"AL","XLPE/NYL/PVC","1",66.59]
["11LE04 TAMBLING","HCA-115866","2016-01-01",11,400,"AL","XLPE/NYL/PVC","1",47.53]
["11LE04 TAMBLING","HCA-115841","2016-01-01",11,400,"AL","XLPE/NYL/PVC","1",89.81]
["11LE04 TAMBLING","HCA-115827","2016-01-01",11,400,"AL","XLPE/NYL/PVC","1",1070.5999999999999]
["11LE04 TAMBLING","HCA-116092","2016-01-01",11,240,"AL","XLPE/NYL/PVC","1",9.52]
["11LE08 PARKSIDE","HCA-115891","2016-01-01",11,400,"AL","XLPE/NYL/PVC","1",7.67]
["11LE08 PARKSIDE","HCA-115877","2016-01-01",11,400,"AL","XLPE/NYL/PVC","1",22.68818972]
["11LE08 PARKSIDE","HCA-115876","2016-01-01",11,400,"AL","XLPE/NYL/PVC","1",1.4999999900000001]
["11LE08 PARKSIDE","HCA-115875","2016-01-01",11,400,"AL","XLPE/NYL/PVC","1",1.4999999900000001]
["11LE08 PARKSIDE","HCA-115874","2016-01-01",11,400,"AL","XLPE/NYL/PVC","1",1.5000000099999999]
["11LE08 PARKSIDE","HCA-115873","2016-01-01",11,400,"AL","XLPE/NYL/PVC","1",1.5]
["11LE08 PARKSIDE","HCA-115872","2016-01-01",11,400,"AL","XLPE/NYL/PVC","1",6.0000000399999998]
["11LE08 PARKSIDE","HCA-115840","2016-01-01",11,400,"AL","XLPE/NYL/PVC","1",572.01]
["11LE17 LYONS 2","HCA-115871","2016-01-01",11,400,"AL","XLPE/NYL/PVC","1",1.4999999900000001]
["11LE17 LYONS 2","HCA-115870","2016-01-01",11,400,"AL","XLPE/NYL/PVC","1",1.5]
["11LE17 LYONS 2","HCA-115869","2016-01-01",11,400,"AL","XLPE/NYL/PVC","1",1.5]
["11LE17 LYONS 2","HCA-115868","2016-01-01",11,400,"AL","XLPE/NYL/PVC","1",1.4999999900000001]
["11LE17 LYONS 2","HCA-115838","2016-01-01",11,400,"AL","XLPE/NYL/PVC","1",1087.48]
["11LE17 LYONS 2","HCA-115867","2016-01-01",11,400,"AL","XLPE/NYL/PVC","1",6.0000000099999999]
["11LE17 LYONS 2","HCA-115892","2016-01-01",11,400,"AL","XLPE/NYL/PVC","1",7.75]
["11LE17 LYONS 2","HCA-115887","2016-01-01",11,400,"AL","XLPE/NYL/PVC","1",35]
["11LE17 LYONS 2","HCA-115628","2016-01-12",11,240,"AL","XLPE/NYL/PVC",null,5.3493825900000003]
["11LE17 LYONS 2","HCA-115634","2016-01-12",11,400,"AL","XLPE/NYL/PVC","3",78.794085460000005]
["11LE12 MUIRHEAD","HCA-115561","2016-01-20",11,240,"AL","XLPE/NYL/PVC",null,0.75]
["11LE12 MUIRHEAD","HCA-115562","2016-01-20",11,240,"AL","XLPE/NYL/PVC",null,1]
["11LE12 MUIRHEAD","HCA-115564","2016-01-20",11,240,"AL","XLPE/NYL/PVC",null,2.0000000199999999]
["11LE03 LYONS 1","HCA-115607","2016-02-11",11,240,"AL","XLPE/NYL/PVC",null,1.0000000099999999]
["11LE03 LYONS 1","HCA-115605","2016-02-11",11,240,"AL","XLPE/NYL/PVC",null,1]
["11LE03 LYONS 1","HCA-115606","2016-02-11",11,240,"AL","XLPE/NYL/PVC",null,2.0000000199999999]
["11LE03 LYONS 1","HCA-115604","2016-02-11",11,240,"AL","XLPE/NYL/PVC",null,1]
["11LE03 LYONS 1","HCA-115603","2016-02-11",11,240,"AL","XLPE/NYL/PVC",null,0.75000001000000005]
["11BE04 MCMILLANS","HCA-115614","2016-02-15",11,240,"AL","XLPE/NYL/PVC",null,1]
["11BE04 MCMILLANS","HCA-115612","2016-02-15",11,240,"AL","XLPE/NYL/PVC",null,1.9999999900000001]
["11BE04 MCMILLANS","HCA-115611","2016-02-15",11,240,"AL","XLPE/NYL/PVC",null,0.99999999000000006]
["11BE04 MCMILLANS","HCA-115615","2016-02-15",11,240,"AL","XLPE/NYL/PVC",null,0.74999999000000006]
["11BE04 MCMILLANS","HCA-115613","2016-02-15",11,240,"AL","XLPE/NYL/PVC",null,1]
["11LE17 LYONS 2","HCA-115630","2016-02-18",11,240,"AL","XLPE/NYL/PVC",null,1.0000000099999999]
["11LE17 LYONS 2","HCA-115629","2016-02-18",11,240,"AL","XLPE/NYL/PVC",null,1.0000000099999999]
["11LE17 LYONS 2","HCA-115632","2016-02-18",11,240,"AL","XLPE/NYL/PVC",null,1]
["11LE17 LYONS 2","HCA-115631","2016-02-18",11,240,"AL","XLPE/NYL/PVC",null,2.0000000099999999]
["11CA00 NIGHTCLIFF 1","HCA-115798","2016-03-07",11,240,"AL","XLPE/PVC","1",28.78]
["11CA00 NIGHTCLIFF 1","HCA-115799","2016-03-07",11,240,"AL","XLPE/PVC","1",178.69]
["11CA04 UNIVERSITY","HCA-116318","2016-03-08",11,240,"AL","XLPE/NYL/PVC","1",21.63]
["11CA04 UNIVERSITY","HCA-116316","2016-03-08",11,240,"AL","XLPE/NYL/PVC","1",4.05]
["11CA25 BRINKIN","HCA-116317","2016-03-08",11,240,"AL","XLPE/NYL/PVC","1",16.75]
["11CA25 BRINKIN","HCA-116315","2016-03-08",11,240,"AL","XLPE/NYL/PVC","1",11.43]
["11CA13 WANGURI","HCA-116241","2016-03-28",11,400,"AL","XLPE/NYL/PVC","1",201.49]
["11CA13 WANGURI","HCA-116242","2016-03-28",11,400,"AL","XLPE/NYL/PVC","1",197.16]
["11CA00 NIGHTCLIFF 1","HCA-115795","2016-04-06",11,240,"AL","XLPE/NYL/PVC",null,1.0000000099999999]
["11CA00 NIGHTCLIFF 1","HCA-115794","2016-04-06",11,240,"AL","XLPE/NYL/PVC",null,1]
["11CA00 NIGHTCLIFF 1","HCA-115797","2016-04-06",11,240,"AL","XLPE/NYL/PVC",null,1]
["11CA00 NIGHTCLIFF 1","HCA-115793","2016-04-06",11,240,"AL","XLPE/NYL/PVC",null,0.75000001000000005]
["11CA00 NIGHTCLIFF 1","HCA-115796","2016-04-06",11,240,"AL","XLPE/NYL/PVC",null,2.0000000099999999]
["11CA12 MARRARA","HCA-115804","2016-04-06",11,240,"AL","XLPE/NYL/PVC",null,1.4999999900000001]
["11CA12 MARRARA","HCA-115805","2016-04-06",11,240,"AL","XLPE/NYL/PVC",null,1.5]
["11CA12 MARRARA","HCA-115806","2016-04-06",11,240,"AL","XLPE/NYL/PVC",null,3]
["11CA12 MARRARA","HCA-115807","2016-04-06",11,240,"AL","XLPE/NYL/PVC",null,1.5]
["11CA12 MARRARA","HCA-115803","2016-04-06",11,240,"AL","XLPE/NYL/PVC",null,3]
["11LE08 PARKSIDE","HCA-115810","2016-04-07",11,240,"AL","XLPE/AL/SCR/PVC","1",2.0000000099999999]
["11LE08 PARKSIDE","HCA-115816","2016-04-07",11,240,"AL","XLPE/AL/SCR/PVC","1",2]
["11LE08 PARKSIDE","HCA-115813","2016-04-07",11,240,"AL","XLPE/AL/SCR/PVC","1",1.9999999700000002]
["11LE08 PARKSIDE","HCA-115814","2016-04-07",11,240,"AL","XLPE/AL/SCR/PVC","1",1.9999999900000001]
["11LE08 PARKSIDE","HCA-115812","2016-04-07",11,240,"AL","XLPE/AL/SCR/PVC","1",1.99999996]
["11LE08 PARKSIDE","HCA-115815","2016-04-07",11,240,"AL","XLPE/AL/SCR/PVC","1",1.9999999800000001]
["11LE08 PARKSIDE","HCA-115811","2016-04-07",11,240,"AL","XLPE/AL/SCR/PVC","1",2.0000000199999999]
["11LE04 TAMBLING","HCA-115821","2016-04-08",11,240,"AL","XLPE/AL/SCR/PVC","1",2]
["11LE04 TAMBLING","HCA-115820","2016-04-08",11,240,"AL","XLPE/AL/SCR/PVC","1",1.9999999900000001]
["11LE04 TAMBLING","HCA-115819","2016-04-08",11,240,"AL","XLPE/AL/SCR/PVC","1",1.9999999900000001]
["11LE04 TAMBLING","HCA-115818","2016-04-08",11,240,"AL","XLPE/AL/SCR/PVC","1",2.0000000199999999]
["11LE04 TAMBLING","HCA-115823","2016-04-08",11,240,"AL","XLPE/AL/SCR/PVC","1",1.9999999900000001]
["11LE04 TAMBLING","HCA-115822","2016-04-08",11,240,"AL","XLPE/AL/SCR/PVC","1",1.9999999900000001]
["11LE04 TAMBLING","HCA-115817","2016-04-08",11,240,"AL","XLPE/AL/SCR/PVC","1",2.0000000099999999]
["11CA17 CAS SQUARE","HCA-115832","2016-04-11",11,240,"AL","XLPE/NYL/PVC",null,1]
["11CA17 CAS SQUARE","HCA-115834","2016-04-11",11,240,"AL","XLPE/NYL/PVC",null,1]
["11CA17 CAS SQUARE","HCA-115833","2016-04-11",11,240,"AL","XLPE/NYL/PVC",null,2]
["11CA17 CAS SQUARE","HCA-115830","2016-04-11",11,240,"AL","XLPE/NYL/PVC",null,0.75000001999999999]
["11CA17 CAS SQUARE","HCA-115831","2016-04-11",11,240,"AL","XLPE/NYL/PVC",null,1.0000000099999999]
["11CA03 BRADSHAW","HCA-115848","2016-04-19",11,240,"AL","XLPE/AL/SCR/PVC","1",1.9999999900000001]
["11CA03 BRADSHAW","HCA-115849","2016-04-19",11,240,"AL","XLPE/AL/SCR/PVC","1",1.9999999900000001]
["11CA03 BRADSHAW","HCA-115850","2016-04-19",11,240,"AL","XLPE/AL/SCR/PVC","1",1.9999999900000001]
["11CA03 BRADSHAW","HCA-115851","2016-04-19",11,240,"AL","XLPE/AL/SCR/PVC","1",1.9999999900000001]
["11CA03 BRADSHAW","HCA-115852","2016-04-19",11,240,"AL","XLPE/AL/SCR/PVC","1",2.0000000400000002]
["11CA03 BRADSHAW","HCA-115853","2016-04-19",11,240,"AL","XLPE/AL/SCR/PVC","1",2.0000000199999999]
["11CA03 BRADSHAW","HCA-115847","2016-04-19",11,240,"AL","XLPE/AL/SCR/PVC","1",2.0000000199999999]
["11CA03 BRADSHAW","HCA-115855","2016-04-19",11,240,"AL","XLPE/AL/SCR/PVC","1",2.0000000199999999]
["11CA03 BRADSHAW","HCA-115856","2016-04-19",11,240,"AL","XLPE/AL/SCR/PVC","1",1.9999999900000001]
["11CA03 BRADSHAW","HCA-115862","2016-04-19",11,240,"AL","XLPE/AL/SCR/PVC","1",1.9999999700000002]
["11CA03 BRADSHAW","HCA-115857","2016-04-19",11,240,"AL","XLPE/AL/SCR/PVC","1",1.9999999900000001]
["11CA03 BRADSHAW","HCA-115858","2016-04-19",11,240,"AL","XLPE/AL/SCR/PVC","1",2]
["11CA03 BRADSHAW","HCA-115859","2016-04-19",11,240,"AL","XLPE/AL/SCR/PVC","1",2]
["11CA03 BRADSHAW","HCA-115854","2016-04-19",11,240,"AL","XLPE/AL/SCR/PVC","1",2.0000000099999999]
["11LE12 MUIRHEAD","HCA-115899","2016-05-03",11,240,"AL","XLPE/NYL/PVC",null,1.0000000099999999]
["11LE12 MUIRHEAD","HCA-115919","2016-05-04",11,240,"AL","XLPE/NYL/PVC",null,1.9999999800000001]
["11LE12 MUIRHEAD","HCA-115903","2016-05-04",11,240,"AL","XLPE/NYL/PVC",null,1]
["11LE12 MUIRHEAD","HCA-115914","2016-05-04",11,240,"AL","XLPE/NYL/PVC",null,0.75000001000000005]
["11LE12 MUIRHEAD","HCA-115908","2016-05-04",11,240,"AL","XLPE/NYL/PVC",null,1.5]
["11LE12 MUIRHEAD","HCA-115916","2016-05-04",11,240,"AL","XLPE/NYL/PVC",null,1]
["11LE12 MUIRHEAD","HCA-115906","2016-05-04",11,240,"AL","XLPE/NYL/PVC",null,1]
["11LE12 MUIRHEAD","HCA-115915","2016-05-04",11,240,"AL","XLPE/NYL/PVC",null,0.99999999000000006]
["11LE12 MUIRHEAD","HCA-115917","2016-05-04",11,240,"AL","XLPE/NYL/PVC",null,2.0000000099999999]
["11LE12 MUIRHEAD","HCA-115918","2016-05-04",11,240,"AL","XLPE/NYL/PVC",null,1.0000000200000001]
["11LE12 MUIRHEAD","HCA-115920","2016-05-04",11,240,"AL","XLPE/NYL/PVC",null,0.99999999000000006]
["11LE12 MUIRHEAD","HCA-115910","2016-05-04",11,240,"AL","XLPE/NYL/PVC",null,2.9999999900000001]
["11LE12 MUIRHEAD","HCA-115909","2016-05-04",11,240,"AL","XLPE/NYL/PVC",null,1.5000000099999999]
["11LE12 MUIRHEAD","HCA-115911","2016-05-04",11,240,"AL","XLPE/NYL/PVC",null,1.5]
["11LE12 MUIRHEAD","HCA-115904","2016-05-04",11,240,"AL","XLPE/NYL/PVC",null,1]
["11LE12 MUIRHEAD","HCA-115902","2016-05-04",11,240,"AL","XLPE/NYL/PVC",null,0.75000001999999999]
["11LE12 MUIRHEAD","HCA-115907","2016-05-04",11,240,"AL","XLPE/NYL/PVC",null,3]
["11LE12 MUIRHEAD","HCA-115922","2016-05-04",11,240,"AL","XLPE/NYL/PVC",null,0.75]
["11LE12 MUIRHEAD","HCA-115924","2016-05-04",11,240,"AL","XLPE/NYL/PVC",null,1]
["11LE12 MUIRHEAD","HCA-115925","2016-05-04",11,240,"AL","XLPE/NYL/PVC",null,2.0000000099999999]
["11LE12 MUIRHEAD","HCA-115926","2016-05-04",11,240,"AL","XLPE/NYL/PVC",null,1]
["11LE12 MUIRHEAD","HCA-115927","2016-05-04",11,240,"AL","XLPE/NYL/PVC",null,2]
["11LE12 MUIRHEAD","HCA-115928","2016-05-04",11,240,"AL","XLPE/NYL/PVC",null,1.0000000099999999]
["11LE12 MUIRHEAD","HCA-115923","2016-05-04",11,240,"AL","XLPE/NYL/PVC",null,1.0000000099999999]
["11LE12 MUIRHEAD","HCA-115905","2016-05-04",11,240,"AL","XLPE/NYL/PVC",null,2]
["11CA13 WANGURI","HCA-116068","2016-05-26",11,240,"AL","XLPE/NYL/PVC","1",4.62]
["11CA13 WANGURI","HCA-116069","2016-05-26",11,95,"AL","XLPE/NYL/PVC","1",4.84]
["11CA13 WANGURI","HCA-116233","2016-07-15",11,"",null,null,null,1.0000000099999999]
["11CA13 WANGURI","HCA-116237","2016-07-15",11,"",null,null,null,1.5000000099999999]
["11CA13 WANGURI","HCA-116240","2016-07-15",11,"",null,null,null,4.9999999900000001]
["11CA13 WANGURI","HCA-116236","2016-07-15",11,"",null,null,null,1.4999999900000001]
["11CA13 WANGURI","HCA-116238","2016-07-15",11,"",null,null,null,1.5]
["11CA13 WANGURI","HCA-116235","2016-07-15",11,"",null,null,null,4.6000000100000005]
["11CA13 WANGURI","HCA-116232","2016-07-15",11,"",null,null,null,1.0000000099999999]
["11CA13 WANGURI","HCA-116234","2016-07-15",11,"",null,null,null,4.5999999899999997]
["11CA13 WANGURI","HCA-116239","2016-07-15",11,"",null,null,null,1.4999999900000001]
["11CA21 NIGHTCLIFF 2","HCA-116347","2016-08-11",11,240,"AL","XLPE/NYL/PVC","1",22.71]
["11CA21 NIGHTCLIFF 2","HCA-116348","2016-08-11",11,240,"AL","XLPE/NYL/PVC","1",22.42]
["11CA25 BRINKIN","HCA-116311","2016-08-11",11,240,"AL","XLPE/AL/SCR/PVC","1",1.9999999900000001]
["11CA25 BRINKIN","HCA-116314","2016-08-11",11,240,"AL","XLPE/AL/SCR/PVC","1",2.0000000299999998]
["11CA25 BRINKIN","HCA-116312","2016-08-11",11,240,"AL","XLPE/AL/SCR/PVC","1",2]
["11CA25 BRINKIN","HCA-116313","2016-08-11",11,240,"AL","XLPE/AL/SCR/PVC","1",1.9999999900000001]
["11CA25 BRINKIN","HCA-116309","2016-08-11",11,240,"AL","XLPE/AL/SCR/PVC","1",1.9999999900000001]
["11CA25 BRINKIN","HCA-116310","2016-08-11",11,240,"AL","XLPE/AL/SCR/PVC","1",2.0000000299999998]
["11CA21 NIGHTCLIFF 2","HCA-116341","2016-08-23",11,240,"AL","XLPE/NYL/PVC",null,0.75000001000000005]
["11CA21 NIGHTCLIFF 2","HCA-116342","2016-08-23",11,240,"AL","XLPE/NYL/PVC",null,0.99999999000000006]
["11CA21 NIGHTCLIFF 2","HCA-116343","2016-08-23",11,240,"AL","XLPE/NYL/PVC",null,1.0000000099999999]
["11CA21 NIGHTCLIFF 2","HCA-116344","2016-08-23",11,240,"AL","XLPE/NYL/PVC",null,2.0000000099999999]
["11CA21 NIGHTCLIFF 2","HCA-116345","2016-08-23",11,240,"AL","XLPE/NYL/PVC",null,1.0000000099999999]
["11CA10 MILLNER","HCA-116784","2016-10-12",11,240,"AL","XLPE/NYL/PVC","1",5.3377885599999999]
["11CA10 MILLNER","HCA-116785","2016-10-12",11,240,"AL","XLPE/NYL/PVC","1",38.020000000000003]
["11CA24 PARER","HCA-116791","2016-10-13",11,95,"AL","XLPE/NYL/PVC","1",2.99]
["11CA24 PARER","HCA-116792","2016-10-13",11,95,"AL","XLPE/NYL/PVC","1",2.98]
["11CA25 BRINKIN","HCA-116581","2016-10-13",11,240,"AL","XLPE/NYL/PVC",null,1.0000000099999999]
["11CA25 BRINKIN","HCA-116582","2016-10-13",11,240,"AL","XLPE/NYL/PVC",null,2.0000000199999999]
["11CA25 BRINKIN","HCA-116578","2016-10-13",11,240,"AL","XLPE/NYL/PVC",null,1.0000000099999999]
["11CA25 BRINKIN","HCA-116583","2016-10-13",11,240,"AL","XLPE/NYL/PVC","1",161.54824701999999]
["11CA25 BRINKIN","HCA-116576","2016-10-13",11,240,"AL","XLPE/NYL/PVC","1",169.09204037999999]
["11CA25 BRINKIN","HCA-116577","2016-10-13",11,240,"AL","XLPE/NYL/PVC",null,0.75]
["11CA25 BRINKIN","HCA-116580","2016-10-13",11,240,"AL","XLPE/NYL/PVC",null,1]
["11BE06 KARAMA 1","HCA-117284","2016-11-05",11,400,"AL",null,null,10.556968210000001]
["11CA24 PARER","HCA-116857","2017-01-01",11,240,"AL","XLPE/NYL/PVC","1",7.76738632]
["11CA24 PARER","HCA-116858","2017-01-01",11,240,"AL","XLPE/NYL/PVC","1",7.7418762299999999]
["11CA24 PARER","HCA-116859","2017-01-01",11,240,"AL","XLPE/NYL/PVC","1",18.369636190000001]
["11BE16 ANULA","HCA-116773","2017-02-13",11,240,"AL","XLPE/NYL/PVC","1",239.92000000000002]
["11CA10 MILLNER","HCA-116778","2017-05-17",11,240,"AL","XLPE/NYL/PVC",null,0.99999999000000006]
["11CA10 MILLNER","HCA-116775","2017-05-17",11,240,"AL","XLPE/NYL/PVC",null,1]
["11CA10 MILLNER","HCA-116779","2017-05-17",11,240,"AL","XLPE/NYL/PVC",null,0.75]
["11CA10 MILLNER","HCA-116781","2017-05-17",11,240,"AL","XLPE/NYL/PVC",null,1.0000000099999999]
["11CA10 MILLNER","HCA-116777","2017-05-17",11,240,"AL","XLPE/NYL/PVC",null,2.0000000400000002]
["11CA10 MILLNER","HCA-116774","2017-05-17",11,240,"AL","XLPE/NYL/PVC",null,0.74999999000000006]
["11CA10 MILLNER","HCA-116776","2017-05-17",11,240,"AL","XLPE/NYL/PVC",null,1.0000000099999999]
["11CA10 MILLNER","HCA-116780","2017-05-17",11,240,"AL","XLPE/NYL/PVC",null,1]
["11CA10 MILLNER","HCA-116783","2017-05-17",11,240,"AL","XLPE/NYL/PVC",null,1.0000000099999999]
["11CA10 MILLNER","HCA-116782","2017-05-17",11,240,"AL","XLPE/NYL/PVC",null,2]
["11CA16 NAKARA","HCA-116849","2017-07-01",11,240,"AL","XLPE/NYL/PVC",null,1.0000000200000001]
["11CA16 NAKARA","HCA-116848","2017-07-01",11,240,"AL","XLPE/NYL/PVC",null,2.0000000199999999]
["11CA16 NAKARA","HCA-116847","2017-07-01",11,240,"AL","XLPE/NYL/PVC",null,1]
["11CA16 NAKARA","HCA-116846","2017-07-01",11,240,"AL","XLPE/NYL/PVC",null,0.99999999000000006]
["11CA16 NAKARA","HCA-116845","2017-07-01",11,240,"AL","XLPE/NYL/PVC",null,0.74999999000000006]
["11CA12 MARRARA","HCA-116924","2017-07-11",11,240,"AL","XLPE/NYL/PVC","1",0.75000001000000005]
["11CA12 MARRARA","HCA-116925","2017-07-11",11,240,"AL","XLPE/NYL/PVC",null,1.0000000099999999]
["11CA12 MARRARA","HCA-116926","2017-07-11",11,240,"AL","XLPE/NYL/PVC",null,1.0000000099999999]
["11CA12 MARRARA","HCA-116927","2017-07-11",11,240,"AL","XLPE/NYL/PVC",null,2.0000000099999999]
["11CA12 MARRARA","HCA-116928","2017-07-11",11,240,"AL","XLPE/NYL/PVC",null,1.07828335]
["11CA12 MARRARA","HCA-116929","2017-07-11",11,240,"AL","XLPE/NYL/PVC","1",87.569625369999997]
["11CA03 BRADSHAW","HCA-117145","2017-07-13",11,240,"AL","XLPE/PVC","1",4.9107716000000003]
["11CA03 BRADSHAW","HCA-117146","2017-07-13",11,240,"AL","XLPE/PVC","1",4.7720111899999997]
["11CA03 BRADSHAW","HCA-117147","2017-07-13",11,95,"AL","XLPE/PVC","1",3.56216445]
["11CA13 WANGURI","HCA-117144","2017-07-23",11,35,"AL","XLPE/NYL/PVC",null,7.2765757100000004]
["11CA13 WANGURI","HCA-117143","2017-07-23",11,35,"AL","XLPE/NYL/PVC",null,7.7113497600000001]
["11CA13 WANGURI","HCA-117142","2017-07-23",11,35,"AL","XLPE/NYL/PVC",null,3.55687204]
["11LE12 MUIRHEAD","HCA-117017","2017-09-15",11,240,"AL","XLPE/NYL/PVC","1",309.63683666999998]
["11LE12 MUIRHEAD","HCA-117016","2017-09-15",11,240,"AL","XLPE/NYL/PVC","1",192.96821883999999]
["11LE12 MUIRHEAD","HCA-117328","2017-11-01",11,240,"AL","XLPE/NYL/PVC","1",284.04393887999998]
["11LE12 MUIRHEAD","HCA-117329","2017-11-01",11,240,"AL","XLPE/NYL/PVC","1",166.15647561]
["11CA07 JINGILI","HCA-116973","2017-11-15",11,400,"AL","XLPE/NYL/PVC","1",236.34216097999999]
["11CA16 NAKARA","HCA-117285","2017-11-27",11,95,"AL","XLPE/NYL/PVC",null,15.13812124]
["11CA19 CAS VILLAGE","HCA-117301","2017-12-19",11,240,"AL","XLPE/NYL/PVC","1",91.847230030000006]
["11CA19 CAS VILLAGE","HCA-117302","2017-12-19",11,240,"AL","XLPE/NYL/PVC","1",95.226776459999996]
["11CA12 MARRARA","HCA-108821","2018-01-01",11,95,"AL","XLPE/NYL/PVC","1",83.657458500000004]
["11CA12 MARRARA","HCA-117238","2018-01-10",11,95,"AL","XLPE/NYL/PVC","1",130.81084675]
["11CA12 MARRARA","HCA-117116","2018-01-20",11,240,"AL","XLPE/NYL/PVC",null,0.75000003000000004]
["11CA12 MARRARA","HCA-117117","2018-01-20",11,240,"AL","XLPE/NYL/PVC",null,1]
["11CA12 MARRARA","HCA-117118","2018-01-20",11,240,"AL","XLPE/NYL/PVC",null,1]
["11CA12 MARRARA","HCA-117119","2018-01-20",11,240,"AL","XLPE/NYL/PVC",null,2]
["11CA12 MARRARA","HCA-117120","2018-01-20",11,240,"AL","XLPE/NYL/PVC",null,1]
["11LE03 LYONS 1","HCA-117293","2018-03-05",11,95,"AL","XLPE/NYL/PVC",null,9.0952034899999994]
["11CA00 NIGHTCLIFF 1","HCA-117336","2018-06-22",11,240,"AL","XLPE/PVC",null,4.0587025199999998]
["11CA00 NIGHTCLIFF 1","HCA-117335","2018-06-22",11,240,"AL","XLPE/PVC",null,4.0722010900000001]
["11CA12 MARRARA","HCA-117368","2018-07-30",11,240,"AL","XLPE/NYL/PVC","1",143.34131862000001]
["11BE04 MCMILLANS","HCA-117369","2018-08-08",11,400,"AL","XLPE/NYL/PVC","1",464.55064807999997]
["11CA24 PARER","HCA-101785","1975-01-01",11,95,"AL","XLPE/PVC",null,363.84029122999999]
["11CA24 PARER","HCA-112099","1975-01-01",11,95,"AL","XLPE/PVC","1",364.85162200000002]
["11BE10 KARAMA 2","HCA-108195","1982-01-01",11,95,"AL","XLPE/PVC","1",366.91]
["11BE10 KARAMA 2","HCA-108176","1982-01-01",11,95,"AL","XLPE/PVC","1",369.87]
["11CA25 BRINKIN","HCA-109198","1983-01-01",11,95,"AL","XLPE/PVC","1",373.28000000000003]
["11CA19 CAS VILLAGE","HCA-111209","1975-01-01",11,95,"AL","XLPE/PVC","1",375.85618154999997]
["11BE01 LEANYER","HCA-108194","1982-01-01",11,35,"AL","XLPE/PVC","1",378.19]
["11CA19 CAS VILLAGE","HCA-111038","1975-01-01",11,95,"AL","XLPE/PVC","1",382.06966317000001]
["11BE06 KARAMA 1","HCA-105620","1982-01-01",6.6000000000000005,35,"AL","XLPE/PVC","1",384.01267371]
["11BE10 KARAMA 2","HCA-108166","1982-01-01",11,35,"AL","XLPE/PVC",null,388.62]
["11BE10 KARAMA 2","HCA-105592","1982-01-01",6.6000000000000005,35,"AL","XLPE/PVC","1",390.29]
["11LE04 TAMBLING","HCA-112110","1975-01-01",11,95,"AL","XLPE/PVC","1",390.98187184]
["11CA08 NTHLAKES","HCA-101768","1975-01-01",11,95,"AL","XLPE/PVC","1",396.7]
["11BE10 KARAMA 2","HCA-108200","1982-01-01",6.6000000000000005,95,"AL","XLPE/PVC","1",399.53000000000003]
["11LE04 TAMBLING","HCA-112100","1975-01-01",11,95,"AL","XLPE/PVC","1",399.73897419000002]
["11BE10 KARAMA 2","HCA-105353","1982-01-01",6.6000000000000005,35,"AL","XLPE/PVC","1",401.19355231999998]
["11BE01 LEANYER","HCA-111556","1980-01-01",11,400,"AL","XLPE/PVC",null,404.8]
["11BE04 MCMILLANS","HCA-111573","1980-01-01",11,400,"AL","XLPE/PVC",null,407.47014366000002]
["11CA03 BRADSHAW","HCA-111095","1975-01-01",11,400,"AL","XLPE/PVC","1",407.51845558999997]
["11BE10 KARAMA 2","HCA-108059","1982-01-01",6.6000000000000005,95,"AL","XLPE/PVC","1",412.29]
["11BE06 KARAMA 1","HCA-111557","1980-01-01",11,400,"AL","XLPE/PVC",null,414.46000000000004]
["11BE06 KARAMA 1","HCA-105548","1982-01-01",6.6000000000000005,35,"AL","XLPE/PVC","1",415.52000550000002]
["11BE06 KARAMA 1","HCA-105622","1982-01-01",6.6000000000000005,35,"AL","XLPE/PVC","1",415.95058547000002]
["11BE06 KARAMA 1","HCA-105413","1982-01-01",6.6000000000000005,35,"AL","XLPE/PVC","1",416.09699778999999]
["11BE10 KARAMA 2","HCA-105578","1982-01-01",6.6000000000000005,35,"AL","XLPE/PVC",null,417.24]
["11BE10 KARAMA 2","HCA-105504","1982-01-01",6.6000000000000005,35,"AL","XLPE/PVC","1",421.8]
["11BE06 KARAMA 1","HCA-105544","1982-01-01",6.6000000000000005,35,"AL","XLPE/PVC","1",422.16552924000001]
["11CA03 BRADSHAW","HCA-111317","1975-01-01",11,95,"AL","XLPE/PVC","1",425.92538389999999]
["11CA21 NIGHTCLIFF 2","HCA-112796",null,11,"",null,null,null,0.67655986000000001]
["11CA21 NIGHTCLIFF 2","HCA-112795",null,11,"",null,null,null,1.5849389600000001]
["11LE08 PARKSIDE","HCA-112104","1975-01-01",11,95,"AL","XLPE/PVC","1",428.32733996000002]
["11CA08 NTHLAKES","HCA-101803","1975-01-01",11,95,"AL","XLPE/PVC","1",429.35410202000003]
["11BE16 ANULA","HCA-108045","1982-01-01",11,95,"AL","XLPE/PVC","1",430.43]
["11LE08 PARKSIDE","HCA-107489","1982-01-01",6.6000000000000005,35,"AL","XLPE/PVC",null,435.81]
["11BE10 KARAMA 2","HCA-105629","1982-01-01",6.6000000000000005,35,"AL","XLPE/PVC","1",437.91]
["11CA24 PARER","HCA-101794","1975-01-01",11,95,"AL","XLPE/PVC","1",442.78909842000002]
["11CA19 CAS VILLAGE","HCA-111065","1975-01-01",11,95,"AL","XLPE/PVC","1",445.22879363999999]
["11CA08 NTHLAKES","HCA-101766","1975-01-01",11,95,"AL","XLPE/PVC",null,451.31833361999998]
["11LE08 PARKSIDE","HCA-107453","1982-01-01",6.6000000000000005,35,"AL","XLPE/PVC","1",465.83]
["11BE10 KARAMA 2","HCA-105631","1982-01-01",6.6000000000000005,35,"AL","XLPE/PVC","1",468.29]
["11BE16 ANULA","HCA-108402","1982-01-01",11,95,"AL","XLPE/PVC","1",472.56]
["11CA24 PARER","HCA-101804","1975-01-01",11,95,"AL","XLPE/PVC","1",473.34316688000001]
["11LE08 PARKSIDE","HCA-107531","1982-01-01",6.6000000000000005,35,"AL","XLPE/PVC","1",476.53000000000003]
["11CA08 NTHLAKES","HCA-101802","1975-01-01",11,95,"AL","XLPE/PVC",null,478.90249211999998]
["11LE04 TAMBLING","HCA-107553","1980-01-01",6.6000000000000005,35,"AL","XLPE/PVC","1",481.89]
["11CA24 PARER","HCA-112103","1975-01-01",11,95,"AL","XLPE/PVC","1",483.74]
["11CA19 CAS VILLAGE","HCA-111068","1975-01-01",11,95,"AL","XLPE/PVC","1",487.65021311999999]
["11CA13 WANGURI","HCA-111207","1975-01-01",11,95,"AL","XLPE/PVC","1",492.68374507999999]
["11LE04 TAMBLING","HCA-107499","1982-01-01",11,400,"AL","XLPE/PVC",null,494.09000000000003]
["11BE01 LEANYER","HCA-107497","1982-01-01",11,400,"AL","XLPE/PVC",null,494.88]
["11CA25 BRINKIN","HCA-109104","1983-01-01",11,95,"AL","XLPE/PVC","1",513.04]
["11BE10 KARAMA 2","HCA-108146","1982-01-01",6.6000000000000005,95,"AL","XLPE/PVC","1",514.22]
["11BE16 ANULA","HCA-108365","1982-01-01",11,95,"AL","XLPE/PVC","1",518.23]
["11LE08 PARKSIDE","HCA-107495","1982-01-01",11,400,"AL","XLPE/PVC",null,519.87]
["11LE04 TAMBLING","HCA-107543","1982-01-01",11,400,"AL","XLPE/PVC",null,540.51]
["11CA19 CAS VILLAGE","HCA-111063","1975-01-01",11,95,"AL","XLPE/PVC","1",543.56720748999999]
["11BE01 LEANYER","HCA-113803","1982-01-01",11,400,"AL","XLPE/PVC",null,547.74]
["11BE10 KARAMA 2","HCA-108131","1982-01-01",11,240,"AL","XLPE/PVC",null,552.55000000000007]
["11BE06 KARAMA 1","HCA-105618","1982-01-01",6.6000000000000005,240,"AL","XLPE/PVC","1",552.64225950000002]
["11BE10 KARAMA 2","HCA-105594","1982-01-01",6.6000000000000005,35,"AL","XLPE/PVC","1",557.86832718000005]
["11BE10 KARAMA 2","HCA-105551","1982-01-01",6.6000000000000005,35,"AL","XLPE/PVC","1",560.29582717000005]
["11CA19 CAS VILLAGE","HCA-109086","1975-01-01",11,400,"AL","XLPE/PVC",null,563.26851579000004]
["11BE10 KARAMA 2","HCA-108193","1982-01-01",11,35,"AL","XLPE/PVC","1",566.27]
["11CA25 BRINKIN","HCA-109105","1983-01-01",11,95,"AL","XLPE/PVC","1",567.1]
["11CA08 NTHLAKES","HCA-101797","1975-01-01",11,95,"AL","XLPE/PVC","1",567.47708815999999]
["11BE06 KARAMA 1","HCA-106068","1975-01-01",11,400,"AL","XLPE/PVC",null,570.03919163]
["11CA13 WANGURI","HCA-111338","1975-01-01",11,95,"AL","XLPE/PVC","1",574.64216821000002]
["11BE06 KARAMA 1","HCA-105567","1982-01-01",11,400,"AL","XLPE/PVC",null,584.33057667000003]
["11BE10 KARAMA 2","HCA-105625","1982-01-01",11,240,"AL","XLPE/PVC","1",586.37]
["11BE06 KARAMA 1","HCA-105589","1982-01-01",11,240,"AL","XLPE/PVC","1",590.77899858000001]
["11CA13 WANGURI","HCA-111208","1975-01-01",11,95,"AL","XLPE/PVC","1",598.30571249000002]
["11BE16 ANULA","HCA-108035","1982-01-01",11,35,"AL","XLPE/PVC","1",622.91999999999996]
["11BE10 KARAMA 2","HCA-105547","1982-01-01",6.6000000000000005,35,"AL","XLPE/PVC","1",668.92161604]
["11BE16 ANULA","HCA-108196","1982-01-01",11,95,"AL","XLPE/PVC","1",670.04]
["11BE10 KARAMA 2","HCA-113260","1982-01-01",11,240,"AL","XLPE/PVC","1",697.03]
["11BE06 KARAMA 1","HCA-105550","1982-01-01",6.6000000000000005,35,"AL","XLPE/PVC","1",771.15878275]
["11BE10 KARAMA 2","HCA-105506","1982-01-01",11,400,"AL","XLPE/PVC",null,820.95]
["11BE10 KARAMA 2","HCA-108180","1982-01-01",11,95,"AL","XLPE/PVC",null,830.59]
["11BE06 KARAMA 1","HCA-105568","1982-01-01",6.6000000000000005,400,"AL","XLPE/PVC",null,850.55000000000007]
["11BE10 KARAMA 2","HCA-105603","1982-01-01",11,400,"AL","XLPE/PVC",null,855.55000000000007]
["11BE10 KARAMA 2","HCA-105581","1982-01-01",6.6000000000000005,95,"AL","XLPE/PVC",null,860.28856924000002]
["11LE08 PARKSIDE","HCA-107533","1982-01-01",11,400,"AL","XLPE/PVC",null,866.39]
["11BE06 KARAMA 1","HCA-105575","1982-01-01",6.6000000000000005,35,"AL","XLPE/PVC","1",927.39626103000001]
["11BE06 KARAMA 1","HCA-105607","1982-01-01",6.6000000000000005,400,"AL","XLPE/PVC",null,934.38]
["11LE08 PARKSIDE","HCA-107530","1982-01-01",11,400,"AL","XLPE/NYL/PVC",null,980.66]
["11BE16 ANULA","HCA-108203","1982-01-01",11,400,"AL","XLPE/PVC",null,1343.6000000000001]
["11BE06 KARAMA 1","HCA-106070","1975-01-01",11,400,"AL","XLPE/PVC",null,1359.5037822500001]
["11BE16 ANULA","HCA-105606","1982-01-01",11,400,"AL","XLPE/PVC",null,1446.94]
["11BE01 LEANYER","HCA-105616","1982-01-01",11,400,"AL","XLPE/PVC",null,1671.4]
["11BE06 KARAMA 1","HCA-105604","1982-01-01",11,240,"AL","XLPE/PVC",null,1803.9029181200001]
["11BE01 LEANYER","HCA-106069","1975-01-01",11,400,"AL","XLPE/PVC",null,1890.91]
["11BE10 KARAMA 2","HCA-111574","1980-01-01",11,400,"AL","XLPE/PVC",null,2461.39]
["11BE16 ANULA","HCA-111683","1980-01-01",11,400,"AL","XLPE/PVC",null,2470.98]

{"sheet":"XPLE Cables","index":13,"n_rows":852,"n_cols":9,"rows_kept":852,"cut":false,"hidden":false,"merged":[]}
["FEEDERID","MXLOCATIONID","DATECOMMISSIONED","NOMINALVOLTAGE","CABLESIZE","CABLEMATERIAL","CABLEINSULATION","CORES","LENGTH"]
["11BE01 LEANYER","HCA-113807",null,11,240,"AL","XLPE/NYL/PVC",null,0.75]
["11BE01 LEANYER","HCA-113809",null,11,240,"AL","XLPE/NYL/PVC",null,1]
["11BE01 LEANYER","HCA-113808",null,11,240,"AL","XLPE/NYL/PVC",null,1]
["11BE01 LEANYER","HCA-113814",null,11,240,"AL","XLPE/NYL/PVC",null,1.5]
["11BE01 LEANYER","HCA-113812",null,11,240,"AL","XLPE/NYL/PVC",null,1.5]
["11BE01 LEANYER","HCA-113811",null,11,240,"AL","XLPE/NYL/PVC",null,1.5]
["11BE01 LEANYER","HCA-113813",null,11,240,"AL","XLPE/NYL/PVC",null,3]
["11BE01 LEANYER","HCA-113810",null,11,240,"AL","XLPE/NYL/PVC",null,3]
["11BE01 LEANYER","HCA-113790","1982-01-01",11,240,"AL","XLPE/PVC",null,9.91]
["11BE01 LEANYER","HCA-108070","1982-01-01",11,240,"AL","XLPE/PVC",null,52]
["11BE01 LEANYER","HCA-108069","1982-01-01",11,400,"AL","XLPE/PVC",null,56.49]
["11BE01 LEANYER","HCA-107496","1982-01-01",11,240,"AL","XLPE/PVC",null,65.260000000000005]
["11BE01 LEANYER","HCA-108194","1982-01-01",11,35,"AL","XLPE/PVC","1",378.19]
["11BE01 LEANYER","HCA-111556","1980-01-01",11,400,"AL","XLPE/PVC",null,404.8]
["11BE01 LEANYER","HCA-107497","1982-01-01",11,400,"AL","XLPE/PVC",null,494.88]
["11BE01 LEANYER","HCA-113803","1982-01-01",11,400,"AL","XLPE/PVC",null,547.74]
["11BE01 LEANYER","HCA-105616","1982-01-01",11,400,"AL","XLPE/PVC",null,1671.4]
["11BE01 LEANYER","HCA-106069","1975-01-01",11,400,"AL","XLPE/PVC",null,1890.91]
["11BE04 MCMILLANS","HCA-106067","1975-01-01",11,400,"AL","XLPE/PVC",null,28.57828559]
["11BE04 MCMILLANS","HCA-108357","1982-01-01",11,95,"AL","XLPE/PVC","1",120.40889398]
["11BE04 MCMILLANS","HCA-108356","1982-01-01",11,35,"AL","XLPE/PVC","1",137.52989625999999]
["11BE04 MCMILLANS","HCA-111573","1980-01-01",11,400,"AL","XLPE/PVC",null,407.47014366000002]
["11BE06 KARAMA 1","HCA-105462","1982-01-01",6.6000000000000005,35,"AL","XLPE/PVC",null,6.36542181]
["11BE06 KARAMA 1","HCA-105457","1982-01-01",6.6000000000000005,35,"AL","XLPE/PVC",null,7.7976886400000005]
["11BE06 KARAMA 1","HCA-105558","1982-01-01",11,35,"AL","XLPE/PVC",null,9.4500000000000011]
["11BE06 KARAMA 1","HCA-105443","1982-01-01",6.6000000000000005,35,"AL","XLPE/PVC",null,9.49050102]
["11BE06 KARAMA 1","HCA-105562","1982-01-01",6.6000000000000005,240,"AL","XLPE/PVC","1",11.11808325]
["11BE06 KARAMA 1","HCA-105483","1982-01-01",6.6000000000000005,35,"AL","XLPE/PVC",null,22.950661270000001]
["11BE06 KARAMA 1","HCA-105478","1982-01-01",6.6000000000000005,95,"AL","XLPE/PVC",null,30.061218820000001]
["11BE06 KARAMA 1","HCA-105361","1982-01-01",6.6000000000000005,35,"AL","XLPE/PVC","1",41.819277079999999]
["11BE06 KARAMA 1","HCA-108182","1982-01-01",11,240,"AL","XLPE/PVC",null,42.951679480000003]
["11BE06 KARAMA 1","HCA-105273","1982-01-01",6.6000000000000005,35,"AL","XLPE/PVC","1",52.169699440000002]
["11BE06 KARAMA 1","HCA-105452","1982-01-01",6.6000000000000005,35,"AL","XLPE/PVC","1",57.351535759999997]
["11BE06 KARAMA 1","HCA-105276","1982-01-01",6.6000000000000005,35,"AL","XLPE/PVC","1",90.295560859999995]
["11BE06 KARAMA 1","HCA-105560","1982-01-01",6.6000000000000005,35,"AL","XLPE/PVC","1",95.931855600000006]
["11BE06 KARAMA 1","HCA-105292","1982-01-01",6.6000000000000005,35,"AL","XLPE/PVC","1",97.187334899999996]
["11BE06 KARAMA 1","HCA-105293","1982-01-01",6.6000000000000005,35,"AL","XLPE/PVC","1",98.228968210000005]
["11BE06 KARAMA 1","HCA-105614","1982-01-01",6.6000000000000005,35,"AL","XLPE/PVC","1",100.09259396]
["11BE06 KARAMA 1","HCA-105282","1982-01-01",6.6000000000000005,35,"AL","XLPE/PVC","1",101.96164885]
["11BE06 KARAMA 1","HCA-105289","1982-01-01",6.6000000000000005,35,"AL","XLPE/PVC","1",102.47957257]
["11BE06 KARAMA 1","HCA-105285","1982-01-01",6.6000000000000005,35,"AL","XLPE/PVC","1",102.50835743]
["11BE06 KARAMA 1","HCA-105621","1982-01-01",6.6000000000000005,35,"AL","XLPE/PVC","1",103.77666499]
["11BE06 KARAMA 1","HCA-105351","1982-01-01",6.6000000000000005,35,"AL","XLPE/PVC","1",106.38103525]
["11BE06 KARAMA 1","HCA-105283","1982-01-01",6.6000000000000005,35,"AL","XLPE/PVC","1",106.88449167]
["11BE06 KARAMA 1","HCA-105636","1982-01-01",6.6000000000000005,35,"AL","XLPE/PVC","1",109.21652231]
["11BE06 KARAMA 1","HCA-105271","1982-01-01",6.6000000000000005,35,"AL","XLPE/PVC","1",110.14156665]
["11BE06 KARAMA 1","HCA-105279","1982-01-01",6.6000000000000005,35,"AL","XLPE/PVC","1",112.34761924999999]
["11BE06 KARAMA 1","HCA-105266","1982-01-01",6.6000000000000005,35,"AL","XLPE/PVC","1",113.75480930000001]
["11BE06 KARAMA 1","HCA-105576","1982-01-01",6.6000000000000005,35,"AL","XLPE/PVC","1",120.97836642]
["11BE06 KARAMA 1","HCA-105278","1982-01-01",6.6000000000000005,35,"AL","XLPE/PVC","1",126.59863365]
["11BE06 KARAMA 1","HCA-105290","1982-01-01",6.6000000000000005,35,"AL","XLPE/PVC","1",128.24484845999999]
["11BE06 KARAMA 1","HCA-105415","1982-01-01",6.6000000000000005,35,"AL","XLPE/PVC","1",129.25273594999999]
["11BE06 KARAMA 1","HCA-105453","1982-01-01",6.6000000000000005,35,"AL","XLPE/PVC","1",130.17385467]
["11BE06 KARAMA 1","HCA-105563","1982-01-01",6.6000000000000005,35,"AL","XLPE/PVC","1",135.49812463000001]
["11BE06 KARAMA 1","HCA-105591","1982-01-01",6.6000000000000005,35,"AL","XLPE/PVC","1",138.96030666999999]
["11BE06 KARAMA 1","HCA-105291","1982-01-01",6.6000000000000005,35,"AL","XLPE/PVC","1",140.27616107]
["11BE06 KARAMA 1","HCA-105281","1982-01-01",6.6000000000000005,35,"AL","XLPE/PVC","1",140.77452338000001]
["11BE06 KARAMA 1","HCA-105414","1982-01-01",6.6000000000000005,35,"AL","XLPE/PVC","1",143.25421731]
["11BE06 KARAMA 1","HCA-105294","1982-01-01",6.6000000000000005,35,"AL","XLPE/PVC","1",145.66502244]
["11BE06 KARAMA 1","HCA-105619","1982-01-01",6.6000000000000005,35,"AL","XLPE/PVC","1",148.07477677]
["11BE06 KARAMA 1","HCA-105623","1982-01-01",6.6000000000000005,35,"AL","XLPE/PVC","1",153.49236218999999]
["11BE06 KARAMA 1","HCA-105624","1982-01-01",6.6000000000000005,35,"AL","XLPE/PVC","1",155.56861699999999]
["11BE06 KARAMA 1","HCA-105286","1982-01-01",6.6000000000000005,35,"AL","XLPE/PVC","1",156.35830486]
["11BE06 KARAMA 1","HCA-105274","1982-01-01",6.6000000000000005,35,"AL","XLPE/PVC","1",156.52197502999999]
["11BE06 KARAMA 1","HCA-105549","1982-01-01",6.6000000000000005,35,"AL","XLPE/PVC","1",159.33695635000001]
["11BE06 KARAMA 1","HCA-105597","1982-01-01",6.6000000000000005,240,"AL","XLPE/PVC","1",159.91579145]
["11BE06 KARAMA 1","HCA-105268","1982-01-01",6.6000000000000005,35,"AL","XLPE/PVC","1",161.19463382999999]
["11BE06 KARAMA 1","HCA-105543","1982-01-01",6.6000000000000005,35,"AL","XLPE/PVC","1",167.55364281999999]
["11BE06 KARAMA 1","HCA-105545","1982-01-01",11,240,"AL","XLPE/PVC","1",180.67409700000002]
["11BE06 KARAMA 1","HCA-105284","1982-01-01",6.6000000000000005,35,"AL","XLPE/PVC","1",181.6414767]
["11BE06 KARAMA 1","HCA-105458","1982-01-01",6.6000000000000005,35,"AL","XLPE/PVC","1",182.49945614999999]
["11BE06 KARAMA 1","HCA-105546","1982-01-01",6.6000000000000005,35,"AL","XLPE/PVC","1",196.62614468000001]
["11BE06 KARAMA 1","HCA-105643","1982-01-01",11,95,"AL","XLPE/PVC","1",211.08548947]
["11BE06 KARAMA 1","HCA-105270","1982-01-01",6.6000000000000005,35,"AL","XLPE/PVC","1",211.34078181000001]
["11BE06 KARAMA 1","HCA-117283","1982-01-01",11,400,"AL","XLPE/PVC",null,213.00671462]
["11BE06 KARAMA 1","HCA-105590","1982-01-01",6.6000000000000005,35,"AL","XLPE/PVC","1",214.12557103]
["11BE06 KARAMA 1","HCA-105287","1982-01-01",6.6000000000000005,35,"AL","XLPE/PVC","1",214.58422426999999]
["11BE06 KARAMA 1","HCA-105605","1982-01-01",6.6000000000000005,35,"AL","XLPE/PVC","1",220.51261905000001]
["11BE06 KARAMA 1","HCA-105479","1982-01-01",6.6000000000000005,35,"AL","XLPE/PVC","1",222.94656934]
["11BE06 KARAMA 1","HCA-105288","1982-01-01",6.6000000000000005,35,"AL","XLPE/PVC","1",223.04571941]
["11BE06 KARAMA 1","HCA-105275","1982-01-01",6.6000000000000005,35,"AL","XLPE/PVC","1",227.53703467]
["11BE06 KARAMA 1","HCA-105267","1982-01-01",6.6000000000000005,35,"AL","XLPE/PVC","1",228.17606852]
["11BE06 KARAMA 1","HCA-105565","1982-01-01",11,240,"AL","XLPE/PVC",null,229.65211062]
["11BE06 KARAMA 1","HCA-105577","1982-01-01",6.6000000000000005,35,"AL","XLPE/PVC",null,229.77877003]
["11BE06 KARAMA 1","HCA-105599","1982-01-01",6.6000000000000005,35,"AL","XLPE/PVC","1",240.57373641000001]
["11BE06 KARAMA 1","HCA-105297","1982-01-01",6.6000000000000005,35,"AL","XLPE/PVC","1",244.10347099000001]
["11BE06 KARAMA 1","HCA-105272","1982-01-01",6.6000000000000005,35,"AL","XLPE/PVC","1",256.32236625000002]
["11BE06 KARAMA 1","HCA-105295","1982-01-01",6.6000000000000005,35,"AL","XLPE/PVC","1",257.71756833000001]
["11BE06 KARAMA 1","HCA-105642","1982-01-01",6.6000000000000005,35,"AL","XLPE/PVC","1",257.76250054000002]
["11BE06 KARAMA 1","HCA-105564","1982-01-01",6.6000000000000005,35,"AL","XLPE/PVC","1",284.17697214999998]
["11BE06 KARAMA 1","HCA-105595","1982-01-01",6.6000000000000005,35,"AL","XLPE/PVC","1",285.97158028000001]
["11BE06 KARAMA 1","HCA-105412","1982-01-01",6.6000000000000005,35,"AL","XLPE/PVC","1",290.99130799]
["11BE06 KARAMA 1","HCA-105635","1982-01-01",6.6000000000000005,35,"AL","XLPE/PVC","1",292.39624507000002]
["11BE06 KARAMA 1","HCA-105280","1982-01-01",6.6000000000000005,35,"AL","XLPE/PVC","1",295.3164931]
["11BE06 KARAMA 1","HCA-105269","1982-01-01",6.6000000000000005,35,"AL","XLPE/PVC","1",304.24195788999998]
["11BE06 KARAMA 1","HCA-105596","1982-01-01",6.6000000000000005,35,"AL","XLPE/PVC","1",307.78423612]
["11BE06 KARAMA 1","HCA-105277","1982-01-01",6.6000000000000005,35,"AL","XLPE/PVC","1",336.40772385000002]
["11BE06 KARAMA 1","HCA-105296","1982-01-01",6.6000000000000005,35,"AL","XLPE/PVC","1",350.16589481]
["11BE06 KARAMA 1","HCA-105574","1982-01-01",11,240,"AL","XLPE/PVC",null,350.42558599]
["11BE06 KARAMA 1","HCA-105620","1982-01-01",6.6000000000000005,35,"AL","XLPE/PVC","1",384.01267371]
["11BE06 KARAMA 1","HCA-111557","1980-01-01",11,400,"AL","XLPE/PVC",null,414.46000000000004]
["11BE06 KARAMA 1","HCA-105548","1982-01-01",6.6000000000000005,35,"AL","XLPE/PVC","1",415.52000550000002]
["11BE06 KARAMA 1","HCA-105622","1982-01-01",6.6000000000000005,35,"AL","XLPE/PVC","1",415.95058547000002]
["11BE06 KARAMA 1","HCA-105413","1982-01-01",6.6000000000000005,35,"AL","XLPE/PVC","1",416.09699778999999]
["11BE06 KARAMA 1","HCA-105544","1982-01-01",6.6000000000000005,35,"AL","XLPE/PVC","1",422.16552924000001]
["11BE06 KARAMA 1","HCA-105618","1982-01-01",6.6000000000000005,240,"AL","XLPE/PVC","1",552.64225950000002]
["11BE06 KARAMA 1","HCA-106068","1975-01-01",11,400,"AL","XLPE/PVC",null,570.03919163]
["11BE06 KARAMA 1","HCA-105567","1982-01-01",11,400,"AL","XLPE/PVC",null,584.33057667000003]
["11BE06 KARAMA 1","HCA-105589","1982-01-01",11,240,"AL","XLPE/PVC","1",590.77899858000001]
["11BE06 KARAMA 1","HCA-105550","1982-01-01",6.6000000000000005,35,"AL","XLPE/PVC","1",771.15878275]
["11BE06 KARAMA 1","HCA-105568","1982-01-01",6.6000000000000005,400,"AL","XLPE/PVC",null,850.55000000000007]
["11BE06 KARAMA 1","HCA-105575","1982-01-01",6.6000000000000005,35,"AL","XLPE/PVC","1",927.39626103000001]
["11BE06 KARAMA 1","HCA-105607","1982-01-01",6.6000000000000005,400,"AL","XLPE/PVC",null,934.38]
["11BE06 KARAMA 1","HCA-106070","1975-01-01",11,400,"AL","XLPE/PVC",null,1359.5037822500001]
["11BE06 KARAMA 1","HCA-105604","1982-01-01",11,240,"AL","XLPE/PVC",null,1803.9029181200001]
["11BE10 KARAMA 2","HCA-107997","1982-01-01",11,95,"AL","XLPE/NYL/PVC","1",1.02]
["11BE10 KARAMA 2","HCA-108128","1982-01-01",6.6000000000000005,95,"AL","XLPE/PVC",null,1.42]
["11BE10 KARAMA 2","HCA-115225","1982-01-01",6.6000000000000005,95,"AL","XLPE/PVC",null,1.49]
["11BE10 KARAMA 2","HCA-108157","1982-01-01",6.6000000000000005,240,"AL","XLPE/PVC",null,1.53]
["11BE10 KARAMA 2","HCA-108154","1982-01-01",6.6000000000000005,240,"AL","XLPE/PVC",null,1.53]
["11BE10 KARAMA 2","HCA-108153","1982-01-01",11,240,"AL","XLPE/PVC",null,1.53]
["11BE10 KARAMA 2","HCA-108150","1982-01-01",11,240,"AL","XLPE/PVC",null,1.53]
["11BE10 KARAMA 2","HCA-108139","1982-01-01",6.6000000000000005,95,"AL","XLPE/PVC",null,1.53]
["11BE10 KARAMA 2","HCA-108137","1982-01-01",6.6000000000000005,95,"AL","XLPE/PVC",null,1.53]
["11BE10 KARAMA 2","HCA-108135","1982-01-01",6.6000000000000005,95,"AL","XLPE/PVC",null,1.53]
["11BE10 KARAMA 2","HCA-108114","1982-01-01",6.6000000000000005,95,"AL","XLPE/PVC",null,1.53]
["11BE10 KARAMA 2","HCA-108113","1982-01-01",6.6000000000000005,95,"AL","XLPE/PVC",null,1.53]
["11BE10 KARAMA 2","HCA-108112","1982-01-01",6.6000000000000005,95,"AL","XLPE/PVC",null,1.53]
["11BE10 KARAMA 2","HCA-108111","1982-01-01",6.6000000000000005,95,"AL","XLPE/PVC",null,1.53]
["11BE10 KARAMA 2","HCA-108107","1982-01-01",6.6000000000000005,95,"AL","XLPE/PVC",null,1.53]
["11BE10 KARAMA 2","HCA-108106","1982-01-01",6.6000000000000005,95,"AL","XLPE/PVC",null,1.53]
["11BE10 KARAMA 2","HCA-108105","1982-01-01",6.6000000000000005,95,"AL","XLPE/PVC",null,1.53]
["11BE10 KARAMA 2","HCA-108181","1982-01-01",6.6000000000000005,95,"AL","XLPE/PVC",null,1.53]
["11BE10 KARAMA 2","HCA-108132","1982-01-01",6.6000000000000005,95,"AL","XLPE/PVC",null,1.54]
["11BE10 KARAMA 2","HCA-108147","1982-01-01",6.6000000000000005,95,"AL","XLPE/PVC",null,1.57]
["11BE10 KARAMA 2","HCA-113850","1982-01-01",6.6000000000000005,95,"AL","XLPE/PVC",null,1.86]
["11BE10 KARAMA 2","HCA-108127","1982-01-01",6.6000000000000005,95,"AL","XLPE/PVC",null,2.08]
["11BE10 KARAMA 2","HCA-108126","1982-01-01",6.6000000000000005,95,"AL","XLPE/PVC",null,2.09]
["11BE10 KARAMA 2","HCA-108149","1982-01-01",6.6000000000000005,95,"AL","XLPE/PVC",null,2.19]
["11BE10 KARAMA 2","HCA-108148","1982-01-01",6.6000000000000005,95,"AL","XLPE/PVC",null,2.19]
["11BE10 KARAMA 2","HCA-108129","1982-01-01",6.6000000000000005,95,"AL","XLPE/PVC",null,2.36]
["11BE10 KARAMA 2","HCA-108119","1982-01-01",6.6000000000000005,95,"AL","XLPE/PVC",null,2.37]
["11BE10 KARAMA 2","HCA-108121","1982-01-01",6.6000000000000005,95,"AL","XLPE/PVC",null,2.86]
["11BE10 KARAMA 2","HCA-108120","1982-01-01",6.6000000000000005,95,"AL","XLPE/PVC",null,2.95]
["11BE10 KARAMA 2","HCA-108156","1982-01-01",11,240,"AL","XLPE/PVC",null,3.06]
["11BE10 KARAMA 2","HCA-108155","1982-01-01",6.6000000000000005,240,"AL","XLPE/PVC",null,3.06]
["11BE10 KARAMA 2","HCA-108151","1982-01-01",11,240,"AL","XLPE/PVC",null,3.06]
["11BE10 KARAMA 2","HCA-108140","1982-01-01",6.6000000000000005,95,"AL","XLPE/PVC",null,3.06]
["11BE10 KARAMA 2","HCA-108138","1982-01-01",6.6000000000000005,95,"AL","XLPE/PVC",null,3.06]
["11BE10 KARAMA 2","HCA-108134","1982-01-01",6.6000000000000005,95,"AL","XLPE/PVC",null,3.06]
["11BE10 KARAMA 2","HCA-108133","1982-01-01",6.6000000000000005,95,"AL","XLPE/PVC",null,3.06]
["11BE10 KARAMA 2","HCA-108115","1982-01-01",6.6000000000000005,95,"AL","XLPE/PVC",null,3.06]
["11BE10 KARAMA 2","HCA-108110","1982-01-01",6.6000000000000005,95,"AL","XLPE/PVC",null,3.06]
["11BE10 KARAMA 2","HCA-108109","1982-01-01",6.6000000000000005,95,"AL","XLPE/PVC",null,3.06]
["11BE10 KARAMA 2","HCA-108104","1982-01-01",6.6000000000000005,95,"AL","XLPE/PVC",null,3.06]
["11BE10 KARAMA 2","HCA-108103","1982-01-01",6.6000000000000005,95,"AL","XLPE/PVC",null,3.06]
["11BE10 KARAMA 2","HCA-108152","1982-01-01",11,240,"AL","XLPE/PVC",null,3.06]
["11BE10 KARAMA 2","HCA-108089","1982-01-01",6.6000000000000005,95,"AL","XLPE/PVC",null,3.1]
["11BE10 KARAMA 2","HCA-105535","1982-01-01",6.6000000000000005,35,"AL","XLPE/PVC",null,5.5]
["11BE10 KARAMA 2","HCA-108141","1982-01-01",6.6000000000000005,95,"AL","XLPE/PVC",null,6.12]
["11BE10 KARAMA 2","HCA-108122","1982-01-01",6.6000000000000005,95,"AL","XLPE/PVC",null,7.91]
["11BE10 KARAMA 2","HCA-108173","1982-01-01",6.6000000000000005,95,"AL","XLPE/PVC","1",9.4600000000000009]
["11BE10 KARAMA 2","HCA-105600","1982-01-01",6.6000000000000005,35,"AL","XLPE/PVC",null,9.89]
["11BE10 KARAMA 2","HCA-108144","1982-01-01",6.6000000000000005,95,"AL","XLPE/PVC",null,10.15]
["11BE10 KARAMA 2","HCA-108130","1982-01-01",6.6000000000000005,95,"AL","XLPE/PVC",null,12.71]
["11BE10 KARAMA 2","HCA-108168","1982-01-01",11,35,"AL","XLPE/PVC",null,14.39]
["11BE10 KARAMA 2","HCA-105512","1982-01-01",6.6000000000000005,35,"AL","XLPE/PVC",null,16.29]
["11BE10 KARAMA 2","HCA-108066","1982-01-01",11,400,"AL","XLPE/PVC",null,17.559999999999999]
["11BE10 KARAMA 2","HCA-105539","1982-01-01",6.6000000000000005,35,"AL","XLPE/PVC",null,19.04]
["11BE10 KARAMA 2","HCA-105416","1982-01-01",6.6000000000000005,240,"AL","XLPE/PVC","1",27.830000000000002]
["11BE10 KARAMA 2","HCA-113849","1982-01-01",11,95,"AL","XLPE/PVC",null,33.99]
["11BE10 KARAMA 2","HCA-105579","1982-01-01",6.6000000000000005,95,"AL","XLPE/PVC",null,35.19]
["11BE10 KARAMA 2","HCA-108162","1982-01-01",11,35,"AL","XLPE/PVC","1",43.52]
["11BE10 KARAMA 2","HCA-105341","1982-01-01",6.6000000000000005,35,"AL","XLPE/PVC","1",47.99]
["11BE10 KARAMA 2","HCA-105638","1982-01-01",6.6000000000000005,35,"AL","XLPE/PVC","1",51.6]
["11BE10 KARAMA 2","HCA-105632","1982-01-01",6.6000000000000005,35,"AL","XLPE/PVC","1",51.85]
["11BE10 KARAMA 2","HCA-108015","1982-01-01",6.6000000000000005,95,"AL","XLPE/PVC","1",52.870000000000005]
["11BE10 KARAMA 2","HCA-108054","1982-01-01",6.6000000000000005,95,"AL","XLPE/PVC","1",57.480000000000004]
["11BE10 KARAMA 2","HCA-105318","1982-01-01",6.6000000000000005,35,"AL","XLPE/PVC","1",59.6]
["11BE10 KARAMA 2","HCA-105342","1982-01-01",6.6000000000000005,35,"AL","XLPE/PVC","1",72.960000000000008]
["11BE10 KARAMA 2","HCA-108058","1982-01-01",6.6000000000000005,95,"AL","XLPE/PVC","1",81.44]
["11BE10 KARAMA 2","HCA-108016","1982-01-01",6.6000000000000005,95,"AL","XLPE/PVC","1",81.47]
["11BE10 KARAMA 2","HCA-105359","1982-01-01",6.6000000000000005,35,"AL","XLPE/PVC","1",83.48]
["11BE10 KARAMA 2","HCA-105339","1982-01-01",6.6000000000000005,35,"AL","XLPE/PVC","1",84.72]
["11BE10 KARAMA 2","HCA-105324","1982-01-01",6.6000000000000005,35,"AL","XLPE/PVC","1",86.36]
["11BE10 KARAMA 2","HCA-108175","1982-01-01",6.6000000000000005,95,"AL","XLPE/PVC","1",86.4]
["11BE10 KARAMA 2","HCA-108169","1982-01-01",11,35,"AL","XLPE/PVC","1",86.78]
["11BE10 KARAMA 2","HCA-105627","1982-01-01",6.6000000000000005,35,"AL","XLPE/PVC","1",90.070000000000007]
["11BE10 KARAMA 2","HCA-105320","1982-01-01",6.6000000000000005,35,"AL","XLPE/PVC","1",90.2]
["11BE10 KARAMA 2","HCA-105340","1982-01-01",6.6000000000000005,35,"AL","XLPE/PVC","1",91.54]
["11BE10 KARAMA 2","HCA-105566","1982-01-01",11,240,"AL","XLPE/PVC","1",94.17]
["11BE10 KARAMA 2","HCA-105593","1982-01-01",6.6000000000000005,35,"AL","XLPE/PVC","1",95.48]
["11BE10 KARAMA 2","HCA-105306","1982-01-01",6.6000000000000005,35,"AL","XLPE/PVC","1",95.960000000000008]
["11BE10 KARAMA 2","HCA-108008","1982-01-01",6.6000000000000005,95,"AL","XLPE/PVC","1",96.09]
["11BE10 KARAMA 2","HCA-105559","1982-01-01",6.6000000000000005,35,"AL","XLPE/PVC","1",97.12]
["11BE10 KARAMA 2","HCA-108019","1982-01-01",6.6000000000000005,95,"AL","XLPE/PVC","1",98.7]
["11BE10 KARAMA 2","HCA-105301","1982-01-01",6.6000000000000005,35,"AL","XLPE/PVC","1",99.16]
["11BE10 KARAMA 2","HCA-105331","1982-01-01",6.6000000000000005,35,"AL","XLPE/PVC","1",100]
["11BE10 KARAMA 2","HCA-105325","1982-01-01",6.6000000000000005,35,"AL","XLPE/PVC","1",101.57000000000001]
["11BE10 KARAMA 2","HCA-108025","1982-01-01",6.6000000000000005,95,"AL","XLPE/PVC","1",104.26]
["11BE10 KARAMA 2","HCA-105299","1982-01-01",6.6000000000000005,35,"AL","XLPE/PVC","1",104.51]
["11BE10 KARAMA 2","HCA-108023","1982-01-01",6.6000000000000005,95,"AL","XLPE/PVC","1",106.32000000000001]
["11BE10 KARAMA 2","HCA-105300","1982-01-01",6.6000000000000005,35,"AL","XLPE/PVC","1",106.73]
["11BE10 KARAMA 2","HCA-105336","1982-01-01",6.6000000000000005,35,"AL","XLPE/PVC","1",107.25]
["11BE10 KARAMA 2","HCA-105613","1982-01-01",6.6000000000000005,35,"AL","XLPE/PVC","1",109.99000000000001]
["11BE10 KARAMA 2","HCA-105327","1982-01-01",6.6000000000000005,35,"AL","XLPE/PVC","1",114.02]
["11BE10 KARAMA 2","HCA-105580","1982-01-01",6.6000000000000005,35,"AL","XLPE/PVC","1",114.47]
["11BE10 KARAMA 2","HCA-105333","1982-01-01",6.6000000000000005,35,"AL","XLPE/PVC","1",116.76]
["11BE10 KARAMA 2","HCA-108177","1982-01-01",11,95,"AL","XLPE/PVC","1",117.38]
["11BE10 KARAMA 2","HCA-108056","1982-01-01",6.6000000000000005,35,"AL","XLPE/PVC","1",117.57000000000001]
["11BE10 KARAMA 2","HCA-105317","1982-01-01",6.6000000000000005,35,"AL","XLPE/PVC","1",118.3]
["11BE10 KARAMA 2","HCA-105309","1982-01-01",6.6000000000000005,35,"AL","XLPE/PVC","1",119.56]
["11BE10 KARAMA 2","HCA-105557","1982-01-01",6.6000000000000005,35,"AL","XLPE/PVC","1",121.19]
["11BE10 KARAMA 2","HCA-105330","1982-01-01",6.6000000000000005,35,"AL","XLPE/PVC","1",122.09]
["11BE10 KARAMA 2","HCA-105303","1982-01-01",6.6000000000000005,35,"AL","XLPE/PVC","1",122.11]
["11BE10 KARAMA 2","HCA-105344","1982-01-01",6.6000000000000005,35,"AL","XLPE/PVC","1",123.85000000000001]
["11BE10 KARAMA 2","HCA-105343","1982-01-01",6.6000000000000005,35,"AL","XLPE/PVC","1",127.16]
["11BE10 KARAMA 2","HCA-108009","1982-01-01",6.6000000000000005,95,"AL","XLPE/PVC","1",134.34]
["11BE10 KARAMA 2","HCA-105328","1982-01-01",6.6000000000000005,35,"AL","XLPE/PVC","1",134.52000000000001]
["11BE10 KARAMA 2","HCA-105326","1982-01-01",6.6000000000000005,35,"AL","XLPE/PVC","1",134.53]
["11BE10 KARAMA 2","HCA-105316","1982-01-01",6.6000000000000005,35,"AL","XLPE/PVC","1",136.84]
["11BE10 KARAMA 2","HCA-105628","1982-01-01",6.6000000000000005,35,"AL","XLPE/PVC","1",136.84]
["11BE10 KARAMA 2","HCA-114528","1982-01-01",11,240,"AL","XLPE/PVC","1",141.34]
["11BE10 KARAMA 2","HCA-108164","1982-01-01",6.6000000000000005,95,"AL","XLPE/PVC","1",141.86000000000001]
["11BE10 KARAMA 2","HCA-108087","1982-01-01",6.6000000000000005,95,"AL","XLPE/PVC","1",143.56]
["11BE10 KARAMA 2","HCA-105377","1982-01-01",11,240,"AL","XLPE/PVC","1",144]
["11BE10 KARAMA 2","HCA-105352","1982-01-01",6.6000000000000005,35,"AL","XLPE/PVC","1",144.05000000000001]
["11BE10 KARAMA 2","HCA-105307","1982-01-01",6.6000000000000005,35,"AL","XLPE/PVC","1",144.4]
["11BE10 KARAMA 2","HCA-108012","1982-01-01",6.6000000000000005,95,"AL","XLPE/PVC","1",144.81]
["11BE10 KARAMA 2","HCA-108057","1982-01-01",6.6000000000000005,95,"AL","XLPE/PVC","1",145.19]
["11BE10 KARAMA 2","HCA-105561","1982-01-01",6.6000000000000005,35,"AL","XLPE/PVC","1",147.28]
["11BE10 KARAMA 2","HCA-108167","1982-01-01",6.6000000000000005,95,"AL","XLPE/PVC","1",147.72999999999999]
["11BE10 KARAMA 2","HCA-108125","1982-01-01",6.6000000000000005,95,"AL","XLPE/PVC","1",149.71]
["11BE10 KARAMA 2","HCA-105319","1982-01-01",6.6000000000000005,35,"AL","XLPE/PVC","1",150.22999999999999]
["11BE10 KARAMA 2","HCA-105322","1982-01-01",6.6000000000000005,35,"AL","XLPE/PVC","1",150.47999999999999]
["11BE10 KARAMA 2","HCA-105583","1982-01-01",6.6000000000000005,35,"AL","XLPE/PVC","1",150.56]
["11BE10 KARAMA 2","HCA-105332","1982-01-01",6.6000000000000005,35,"AL","XLPE/PVC","1",154.22]
["11BE10 KARAMA 2","HCA-105304","1982-01-01",6.6000000000000005,35,"AL","XLPE/PVC","1",154.25]
["11BE10 KARAMA 2","HCA-105346","1982-01-01",6.6000000000000005,35,"AL","XLPE/PVC","1",155.13]
["11BE10 KARAMA 2","HCA-105302","1982-01-01",6.6000000000000005,35,"AL","XLPE/PVC","1",155.55000000000001]
["11BE10 KARAMA 2","HCA-108163","1982-01-01",6.6000000000000005,95,"AL","XLPE/PVC","1",157.91]
["11BE10 KARAMA 2","HCA-105334","1982-01-01",6.6000000000000005,35,"AL","XLPE/PVC","1",158]
["11BE10 KARAMA 2","HCA-108017","1982-01-01",6.6000000000000005,95,"AL","XLPE/PVC","1",158.4]
["11BE10 KARAMA 2","HCA-108171","1982-01-01",6.6000000000000005,95,"AL","XLPE/PVC","1",158.55000000000001]
["11BE10 KARAMA 2","HCA-108018","1982-01-01",6.6000000000000005,95,"AL","XLPE/PVC","1",164.26]
["11BE10 KARAMA 2","HCA-105348","1982-01-01",6.6000000000000005,35,"AL","XLPE/PVC","1",164.74]
["11BE10 KARAMA 2","HCA-105305","1982-01-01",6.6000000000000005,35,"AL","XLPE/PVC","1",165.06]
["11BE10 KARAMA 2","HCA-105308","1982-01-01",6.6000000000000005,35,"AL","XLPE/PVC","1",171.42000000000002]
["11BE10 KARAMA 2","HCA-105360","1982-01-01",6.6000000000000005,35,"AL","XLPE/PVC","1",173.88]
["11BE10 KARAMA 2","HCA-108202","1982-01-01",6.6000000000000005,95,"AL","XLPE/PVC","1",181.41]
["11BE10 KARAMA 2","HCA-105637","1982-01-01",6.6000000000000005,35,"AL","XLPE/PVC","1",187.74]
["11BE10 KARAMA 2","HCA-108011","1982-01-01",6.6000000000000005,95,"AL","XLPE/PVC","1",188.56]
["11BE10 KARAMA 2","HCA-105329","1982-01-01",6.6000000000000005,35,"AL","XLPE/PVC","1",188.78]
["11BE10 KARAMA 2","HCA-105335","1982-01-01",6.6000000000000005,35,"AL","XLPE/PVC","1",194.76]
["11BE10 KARAMA 2","HCA-105639","1982-01-01",6.6000000000000005,35,"AL","XLPE/PVC","1",196.71]
["11BE10 KARAMA 2","HCA-105337","1982-01-01",6.6000000000000005,35,"AL","XLPE/PVC","1",197]
["11BE10 KARAMA 2","HCA-108060","1982-01-01",6.6000000000000005,95,"AL","XLPE/PVC","1",197.75]
["11BE10 KARAMA 2","HCA-105612","1982-01-01",6.6000000000000005,35,"AL","XLPE/PVC","1",198.84]
["11BE10 KARAMA 2","HCA-105349","1982-01-01",6.6000000000000005,35,"AL","XLPE/PVC","1",203.19]
["11BE10 KARAMA 2","HCA-105345","1982-01-01",6.6000000000000005,35,"AL","XLPE/PVC","1",204.32]
["11BE10 KARAMA 2","HCA-108123","1982-01-01",6.6000000000000005,95,"AL","XLPE/PVC","1",211.16]
["11BE10 KARAMA 2","HCA-108117","1982-01-01",6.6000000000000005,95,"AL","XLPE/PVC","1",211.22]
["11BE10 KARAMA 2","HCA-105315","1982-01-01",6.6000000000000005,35,"AL","XLPE/PVC","1",216.73000000000002]
["11BE10 KARAMA 2","HCA-105633","1982-01-01",6.6000000000000005,35,"AL","XLPE/PVC","1",217.11]
["11BE10 KARAMA 2","HCA-108026","1982-01-01",6.6000000000000005,95,"AL","XLPE/PVC","1",218.85]
["11BE10 KARAMA 2","HCA-108028","1982-01-01",6.6000000000000005,95,"AL","XLPE/PVC","1",219.34]
["11BE10 KARAMA 2","HCA-105634","1982-01-01",6.6000000000000005,35,"AL","XLPE/PVC","1",219.65]
["11BE10 KARAMA 2","HCA-105347","1982-01-01",6.6000000000000005,35,"AL","XLPE/PVC","1",219.9]
["11BE10 KARAMA 2","HCA-108055","1982-01-01",6.6000000000000005,35,"AL","XLPE/PVC","1",220.58]
["11BE10 KARAMA 2","HCA-105552","1982-01-01",6.6000000000000005,35,"AL","XLPE/PVC","1",228.82]
["11BE10 KARAMA 2","HCA-108006","1982-01-01",6.6000000000000005,95,"AL","XLPE/PVC","1",241.01]
["11BE10 KARAMA 2","HCA-108007","1982-01-01",6.6000000000000005,95,"AL","XLPE/PVC","1",242.05]
["11BE10 KARAMA 2","HCA-108027","1982-01-01",6.6000000000000005,95,"AL","XLPE/PVC","1",242.13]
["11BE10 KARAMA 2","HCA-105626","1982-01-01",6.6000000000000005,35,"AL","XLPE/PVC","1",242.22]
["11BE10 KARAMA 2","HCA-108020","1982-01-01",6.6000000000000005,95,"AL","XLPE/PVC","1",242.62]
["11BE10 KARAMA 2","HCA-105350","1982-01-01",6.6000000000000005,35,"AL","XLPE/PVC","1",248.54]
["11BE10 KARAMA 2","HCA-108052","1982-01-01",6.6000000000000005,95,"AL","XLPE/PVC","1",248.63]
["11BE10 KARAMA 2","HCA-108021","1982-01-01",6.6000000000000005,95,"AL","XLPE/PVC","1",249.43]
["11BE10 KARAMA 2","HCA-105588","1982-01-01",6.6000000000000005,35,"AL","XLPE/PVC","1",250.5]
["11BE10 KARAMA 2","HCA-105323","1982-01-01",6.6000000000000005,35,"AL","XLPE/PVC","1",257.91000000000003]
["11BE10 KARAMA 2","HCA-105484","1982-01-01",6.6000000000000005,400,"AL","XLPE/PVC",null,259.07]
["11BE10 KARAMA 2","HCA-105321","1982-01-01",6.6000000000000005,35,"AL","XLPE/PVC","1",262.85000000000002]
["11BE10 KARAMA 2","HCA-108172","1982-01-01",6.6000000000000005,95,"AL","XLPE/PVC","1",264.29000000000002]
["11BE10 KARAMA 2","HCA-108085","1982-01-01",6.6000000000000005,95,"AL","XLPE/PVC","1",267.76]
["11BE10 KARAMA 2","HCA-105553","1982-01-01",6.6000000000000005,35,"AL","XLPE/PVC","1",269.37]
["11BE10 KARAMA 2","HCA-105587","1982-01-01",6.6000000000000005,35,"AL","XLPE/PVC","1",271.3]
["11BE10 KARAMA 2","HCA-108116","1982-01-01",6.6000000000000005,95,"AL","XLPE/PVC","1",275.93]
["11BE10 KARAMA 2","HCA-108201","1982-01-01",6.6000000000000005,95,"AL","XLPE/PVC","1",276.78000000000003]
["11BE10 KARAMA 2","HCA-105298","1982-01-01",6.6000000000000005,95,"AL","XLPE/PVC","1",277.98458553]
["11BE10 KARAMA 2","HCA-105609","1982-01-01",6.6000000000000005,35,"AL","XLPE/PVC","1",279.26]
["11BE10 KARAMA 2","HCA-105505","1982-01-01",6.6000000000000005,35,"AL","XLPE/PVC","1",279.69]
["11BE10 KARAMA 2","HCA-105338","1982-01-01",6.6000000000000005,35,"AL","XLPE/PVC","1",281.77]
["11BE10 KARAMA 2","HCA-105602","1982-01-01",6.6000000000000005,35,"AL","XLPE/PVC","1",281.95]
["11BE10 KARAMA 2","HCA-108188","1982-01-01",6.6000000000000005,95,"AL","XLPE/PVC","1",287.85000000000002]
["11BE10 KARAMA 2","HCA-105584","1982-01-01",6.6000000000000005,35,"AL","XLPE/PVC","1",290.75]
["11BE10 KARAMA 2","HCA-116999","1982-01-01",6.6000000000000005,35,"AL","XLPE/PVC","1",293.91917021]
["11BE10 KARAMA 2","HCA-105608","1982-01-01",6.6000000000000005,35,"AL","XLPE/PVC","1",304.40000000000003]
["11BE10 KARAMA 2","HCA-108014","1982-01-01",6.6000000000000005,95,"AL","XLPE/PVC","1",310.8]
["11BE10 KARAMA 2","HCA-108118","1982-01-01",6.6000000000000005,95,"AL","XLPE/PVC","1",310.90000000000003]
["11BE10 KARAMA 2","HCA-108022","1982-01-01",6.6000000000000005,95,"AL","XLPE/PVC","1",311.31]
["11BE10 KARAMA 2","HCA-105586","1982-01-01",6.6000000000000005,35,"AL","XLPE/PVC","1",316.15501947000001]
["11BE10 KARAMA 2","HCA-108024","1982-01-01",6.6000000000000005,95,"AL","XLPE/PVC","1",317.88]
["11BE10 KARAMA 2","HCA-108053","1982-01-01",6.6000000000000005,95,"AL","XLPE/PVC","1",321.70999999999998]
["11BE10 KARAMA 2","HCA-108145","1982-01-01",6.6000000000000005,95,"AL","XLPE/PVC","1",332.75]
["11BE10 KARAMA 2","HCA-108010","1982-01-01",6.6000000000000005,95,"AL","XLPE/PVC","1",340.90000000000003]
["11BE10 KARAMA 2","HCA-105582","1982-01-01",6.6000000000000005,35,"AL","XLPE/PVC","1",342]
["11BE10 KARAMA 2","HCA-108124","1982-01-01",6.6000000000000005,95,"AL","XLPE/PVC","1",343.08]
["11BE10 KARAMA 2","HCA-105630","1982-01-01",6.6000000000000005,240,"AL","XLPE/PVC","1",352.88]
["11BE10 KARAMA 2","HCA-108174","1982-01-01",6.6000000000000005,95,"AL","XLPE/PVC",null,353.93]
["11BE10 KARAMA 2","HCA-108208","1982-01-01",11,95,"AL","XLPE/PVC","1",356.8]
["11BE10 KARAMA 2","HCA-105585","1982-01-01",6.6000000000000005,35,"AL","XLPE/PVC","1",358.74]
["11BE10 KARAMA 2","HCA-108013","1982-01-01",6.6000000000000005,95,"AL","XLPE/PVC","1",359.16]
["11BE10 KARAMA 2","HCA-108195","1982-01-01",11,95,"AL","XLPE/PVC","1",366.91]
["11BE10 KARAMA 2","HCA-108176","1982-01-01",11,95,"AL","XLPE/PVC","1",369.87]
["11BE10 KARAMA 2","HCA-108166","1982-01-01",11,35,"AL","XLPE/PVC",null,388.62]
["11BE10 KARAMA 2","HCA-105592","1982-01-01",6.6000000000000005,35,"AL","XLPE/PVC","1",390.29]
["11BE10 KARAMA 2","HCA-108200","1982-01-01",6.6000000000000005,95,"AL","XLPE/PVC","1",399.53000000000003]
["11BE10 KARAMA 2","HCA-105353","1982-01-01",6.6000000000000005,35,"AL","XLPE/PVC","1",401.19355231999998]
["11BE10 KARAMA 2","HCA-108059","1982-01-01",6.6000000000000005,95,"AL","XLPE/PVC","1",412.29]
["11BE10 KARAMA 2","HCA-105578","1982-01-01",6.6000000000000005,35,"AL","XLPE/PVC",null,417.24]
["11BE10 KARAMA 2","HCA-105504","1982-01-01",6.6000000000000005,35,"AL","XLPE/PVC","1",421.8]
["11BE10 KARAMA 2","HCA-105629","1982-01-01",6.6000000000000005,35,"AL","XLPE/PVC","1",437.91]
["11BE10 KARAMA 2","HCA-105631","1982-01-01",6.6000000000000005,35,"AL","XLPE/PVC","1",468.29]
["11BE10 KARAMA 2","HCA-108146","1982-01-01",6.6000000000000005,95,"AL","XLPE/PVC","1",514.22]
["11BE10 KARAMA 2","HCA-108131","1982-01-01",11,240,"AL","XLPE/PVC",null,552.55000000000007]
["11BE10 KARAMA 2","HCA-105594","1982-01-01",6.6000000000000005,35,"AL","XLPE/PVC","1",557.86832718000005]
["11BE10 KARAMA 2","HCA-105551","1982-01-01",6.6000000000000005,35,"AL","XLPE/PVC","1",560.29582717000005]
["11BE10 KARAMA 2","HCA-108193","1982-01-01",11,35,"AL","XLPE/PVC","1",566.27]
["11BE10 KARAMA 2","HCA-105625","1982-01-01",11,240,"AL","XLPE/PVC","1",586.37]
["11BE10 KARAMA 2","HCA-105547","1982-01-01",6.6000000000000005,35,"AL","XLPE/PVC","1",668.92161604]
["11BE10 KARAMA 2","HCA-113260","1982-01-01",11,240,"AL","XLPE/PVC","1",697.03]
["11BE10 KARAMA 2","HCA-105506","1982-01-01",11,400,"AL","XLPE/PVC",null,820.95]
["11BE10 KARAMA 2","HCA-108180","1982-01-01",11,95,"AL","XLPE/PVC",null,830.59]
["11BE10 KARAMA 2","HCA-105603","1982-01-01",11,400,"AL","XLPE/PVC",null,855.55000000000007]
["11BE10 KARAMA 2","HCA-105581","1982-01-01",6.6000000000000005,95,"AL","XLPE/PVC",null,860.28856924000002]
["11BE10 KARAMA 2","HCA-111574","1980-01-01",11,400,"AL","XLPE/PVC",null,2461.39]
["11BE16 ANULA","HCA-111583","1980-01-01",11,400,"AL","XLPE/PVC",null,2.04]
["11BE16 ANULA","HCA-111584","1980-01-01",11,400,"AL","XLPE/PVC",null,2.04]
["11BE16 ANULA","HCA-111585","1980-01-01",11,400,"AL","XLPE/PVC",null,2.04]
["11BE16 ANULA","HCA-107941","1982-01-01",11,95,"AL","XLPE/PVC",null,2.04]
["11BE16 ANULA","HCA-107942","1982-01-01",11,95,"AL","XLPE/PVC",null,2.04]
["11BE16 ANULA","HCA-107943","1982-01-01",11,95,"AL","XLPE/PVC",null,2.04]
["11BE16 ANULA","HCA-107939","1982-01-01",11,95,"AL","XLPE/NYL/PVC","1",2.04]
["11BE16 ANULA","HCA-101820","1975-01-01",11,400,"AL","XLPE/PVC",null,28.85]
["11BE16 ANULA","HCA-108375","1982-01-01",11,400,"AL","XLPE/PVC",null,36.11]
["11BE16 ANULA","HCA-111684","1980-01-01",11,400,"AL","XLPE/PVC","1",49.63]
["11BE16 ANULA","HCA-112498","1982-01-01",11,95,"AL","XLPE/PVC","1",58.5]
["11BE16 ANULA","HCA-108355","1982-01-01",11,95,"AL","XLPE/PVC",null,59.89]
["11BE16 ANULA","HCA-108346","1982-01-01",11,95,"AL","XLPE/PVC","1",72.150000000000006]
["11BE16 ANULA","HCA-101780","1975-01-01",11,95,"AL","XLPE/PVC",null,100.08]
["11BE16 ANULA","HCA-101781","1975-01-01",11,400,"AL","XLPE/PVC",null,128.53]
["11BE16 ANULA","HCA-108197","1982-01-01",11,95,"AL","XLPE/PVC",null,137.05000000000001]
["11BE16 ANULA","HCA-108379","1982-01-01",11,95,"AL","XLPE/PVC","1",165.6]
["11BE16 ANULA","HCA-112496","1982-01-01",11,95,"AL","XLPE/PVC","1",178.38]
["11BE16 ANULA","HCA-108345","1982-01-01",11,95,"AL","XLPE/PVC","1",181.67000000000002]
["11BE16 ANULA","HCA-108386","1982-01-01",11,95,"AL","XLPE/PVC","1",196.45000000000002]
["11BE16 ANULA","HCA-108192","1982-01-01",11,35,"AL","XLPE/PVC","1",229.97]
["11BE16 ANULA","HCA-108206","1982-01-01",11,95,"AL","XLPE/PVC","1",235.53]
["11BE16 ANULA","HCA-108067","1982-01-01",11,95,"AL","XLPE/PVC","1",249.54]
["11BE16 ANULA","HCA-112495","1982-01-01",11,95,"AL","XLPE/PVC","1",259.13]
["11BE16 ANULA","HCA-115306","1982-01-01",11,95,"AL","XLPE/PVC","1",272.04000000000002]
["11BE16 ANULA","HCA-112497","1982-01-01",11,95,"AL","XLPE/PVC","1",278.81]
["11BE16 ANULA","HCA-108370","1982-01-01",11,95,"CU","XLPE/PVC","1",280.47000000000003]
["11BE16 ANULA","HCA-108347","1982-01-01",11,95,"AL","XLPE/PVC","1",332.33]
["11BE16 ANULA","HCA-115176","1982-01-01",11,400,"AL","XLPE/PVC",null,340.06]
["11BE16 ANULA","HCA-108403","1982-01-01",11,95,"AL","XLPE/PVC","1",347.42]
["11BE16 ANULA","HCA-108165","1982-01-01",11,95,"AL","XLPE/PVC","1",349.11]
["11BE16 ANULA","HCA-108204","1982-01-01",11,95,"AL","XLPE/PVC",null,354.22]
["11BE16 ANULA","HCA-108198","1982-01-01",11,95,"AL","XLPE/PVC","1",362.40000000000003]
["11BE16 ANULA","HCA-108045","1982-01-01",11,95,"AL","XLPE/PVC","1",430.43]
["11BE16 ANULA","HCA-108402","1982-01-01",11,95,"AL","XLPE/PVC","1",472.56]
["11BE16 ANULA","HCA-108365","1982-01-01",11,95,"AL","XLPE/PVC","1",518.23]
["11BE16 ANULA","HCA-108035","1982-01-01",11,35,"AL","XLPE/PVC","1",622.91999999999996]
["11BE16 ANULA","HCA-108196","1982-01-01",11,95,"AL","XLPE/PVC","1",670.04]
["11BE16 ANULA","HCA-108203","1982-01-01",11,400,"AL","XLPE/PVC",null,1343.6000000000001]
["11BE16 ANULA","HCA-105606","1982-01-01",11,400,"AL","XLPE/PVC",null,1446.94]
["11BE16 ANULA","HCA-111683","1980-01-01",11,400,"AL","XLPE/PVC",null,2470.98]
["11CA00 NIGHTCLIFF 1","HCA-103313","1975-01-01",11,95,"AL","XLPE/NYL/PVC","1",6.9701335100000001]
["11CA03 BRADSHAW","HCA-117077","1975-01-01",11,95,"AL","XLPE/PVC","1",1.54517346]
["11CA03 BRADSHAW","HCA-117048","1975-01-01",11,95,"AL","XLPE/PVC","1",1.5582752100000001]
["11CA03 BRADSHAW","HCA-117079","1975-01-01",11,95,"AL","XLPE/PVC","1",1.5610121399999999]
["11CA03 BRADSHAW","HCA-117074","1975-01-01",11,95,"AL","XLPE/PVC","1",1.61875079]
["11CA03 BRADSHAW","HCA-117073","1975-01-01",11,95,"AL","XLPE/PVC","1",1.6337963499999999]
["11CA03 BRADSHAW","HCA-117075","1975-01-01",11,95,"AL","XLPE/PVC","1",1.74270484]
["11CA03 BRADSHAW","HCA-117076","1975-01-01",11,95,"AL","XLPE/PVC","1",1.8492766600000001]
["11CA03 BRADSHAW","HCA-115482","1975-01-01",11,95,"AL","XLPE/PVC","1",8.1393356299999997]
["11CA03 BRADSHAW","HCA-111292","1975-01-01",11,400,"AL","XLPE/NYL/PVC","1",17.67518484]
["11CA03 BRADSHAW","HCA-111318","1975-01-01",11,400,"AL","XLPE/PVC",null,68.541087770000004]
["11CA03 BRADSHAW","HCA-111287","1975-01-01",11,400,"AL","XLPE/PVC",null,77.760000000000005]
["11CA03 BRADSHAW","HCA-111310","1975-01-01",11,400,"AL","XLPE/PVC","1",129.74820539999999]
["11CA03 BRADSHAW","HCA-111320","1975-01-01",11,400,"AL","XLPE/PVC","3",209.07203945000001]
["11CA03 BRADSHAW","HCA-111322","1975-01-01",11,400,"AL","XLPE/PVC",null,276.75511817]
["11CA03 BRADSHAW","HCA-111291","1975-01-01",11,95,"AL","XLPE/PVC","1",284.14816093000002]
["11CA03 BRADSHAW","HCA-111288","1975-01-01",11,95,"AL","XLPE/PVC","1",319.34634134999999]
["11CA03 BRADSHAW","HCA-111095","1975-01-01",11,400,"AL","XLPE/PVC","1",407.51845558999997]
["11CA03 BRADSHAW","HCA-111317","1975-01-01",11,95,"AL","XLPE/PVC","1",425.92538389999999]
["11CA04 UNIVERSITY","HCA-116308","1975-01-01",11,240,"AL","XLPE/PVC",null,16.22]
["11CA07 JINGILI","HCA-104483","1975-01-01",11,95,"AL","XLPE/PVC","1",119.56006352]
["11CA08 NTHLAKES","HCA-117082","1975-01-01",11,95,"AL","XLPE/PVC","1",1.5322438300000001]
["11CA08 NTHLAKES","HCA-117092","1975-01-01",11,95,"AL","XLPE/PVC","1",1.54198268]
["11CA08 NTHLAKES","HCA-117091","1975-01-01",11,95,"AL","XLPE/PVC","1",1.5787124800000001]
["11CA08 NTHLAKES","HCA-117090","1975-01-01",11,95,"AL","XLPE/PVC","1",1.5852602899999999]
["11CA08 NTHLAKES","HCA-117087","1975-01-01",11,95,"AL","XLPE/PVC","1",1.5966231899999999]
["11CA08 NTHLAKES","HCA-117094","1975-01-01",11,95,"AL","XLPE/PVC","1",1.6032175799999999]
["11CA08 NTHLAKES","HCA-117093","1975-01-01",11,95,"AL","XLPE/PVC","1",1.6367213]
["11CA08 NTHLAKES","HCA-117052","1975-01-01",11,95,"AL","XLPE/PVC",null,1.65170843]
["11CA08 NTHLAKES","HCA-117053","1975-01-01",11,95,"AL","XLPE/PVC",null,1.6815267]
["11CA08 NTHLAKES","HCA-117088","1975-01-01",11,95,"AL","XLPE/PVC","1",1.7150181]
["11CA08 NTHLAKES","HCA-117089","1975-01-01",11,95,"AL","XLPE/PVC","1",1.8359496900000001]
["11CA08 NTHLAKES","HCA-117051","1975-01-01",11,95,"AL","XLPE/PVC",null,1.8636388400000001]
["11CA08 NTHLAKES","HCA-117050","1975-01-01",11,95,"AL","XLPE/PVC",null,1.9407518800000001]
["11CA08 NTHLAKES","HCA-101783","1975-01-01",11,95,"AL","XLPE/PVC","1",95.066989059999997]
["11CA08 NTHLAKES","HCA-101796","1975-01-01",11,95,"AL","XLPE/PVC","1",178.4278836]
["11CA08 NTHLAKES","HCA-101789","1975-01-01",11,95,"AL","XLPE/PVC","1",250.81200228]
["11CA08 NTHLAKES","HCA-101798","1975-01-01",11,95,"AL","XLPE/PVC","1",253.13552705999999]
["11CA08 NTHLAKES","HCA-101788","1975-01-01",11,95,"AL","XLPE/PVC",null,326.08175928000003]
["11CA08 NTHLAKES","HCA-101815","1975-01-01",11,95,"AL","XLPE/PVC","1",326.80395005999998]
["11CA08 NTHLAKES","HCA-101768","1975-01-01",11,95,"AL","XLPE/PVC","1",396.7]
["11CA08 NTHLAKES","HCA-101803","1975-01-01",11,95,"AL","XLPE/PVC","1",429.35410202000003]
["11CA08 NTHLAKES","HCA-101766","1975-01-01",11,95,"AL","XLPE/PVC",null,451.31833361999998]
["11CA08 NTHLAKES","HCA-101802","1975-01-01",11,95,"AL","XLPE/PVC",null,478.90249211999998]
["11CA08 NTHLAKES","HCA-101797","1975-01-01",11,95,"AL","XLPE/PVC","1",567.47708815999999]
["11CA10 MILLNER","HCA-113381",null,11,240,"AL","XLPE/NYL/PVC",null,0.75]
["11CA10 MILLNER","HCA-108598","1975-01-01",11,240,"AL","XLPE/NYL/PVC",null,0.76]
["11CA10 MILLNER","HCA-108509","1975-01-01",11,240,"AL","XLPE/NYL/PVC",null,0.77]
["11CA10 MILLNER","HCA-113382",null,11,240,"AL","XLPE/NYL/PVC",null,1]
["11CA10 MILLNER","HCA-113383",null,11,240,"AL","XLPE/NYL/PVC",null,1]
["11CA10 MILLNER","HCA-113385",null,11,240,"AL","XLPE/NYL/PVC",null,1]
["11CA10 MILLNER","HCA-108587","1975-01-01",11,240,"AL","XLPE/NYL/PVC","1",1.02]
["11CA10 MILLNER","HCA-108599","1975-01-01",11,240,"AL","XLPE/NYL/PVC",null,1.02]
["11CA10 MILLNER","HCA-108600","1975-01-01",11,240,"AL","XLPE/NYL/PVC",null,1.02]
["11CA10 MILLNER","HCA-108602","1975-01-01",11,240,"AL","XLPE/NYL/PVC",null,1.02]
["11CA10 MILLNER","HCA-108510","1975-01-01",11,240,"AL","XLPE/NYL/PVC",null,1.02]
["11CA10 MILLNER","HCA-108511","1975-01-01",11,240,"AL","XLPE/NYL/PVC",null,1.02]
["11CA10 MILLNER","HCA-113384",null,11,240,"AL","XLPE/NYL/PVC",null,2]
["11CA10 MILLNER","HCA-108586","1975-01-01",11,240,"AL","XLPE/NYL/PVC","1",2.04]
["11CA10 MILLNER","HCA-108601","1975-01-01",11,240,"AL","XLPE/NYL/PVC",null,2.04]
["11CA12 MARRARA","HCA-117233",null,11,240,"AL","XLPE/NYL/PVC",null,0.74999999000000006]
["11CA12 MARRARA","HCA-117363",null,11,240,"AL","XLPE/NYL/PVC",null,0.75000001999999999]
["11CA12 MARRARA","HCA-117365",null,11,240,"AL","XLPE/NYL/PVC",null,0.99999999000000006]
["11CA12 MARRARA","HCA-117235",null,11,240,"AL","XLPE/NYL/PVC",null,1]
["11CA12 MARRARA","HCA-117237",null,11,240,"AL","XLPE/NYL/PVC",null,1]
["11CA12 MARRARA","HCA-117234",null,11,240,"AL","XLPE/NYL/PVC",null,1]
["11CA12 MARRARA","HCA-117364",null,11,240,"AL","XLPE/NYL/PVC",null,1.00000003]
["11CA12 MARRARA","HCA-117367",null,11,240,"AL","XLPE/NYL/PVC",null,1.00000003]
["11CA12 MARRARA","HCA-117236",null,11,240,"AL","XLPE/NYL/PVC",null,2.0000000099999999]
["11CA12 MARRARA","HCA-117366",null,11,240,"AL","XLPE/NYL/PVC",null,2.0000000099999999]
["11CA12 MARRARA","HCA-108353","1982-01-01",11,35,"AL","XLPE/PVC",null,67.171383399999996]
["11CA13 WANGURI","HCA-114636","1975-01-01",11,300,"AL","XLPE/NYL/PVC","3",1]
["11CA13 WANGURI","HCA-117107","1975-01-01",11,95,"AL","XLPE/PVC","1",1.4809227899999999]
["11CA13 WANGURI","HCA-117108","1975-01-01",11,95,"AL","XLPE/PVC","1",1.5345010399999999]
["11CA13 WANGURI","HCA-117110","1975-01-01",11,95,"AL","XLPE/PVC","1",1.6518094300000001]
["11CA13 WANGURI","HCA-117109","1975-01-01",11,95,"AL","XLPE/PVC","1",1.6741983899999999]
["11CA13 WANGURI","HCA-114635","1975-01-01",11,300,"AL","XLPE/NYL/PVC","3",2]
["11CA13 WANGURI","HCA-111141","1975-01-01",11,300,"AL","XLPE/NYL/PVC","3",2.04]
["11CA13 WANGURI","HCA-109095","1975-01-01",11,95,"AL","XLPE/PVC",null,23.437486629999999]
["11CA13 WANGURI","HCA-111237","1975-01-01",11,400,"AL","XLPE/PVC",null,60.18]
["11CA13 WANGURI","HCA-109228","1975-01-01",11,95,"AL","XLPE/PVC","1",64.680232950000004]
["11CA13 WANGURI","HCA-109227","1975-01-01",11,400,"AL","XLPE/PVC","1",78.188292799999999]
["11CA13 WANGURI","HCA-111239","1975-01-01",11,95,"AL","XLPE/PVC","1",142.19678228000001]
["11CA13 WANGURI","HCA-111295","1975-01-01",11,400,"AL","XLPE/PVC",null,149.77000000000001]
["11CA13 WANGURI","HCA-111226","1975-01-01",11,400,"AL","XLPE/PVC",null,194.62]
["11CA13 WANGURI","HCA-111238","1975-01-01",11,400,"AL","XLPE/PVC",null,226.09]
["11CA13 WANGURI","HCA-109269","1975-01-01",11,240,"AL","XLPE/PVC","3",239.73639036]
["11CA13 WANGURI","HCA-111294","1975-01-01",11,95,"AL","XLPE/PVC","1",255.95025373999999]
["11CA13 WANGURI","HCA-111340","1975-01-01",11,95,"AL","XLPE/NYL/PVC",null,259.82]
["11CA13 WANGURI","HCA-111339","1975-01-01",11,95,"AL","XLPE/PVC","1",347.47169749]
["11CA13 WANGURI","HCA-111330","1975-01-01",11,95,"AL","XLPE/PVC","1",351.79]
["11CA13 WANGURI","HCA-111207","1975-01-01",11,95,"AL","XLPE/PVC","1",492.68374507999999]
["11CA13 WANGURI","HCA-111338","1975-01-01",11,95,"AL","XLPE/PVC","1",574.64216821000002]
["11CA13 WANGURI","HCA-111208","1975-01-01",11,95,"AL","XLPE/PVC","1",598.30571249000002]
["11CA15 HOSPITAL","HCA-116080","1975-01-01",11,400,"AL","XLPE/NYL/PVC","3",1.89835859]
["11CA15 HOSPITAL","HCA-115289","1975-01-01",11,400,"AL","XLPE/NYL/PVC","3",3.8422630799999999]
["11CA15 HOSPITAL","HCA-111081","1975-01-01",11,400,"AL","XLPE/NYL/PVC","3",304.33472462999998]
["11CA16 NAKARA","HCA-109117","1975-01-01",11,240,"AL","XLPE/PVC",null,30.265619130000001]
["11CA16 NAKARA","HCA-100009","1975-01-01",11,95,"AL","XLPE/PVC",null,50.598444530000002]
["11CA16 NAKARA","HCA-108973","1975-01-01",11,95,"AL","XLPE/PVC",null,97.354899259999996]
["11CA16 NAKARA","HCA-109118","1975-01-01",11,400,"AL","XLPE/PVC","1",291.71404094000002]
["11CA19 CAS VILLAGE","HCA-117296",null,11,240,"AL","XLPE/NYL/PVC",null,0.75]
["11CA19 CAS VILLAGE","HCA-117298",null,11,240,"AL","XLPE/NYL/PVC",null,0.99999999000000006]
["11CA19 CAS VILLAGE","HCA-117300",null,11,240,"AL","XLPE/NYL/PVC",null,1]
["11CA19 CAS VILLAGE","HCA-117297",null,11,240,"AL","XLPE/NYL/PVC",null,1.0000000200000001]
["11CA19 CAS VILLAGE","HCA-117029","1975-01-01",11,95,"AL","XLPE/PVC","1",1.25721946]
["11CA19 CAS VILLAGE","HCA-117030","1975-01-01",11,95,"AL","XLPE/PVC","1",1.3325291799999999]
["11CA19 CAS VILLAGE","HCA-117049","1975-01-01",11,95,"AL","XLPE/PVC","1",1.5460769299999999]
["11CA19 CAS VILLAGE","HCA-117037","1975-01-01",11,95,"AL","XLPE/PVC","1",1.61740134]
["11CA19 CAS VILLAGE","HCA-117042","1975-01-01",11,95,"AL","XLPE/PVC","1",1.61765359]
["11CA19 CAS VILLAGE","HCA-117018","1975-01-01",11,95,"AL","XLPE/PVC","1",1.6286821599999999]
["11CA19 CAS VILLAGE","HCA-117041","1975-01-01",11,95,"AL","XLPE/PVC","1",1.65951034]
["11CA19 CAS VILLAGE","HCA-117034","1975-01-01",11,95,"AL","XLPE/PVC","1",1.6688696200000002]
["11CA19 CAS VILLAGE","HCA-117038","1975-01-01",11,95,"AL","XLPE/PVC","1",1.67571794]
["11CA19 CAS VILLAGE","HCA-117019","1975-01-01",11,95,"AL","XLPE/PVC","1",1.7122928900000001]
["11CA19 CAS VILLAGE","HCA-117040","1975-01-01",11,95,"AL","XLPE/PVC","1",1.74113674]
["11CA19 CAS VILLAGE","HCA-117044","1975-01-01",11,95,"AL","XLPE/PVC","1",1.7486770200000001]
["11CA19 CAS VILLAGE","HCA-117043","1975-01-01",11,95,"AL","XLPE/PVC","1",1.77279498]
["11CA19 CAS VILLAGE","HCA-117035","1975-01-01",11,95,"AL","XLPE/PVC","1",1.77638005]
["11CA19 CAS VILLAGE","HCA-117032","1975-01-01",11,95,"AL","XLPE/PVC","1",1.8253895500000001]
["11CA19 CAS VILLAGE","HCA-117299",null,11,240,"AL","XLPE/NYL/PVC",null,2.0000000199999999]
["11CA19 CAS VILLAGE","HCA-111006","1975-01-01",11,95,"AL","XLPE/PVC","1",2.0393334200000002]
["11CA19 CAS VILLAGE","HCA-109129","1975-01-01",11,95,"AL","XLPE/PVC",null,8.1573699600000005]
["11CA19 CAS VILLAGE","HCA-111071","1975-01-01",11,95,"AL","XLPE/PVC","1",8.5855484099999995]
["11CA19 CAS VILLAGE","HCA-111039","1975-01-01",11,95,"AL","XLPE/PVC","1",57.875841530000002]
["11CA19 CAS VILLAGE","HCA-111099","1975-01-01",11,95,"AL","XLPE/PVC","1",105.26918516000001]
["11CA19 CAS VILLAGE","HCA-111059","1975-01-01",11,240,"AL","XLPE/PVC","1",116.55428053]
["11CA19 CAS VILLAGE","HCA-110990","1975-01-01",11,95,"AL","XLPE/PVC","1",228.72163384999999]
["11CA19 CAS VILLAGE","HCA-111060","1975-01-01",11,95,"AL","XLPE/PVC","1",251.8792819]
["11CA19 CAS VILLAGE","HCA-111098","1975-01-01",11,95,"AL","XLPE/AL/SCR/PVC","1",289.60307461999997]
["11CA19 CAS VILLAGE","HCA-110983","1975-01-01",11,95,"AL","XLPE/PVC","1",319.20076947000001]
["11CA19 CAS VILLAGE","HCA-111088","1975-01-01",11,95,"AL","XLPE/PVC","1",320.04860458000002]
["11CA19 CAS VILLAGE","HCA-111029","1975-01-01",11,400,"AL","XLPE/PVC","3",361.94110079000001]
["11CA19 CAS VILLAGE","HCA-111209","1975-01-01",11,95,"AL","XLPE/PVC","1",375.85618154999997]
["11CA19 CAS VILLAGE","HCA-111038","1975-01-01",11,95,"AL","XLPE/PVC","1",382.06966317000001]
["11CA19 CAS VILLAGE","HCA-111065","1975-01-01",11,95,"AL","XLPE/PVC","1",445.22879363999999]
["11CA19 CAS VILLAGE","HCA-111068","1975-01-01",11,95,"AL","XLPE/PVC","1",487.65021311999999]
["11CA19 CAS VILLAGE","HCA-111063","1975-01-01",11,95,"AL","XLPE/PVC","1",543.56720748999999]
["11CA19 CAS VILLAGE","HCA-109086","1975-01-01",11,400,"AL","XLPE/PVC",null,563.26851579000004]
["11CA21 NIGHTCLIFF 2","HCA-113714",null,11,240,"AL","XLPE/NYL/PVC",null,0.75]
["11CA21 NIGHTCLIFF 2","HCA-113715",null,11,240,"AL","XLPE/NYL/PVC",null,1]
["11CA21 NIGHTCLIFF 2","HCA-113716",null,11,240,"AL","XLPE/NYL/PVC",null,1]
["11CA21 NIGHTCLIFF 2","HCA-113718",null,11,240,"AL","XLPE/NYL/PVC",null,1]
["11CA21 NIGHTCLIFF 2","HCA-112553","1975-01-01",11,240,"AL","XLPE/PVC",null,1.02]
["11CA21 NIGHTCLIFF 2","HCA-112554","1975-01-01",11,240,"AL","XLPE/PVC",null,1.02]
["11CA21 NIGHTCLIFF 2","HCA-112556","1975-01-01",11,240,"AL","XLPE/NYL/PVC","1",1.02]
["11CA21 NIGHTCLIFF 2","HCA-109316","1975-01-01",11,35,"AL","XLPE/NYL/PVC","1",1.02]
["11CA21 NIGHTCLIFF 2","HCA-113717",null,11,240,"AL","XLPE/NYL/PVC",null,2]
["11CA21 NIGHTCLIFF 2","HCA-112552","1975-01-01",11,240,"AL","XLPE/PVC",null,2.04]
["11CA21 NIGHTCLIFF 2","HCA-112555","1975-01-01",11,240,"AL","XLPE/PVC",null,2.04]
["11CA21 NIGHTCLIFF 2","HCA-112557","1975-01-01",11,240,"AL","XLPE/NYL/PVC","1",2.04]
["11CA23 MOIL","HCA-117121","1975-01-01",11,50,"CU","XLPE/NYL/PVC","1",65.958927279999997]
["11CA24 PARER","HCA-115802","1975-01-01",11,400,"AL","XLPE/PVC",null,1]
["11CA24 PARER","HCA-115800","1975-01-01",11,400,"AL","XLPE/PVC",null,1.0000000099999999]
["11CA24 PARER","HCA-117057","1975-01-01",11,95,"AL","XLPE/PVC","1",1.4487288899999999]
["11CA24 PARER","HCA-117072","1975-01-01",11,95,"AL","XLPE/PVC","1",1.4882114900000001]
["11CA24 PARER","HCA-113401",null,11,400,"AL","XLPE/NYL/PVC",null,1.5]
["11CA24 PARER","HCA-113402",null,11,400,"AL","XLPE/NYL/PVC",null,1.5]
["11CA24 PARER","HCA-117060","1975-01-01",11,95,"AL","XLPE/PVC","1",1.5879679900000001]
["11CA24 PARER","HCA-117055","1975-01-01",11,95,"AL","XLPE/PVC","1",1.67246713]
["11CA24 PARER","HCA-117054","1975-01-01",11,95,"AL","XLPE/PVC",null,1.6725406600000001]
["11CA24 PARER","HCA-117058","1975-01-01",11,95,"AL","XLPE/PVC","1",1.72980712]
["11CA24 PARER","HCA-117059","1975-01-01",11,95,"AL","XLPE/PVC","1",1.7348135199999999]
["11CA24 PARER","HCA-117056","1975-01-01",11,95,"AL","XLPE/PVC","1",1.7659572100000001]
["11CA24 PARER","HCA-117105","1975-01-01",11,95,"AL","XLPE/PVC","1",1.8277175300000001]
["11CA24 PARER","HCA-117106","1975-01-01",11,95,"AL","XLPE/PVC","1",1.8854427999999999]
["11CA24 PARER","HCA-117085","1975-01-01",11,95,"AL","XLPE/PVC","1",1.9575846000000001]
["11CA24 PARER","HCA-117086","1975-01-01",11,95,"AL","XLPE/PVC","1",1.9824221200000001]
["11CA24 PARER","HCA-113398",null,11,400,"AL","XLPE/NYL/PVC",null,2]
["11CA24 PARER","HCA-113399",null,11,400,"AL","XLPE/NYL/PVC",null,2]
["11CA24 PARER","HCA-113397",null,11,400,"AL","XLPE/NYL/PVC",null,2]
["11CA24 PARER","HCA-112097","1975-01-01",11,95,"AL","XLPE/PVC",null,2.04]
["11CA24 PARER","HCA-117084","1975-01-01",11,95,"AL","XLPE/PVC","1",2.4035339699999998]
["11CA24 PARER","HCA-115801","1975-01-01",11,400,"AL","XLPE/PVC",null,2.9999999800000001]
["11CA24 PARER","HCA-112083","1975-01-01",11,95,"AL","XLPE/PVC",null,8.3319552699999999]
["11CA24 PARER","HCA-101805","1975-01-01",11,95,"AL","XLPE/PVC","1",13.12487333]
["11CA24 PARER","HCA-111116","1975-01-01",11,400,"AL","XLPE/PVC",null,29.964530929999999]
["11CA24 PARER","HCA-112151","1975-01-01",11,95,"AL","XLPE/PVC",null,108.48015979]
["11CA24 PARER","HCA-101765","1975-01-01",11,95,"AL","XLPE/PVC","1",158.09216849000001]
["11CA24 PARER","HCA-112119","1975-01-01",11,400,"AL","XLPE/PVC",null,181.78175625]
["11CA24 PARER","HCA-112146","1975-01-01",11,95,"AL","XLPE/PVC","1",273.70327732999999]
["11CA24 PARER","HCA-101800","1975-01-01",11,95,"AL","XLPE/PVC","1",273.88954469999999]
["11CA24 PARER","HCA-101799","1975-01-01",11,95,"AL","XLPE/PVC","1",286.86643271000003]
["11CA24 PARER","HCA-112085","1975-01-01",11,95,"AL","XLPE/PVC","1",292.64135926]
["11CA24 PARER","HCA-115824","1975-01-01",11,95,"AL","XLPE/PVC","1",305.62799303999998]
["11CA24 PARER","HCA-112139","1975-01-01",11,95,"AL","XLPE/PVC","1",310.30623494000002]
["11CA24 PARER","HCA-101784","1975-01-01",11,95,"AL","XLPE/PVC","1",354.10913828999998]
["11CA24 PARER","HCA-112145","1975-01-01",11,95,"AL","XLPE/PVC","1",360.34757148]
["11CA24 PARER","HCA-101785","1975-01-01",11,95,"AL","XLPE/PVC",null,363.84029122999999]
["11CA24 PARER","HCA-112099","1975-01-01",11,95,"AL","XLPE/PVC","1",364.85162200000002]
["11CA24 PARER","HCA-101794","1975-01-01",11,95,"AL","XLPE/PVC","1",442.78909842000002]
["11CA24 PARER","HCA-101804","1975-01-01",11,95,"AL","XLPE/PVC","1",473.34316688000001]
["11CA24 PARER","HCA-112103","1975-01-01",11,95,"AL","XLPE/PVC","1",483.74]
["11CA25 BRINKIN","HCA-116585","1983-01-01",11,95,"AL","XLPE/PVC","1",1.79]
["11CA25 BRINKIN","HCA-116584","1983-01-01",11,95,"AL","XLPE/PVC","1",1.92]
["11CA25 BRINKIN","HCA-109074","1983-01-01",11,95,"AL","XLPE/NYL/PVC","1",2.04]
["11CA25 BRINKIN","HCA-109094","1975-01-01",11,95,"AL","XLPE/PVC","1",13.030000000000001]
["11CA25 BRINKIN","HCA-111243","1975-01-01",11,95,"AL","XLPE/PVC","1",18.75]
["11CA25 BRINKIN","HCA-111244","1975-01-01",11,95,"AL","XLPE/PVC","1",18.75]
["11CA25 BRINKIN","HCA-108971","1975-01-01",11,95,"AL","XLPE/PVC","3",19.48]
["11CA25 BRINKIN","HCA-108972","1975-01-01",11,95,"AL","XLPE/PVC","3",24.18]
["11CA25 BRINKIN","HCA-114663","1983-01-01",11,240,"AL","XLPE/PVC","1",36.9]
["11CA25 BRINKIN","HCA-109087","1975-01-01",11,95,"AL","XLPE/PVC","3",42.94]
["11CA25 BRINKIN","HCA-111067","1983-01-01",11,95,"AL","XLPE/PVC","1",78.69]
["11CA25 BRINKIN","HCA-111066","1983-01-01",11,95,"AL","XLPE/PVC","1",87.070000000000007]
["11CA25 BRINKIN","HCA-109116","1983-01-01",11,95,"AL","XLPE/PVC","1",89.31]
["11CA25 BRINKIN","HCA-109107","1983-01-01",11,95,"AL","XLPE/PVC","1",93.29]
["11CA25 BRINKIN","HCA-116579","1983-01-01",11,95,"AL","XLPE/PVC","1",101.21000000000001]
["11CA25 BRINKIN","HCA-109115","1983-01-01",11,95,"AL","XLPE/PVC","1",103.16]
["11CA25 BRINKIN","HCA-109088","1975-01-01",11,95,"AL","XLPE/PVC","1",118.13]
["11CA25 BRINKIN","HCA-109260","1975-01-01",11,240,"AL","XLPE/PVC","1",121.2]
["11CA25 BRINKIN","HCA-109121","1983-01-01",11,240,"AL","XLPE/PVC","1",128.17000000000002]
["11CA25 BRINKIN","HCA-109106","1983-01-01",11,95,"AL","XLPE/PVC","1",131.80000000000001]
["11CA25 BRINKIN","HCA-109092","1975-01-01",11,95,"AL","XLPE/PVC","1",133.65]
["11CA25 BRINKIN","HCA-109093","1975-01-01",11,95,"AL","XLPE/PVC","3",151.6]
["11CA25 BRINKIN","HCA-109215","1975-01-01",11,240,"AL","XLPE/PVC",null,196.71]
["11CA25 BRINKIN","HCA-109225","1975-01-01",11,240,"AL","XLPE/PVC","1",296.59000000000003]
["11CA25 BRINKIN","HCA-109108","1983-01-01",11,95,"AL","XLPE/PVC","1",327.12]
["11CA25 BRINKIN","HCA-109198","1983-01-01",11,95,"AL","XLPE/PVC","1",373.28000000000003]
["11CA25 BRINKIN","HCA-109104","1983-01-01",11,95,"AL","XLPE/PVC","1",513.04]
["11CA25 BRINKIN","HCA-109105","1983-01-01",11,95,"AL","XLPE/PVC","1",567.1]
["11LE01 DARWIN PRIVATE HOSPITAL","HCA-113892",null,11,240,"AL","XLPE/NYL/PVC",null,1.4999999800000001]
["11LE01 DARWIN PRIVATE HOSPITAL","HCA-113893",null,11,240,"AL","XLPE/NYL/PVC",null,1.4999999800000001]
["11LE01 DARWIN PRIVATE HOSPITAL","HCA-113895",null,11,240,"AL","XLPE/NYL/PVC",null,1.5]
["11LE01 DARWIN PRIVATE HOSPITAL","HCA-113894",null,11,240,"AL","XLPE/NYL/PVC",null,2.9999999900000001]
["11LE01 DARWIN PRIVATE HOSPITAL","HCA-113891",null,11,240,"AL","XLPE/NYL/PVC",null,3]
["11LE03 LYONS 1","HCA-107644","1975-01-01",11,95,"AL","XLPE/NYL/PVC","1",136.6]
["11LE04 TAMBLING","HCA-117070","1975-01-01",11,95,"AL","XLPE/PVC","1",1.47195874]
["11LE04 TAMBLING","HCA-107319","1982-01-01",11,35,"AL","XLPE/PVC",null,1.5]
["11LE04 TAMBLING","HCA-115389","1982-01-01",11,35,"AL","XLPE/PVC",null,1.5]
["11LE04 TAMBLING","HCA-115390","1982-01-01",11,35,"AL","XLPE/PVC",null,1.5]
["11LE04 TAMBLING","HCA-115393","1982-01-01",11,35,"AL","XLPE/PVC",null,1.5]
["11LE04 TAMBLING","HCA-107309","1982-01-01",11,35,"AL","XLPE/PVC",null,1.53]
["11LE04 TAMBLING","HCA-107315","1982-01-01",11,35,"AL","XLPE/PVC",null,1.53]
["11LE04 TAMBLING","HCA-107316","1982-01-01",11,35,"AL","XLPE/PVC",null,1.53]
["11LE04 TAMBLING","HCA-117068","1975-01-01",11,95,"AL","XLPE/PVC","1",1.57559275]
["11LE04 TAMBLING","HCA-117071","1975-01-01",11,95,"AL","XLPE/PVC","1",1.6244935300000001]
["11LE04 TAMBLING","HCA-117069","1975-01-01",11,95,"AL","XLPE/PVC","1",1.66523606]
["11LE04 TAMBLING","HCA-117067","1975-01-01",11,95,"AL","XLPE/PVC","1",1.6843246000000001]
["11LE04 TAMBLING","HCA-115395","1982-01-01",11,35,"AL","XLPE/PVC",null,2]
["11LE04 TAMBLING","HCA-115396","1982-01-01",11,35,"AL","XLPE/PVC",null,2]
["11LE04 TAMBLING","HCA-115397","1982-01-01",11,35,"AL","XLPE/PVC",null,2]
["11LE04 TAMBLING","HCA-115394","1982-01-01",11,35,"AL","XLPE/PVC",null,3]
["11LE04 TAMBLING","HCA-107310","1982-01-01",11,35,"AL","XLPE/PVC",null,3.06]
["11LE04 TAMBLING","HCA-107313","1982-01-01",11,35,"AL","XLPE/PVC",null,3.06]
["11LE04 TAMBLING","HCA-107314","1982-01-01",11,35,"AL","XLPE/PVC",null,3.06]
["11LE04 TAMBLING","HCA-107322","1982-01-01",11,35,"AL","XLPE/PVC",null,3.06]
["11LE04 TAMBLING","HCA-115392","1982-01-01",11,35,"AL","XLPE/PVC",null,3.06]
["11LE04 TAMBLING","HCA-107378","1982-01-01",6.6000000000000005,35,"AL","XLPE/PVC",null,4.5600000000000005]
["11LE04 TAMBLING","HCA-107323","1982-01-01",6.6000000000000005,95,"AL","XLPE/PVC",null,5.2700000000000005]
["11LE04 TAMBLING","HCA-115391","1982-01-01",11,35,"AL","XLPE/PVC",null,9.11]
["11LE04 TAMBLING","HCA-107484","1982-01-01",6.6000000000000005,35,"AL","XLPE/PVC",null,24]
["11LE04 TAMBLING","HCA-112142","1982-01-01",11,95,"AL","XLPE/PVC","1",29.57]
["11LE04 TAMBLING","HCA-107521","1982-01-01",11,95,"AL","XLPE/PVC","3",32.090000000000003]
["11LE04 TAMBLING","HCA-112144","1982-01-01",11,95,"AL","XLPE/PVC","3",36.67]
["11LE04 TAMBLING","HCA-107288","1982-01-01",6.6000000000000005,35,"AL","XLPE/PVC","1",62.36]
["11LE04 TAMBLING","HCA-107251","1982-01-01",6.6000000000000005,35,"AL","XLPE/PVC",null,67.86]
["11LE04 TAMBLING","HCA-107250","1982-01-01",6.6000000000000005,35,"AL","XLPE/PVC",null,71.489999999999995]
["11LE04 TAMBLING","HCA-107520","1982-01-01",11,95,"AL","XLPE/PVC","1",71.83]
["11LE04 TAMBLING","HCA-107463","1982-01-01",6.6000000000000005,35,"AL","XLPE/PVC","1",72.930000000000007]
["11LE04 TAMBLING","HCA-107388","1982-01-01",6.6000000000000005,35,"AL","XLPE/PVC","1",76.48]
["11LE04 TAMBLING","HCA-107516","1982-01-01",11,400,"AL","XLPE/PVC",null,81.06]
["11LE04 TAMBLING","HCA-107231","1982-01-01",6.6000000000000005,35,"AL","XLPE/PVC","1",86.18]
["11LE04 TAMBLING","HCA-107395","1982-01-01",6.6000000000000005,35,"AL","XLPE/PVC","1",88.58]
["11LE04 TAMBLING","HCA-107390","1982-01-01",6.6000000000000005,35,"AL","XLPE/PVC","1",96.8]
["11LE04 TAMBLING","HCA-107464","1982-01-01",6.6000000000000005,35,"AL","XLPE/PVC","1",99.710000000000008]
["11LE04 TAMBLING","HCA-107232","1982-01-01",6.6000000000000005,35,"AL","XLPE/PVC","1",102.36]
["11LE04 TAMBLING","HCA-107210","1982-01-01",6.6000000000000005,35,"AL","XLPE/PVC","1",102.66]
["11LE04 TAMBLING","HCA-107465","1982-01-01",6.6000000000000005,35,"AL","XLPE/PVC","1",106.24000000000001]
["11LE04 TAMBLING","HCA-107397","1982-01-01",6.6000000000000005,35,"AL","XLPE/PVC","1",108.32000000000001]
["11LE04 TAMBLING","HCA-107209","1982-01-01",6.6000000000000005,35,"AL","XLPE/PVC","1",111.41]
["11LE04 TAMBLING","HCA-107233","1982-01-01",6.6000000000000005,35,"AL","XLPE/PVC","1",112.62]
["11LE04 TAMBLING","HCA-107485","1982-01-01",6.6000000000000005,35,"AL","XLPE/PVC","1",116.87]
["11LE04 TAMBLING","HCA-107235","1982-01-01",6.6000000000000005,35,"AL","XLPE/PVC","1",117.2]
["11LE04 TAMBLING","HCA-107238","1982-01-01",6.6000000000000005,35,"AL","XLPE/PVC","1",117.39]
["11LE04 TAMBLING","HCA-107466","1982-01-01",6.6000000000000005,35,"AL","XLPE/PVC","1",118.71000000000001]
["11LE04 TAMBLING","HCA-107540","1982-01-01",6.6000000000000005,35,"AL","XLPE/PVC",null,118.91]
["11LE04 TAMBLING","HCA-107236","1982-01-01",6.6000000000000005,35,"AL","XLPE/PVC","1",121.62]
["11LE04 TAMBLING","HCA-107307","1982-01-01",6.6000000000000005,35,"AL","XLPE/PVC","1",122.56]
["11LE04 TAMBLING","HCA-107208","1982-01-01",6.6000000000000005,35,"AL","XLPE/PVC","1",123.88000000000001]
["11LE04 TAMBLING","HCA-107486","1982-01-01",6.6000000000000005,35,"AL","XLPE/PVC","1",124.23]
["11LE04 TAMBLING","HCA-107398","1982-01-01",6.6000000000000005,35,"AL","XLPE/PVC","1",132.52000000000001]
["11LE04 TAMBLING","HCA-107462","1982-01-01",6.6000000000000005,35,"AL","XLPE/PVC","1",134.26]
["11LE04 TAMBLING","HCA-107328","1982-01-01",6.6000000000000005,35,"AL","XLPE/PVC","1",148.70000000000002]
["11LE04 TAMBLING","HCA-107494","1982-01-01",6.6000000000000005,35,"AL","XLPE/PVC",null,149.75]
["11LE04 TAMBLING","HCA-107544","1982-01-01",6.6000000000000005,35,"AL","XLPE/PVC","1",150.08000000000001]
["11LE04 TAMBLING","HCA-107396","1982-01-01",6.6000000000000005,35,"AL","XLPE/PVC","1",151.4]
["11LE04 TAMBLING","HCA-107452","1982-01-01",6.6000000000000005,35,"AL","XLPE/PVC","1",171.39000000000001]
["11LE04 TAMBLING","HCA-107493","1982-01-01",6.6000000000000005,35,"AL","XLPE/PVC",null,175.71]
["11LE04 TAMBLING","HCA-107387","1982-01-01",11,95,"AL","XLPE/PVC",null,182.32]
["11LE04 TAMBLING","HCA-107237","1982-01-01",6.6000000000000005,35,"AL","XLPE/PVC","1",194.35]
["11LE04 TAMBLING","HCA-107381","1982-01-01",6.6000000000000005,35,"AL","XLPE/PVC","1",195.36]
["11LE04 TAMBLING","HCA-112112","1975-01-01",11,95,"AL","XLPE/PVC","1",200.82996274000001]
["11LE04 TAMBLING","HCA-107239","1982-01-01",6.6000000000000005,35,"AL","XLPE/PVC","1",203.12]
["11LE04 TAMBLING","HCA-107234","1982-01-01",6.6000000000000005,35,"AL","XLPE/PVC","1",204.03]
["11LE04 TAMBLING","HCA-107283","1982-01-01",6.6000000000000005,35,"AL","XLPE/PVC","1",206.42000000000002]
["11LE04 TAMBLING","HCA-107391","1982-01-01",6.6000000000000005,35,"AL","XLPE/PVC","1",211.36]
["11LE04 TAMBLING","HCA-107306","1982-01-01",6.6000000000000005,35,"AL","XLPE/PVC","1",211.64000000000001]
["11LE04 TAMBLING","HCA-107545","1982-01-01",6.6000000000000005,35,"AL","XLPE/PVC","1",211.97]
["11LE04 TAMBLING","HCA-107299","1982-01-01",11,95,"AL","XLPE/PVC","1",213.54]
["11LE04 TAMBLING","HCA-107399","1982-01-01",6.6000000000000005,35,"AL","XLPE/PVC","1",217.99]
["11LE04 TAMBLING","HCA-107474","1982-01-01",11,95,"AL","XLPE/PVC",null,219.83]
["11LE04 TAMBLING","HCA-107541","1982-01-01",6.6000000000000005,35,"AL","XLPE/PVC",null,231.82]
["11LE04 TAMBLING","HCA-107442","1982-01-01",11,95,"AL","XLPE/PVC","1",232.71]
["11LE04 TAMBLING","HCA-107473","1982-01-01",6.6000000000000005,35,"AL","XLPE/PVC","1",258.5]
["11LE04 TAMBLING","HCA-107392","1982-01-01",6.6000000000000005,35,"AL","XLPE/PVC","1",259.56]
["11LE04 TAMBLING","HCA-107522","1982-01-01",6.6000000000000005,35,"AL","XLPE/PVC","1",268.95999999999998]
["11LE04 TAMBLING","HCA-107539","1982-01-01",11,95,"AL","XLPE/PVC","1",277.38]
["11LE04 TAMBLING","HCA-107488","1982-01-01",6.6000000000000005,35,"AL","XLPE/PVC","1",285.17]
["11LE04 TAMBLING","HCA-107441","1982-01-01",11,95,"AL","XLPE/PVC","1",321.61]
["11LE04 TAMBLING","HCA-107517","1982-01-01",11,400,"AL","XLPE/PVC",null,345.81]
["11LE04 TAMBLING","HCA-107556","1982-01-01",6.6000000000000005,35,"AL","XLPE/PVC","1",350.23]
["11LE04 TAMBLING","HCA-112080","1975-01-01",11,95,"AL","XLPE/PVC","1",351.00170802000002]
["11LE04 TAMBLING","HCA-112110","1975-01-01",11,95,"AL","XLPE/PVC","1",390.98187184]
["11LE04 TAMBLING","HCA-112100","1975-01-01",11,95,"AL","XLPE/PVC","1",399.73897419000002]
["11LE04 TAMBLING","HCA-107553","1980-01-01",6.6000000000000005,35,"AL","XLPE/PVC","1",481.89]
["11LE04 TAMBLING","HCA-107499","1982-01-01",11,400,"AL","XLPE/PVC",null,494.09000000000003]
["11LE04 TAMBLING","HCA-107543","1982-01-01",11,400,"AL","XLPE/PVC",null,540.51]
["11LE08 PARKSIDE","HCA-117095","1975-01-01",11,95,"AL","XLPE/PVC","1",1.2962989300000001]
["11LE08 PARKSIDE","HCA-117066","1975-01-01",11,95,"AL","XLPE/PVC","1",1.51809672]
["11LE08 PARKSIDE","HCA-107361","1982-01-01",11,35,"AL","XLPE/PVC",null,1.53]
["11LE08 PARKSIDE","HCA-107357","1982-01-01",11,35,"AL","XLPE/PVC",null,1.53]
["11LE08 PARKSIDE","HCA-107356","1982-01-01",11,35,"AL","XLPE/PVC",null,1.53]
["11LE08 PARKSIDE","HCA-107354","1982-01-01",11,35,"AL","XLPE/PVC",null,1.53]
["11LE08 PARKSIDE","HCA-107353","1982-01-01",11,35,"AL","XLPE/PVC",null,1.53]
["11LE08 PARKSIDE","HCA-107352","1982-01-01",11,35,"AL","XLPE/PVC",null,1.53]
["11LE08 PARKSIDE","HCA-107347","1982-01-01",11,35,"AL","XLPE/PVC",null,1.53]
["11LE08 PARKSIDE","HCA-117099","1975-01-01",11,95,"AL","XLPE/PVC","1",1.5563703600000001]
["11LE08 PARKSIDE","HCA-117104","1975-01-01",11,95,"AL","XLPE/PVC","1",1.5622078799999999]
["11LE08 PARKSIDE","HCA-117101","1975-01-01",11,95,"AL","XLPE/PVC","1",1.5773702300000001]
["11LE08 PARKSIDE","HCA-117103","1975-01-01",11,95,"AL","XLPE/PVC","1",1.5854327800000001]
["11LE08 PARKSIDE","HCA-117098","1975-01-01",11,95,"AL","XLPE/PVC","1",1.5942099700000001]
["11LE08 PARKSIDE","HCA-117065","1975-01-01",11,95,"AL","XLPE/PVC","1",1.6125265899999999]
["11LE08 PARKSIDE","HCA-117061","1975-01-01",11,95,"AL","XLPE/PVC","1",1.61664691]
["11LE08 PARKSIDE","HCA-117097","1975-01-01",11,95,"AL","XLPE/PVC","1",1.6262991100000002]
["11LE08 PARKSIDE","HCA-117102","1975-01-01",11,95,"AL","XLPE/PVC","1",1.64811715]
["11LE08 PARKSIDE","HCA-117100","1975-01-01",11,95,"AL","XLPE/PVC","1",1.66823075]
["11LE08 PARKSIDE","HCA-117064","1975-01-01",11,95,"AL","XLPE/PVC","1",2.2444623899999998]
["11LE08 PARKSIDE","HCA-117062","1975-01-01",11,95,"AL","XLPE/PVC","1",2.3197405899999999]
["11LE08 PARKSIDE","HCA-117063","1975-01-01",11,95,"AL","XLPE/PVC","1",2.3240156000000001]
["11LE08 PARKSIDE","HCA-107351","1982-01-01",11,35,"AL","XLPE/PVC",null,3.0500000000000003]
["11LE08 PARKSIDE","HCA-107358","1982-01-01",11,35,"AL","XLPE/PVC",null,3.06]
["11LE08 PARKSIDE","HCA-107355","1982-01-01",11,35,"AL","XLPE/PVC",null,3.06]
["11LE08 PARKSIDE","HCA-107350","1982-01-01",11,35,"AL","XLPE/PVC",null,3.06]
["11LE08 PARKSIDE","HCA-107349","1982-01-01",11,35,"AL","XLPE/PVC",null,3.06]
["11LE08 PARKSIDE","HCA-107348","1982-01-01",11,35,"AL","XLPE/PVC",null,3.06]
["11LE08 PARKSIDE","HCA-107483","1982-01-01",6.6000000000000005,35,"AL","XLPE/PVC",null,3.22]
["11LE08 PARKSIDE","HCA-107430","1982-01-01",6.6000000000000005,35,"AL","XLPE/PVC",null,4.13]
["11LE08 PARKSIDE","HCA-107274","1982-01-01",6.6000000000000005,35,"AL","XLPE/PVC",null,10.43]
["11LE08 PARKSIDE","HCA-107535","1983-01-01",6.6000000000000005,95,"AL","XLPE/PVC",null,13.73]
["11LE08 PARKSIDE","HCA-112134","1975-01-01",11,95,"AL","XLPE/PVC","1",15.767703819999999]
["11LE08 PARKSIDE","HCA-107275","1982-01-01",6.6000000000000005,35,"AL","XLPE/PVC","1",26.82]
["11LE08 PARKSIDE","HCA-107269","1982-01-01",6.6000000000000005,35,"AL","XLPE/PVC","1",28.740000000000002]
["11LE08 PARKSIDE","HCA-107286","1982-01-01",6.6000000000000005,35,"AL","XLPE/PVC","1",30.060000000000002]
["11LE08 PARKSIDE","HCA-112127","1975-01-01",11,95,"AL","XLPE/PVC","1",37.670070369999998]
["11LE08 PARKSIDE","HCA-107424","1982-01-01",6.6000000000000005,35,"AL","XLPE/PVC","1",46.58]
["11LE08 PARKSIDE","HCA-112136","1975-01-01",11,95,"AL","XLPE/PVC","1",53.361917869999999]
["11LE08 PARKSIDE","HCA-107431","1982-01-01",6.6000000000000005,35,"AL","XLPE/PVC","1",68.52]
["11LE08 PARKSIDE","HCA-108071","1982-01-01",11,400,"AL","XLPE/PVC",null,69.75]
["11LE08 PARKSIDE","HCA-107536","1982-01-01",6.6000000000000005,95,"AL","XLPE/PVC","1",82.39]
["11LE08 PARKSIDE","HCA-107273","1982-01-01",6.6000000000000005,35,"AL","XLPE/PVC",null,84.23]
["11LE08 PARKSIDE","HCA-107265","1982-01-01",6.6000000000000005,35,"AL","XLPE/PVC","1",88.97]
["11LE08 PARKSIDE","HCA-107267","1982-01-01",6.6000000000000005,35,"AL","XLPE/PVC","1",91.08]
["11LE08 PARKSIDE","HCA-107204","1982-01-01",6.6000000000000005,35,"AL","XLPE/PVC","1",92.24]
["11LE08 PARKSIDE","HCA-107276","1982-01-01",6.6000000000000005,35,"AL","XLPE/PVC","1",95.13]
["11LE08 PARKSIDE","HCA-107202","1982-01-01",6.6000000000000005,35,"AL","XLPE/PVC","1",97.64]
["11LE08 PARKSIDE","HCA-107514","1982-01-01",11,95,"AL","XLPE/PVC",null,98.12]
["11LE08 PARKSIDE","HCA-107262","1982-01-01",6.6000000000000005,35,"AL","XLPE/PVC",null,101.41]
["11LE08 PARKSIDE","HCA-107268","1982-01-01",6.6000000000000005,35,"AL","XLPE/PVC","1",102.86]
["11LE08 PARKSIDE","HCA-107205","1982-01-01",6.6000000000000005,35,"AL","XLPE/PVC","1",103.9]
["11LE08 PARKSIDE","HCA-107263","1982-01-01",6.6000000000000005,35,"AL","XLPE/PVC","1",110.94]
["11LE08 PARKSIDE","HCA-107206","1982-01-01",6.6000000000000005,35,"AL","XLPE/PVC","1",111.45]
["11LE08 PARKSIDE","HCA-112135","1975-01-01",11,95,"AL","XLPE/PVC","1",112.83765206]
["11LE08 PARKSIDE","HCA-107500","1982-01-01",6.6000000000000005,95,"AL","XLPE/PVC",null,113.96000000000001]
["11LE08 PARKSIDE","HCA-107534","1982-01-01",6.6000000000000005,95,"AL","XLPE/PVC","1",115.38]
["11LE08 PARKSIDE","HCA-117000","1975-01-01",11,95,"AL","XLPE/PVC",null,118.69183502999999]
["11LE08 PARKSIDE","HCA-112137","1975-01-01",11,95,"AL","XLPE/PVC",null,128.19999999999999]
["11LE08 PARKSIDE","HCA-107423","1982-01-01",6.6000000000000005,35,"AL","XLPE/PVC","1",128.74]
["11LE08 PARKSIDE","HCA-107207","1982-01-01",6.6000000000000005,35,"AL","XLPE/PVC","1",132.66]
["11LE08 PARKSIDE","HCA-107451","1982-01-01",6.6000000000000005,35,"AL","XLPE/PVC","1",147.05000000000001]
["11LE08 PARKSIDE","HCA-107203","1982-01-01",6.6000000000000005,35,"AL","XLPE/PVC","1",147.61000000000001]
["11LE08 PARKSIDE","HCA-112152","1975-01-01",11,95,"AL","XLPE/PVC","1",164.33735619999999]
["11LE08 PARKSIDE","HCA-112130","1975-01-01",11,95,"AL","XLPE/PVC","1",164.77784973999999]
["11LE08 PARKSIDE","HCA-112133","1975-01-01",11,95,"AL","XLPE/PVC",null,166.56]
["11LE08 PARKSIDE","HCA-107379","1982-01-01",6.6000000000000005,35,"AL","XLPE/PVC","1",172.32]
["11LE08 PARKSIDE","HCA-107444","1982-01-01",6.6000000000000005,35,"AL","XLPE/PVC","1",172.71]
["11LE08 PARKSIDE","HCA-107287","1982-01-01",6.6000000000000005,35,"AL","XLPE/PVC","1",177.23]
["11LE08 PARKSIDE","HCA-107445","1982-01-01",6.6000000000000005,35,"AL","XLPE/PVC","1",185.5]
["11LE08 PARKSIDE","HCA-116998","1975-01-01",11,95,"AL","XLPE/PVC",null,189.88802233999999]
["11LE08 PARKSIDE","HCA-107456","1982-01-01",6.6000000000000005,35,"AL","XLPE/PVC","1",192.47]
["11LE08 PARKSIDE","HCA-107455","1982-01-01",6.6000000000000005,35,"AL","XLPE/PVC","1",193.85]
["11LE08 PARKSIDE","HCA-107454","1982-01-01",6.6000000000000005,35,"AL","XLPE/PVC","1",198.87]
["11LE08 PARKSIDE","HCA-112102","1975-01-01",11,95,"AL","XLPE/PVC","1",200.16095480000001]
["11LE08 PARKSIDE","HCA-112132","1975-01-01",11,95,"AL","XLPE/PVC","1",200.58186791]
["11LE08 PARKSIDE","HCA-107425","1982-01-01",6.6000000000000005,35,"AL","XLPE/PVC","1",200.97]
["11LE08 PARKSIDE","HCA-107457","1982-01-01",6.6000000000000005,35,"AL","XLPE/PVC","1",203.52]
["11LE08 PARKSIDE","HCA-107264","1982-01-01",6.6000000000000005,35,"AL","XLPE/PVC","1",212.55]
["11LE08 PARKSIDE","HCA-112148","1975-01-01",11,95,"AL","XLPE/PVC",null,218.22644706]
["11LE08 PARKSIDE","HCA-112138","1975-01-01",11,95,"AL","XLPE/PVC","1",222.21428363000001]
["11LE08 PARKSIDE","HCA-107446","1982-01-01",6.6000000000000005,35,"AL","XLPE/PVC","1",232.97]
["11LE08 PARKSIDE","HCA-107492","1982-01-01",11,95,"AL","XLPE/PVC","1",268.79000000000002]
["11LE08 PARKSIDE","HCA-107426","1982-01-01",6.6000000000000005,35,"AL","XLPE/PVC","1",274.24]
["11LE08 PARKSIDE","HCA-112131","1975-01-01",11,95,"AL","XLPE/PVC","1",275.72680792]
["11LE08 PARKSIDE","HCA-107266","1982-01-01",6.6000000000000005,35,"AL","XLPE/PVC","1",281.54000000000002]
["11LE08 PARKSIDE","HCA-107447","1982-01-01",6.6000000000000005,35,"AL","XLPE/PVC",null,302.09000000000003]
["11LE08 PARKSIDE","HCA-112126","1975-01-01",11,95,"AL","XLPE/PVC","1",318.52030169]
["11LE08 PARKSIDE","HCA-107393","1982-01-01",11,240,"AL","XLPE/PVC","1",319.05]
["11LE08 PARKSIDE","HCA-107450","1982-01-01",6.6000000000000005,400,"AL","XLPE/NYL/PVC",null,327.59000000000003]
["11LE08 PARKSIDE","HCA-112109","1975-01-01",11,95,"AL","XLPE/PVC","1",333.87586705000001]
["11LE08 PARKSIDE","HCA-107449","1982-01-01",6.6000000000000005,35,"AL","XLPE/PVC","1",334.73]
["11LE08 PARKSIDE","HCA-112104","1975-01-01",11,95,"AL","XLPE/PVC","1",428.32733996000002]
["11LE08 PARKSIDE","HCA-107489","1982-01-01",6.6000000000000005,35,"AL","XLPE/PVC",null,435.81]
["11LE08 PARKSIDE","HCA-107453","1982-01-01",6.6000000000000005,35,"AL","XLPE/PVC","1",465.83]
["11LE08 PARKSIDE","HCA-107531","1982-01-01",6.6000000000000005,35,"AL","XLPE/PVC","1",476.53000000000003]
["11LE08 PARKSIDE","HCA-107495","1982-01-01",11,400,"AL","XLPE/PVC",null,519.87]
["11LE08 PARKSIDE","HCA-107533","1982-01-01",11,400,"AL","XLPE/PVC",null,866.39]
["11LE08 PARKSIDE","HCA-107530","1982-01-01",11,400,"AL","XLPE/NYL/PVC",null,980.66]
["11LE12 MUIRHEAD","HCA-113754",null,11,240,"AL","XLPE/NYL/PVC",null,0.75]
["11LE12 MUIRHEAD","HCA-113761",null,11,240,"AL","XLPE/NYL/PVC",null,0.75]
["11LE12 MUIRHEAD","HCA-117330",null,11,240,"AL","XLPE/NYL/PVC",null,0.75]
["11LE12 MUIRHEAD","HCA-113782",null,11,240,"AL","XLPE/NYL/PVC",null,0.75]
["11LE12 MUIRHEAD","HCA-117004",null,11,240,"AL","XLPE/NYL/PVC",null,0.75]
["11LE12 MUIRHEAD","HCA-117011",null,11,240,"AL","XLPE/NYL/PVC",null,0.75]
["11LE12 MUIRHEAD","HCA-113732",null,11,240,"AL","XLPE/NYL/PVC",null,0.75]
["11LE12 MUIRHEAD","HCA-117015",null,11,240,"AL","XLPE/NYL/PVC",null,0.99999999000000006]
["11LE12 MUIRHEAD","HCA-117332",null,11,240,"AL","XLPE/NYL/PVC",null,0.99999999000000006]
["11LE12 MUIRHEAD","HCA-117013",null,11,240,"AL","XLPE/NYL/PVC",null,0.99999999000000006]
["11LE12 MUIRHEAD","HCA-117012",null,11,240,"AL","XLPE/NYL/PVC",null,1]
["11LE12 MUIRHEAD","HCA-113755",null,11,240,"AL","XLPE/NYL/PVC",null,1]
["11LE12 MUIRHEAD","HCA-113756",null,11,240,"AL","XLPE/NYL/PVC",null,1]
["11LE12 MUIRHEAD","HCA-113733",null,11,240,"AL","XLPE/NYL/PVC",null,1]
["11LE12 MUIRHEAD","HCA-113762",null,11,240,"AL","XLPE/NYL/PVC",null,1]
["11LE12 MUIRHEAD","HCA-113763",null,11,240,"AL","XLPE/NYL/PVC",null,1]
["11LE12 MUIRHEAD","HCA-113765",null,11,240,"AL","XLPE/NYL/PVC",null,1]
["11LE12 MUIRHEAD","HCA-113783",null,11,240,"AL","XLPE/NYL/PVC",null,1]
["11LE12 MUIRHEAD","HCA-113784",null,11,240,"AL","XLPE/NYL/PVC",null,1]
["11LE12 MUIRHEAD","HCA-113786",null,11,240,"AL","XLPE/NYL/PVC",null,1]
["11LE12 MUIRHEAD","HCA-117006",null,11,240,"AL","XLPE/NYL/PVC",null,1]
["11LE12 MUIRHEAD","HCA-113738",null,11,240,"AL","XLPE/NYL/PVC",null,1]
["11LE12 MUIRHEAD","HCA-113736",null,11,240,"AL","XLPE/NYL/PVC",null,1]
["11LE12 MUIRHEAD","HCA-113734",null,11,240,"AL","XLPE/NYL/PVC",null,1]
["11LE12 MUIRHEAD","HCA-117331",null,11,240,"AL","XLPE/NYL/PVC",null,1.0000000099999999]
["11LE12 MUIRHEAD","HCA-117334",null,11,240,"AL","XLPE/NYL/PVC",null,1.0000000099999999]
["11LE12 MUIRHEAD","HCA-117010",null,11,240,"AL","XLPE/NYL/PVC",null,1.0000000099999999]
["11LE12 MUIRHEAD","HCA-117008",null,11,240,"AL","XLPE/NYL/PVC",null,1.0000000099999999]
["11LE12 MUIRHEAD","HCA-117005",null,11,240,"AL","XLPE/NYL/PVC",null,1.0000000099999999]
["11LE12 MUIRHEAD","HCA-113751",null,11,240,"AL","XLPE/NYL/PVC",null,1.5]
["11LE12 MUIRHEAD","HCA-113749",null,11,240,"AL","XLPE/NYL/PVC",null,1.5]
["11LE12 MUIRHEAD","HCA-113748",null,11,240,"AL","XLPE/NYL/PVC",null,1.5]
["11LE12 MUIRHEAD","HCA-117009",null,11,240,"AL","XLPE/NYL/PVC",null,1.9999999900000001]
["11LE12 MUIRHEAD","HCA-117014",null,11,240,"AL","XLPE/NYL/PVC",null,1.9999999900000001]
["11LE12 MUIRHEAD","HCA-113757",null,11,240,"AL","XLPE/NYL/PVC",null,2]
["11LE12 MUIRHEAD","HCA-113764",null,11,240,"AL","XLPE/NYL/PVC",null,2]
["11LE12 MUIRHEAD","HCA-113785",null,11,240,"AL","XLPE/NYL/PVC",null,2]
["11LE12 MUIRHEAD","HCA-113737",null,11,240,"AL","XLPE/NYL/PVC",null,2]
["11LE12 MUIRHEAD","HCA-113735",null,11,240,"AL","XLPE/NYL/PVC",null,2]
["11LE12 MUIRHEAD","HCA-117333",null,11,240,"AL","XLPE/NYL/PVC",null,2.0000000099999999]
["11LE12 MUIRHEAD","HCA-117007",null,11,240,"AL","XLPE/NYL/PVC",null,2.0000000099999999]
["11LE12 MUIRHEAD","HCA-113747",null,11,240,"AL","XLPE/NYL/PVC",null,3]
["11LE12 MUIRHEAD","HCA-113750",null,11,240,"AL","XLPE/NYL/PVC",null,3]
["11WN01 BAGOT","HCA-103281","1982-01-01",11,95,"AL","XLPE/PVC",null,68.83]
["11WN01 BAGOT","HCA-103325","1982-01-01",11,95,"AL","XLPE/PVC","1",109.88]
["11WN01 BAGOT","HCA-107615","1975-01-01",11,400,"AL","XLPE/PVC","1",149.15]
["11WN22 LUDMILLA","HCA-113951",null,11,240,"AL","XLPE/NYL/PVC",null,0.75]
["11WN22 LUDMILLA","HCA-113955",null,11,240,"AL","XLPE/NYL/PVC",null,1]
["11WN22 LUDMILLA","HCA-113952",null,11,240,"AL","XLPE/NYL/PVC",null,1]
["11WN22 LUDMILLA","HCA-113953",null,11,240,"AL","XLPE/NYL/PVC",null,1]
["11WN22 LUDMILLA","HCA-113954",null,11,240,"AL","XLPE/NYL/PVC",null,2]
["11WN22 LUDMILLA","HCA-103334","1982-01-01",11,95,"AL","XLPE/PVC",null,8.67]
["11WN22 LUDMILLA","HCA-103363","1975-01-01",11,35,"AL","XLPE/PVC","3",16.82]
["11WN22 LUDMILLA","HCA-107580","1975-01-01",11,35,"AL","XLPE/PVC",null,30.25]
["11WN22 LUDMILLA","HCA-103362","1975-01-01",11,35,"AL","XLPE/PVC","1",86.570000000000007]
["11WN22 LUDMILLA","HCA-103344","1975-01-01",11,240,"AL","XLPE/PVC","1",109.89]
["11WN22 LUDMILLA","HCA-103329","1982-01-01",11,95,"AL","XLPE/PVC","3",235.5]