## OUTPUTS -->
Outputs

## Gross connection capex
0 | Consolidated Capital Expenditure Forecast
Forecast Connection Capex (Including Gifted Assets)
Direct Costs (Excluding Capitalised Overheads and Cost Escalation) by RAB asset class
|  | Ref. | RAB Asset Class | Unit | Basis | Timing | RY18 | RY19 | RY20 | RY21 | RY22 | RY23 | RY24 | Total FY20 to FY24
|  | 1 | Substations | A$million | Real $2018 | End_Year | 0 | 0 | 0 | 0 | 0 | 0 | 0 | 0
|  | 2 | Distribution Lines | A$million | Real $2018 | End_Year | 7.1382 | 7.4206 | 8.0264 | 8.4198 | 8.4737 | 7.1858 | 7.1985 | 39.3043
|  | 3 | Transmission Lines | A$million | Real $2018 | End_Year | 0 | 0 | 0 | 0 | 0 | 0 | 0 | 0
|  | 4 | LV Services | A$million | Real $2018 | End_Year | 0.70841 | 0.87789 | 1.2416 | 1.4778 | 1.5101 | 0.73697 | 0.74459 | 5.7111
|  | 5 | Distribution Substation | A$million | Real $2018 | End_Year | 2.2861 | 2.2861 | 2.2861 | 2.2861 | 2.2861 | 2.2861 | 2.2861 | 11.4307
|  | 6 | Distribution Switchgear | A$million | Real $2018 | End_Year | 0.66887 | 0.66887 | 0.66887 | 0.66887 | 0.66887 | 0.66887 | 0.66887 | 3.3444
|  | 7 | Protection | A$million | Real $2018 | End_Year | 0 | 0 | 0 | 0 | 0 | 0 | 0 | 0
|  | 8 | SCADA | A$million | Real $2018 | End_Year | 0 | 0 | 0 | 0 | 0 | 0 | 0 | 0
|  | 9 | Communications | A$million | Real $2018 | End_Year | 0 | 0 | 0 | 0 | 0 | 0 | 0 | 0
|  | 10 | Land and Easements | A$million | Real $2018 | End_Year | 0 | 0 | 0 | 0 | 0 | 0 | 0 | 0
|  | 11 | Property | A$million | Real $2018 | End_Year | 0 | 0 | 0 | 0 | 0 | 0 | 0 | 0
|  | 12 | IT and Communications | A$million | Real $2018 | End_Year | 0 | 0 | 0 | 0 | 0 | 0 | 0 | 0
|  | 13 | Motor Vehicles | A$million | Real $2018 | End_Year | 0 | 0 | 0 | 0 | 0 | 0 | 0 | 0
|  | 14 | Plant and Equipment | A$million | Real $2018 | End_Year | 0 | 0 | 0 | 0 | 0 | 0 | 0 | 0
|  |  | Total | A$million | Real $2018 | End_Year | 10.8017 | 11.2535 | 12.2231 | 12.8526 | 12.9389 | 10.8778 | 10.8981 | 59.7904
|  |  | Net Connection capex - Total | A$million | Real $2018 | End_Year | 1.8885 | 2.3403 | 3.3099 | 3.9394 | 4.0257 | 1.9646 | 1.9849
|  |  | Gifted assets - Total | A$million | Real $2018 | End_Year | 8.9132 | 8.9132 | 8.9132 | 8.9132 | 8.9132 | 8.9132 | 8.9132
0 |  |  | Check |  |  |  | 0 | 0 | 0 | 0 | 0 | 0 | 0
|  | Ref. | UC Asset Class | Unit | Basis | Timing | RY18 | RY19 | RY20 | RY21 | RY22 | RY23 | RY24 | Total FY20 to FY24
|  | 1 | Transmission terminal station | A$million | Real $2018 | End_Year | 0 | 0 | 0 | 0 | 0 | 0 | 0 | 0
|  | 2 | Zone substations | A$million | Real $2018 | End_Year | 0 | 0 | 0 | 0 | 0 | 0 | 0 | 0
|  | 3 | Transmission lines | A$million | Real $2018 | End_Year | 0 | 0 | 0 | 0 | 0 | 0 | 0 | 0
|  | 4 | Distribution mains | A$million | Real $2018 | End_Year | 8.5155 | 8.9673 | 9.9369 | 10.5664 | 10.6527 | 8.5917 | 8.612 | 48.3597
|  | 5 | Distribution substations | A$million | Real $2018 | End_Year | 2.2861 | 2.2861 | 2.2861 | 2.2861 | 2.2861 | 2.2861 | 2.2861 | 11.4307
|  | 6 | Metering | A$million | Real $2018 | End_Year | 0 | 0 | 0 | 0 | 0 | 0 | 0 | 0
|  | 7 | Land and easements | A$million | Real $2018 | End_Year | 0 | 0 | 0 | 0 | 0 | 0 | 0 | 0
|  | 8 | Secondary systems - control, communications & protection | A$million | Real $2018 | End_Year | 0 | 0 | 0 | 0 | 0 | 0 | 0 | 0
|  | 9 | Other | A$million | Real $2018 | End_Year | 0 | 0 | 0 | 0 | 0 | 0 | 0 | 0
|  | 10 | Non-network - IT and communications | A$million | Real $2018 | End_Year | 0 | 0 | 0 | 0 | 0 | 0 | 0 | 0
|  | 11 | Non-network - motor vehicles | A$million | Real $2018 | End_Year | 0 | 0 | 0 | 0 | 0 | 0 | 0 | 0
|  | 12 | Non-network - property | A$million | Real $2018 | End_Year | 0 | 0 | 0 | 0 | 0 | 0 | 0 | 0
|  | 13 | Non-network - plant & equipment | A$million | Real $2018 | End_Year | 0 | 0 | 0 | 0 | 0 | 0 | 0 | 0
|  | 14 | Non-network - other | A$million | Real $2018 | End_Year | 0 | 0 | 0 | 0 | 0 | 0 | 0 | 0
|  |  | Total | A$million | Real $2018 | End_Year | 10.8017 | 11.2535 | 12.2231 | 12.8526 | 12.9389 | 10.8778 | 10.8981 | 59.7904
0 |  |  | Check |  |  |  | 0 | 0 | 0 | 0 | 0 | 0 | 0
End

## CALCS -->
Calculations

## Net connection capex
0 | Consolidated Capital Expenditure Forecast
Net Connection Capex Forecasts
Direct Costs (Excluding Capitalised Overheads and Cost Escalation) by RAB asset class
|  | Ref. | RAB Asset Class |  | Unit | Basis | Timing | RY18 | RY19 | RY20 | RY21 | RY22 | RY23 | RY24 |  | Total FY20 to FY24
|  | 1 | Substations |  | A$million | Real $2018 | End_Year | 0 | 0 | 0 | 0 | 0 | 0 | 0 |  | 0
|  | 2 | Distribution Lines |  | A$million | Real $2018 | End_Year | 1.1801 | 1.4624 | 2.0683 | 2.4616 | 2.5155 | 1.2276 | 1.2403 |  | 9.5134
|  | 3 | Transmission Lines |  | A$million | Real $2018 | End_Year | 0 | 0 | 0 | 0 | 0 | 0 | 0 |  | 0
|  | 4 | LV Services |  | A$million | Real $2018 | End_Year | 0.70841 | 0.87789 | 1.2416 | 1.4778 | 1.5101 | 0.73697 | 0.74459 |  | 5.7111
|  | 5 | Distribution Substation |  | A$million | Real $2018 | End_Year | 0 | 0 | 0 | 0 | 0 | 0 | 0 |  | 0
|  | 6 | Distribution Switchgear |  | A$million | Real $2018 | End_Year | 0 | 0 | 0 | 0 | 0 | 0 | 0 |  | 0
|  | 7 | Protection |  | A$million | Real $2018 | End_Year | 0 | 0 | 0 | 0 | 0 | 0 | 0 |  | 0
|  | 8 | SCADA |  | A$million | Real $2018 | End_Year | 0 | 0 | 0 | 0 | 0 | 0 | 0 |  | 0
|  | 9 | Communications |  | A$million | Real $2018 | End_Year | 0 | 0 | 0 | 0 | 0 | 0 | 0 |  | 0
|  | 10 | Land and Easements |  | A$million | Real $2018 | End_Year | 0 | 0 | 0 | 0 | 0 | 0 | 0 |  | 0
|  | 11 | Property |  | A$million | Real $2018 | End_Year | 0 | 0 | 0 | 0 | 0 | 0 | 0 |  | 0
|  | 12 | IT and Communications |  | A$million | Real $2018 | End_Year | 0 | 0 | 0 | 0 | 0 | 0 | 0 |  | 0
|  | 13 | Motor Vehicles |  | A$million | Real $2018 | End_Year | 0 | 0 | 0 | 0 | 0 | 0 | 0 |  | 0
|  | 14 | Plant and Equipment |  | A$million | Real $2018 | End_Year | 0 | 0 | 0 | 0 | 0 | 0 | 0 |  | 0
|  |  | Total |  | A$million | Real $2018 | End_Year | 1.8885 | 2.3403 | 3.3099 | 3.9394 | 4.0257 | 1.9646 | 1.9849 |  | 15.2245
0 |  |  | Check |  |  |  |  | 0 | 0 | 0 | 0 | 0 | 0 | 0
|  | Ref. | UC Asset Class |  | Unit | Basis | Timing | RY18 | RY19 | RY20 | RY21 | RY22 | RY23 | RY24 |  | Total FY20 to FY24
|  | 1 | Transmission terminal station |  | A$million | Real $2018 | End_Year | 0 | 0 | 0 | 0 | 0 | 0 | 0 |  | 0
|  | 2 | Zone substations |  | A$million | Real $2018 | End_Year | 0 | 0 | 0 | 0 | 0 | 0 | 0 |  | 0
|  | 3 | Transmission lines |  | A$million | Real $2018 | End_Year | 0 | 0 | 0 | 0 | 0 | 0 | 0 |  | 0
|  | 4 | Distribution mains |  | A$million | Real $2018 | End_Year | 1.8885 | 2.3403 | 3.3099 | 3.9394 | 4.0257 | 1.9646 | 1.9849 |  | 15.2245
|  | 5 | Distribution substations |  | A$million | Real $2018 | End_Year | 0 | 0 | 0 | 0 | 0 | 0 | 0 |  | 0
|  | 6 | Metering |  | A$million | Real $2018 | End_Year | 0 | 0 | 0 | 0 | 0 | 0 | 0 |  | 0
|  | 7 | Land and easements |  | A$million | Real $2018 | End_Year | 0 | 0 | 0 | 0 | 0 | 0 | 0 |  | 0
|  | 8 | Secondary systems - control, communications & protection |  | A$million | Real $2018 | End_Year | 0 | 0 | 0 | 0 | 0 | 0 | 0 |  | 0
|  | 9 | Other |  | A$million | Real $2018 | End_Year | 0 | 0 | 0 | 0 | 0 | 0 | 0 |  | 0
|  | 10 | Non-network - IT and communications |  | A$million | Real $2018 | End_Year | 0 | 0 | 0 | 0 | 0 | 0 | 0 |  | 0
|  | 11 | Non-network - motor vehicles |  | A$million | Real $2018 | End_Year | 0 | 0 | 0 | 0 | 0 | 0 | 0 |  | 0
|  | 12 | Non-network - property |  | A$million | Real $2018 | End_Year | 0 | 0 | 0 | 0 | 0 | 0 | 0 |  | 0
|  | 13 | Non-network - plant & equipment |  | A$million | Real $2018 | End_Year | 0 | 0 | 0 | 0 | 0 | 0 | 0 |  | 0
|  | 14 | Non-network - other |  | A$million | Real $2018 | End_Year | 0 | 0 | 0 | 0 | 0 | 0 | 0 |  | 0
|  |  | Total |  | A$million | Real $2018 | End_Year | 1.8885 | 2.3403 | 3.3099 | 3.9394 | 4.0257 | 1.9646 | 1.9849 |  | 15.2245
0 |  |  | Check |  |  |  |  | 0 | 0 | 0 | 0 | 0 | 0 | 0
Direct Costs (Excluding Capitalised Overheads and Cost Escalation) by RIN category
|  | Ref. | Customer Class | Connection Type | Unit | Basis | Timing | RY18 | RY19 | RY20 | RY21 | RY22 | RY23 | RY24 |  | RAB asset class |  | UC asset class
|  | 1 | RESIDENTIAL | Simple connection LV | Dollars | Real $2018 | End_Year | 282984.2535 | 350687.4754 | 495983.1539 | 590311.2384 | 603243.3145 | 294394.9088 | 297437.7503 |  | LV Services |  | Distribution mains
|  | 2 |  | Complex connection LV | Dollars | Real $2018 | End_Year | 64.0993 | 79.4349 | 112.3462 | 133.7126 | 136.6419 | 66.684 | 67.3732 |  | LV Services |  | Distribution mains
|  | 3 |  | Complex connection HV | Dollars | Real $2018 | End_Year | 116147.9227 | 143936.001 | 203571.0904 | 242287.0646 | 247594.8998 | 120831.3067 | 122080.2091 |  | Distribution Lines |  | Distribution mains
|  | 4 | COMMERCIAL/INDUSTRIAL | Simple connection LV | Dollars | Real $2018 | End_Year | 182331.8494 | 225954.2542 | 319570.8758 | 380348.1589 | 388680.5284 | 189683.9401 | 191644.4976 |  | LV Services |  | Distribution mains
|  | 5 |  | Complex connection HV (customer connected at LV, minor HV works) | Dollars | Real $2018 | End_Year | 595842.119 | 738395.7442 | 1044325.4343 | 1242939.474 | 1270168.8181 | 619868.0109 | 626274.9154 |  | Distribution Lines |  | Distribution mains
|  | 6 |  | Complex connection HV (customer connected at LV, upstream asset works) | Dollars | Real $2018 | End_Year | 0 | 0 | 0 | 0 | 0 | 0 | 0 |  | Distribution Lines |  | Distribution mains
|  | 7 |  | Complex connection HV (customer connected at HV) | Dollars | Real $2018 | End_Year | 63380.3625 | 78543.9438 | 111086.0116 | 132212.7991 | 135109.2136 | 65936.0223 | 66617.5315 |  | Distribution Lines |  | Distribution mains
|  | 8 |  | Complex connection sub-transmission | Dollars | Real $2018 | End_Year | 0 | 0 | 0 | 0 | 0 | 0 | 0 |  | Distribution Lines |  | Distribution mains
|  | 9 | SUBDIVISION | Complex connection LV | Dollars | Real $2018 | End_Year | 243027.4057 | 301171.0592 | 425951.2595 | 506960.3947 | 518066.4858 | 252826.8979 | 255440.0958 |  | LV Services |  | Distribution mains
|  | 10 |  | Complex connection HV (no upstream asset works) | Dollars | Real $2018 | End_Year | 404683.2792 | 501502.6659 | 709283.5969 | 844178.0233 | 862671.614 | 421001.1534 | 425352.5865 |  | Distribution Lines |  | Distribution mains
|  | 11 |  | Complex connection HV (with upstream asset works) | Dollars | Real $2018 | End_Year | 0 | 0 | 0 | 0 | 0 | 0 | 0 |  | Distribution Lines |  | Distribution mains
|  | 12 | EMBEDDED GENERATION | Simple connection LV | Dollars | Real $2018 | End_Year | 0 | 0 | 0 | 0 | 0 | 0 | 0 |  | LV Services |  | Distribution mains
|  | 13 |  | Complex connection HV (small capacity) | Dollars | Real $2018 | End_Year | 0 | 0 | 0 | 0 | 0 | 0 | 0 |  | Distribution Lines |  | Distribution mains
|  | 14 |  | Complex connection HV (large capacity) | Dollars | Real $2018 | End_Year | 0 | 0 | 0 | 0 | 0 | 0 | 0 |  | Distribution Lines |  | Distribution mains
|  |  | Total |  | Dollars | Real $2018 | End_Year | 1888461.2912 | 2340270.5787 | 3309883.7685 | 3939370.8656 | 4025671.516 | 1964608.9239 | 1984914.9593
Forecast volumes
|  |  | Forecast growth rate | AEMO | Per cent | Nominal | End_Year | -44.64% | 23.92% | 41.43% | 19.02% | 2.191% | -51.2% | 1.034%
|  | Ref. | Customer Class | Connection Type | Unit | Basis | Timing | RY18 | RY19 | RY20 | RY21 | RY22 | RY23 | RY24
|  | 1 | RESIDENTIAL | Simple connection LV | Number | N/A | N/A | 316.6429 | 392.3988 | 554.9762 | 660.5238 | 674.994 | 329.4107 | 332.8155
|  | 2 |  | Complex connection LV | Number | N/A | N/A | 0.55357 | 0.68601 | 0.97024 | 1.1548 | 1.1801 | 0.57589 | 0.58185
|  | 3 |  | Complex connection HV | Number | N/A | N/A | 3.3214 | 4.1161 | 5.8214 | 6.9286 | 7.0804 | 3.4554 | 3.4911
|  | 4 | COMMERCIAL/INDUSTRIAL | Simple connection LV | Number | N/A | N/A | 83.5893 | 103.5878 | 146.506 | 174.369 | 178.189 | 86.9598 | 87.8586
|  | 5 |  | Complex connection HV (customer connected at LV, minor HV works) | Number | N/A | N/A | 8.8571 | 10.9762 | 15.5238 | 18.4762 | 18.881 | 9.2143 | 9.3095
|  | 6 |  | Complex connection HV (customer connected at LV, upstream asset works) | Number | N/A | N/A | 0 | 0 | 0 | 0 | 0 | 0 | 0
|  | 7 |  | Complex connection HV (customer connected at HV) | Number | N/A | N/A | 0.55357 | 0.68601 | 0.97024 | 1.1548 | 1.1801 | 0.57589 | 0.58185
|  | 8 |  | Complex connection sub-transmission | Number | N/A | N/A | 0 | 0 | 0 | 0 | 0 | 0 | 0
|  | 9 | SUBDIVISION | Complex connection LV | Number | N/A | N/A | 289.5179 | 358.7842 | 507.4345 | 603.9405 | 617.1711 | 301.192 | 304.3051
|  | 10 |  | Complex connection HV (no upstream asset works) | Number | N/A | N/A | 5.5357 | 6.8601 | 9.7024 | 11.5476 | 11.8006 | 5.7589 | 5.8185
|  | 11 |  | Complex connection HV (with upstream asset works) | Number | N/A | N/A | 0 | 0 | 0 | 0 | 0 | 0 | 0
|  | 12 | EMBEDDED GENERATION | Simple connection LV | Number | N/A | N/A | 886.8214 | 1098.9911 | 1554.3214 | 1849.9286 | 1890.4554 | 922.5804 | 932.1161
|  | 13 |  | Complex connection HV (small capacity) | Number | N/A | N/A | 0 | 0 | 0 | 0 | 0 | 0 | 0
|  | 14 |  | Complex connection HV (large capacity) | Number | N/A | N/A | 0 | 0 | 0 | 0 | 0 | 0 | 0
|  |  | Total |  | Number | N/A | N/A | 1595.3929 | 1977.0863 | 2796.2262 | 3328.0238 | 3400.9315 | 1659.7232 | 1676.878
Unit rate
|  | Ref. | Customer Class | Connection Type | Unit | Basis | Timing | RY17 | RY18 | RY19
|  |  | Forecast inflation |  | Per cent | Nominal | End_Year | 1.934% | 2% | 2.25%
Real $2018
|  | Ref. | Customer Class | Connection Type | Unit | Basis | Timing | RY09 | RY10 | RY11 | RY12 | RY13 | RY14 | RY15 | RY16 | RY17 | FY18
|  | 1 | RESIDENTIAL | Simple connection LV | Dollars | $Nominal | Mid_Year | [5 empty] | 1025.9768 | 788.9024 | 890.5542 | 867.8277 | 893.7017
|  | 2 |  | Complex connection LV | Dollars | $Nominal | Mid_Year | [5 empty] | 29057.86 | 22736.2305 |  | 112.44 | 115.7924
|  | 3 |  | Complex connection HV | Dollars | $Nominal | Mid_Year | [5 empty] | 117915.6311 | 146239.2295 | 51642.0962 | 33956.855 | 34969.2671
|  | 4 | COMMERCIAL/INDUSTRIAL | Simple connection LV | Dollars | $Nominal | Mid_Year | [5 empty] | 1377.3939 | 732.7019 | 1592.3988 | 2118.1312 | 2181.2825
|  | 5 |  | Complex connection HV (customer connected at LV, minor HV works) | Dollars | $Nominal | Mid_Year | [5 empty] | 73040.4268 | 64270.2059 | 78307.2178 | 65324.8589 | 67272.4973
|  | 6 |  | Complex connection HV (customer connected at LV, upstream asset works) | Dollars | $Nominal | Mid_Year | [9 empty] | 0
|  | 7 |  | Complex connection HV (customer connected at HV) | Dollars | $Nominal | Mid_Year | [5 empty] | 73756.6617 | 308339.15 | 74266.8433 | 111178.8 | 114493.558
|  | 8 |  | Complex connection sub-transmission | Dollars | $Nominal | Mid_Year | [9 empty] | 0
|  | 9 | SUBDIVISION | Complex connection LV | Dollars | $Nominal | Mid_Year | [5 empty] | 611.4684 | 635.6703 | 815.7083 | 815.1186 | 839.4211
|  | 10 |  | Complex connection HV (no upstream asset works) | Dollars | $Nominal | Mid_Year | [5 empty] | 58264.7067 | 51851.3592 | 80844.5133 | 70987.605 | 73104.0762
|  | 11 |  | Complex connection HV (with upstream asset works) | Dollars | $Nominal | Mid_Year | [6 empty] | 9884.39 | 56855.82 |  | 0
|  | 12 | EMBEDDED GENERATION | Simple connection LV | Dollars | $Nominal | Mid_Year | [5 empty] | 0 | 0 | 0 | 0 | 0
|  | 13 |  | Complex connection HV (small capacity) | Dollars | $Nominal | Mid_Year | [9 empty] | 0
|  | 14 |  | Complex connection HV (large capacity) | Dollars | $Nominal | Mid_Year | [9 empty] | 0
AEMO connection forecast
|  | Ref. | Connection Area | Source | Unit | Timing | RY16 | RY17 | RY18 | RY19 | RY20 | RY21 | RY22 | RY23 | RY24
|  | 1 | Darwin - Katherine | AEMO | Number | End_Year | 69085 | 69738 | 70135 | 70599 | 71219 | 71937 | 72668 | 73054 | 73442
|  | 2 | Alice Springs | AEMO | Number | End_Year | 12262 | 12259 | 12222 | 12203 | 12217 | 12253 | 12296 | 12282 | 12274
|  | 3 | Tennant Creek | AEMO | Number | End_Year | 1568 | 1590 | 1602 | 1618 | 1636 | 1658 | 1677 | 1692 | 1703
|  |  | Total |  | Number | End_Year | 82915 | 83587 | 83959 | 84420 | 85072 | 85848 | 86641 | 87028 | 87419
|  |  | Forecast new connections |  | Number | End_Year |  | 672 | 372 | 461 | 652 | 776 | 793 | 387 | 391
|  |  | Forecast new connection growth rate |  | Per cent | End_Year |  |  | -44.64% | 23.92% | 41.43% | 19.02% | 2.191% | -51.2% | 1.034%
End

## Gifted assets
0 | Consolidated Capital Expenditure Forecast
Gifted Assets Forecasts
Direct Costs (Excluding Capitalised Overheads and Cost Escalation) by RAB asset class
|  | Ref. | Customer Class | Connection Type | Unit | Basis | Timing | RY17 | RY18 | RY19
|  |  | Forecast inflation |  | Per cent | Nominal | End_Year | 1.934% | 2% | 2.25%
|  | Ref. | Regulatory Asset Class |  | Unit | Basis | Timing | RY18 | RY19 | RY20 | RY21 | RY22 | RY23 | RY24 | Total FY20 to FY24
|  | 1 | Substations |  | A$million | Real $2018 | End_Year | 0 | 0 | 0 | 0 | 0 | 0 | 0 | 0
|  | 2 | Distribution Lines |  | A$million | Real $2018 | End_Year | 5.9582 | 5.9582 | 5.9582 | 5.9582 | 5.9582 | 5.9582 | 5.9582 | 29.7909
|  | 3 | Transmission Lines |  | A$million | Real $2018 | End_Year | 0 | 0 | 0 | 0 | 0 | 0 | 0 | 0
|  | 4 | LV Services |  | A$million | Real $2018 | End_Year | 0 | 0 | 0 | 0 | 0 | 0 | 0 | 0
|  | 5 | Distribution Substation |  | A$million | Real $2018 | End_Year | 2.2861 | 2.2861 | 2.2861 | 2.2861 | 2.2861 | 2.2861 | 2.2861 | 11.4307
|  | 6 | Distribution Switchgear |  | A$million | Real $2018 | End_Year | 0.66887 | 0.66887 | 0.66887 | 0.66887 | 0.66887 | 0.66887 | 0.66887 | 3.3444
|  | 7 | Protection |  | A$million | Real $2018 | End_Year | 0 | 0 | 0 | 0 | 0 | 0 | 0 | 0
|  | 8 | SCADA |  | A$million | Real $2018 | End_Year | 0 | 0 | 0 | 0 | 0 | 0 | 0 | 0
|  | 9 | Communications |  | A$million | Real $2018 | End_Year | 0 | 0 | 0 | 0 | 0 | 0 | 0 | 0
|  | 10 | Land and Easements |  | A$million | Real $2018 | End_Year | 0 | 0 | 0 | 0 | 0 | 0 | 0 | 0
|  | 11 | Property |  | A$million | Real $2018 | End_Year | 0 | 0 | 0 | 0 | 0 | 0 | 0 | 0
|  | 12 | IT and Communications |  | A$million | Real $2018 | End_Year | 0 | 0 | 0 | 0 | 0 | 0 | 0 | 0
|  | 13 | Motor Vehicles |  | A$million | Real $2018 | End_Year | 0 | 0 | 0 | 0 | 0 | 0 | 0 | 0
|  | 14 | Plant and Equipment |  | A$million | Real $2018 | End_Year | 0 | 0 | 0 | 0 | 0 | 0 | 0 | 0
|  |  | Total |  | A$million | Real $2018 | End_Year | 8.9132 | 8.9132 | 8.9132 | 8.9132 | 8.9132 | 8.9132 | 8.9132 | 44.566
0 |  |  | Check |  |  |  |  | 0 | 0 | 0 | 0 | 0 | 0 | 0
|  | Ref. | UC Asset Class |  | Unit | Basis | Timing | RY18 | RY19 | RY20 | RY21 | RY22 | RY23 | RY24 | Total FY20 to FY24
|  | 1 | Transmission terminal station |  | A$million | Real $2018 | End_Year | 0 | 0 | 0 | 0 | 0 | 0 | 0 | 0
|  | 2 | Zone substations |  | A$million | Real $2018 | End_Year | 0 | 0 | 0 | 0 | 0 | 0 | 0 | 0
|  | 3 | Transmission lines |  | A$million | Real $2018 | End_Year | 0 | 0 | 0 | 0 | 0 | 0 | 0 | 0
|  | 4 | Distribution mains |  | A$million | Real $2018 | End_Year | 6.6271 | 6.6271 | 6.6271 | 6.6271 | 6.6271 | 6.6271 | 6.6271 | 33.1353
|  | 5 | Distribution substations |  | A$million | Real $2018 | End_Year | 2.2861 | 2.2861 | 2.2861 | 2.2861 | 2.2861 | 2.2861 | 2.2861 | 11.4307
|  | 6 | Metering |  | A$million | Real $2018 | End_Year | 0 | 0 | 0 | 0 | 0 | 0 | 0 | 0
|  | 7 | Land and easements |  | A$million | Real $2018 | End_Year | 0 | 0 | 0 | 0 | 0 | 0 | 0 | 0
|  | 8 | Secondary systems - control, communications & protection |  | A$million | Real $2018 | End_Year | 0 | 0 | 0 | 0 | 0 | 0 | 0 | 0
|  | 9 | Other |  | A$million | Real $2018 | End_Year | 0 | 0 | 0 | 0 | 0 | 0 | 0 | 0
|  | 10 | Non-network - IT and communications |  | A$million | Real $2018 | End_Year | 0 | 0 | 0 | 0 | 0 | 0 | 0 | 0
|  | 11 | Non-network - motor vehicles |  | A$million | Real $2018 | End_Year | 0 | 0 | 0 | 0 | 0 | 0 | 0 | 0
|  | 12 | Non-network - property |  | A$million | Real $2018 | End_Year | 0 | 0 | 0 | 0 | 0 | 0 | 0 | 0
|  | 13 | Non-network - plant & equipment |  | A$million | Real $2018 | End_Year | 0 | 0 | 0 | 0 | 0 | 0 | 0 | 0
|  | 14 | Non-network - other |  | A$million | Real $2018 | End_Year | 0 | 0 | 0 | 0 | 0 | 0 | 0 | 0
|  |  | Total |  | A$million | Real $2018 | End_Year | 8.9132 | 8.9132 | 8.9132 | 8.9132 | 8.9132 | 8.9132 | 8.9132 | 44.566
0 |  |  | Check |  |  |  |  | 0 | 0 | 0 | 0 | 0 | 0 | 0
End

## INPUTS -->
Inputs

## 2.5 Connections
REGULATORY REPORTING STATEMENT
Power and Water Corporation
CATEGORY ANALYSIS 2008-09 to 2016-17
2.5 CONNECTIONS
There are THREE tables on this worksheet - each has been 'grouped' (and sub-grouped) for easy navigation. See the Instructions sheet on how to group or ungroup tables.
2.5.1 - DESCRIPTOR METRICS
VOLUMES AND EXPENDITURE - ALL
VOLUMES AND EXPENDITURE
|  | Units | 2008-09 | 2009-10 | 2010-11 | 2011-12 | 2012-13 | 2013-14 | 2014-15 | 2015-16 | 2016-17
RESIDENTIAL | Underground connections | 0's | [5 empty] | 202 | 720 | 655 | 356
| Overhead connections | 0's | [5 empty] | 643 | 428 | 268 | 223
| Distribution substation installed (MVA added) | MVA | [5 empty] | 9.044 | 8.004 | 6.266 | 1.413
| Distribution substations installed | 0's | [5 empty] | 0 | 0 | 1 | 0
| Distribution substation installed (total spend $0's) | total spend $0s | [5 empty] | 2045055.9202 | 2613167.7653 | 857048.5116 | 203741.13
| Augmentation HV (net circuit KM added) | KM | [5 empty] | 0.74 | 7.422 | 1.011 | 0
| Augmentation HV (total spend $0's) | total spend $0s | [5 empty] | 1021247.0158 | 559929.7094 | 204950.2837 | 0
| Augmentation LV (net circuit KM added) | KM | [5 empty] | 23.695 | 32.1276 | 25.103 | 15.392
| Augmentation LV (total spend $0's) | total spend $0s | [5 empty] | 1208955.0626 | 1086101.007 | 853236.2214 | 496509.8806
| Mean days to connect residential customer with LV single phase connection | 0's | [5 empty] | 3.9746 | 3.5827 | 2.6789 | 3.2377
| Volume of GSL breaches for residential customers | 0's | [5 empty] | 0 | 1249 | 2041 | 1212
| Volume of customer complaints relating to connection services | 0's | [5 empty] | 0 | 3 | 7 | 7
| GSL payments | $0s | [5 empty] | 0 | 117470 | 194090 | 117670
COMMERCIAL/INDUSTRIAL | Underground connections | 0's | [5 empty] | 32 | 194 | 173 | 116
| Overhead connections | 0's | [5 empty] | 86 | 165 | 97 | 52
| Distribution substation installed (MVA added) | MVA | [5 empty] | 16.021 | 10.196 | 13.167 | 7.015
| Distribution substations installed (0's) | 0's | [5 empty] | 0 | 0 | 1 | 0
| Distribution substation installed (total spend ($0's) | total spend $0s | [5 empty] | 1961044.8235 | 1625059.771 | 1805396.9285 | 855584.6583
| Augmentation HV (net circuit KM added) | KM | [5 empty] | 5.134 | 1.259 | 3.425 | 3.9065
| Augmentation HV (total spend $0's) | total spend $0s | [5 empty] | 1129335.1233 | 413873.5526 | 675893.6351 | 261586.4082
| Augmentation LV (net circuit KM added) | KM | [5 empty] | 3.727 | 9.128 | 5.564 | 5.025
| Augmentation LV (total spend $0's) | total spend $0s | [5 empty] | 229623.3929 | 247225.7185 | 391410.2016 | 359043.2842
SUBDIVISION | Underground connections | 0's | [5 empty] | 700 | 1104 | 801 | 524
| Overhead connections | 0's | [5 empty] | 29 | 106 | 19 | 9
| Distribution substation installed (MVA added) | MVA | [5 empty] | 2.337 | 1.975 | 1.363 | 2.7
| Distribution substations installed | 0's | [5 empty] | 0 | 0 | 0 | 2
| Distribution substation installed (total spend $0's) | total spend $0s | [5 empty] | 404208.3408 | 351713.3909 | 397888.9338 | 360151.1765
| Augmentation HV (net circuit KM added) | KM | [5 empty] | 1.115 | 3.056 | 0.4771 | 2.099
| Augmentation HV (total spend $0's) | total spend $0s | [5 empty] | 498528.4358 | 219705.6622 | 120071.5521 | 260138.6956
| Augmentation LV (net circuit KM added) | KM | [5 empty] | 19.44 | 31.6233 | 21.268 | 14.784
| Augmentation LV (total spend $0's) | total spend $0s | [5 empty] | 490464.1049 | 821578.9962 | 687133.2642 | 515893.2275
| Cost per lot ($) | $0s | [5 empty] | 19622.5476 | 25327.2373 | 10856.7005 | 8233.2109
EMBEDDED GENERATION | Underground connections | 0's | [5 empty] | 414 | 463 | 461 | 717
| Overhead connections | 0's | [5 empty] | 417 | 400 | 388 | 885
| Distribution substation installed (MVA added) | MVA | [5 empty] | 0 | 0 | 0 | 0
| Distribution substations installed | 0's | [5 empty] | 0 | 0 | 0 | 0
| Distribution substation installed (total spend $0's) | total spend $0s | [5 empty] | 0 | 0 | 0 | 0
| Augmentation HV (net circuit KM added) | KM | [5 empty] | 0 | 0 | 0 | 0
| Augmentation HV (total spend $0's) | total spend $0s | [5 empty] | 0 | 0 | 0 | 0
| Augmentation LV (net circuit KM added) | KM | [5 empty] | 0 | 0 | 0 | 0
| Augmentation LV (total spend $0's) | total spend $0s | [5 empty] | 0 | 0 | 0 | 0
VOLUMES AND EXPENDITURE - STANDARD CONTROL SERVICES
VOLUMES AND EXPENDITURE
|  | Units | #NAME? | #NAME? | #NAME? | #NAME? | #NAME? | #NAME? | #NAME? | #NAME? | #NAME?
RESIDENTIAL | Underground connections | 0's | [5 empty] | 202 | 720 | 655 | 356
| Overhead connections | 0's | [5 empty] | 643 | 428 | 268 | 223
| Distribution substation installed (MVA added) | MVA | [5 empty] | 9.044 | 8.004 | 6.266 | 1.413
| Distribution substations installed | 0's | [5 empty] | 0 | 0 | 1 | 0
| Distribution substation installed (total spend $0's) | total spend $0s | [5 empty] | 2045055.9202 | 2613167.7653 | 857048.5116 | 203741.13
| Augmentation HV (net circuit KM added) | KM | [5 empty] | 0.74 | 7.422 | 1.011 | 0
| Augmentation HV (total spend $0's) | total spend $0s | [5 empty] | 1021247.0158 | 559929.7094 | 204950.2837 | 0
| Augmentation LV (net circuit KM added) | KM | [5 empty] | 23.695 | 32.1276 | 25.103 | 15.392
| Augmentation LV (total spend $0's) | total spend $0s | [5 empty] | 1208955.0626 | 1086101.007 | 853236.2214 | 496509.8806
| Mean days to connect residential customer with LV single phase connection | 0's | [5 empty] | 3.9746 | 3.5827 | 2.6789 | 3.2377
| Volume of GSL breaches for residential customers | 0's | [5 empty] | 0 | 1249 | 2041 | 1212
| Volume of customer complaints relating to connection services | 0's | [5 empty] | 0 | 3 | 7 | 7
| GSL payments | $0s | [5 empty] | 0 | 117470 | 194090 | 117670
COMMERCIAL/INDUSTRIAL | Underground connections | 0's | [5 empty] | 32 | 194 | 173 | 116
| Overhead connections | 0's | [5 empty] | 86 | 165 | 97 | 52
| Distribution substation installed (MVA added) | MVA | [5 empty] | 16.021 | 10.196 | 13.167 | 7.015
| Distribution substations installed (0's) | 0's | [5 empty] | 0 | 0 | 1 | 0
| Distribution substation installed (total spend ($0's) | total spend $0s | [5 empty] | 1961044.8235 | 1625059.771 | 1805396.9285 | 855584.6583
| Augmentation HV (net circuit KM added) | KM | [5 empty] | 5.134 | 1.259 | 3.425 | 3.9065
| Augmentation HV (total spend $0's) | total spend $0s | [5 empty] | 1129335.1233 | 413873.5526 | 675893.6351 | 261586.4082
| Augmentation LV (net circuit KM added) | KM | [5 empty] | 3.727 | 9.128 | 5.564 | 5.025
| Augmentation LV (total spend $0's) | total spend $0s | [5 empty] | 229623.3929 | 247225.7185 | 391410.2016 | 359043.2842
SUBDIVISION | Underground connections | 0's | [5 empty] | 700 | 1104 | 801 | 524
| Overhead connections | 0's | [5 empty] | 29 | 106 | 19 | 9
| Distribution substation installed (MVA added) | MVA | [5 empty] | 2.337 | 1.975 | 1.363 | 2.7
| Distribution substations installed | 0's | [5 empty] | 0 | 0 | 0 | 2
| Distribution substation installed (total spend $0's) | total spend $0s | [5 empty] | 404208.3408 | 351713.3909 | 397888.9338 | 360151.1765
| Augmentation HV (net circuit KM added) | KM | [5 empty] | 1.115 | 3.056 | 0.4771 | 2.099
| Augmentation HV (total spend $0's) | total spend $0s | [5 empty] | 498528.4358 | 219705.6622 | 120071.5521 | 260138.6956
| Augmentation LV (net circuit KM added) | KM | [5 empty] | 19.44 | 31.6233 | 21.268 | 14.784
| Augmentation LV (total spend $0's) | total spend $0s | [5 empty] | 490464.1049 | 821578.9962 | 687133.2642 | 515893.2275
| Cost per lot ($) | $0s | [5 empty] | 19622.5476 | 25327.2373 | 10856.7005 | 8233.2109
EMBEDDED GENERATION | Underground connections | 0's | [5 empty] | 414 | 463 | 461 | 717
| Overhead connections | 0's | [5 empty] | 417 | 400 | 388 | 885
| Distribution substation installed (MVA added) | MVA | [5 empty] | 0 | 0 | 0 | 0
| Distribution substations installed | 0's | [5 empty] | 0 | 0 | 0 | 0
| Distribution substation installed (total spend $0's) | total spend $0s | [5 empty] | 0 | 0 | 0 | 0
| Augmentation HV (net circuit KM added) | KM | [5 empty] | 0 | 0 | 0 | 0
| Augmentation HV (total spend $0's) | total spend $0s | [5 empty] | 0 | 0 | 0 | 0
| Augmentation LV (net circuit KM added) | KM | [5 empty] | 0 | 0 | 0 | 0
| Augmentation LV (total spend $0's) | total spend $0s | [5 empty] | 0 | 0 | 0 | 0
2.5.2 - COST METRICS BY CONNECTION CLASSIFICATION
EXPENDITURE - ALL
EXPENDITURE ($0's)
|  |  | #NAME? | #NAME? | #NAME? | #NAME? | #NAME? | #NAME? | #NAME? | #NAME? | #NAME?
RESIDENTIAL | Simple connection LV | [6 empty] | 830015.2186 | 882781.8183 | 803279.8701 | 496397.4406
| Complex connection LV | [6 empty] | 261520.74 | 159153.6133 | 27471.1267 | 112.44
| Complex connection HV | [6 empty] | 3183722.04 | 3217263.05 | 1084484.02 | 203741.13
COMMERCIAL/INDUSTRIAL | Simple connection LV | [6 empty] | 101927.1497 | 242524.3321 | 378990.9176 | 319837.8082
| Complex connection HV (customer connected at LV, minor HV works) | [6 empty] | 2775536.22 | 1735295.56 | 2270909.3175 | 1045197.7425
| Complex connection HV (customer connected at LV, upstream asset works) | [6 empty] | 0 | 0 | 0 | 0
| Complex connection HV (customer connected at HV) | [6 empty] | 442539.97 | 308339.15 | 222800.53 | 111178.8
| Complex connection sub-transmission | [6 empty] | 0 | 0 | 0 | 0
SUBDIVISION | Complex connection LV | [6 empty] | 438422.8115 | 760897.3493 | 663170.8502 | 426307.0497
| Complex connection HV (no upstream asset works) | [6 empty] | 699176.48 | 622216.31 | 485067.08 | 709876.05
| Complex connection HV (with upstream asset works) | [6 empty] | 255601.59 | 9884.39 | 56855.82 | 0
EMBEDDED GENERATION | Simple connection LV | [6 empty] | 0 | 0 | 0 | 0
| Complex connection HV (small capacity) | [6 empty] | 0 | 0 | 0 | 0
| Complex connection HV (large capacity) | [6 empty] | 0 | 0 | 0 | 0
EXPENDITURE - STANDARD CONTROL SERVICES
EXPENDITURE ($0's)
|  |  | #NAME? | #NAME? | #NAME? | #NAME? | #NAME? | #NAME? | #NAME? | #NAME? | #NAME?
RESIDENTIAL | Simple connection LV | [6 empty] | 830015.2186 | 882781.8183 | 803279.8701 | 496397.4406
| Complex connection LV | [6 empty] | 261520.74 | 159153.6133 | 27471.1267 | 112.44
| Complex connection HV | [6 empty] | 3183722.04 | 3217263.05 | 1084484.02 | 203741.13
COMMERCIAL/INDUSTRIAL | Simple connection LV | [6 empty] | 101927.1497 | 242524.3321 | 378990.9176 | 319837.8082
| Complex connection HV (customer connected at LV, minor HV works) | [6 empty] | 2775536.22 | 1735295.56 | 2270909.3175 | 1045197.7425
| Complex connection HV (customer connected at LV, upstream asset works) | [6 empty] | 0 | 0 | 0 | 0
| Complex connection HV (customer connected at HV) | [6 empty] | 442539.97 | 308339.15 | 222800.53 | 111178.8
| Complex connection sub-transmission | [6 empty] | 0 | 0 | 0 | 0
SUBDIVISION | Complex connection LV | [6 empty] | 438422.8115 | 760897.3493 | 663170.8502 | 426307.0497
| Complex connection HV (no upstream asset works) | [6 empty] | 699176.48 | 622216.31 | 485067.08 | 709876.05
| Complex connection HV (with upstream asset works) | [6 empty] | 255601.59 | 9884.39 | 56855.82 | 0
EMBEDDED GENERATION | Simple connection LV | [6 empty] | 0 | 0 | 0 | 0
| Complex connection HV (small capacity) | [6 empty] | 0 | 0 | 0 | 0
| Complex connection HV (large capacity) | [6 empty] | 0 | 0 | 0 | 0
EXPENDITURE - STANDARD CONTROL SERVICES - CAPITAL CONTRIBUTIONS
EXPENDITURE ($0's)
|  |  | #NAME? | #NAME? | #NAME? | #NAME? | #NAME? | #NAME? | #NAME? | #NAME? | #NAME?
RESIDENTIAL | Simple connection LV | [6 empty] | 80181.27 | 11904 | 17870 | 0
| Complex connection LV | [6 empty] | 41162.3625 | 24535.085 | 93511.2591 | 1542.4054
| Complex connection HV | [6 empty] | 1374362.8922 | 929943.6623 | 1914096.457 | 398746.9327
COMMERCIAL/INDUSTRIAL | Simple connection LV | [6 empty] | 20280.75 | 0 | 55285.23 | 107182.48
| Complex connection HV (customer connected at LV, minor HV works) | [6 empty] | 1030442.2521 | 898742.447 | 1077720.8386 | 1303790.6913
| Complex connection HV (customer connected at LV, upstream asset works) | [6 empty] | 0 | 188337.2655 | 329626.6987 | 2447078.0145
| Complex connection HV (customer connected at HV) | [6 empty] | 380000 | 226975 | 215268.2707 | 0
| Complex connection sub-transmission | [6 empty] | 0 | 0 | 0 | 0
SUBDIVISION | Complex connection LV | [6 empty] | 301499.2383 | 230683.374 | 408787.5755 | 7744.103
| Complex connection HV (no upstream asset works) | [6 empty] | 1412396.8959 | 1114738.2571 | 1192381.3853 | 1988349.4321
| Complex connection HV (with upstream asset works) | [6 empty] | 2337089.829 | 5463082.0391 | 3837956.0151 | 3095132.9511
EMBEDDED GENERATION | Simple connection LV | [6 empty] | 0 | 0 | 0 | 0
| Complex connection HV (small capacity) | [6 empty] | 0 | 0 | 0 | 0
| Complex connection HV (large capacity) | [6 empty] | 0 | 0 | 0 | 0
2.5.3 - VOLUMES BY CONNECTION CLASSIFICATION
NEW CONNECTIONS - ALL
VOLUMES (0's)
|  |  | #NAME? | #NAME? | #NAME? | #NAME? | #NAME? | #NAME? | #NAME? | #NAME? | #NAME?
RESIDENTIAL | Simple connection LV | [6 empty] | 809 | 1119 | 902 | 572
| Complex connection LV | [6 empty] | 9 | 7 | 0 | 1
| Complex connection HV | [6 empty] | 27 | 22 | 21 | 6
COMMERCIAL/INDUSTRIAL | Simple connection LV | [6 empty] | 74 | 331 | 238 | 151
| Complex connection HV (customer connected at LV, minor HV works) | [6 empty] | 38 | 27 | 29 | 16
| Complex connection HV (customer connected at LV, upstream asset works) | [6 empty] | 0 | 0 | 0 | 0
| Complex connection HV (customer connected at HV) | [6 empty] | 6 | 1 | 3 | 1
| Complex connection sub-transmission | [6 empty] | 0 | 0 | 0 | 0
SUBDIVISION | Complex connection LV | [6 empty] | 717 | 1197 | 813 | 523
| Complex connection HV (no upstream asset works) | [6 empty] | 12 | 12 | 6 | 10
| Complex connection HV (with upstream asset works) | [6 empty] | 0 | 1 | 1 | 0
EMBEDDED GENERATION | Simple connection LV | [6 empty] | 831 | 863 | 849 | 1602
| Complex connection HV (small capacity) | [6 empty] | 0 | 0 | 0 | 0
| Complex connection HV (large capacity) | [6 empty] | 0 | 0 | 0 | 0
NEW CONNECTIONS - STANDARD CONTROL SERVICES
VOLUMES (0's)
|  |  | #NAME? | #NAME? | #NAME? | #NAME? | #NAME? | #NAME? | #NAME? | #NAME? | #NAME?
RESIDENTIAL | Simple connection LV | [6 empty] | 809 | 1119 | 902 | 572
| Complex connection LV | [6 empty] | 9 | 7 | 0 | 1
| Complex connection HV | [6 empty] | 27 | 22 | 21 | 6
COMMERCIAL/INDUSTRIAL | Simple connection LV | [6 empty] | 74 | 331 | 238 | 151
| Complex connection HV (customer connected at LV, minor HV works) | [6 empty] | 38 | 27 | 29 | 16
| Complex connection HV (customer connected at LV, upstream asset works) | [6 empty] | 0 | 0 | 0 | 0
| Complex connection HV (customer connected at HV) | [6 empty] | 6 | 1 | 3 | 1
| Complex connection sub-transmission | [6 empty] | 0 | 0 | 0 | 0
SUBDIVISION | Complex connection LV | [6 empty] | 717 | 1197 | 813 | 523
| Complex connection HV (no upstream asset works) | [6 empty] | 12 | 12 | 6 | 10
| Complex connection HV (with upstream asset works) | [6 empty] | 0 | 1 | 1 | 0
EMBEDDED GENERATION | Simple connection LV | [6 empty] | 831 | 863 | 849 | 1602
| Complex connection HV (small capacity) | [6 empty] | 0 | 0 | 0 | 0
| Complex connection HV (large capacity) | [6 empty] | 0 | 0 | 0 | 0
EXISTING CONNECTIONS
VOLUMES (0's)
|  |  | #NAME? | #NAME? | #NAME? | #NAME? | #NAME? | #NAME? | #NAME? | #NAME? | #NAME?
RESIDENTIAL | Simple connection LV |  | 0
| Complex connection LV |  | 0
| Complex connection HV |  | 0
COMMERCIAL/INDUSTRIAL | Simple connection LV |  | 0
| Complex connection HV (customer connected at LV, minor HV works) |  | 0
| Complex connection HV (customer connected at LV, upstream asset works) |  | 0
| Complex connection HV (customer connected at HV) |  | 0
| Complex connection sub-transmission |  | 0
SUBDIVISION | Complex connection LV |  | 0
| Complex connection HV (no upstream asset works) |  | 0
| Complex connection HV (with upstream asset works) |  | 0
EMBEDDED GENERATION | Simple connection LV |  | 0
| Complex connection HV (small capacity) |  | 0
| Complex connection HV (large capacity) |  | 0
Contents
Instructions
Mark selection CONFIDENTIAL
Return selection to
NON-CONFIDENTIAL
Return selection to NON-AMENDED
Mark selection as AMENDED
FOR AMENDED SUBMISSIONS ONLY

## GIFTED ASSETS -->
Gifted assets
Input data

## Consolidated
Power Networks Gifted Assets - FY14 to FY19
RAB asset classes | [6 empty] | UC asset classes
Step 1: Extract raw gifted asset values from data provided to Finance (A$M) | [6 empty] | Step 1: Extract raw gifted asset values from data provided to Finance (A$M)
RAB asset classes | FY14 | FY15 | FY16 | FY17 | FY18 | FY19 | RAB asset classes | FY14 | FY15 | FY16 | FY17 | FY18 | FY19
| $nominal (mid year) |  |  |  | $2017 (mid year) |  |  | $nominal (mid year) |  |  |  | $2017 (mid year)
Substations | 0 | 0 | 0 | 0 | 0 | 0 | Transmission terminal station | 0 | 0 | 0 | 0 | 0 | 0
Distribution Lines | 3.1793 | 5.3579 | 5.1183 | 5.7857 | 5.7857 | 5.7857 | Zone substations | 0 | 0 | 0 | 0 | 0 | 0
Transmission Lines | 0 | 0 | 0 | 0 | 0 | 0 | Transmission lines | 0 | 0 | 0 | 0 | 0 | 0
LV Services | 0 | 0 | 0 | 0 | 0 | 0 | Distribution mains | 3.5208 | 5.8948 | 5.5792 | 6.4352 | 6.4352 | 6.4352
Distribution Substations | 1.9688 | 2.8943 | 2.2632 | 2.22 | 2.22 | 2.22 | Distribution substations | 1.9688 | 2.8943 | 2.2632 | 2.22 | 2.22 | 2.22
Distribution Switchgear | 0.34155 | 0.53681 | 0.46086 | 0.64951 | 0.64951 | 0.64951 | Metering | 0 | 0 | 0 | 0 | 0 | 0
Protection | 0 | 0 | 0 | 0 | 0 | 0 | Land and easements | 0 | 0 | 0 | 0 | 0 | 0
SCADA | 0 | 0 | 0 | 0 | 0 | 0 | Secondary systems - control, communications & protection | 0 | 0 | 0 | 0 | 0 | 0
Communications | 0 | 0 | 0 | 0 | 0 | 0 | Other | 0 | 0 | 0 | 0 | 0 | 0
Land and Easements | 0 | 0 | 0 | 0 | 0 | 0 | Non-network - IT and communications | 0 | 0 | 0 | 0 | 0 | 0
Property | 0 | 0 | 0 | 0 | 0 | 0 | Non-network - motor vehicles | 0 | 0 | 0 | 0 | 0 | 0
IT and Communications | 0 | 0 | 0 | 0 | 0 | 0 | Non-network - property | 0 | 0 | 0 | 0 | 0 | 0
Motor Vehicles | 0 | 0 | 0 | 0 | 0 | 0 | Non-network - plant & equipment | 0 | 0 | 0 | 0 | 0 | 0
Plant and Equipment | 0 | 0 | 0 | 0 | 0 | 0 | Non-network - other | 0 | 0 | 0 | 0 | 0 | 0
Mechanical meters | 0 | 0 | 0 | 0 | 0 | 0 | Total | 5.4896 | 8.7891 | 7.8424 | 8.6551 | 8.6551 | 8.6551
Electronic meters | 0 | 0 | 0 | 0 | 0 | 0 | Check | TRUE | TRUE | TRUE | TRUE | TRUE | TRUE
Metering communications | 0 | 0 | 0 | 0 | 0 | 0
Metering Dedicated CTs and VTs | 0 | 0 | 0 | 0 | 0 | 0
Metering Non-Network Other | 0 | 0 | 0 | 0 | 0 | 0
Metering Non-Network IT & Communications | 0 | 0 | 0 | 0 | 0 | 0
Total | 5.4896 | 8.7891 | 7.8424 | 8.6551 | 8.6551 | 8.6551
Step 2: Calculate adjustment required to reconcile to P&L (A$M) | [6 empty] | Step 2: Calculate adjustment required to reconcile to P&L (A$M)
Values | FY14 | FY15 | FY16 | FY17 | FY18 | FY19 | Values | FY14 | FY15 | FY16 | FY17 | FY18 | FY19
| $nominal (mid year) |  |  |  | $2017 (mid year) |  |  | $nominal (mid year) |  |  |  | $2017 (mid year)
Gifted assets in the P&L | 5.4896 | 8.7286 | 7.7932 | 8.3775 | 8.6551 | 8.6551 | Gifted assets in the P&L | 5.4896 | 8.7286 | 7.7932 | 8.3775 | 8.6551 | 8.6551
Gifted assets from Asset Management (Thanh) | 5.4896 | 8.7891 | 7.8424 | 8.6551 | 8.6551 | 8.6551 | Gifted assets from Asset Management (Thanh) | 5.4896 | 8.7891 | 7.8424 | 8.6551 | 8.6551 | 8.6551
Adjustment | 100% | 99.31% | 99.37% | 96.79% | 100% | 100% | Adjustment | 100% | 99.31% | 99.37% | 96.79% | 100% | 100%
Step 3: Adjust gifted asset values by asset class (A$M) | [6 empty] | Step 3: Adjust gifted asset values by asset class (A$M)
RAB asset classes | FY14 | FY15 | FY16 | FY17 | FY18 | FY19 | RAB asset classes | FY14 | FY15 | FY16 | FY17 | FY18 | FY19
| $nominal (mid year) |  |  |  | $2017 (mid year) |  |  | $nominal (mid year) |  |  |  | $2017 (mid year)
Substations | 0 | 0 | 0 | 0 | 0 | 0 | Transmission terminal station | 0 | 0 | 0 | 0 | 0 | 0
Distribution Lines | 3.1793 | 5.3211 | 5.0862 | 5.6001 | 5.7857 | 5.7857 | Zone substations | 0 | 0 | 0 | 0 | 0 | 0
Transmission Lines | 0 | 0 | 0 | 0 | 0 | 0 | Transmission lines | 0 | 0 | 0 | 0 | 0 | 0
LV Services | 0 | 0 | 0 | 0 | 0 | 0 | Distribution mains | 3.5208 | 5.8542 | 5.5442 | 6.2287 | 6.4352 | 6.4352
Distribution Substations | 1.9688 | 2.8744 | 2.249 | 2.1487 | 2.22 | 2.22 | Distribution substations | 1.9688 | 2.8744 | 2.249 | 2.1487 | 2.22 | 2.22
Distribution Switchgear | 0.34155 | 0.53312 | 0.45797 | 0.62867 | 0.64951 | 0.64951 | Metering | 0 | 0 | 0 | 0 | 0 | 0
Protection | 0 | 0 | 0 | 0 | 0 | 0 | Land and easements | 0 | 0 | 0 | 0 | 0 | 0
SCADA | 0 | 0 | 0 | 0 | 0 | 0 | Secondary systems - control, communications & protection | 0 | 0 | 0 | 0 | 0 | 0
Communications | 0 | 0 | 0 | 0 | 0 | 0 | Other | 0 | 0 | 0 | 0 | 0 | 0
Land and Easements | 0 | 0 | 0 | 0 | 0 | 0 | Non-network - IT and communications | 0 | 0 | 0 | 0 | 0 | 0
Property | 0 | 0 | 0 | 0 | 0 | 0 | Non-network - motor vehicles | 0 | 0 | 0 | 0 | 0 | 0
IT and Communications | 0 | 0 | 0 | 0 | 0 | 0 | Non-network - property | 0 | 0 | 0 | 0 | 0 | 0
Motor Vehicles | 0 | 0 | 0 | 0 | 0 | 0 | Non-network - plant & equipment | 0 | 0 | 0 | 0 | 0 | 0
Plant and Equipment | 0 | 0 | 0 | 0 | 0 | 0 | Non-network - other | 0 | 0 | 0 | 0 | 0 | 0
Mechanical meters | 0 | 0 | 0 | 0 | 0 | 0 | Total | 5.4896 | 8.7286 | 7.7932 | 8.3775 | 8.6551 | 8.6551
Electronic meters | 0 | 0 | 0 | 0 | 0 | 0 | Check | TRUE | TRUE | TRUE | TRUE | TRUE | TRUE
Metering communications | 0 | 0 | 0 | 0 | 0 | 0
Metering Dedicated CTs and VTs | 0 | 0 | 0 | 0 | 0 | 0
Metering Non-Network Other | 0 | 0 | 0 | 0 | 0 | 0
Metering Non-Network IT & Communications | 0 | 0 | 0 | 0 | 0 | 0
Total | 5.4896 | 8.7286 | 7.7932 | 8.3775 | 8.6551 | 8.6551

## FY14
No. | Asset Description | Report month | Cost | RAB asset class | UC asset class | RAB asset classes | Value
1 | Single Pole Substation Structure (SPS) less pole and tx | 2013-07-01 | 9545 | Distribution Substations | Distribution substations | Substations | 0
2 | Transformer 300kVA | 2013-07-01 | 11500 | Distribution Substations | Distribution substations | Distribution Lines | 3179266.448
3 | 22kV, 33kV Reticulation – Overhead (Metro) | 2013-07-01 | 30498.874 | Distribution Lines | Distribution mains | Transmission Lines | 0
4 | Single Pole Substation Structure (SPS) less pole and tx | 2013-07-01 | 57270 | Distribution Substations | Distribution substations | LV Services | 0
5 | Transformer 25kVA | 2013-07-01 | 3335 | Distribution Substations | Distribution substations | Distribution Substations | 1968765.868
6 | Transformer 100kVA | 2013-07-01 | 33925 | Distribution Substations | Distribution substations | Distribution Switchgear | 341550
7 | 22kV, 33kV Reticulation – Overhead (Metro) | 2013-07-01 | 5068.326 | Distribution Lines | Distribution mains | Protection | 0
8 | LV Reticulation – Overhead without Poles (ABC conductors) | 2013-07-01 | 7067.9 | Distribution Lines | Distribution mains | SCADA | 0
9 | LV Reticulation – Overhead (ABC conductors) | 2013-07-01 | 49588 | Distribution Lines | Distribution mains | Communications | 0
10 | LV Reticulation – Overhead (ABC conductors) | 2013-07-01 | 4451.65 | Distribution Lines | Distribution mains | Land and Easements | 0
11 | Single Pole Substation Structure (SPS) less pole and tx | 2013-07-01 | 19090 | Distribution Substations | Distribution substations | Property | 0
12 | Transformer 100kVA | 2013-07-01 | 6785 | Distribution Substations | Distribution substations | IT and Communications | 0
13 | Transformer 200kVA | 2013-07-01 | 9775 | Distribution Substations | Distribution substations | Motor Vehicles | 0
14 | 22kV, 33kV Reticulation – Overhead (Metro) | 2013-07-01 | 45526.016 | Distribution Lines | Distribution mains | Plant and Equipment | 0
15 | LV Reticulation – Overhead without Poles (ABC conductors) | 2013-07-01 | 8243.2 | Distribution Lines | Distribution mains | Mechanical meters | 0
16 | LV Reticulation – Overhead (ABC conductors) | 2013-07-01 | 6367.55 | Distribution Lines | Distribution mains | Electronic meters | 0
17 | LV Reticulation – Underground | 2013-09-01 | 95210.5125 | Distribution Lines | Distribution mains | Metering communications | 0
18 | Distribution pillar | 2013-09-01 | 14538.3 | Distribution Lines | Distribution mains | Metering Dedicated CTs and VTs | 0
19 | LV Reticulation – Overhead (ABC conductors) | 2013-09-01 | 11551.75 | Distribution Lines | Distribution mains | Metering Non-Network Other | 0
20 | Single Pole Substation Structure (SPS) less pole and tx | 2013-09-01 | 28635 | Distribution Substations | Distribution substations | Metering Non-Network IT & Communications | 0
21 | Transformer 300kVA | 2013-09-01 | 23000 | Distribution Substations | Distribution substations | Total | 5489582.316
22 | Transformer 500kVA | 2013-09-01 | 17250 | Distribution Substations | Distribution substations
23 | 11kV Reticulation – Overhead | 2013-09-01 | 52550.538 | Distribution Lines | Distribution mains
24 | LV Reticulation – Overhead without Poles (Bare conductors) | 2013-09-01 | 13593 | Distribution Lines | Distribution mains | UC asset classes | Value
25 | LV Reticulation – Overhead (Bare conductors) | 2013-09-01 | 7213.95 | Distribution Lines | Distribution mains | Transmission terminal station | 0
26 | Single Pole Substation Structure (SPS) less pole and tx | 2013-09-01 | 9545 | Distribution Substations | Distribution substations | Zone substations | 0
27 | Transformer 200kVA | 2013-09-01 | 9775 | Distribution Substations | Distribution substations | Transmission lines | 0
28 | 22kV, 33kV Reticulation – Overhead (Rural) | 2013-09-01 | 20430.9 | Distribution Lines | Distribution mains | Distribution mains | 3520816.448
29 | LV Reticulation – Overhead (ABC conductors) | 2013-09-01 | 4564.35 | Distribution Lines | Distribution mains | Distribution substations | 1968765.868
30 | Package substation 300kVA | 2013-10-01 | 37745.852 | Distribution Substations | Distribution substations | Metering | 0
31 | 11kV Reticulation – Underground | 2013-10-01 | 16971.24 | Distribution Lines | Distribution mains | Land and easements | 0
32 | LV Reticulation – Underground | 2013-10-01 | 65625.325 | Distribution Lines | Distribution mains | Secondary systems - control, communications & protection | 0
33 | Distribution pillar | 2013-10-01 | 10384.5 | Distribution Lines | Distribution mains | Other | 0
34 | Package substation 500kVA incl 4way Striple | 2013-10-01 | 42749.732 | Distribution Substations | Distribution substations | Non-network - IT and communications | 0
35 | 11kV Reticulation – Underground | 2013-10-01 | 50206.585 | Distribution Lines | Distribution mains | Non-network - motor vehicles | 0
36 | LV Reticulation – Underground | 2013-10-01 | 160405.5075 | Distribution Lines | Distribution mains | Non-network - property | 0
37 | Distribution pillar | 2013-10-01 | 83076 | Distribution Lines | Distribution mains | Non-network - plant & equipment | 0
38 | Package substation 300kVA | 2013-10-01 | 113237.556 | Distribution Substations | Distribution substations | Non-network - other | 0
39 | 11kV Reticulation – Underground | 2013-10-01 | 147084.08 | Distribution Lines | Distribution mains | Total | 5489582.316
40 | LV Reticulation – Underground | 2013-10-01 | 150077.5875 | Distribution Lines | Distribution mains | Check | TRUE
41 | Distribution pillar | 2013-10-01 | 39461.1 | Distribution Lines | Distribution mains
42 | Package substation 300kVA | 2013-10-01 | 37745.852 | Distribution Substations | Distribution substations
43 | 11kV Reticulation – Underground | 2013-10-01 | 24042.59 | Distribution Lines | Distribution mains
44 | LV Reticulation – Underground | 2013-10-01 | 180200.6875 | Distribution Lines | Distribution mains
45 | Distribution pillar | 2013-10-01 | 39461.1 | Distribution Lines | Distribution mains
46 | LV Reticulation – Underground | 2013-10-01 | 155456.7125 | Distribution Lines | Distribution mains
47 | Distribution pillar | 2013-10-01 | 26999.7 | Distribution Lines | Distribution mains
48 | Indoor Substation (excl circuit breaker panels, switchgear, tx) | 2013-10-01 | 59800 | Distribution Substations | Distribution substations
49 | Transformer 750kVA | 2013-10-01 | 46000 | Distribution Substations | Distribution substations
50 | LV Reticulation – Underground, Circuit Breaker 1600A | 2013-10-01 | 14950 | Distribution Lines | Distribution mains
51 | 11kV Reticulation – Underground | 2013-10-01 | 23335.455 | Distribution Lines | Distribution mains
52 | Package substation 500kVA incl 4way Striple | 2013-11-01 | 42749.732 | Distribution Substations | Distribution substations
53 | 11kV Reticulation – Underground | 2013-11-01 | 7354.204 | Distribution Lines | Distribution mains
54 | LV Reticulation – Underground | 2013-11-01 | 5594.29 | Distribution Lines | Distribution mains
55 | LV Reticulation – Underground | 2013-11-01 | 15599.4625 | Distribution Lines | Distribution mains
56 | Distribution pillar | 2013-11-01 | 2076.9 | Distribution Lines | Distribution mains
57 | Single Pole Substation Structure (SPS) less pole and tx | 2013-11-01 | 9545 | Distribution Substations | Distribution substations
58 | Transformer 300kVA | 2013-11-01 | 11500 | Distribution Substations | Distribution substations
59 | 22kV, 33kV Reticulation – Overhead (Rural) | 2013-11-01 | 14007 | Distribution Lines | Distribution mains
60 | LV Reticulation – Overhead without Poles (ABC conductors) | 2013-11-01 | 4669 | Distribution Lines | Distribution mains
61 | LV Reticulation – Overhead (ABC conductors) | 2013-11-01 | 10931.9 | Distribution Lines | Distribution mains
62 | Single Pole Substation Structure (SPS) less pole and tx | 2013-11-01 | 28635 | Distribution Substations | Distribution substations
63 | Transformer 200kVA | 2013-11-01 | 9775 | Distribution Substations | Distribution substations
64 | Transformer 100kVA | 2013-11-01 | 13570 | Distribution Substations | Distribution substations
65 | 22kV, 33kV Reticulation – Overhead (Rural) | 2013-11-01 | 82786.2 | Distribution Lines | Distribution mains
66 | LV Reticulation – Overhead without Poles (ABC conductors) | 2013-11-01 | 1610 | Distribution Lines | Distribution mains
67 | LV Reticulation – Overhead (ABC conductors) | 2013-11-01 | 3606.4 | Distribution Lines | Distribution mains
68 | Indoor Substation (excl circuit breaker panels, switchgear, tx) | 2013-12-01 | 59800 | Distribution Substations | Distribution substations
69 | Transformer 1000kVA | 2013-12-01 | 103500 | Distribution Substations | Distribution substations
70 | 11kV Reticulation – Underground | 2013-12-01 | 49358.023 | Distribution Lines | Distribution mains
71 | Three way Ring Main Unit | 2013-12-01 | 131100 | Distribution Switchgear | Distribution mains
72 | LV Reticulation – Underground, Circuit Breaker 2000A | 2013-12-01 | 27600 | Distribution Lines | Distribution mains
73 | Single Pole Substation Structure (SPS) less pole and tx | 2013-12-01 | 9545 | Distribution Substations | Distribution substations
74 | Transformer 100kVA | 2013-12-01 | 6785 | Distribution Substations | Distribution substations
75 | 22kV, 33kV Reticulation – Overhead (Rural) | 2013-12-01 | 15166.2 | Distribution Lines | Distribution mains
76 | LV Reticulation – Overhead without Poles (ABC conductors) | 2013-12-01 | 5055.4 | Distribution Lines | Distribution mains
77 | LV Reticulation – Overhead (ABC conductors) | 2013-12-01 | 3888.15 | Distribution Lines | Distribution mains
78 | Indoor Substation (excl circuit breaker panels, switchgear, tx) | 2014-01-01 | 59800 | Distribution Substations | Distribution substations
79 | Transformer 1000kVA | 2014-01-01 | 34500 | Distribution Substations | Distribution substations
80 | 11kV Reticulation – Underground | 2014-01-01 | 16264.105 | Distribution Lines | Distribution mains
81 | Three way Ring Main Unit | 2014-01-01 | 32775 | Distribution Switchgear | Distribution mains
82 | LV Reticulation – Underground, Circuit Breaker 2000A | 2014-01-01 | 9200 | Distribution Lines | Distribution mains
83 | Single Pole Substation Structure (SPS) less pole and tx | 2014-01-01 | 19090 | Distribution Substations | Distribution substations
84 | Transformer 200kVA | 2014-01-01 | 19550 | Distribution Substations | Distribution substations
85 | 22kV, 33kV Reticulation – Overhead (Rural) | 2014-01-01 | 29849.4 | Distribution Lines | Distribution mains
86 | LV Reticulation – Overhead without Poles (ABC conductors) | 2014-01-01 | 9949.8 | Distribution Lines | Distribution mains
87 | Distribution airbreak switches and fuse gear | 2014-01-01 | 17250 | Distribution Switchgear | Distribution mains
88 | Single Pole Substation Structure (SPS) less pole and tx | 2014-01-01 | 9545 | Distribution Substations | Distribution substations
89 | Transformer 200kVA | 2014-01-01 | 9775 | Distribution Substations | Distribution substations
90 | 22kV, 33kV Reticulation – Overhead (Rural) | 2014-01-01 | 18837 | Distribution Lines | Distribution mains
91 | LV Reticulation – Overhead without Poles (ABC conductors) | 2014-01-01 | 6279 | Distribution Lines | Distribution mains
92 | LV Reticulation – Overhead (ABC conductors) | 2014-01-01 | 4338.95 | Distribution Lines | Distribution mains
93 | Single Pole Substation Structure (SPS) less pole and tx | 2014-01-01 | 28635 | Distribution Substations | Distribution substations
94 | Transformer 100kVA | 2014-01-01 | 6785 | Distribution Substations | Distribution substations
95 | Transformer 63kVA | 2014-01-01 | 9660 | Distribution Substations | Distribution substations
96 | 22kV, 33kV Reticulation – Overhead (Rural) | 2014-01-01 | 75975.9 | Distribution Lines | Distribution mains
97 | LV Reticulation – Overhead without Poles (ABC conductors) | 2014-01-01 | 25325.3 | Distribution Lines | Distribution mains
98 | Package substation 500kVA incl 4way Striple | 2014-02-01 | 42749.732 | Distribution Substations | Distribution substations
99 | 11kV Reticulation – Underground | 2014-02-01 | 13859.846 | Distribution Lines | Distribution mains
100 | Package substation 300kVA | 2014-03-01 | 37745.852 | Distribution Substations | Distribution substations
101 | 11kV Reticulation – Underground | 2014-03-01 | 67884.96 | Distribution Lines | Distribution mains
102 | LV Reticulation – Underground | 2014-03-01 | 75415.3325 | Distribution Lines | Distribution mains
103 | Distribution pillar | 2014-03-01 | 16615.2 | Distribution Lines | Distribution mains
104 | LV Reticulation – Underground | 2014-03-01 | 168904.525 | Distribution Lines | Distribution mains
105 | Distribution pillar | 2014-03-01 | 22845.9 | Distribution Lines | Distribution mains
106 | Package substation 500kVA incl 4way Striple | 2014-03-01 | 42749.732 | Distribution Substations | Distribution substations
107 | 11kV Reticulation – Underground | 2014-03-01 | 707.135 | Distribution Lines | Distribution mains
108 | LV Reticulation – Underground, Circuit Breaker 1250A | 2014-03-01 | 5175 | Distribution Lines | Distribution mains
109 | Indoor Substation (excl circuit breaker panels, switchgear, tx) | 2014-03-01 | 59800 | Distribution Substations | Distribution substations
110 | Transformer 750kVA | 2014-03-01 | 23000 | Distribution Substations | Distribution substations
111 | 11kV Reticulation – Underground | 2014-03-01 | 31113.94 | Distribution Lines | Distribution mains
112 | LV Reticulation – Underground, Circuit Breaker 1600A | 2014-03-01 | 7475 | Distribution Lines | Distribution mains
113 | Four way Schnieder RM6 | 2014-03-01 | 36800 | Distribution Switchgear | Distribution mains
114 | Distribution substation 1000kVA incl 3way Ring Mains Unit | 2014-04-01 | 190902.3 | Distribution Substations | Distribution substations
115 | 11kV Reticulation – Underground | 2014-04-01 | 54449.395 | Distribution Lines | Distribution mains
116 | LV Reticulation – Underground, Circuit Breaker 2000A | 2014-04-01 | 18400 | Distribution Lines | Distribution mains
117 | Single Pole Substation Structure (SPS) less pole and tx | 2014-04-01 | 19090 | Distribution Substations | Distribution substations
118 | Transformer 300kVA | 2014-04-01 | 23000 | Distribution Substations | Distribution substations
119 | Package substation 500kVA incl 4way Striple | 2014-05-01 | 85499.464 | Distribution Substations | Distribution substations
120 | 11kV Reticulation – Underground | 2014-05-01 | 99988.889 | Distribution Lines | Distribution mains
121 | LV Reticulation – Underground | 2014-05-01 | 239801.3925 | Distribution Lines | Distribution mains
122 | Distribution pillar | 2014-05-01 | 37384.2 | Distribution Lines | Distribution mains
123 | Package substation 500kVA incl 4way Striple | 2014-05-01 | 42749.732 | Distribution Substations | Distribution substations
124 | 11kV Reticulation – Underground | 2014-05-01 | 4525.664 | Distribution Lines | Distribution mains
125 | LV Reticulation – Underground | 2014-05-01 | 86066 | Distribution Lines | Distribution mains
126 | Distribution pillar | 2014-05-01 | 16615.2 | Distribution Lines | Distribution mains
127 | Indoor Substation (excl circuit breaker panels, switchgear, tx) | 2014-05-01 | 119600 | Distribution Substations | Distribution substations
128 | Transformer 1000kVA | 2014-05-01 | 69000 | Distribution Substations | Distribution substations
129 | Four way Schnieder RM6 | 2014-05-01 | 73600 | Distribution Switchgear | Distribution mains
130 | 11kV Reticulation – Underground | 2014-05-01 | 41720.965 | Distribution Lines | Distribution mains
131 | LV Reticulation – Underground, Circuit Breaker 2000A | 2014-05-01 | 18400 | Distribution Lines | Distribution mains
132 | Package substation 750kVA incl 4way Striple | 2014-05-01 | 47745.332 | Distribution Substations | Distribution substations
133 | 11kV Reticulation – Underground | 2014-05-01 | 2828.54 | Distribution Lines | Distribution mains
134 | LV Reticulation – Underground, Circuit Breaker 1600A | 2014-05-01 | 7475 | Distribution Lines | Distribution mains
135 | Single Pole Substation Structure (SPS) less pole and tx | 2014-05-01 | 9545 | Distribution Substations | Distribution substations
136 | Transformer 300kVA | 2014-05-01 | 11500 | Distribution Substations | Distribution substations
137 | Single Pole Substation Structure (SPS) less pole and tx | 2014-06-01 | 28635 | Distribution Substations | Distribution substations
138 | Transformer 300kVA | 2014-06-01 | 11500 | Distribution Substations | Distribution substations
139 | Transformer 500kVA | 2014-06-01 | 34500 | Distribution Substations | Distribution substations
140 | 11kV Reticulation – Overhead | 2014-06-01 | 43036.312 | Distribution Lines | Distribution mains
141 | LV Reticulation – Overhead (Bare conductors) | 2014-06-01 | 24163.8 | Distribution Lines | Distribution mains
142 | 11kV Reticulation – Overhead | 2014-06-01 | 25430.548 | Distribution Lines | Distribution mains
143 | 11kV Reticulation – Underground | 2014-06-01 | 39458.133 | Distribution Lines | Distribution mains
144 | Three way Ring Main Unit | 2014-06-01 | 32775 | Distribution Switchgear | Distribution mains
145 | Distribution airbreak switches and fuse gear | 2014-06-01 | 17250 | Distribution Switchgear | Distribution mains

## FY15
No. | Asset Description | Report month | Cost | RAB asset class | UC asset class | RAB asset class | Value
1 | 11kV 3ph Kiosk & Pad Mount 500kVA | 2014-07-01 | 73253.07 | Distribution Substations | Distribution substations | Substations | 0
2 | 11kV UG Medium | 2014-07-01 | 95374.656 | Distribution Lines | Distribution mains | Distribution Lines | 5357947.3749
3 | 415V UG Heavy | 2014-07-01 | 116990.8584 | Distribution Lines | Distribution mains | Transmission Lines | 0
4 | Pillar Service | 2014-07-01 | 17224.6 | Distribution Lines | Distribution mains | LV Services | 0
5 | 11kV 3ph Kiosk & Pad Mount 500kVA | 2014-07-01 | 73253.07 | Distribution Substations | Distribution substations | Distribution Substations | 2894315.12
6 | 11kV UG Medium | 2014-07-01 | 1759.68 | Distribution Lines | Distribution mains | Distribution Switchgear | 536807.8178
7 | 11kV 3ph Kiosk & Pad Mount 750kVA | 2014-07-01 | 78590.27 | Distribution Substations | Distribution substations | Protection | 0
8 | 11kV UG Medium | 2014-07-01 | 1935.648 | Distribution Lines | Distribution mains | SCADA | 0
9 | 11kV 3ph Kiosk & Pad Mount 500kVA | 2014-08-01 | 73253.07 | Distribution Substations | Distribution substations | Communications | 0
10 | 11kV UG Medium | 2014-08-01 | 150100.704 | Distribution Lines | Distribution mains | Land and Easements | 0
11 | 415V UG Heavy | 2014-08-01 | 208379.8392 | Distribution Lines | Distribution mains | Property | 0
12 | Pillar Service | 2014-08-01 | 10334.76 | Distribution Lines | Distribution mains | IT and Communications | 0
13 | 11kV 3ph Kiosk & Pad Mount 1000kVA | 2014-08-01 | 168121.8 | Distribution Substations | Distribution substations | Motor Vehicles | 0
14 | Ring Main Unit | 2014-08-01 | 71574.3757 | Distribution Switchgear | Distribution mains | Plant and Equipment | 0
15 | 11kV UG Medium | 2014-08-01 | 17772.768 | Distribution Lines | Distribution mains | Mechanical meters | 0
16 | 11kV 3ph Kiosk & Pad Mount 500kVA | 2014-08-01 | 73253.07 | Distribution Substations | Distribution substations | Electronic meters | 0
17 | 11kV UG Medium | 2014-08-01 | 14077.44 | Distribution Lines | Distribution mains | Metering communications | 0
18 | 415V UG Heavy | 2014-08-01 | 9398.1576 | Distribution Lines | Distribution mains | Metering Dedicated CTs and VTs | 0
19 | 11kV 3ph Kiosk & Pad Mount 500kVA | 2014-08-01 | 73253.07 | Distribution Substations | Distribution substations | Metering Non-Network Other | 0
20 | 11kV UG Medium | 2014-08-01 | 3695.328 | Distribution Lines | Distribution mains | Metering Non-Network IT & Communications | 0
21 | 415V UG Heavy | 2014-08-01 | 3240.744 | Distribution Lines | Distribution mains | Total | 8789070.3128
22 | 11kV 3ph Kiosk & Pad Mount 500kVA | 2014-09-01 | 73253.07 | Distribution Substations | Distribution substations
23 | 11kV UG Medium | 2014-09-01 | 45399.744 | Distribution Lines | Distribution mains
24 | 415V UG Heavy | 2014-09-01 | 145833.48 | Distribution Lines | Distribution mains | UC asset classes | Value
25 | Pillar Service | 2014-09-01 | 18947.06 | Distribution Lines | Distribution mains | Transmission terminal station | 0
26 | 415V UG Heavy | 2014-09-01 | 106944.552 | Distribution Lines | Distribution mains | Zone substations | 0
27 | Pillar Service | 2014-09-01 | 13779.68 | Distribution Lines | Distribution mains | Transmission lines | 0
28 | 415V UG Heavy | 2014-09-01 | 1458.3348 | Distribution Lines | Distribution mains | Distribution mains | 5894755.1928
29 | Pillar Service | 2014-09-01 | 861.23 | Distribution Lines | Distribution mains | Distribution substations | 2894315.12
30 | 22kV 3ph Pole Mount 100kVA | 2014-09-01 | 14434.7 | Distribution Substations | Distribution substations | Metering | 0
31 | 415V OH Light Urban | 2014-09-01 | 62226.9 | Distribution Lines | Distribution mains | Land and easements | 0
32 | 11kV 3ph Kiosk & Pad Mount 500kVA | 2014-10-01 | 73253.07 | Distribution Substations | Distribution substations | Secondary systems - control, communications & protection | 0
33 | 11kV UG Medium | 2014-10-01 | 84640.608 | Distribution Lines | Distribution mains | Other | 0
34 | 415V UG Heavy | 2014-10-01 | 137731.62 | Distribution Lines | Distribution mains | Non-network - IT and communications | 0
35 | Pillar Service | 2014-10-01 | 6889.84 | Distribution Lines | Distribution mains | Non-network - motor vehicles | 0
36 | 22kV 3ph Kiosk & Pad Mount 1000kVA | 2014-10-01 | 90198.68 | Distribution Substations | Distribution substations | Non-network - property | 0
37 | 22kV UG Medium | 2014-10-01 | 17596.88 | Distribution Lines | Distribution mains | Non-network - plant & equipment | 0
38 | 22kV 3ph Pole Mount 100kVA | 2014-10-01 | 14434.7 | Distribution Substations | Distribution substations | Non-network - other | 0
39 | 22kV OH Light Rural | 2014-10-01 | 13217.4545 | Distribution Lines | Distribution mains | Total | 8789070.3128
40 | 415V OH Light Urban | 2014-10-01 | 6658.2783 | Distribution Lines | Distribution mains | Check | TRUE
41 | 22kV 3ph Pole Mount 100kVA | 2014-10-01 | 28869.4 | Distribution Substations | Distribution substations
42 | 22kV 3ph Pole Mount 200kVA | 2014-10-01 | 16703.01 | Distribution Substations | Distribution substations
43 | 22kV OH Light Rural | 2014-10-01 | 55385.3981 | Distribution Lines | Distribution mains
44 | 415V OH Light Urban | 2014-10-01 | 17174.6244 | Distribution Lines | Distribution mains
45 | 415V Underbuild Light Urban | 2014-10-01 | 34224.795 | Distribution Lines | Distribution mains
46 | 22kV 3ph Pole Mount 100kVA | 2014-10-01 | 43304.1 | Distribution Substations | Distribution substations
47 | 22kV 3ph Pole Mount 200kVA | 2014-10-01 | 66812.04 | Distribution Substations | Distribution substations
48 | 22kV 3ph Pole Mount 63kVA | 2014-10-01 | 11341.55 | Distribution Substations | Distribution substations
49 | 22kV OH Light Rural | 2014-10-01 | 10275.505 | Distribution Lines | Distribution mains
50 | 22kV OH Medium Rural | 2014-10-01 | 52425.0109 | Distribution Lines | Distribution mains
51 | 415V Underbuild Light Urban | 2014-10-01 | 80148.2472 | Distribution Lines | Distribution mains
52 | 11kV 3ph Kiosk & Pad Mount 1000kVA | 2014-11-01 | 84060.9 | Distribution Substations | Distribution substations
53 | 11kV 3ph Kiosk & Pad Mount 750kVA | 2014-11-01 | 78590.27 | Distribution Substations | Distribution substations
54 | 11kV UG Medium | 2014-11-01 | 101181.6 | Distribution Lines | Distribution mains
55 | 415V UG Heavy | 2014-11-01 | 347569.794 | Distribution Lines | Distribution mains
56 | Pillar Service | 2014-11-01 | 19808.29 | Distribution Lines | Distribution mains
57 | 11kV 3ph Kiosk & Pad Mount 500kVA | 2014-12-01 | 219759.21 | Distribution Substations | Distribution substations
58 | Ring Main Unit | 2014-12-01 | 71574.3757 | Distribution Switchgear | Distribution mains
59 | 11kV UG Medium | 2014-12-01 | 317622.24 | Distribution Lines | Distribution mains
60 | 415V UG Heavy | 2014-12-01 | 562917.2328 | Distribution Lines | Distribution mains
61 | Pillar Service | 2014-12-01 | 49090.11 | Distribution Lines | Distribution mains
62 | 11kV 3ph Kiosk & Pad Mount 1000kVA | 2014-12-01 | 168121.8 | Distribution Substations | Distribution substations
63 | Ring Main Unit | 2014-12-01 | 71574.3757 | Distribution Switchgear | Distribution mains
64 | 11kV UG Medium | 2014-12-01 | 23931.648 | Distribution Lines | Distribution mains
65 | 11kV 3ph Kiosk & Pad Mount 750kVA | 2014-12-01 | 78590.27 | Distribution Substations | Distribution substations
66 | 11kV UG Medium | 2014-12-01 | 21996 | Distribution Lines | Distribution mains
67 | 11kV 3ph Kiosk & Pad Mount 750kVA | 2014-12-01 | 78590.27 | Distribution Substations | Distribution substations
68 | 11kV UG Medium | 2014-12-01 | 21116.16 | Distribution Lines | Distribution mains
69 | 11kV 3ph Kiosk & Pad Mount 500kVA | 2015-01-01 | 293012.28 | Distribution Substations | Distribution substations
70 | 11kV UG Medium | 2015-01-01 | 294042.528 | Distribution Lines | Distribution mains
71 | 415V UG Heavy | 2015-01-01 | 661921.962 | Distribution Lines | Distribution mains
72 | Pillar Service | 2015-01-01 | 30143.05 | Distribution Lines | Distribution mains
73 | 11kV UG Medium | 2015-01-01 | 24635.52 | Distribution Lines | Distribution mains
74 | Ring Main Unit | 2015-01-01 | 35787.1879 | Distribution Switchgear | Distribution mains
75 | 11kV 3ph Kiosk & Pad Mount 1000kVA | 2015-01-01 | 84060.9 | Distribution Substations | Distribution substations
76 | 11kV UG Medium | 2015-01-01 | 2111.616 | Distribution Lines | Distribution mains
77 | 22kV 3ph Pole Mount 100kVA | 2015-01-01 | 14434.7 | Distribution Substations | Distribution substations
78 | 22kV OH Light Rural | 2015-01-01 | 8655.3009 | Distribution Lines | Distribution mains
79 | 415V OH Light Urban | 2015-01-01 | 8898.4467 | Distribution Lines | Distribution mains
80 | 415V Underbuild Light Urban | 2015-01-01 | 8421.3738 | Distribution Lines | Distribution mains
81 | 415V UG Heavy | 2015-02-01 | 153125.154 | Distribution Lines | Distribution mains
82 | Pillar Service | 2015-02-01 | 20669.52 | Distribution Lines | Distribution mains
83 | 11kV UG Medium | 2015-02-01 | 198139.968 | Distribution Lines | Distribution mains
84 | Ring Main Unit | 2015-02-01 | 107361.5636 | Distribution Switchgear | Distribution mains
85 | 11kV 3ph Kiosk & Pad Mount 1500kVA | 2015-02-01 | 180397.36 | Distribution Substations | Distribution substations
86 | Ring Main Unit | 2015-02-01 | 71574.3757 | Distribution Switchgear | Distribution mains
87 | 11kV UG Medium | 2015-02-01 | 37833.12 | Distribution Lines | Distribution mains
88 | 11kV 3ph Kiosk & Pad Mount 500kVA | 2015-02-01 | 73253.07 | Distribution Substations | Distribution substations
89 | 11kV UG Medium | 2015-02-01 | 4399.2 | Distribution Lines | Distribution mains
90 | 22kV 3ph Pole Mount 315 kVA | 2015-02-01 | 18249.585 | Distribution Substations | Distribution substations
91 | 22kV 3ph Pole Mount 200 kVA | 2015-02-01 | 16703.01 | Distribution Substations | Distribution substations
92 | 22kV 3ph Pole Mount 100 kVA | 2015-02-01 | 14434.7 | Distribution Substations | Distribution substations
93 | 22kV OH Light Rural | 2015-02-01 | 78622.5358 | Distribution Lines | Distribution mains
94 | 415V OH Light Urban | 2015-02-01 | 9956.304 | Distribution Lines | Distribution mains
95 | 415V Underbuild Light Urban | 2015-02-01 | 57912.5016 | Distribution Lines | Distribution mains
96 | 415V UG Heavy | 2015-03-01 | 55902.834 | Distribution Lines | Distribution mains
97 | Pillar Service | 2015-03-01 | 2583.69 | Distribution Lines | Distribution mains
98 | 11kV 3ph Pole Mount 200kVA | 2015-03-01 | 15259.54 | Distribution Substations | Distribution substations
99 | 11kV OH Medium Urban | 2015-03-01 | 8048.0124 | Distribution Lines | Distribution mains
100 | 415V Underbuild Heavy Urban | 2015-03-01 | 4411.1958 | Distribution Lines | Distribution mains
101 | 11kV UG Medium | 2015-03-01 | 7918.56 | Distribution Lines | Distribution mains
102 | 11kV 3ph Kiosk & Pad Mount 500kVA | 2015-03-01 | 73253.07 | Distribution Substations | Distribution substations
103 | 415V UG Heavy | 2015-03-01 | 7291.674 | Distribution Lines | Distribution mains
104 | 11kV UG Medium | 2015-03-01 | 53670.24 | Distribution Lines | Distribution mains
105 | Ring Main Unit | 2015-03-01 | 35787.1879 | Distribution Switchgear | Distribution mains
106 | 22kV 3ph Pole Mount 100 kVA | 2015-03-01 | 14434.7 | Distribution Substations | Distribution substations
107 | 22kV 3ph Pole Mount 200 kVA | 2015-03-01 | 16703.01 | Distribution Substations | Distribution substations
108 | 22kV OH Medium Rural | 2015-03-01 | 36568.6749 | Distribution Lines | Distribution mains
109 | 415V OH Light Urban | 2015-03-01 | 2737.9836 | Distribution Lines | Distribution mains
110 | 415V Underbuild Light Urban | 2015-03-01 | 6471.5976 | Distribution Lines | Distribution mains
111 | 22kV 3ph Kiosk & Pad Mount 750kVA | 2015-04-01 | 81125.44 | Distribution Substations | Distribution substations
112 | Ring Main Unit | 2015-04-01 | 35787.1879 | Distribution Switchgear | Distribution mains
113 | 22kV UG Medium | 2015-04-01 | 38712.96 | Distribution Lines | Distribution mains
114 | 415V UG Heavy | 2015-04-01 | 137245.339 | Distribution Lines | Distribution mains
115 | Pillar Service | 2015-04-01 | 8612.3 | Distribution Lines | Distribution mains
116 | 11kV 3ph Kiosk & Pad Mount 750kVA | 2015-05-01 | 78590.27 | Distribution Substations | Distribution substations
117 | 11kV 3ph Kiosk & Pad Mount 500kVA | 2015-05-01 | 73253.07 | Distribution Substations | Distribution substations
118 | 11kV UG Medium | 2015-05-01 | 80065.44 | Distribution Lines | Distribution mains
119 | 415V UG Heavy | 2015-05-01 | 140162.178 | Distribution Lines | Distribution mains
120 | Pillar Service | 2015-05-01 | 8612.3 | Distribution Lines | Distribution mains
121 | 11kV 3ph Kiosk & Pad Mount 1000kVA | 2015-05-01 | 84060.98 | Distribution Substations | Distribution substations
122 | Ring Main Unit | 2015-05-01 | 35787.1879 | Distribution Switchgear | Distribution mains
123 | 11kV UG Medium | 2015-05-01 | 105580.8 | Distribution Lines | Distribution mains
124 | 415V UG Heavy | 2015-05-01 | 13773.162 | Distribution Lines | Distribution mains
125 | Pillar Service | 2015-05-01 | 8612.3 | Distribution Lines | Distribution mains
126 | 11kV 3ph Pole Mount 25kVA | 2015-06-01 | 9794.975 | Distribution Substations | Distribution substations
127 | 11kV OH Medium Urban | 2015-06-01 | 1659.384 | Distribution Lines | Distribution mains
128 | 11kV UG Heavy | 2015-06-01 | 2481.1488 | Distribution Lines | Distribution mains

## FY16
No. | Asset Description | Report month | Cost | RAB asset class | UC asset class | Asset classes | Value
1 | 11kV 3ph Kiosk & Pad Mount 500kVA | 2015-07-01 | 73253.07 | Distribution Substations | Distribution substations | Substations | 0
2 | 11kV UG Medium | 2015-07-01 | 157491.36 | Distribution Lines | Distribution mains | Distribution Lines | 5118298.0309
3 | 415V UG Heavy | 2015-07-01 | 244676.172 | Distribution Lines | Distribution mains | Transmission Lines | 0
4 | Pillar Service | 2015-07-01 | 11195.99 | Distribution Lines | Distribution mains | LV Services | 0
5 | 415V UG Heavy | 2015-07-01 | 4861.116 | Distribution Lines | Distribution mains | Distribution Substations | 2263206.89
6 | Pillar Service | 2015-07-01 | 861.23 | Distribution Lines | Distribution mains | Distribution Switchgear | 460855.5185
7 | 11kV 3ph Kiosk & Pad Mount 300kVA | 2015-08-01 | 68182.73 | Distribution Substations | Distribution substations | Protection | 0
8 | 11kV UG Medium | 2015-08-01 | 27451.008 | Distribution Lines | Distribution mains | SCADA | 0
9 | 11kV 3ph Kiosk & Pad Mount 500kVA | 2015-08-01 | 73253.07 | Distribution Substations | Distribution substations | Communications | 0
10 | 11kV UG Medium | 2015-08-01 | 59829.12 | Distribution Lines | Distribution mains | Land and Easements | 0
11 | 11kV 3ph Kiosk & Pad Mount 500kVA | 2015-09-01 | 146506.14 | Distribution Substations | Distribution substations | Property | 0
12 | 11kV UG Medium | 2015-09-01 | 131096.16 | Distribution Lines | Distribution mains | IT and Communications | 0
13 | 415V UG Heavy | 2015-09-01 | 222801.15 | Distribution Lines | Distribution mains | Motor Vehicles | 0
14 | Pillar Service | 2015-09-01 | 12057.22 | Distribution Lines | Distribution mains | Plant and Equipment | 0
15 | 415V UG Heavy | 2015-09-01 | 2916.6696 | Distribution Lines | Distribution mains | Mechanical meters | 0
16 | Pillar Service | 2015-09-01 | 861.23 | Distribution Lines | Distribution mains | Electronic meters | 0
17 | 22kV 3ph Kiosk & Pad Mount 500kVA | 2015-09-01 | 143840 | Distribution Substations | Distribution substations | Metering communications | 0
18 | 22kV UG Medium | 2015-09-01 | 93614.976 | Distribution Lines | Distribution mains | Metering Dedicated CTs and VTs | 0
19 | 415V UG Heavy | 2015-09-01 | 202222.4256 | Distribution Lines | Distribution mains | Metering Non-Network Other | 0
20 | Pillar Service | 2015-09-01 | 12918.45 | Distribution Lines | Distribution mains | Metering Non-Network IT & Communications | 0
21 | 22kV 3ph Kiosk & Pad Mount 500kVA | 2015-09-01 | 71920 | Distribution Substations | Distribution substations | Total | 7842360.4395
22 | 22kV UG Medium | 2015-09-01 | 36073.44 | Distribution Lines | Distribution mains
23 | 415V UG Heavy | 2015-09-01 | 170949.246 | Distribution Lines | Distribution mains
24 | Pillar Service | 2015-09-01 | 11195.99 | Distribution Lines | Distribution mains | UC asset classes | Value
25 | 415V UG Heavy | 2015-10-01 | 128009.388 | Distribution Lines | Distribution mains | Transmission terminal station | 0
26 | Pillar Service | 2015-10-01 | 6028.61 | Distribution Lines | Distribution mains | Zone substations | 0
27 | 415V UG Heavy | 2015-10-01 | 7291.674 | Distribution Lines | Distribution mains | Transmission lines | 0
28 | Pillar Service | 2015-10-01 | 861.23 | Distribution Lines | Distribution mains | Distribution mains | 5579153.5495
29 | Structures | 2015-10-01 | 60861.4634 | Distribution Lines | Distribution mains | Distribution substations | 2263206.89
30 | Ring Main Unit | 2015-10-01 | 35787.1879 | Distribution Switchgear | Distribution mains | Metering | 0
31 | 11kV 3ph Kiosk & Pad Mount 500kVA | 2015-11-01 | 73253.07 | Distribution Substations | Distribution substations | Land and easements | 0
32 | 11kV UG Medium | 2015-11-01 | 181423.008 | Distribution Lines | Distribution mains | Secondary systems - control, communications & protection | 0
33 | Ring Main Unit | 2015-11-01 | 35787.1879 | Distribution Switchgear | Distribution mains | Other | 0
34 | 415V UG Heavy | 2015-11-01 | 414329.1204 | Distribution Lines | Distribution mains | Non-network - IT and communications | 0
35 | Pillar Service | 2015-11-01 | 24975.67 | Distribution Lines | Distribution mains | Non-network - motor vehicles | 0
36 | 11kV 3ph Kiosk & Pad Mount 500kVA | 2015-11-01 | 146506.14 | Distribution Substations | Distribution substations | Non-network - property | 0
37 | 11kV UG Medium | 2015-11-01 | 168753.312 | Distribution Lines | Distribution mains | Non-network - plant & equipment | 0
38 | 415V UG Heavy | 2015-11-01 | 442685.6304 | Distribution Lines | Distribution mains | Non-network - other | 0
39 | Pillar Service | 2015-11-01 | 23253.21 | Distribution Lines | Distribution mains | Total | 7842360.4395
40 | 11kV 3ph Kiosk & Pad Mount 500kVA | 2015-11-01 | 73253.07 | Distribution Substations | Distribution substations | Check | TRUE
41 | 11kV UG Medium | 2015-11-01 | 35193.6 | Distribution Lines | Distribution mains
42 | 11kV 3ph Kiosk & Pad Mount 1000kVA | 2015-11-01 | 84060.9 | Distribution Substations | Distribution substations
43 | 11kV UG Medium | 2015-11-01 | 27275.04 | Distribution Lines | Distribution mains
44 | Ring Main Unit | 2015-11-01 | 35787.1879 | Distribution Switchgear | Distribution mains
45 | 415V UG Heavy | 2015-11-01 | 74537.112 | Distribution Lines | Distribution mains
46 | Pillar Service | 2015-11-01 | 7751.07 | Distribution Lines | Distribution mains
47 | 11kV 3ph Kiosk & Pad Mount 500kVA | 2015-12-01 | 73253.07 | Distribution Substations | Distribution substations
48 | 11kV UG Medium | 2015-12-01 | 879.84 | Distribution Lines | Distribution mains
49 | 11kV 3ph Kiosk & Pad Mount 500kVA | 2015-12-01 | 73253.07 | Distribution Substations | Distribution substations
50 | 11kV UG Medium | 2015-12-01 | 4399.2 | Distribution Lines | Distribution mains
51 | 11kV 3ph Kiosk & Pad Mount 750kVA | 2015-12-01 | 78590.27 | Distribution Substations | Distribution substations
52 | 11kV UG Medium | 2015-12-01 | 2991.456 | Distribution Lines | Distribution mains
53 | Ring Main Unit | 2015-12-01 | 35787.1879 | Distribution Switchgear | Distribution mains
54 | 11kV 3ph Kiosk & Pad Mount 1000kVA | 2016-01-01 | 84060.9 | Distribution Substations | Distribution substations
55 | 11kV UG Medium | 2016-01-01 | 7918.56 | Distribution Lines | Distribution mains
56 | Ring Main Unit | 2016-01-01 | 35787.1879 | Distribution Switchgear | Distribution mains
57 | 22kV 3ph Kiosk & Pad Mount 500kVA | 2016-01-01 | 71918.77 | Distribution Substations | Distribution substations
58 | 22kV UG Medium | 2016-01-01 | 32554.08 | Distribution Lines | Distribution mains
59 | 415V UG Heavy | 2016-01-01 | 43101.8952 | Distribution Lines | Distribution mains
60 | Pillar Service | 2016-01-01 | 24975.67 | Distribution Lines | Distribution mains
61 | 22kV 3ph Pole Mount 200kVA | 2016-01-01 | 100218.06 | Distribution Substations | Distribution substations
62 | 22kV 3ph Pole Mount 100kVA | 2016-01-01 | 14434.7 | Distribution Substations | Distribution substations
63 | 22kV OH Medium Rural | 2016-01-01 | 152518.1319 | Distribution Lines | Distribution mains
64 | 415V Underbuild Light Urban | 2016-01-01 | 66043.4832 | Distribution Lines | Distribution mains
65 | 415V OH Light Urban | 2016-01-01 | 6844.959 | Distribution Lines | Distribution mains
66 | 11kV 3ph Kiosk & Pad Mount 1000kVA | 2016-02-01 | 84060.9 | Distribution Substations | Distribution substations
67 | 11kV UG Medium | 2016-02-01 | 8270.496 | Distribution Lines | Distribution mains
68 | Ring Main Unit | 2016-02-01 | 35787.1879 | Distribution Switchgear | Distribution mains
69 | 11kV 3ph Kiosk & Pad Mount 500kVA | 2016-02-01 | 73253.07 | Distribution Substations | Distribution substations
70 | Pillar Service | 2016-02-01 | 861.23 | Distribution Lines | Distribution mains
71 | 415V UG Heavy | 2016-02-01 | 4861.116 | Distribution Lines | Distribution mains
72 | 11kV 3ph Kiosk & Pad Mount 500kVA | 2016-02-01 | 73253.07 | Distribution Substations | Distribution substations
73 | Ring Main Unit | 2016-02-01 | 71574.3757 | Distribution Switchgear | Distribution mains
74 | 11kV UG Medium | 2016-02-01 | 82177.056 | Distribution Lines | Distribution mains
75 | 11kV Overbuild Light Urban | 2016-02-01 | 272588.3925 | Distribution Lines | Distribution mains
76 | 11kV OH Medium Urban | 2016-02-01 | 267492.7008 | Distribution Lines | Distribution mains
77 | 11kV 3ph Kiosk & Pad Mount 1000kVA | 2016-03-01 | 168121.8 | Distribution Substations | Distribution substations
78 | 11kV UG Heavy | 2016-03-01 | 92009.268 | Distribution Lines | Distribution mains
79 | Ring Main Unit | 2016-03-01 | 71574.3757 | Distribution Switchgear | Distribution mains
80 | 11kV 3ph Kiosk & Pad Mount 750kVA | 2016-03-01 | 157180.54 | Distribution Substations | Distribution substations
81 | 11kV UG Medium | 2016-03-01 | 123881.472 | Distribution Lines | Distribution mains
82 | 415V UG Heavy | 2016-03-01 | 160416.828 | Distribution Lines | Distribution mains
83 | Pillar Service | 2016-03-01 | 13779.68 | Distribution Lines | Distribution mains
84 | 22kV 3ph Pole Mount 100kVA | 2016-03-01 | 14434.7 | Distribution Substations | Distribution substations
85 | 22kV OH Light Rural | 2016-03-01 | 7504.1032 | Distribution Lines | Distribution mains
86 | 415V Underbuild Light Urban | 2016-03-01 | 7301.2896 | Distribution Lines | Distribution mains
87 | 415V OH Light Urban | 2016-03-01 | 5787.1017 | Distribution Lines | Distribution mains
88 | 415V UG Heavy | 2016-04-01 | 103703.808 | Distribution Lines | Distribution mains
89 | Pillar Service | 2016-04-01 | 5167.38 | Distribution Lines | Distribution mains
90 | 11kV 3ph Kiosk & Pad Mount 500kVA | 2016-04-01 | 73253.07 | Distribution Substations | Distribution substations
91 | 11kV UG Heavy | 2016-04-01 | 160447.6224 | Distribution Lines | Distribution mains
92 | Ring Main Unit | 2016-04-01 | 36083.64 | Distribution Switchgear | Distribution mains
93 | 415V UG Heavy | 2016-04-01 | 22361.1336 | Distribution Lines | Distribution mains
94 | Pillar Service | 2016-04-01 | 861.23 | Distribution Lines | Distribution mains
95 | 415V UG Heavy | 2016-04-01 | 143078.8476 | Distribution Lines | Distribution mains
96 | Pillar Service | 2016-04-01 | 17224.6 | Distribution Lines | Distribution mains
97 | 11kV 3ph Kiosk & Pad Mount 1000kVA | 2016-05-01 | 84060.9 | Distribution Substations | Distribution substations
98 | 11kV UG Medium | 2016-05-01 | 13021.632 | Distribution Lines | Distribution mains
99 | 11kV 3ph Pole Mount 100kVA | 2016-05-01 | 12578.81 | Distribution Substations | Distribution substations
100 | 11kV OH Medium Urban | 2016-05-01 | 19414.7928 | Distribution Lines | Distribution mains
101 | 415V OH Heavy Urban | 2016-05-01 | 18875.493 | Distribution Lines | Distribution mains
102 | 11kV 3ph Kiosk & Pad Mount 500kVA | 2016-06-01 | 73253 | Distribution Substations | Distribution substations
103 | 11kV UG Medium | 2016-06-01 | 56309.76 | Distribution Lines | Distribution mains
104 | 415V UG Heavy | 2016-06-01 | 85879.61 | Distribution Lines | Distribution mains
105 | Pillar Service | 2016-06-01 | 4305 | Distribution Lines | Distribution mains
106 | 22kV OH Light Rural | 2016-06-01 | 44044.021 | Distribution Lines | Distribution mains
107 | Load Break Overhead | 2016-06-01 | 9100 | Distribution Switchgear | Distribution mains
108 | HV Electricity Service Point Metered | 2016-06-01 | 28143 | Distribution Lines | Distribution mains
109 | Recloser | 2016-06-01 | 57800 | Distribution Switchgear | Distribution mains

## FY17
No. | Asset Description | Report month | Cost | RAB asset class | UC asset class | Asset classes | Value
1 | 11kV 3ph Kiosk & Pad Mount 750kVA | 2016-07-01 | 78590 | Distribution Substations | Distribution substations | Substations | 0
2 | 11kV UG Medium | 2016-07-01 | 101181.6 | Distribution Lines | Distribution mains | Distribution Lines | 5785679.1033
3 | 415V UG Heavy | 2016-07-01 | 376411.951 | Distribution Lines | Distribution mains | Transmission Lines | 0
4 | Pillar Service | 2016-07-01 | 20664 | Distribution Lines | Distribution mains | LV Services | 0
5 | 11kV 3ph Kiosk & Pad Mount 1000kVA | 2016-07-01 | 84061 | Distribution Substations | Distribution substations | Distribution Substations | 2219958.78
6 | 11kV UG Medium | 2016-07-01 | 10030.176 | Distribution Lines | Distribution mains | Distribution Switchgear | 649508.76
7 | Ring Main Unit | 2016-07-01 | 36084 | Distribution Switchgear | Distribution mains | Protection | 0
8 | 11kV UG Light | 2016-09-01 | 8233.8 | Distribution Lines | Distribution mains | SCADA | 0
9 | Ring Main Unit | 2016-09-01 | 36084 | Distribution Switchgear | Distribution mains | Communications | 0
10 | HV Electricity Service Point Metered | 2016-09-01 | 28143 | Distribution Lines | Distribution mains | Land and Easements | 0
11 | 11kV UG Heavy | 2016-09-01 | 1860030.952 | Distribution Lines | Distribution mains | Property | 0
12 | Ring Main Unit | 2016-09-01 | 252588 | Distribution Switchgear | Distribution mains | IT and Communications | 0
13 | 11kV 3ph Kiosk & Pad Mount 500kVA | 2016-10-01 | 73253 | Distribution Substations | Distribution substations | Motor Vehicles | 0
14 | 11kV UG Medium | 2016-10-01 | 5528.88 | Distribution Lines | Distribution mains | Plant and Equipment | 0
15 | 415V UG Heavy | 2016-10-01 | 5671.295 | Distribution Lines | Distribution mains | Mechanical meters | 0
16 | Pillar Fused | 2016-10-01 | 861 | Distribution Lines | Distribution mains | Electronic meters | 0
17 | 415V UG Heavy | 2016-10-01 | 3402.777 | Distribution Lines | Distribution mains | Metering communications | 0
18 | 11kV 3ph Kiosk & Pad Mount 1500kVA | 2016-10-01 | 270596.04 | Distribution Substations | Distribution substations | Metering Dedicated CTs and VTs | 0
19 | 11kV 3ph Kiosk & Pad Mount 1000kVA | 2016-10-01 | 252182.7 | Distribution Substations | Distribution substations | Metering Non-Network Other | 0
20 | Ring Main Unit | 2016-10-01 | 216501.84 | Distribution Switchgear | Distribution mains | Metering Non-Network IT & Communications | 0
21 | 11kV UG Heavy | 2016-10-01 | 303940.728 | Distribution Lines | Distribution mains | Total | 8655146.6433
22 | 11kV 3ph Kiosk & Pad Mount 1500kVA | 2016-10-01 | 270596.04 | Distribution Substations | Distribution substations
23 | Ring Main Unit | 2016-10-01 | 108250.92 | Distribution Switchgear | Distribution mains
24 | 22kV UG Medium | 2016-10-01 | 61412.832 | Distribution Lines | Distribution mains | UC asset classes | Value
25 | 11kV 3ph Kiosk & Pad Mount 750kVA | 2016-11-01 | 78590 | Distribution Substations | Distribution substations | Transmission terminal station | 0
26 | 11kV UG Medium | 2016-11-01 | 56078.64 | Distribution Lines | Distribution mains | Zone substations | 0
27 | 415V UG Heavy | 2016-11-01 | 200115.695 | Distribution Lines | Distribution mains | Transmission lines | 0
28 | Pillar Fused | 2016-11-01 | 10332 | Distribution Lines | Distribution mains | Distribution mains | 6435187.8633
29 | 22kV 3ph Pole Mount 200kVA | 2016-11-01 | 16703 | Distribution Substations | Distribution substations | Distribution substations | 2219958.78
30 | 22kV Overbuild Light Rural | 2016-11-01 | 22397.052 | Distribution Lines | Distribution mains | Metering | 0
31 | 415V OH Light Urban | 2016-11-01 | 15183.388 | Distribution Lines | Distribution mains | Land and easements | 0
32 | 11kV 3ph Kiosk & Pad Mount 750kVA | 2016-12-01 | 78590 | Distribution Substations | Distribution substations | Secondary systems - control, communications & protection | 0
33 | 11kV UG Medium | 2016-12-01 | 43441.2 | Distribution Lines | Distribution mains | Other | 0
34 | 415V UG Heavy | 2016-12-01 | 53472.21 | Distribution Lines | Distribution mains | Non-network - IT and communications | 0
35 | Pillar Fused | 2016-12-01 | 2583 | Distribution Lines | Distribution mains | Non-network - motor vehicles | 0
36 | 22kV UG Heavy | 2016-12-01 | 1484967.5568 | Distribution Lines | Distribution mains | Non-network - property | 0
37 | 22kV Overbuild Light Rural | 2016-12-01 | 29581.947 | Distribution Lines | Distribution mains | Non-network - plant & equipment | 0
38 | 415V OH Light Urban | 2016-12-01 | 22775.082 | Distribution Lines | Distribution mains | Non-network - other | 0
39 | 22kV 3ph Pole Mount 100kVA | 2016-12-01 | 28870 | Distribution Substations | Distribution substations | Total | 8655146.6433
40 | 22kV 3ph Pole Mount 100kVA | 2016-12-01 | 14435 | Distribution Substations | Distribution substations | Check | TRUE
41 | 11kV 3ph Kiosk & Pad Mount 500kVA | 2017-01-01 | 73253 | Distribution Substations | Distribution substations
42 | 11kV UG Medium | 2017-01-01 | 15006.96 | Distribution Lines | Distribution mains
43 | 11kV 3ph Kiosk & Pad Mount 500kVA | 2017-01-01 | 73253 | Distribution Substations | Distribution substations
44 | 11kV UG Medium | 2017-01-01 | 13427.28 | Distribution Lines | Distribution mains
45 | 415V UG Heavy | 2017-01-01 | 39050.917 | Distribution Lines | Distribution mains
46 | Pillar Fused | 2017-01-01 | 2583 | Distribution Lines | Distribution mains
47 | 11kV 3ph Kiosk & Pad Mount 750kVA | 2017-01-01 | 78590 | Distribution Substations | Distribution substations
48 | 11kV UG Medium | 2017-01-01 | 55762.704 | Distribution Lines | Distribution mains
49 | 415V UG Heavy | 2017-01-01 | 125902.749 | Distribution Lines | Distribution mains
50 | Pillar Fused | 2017-01-01 | 6888 | Distribution Lines | Distribution mains
51 | 11kV 3ph Kiosk & Pad Mount 750kVA | 2017-03-01 | 78590 | Distribution Substations | Distribution substations
52 | 11kV UG Medium | 2017-03-01 | 22905.36 | Distribution Lines | Distribution mains
53 | 415V UG Heavy | 2017-03-01 | 21975.9 | Distribution Lines | Distribution mains
54 | Pillar Fused | 2017-03-01 | 2583 | Distribution Lines | Distribution mains
55 | 11kV 3ph Kiosk & Pad Mount 500kVA | 2017-03-01 | 73253 | Distribution Substations | Distribution substations
56 | 11kV UG Medium | 2017-03-01 | 49759.92 | Distribution Lines | Distribution mains
57 | 415V UG Heavy | 2017-03-01 | 174189.775 | Distribution Lines | Distribution mains
58 | Pillar Fused | 2017-03-01 | 11193 | Distribution Lines | Distribution mains
59 | 22kV OH Medium Rural | 2017-03-01 | 229867.089 | Distribution Lines | Distribution mains
60 | 22kV 3ph Pole Mount 63kVA | 2017-03-01 | 11342 | Distribution Substations | Distribution substations
61 | 22kV 3ph Pole Mount 200kVA | 2017-03-01 | 16703 | Distribution Substations | Distribution substations
62 | 22kV OH Light Rural | 2017-03-01 | 9447.841 | Distribution Lines | Distribution mains
63 | 415V OH Light Urban | 2017-03-01 | 18605.873 | Distribution Lines | Distribution mains
64 | 22kV 3ph Pole Mount 500kVA | 2017-03-01 | 22038 | Distribution Substations | Distribution substations
65 | 22kV OH Light Rural | 2017-03-01 | 18705.0305 | Distribution Lines | Distribution mains
66 | 22kV 3ph Pole Mount 500kVA | 2017-03-01 | 22038 | Distribution Substations | Distribution substations
67 | 22kV 3ph Pole Mount 315 kVA | 2017-03-01 | 18249 | Distribution Substations | Distribution substations
68 | 22kV OH Medium Rural | 2017-03-01 | 24428.643 | Distribution Lines | Distribution mains
69 | 415V OH Heavy Urban | 2017-03-01 | 49043.712 | Distribution Lines | Distribution mains
70 | 415V UG Heavy | 2017-03-01 | 2563.855 | Distribution Lines | Distribution mains
71 | Pillar Fused | 2017-03-01 | 861 | Distribution Lines | Distribution mains
72 | 11kV 3ph Kiosk & Pad Mount 500kVA | 2017-04-01 | 73253 | Distribution Substations | Distribution substations
73 | 11kV UG Medium | 2017-04-01 | 12163.536 | Distribution Lines | Distribution mains
74 | 415V UG Heavy | 2017-04-01 | 2930.12 | Distribution Lines | Distribution mains
75 | Pillar Fused | 2017-04-01 | 861 | Distribution Lines | Distribution mains
76 | 415V UG Heavy | 2017-04-01 | 732.53 | Distribution Lines | Distribution mains
77 | Pillar Fused | 2017-04-01 | 861 | Distribution Lines | Distribution mains
78 | 11kV 3ph Kiosk & Pad Mount 750kVA | 2017-04-01 | 78590 | Distribution Substations | Distribution substations
79 | 11kV 3ph Kiosk & Pad Mount 1000kVA | 2017-04-01 | 84060 | Distribution Substations | Distribution substations
80 | 11kV UG Medium | 2017-04-01 | 97940.16 | Distribution Lines | Distribution mains
81 | 415V UG Heavy | 2017-04-01 | 17800.479 | Distribution Lines | Distribution mains
82 | Pillar Fused | 2017-04-01 | 1722 | Distribution Lines | Distribution mains
83 | 11kV 3ph Pole Mount 500kVA | 2017-04-01 | 21033 | Distribution Substations | Distribution substations
84 | 415V UG Heavy | 2017-04-01 | 2637.108 | Distribution Lines | Distribution mains
85 | Pillar Fused | 2017-04-01 | 861 | Distribution Lines | Distribution mains
86 | 415V UG Heavy | 2017-05-01 | 293.012 | Distribution Lines | Distribution mains
87 | Pillar Fused | 2017-05-01 | 1722 | Distribution Lines | Distribution mains
88 | 22kV 3ph Kiosk & Pad Mount 750kVA | 2017-05-01 | 81125 | Distribution Substations | Distribution substations
89 | 11kV UG Medium | 2017-05-01 | 2369.52 | Distribution Lines | Distribution mains
90 | 415V UG Heavy | 2017-05-01 | 2637.108 | Distribution Lines | Distribution mains
91 | 11kV 3ph Kiosk & Pad Mount 1000kVA | 2017-06-01 | 168122 | Distribution Substations | Distribution substations
92 | 11kV UG Medium | 2017-06-01 | 18956.16 | Distribution Lines | Distribution mains

## Data
Data
Gifted asset by month
COMMERCIAL IN CONFIDENCE

## Jul13
COMMERCIAL IN CONFIDENCE
Power Networks Gifted Asset Ledger - 2013/2014 Financial Year, JULY 13 Report
Project Title | Street Name | LAIS No. | Developer | File number | New Lot No.s | Survey Plan No. | Substation No | Feeder No. | Drg No. | Asset Description | Look up Category | Quantity | Unit | Unit Rate | Asset Value | Asset Value (plus 15%) | Date of Acceptance of Asset | Defect Liability Period | Action Officer | Batch Number | Comments
[22 empty] | Description | Look up category | Estimated life | Unit | Rate
[22 empty] | Items with one year life eg landscaping and consultancies that are not attached to asset | 9999 | 1 | No | 0
[22 empty] | Ground level substn (101 - 300 kVA) - less tx (Superceded) | 5292 | 35 | Each | 12500
[22 empty] | Ground level substn (500 kVA) - less tx (Superceded) | 5294 | 35 | Each | 16300
[22 empty] | Ground level substn (750 kVA) - less tx (Superceded) | 5296 | 35 | Each | 18200
[22 empty] | Ground level substn (1000 kVA and up) - less tx (Superceded) | 5298 | 35 | Each | 21100
[22 empty] | Single Pole Substation Structure (SPS) less pole and tx | 202250 | 35 | Each | 8300
[22 empty] | Single Pole Substation Structure (SPS) single phase less pole and tx | 202250 | 35 | Each | 8300
[22 empty] | Pole & half Substation Structure (PHS) less poles and tx | 202251 | 35 | Each | 10200
[22 empty] | Double Pole Substation Structure (DPS) less poles and tx (Superceded) | 5320 | 35 | Each | 12100
[22 empty] | Package substation 300kVA | 202010 | 35 | Each | 32822.48
[22 empty] | Package substation 500kVA incl 4way Striple | 202020 | 35 | Each | 37173.68
[22 empty] | Package substation 750kVA incl 4way Striple | 202030 | 35 | Each | 41517.68
[22 empty] | Indoor Substation (excl circuit breaker panels, switchgear, tx) | 202350 | 35 | Each | 52000
[22 empty] | Transformer 16kVA single phase | 202210 | 35 | Each | 1500
[22 empty] | Transformer 25kVA | 202210 | 35 | Each | 2900
[22 empty] | Transformer 63kVA | 202210 | 35 | Each | 4200
[22 empty] | Transformer 100kVA | 202210 | 35 | Each | 5900
[22 empty] | Transformer 200kVA | 202220 | 35 | Each | 8500
[22 empty] | Transformer 300kVA | 202230 | 35 | Each | 10000
[22 empty] | Transformer 500kVA | 202240 | 35 | Each | 15000
[22 empty] | Transformer 750kVA | 202241 | 35 | Each | 20000
[22 empty] | Transformer 1000kVA | 202242 | 35 | Each | 30000
[22 empty] | Three way Magnefix MD4 | 5395 | 35 | Each | 8000
[22 empty] | Four way Magnefix MD5 | 5395 | 35 | Each | 10000
[22 empty] | Four way Schnieder RM6 | 202355 | 35 | Each | 32000
[22 empty] | LV Reticulation – Overhead (Bare conductors) | 202460 | 35 | Metres | 51
[22 empty] | LV Reticulation – Overhead without Poles (Bare conductors) | 202465 | 35 | Metres | 20
[22 empty] | LV Reticulation – Overhead (ABC conductors) | 202470 | 35 | Metres | 49
[22 empty] | LV Reticulation – Overhead without Poles (ABC conductors) | 202480 | 35 | Metres | 14
[22 empty] | LV Reticulation – Underground | 202530 | 60 | Metres | 93.55
[22 empty] | LV Reticulation – Underground without Trenches | 5430 | 60 | Metres | 47.23
[22 empty] | URD Pillar | 202455 | 60 | Each | 685.2
[22 empty] | URD link pillar | 202456 | 60 | Each | 628.8
[22 empty] | Distribution pillar | 202457 | 60 | Each | 1806
[22 empty] | 11kV Reticulation – Overhead | 202485 | 35 | Metres | 77.32
[22 empty] | 11kV Reticulation – Underground | 202380 | 60 | Metres | 122.98
[22 empty] | Line / Site Markers (hard plastic) | 5465 | 20 | Each | 0
[22 empty] | 22kV, 33kV Reticulation – Overhead (Rural) | 202490 | 35 | Metres | 42
[22 empty] | 22kV, 33kV Reticulation – Overhead (Metro) | 202490 | 35 | Metres | 77.32
[22 empty] | 22kV, 33kV Reticulation – Underground | 202385 | 60 | Metres | 122.98
[22 empty] | Street Lights | 5555 | 15 | Each | 1240
[22 empty] | Distribution airbreak switches and fuse gear | 5570 | 35 | Each | 5600
[22 empty] | Distribution Reclosers | 5575 | 20 | Each | 18500
[22 empty] | Unique | [insert number] | [insert number] | [insert number] | [insert number]
Actual Table is located in 04/05 BA304:BE335

## Sep13
COMMERCIAL IN CONFIDENCE
Power Networks Gifted Asset Ledger - 2013/2014 Financial Year, SEP 13 Report
Project Title | Street Name | LAIS No. | Developer | File number | New Lot No.s | Survey Plan No. | Substation No | Feeder No. | Drg No. | Asset Description | Look up Category | Quantity | Unit | Unit Rate | Asset Value | Asset Value (plus 15%) | Date of Acceptance of Asset | Defect Liability Period | Action Officer | Batch Number | Comments
[22 empty] | Description | Look up category | Estimated life | Unit | Rate
[22 empty] | Items with one year life eg landscaping and consultancies that are not attached to asset | 9999 | 1 | No | 0
[22 empty] | Ground level substn (101 - 300 kVA) - less tx (Superceded) | 5292 | 35 | Each | 12500
[22 empty] | Ground level substn (500 kVA) - less tx (Superceded) | 5294 | 35 | Each | 16300
[22 empty] | Ground level substn (750 kVA) - less tx (Superceded) | 5296 | 35 | Each | 18200
[22 empty] | Ground level substn (1000 kVA and up) - less tx (Superceded) | 5298 | 35 | Each | 21100
[22 empty] | Single Pole Substation Structure (SPS) less pole and tx | 202250 | 35 | Each | 8300
[22 empty] | Single Pole Substation Structure (SPS) single phase less pole and tx | 202250 | 35 | Each | 8300
[22 empty] | Pole & half Substation Structure (PHS) less poles and tx | 202251 | 35 | Each | 10200
[22 empty] | Double Pole Substation Structure (DPS) less poles and tx (Superceded) | 5320 | 35 | Each | 12100
[22 empty] | Package substation 300kVA | 202010 | 35 | Each | 32822.48
[22 empty] | Package substation 500kVA incl 4way Striple | 202020 | 35 | Each | 37173.68
[22 empty] | Package substation 750kVA incl 4way Striple | 202030 | 35 | Each | 41517.68
[22 empty] | Indoor Substation (excl circuit breaker panels, switchgear, tx) | 202350 | 35 | Each | 52000
[22 empty] | Transformer 16kVA single phase | 202210 | 35 | Each | 1500
[22 empty] | Transformer 25kVA | 202210 | 35 | Each | 2900
[22 empty] | Transformer 63kVA | 202210 | 35 | Each | 4200
[22 empty] | Transformer 100kVA | 202210 | 35 | Each | 5900
[22 empty] | Transformer 200kVA | 202220 | 35 | Each | 8500
[22 empty] | Transformer 300kVA | 202230 | 35 | Each | 10000
[22 empty] | Transformer 500kVA | 202240 | 35 | Each | 15000
[22 empty] | Transformer 750kVA | 202241 | 35 | Each | 20000
[22 empty] | Transformer 1000kVA | 202242 | 35 | Each | 30000
[22 empty] | Three way Magnefix MD4 | 5395 | 35 | Each | 8000
[22 empty] | Four way Magnefix MD5 | 5395 | 35 | Each | 10000
[22 empty] | Four way Schnieder RM6 | 202355 | 35 | Each | 32000
[22 empty] | LV Reticulation – Overhead (Bare conductors) | 202460 | 35 | Metres | 51
[22 empty] | LV Reticulation – Overhead without Poles (Bare conductors) | 202465 | 35 | Metres | 20
[22 empty] | LV Reticulation – Overhead (ABC conductors) | 202470 | 35 | Metres | 49
[22 empty] | LV Reticulation – Overhead without Poles (ABC conductors) | 202480 | 35 | Metres | 14
[22 empty] | LV Reticulation – Underground | 202530 | 60 | Metres | 93.55
[22 empty] | LV Reticulation – Underground without Trenches | 5430 | 60 | Metres | 47.23
[22 empty] | URD Pillar | 202455 | 60 | Each | 685.2
[22 empty] | URD link pillar | 202456 | 60 | Each | 628.8
[22 empty] | Distribution pillar | 202457 | 60 | Each | 1806
[22 empty] | 11kV Reticulation – Overhead | 202485 | 35 | Metres | 77.32
[22 empty] | 11kV Reticulation – Underground | 202380 | 60 | Metres | 122.98
[22 empty] | Line / Site Markers (hard plastic) | 5465 | 20 | Each | 0
[22 empty] | 22kV, 33kV Reticulation – Overhead (Rural) | 202490 | 35 | Metres | 42
[22 empty] | 22kV, 33kV Reticulation – Overhead (Metro) | 202490 | 35 | Metres | 77.32
[22 empty] | 22kV, 33kV Reticulation – Underground | 202385 | 60 | Metres | 122.98
[22 empty] | Street Lights | 5555 | 15 | Each | 1240
[22 empty] | Distribution airbreak switches and fuse gear | 5570 | 35 | Each | 5600
[22 empty] | Distribution Reclosers | 5575 | 20 | Each | 18500
[22 empty] | Unique | [insert number] | [insert number] | [insert number] | [insert number]
Actual Table is located in 04/05 BA304:BE335

## Oct13
COMMERCIAL IN CONFIDENCE
Power Networks Gifted Asset Ledger - 2013/2014 Financial Year, OCT 13 Report
Project Title | Street Name | LAIS No. | Developer | File number | New Lot No.s | Survey Plan No. | Substation No | Feeder No. | Drg No. | Asset Description | Look up Category | Quantity | Unit | Unit Rate | Asset Value | Asset Value (plus 15%) | Date of Acceptance of Asset | Defect Liability Period | Action Officer | Batch Number | Comments
[22 empty] | Description | Look up category | Estimated life | Unit | Rate
[22 empty] | Items with one year life eg landscaping and consultancies that are not attached to asset | 9999 | 1 | No | 0
[22 empty] | Ground level substn (101 - 300 kVA) - less tx (Superceded) | 5292 | 35 | Each | 12500
[22 empty] | Ground level substn (500 kVA) - less tx (Superceded) | 5294 | 35 | Each | 16300
[22 empty] | Ground level substn (750 kVA) - less tx (Superceded) | 5296 | 35 | Each | 18200
[22 empty] | Ground level substn (1000 kVA and up) - less tx (Superceded) | 5298 | 35 | Each | 21100
[22 empty] | Single Pole Substation Structure (SPS) less pole and tx | 202250 | 35 | Each | 8300
[22 empty] | Single Pole Substation Structure (SPS) single phase less pole and tx | 202250 | 35 | Each | 8300
[22 empty] | Pole & half Substation Structure (PHS) less poles and tx | 202251 | 35 | Each | 10200
[22 empty] | Double Pole Substation Structure (DPS) less poles and tx (Superceded) | 5320 | 35 | Each | 12100
[22 empty] | Package substation 300kVA | 202010 | 35 | Each | 32822.48
[22 empty] | Package substation 500kVA incl 4way Striple | 202020 | 35 | Each | 37173.68
[22 empty] | Package substation 750kVA incl 4way Striple | 202030 | 35 | Each | 41517.68
[22 empty] | Indoor Substation (excl circuit breaker panels, switchgear, tx) | 202350 | 35 | Each | 52000
[22 empty] | Transformer 16kVA single phase | 202210 | 35 | Each | 1500
[22 empty] | Transformer 25kVA | 202210 | 35 | Each | 2900
[22 empty] | Transformer 63kVA | 202210 | 35 | Each | 4200
[22 empty] | Transformer 100kVA | 202210 | 35 | Each | 5900
[22 empty] | Transformer 200kVA | 202220 | 35 | Each | 8500
[22 empty] | Transformer 300kVA | 202230 | 35 | Each | 10000
[22 empty] | Transformer 500kVA | 202240 | 35 | Each | 15000
[22 empty] | Transformer 750kVA | 202241 | 35 | Each | 20000
[22 empty] | Transformer 1000kVA | 202242 | 35 | Each | 30000
[22 empty] | Three way Magnefix MD4 | 5395 | 35 | Each | 8000
[22 empty] | Four way Magnefix MD5 | 5395 | 35 | Each | 10000
[22 empty] | Four way Schnieder RM6 | 202355 | 35 | Each | 32000
[22 empty] | LV Reticulation – Overhead (Bare conductors) | 202460 | 35 | Metres | 51
[22 empty] | LV Reticulation – Overhead without Poles (Bare conductors) | 202465 | 35 | Metres | 20
[22 empty] | LV Reticulation – Overhead (ABC conductors) | 202470 | 35 | Metres | 49
[22 empty] | LV Reticulation – Overhead without Poles (ABC conductors) | 202480 | 35 | Metres | 14
[22 empty] | LV Reticulation – Underground | 202530 | 60 | Metres | 93.55
[22 empty] | LV Reticulation – Underground without Trenches | 5430 | 60 | Metres | 47.23
[22 empty] | URD Pillar | 202455 | 60 | Each | 685.2
[22 empty] | URD link pillar | 202456 | 60 | Each | 628.8
[22 empty] | Distribution pillar | 202457 | 60 | Each | 1806
[22 empty] | 11kV Reticulation – Overhead | 202485 | 35 | Metres | 77.32
[22 empty] | 11kV Reticulation – Underground | 202380 | 60 | Metres | 122.98
[22 empty] | Line / Site Markers (hard plastic) | 5465 | 20 | Each | 0
[22 empty] | 22kV, 33kV Reticulation – Overhead (Rural) | 202490 | 35 | Metres | 42
[22 empty] | 22kV, 33kV Reticulation – Overhead (Metro) | 202490 | 35 | Metres | 77.32
[22 empty] | 22kV, 33kV Reticulation – Underground | 202385 | 60 | Metres | 122.98
[22 empty] | Street Lights | 5555 | 15 | Each | 1240
[22 empty] | Distribution airbreak switches and fuse gear | 5570 | 35 | Each | 5600
[22 empty] | Distribution Reclosers | 5575 | 20 | Each | 18500
[22 empty] | Unique | [insert number] | [insert number] | [insert number] | [insert number]
Actual Table is located in 04/05 BA304:BE335

## Nov13
COMMERCIAL IN CONFIDENCE
Power Networks Gifted Asset Ledger - 2013/2014 Financial Year, NOV 13 Report
Project Title | Street Name | LAIS No. | Developer | File number | New Lot No.s | Survey Plan No. | Substation No | Feeder No. | Drg No. | Asset Description | Look up Category | Quantity | Unit | Unit Rate | Asset Value | Asset Value (plus 15%) | Date of Acceptance of Asset | Defect Liability Period | Action Officer | Batch Number | Comments
[22 empty] | Description | Look up category | Estimated life | Unit | Rate
[22 empty] | Items with one year life eg landscaping and consultancies that are not attached to asset | 9999 | 1 | No | 0
[22 empty] | Ground level substn (101 - 300 kVA) - less tx (Superceded) | 5292 | 35 | Each | 12500
[22 empty] | Ground level substn (500 kVA) - less tx (Superceded) | 5294 | 35 | Each | 16300
[22 empty] | Ground level substn (750 kVA) - less tx (Superceded) | 5296 | 35 | Each | 18200
[22 empty] | Ground level substn (1000 kVA and up) - less tx (Superceded) | 5298 | 35 | Each | 21100
[22 empty] | Single Pole Substation Structure (SPS) less pole and tx | 202250 | 35 | Each | 8300
[22 empty] | Single Pole Substation Structure (SPS) single phase less pole and tx | 202250 | 35 | Each | 8300
[22 empty] | Pole & half Substation Structure (PHS) less poles and tx | 202251 | 35 | Each | 10200
[22 empty] | Double Pole Substation Structure (DPS) less poles and tx (Superceded) | 5320 | 35 | Each | 12100
[22 empty] | Package substation 300kVA | 202010 | 35 | Each | 32822.48
[22 empty] | Package substation 500kVA incl 4way Striple | 202020 | 35 | Each | 37173.68
[22 empty] | Package substation 750kVA incl 4way Striple | 202030 | 35 | Each | 41517.68
[22 empty] | Indoor Substation (excl circuit breaker panels, switchgear, tx) | 202350 | 35 | Each | 52000
[22 empty] | Transformer 16kVA single phase | 202210 | 35 | Each | 1500
[22 empty] | Transformer 25kVA | 202210 | 35 | Each | 2900
[22 empty] | Transformer 63kVA | 202210 | 35 | Each | 4200
[22 empty] | Transformer 100kVA | 202210 | 35 | Each | 5900
[22 empty] | Transformer 200kVA | 202220 | 35 | Each | 8500
[22 empty] | Transformer 300kVA | 202230 | 35 | Each | 10000
[22 empty] | Transformer 500kVA | 202240 | 35 | Each | 15000
[22 empty] | Transformer 750kVA | 202241 | 35 | Each | 20000
[22 empty] | Transformer 1000kVA | 202242 | 35 | Each | 30000
[22 empty] | Three way Magnefix MD4 | 5395 | 35 | Each | 8000
[22 empty] | Four way Magnefix MD5 | 5395 | 35 | Each | 10000
[22 empty] | Four way Schnieder RM6 | 202355 | 35 | Each | 32000
[22 empty] | LV Reticulation – Overhead (Bare conductors) | 202460 | 35 | Metres | 51
[22 empty] | LV Reticulation – Overhead without Poles (Bare conductors) | 202465 | 35 | Metres | 20
[22 empty] | LV Reticulation – Overhead (ABC conductors) | 202470 | 35 | Metres | 49
[22 empty] | LV Reticulation – Overhead without Poles (ABC conductors) | 202480 | 35 | Metres | 14
[22 empty] | LV Reticulation – Underground | 202530 | 60 | Metres | 93.55
[22 empty] | LV Reticulation – Underground without Trenches | 5430 | 60 | Metres | 47.23
[22 empty] | URD Pillar | 202455 | 60 | Each | 685.2
[22 empty] | URD link pillar | 202456 | 60 | Each | 628.8
[22 empty] | Distribution pillar | 202457 | 60 | Each | 1806
[22 empty] | 11kV Reticulation – Overhead | 202485 | 35 | Metres | 77.32
[22 empty] | 11kV Reticulation – Underground | 202380 | 60 | Metres | 122.98
[22 empty] | Line / Site Markers (hard plastic) | 5465 | 20 | Each | 0
[22 empty] | 22kV, 33kV Reticulation – Overhead (Rural) | 202490 | 35 | Metres | 42
[22 empty] | 22kV, 33kV Reticulation – Overhead (Metro) | 202490 | 35 | Metres | 77.32
[22 empty] | 22kV, 33kV Reticulation – Underground | 202385 | 60 | Metres | 122.98
[22 empty] | Street Lights | 5555 | 15 | Each | 1240
[22 empty] | Distribution airbreak switches and fuse gear | 5570 | 35 | Each | 5600
[22 empty] | Distribution Reclosers | 5575 | 20 | Each | 18500
[22 empty] | Unique | [insert number] | [insert number] | [insert number] | [insert number]
Actual Table is located in 04/05 BA304:BE335

## Dec13
COMMERCIAL IN CONFIDENCE
Power Networks Gifted Asset Ledger - 2013/2014 Financial Year, DEC 13 Report
Project Title | Street Name | LAIS No. | Developer | File number | New Lot No.s | Survey Plan No. | Substation No | Feeder No. | Drg No. | Asset Description | Look up Category | Quantity | Unit | Unit Rate | Asset Value | Asset Value (plus 15%) | Date of Acceptance of Asset | Defect Liability Period | Action Officer | Batch Number | Comments
[22 empty] | Description | Look up category | Estimated life | Unit | Rate
[22 empty] | Items with one year life eg landscaping and consultancies that are not attached to asset | 9999 | 1 | No | 0
[22 empty] | Ground level substn (101 - 300 kVA) - less tx (Superceded) | 5292 | 35 | Each | 12500
[22 empty] | Ground level substn (500 kVA) - less tx (Superceded) | 5294 | 35 | Each | 16300
[22 empty] | Ground level substn (750 kVA) - less tx (Superceded) | 5296 | 35 | Each | 18200
[22 empty] | Ground level substn (1000 kVA and up) - less tx (Superceded) | 5298 | 35 | Each | 21100
[22 empty] | Single Pole Substation Structure (SPS) less pole and tx | 202250 | 35 | Each | 8300
[22 empty] | Single Pole Substation Structure (SPS) single phase less pole and tx | 202250 | 35 | Each | 8300
[22 empty] | Pole & half Substation Structure (PHS) less poles and tx | 202251 | 35 | Each | 10200
[22 empty] | Double Pole Substation Structure (DPS) less poles and tx (Superceded) | 5320 | 35 | Each | 12100
[22 empty] | Package substation 300kVA | 202010 | 35 | Each | 32822.48
[22 empty] | Package substation 500kVA incl 4way Striple | 202020 | 35 | Each | 37173.68
[22 empty] | Package substation 750kVA incl 4way Striple | 202030 | 35 | Each | 41517.68
[22 empty] | Indoor Substation (excl circuit breaker panels, switchgear, tx) | 202350 | 35 | Each | 52000
[22 empty] | Transformer 16kVA single phase | 202210 | 35 | Each | 1500
[22 empty] | Transformer 25kVA | 202210 | 35 | Each | 2900
[22 empty] | Transformer 63kVA | 202210 | 35 | Each | 4200
[22 empty] | Transformer 100kVA | 202210 | 35 | Each | 5900
[22 empty] | Transformer 200kVA | 202220 | 35 | Each | 8500
[22 empty] | Transformer 300kVA | 202230 | 35 | Each | 10000
[22 empty] | Transformer 500kVA | 202240 | 35 | Each | 15000
[22 empty] | Transformer 750kVA | 202241 | 35 | Each | 20000
[22 empty] | Transformer 1000kVA | 202242 | 35 | Each | 30000
[22 empty] | Three way Magnefix MD4 | 5395 | 35 | Each | 8000
[22 empty] | Four way Magnefix MD5 | 5395 | 35 | Each | 10000
[22 empty] | Four way Schnieder RM6 | 202355 | 35 | Each | 32000
[22 empty] | LV Reticulation – Overhead (Bare conductors) | 202460 | 35 | Metres | 51
[22 empty] | LV Reticulation – Overhead without Poles (Bare conductors) | 202465 | 35 | Metres | 20
[22 empty] | LV Reticulation – Overhead (ABC conductors) | 202470 | 35 | Metres | 49
[22 empty] | LV Reticulation – Overhead without Poles (ABC conductors) | 202480 | 35 | Metres | 14
[22 empty] | LV Reticulation – Underground | 202530 | 60 | Metres | 93.55
[22 empty] | LV Reticulation – Underground without Trenches | 5430 | 60 | Metres | 47.23
[22 empty] | URD Pillar | 202455 | 60 | Each | 685.2
[22 empty] | URD link pillar | 202456 | 60 | Each | 628.8
[22 empty] | Distribution pillar | 202457 | 60 | Each | 1806
[22 empty] | 11kV Reticulation – Overhead | 202485 | 35 | Metres | 77.32
[22 empty] | 11kV Reticulation – Underground | 202380 | 60 | Metres | 122.98
[22 empty] | Line / Site Markers (hard plastic) | 5465 | 20 | Each | 0
[22 empty] | 22kV, 33kV Reticulation – Overhead (Rural) | 202490 | 35 | Metres | 42
[22 empty] | 22kV, 33kV Reticulation – Overhead (Metro) | 202490 | 35 | Metres | 77.32
[22 empty] | 22kV, 33kV Reticulation – Underground | 202385 | 60 | Metres | 122.98
[22 empty] | Street Lights | 5555 | 15 | Each | 1240
[22 empty] | Distribution airbreak switches and fuse gear | 5570 | 35 | Each | 5600
[22 empty] | Distribution Reclosers | 5575 | 20 | Each | 18500
[22 empty] | Unique | [insert number] | [insert number] | [insert number] | [insert number]
Actual Table is located in 04/05 BA304:BE335

## Jan14
COMMERCIAL IN CONFIDENCE
Power Networks Gifted Asset Ledger - 2013/2014 Financial Year, JAN 14 Report
Project Title | Street Name | LAIS No. | Developer | File number | New Lot No.s | Survey Plan No. | Substation No | Feeder No. | Drg No. | Asset Description | Look up Category | Quantity | Unit | Unit Rate | Asset Value | Asset Value (plus 15%) | Date of Acceptance of Asset | Defect Liability Period | Action Officer | Batch Number | Comments
[22 empty] | Description | Look up category | Estimated life | Unit | Rate
[22 empty] | Items with one year life eg landscaping and consultancies that are not attached to asset | 9999 | 1 | No | 0
[22 empty] | Ground level substn (101 - 300 kVA) - less tx (Superceded) | 5292 | 35 | Each | 12500
[22 empty] | Ground level substn (500 kVA) - less tx (Superceded) | 5294 | 35 | Each | 16300
[22 empty] | Ground level substn (750 kVA) - less tx (Superceded) | 5296 | 35 | Each | 18200
[22 empty] | Ground level substn (1000 kVA and up) - less tx (Superceded) | 5298 | 35 | Each | 21100
[22 empty] | Single Pole Substation Structure (SPS) less pole and tx | 202250 | 35 | Each | 8300
[22 empty] | Single Pole Substation Structure (SPS) single phase less pole and tx | 202250 | 35 | Each | 8300
[22 empty] | Pole & half Substation Structure (PHS) less poles and tx | 202251 | 35 | Each | 10200
[22 empty] | Double Pole Substation Structure (DPS) less poles and tx (Superceded) | 5320 | 35 | Each | 12100
[22 empty] | Package substation 300kVA | 202010 | 35 | Each | 32822.48
[22 empty] | Package substation 500kVA incl 4way Striple | 202020 | 35 | Each | 37173.68
[22 empty] | Package substation 750kVA incl 4way Striple | 202030 | 35 | Each | 41517.68
[22 empty] | Indoor Substation (excl circuit breaker panels, switchgear, tx) | 202350 | 35 | Each | 52000
[22 empty] | Transformer 16kVA single phase | 202210 | 35 | Each | 1500
[22 empty] | Transformer 25kVA | 202210 | 35 | Each | 2900
[22 empty] | Transformer 63kVA | 202210 | 35 | Each | 4200
[22 empty] | Transformer 100kVA | 202210 | 35 | Each | 5900
[22 empty] | Transformer 200kVA | 202220 | 35 | Each | 8500
[22 empty] | Transformer 300kVA | 202230 | 35 | Each | 10000
[22 empty] | Transformer 500kVA | 202240 | 35 | Each | 15000
[22 empty] | Transformer 750kVA | 202241 | 35 | Each | 20000
[22 empty] | Transformer 1000kVA | 202242 | 35 | Each | 30000
[22 empty] | Three way Magnefix MD4 | 5395 | 35 | Each | 8000
[22 empty] | Four way Magnefix MD5 | 5395 | 35 | Each | 10000
[22 empty] | Four way Schnieder RM6 | 202355 | 35 | Each | 32000
[22 empty] | LV Reticulation – Overhead (Bare conductors) | 202460 | 35 | Metres | 51
[22 empty] | LV Reticulation – Overhead without Poles (Bare conductors) | 202465 | 35 | Metres | 20
[22 empty] | LV Reticulation – Overhead (ABC conductors) | 202470 | 35 | Metres | 49
[22 empty] | LV Reticulation – Overhead without Poles (ABC conductors) | 202480 | 35 | Metres | 14
[22 empty] | LV Reticulation – Underground | 202530 | 60 | Metres | 93.55
[22 empty] | LV Reticulation – Underground without Trenches | 5430 | 60 | Metres | 47.23
[22 empty] | URD Pillar | 202455 | 60 | Each | 685.2
[22 empty] | URD link pillar | 202456 | 60 | Each | 628.8
[22 empty] | Distribution pillar | 202457 | 60 | Each | 1806
[22 empty] | 11kV Reticulation – Overhead | 202485 | 35 | Metres | 77.32
[22 empty] | 11kV Reticulation – Underground | 202380 | 60 | Metres | 122.98
[22 empty] | Line / Site Markers (hard plastic) | 5465 | 20 | Each | 0
[22 empty] | 22kV, 33kV Reticulation – Overhead (Rural) | 202490 | 35 | Metres | 42
[22 empty] | 22kV, 33kV Reticulation – Overhead (Metro) | 202490 | 35 | Metres | 77.32
[22 empty] | 22kV, 33kV Reticulation – Underground | 202385 | 60 | Metres | 122.98
[22 empty] | Street Lights | 5555 | 15 | Each | 1240
[22 empty] | Distribution airbreak switches and fuse gear | 5570 | 35 | Each | 15000
[22 empty] | Distribution Reclosers | 5575 | 20 | Each | 28500
[22 empty] | Unique | [insert number] | [insert number] | [insert number] | [insert number]
Actual Table is located in 04/05 BA304:BE335

## Feb14
COMMERCIAL IN CONFIDENCE
Power Networks Gifted Asset Ledger - 2013/2014 Financial Year, FEB 14 Report
Project Title | Street Name | LAIS No. | Developer | File number | New Lot No.s | Survey Plan No. | Substation No | Feeder No. | Drg No. | Asset Description | Look up Category | Quantity | Unit | Unit Rate | Asset Value | Asset Value (plus 15%) | Date of Acceptance of Asset | Defect Liability Period | Action Officer | Batch Number | Comments
[22 empty] | Description | Look up category | Estimated life | Unit | Rate
[22 empty] | Items with one year life eg landscaping and consultancies that are not attached to asset | 9999 | 1 | No | 0
[22 empty] | Ground level substn (101 - 300 kVA) - less tx (Superceded) | 5292 | 35 | Each | 12500
[22 empty] | Ground level substn (500 kVA) - less tx (Superceded) | 5294 | 35 | Each | 16300
[22 empty] | Ground level substn (750 kVA) - less tx (Superceded) | 5296 | 35 | Each | 18200
[22 empty] | Ground level substn (1000 kVA and up) - less tx (Superceded) | 5298 | 35 | Each | 21100
[22 empty] | Single Pole Substation Structure (SPS) less pole and tx | 202250 | 35 | Each | 8300
[22 empty] | Single Pole Substation Structure (SPS) single phase less pole and tx | 202250 | 35 | Each | 8300
[22 empty] | Pole & half Substation Structure (PHS) less poles and tx | 202251 | 35 | Each | 10200
[22 empty] | Double Pole Substation Structure (DPS) less poles and tx (Superceded) | 5320 | 35 | Each | 12100
[22 empty] | Package substation 300kVA | 202010 | 35 | Each | 32822.48
[22 empty] | Package substation 500kVA incl 4way Striple | 202020 | 35 | Each | 37173.68
[22 empty] | Package substation 750kVA incl 4way Striple | 202030 | 35 | Each | 41517.68
[22 empty] | Indoor Substation (excl circuit breaker panels, switchgear, tx) | 202350 | 35 | Each | 52000
[22 empty] | Transformer 16kVA single phase | 202210 | 35 | Each | 1500
[22 empty] | Transformer 25kVA | 202210 | 35 | Each | 2900
[22 empty] | Transformer 63kVA | 202210 | 35 | Each | 4200
[22 empty] | Transformer 100kVA | 202210 | 35 | Each | 5900
[22 empty] | Transformer 200kVA | 202220 | 35 | Each | 8500
[22 empty] | Transformer 300kVA | 202230 | 35 | Each | 10000
[22 empty] | Transformer 500kVA | 202240 | 35 | Each | 15000
[22 empty] | Transformer 750kVA | 202241 | 35 | Each | 20000
[22 empty] | Transformer 1000kVA | 202242 | 35 | Each | 30000
[22 empty] | Three way Magnefix MD4 | 5395 | 35 | Each | 8000
[22 empty] | Four way Magnefix MD5 | 5395 | 35 | Each | 10000
[22 empty] | Four way Schnieder RM6 | 202355 | 35 | Each | 32000
[22 empty] | LV Reticulation – Overhead (Bare conductors) | 202460 | 35 | Metres | 51
[22 empty] | LV Reticulation – Overhead without Poles (Bare conductors) | 202465 | 35 | Metres | 20
[22 empty] | LV Reticulation – Overhead (ABC conductors) | 202470 | 35 | Metres | 49
[22 empty] | LV Reticulation – Overhead without Poles (ABC conductors) | 202480 | 35 | Metres | 14
[22 empty] | LV Reticulation – Underground | 202530 | 60 | Metres | 93.55
[22 empty] | LV Reticulation – Underground without Trenches | 5430 | 60 | Metres | 47.23
[22 empty] | URD Pillar | 202455 | 60 | Each | 685.2
[22 empty] | URD link pillar | 202456 | 60 | Each | 628.8
[22 empty] | Distribution pillar | 202457 | 60 | Each | 1806
[22 empty] | 11kV Reticulation – Overhead | 202485 | 35 | Metres | 77.32
[22 empty] | 11kV Reticulation – Underground | 202380 | 60 | Metres | 122.98
[22 empty] | Line / Site Markers (hard plastic) | 5465 | 20 | Each | 0
[22 empty] | 22kV, 33kV Reticulation – Overhead (Rural) | 202490 | 35 | Metres | 42
[22 empty] | 22kV, 33kV Reticulation – Overhead (Metro) | 202490 | 35 | Metres | 77.32
[22 empty] | 22kV, 33kV Reticulation – Underground | 202385 | 60 | Metres | 122.98
[22 empty] | Street Lights | 5555 | 15 | Each | 1240
[22 empty] | Distribution airbreak switches and fuse gear | 5570 | 35 | Each | 15000
[22 empty] | Distribution Reclosers | 5575 | 20 | Each | 28500
[22 empty] | Unique | [insert number] | [insert number] | [insert number] | [insert number]
Actual Table is located in 04/05 BA304:BE335

## Mar14
COMMERCIAL IN CONFIDENCE
Power Networks Gifted Asset Ledger - 2013/2014 Financial Year, MAR 14 Report
Project Title | Street Name | LAIS No. | Developer | File number | New Lot No.s | Survey Plan No. | Substation No | Feeder No. | Drg No. | Asset Description | Look up Category | Quantity | Unit | Unit Rate | Asset Value | Asset Value (plus 15%) | Date of Acceptance of Asset | Defect Liability Period | Action Officer | Batch Number | Comments
[22 empty] | Description | Look up category | Estimated life | Unit | Rate
[22 empty] | Items with one year life eg landscaping and consultancies that are not attached to asset | 9999 | 1 | No | 0
[22 empty] | Ground level substn (101 - 300 kVA) - less tx (Superceded) | 5292 | 35 | Each | 12500
[22 empty] | Ground level substn (500 kVA) - less tx (Superceded) | 5294 | 35 | Each | 16300
[22 empty] | Ground level substn (750 kVA) - less tx (Superceded) | 5296 | 35 | Each | 18200
[22 empty] | Ground level substn (1000 kVA and up) - less tx (Superceded) | 5298 | 35 | Each | 21100
[22 empty] | Single Pole Substation Structure (SPS) less pole and tx | 202250 | 35 | Each | 8300
[22 empty] | Single Pole Substation Structure (SPS) single phase less pole and tx | 202250 | 35 | Each | 8300
[22 empty] | Pole & half Substation Structure (PHS) less poles and tx | 202251 | 35 | Each | 10200
[22 empty] | Double Pole Substation Structure (DPS) less poles and tx (Superceded) | 5320 | 35 | Each | 12100
[22 empty] | Package substation 300kVA | 202010 | 35 | Each | 32822.48
[22 empty] | Package substation 500kVA incl 4way Striple | 202020 | 35 | Each | 37173.68
[22 empty] | Package substation 750kVA incl 4way Striple | 202030 | 35 | Each | 41517.68
[22 empty] | Indoor Substation (excl circuit breaker panels, switchgear, tx) | 202350 | 35 | Each | 52000
[22 empty] | Transformer 16kVA single phase | 202210 | 35 | Each | 1500
[22 empty] | Transformer 25kVA | 202210 | 35 | Each | 2900
[22 empty] | Transformer 63kVA | 202210 | 35 | Each | 4200
[22 empty] | Transformer 100kVA | 202210 | 35 | Each | 5900
[22 empty] | Transformer 200kVA | 202220 | 35 | Each | 8500
[22 empty] | Transformer 300kVA | 202230 | 35 | Each | 10000
[22 empty] | Transformer 500kVA | 202240 | 35 | Each | 15000
[22 empty] | Transformer 750kVA | 202241 | 35 | Each | 20000
[22 empty] | Transformer 1000kVA | 202242 | 35 | Each | 30000
[22 empty] | Three way Magnefix MD4 | 5395 | 35 | Each | 8000
[22 empty] | Four way Magnefix MD5 | 5395 | 35 | Each | 10000
[22 empty] | Four way Schnieder RM6 | 202355 | 35 | Each | 32000
[22 empty] | LV Reticulation – Overhead (Bare conductors) | 202460 | 35 | Metres | 51
[22 empty] | LV Reticulation – Overhead without Poles (Bare conductors) | 202465 | 35 | Metres | 20
[22 empty] | LV Reticulation – Overhead (ABC conductors) | 202470 | 35 | Metres | 49
[22 empty] | LV Reticulation – Overhead without Poles (ABC conductors) | 202480 | 35 | Metres | 14
[22 empty] | LV Reticulation – Underground | 202530 | 60 | Metres | 93.55
[22 empty] | LV Reticulation – Underground without Trenches | 5430 | 60 | Metres | 47.23
[22 empty] | URD Pillar | 202455 | 60 | Each | 685.2
[22 empty] | URD link pillar | 202456 | 60 | Each | 628.8
[22 empty] | Distribution pillar | 202457 | 60 | Each | 1806
[22 empty] | 11kV Reticulation – Overhead | 202485 | 35 | Metres | 77.32
[22 empty] | 11kV Reticulation – Underground | 202380 | 60 | Metres | 122.98
[22 empty] | Line / Site Markers (hard plastic) | 5465 | 20 | Each | 0
[22 empty] | 22kV, 33kV Reticulation – Overhead (Rural) | 202490 | 35 | Metres | 42
[22 empty] | 22kV, 33kV Reticulation – Overhead (Metro) | 202490 | 35 | Metres | 77.32
[22 empty] | 22kV, 33kV Reticulation – Underground | 202385 | 60 | Metres | 122.98
[22 empty] | Street Lights | 5555 | 15 | Each | 1240
[22 empty] | Distribution airbreak switches and fuse gear | 5570 | 35 | Each | 15000
[22 empty] | Distribution Reclosers | 5575 | 20 | Each | 28500
[22 empty] | Unique | [insert number] | [insert number] | [insert number] | [insert number]
Actual Table is located in 04/05 BA304:BE335

## Apr14
COMMERCIAL IN CONFIDENCE
Power Networks Gifted Asset Ledger - 2013/2014 Financial Year, APR 14 Report
Project Title | Street Name | LAIS No. | Developer | File number | New Lot No.s | Survey Plan No. | Substation No | Feeder No. | Drg No. | Asset Description | Look up Category | Quantity | Unit | Unit Rate | Asset Value | Asset Value (plus 15%) | Date of Acceptance of Asset | Defect Liability Period | Action Officer | Batch Number | Comments
[22 empty] | Description | Look up category | Estimated life | Unit | Rate
[22 empty] | Items with one year life eg landscaping and consultancies that are not attached to asset | 9999 | 1 | No | 0
[22 empty] | Ground level substn (101 - 300 kVA) - less tx (Superceded) | 5292 | 35 | Each | 12500
[22 empty] | Ground level substn (500 kVA) - less tx (Superceded) | 5294 | 35 | Each | 16300
[22 empty] | Ground level substn (750 kVA) - less tx (Superceded) | 5296 | 35 | Each | 18200
[22 empty] | Ground level substn (1000 kVA and up) - less tx (Superceded) | 5298 | 35 | Each | 21100
[22 empty] | Single Pole Substation Structure (SPS) less pole and tx | 202250 | 35 | Each | 8300
[22 empty] | Single Pole Substation Structure (SPS) single phase less pole and tx | 202250 | 35 | Each | 8300
[22 empty] | Pole & half Substation Structure (PHS) less poles and tx | 202251 | 35 | Each | 10200
[22 empty] | Double Pole Substation Structure (DPS) less poles and tx (Superceded) | 5320 | 35 | Each | 12100
[22 empty] | Package substation 300kVA | 202010 | 35 | Each | 32822.48
[22 empty] | Package substation 500kVA incl 4way Striple | 202020 | 35 | Each | 37173.68
[22 empty] | Package substation 750kVA incl 4way Striple | 202030 | 35 | Each | 41517.68
[22 empty] | Indoor Substation (excl circuit breaker panels, switchgear, tx) | 202350 | 35 | Each | 52000
[22 empty] | Transformer 16kVA single phase | 202210 | 35 | Each | 1500
[22 empty] | Transformer 25kVA | 202210 | 35 | Each | 2900
[22 empty] | Transformer 63kVA | 202210 | 35 | Each | 4200
[22 empty] | Transformer 100kVA | 202210 | 35 | Each | 5900
[22 empty] | Transformer 200kVA | 202220 | 35 | Each | 8500
[22 empty] | Transformer 300kVA | 202230 | 35 | Each | 10000
[22 empty] | Transformer 500kVA | 202240 | 35 | Each | 15000
[22 empty] | Transformer 750kVA | 202241 | 35 | Each | 20000
[22 empty] | Transformer 1000kVA | 202242 | 35 | Each | 30000
[22 empty] | Three way Magnefix MD4 | 5395 | 35 | Each | 8000
[22 empty] | Four way Magnefix MD5 | 5395 | 35 | Each | 10000
[22 empty] | Four way Schnieder RM6 | 202355 | 35 | Each | 32000
[22 empty] | LV Reticulation – Overhead (Bare conductors) | 202460 | 35 | Metres | 51
[22 empty] | LV Reticulation – Overhead without Poles (Bare conductors) | 202465 | 35 | Metres | 20
[22 empty] | LV Reticulation – Overhead (ABC conductors) | 202470 | 35 | Metres | 49
[22 empty] | LV Reticulation – Overhead without Poles (ABC conductors) | 202480 | 35 | Metres | 14
[22 empty] | LV Reticulation – Underground | 202530 | 60 | Metres | 93.55
[22 empty] | LV Reticulation – Underground without Trenches | 5430 | 60 | Metres | 47.23
[22 empty] | URD Pillar | 202455 | 60 | Each | 685.2
[22 empty] | URD link pillar | 202456 | 60 | Each | 628.8
[22 empty] | Distribution pillar | 202457 | 60 | Each | 1806
[22 empty] | 11kV Reticulation – Overhead | 202485 | 35 | Metres | 77.32
[22 empty] | 11kV Reticulation – Underground | 202380 | 60 | Metres | 122.98
[22 empty] | Line / Site Markers (hard plastic) | 5465 | 20 | Each | 0
[22 empty] | 22kV, 33kV Reticulation – Overhead (Rural) | 202490 | 35 | Metres | 42
[22 empty] | 22kV, 33kV Reticulation – Overhead (Metro) | 202490 | 35 | Metres | 77.32
[22 empty] | 22kV, 33kV Reticulation – Underground | 202385 | 60 | Metres | 122.98
[22 empty] | Street Lights | 5555 | 15 | Each | 1240
[22 empty] | Distribution airbreak switches and fuse gear | 5570 | 35 | Each | 15000
[22 empty] | Distribution Reclosers | 5575 | 20 | Each | 28500
[22 empty] | Unique | [insert number] | [insert number] | [insert number] | [insert number]
Actual Table is located in 04/05 BA304:BE335

## May14
COMMERCIAL IN CONFIDENCE
Power Networks Gifted Asset Ledger - 2013/2014 Financial Year, MAY 14 Report
Project Title | Street Name | LAIS No. | Developer | File number | New Lot No.s | Survey Plan No. | Substation No | Feeder No. | Drg No. | Asset Description | Look up Category | Quantity | Unit | Unit Rate | Asset Value | Asset Value (plus 15%) | Date of Acceptance of Asset | Defect Liability Period | Action Officer | Batch Number | Comments
[22 empty] | Description | Look up category | Estimated life | Unit | Rate
[22 empty] | Items with one year life eg landscaping and consultancies that are not attached to asset | 9999 | 1 | No | 0
[22 empty] | Ground level substn (101 - 300 kVA) - less tx (Superceded) | 5292 | 35 | Each | 12500
[22 empty] | Ground level substn (500 kVA) - less tx (Superceded) | 5294 | 35 | Each | 16300
[22 empty] | Ground level substn (750 kVA) - less tx (Superceded) | 5296 | 35 | Each | 18200
[22 empty] | Ground level substn (1000 kVA and up) - less tx (Superceded) | 5298 | 35 | Each | 21100
[22 empty] | Single Pole Substation Structure (SPS) less pole and tx | 202250 | 35 | Each | 8300
[22 empty] | Single Pole Substation Structure (SPS) single phase less pole and tx | 202250 | 35 | Each | 8300
[22 empty] | Pole & half Substation Structure (PHS) less poles and tx | 202251 | 35 | Each | 10200
[22 empty] | Double Pole Substation Structure (DPS) less poles and tx (Superceded) | 5320 | 35 | Each | 12100
[22 empty] | Package substation 300kVA | 202010 | 35 | Each | 32822.48
[22 empty] | Package substation 500kVA incl 4way Striple | 202020 | 35 | Each | 37173.68
[22 empty] | Package substation 750kVA incl 4way Striple | 202030 | 35 | Each | 41517.68
[22 empty] | Indoor Substation (excl circuit breaker panels, switchgear, tx) | 202350 | 35 | Each | 52000
[22 empty] | Transformer 16kVA single phase | 202210 | 35 | Each | 1500
[22 empty] | Transformer 25kVA | 202210 | 35 | Each | 2900
[22 empty] | Transformer 63kVA | 202210 | 35 | Each | 4200
[22 empty] | Transformer 100kVA | 202210 | 35 | Each | 5900
[22 empty] | Transformer 200kVA | 202220 | 35 | Each | 8500
[22 empty] | Transformer 300kVA | 202230 | 35 | Each | 10000
[22 empty] | Transformer 500kVA | 202240 | 35 | Each | 15000
[22 empty] | Transformer 750kVA | 202241 | 35 | Each | 20000
[22 empty] | Transformer 1000kVA | 202242 | 35 | Each | 30000
[22 empty] | Three way Magnefix MD4 | 5395 | 35 | Each | 8000
[22 empty] | Four way Magnefix MD5 | 5395 | 35 | Each | 10000
[22 empty] | Four way Schnieder RM6 | 202355 | 35 | Each | 32000
[22 empty] | LV Reticulation – Overhead (Bare conductors) | 202460 | 35 | Metres | 51
[22 empty] | LV Reticulation – Overhead without Poles (Bare conductors) | 202465 | 35 | Metres | 20
[22 empty] | LV Reticulation – Overhead (ABC conductors) | 202470 | 35 | Metres | 49
[22 empty] | LV Reticulation – Overhead without Poles (ABC conductors) | 202480 | 35 | Metres | 14
[22 empty] | LV Reticulation – Underground | 202530 | 60 | Metres | 93.55
[22 empty] | LV Reticulation – Underground without Trenches | 5430 | 60 | Metres | 47.23
[22 empty] | URD Pillar | 202455 | 60 | Each | 685.2
[22 empty] | URD link pillar | 202456 | 60 | Each | 628.8
[22 empty] | Distribution pillar | 202457 | 60 | Each | 1806
[22 empty] | 11kV Reticulation – Overhead | 202485 | 35 | Metres | 77.32
[22 empty] | 11kV Reticulation – Underground | 202380 | 60 | Metres | 122.98
[22 empty] | Line / Site Markers (hard plastic) | 5465 | 20 | Each | 0
[22 empty] | 22kV, 33kV Reticulation – Overhead (Rural) | 202490 | 35 | Metres | 42
[22 empty] | 22kV, 33kV Reticulation – Overhead (Metro) | 202490 | 35 | Metres | 77.32
[22 empty] | 22kV, 33kV Reticulation – Underground | 202385 | 60 | Metres | 122.98
[22 empty] | Street Lights | 5555 | 15 | Each | 1240
[22 empty] | Distribution airbreak switches and fuse gear | 5570 | 35 | Each | 15000
[22 empty] | Distribution Reclosers | 5575 | 20 | Each | 28500
[22 empty] | Unique | [insert number] | [insert number] | [insert number] | [insert number]
Actual Table is located in 04/05 BA304:BE335

## Jun14
COMMERCIAL IN CONFIDENCE
Power Networks Gifted Asset Ledger - 2013/2014 Financial Year, JUNE 14 Report
Project Title | Street Name | LAIS No. | Developer | File number | New Lot No.s | Survey Plan No. | Substation No | Feeder No. | Drg No. | Asset Description | Look up Category | Quantity | Unit | Unit Rate | Asset Value | Asset Value (plus 15%) | Date of Acceptance of Asset | Defect Liability Period | Action Officer | Batch Number | Comments
[22 empty] | Description | Look up category | Estimated life | Unit | Rate
[22 empty] | Items with one year life eg landscaping and consultancies that are not attached to asset | 9999 | 1 | No | 0
[22 empty] | Ground level substn (101 - 300 kVA) - less tx (Superceded) | 5292 | 35 | Each | 12500
[22 empty] | Ground level substn (500 kVA) - less tx (Superceded) | 5294 | 35 | Each | 16300
[22 empty] | Ground level substn (750 kVA) - less tx (Superceded) | 5296 | 35 | Each | 18200
[22 empty] | Ground level substn (1000 kVA and up) - less tx (Superceded) | 5298 | 35 | Each | 21100
[22 empty] | Single Pole Substation Structure (SPS) less pole and tx | 202250 | 35 | Each | 8300
[22 empty] | Single Pole Substation Structure (SPS) single phase less pole and tx | 202250 | 35 | Each | 8300
[22 empty] | Pole & half Substation Structure (PHS) less poles and tx | 202251 | 35 | Each | 10200
[22 empty] | Double Pole Substation Structure (DPS) less poles and tx (Superceded) | 5320 | 35 | Each | 12100
[22 empty] | Package substation 300kVA | 202010 | 35 | Each | 32822.48
[22 empty] | Package substation 500kVA incl 4way Striple | 202020 | 35 | Each | 37173.68
[22 empty] | Package substation 750kVA incl 4way Striple | 202030 | 35 | Each | 41517.68
[22 empty] | Indoor Substation (excl circuit breaker panels, switchgear, tx) | 202350 | 35 | Each | 52000
[22 empty] | Transformer 16kVA single phase | 202210 | 35 | Each | 1500
[22 empty] | Transformer 25kVA | 202210 | 35 | Each | 2900
[22 empty] | Transformer 63kVA | 202210 | 35 | Each | 4200
[22 empty] | Transformer 100kVA | 202210 | 35 | Each | 5900
[22 empty] | Transformer 200kVA | 202220 | 35 | Each | 8500
[22 empty] | Transformer 300kVA | 202230 | 35 | Each | 10000
[22 empty] | Transformer 500kVA | 202240 | 35 | Each | 15000
[22 empty] | Transformer 750kVA | 202241 | 35 | Each | 20000
[22 empty] | Transformer 1000kVA | 202242 | 35 | Each | 30000
[22 empty] | Three way Magnefix MD4 | 5395 | 35 | Each | 8000
[22 empty] | Four way Magnefix MD5 | 5395 | 35 | Each | 10000
[22 empty] | Four way Schnieder RM6 | 202355 | 35 | Each | 32000
[22 empty] | LV Reticulation – Overhead (Bare conductors) | 202460 | 35 | Metres | 51
[22 empty] | LV Reticulation – Overhead without Poles (Bare conductors) | 202465 | 35 | Metres | 20
[22 empty] | LV Reticulation – Overhead (ABC conductors) | 202470 | 35 | Metres | 49
[22 empty] | LV Reticulation – Overhead without Poles (ABC conductors) | 202480 | 35 | Metres | 14
[22 empty] | LV Reticulation – Underground | 202530 | 60 | Metres | 93.55
[22 empty] | LV Reticulation – Underground without Trenches | 5430 | 60 | Metres | 47.23
[22 empty] | URD Pillar | 202455 | 60 | Each | 685.2
[22 empty] | URD link pillar | 202456 | 60 | Each | 628.8
[22 empty] | Distribution pillar | 202457 | 60 | Each | 1806
[22 empty] | 11kV Reticulation – Overhead | 202485 | 35 | Metres | 77.32
[22 empty] | 11kV Reticulation – Underground | 202380 | 60 | Metres | 122.98
[22 empty] | Line / Site Markers (hard plastic) | 5465 | 20 | Each | 0
[22 empty] | 22kV, 33kV Reticulation – Overhead (Rural) | 202490 | 35 | Metres | 42
[22 empty] | 22kV, 33kV Reticulation – Overhead (Metro) | 202490 | 35 | Metres | 77.32
[22 empty] | 22kV, 33kV Reticulation – Underground | 202385 | 60 | Metres | 122.98
[22 empty] | Street Lights | 5555 | 15 | Each | 1240
[22 empty] | Distribution airbreak switches and fuse gear | 5570 | 35 | Each | 15000
[22 empty] | Distribution Reclosers | 5575 | 20 | Each | 28500
[22 empty] | Unique | [insert number] | [insert number] | [insert number] | [insert number]
Actual Table is located in 04/05 BA304:BE335

## Jul14
COMMERCIAL IN CONFIDENCE
PLEASE FILL IN ALL THE LIGHT BLUE FIELDS BELOW: |  | Power Networks Gifted Assets - 2014/2015 Financial Year, July 2014 Report (New Rates)
Fixed Column | Asset Description | Use Categories as per listing tab provided | Qty |  | Use Locations as per listing tab provided |  |  | FMS Acct Code Stream | [5 empty] | Auto | Default | Default | Please keep format as below including the full stops and spaces. FMS uses this to populate the relevant fields. This is used for the address/project name so that it can be easily identified in FMS. | Maximo ID | Default
Corporate Asset Book | Description | Category | Units | Cost | Asset Region | Asset Location | Service | Entity | Business Unit | Location | Activity | Cost Type | Date Placed In Service (Developer's Handover) | Asset Number | In Physical Inventory | Status | Descriptive Flexfield | Tag Number | Context
examples: | List - Text | List - Category | Count | Value | List - Location |  |  | List - Expense Account |  |  |  |  | Date | Text | List - Text | List - Text | Text | Text | Text
PWC FV | 11kV Reticulation – Underground | INF.UG Dist <66kV.55 | 525 | 74249.175 | DRW | JOHNSTON | PNOPUG | 21 | 204 | 11 | 26 | 325 | 2012-11-19 | BLANK | Yes | GIFTED | PWC..11180 TO 11231.JOHNSTON SUBDIVISION..URBEX No 107 P/L.METRES | MX115849 | PWC
PWC FV | Package substation 500kVA incl 4way Striple | BLD.ZSS.60 | 1 | 42749.732 | DRW | JOHNSTON | PNOPSS | 21 | 204 | 11 | 26 | 324 | 2012-11-19 | BLANK | Yes | GIFTED | PWC..11180 TO 11231.JOHNSTON SUBDIVISION..URBEX No 107 P/L.UNIT | MX115879 | PWC
PWC FV | 11kV 3ph Kiosk & Pad Mount 500kVA | INF.DT.45 | 1 | 73253.07 | DRW | DURACK | PNOPSS |  |  | Finance to Complete |  |  | 2014-07-28 |  | Yes | GIFTED | The Heights Subdivision CDU, Stage 5 & Stage 8, Lot 9765, Durack, Palmerston. New Substation 3306. | ? | PWC
PWC FV | 11kV UG Medium | INF.UG Dist <66kV.55 | 0.542 | 95374.656 | DRW | DURACK | PNOPUG |  |  | Finance to Complete |  |  | 2014-07-28 |  | Yes | GIFTED | The Heights Subdivision CDU, Stage 5 & Stage 8, Lot 9765, Durack, Palmerston. | ? | PWC
PWC FV | 415V UG Heavy | INF.UG Dist <66kV.56 | 0.722 | 116990.8584 | DRW | DURACK | PNOPUG |  |  | Finance to Complete |  |  | 2014-07-28 |  | Yes | GIFTED | The Heights Subdivision CDU, Stage 5 & Stage 8, Lot 9765, Durack, Palmerston. | ? | PWC
PWC FV | Pillar Service | INF.Distribution Equip.35 | 20 | 17224.6 | DRW | DURACK | PNOPUG |  |  | Finance to Complete |  |  | 2014-07-28 |  | Yes | GIFTED | The Heights Subdivision CDU, Stage 5 & Stage 8, Lot 9765, Durack, Palmerston. | ? | PWC
PWC FV | 11kV 3ph Kiosk & Pad Mount 500kVA | INF.DT.45 | 1 | 73253.07 | DRW | WOOLNER | PNOPSS |  |  | Finance to Complete |  |  | 2014-07-02 |  | Yes | GIFTED | Power supply to Rezoned Lot 7114, Bishop Street, Woolner, Darwin. New Substation 3274. | ? | PWC
PWC FV | 11kV UG Medium | INF.UG Dist <66kV.55 | 0.01 | 1759.68 | DRW | WOOLNER | PNOPUG |  |  | Finance to Complete |  |  | 2014-07-02 |  | Yes | GIFTED | Power supply to Rezoned Lot 7114, Bishop Street, Woolner, Darwin. | ? | PWC
PWC FV | 11kV 3ph Kiosk & Pad Mount 750kVA | INF.DT.45 | 1 | 78590.27 | DRW | WINNELLIE | PNOPSS |  |  | Finance to Complete |  |  | 2014-07-09 |  | Yes | GIFTED | Power supply to Consolidated Portions 1665 & 1666, Coonawarra Road, Winnellie, Darwin. New Substation 3261. | ? | PWC
PWC FV | 11kV UG Medium | INF.UG Dist <66kV.55 | 0.011 | 1935.648 | DRW | WINNELLIE | PNOPUG |  |  | Finance to Complete |  |  | 2014-07-09 |  | Yes | GIFTED | Power supply to Consolidated Portions 1665 & 1666, Coonawarra Road, Winnellie, Darwin. | ? | PWC
PWC FV | [9 empty] | Finance to Complete |  |  |  |  | Yes | GIFTED |  |  | PWC
PWC FV | [9 empty] | Finance to Complete |  |  |  |  | Yes | GIFTED |  |  | PWC
PWC FV | [9 empty] | Finance to Complete |  |  |  |  | Yes | GIFTED |  |  | PWC
PWC FV | [9 empty] | Finance to Complete |  |  |  |  | Yes | GIFTED |  |  | PWC
PWC FV | [9 empty] | Finance to Complete |  |  |  |  | Yes | GIFTED |  |  | PWC
PWC FV | [9 empty] | Finance to Complete |  |  |  |  | Yes | GIFTED |  |  | PWC
PWC FV | [9 empty] | Finance to Complete |  |  |  |  | Yes | GIFTED |  |  | PWC
PWC FV | [9 empty] | Finance to Complete |  |  |  |  | Yes | GIFTED |  |  | PWC
PWC FV | [9 empty] | Finance to Complete |  |  |  |  | Yes | GIFTED |  |  | PWC

## Aug14
COMMERCIAL IN CONFIDENCE
PLEASE FILL IN ALL THE LIGHT BLUE FIELDS BELOW: |  | Power Networks Gifted Assets - 2014/2015 Financial Year, August 2014 Report (New Rates)
Fixed Column | Asset Description | Use Categories as per listing tab provided | Qty |  | Use Locations as per listing tab provided |  |  | FMS Acct Code Stream | [5 empty] | Auto | Default | Default | Please keep format as below including the full stops and spaces. FMS uses this to populate the relevant fields. This is used for the address/project name so that it can be easily identified in FMS. | Maximo ID | Default
Corporate Asset Book | Description | Category | Units | Cost | Asset Region | Asset Location | Service | Entity | Business Unit | Location | Activity | Cost Type | Date Placed In Service (Developer's Handover) | Asset Number | In Physical Inventory | Status | Descriptive Flexfield | Tag Number | Context
examples: | List - Text | List - Category | Count | Value | List - Location |  |  | List - Expense Account |  |  |  |  | Date | Text | List - Text | List - Text | Text | Text | Text

## Sep14
COMMERCIAL IN CONFIDENCE
PLEASE FILL IN ALL THE LIGHT BLUE FIELDS BELOW: |  | Power Networks Gifted Assets - 2014/2015 Financial Year, September 2014 Report (New Rates)
Fixed Column | Asset Description | Use Categories as per listing tab provided | Qty |  | Use Locations as per listing tab provided |  |  | FMS Acct Code Stream | [5 empty] | Auto | Default | Default | Please keep format as below including the full stops and spaces. FMS uses this to populate the relevant fields. This is used for the address/project name so that it can be easily identified in FMS. | Maximo ID | Default
Corporate Asset Book | Description | Category | Units | Cost | Asset Region | Asset Location | Service | Entity | Business Unit | Location | Activity | Cost Type | Date Placed In Service (Developer's Handover) | Asset Number | In Physical Inventory | Status | Descriptive Flexfield | Tag Number | Context
examples: | List - Text | List - Category | Count | Value | List - Location |  |  | List - Expense Account |  |  |  |  | Date | Text | List - Text | List - Text | Text | Text | Text

## Oct14
COMMERCIAL IN CONFIDENCE
PLEASE FILL IN ALL THE LIGHT BLUE FIELDS BELOW: |  | Power Networks Gifted Assets - 2014/2015 Financial Year, October 2014 Report (New Rates)
Fixed Column | Asset Description | Use Categories as per listing tab provided | Qty |  | Use Locations as per listing tab provided |  |  | FMS Acct Code Stream | [5 empty] | Auto | Default | Default | Please keep format as below including the full stops and spaces. FMS uses this to populate the relevant fields. This is used for the address/project name so that it can be easily identified in FMS. | Maximo ID | Default
Corporate Asset Book | Description | Category | Units | Cost | Asset Region | Asset Location | Service | Entity | Business Unit | Location | Activity | Cost Type | Date Placed In Service (Developer's Handover) | Asset Number | In Physical Inventory | Status | Descriptive Flexfield | Tag Number | Context
examples: | List - Text | List - Category | Count | Value | List - Location |  |  | List - Expense Account |  |  |  |  | Date | Text | List - Text | List - Text | Text | Text | Text

## Nov14
COMMERCIAL IN CONFIDENCE
PLEASE FILL IN ALL THE LIGHT BLUE FIELDS BELOW: |  | Power Networks Gifted Assets - 2014/2015 Financial Year, November 2014 Report (New Rates)
Fixed Column | Asset Description | Use Categories as per listing tab provided | Qty |  | Use Locations as per listing tab provided |  |  | FMS Acct Code Stream | [5 empty] | Auto | Default | Default | Please keep format as below including the full stops and spaces. FMS uses this to populate the relevant fields. This is used for the address/project name so that it can be easily identified in FMS. | Maximo ID | Default
Corporate Asset Book | Description | Category | Units | Cost | Asset Region | Asset Location | Service | Entity | Business Unit | Location | Activity | Cost Type | Date Placed In Service (Developer's Handover) | Asset Number | In Physical Inventory | Status | Descriptive Flexfield | Tag Number | Context
examples: | List - Text | List - Category | Count | Value | List - Location |  |  | List - Expense Account |  |  |  |  | Date | Text | List - Text | List - Text | Text | Text | Text

## Dec14
COMMERCIAL IN CONFIDENCE
PLEASE FILL IN ALL THE LIGHT BLUE FIELDS BELOW: |  | Power Networks Gifted Assets - 2014/2015 Financial Year, December 2014 Report (New Rates)
Fixed Column | Asset Description | Use Categories as per listing tab provided | Qty |  | Use Locations as per listing tab provided |  |  | FMS Acct Code Stream | [5 empty] | Auto | Default | Default | Please keep format as below including the full stops and spaces. FMS uses this to populate the relevant fields. This is used for the address/project name so that it can be easily identified in FMS. | Maximo ID | Default
Corporate Asset Book | Description | Category | Units | Cost | Asset Region | Asset Location | Service | Entity | Business Unit | Location | Activity | Cost Type | Date Placed In Service (Developer's Handover) | Asset Number | In Physical Inventory | Status | Descriptive Flexfield | Tag Number | Context
examples: | List - Text | List - Category | Count | Value | List - Location |  |  | List - Expense Account |  |  |  |  | Date | Text | List - Text | List - Text | Text | Text | Text

## Jan15
COMMERCIAL IN CONFIDENCE
PLEASE FILL IN ALL THE LIGHT BLUE FIELDS BELOW: |  | Power Networks Gifted Assets - 2014/2015 Financial Year, January 2015 Report (New Rates)
Fixed Column | Asset Description | Use Categories as per listing tab provided | Qty |  | Use Locations as per listing tab provided |  |  | FMS Acct Code Stream | [5 empty] | Auto | Default | Default | Please keep format as below including the full stops and spaces. FMS uses this to populate the relevant fields. This is used for the address/project name so that it can be easily identified in FMS. | Maximo ID | Default
Corporate Asset Book | Description | Category | Units | Cost | Asset Region | Asset Location | Service | Entity | Business Unit | Location | Activity | Cost Type | Date Placed In Service (Developer's Handover) | Asset Number | In Physical Inventory | Status | Descriptive Flexfield | Tag Number | Context
examples: | List - Text | List - Category | Count | Value | List - Location |  |  | List - Expense Account |  |  |  |  | Date | Text | List - Text | List - Text | Text | Text | Text

## Feb15
COMMERCIAL IN CONFIDENCE
PLEASE FILL IN ALL THE LIGHT BLUE FIELDS BELOW: |  | Power Networks Gifted Assets - 2014/2015 Financial Year, February 2015 Report (New Rates)
Fixed Column | Asset Description | Use Categories as per listing tab provided | Qty |  | Use Locations as per listing tab provided |  |  | FMS Acct Code Stream | [5 empty] | Auto | Default | Default | Please keep format as below including the full stops and spaces. FMS uses this to populate the relevant fields. This is used for the address/project name so that it can be easily identified in FMS. | Maximo ID | Default
Corporate Asset Book | Description | Category | Units | Cost | Asset Region | Asset Location | Service | Entity | Business Unit | Location | Activity | Cost Type | Date Placed In Service (Developer's Handover) | Asset Number | In Physical Inventory | Status | Descriptive Flexfield | Tag Number | Context
examples: | List - Text | List - Category | Count | Value | List - Location |  |  | List - Expense Account |  |  |  |  | Date | Text | List - Text | List - Text | Text | Text | Text

## Mar15
COMMERCIAL IN CONFIDENCE
PLEASE FILL IN ALL THE LIGHT BLUE FIELDS BELOW: |  | Power Networks Gifted Assets - 2014/2015 Financial Year, March 2015 Report (New Rates)
Fixed Column | Asset Description | Use Categories as per listing tab provided | Qty |  | Use Locations as per listing tab provided |  |  | FMS Acct Code Stream | [5 empty] | Auto | Default | Default | Please keep format as below including the full stops and spaces. FMS uses this to populate the relevant fields. This is used for the address/project name so that it can be easily identified in FMS. | Maximo ID | Default
Corporate Asset Book | Description | Category | Units | Cost | Asset Region | Asset Location | Service | Entity | Business Unit | Location | Activity | Cost Type | Date Placed In Service (Developer's Handover) | Asset Number | In Physical Inventory | Status | Descriptive Flexfield | Tag Number | Context
examples: | List - Text | List - Category | Count | Value | List - Location |  |  | List - Expense Account |  |  |  |  | Date | Text | List - Text | List - Text | Text | Text | Text

## Apr15
COMMERCIAL IN CONFIDENCE
PLEASE FILL IN ALL THE LIGHT BLUE FIELDS BELOW: |  | Power Networks Gifted Assets - 2014/2015 Financial Year, April 2015 Report (New Rates)
Fixed Column | Asset Description | Use Categories as per listing tab provided | Qty |  | Use Locations as per listing tab provided |  |  | FMS Acct Code Stream | [5 empty] | Auto | Default | Default | Please keep format as below including the full stops and spaces. FMS uses this to populate the relevant fields. This is used for the address/project name so that it can be easily identified in FMS. | Maximo ID | Default
Corporate Asset Book | Description | Category | Units | Cost | Asset Region | Asset Location | Service | Entity | Business Unit | Location | Activity | Cost Type | Date Placed In Service | Asset Number | In Physical Inventory | Status | Descriptive Flexfield | Tag Number | Context
examples: | List - Text | List - Category | Count | Value | List - Location |  |  | List - Expense Account |  |  |  |  | Date | Text | List - Text | List - Text | Text | Text | Text

## May15
COMMERCIAL IN CONFIDENCE
PLEASE FILL IN ALL THE LIGHT BLUE FIELDS BELOW: |  | Power Networks Gifted Assets - 2014/2015 Financial Year, May 2015 Report (New Rates)
Fixed Column | Asset Description | Use Categories as per listing tab provided | Qty |  | Use Locations as per listing tab provided |  |  | FMS Acct Code Stream | [5 empty] | Auto | Default | Default | Please keep format as below including the full stops and spaces. FMS uses this to populate the relevant fields. This is used for the address/project name so that it can be easily identified in FMS. | Maximo ID | Default
Corporate Asset Book | Description | Category | Units | Cost | Asset Region | Asset Location | Service | Entity | Business Unit | Location | Activity | Cost Type | Date Placed In Service (Developer's Handover) | Asset Number | In Physical Inventory | Status | Descriptive Flexfield | Tag Number | Context
examples: | List - Text | List - Category | Count | Value | List - Location |  |  | List - Expense Account |  |  |  |  | Date | Text | List - Text | List - Text | Text | Text | Text

## Jun15
COMMERCIAL IN CONFIDENCE
PLEASE FILL IN ALL THE LIGHT BLUE FIELDS BELOW: |  | Power Networks Gifted Assets - 2014/2015 Financial Year, June 2015 Report (New Rates)
Fixed Column | Asset Description | Use Categories as per listing tab provided | Qty |  | Use Locations as per listing tab provided |  |  | FMS Acct Code Stream | [5 empty] | Auto | Default | Default | Please keep format as below including the full stops and spaces. FMS uses this to populate the relevant fields. This is used for the address/project name so that it can be easily identified in FMS. | Maximo ID | Default
Corporate Asset Book | Description | Category | Units | Cost | Asset Region | Asset Location | Service | Entity | Business Unit | Location | Activity | Cost Type | Date Placed In Service (Developer's Handover) | Asset Number | In Physical Inventory | Status | Descriptive Flexfield | Tag Number | Context
examples: | List - Text | List - Category | Count | Value | List - Location |  |  | List - Expense Account |  |  |  |  | Date | Text | List - Text | List - Text | Text | Text | Text

## Jul15
COMMERCIAL IN CONFIDENCE
PLEASE FILL IN ALL THE LIGHT BLUE FIELDS BELOW: |  | Power Networks Gifted Assets - 2015/2016 Financial Year, July 2015 Report (New Rates)
Fixed Column | Asset Description | Use Categories as per listing tab provided | Qty |  | Use Locations as per listing tab provided |  |  | FMS Acct Code Stream | [5 empty] | Auto | Default | Default | Please keep format as below including the full stops and spaces. FMS uses this to populate the relevant fields. This is used for the address/project name so that it can be easily identified in FMS. | Maximo ID | Default
Corporate Asset Book | Description | Category | Units | Cost | Asset Region | Asset Location | Service | Entity | Business Unit | Location | Activity | Cost Type | Date Placed In Service (Developer's Handover) | Asset Number | In Physical Inventory | Status | Descriptive Flexfield | Tag Number | Context
examples: | List - Text | List - Category | Count | Value | List - Location |  |  | List - Expense Account |  |  |  |  | Date | Text | List - Text | List - Text | Text | Text | Text

## Aug15
COMMERCIAL IN CONFIDENCE
PLEASE FILL IN ALL THE LIGHT BLUE FIELDS BELOW: |  | Power Networks Gifted Assets - 2015/2016 Financial Year, August 2015 Report (New Rates)
Fixed Column | Asset Description | Use Categories as per listing tab provided | Qty |  | Use Locations as per listing tab provided |  |  | FMS Acct Code Stream | [5 empty] | Auto | Default | Default | Please keep format as below including the full stops and spaces. FMS uses this to populate the relevant fields. This is used for the address/project name so that it can be easily identified in FMS. | Maximo ID | Default
Corporate Asset Book | Description | Category | Units | Cost | Asset Region | Asset Location | Service | Entity | Business Unit | Location | Activity | Cost Type | Date Placed In Service (Developer's Handover) | Asset Number | In Physical Inventory | Status | Descriptive Flexfield | Tag Number | Context
examples: | List - Text | List - Category | Count | Value | List - Location |  |  | List - Expense Account |  |  |  |  | Date | Text | List - Text | List - Text | Text | Text | Text

## Sep15
COMMERCIAL IN CONFIDENCE
PLEASE FILL IN ALL THE LIGHT BLUE FIELDS BELOW: |  | Power Networks Gifted Assets - 2015/2016 Financial Year, September 2015 Report (New Rates)
Fixed Column | Asset Description | Use Categories as per listing tab provided | Qty |  | Use Locations as per listing tab provided |  |  | FMS Acct Code Stream | [5 empty] | Auto | Default | Default | Please keep format as below including the full stops and spaces. FMS uses this to populate the relevant fields. This is used for the address/project name so that it can be easily identified in FMS. | Maximo ID | Default
Corporate Asset Book | Description | Category | Units | Cost | Asset Region | Asset Location | Service | Entity | Business Unit | Location | Activity | Cost Type | Date Placed In Service (Developer's Handover) | Asset Number | In Physical Inventory | Status | Descriptive Flexfield | Tag Number | Context
examples: | List - Text | List - Category | Count | Value | List - Location |  |  | List - Expense Account |  |  |  |  | Date | Text | List - Text | List - Text | Text | Text | Text

## Oct15
COMMERCIAL IN CONFIDENCE
PLEASE FILL IN ALL THE LIGHT BLUE FIELDS BELOW: |  | Power Networks Gifted Assets - 2015/2016 Financial Year, October 2015 Report (New Rates)
Fixed Column | Asset Description | Use Categories as per listing tab provided | Qty |  | Use Locations as per listing tab provided |  |  | FMS Acct Code Stream | [5 empty] | Auto | Default | Default | Please keep format as below including the full stops and spaces. FMS uses this to populate the relevant fields. This is used for the address/project name so that it can be easily identified in FMS. | Maximo ID | Default
Corporate Asset Book | Description | Category | Units | Cost | Asset Region | Asset Location | Service | Entity | Business Unit | Location | Activity | Cost Type | Date Placed In Service (Developer's Handover) | Asset Number | In Physical Inventory | Status | Descriptive Flexfield | Tag Number | Context
examples: | List - Text | List - Category | Count | Value | List - Location |  |  | List - Expense Account |  |  |  |  | Date | Text | List - Text | List - Text | Text | Text | Text

## Nov15
COMMERCIAL IN CONFIDENCE
PLEASE FILL IN ALL THE LIGHT BLUE FIELDS BELOW: |  | Power Networks Gifted Assets - 2015/2016 Financial Year, November 2015 Report (New Rates)
Fixed Column | Asset Description | Use Categories as per listing tab provided | Qty |  | Use Locations as per listing tab provided |  |  | FMS Acct Code Stream | [5 empty] | Auto | Default | Default | Please keep format as below including the full stops and spaces. FMS uses this to populate the relevant fields. This is used for the address/project name so that it can be easily identified in FMS. | Maximo ID | Default
Corporate Asset Book | Description | Category | Units | Cost | Asset Region | Asset Location | Service | Entity | Business Unit | Location | Activity | Cost Type | Date Placed In Service (Developer's Handover) | Asset Number | In Physical Inventory | Status | Descriptive Flexfield | Tag Number | Context
examples: | List - Text | List - Category | Count | Value | List - Location |  |  | List - Expense Account |  |  |  |  | Date | Text | List - Text | List - Text | Text | Text | Text

## Dec15
COMMERCIAL IN CONFIDENCE
PLEASE FILL IN ALL THE LIGHT BLUE FIELDS BELOW: |  | Power Networks Gifted Assets - 2015/2016 Financial Year, December 2015 Report (New Rates)
Fixed Column | Asset Description | Use Categories as per listing tab provided | Qty |  | Use Locations as per listing tab provided |  |  | FMS Acct Code Stream | [5 empty] | Auto | Default | Default | Please keep format as below including the full stops and spaces. FMS uses this to populate the relevant fields. This is used for the address/project name so that it can be easily identified in FMS. | Maximo ID | Default
Corporate Asset Book | Description | Category | Units | Cost | Asset Region | Asset Location | Service | Entity | Business Unit | Location | Activity | Cost Type | Date Placed In Service (Developer's Handover) | Asset Number | In Physical Inventory | Status | Descriptive Flexfield | Tag Number | Context
examples: | List - Text | List - Category | Count | Value | List - Location |  |  | List - Expense Account |  |  |  |  | Date | Text | List - Text | List - Text | Text | Text | Text

## Jan16
COMMERCIAL IN CONFIDENCE
PLEASE FILL IN ALL THE LIGHT BLUE FIELDS BELOW: |  | Power Networks Gifted Assets - 2015/2016 Financial Year, November 2015 Report (New Rates)
Fixed Column | Asset Description | Use Categories as per listing tab provided | Qty |  | Use Locations as per listing tab provided |  |  | FMS Acct Code Stream | [5 empty] | Auto | Default | Default | Please keep format as below including the full stops and spaces. FMS uses this to populate the relevant fields. This is used for the address/project name so that it can be easily identified in FMS. | Maximo ID | Default
Corporate Asset Book | Description | Category | Units (EA or km) | Cost | Asset Region | Asset Location | Service | Entity | Business Unit | Location | Activity | Cost Type | Date Placed In Service (Developer's Handover) | Asset Number | In Physical Inventory | Status | Descriptive Flexfield | Tag Number | Context
examples: | List - Text | List - Category | Count | Value | List - Location |  |  | List - Expense Account |  |  |  |  | Date | Text | List - Text | List - Text | Text | Text | Text

## Feb16
COMMERCIAL IN CONFIDENCE
PLEASE FILL IN ALL THE LIGHT BLUE FIELDS BELOW: |  | Power Networks Gifted Assets - 2015/2016 Financial Year, February 2016 Report (New Rates)
Fixed Column | Asset Description | Use Categories as per listing tab provided | Qty |  | Use Locations as per listing tab provided |  |  | FMS Acct Code Stream | [5 empty] | Auto | Default | Default | Please keep format as below including the full stops and spaces. FMS uses this to populate the relevant fields. This is used for the address/project name so that it can be easily identified in FMS. | Maximo ID | Default
Corporate Asset Book | Description | Category | Units (EA or km) | Cost | Asset Region | Asset Location | Service | Entity | Business Unit | Location | Activity | Cost Type | Date Placed In Service (Developer's Handover) | Asset Number | In Physical Inventory | Status | Descriptive Flexfield | Tag Number | Context
examples: | List - Text | List - Category | Count | Value | List - Location |  |  | List - Expense Account |  |  |  |  | Date | Text | List - Text | List - Text | Text | Text | Text

## Mar16
COMMERCIAL IN CONFIDENCE
PLEASE FILL IN ALL THE LIGHT BLUE FIELDS BELOW: |  | Power Networks Gifted Assets - 2015/2016 Financial Year, March 2016 Report
Fixed Column | Asset Description | Use Categories as per listing tab provided | Qty |  | Use Locations as per listing tab provided |  |  | FMS Acct Code Stream | [5 empty] | Auto | Default | Default | Please keep format as below including the full stops and spaces. FMS uses this to populate the relevant fields. This is used for the address/project name so that it can be easily identified in FMS. | Maximo ID | Default
Corporate Asset Book | Description | Category | Units (EA or km) | Cost | Asset Region | Asset Location | Service | Entity | Business Unit | Location | Activity | Cost Type | Date Placed In Service (Developer's Handover) | Asset Number | In Physical Inventory | Status | Descriptive Flexfield | Tag Number | Context
examples: | List - Text | List - Category | Count | Value | List - Location |  |  | List - Expense Account |  |  |  |  | Date | Text | List - Text | List - Text | Text | Text | Text

## Apr16
COMMERCIAL IN CONFIDENCE
PLEASE FILL IN ALL THE LIGHT BLUE FIELDS BELOW: |  | Power Networks Gifted Assets - 2015/2016 Financial Year Revised Rates as at 15/04/16 - April 2016 Report
Fixed Column | Asset Description | Use Categories as per listing tab provided | Qty |  | Use Locations as per listing tab provided |  |  | FMS Acct Code Stream | [5 empty] | Auto | Default | Default | Please keep format as below including the full stops and spaces. FMS uses this to populate the relevant fields. This is used for the address/project name so that it can be easily identified in FMS. | Maximo ID | Default
Corporate Asset Book | Description | Category | Units (EA or km) | Cost | Asset Region | Asset Location | Service | Entity | Business Unit | Location | Activity | Cost Type | Date Placed In Service (Developer's Handover) | Asset Number | In Physical Inventory | Status | Descriptive Flexfield | Tag Number | Context
examples: | List - Text | List - Category | Count | Value | List - Location |  |  | List - Expense Account |  |  |  |  | Date | Text | List - Text | List - Text | Text | Text | Text

## May16
COMMERCIAL IN CONFIDENCE
PLEASE FILL IN ALL THE LIGHT BLUE FIELDS BELOW: |  | Power Networks Gifted Assets - 2015/2016 Financial Year Revised Rates as at 15/04/16 - May 2016 Report
Fixed Column | Asset Description | Use Categories as per listing tab provided | Qty |  | Use Locations as per listing tab provided |  |  | FMS Acct Code Stream | [5 empty] | Auto | Default | Default | Please keep format as below including the full stops and spaces. FMS uses this to populate the relevant fields. This is used for the address/project name so that it can be easily identified in FMS. | Maximo ID | Default
Corporate Asset Book | Description | Category | Units (EA or km) | Cost | Asset Region | Asset Location | Service | Entity | Business Unit | Location | Activity | Cost Type | Date Placed In Service (Developer's Handover) | Asset Number | In Physical Inventory | Status | Descriptive Flexfield | Tag Number | Context
examples: | List - Text | List - Category | Count | Value | List - Location |  |  | List - Expense Account |  |  |  |  | Date | Text | List - Text | List - Text | Text | Text | Text

## Jun16
COMMERCIAL IN CONFIDENCE
PLEASE FILL IN ALL THE LIGHT BLUE FIELDS BELOW: |  | Power Networks Gifted Assets - 2015/2016 Financial Year Revised Rates as at 15/04/16 - June 2016 Report
Fixed Column | Asset Description | Use Categories as per listing tab provided | Qty |  | Use Locations as per listing tab provided |  |  | FMS Acct Code Stream | [5 empty] | Auto | Default | Default | Please keep format as below including the full stops and spaces. FMS uses this to populate the relevant fields. This is used for the address/project name so that it can be easily identified in FMS. | Maximo ID | Default
Corporate Asset Book | Description | Category | Units (EA or km) | Cost | Asset Region | Asset Location | Service | Entity | Business Unit | Location | Activity | Cost Type | Date Placed In Service (Developer's Handover) | Asset Number | In Physical Inventory | Status | Descriptive Flexfield | Tag Number | Context
examples: | List - Text | List - Category | Count | Value | List - Location |  |  | List - Expense Account |  |  |  |  | Date | Text | List - Text | List - Text | Text | Text | Text

## Jul16
COMMERCIAL IN CONFIDENCE
PLEASE FILL IN ALL THE LIGHT BLUE FIELDS BELOW: |  | Power Networks Gifted Assets - 2016/2017 Financial Year (Revised Rates as at 15/04/16) - July 2016 Report
Fixed Column | Asset Description | Use Categories as per listing tab provided | Qty |  | Use Locations as per listing tab provided |  |  | FMS Acct Code Stream | [5 empty] | Auto | Default | Default | Please keep format as below including the full stops and spaces. FMS uses this to populate the relevant fields. This is used for the address/project name so that it can be easily identified in FMS. | Maximo ID | Default
Corporate Asset Book | Description | Category | Units (EA or km) | Cost | Asset Region | Asset Location | Service | Entity | Business Unit | Location | Activity | Cost Type | Date Placed In Service (Developer's Handover) | Asset Number | In Physical Inventory | Status | Descriptive Flexfield | Tag Number | Context
examples: | List - Text | List - Category | Count | Value | List - Location |  |  | List - Expense Account |  |  |  |  | Date | Text | List - Text | List - Text | Text | Text | Text

## Sep16
COMMERCIAL IN CONFIDENCE
PLEASE FILL IN ALL THE LIGHT BLUE FIELDS BELOW: |  | Power Networks Gifted Assets - 2016/2017 Financial Year (Revised Rates as at 15/04/16) - September 2016 Report
Fixed Column | Asset Description | Use Categories as per listing tab provided | Qty |  | Use Locations as per listing tab provided |  |  | FMS Acct Code Stream | [5 empty] | Auto | Default | Default | Please keep format as below including the full stops and spaces. FMS uses this to populate the relevant fields. This is used for the address/project name so that it can be easily identified in FMS. | Maximo ID | Default
Corporate Asset Book | Description | Category | Units (EA or km) | Cost | Asset Region | Asset Location | Service | Entity | Business Unit | Location | Activity | Cost Type | Date Placed In Service (Developer's Handover) | Asset Number | In Physical Inventory | Status | Descriptive Flexfield | Tag Number | Context
examples: | List - Text | List - Category | Count | Value | List - Location |  |  | List - Expense Account |  |  |  |  | Date | Text | List - Text | List - Text | Text | Text | Text

## Oct16
COMMERCIAL IN CONFIDENCE
PLEASE FILL IN ALL THE LIGHT BLUE FIELDS BELOW: |  | Power Networks Gifted Assets - 2016/2017 Financial Year (Revised Rates as at 15/04/16) - October 2016 Report
Fixed Column | Asset Description | Use Categories as per listing tab provided | Qty |  | Use Locations as per listing tab provided |  |  | FMS Acct Code Stream | [5 empty] | Auto | Default | Default | Please keep format as below including the full stops and spaces. FMS uses this to populate the relevant fields. This is used for the address/project name so that it can be easily identified in FMS. | Maximo ID | Default
Corporate Asset Book | Description | Category | Units (EA or km) | Cost | Asset Region | Asset Location | Service | Entity | Business Unit | Location | Activity | Cost Type | Date Placed In Service (Developer's Handover) | Asset Number | In Physical Inventory | Status | Descriptive Flexfield | Tag Number | Context
examples: | List - Text | List - Category | Count | Value | List - Location |  |  | List - Expense Account |  |  |  |  | Date | Text | List - Text | List - Text | Text | Text | Text

## Nov16
COMMERCIAL IN CONFIDENCE
PLEASE FILL IN ALL THE LIGHT BLUE FIELDS BELOW: |  | Power Networks Gifted Assets - 2016/2017 Financial Year (Revised Rates as at 15/04/16) - November 2016 Report
Fixed Column | Asset Description | Use Categories as per listing tab provided | Qty |  | Use Locations as per listing tab provided |  |  | FMS Acct Code Stream | [5 empty] | Auto | Default | Default | Please keep format as below including the full stops and spaces. FMS uses this to populate the relevant fields. This is used for the address/project name so that it can be easily identified in FMS. | Maximo ID | Default
Corporate Asset Book | Description | Category | Units (EA or km) | Cost | Asset Region | Asset Location | Service | Entity | Business Unit | Location | Activity | Cost Type | Date Placed In Service (Developer's Handover) | Asset Number | In Physical Inventory | Status | Descriptive Flexfield | Tag Number | Context
examples: | List - Text | List - Category | Count | Value | List - Location |  |  | List - Expense Account |  |  |  |  | Date | Text | List - Text | List - Text | Text | Text | Text

## Dec16
COMMERCIAL IN CONFIDENCE
PLEASE FILL IN ALL THE LIGHT BLUE FIELDS BELOW: |  | Power Networks Gifted Assets - 2016/2017 Financial Year (Revised Rates as at 15/04/16) - December 2016 Report
Fixed Column | Asset Description | Use Categories as per listing tab provided | Qty |  | Use Locations as per listing tab provided |  |  | FMS Acct Code Stream | [5 empty] | Auto | Default | Default | Please keep format as below including the full stops and spaces. FMS uses this to populate the relevant fields. This is used for the address/project name so that it can be easily identified in FMS. | Maximo ID | Default
Corporate Asset Book | Description | Category | Units (EA or km) | Cost | Asset Region | Asset Location | Service | Entity | Business Unit | Location | Activity | Cost Type | Date Placed In Service (Developer's Handover) | Asset Number | In Physical Inventory | Status | Descriptive Flexfield | Tag Number | Context
examples: | List - Text | List - Category | Count | Value | List - Location |  |  | List - Expense Account |  |  |  |  | Date | Text | List - Text | List - Text | Text | Text | Text

## Jan17
COMMERCIAL IN CONFIDENCE
PLEASE FILL IN ALL THE LIGHT BLUE FIELDS BELOW: |  | Power Networks Gifted Assets - 2016/2017 Financial Year (Revised Rates as at 15/04/16) - January 2017 Report
Fixed Column | Asset Description | Use Categories as per listing tab provided | Qty |  | Use Locations as per listing tab provided |  |  | FMS Acct Code Stream | [5 empty] | Auto | Default | Default | Please keep format as below including the full stops and spaces. FMS uses this to populate the relevant fields. This is used for the address/project name so that it can be easily identified in FMS. | Maximo ID | Default
Corporate Asset Book | Description | Category | Units (EA or km) | Cost | Asset Region | Asset Location | Service | Entity | Business Unit | Location | Activity | Cost Type | Date Placed In Service (Developer's Handover) | Asset Number | In Physical Inventory | Status | Descriptive Flexfield | Tag Number | Context
examples: | List - Text | List - Category | Count | Value | List - Location |  |  | List - Expense Account |  |  |  |  | Date | Text | List - Text | List - Text | Text | Text | Text

## Mar17
COMMERCIAL IN CONFIDENCE
PLEASE FILL IN ALL THE LIGHT BLUE FIELDS BELOW: |  | Power Networks Gifted Assets - 2016/2017 Financial Year (Revised Rates as at 15/04/16) - March 2017 Report
Fixed Column | Asset Description | Use Categories as per listing tab provided | Qty |  | Use Locations as per listing tab provided |  |  | FMS Acct Code Stream | [5 empty] | Auto | Default | Default | Please keep format as below including the full stops and spaces. FMS uses this to populate the relevant fields. This is used for the address/project name so that it can be easily identified in FMS. | Maximo ID | Default
Corporate Asset Book | Description | Category | Units (EA or km) | Cost | Asset Region | Asset Location | Service | Entity | Business Unit | Location | Activity | Cost Type | Date Placed In Service (Developer's Handover) | Asset Number | In Physical Inventory | Status | Descriptive Flexfield | Tag Number | Context
examples: | List - Text | List - Category | Count | Value | List - Location |  |  | List - Expense Account |  |  |  |  | Date | Text | List - Text | List - Text | Text | Text | Text

## Apr17
COMMERCIAL IN CONFIDENCE
PLEASE FILL IN ALL THE LIGHT BLUE FIELDS BELOW: |  | Power Networks Gifted Assets - 2016/2017 Financial Year (Revised Rates as at 15/04/16) - April 2017 Report
Fixed Column | Asset Description | Use Categories as per listing tab provided | Qty |  | Use Locations as per listing tab provided |  |  | FMS Acct Code Stream | [5 empty] | Auto | Default | Default | Please keep format as below including the full stops and spaces. FMS uses this to populate the relevant fields. This is used for the address/project name so that it can be easily identified in FMS. | Maximo ID | Default
Corporate Asset Book | Description | Category | Units (EA or km) | Cost | Asset Region | Asset Location | Service | Entity | Business Unit | Location | Activity | Cost Type | Date Placed In Service (Developer's Handover) | Asset Number | In Physical Inventory | Status | Descriptive Flexfield | Tag Number | Context
examples: | List - Text | List - Category | Count | Value | List - Location |  |  | List - Expense Account |  |  |  |  | Date | Text | List - Text | List - Text | Text | Text | Text

## May17
COMMERCIAL IN CONFIDENCE
PLEASE FILL IN ALL THE LIGHT BLUE FIELDS BELOW: |  | Power Networks Gifted Assets - 2016/2017 Financial Year (Revised Rates as at 15/04/16) - May 2017 Report
Fixed Column | Asset Description | Use Categories as per listing tab provided | Qty |  | Use Locations as per listing tab provided |  |  | FMS Acct Code Stream | [5 empty] | Auto | Default | Default | Please keep format as below including the full stops and spaces. FMS uses this to populate the relevant fields. This is used for the address/project name so that it can be easily identified in FMS. | Maximo ID | Default
Corporate Asset Book | Description | Category | Units (EA or km) | Cost | Asset Region | Asset Location | Service | Entity | Business Unit | Location | Activity | Cost Type | Date Placed In Service (Developer's Handover) | Asset Number | In Physical Inventory | Status | Descriptive Flexfield | Tag Number | Context
examples: | List - Text | List - Category | Count | Value | List - Location |  |  | List - Expense Account |  |  |  |  | Date | Text | List - Text | List - Text | Text | Text | Text

## Jun17
COMMERCIAL IN CONFIDENCE
PLEASE FILL IN ALL THE LIGHT BLUE FIELDS BELOW: |  | Power Networks Gifted Assets - 2016/2017 Financial Year (Revised Rates as at 15/04/16) - June 2017 Report
Fixed Column | Asset Description | Use Categories as per listing tab provided | Qty |  | Use Locations as per listing tab provided |  |  | FMS Acct Code Stream | [5 empty] | Auto | Default | Default | Please keep format as below including the full stops and spaces. FMS uses this to populate the relevant fields. This is used for the address/project name so that it can be easily identified in FMS. | Maximo ID | Default
Corporate Asset Book | Description | Category | Units (EA or km) | Cost | Asset Region | Asset Location | Service | Entity | Business Unit | Location | Activity | Cost Type | Date Placed In Service (Developer's Handover) | Asset Number | In Physical Inventory | Status | Descriptive Flexfield | Tag Number | Context
examples: | List - Text | List - Category | Count | Value | List - Location |  |  | List - Expense Account |  |  |  |  | Date | Text | List - Text | List - Text | Text | Text | Text