## Cover
Connection Capex Forecast Model
| Model Developer: |  | Power and Water Corporation (PWC)
Purpose of the Model:
The purpose of this model is to provide capex outputs which are required as part of the Power and Water Corporation - Determination 2024-29.
Model Legend:
|  | Assumptions | Cells containing assumptions intended to be manipulated by model users
|  | Drop Down | Cells containing a drop down list for users to select inputs
|  | Input | Cells containing input texts/numbers NOT intended to be changed by model users
|  | Output | Cells containing formulae NOT intended to be changed by model users
|  | Heading 1 | Level 1 heading NOT intended to be changed by model users
|  | Heading 2 | Level 2 heading NOT intended to be changed by model users
Cells where inputs or outputs are not applicable
|  | Hyperlink | Cells containing a hyperlink to another part of the workbook
|  | 1 | Cells representing there is an error in the nominated area of the workbook
|  | 0 | Cells representing there are no errors in the nominated area of the workbook
Disclaimer:
This model is confidential information of, and is owned by, Power and Water Corporation ABN 15 947 352 360 (PWC). It may not be disclosed to, or used or relied on by, any person without the consent of PWC. PWC has not verified the inputs or the outputs of this model and makes no representation or warranty as to the completeness, accuracy, reliability or appropriateness of the model, its inputs and outputs (including any forward looking statements) or how it functions. To the extent permitted by law, any person using or relying on this model or its outputs does so at their own risk and agrees that PWC will not be liable to any person for any loss or damage of any kind arising out of or in any way connected with the use of this model (including negligence). The references to PWC in this disclaimer includes their respective directors, officers, employees, contractors, advisers or agents.

## TOC
Table of Contents
No Errors Found
Table of Contents
Outputs
Export - AER Capex Forecast Model - Connection Projects
Output - Reset RIN
Output - SCS - Gross connection expenditure
Output - SCS - Capital contributions (Cash contributions + Gifted assets)
Calculations (SCS)
Calculation - SCS - PWC Connection Expenditure
Calculation - SCS - Cash Contributions
Calculations (ACS)
Calculation - ACS - PWC Connection Expenditure
Inputs & Admin
Input - SCS - Gifted Assets
2.5 CONNECTIONS
Model Lookup Tables
Summary of model checks
End

## OUTPUTS -->
Outputs

## Export¦Projects
0 | Export - AER Capex Forecast Model - Connection Projects
[6 empty] | Total annual direct costs excl. type 2 capcons, unescalated (note: please include type 1 capital contributions as defined in table 24 and rebates where applicable) | [6 empty] | Total annual type 1 capital contributions, direct costs, unescalated (note: see table 24 for definitions of type 1 and 2 capcons) | [12 empty] | 0 | 0
[6 empty] | 6766.3285 | 6826.7642 | 1221.0999 | 1227.3631 | 1233.7283 | 1240.1983 | 1246.7759 | 3305.1036 | 3315.1762 | 166.887 | 167.5809 | 168.2918 | 169.0201 | 169.7664 | [6 empty] | NOTE: fill in table only if you select 'DNSP defined' overhead allocation in table 35 | [10 empty] | 1 | 2 | 3 | 4 | 5 | 6 | 7 | 8 | 9 | 10 | 11 | 12 | 13 | 14 | 15 | 16 | 17 | 18 | 19 | 20 | 21 | 22 | 23 | 24 | 25 | 26 | 27 | 28 | 29 | 30 | 31 | 32 | 33 | 34 | 35 | 36 | 37 | 38 | 39 | 40 | 41 | 42 | 43 | 44 | 45 | 46 | 47 | 48 | 49 | 50
|  | 13. Project Details | 0 | 14. RIN and optional DNSP mapping categories |  | 15. Unescalated direct costs (excluding type 2 capital contributions) ($'000s 2021-22 June) | [6 empty] | 16. Type 1 capital contributions included in table 15 ($'000s 2021-22 June) | [6 empty] | 17. Cost components as % of direct costs |  |  |  | 18. Capitalised overheads allocation |  | 19. Allocation of capitalised overheads - DNSP defined |  | 20. AER categories as % of direct costs (i.e. total costs reported in table 15, excluding capitalised overheads) | [8 empty] | 1: 21. PTRM asset classes as % of direct costs (i.e. total costs reported in table 15, excluding capitalised overheads) |  | Workings
[6 empty] | 0 | 0 | 0 | 0 | 0 | 0 | 0 | 0 | 0 | 0 | 0 | 0 | 0 | 0 |  |  |  | 0 |  |  | % of total capitalised overheads allocated to project: | [9 empty] | 0 | [50 empty] | 0 | 10 | 0 | bar: 1 to 50
| Ref | Project / Program Name / Description | Unique ID | RIN categories | DNSP category (free-fill) | 2022-23 | 2023-24 | 2024-25 | 2025-26 | 2026-27 | 2027-28 | 2028-29 | 2022-23 | 2023-24 | 2024-25 | 2025-26 | 2026-27 | 2027-28 | 2028-29 | Internal labour | Contract labour | Non-labour |  | Network Overheads Applies | Corporate Overheads Applies | % of total network overheads | % of total corporate overheads | Replacement | DER capex | Augmentation | Connections | ICT capex | Property capex | Fleet capex | Other non-network capex |  | Substations | Distribution Lines | Transmission Lines | LV Services | Distribution Substations | Distribution Switchgear | Protection | SCADA | Communications | Land and Easements | Property | IT and Communications | Motor Vehicles | Plant and Equipment | Property Leases | Fleet Leases | [31 empty] | Buildings | in-house software | Equity raising costs |  | Active Project | Unique ID | Project Type
| 1 | RESIDENTIAL - Simple connection LV | C-BNI-01 | Connections | Unallocated | 421.4334 | 423.1815 | 219.7782 | 221.878 | 223.9777 | 226.0775 | 228.1773 | 205.8548 | 205.5031 | 0 | 0 | 0 | 0 | 0 | 48% | 18% | 34% |  | Yes | Yes | [5 empty] | 100% | [5 empty] | 0% | 0% | 0% | 100% | 0% | 0% | 0% | 0% | 0% | 0% | 0% | 0% | 0% | 0% | 0% | 0% | 0% | 0% | 0% | 0% | 0% | 0% | 0% | 0% | 0% | 0% | 0% | 0% | 0% | 0% | 0% | 0% | 0% | 0% | 0% | 0% | 0% | 0% | 0% | 0% | 0% | 0% | 0% | 0% | 0% | 0% | 0% | 0% | 0% | 0% |  | 1 | 0
| 2 | RESIDENTIAL - Complex connection LV | C-BNI-02 | Connections | Unallocated | 163.2381 | 162.7682 | 100.7387 | 101.0067 | 101.2747 | 101.5426 | 101.8106 | 79.7358 | 79.0426 | 16.7898 | 16.8344 | 16.8791 | 16.9238 | 16.9684 | 48% | 18% | 34% |  | Yes | Yes | [5 empty] | 100% | [5 empty] | 0% | 0% | 0% | 100% | 0% | 0% | 0% | 0% | 0% | 0% | 0% | 0% | 0% | 0% | 0% | 0% | 0% | 0% | 0% | 0% | 0% | 0% | 0% | 0% | 0% | 0% | 0% | 0% | 0% | 0% | 0% | 0% | 0% | 0% | 0% | 0% | 0% | 0% | 0% | 0% | 0% | 0% | 0% | 0% | 0% | 0% | 0% | 0% | 0% | 0% |  | 1 | 0
| 3 | RESIDENTIAL - Complex connection HV | C-BNI-03 | Connections | Unallocated | 530.127 | 527.191 | 325.4153 | 325.4153 | 325.4153 | 325.4153 | 325.4153 | 258.9476 | 256.0117 | 54.2359 | 54.2359 | 54.2359 | 54.2359 | 54.2359 | 48% | 18% | 34% |  | Yes | Yes | [5 empty] | 100% | [5 empty] | 0% | 100% | 0% | 0% | 0% | 0% | 0% | 0% | 0% | 0% | 0% | 0% | 0% | 0% | 0% | 0% | 0% | 0% | 0% | 0% | 0% | 0% | 0% | 0% | 0% | 0% | 0% | 0% | 0% | 0% | 0% | 0% | 0% | 0% | 0% | 0% | 0% | 0% | 0% | 0% | 0% | 0% | 0% | 0% | 0% | 0% | 0% | 0% | 0% | 0% |  | 1 | 0
| 4 | COMMERCIAL/INDUSTRIAL - Simple connection LV | C-BNI-04 | Connections | Unallocated | 205.0189 | 209.8762 | 133.3447 | 137.2401 | 141.2375 | 145.3398 | 149.5496 | 100.1442 | 101.919 | 22.2241 | 22.8733 | 23.5396 | 24.2233 | 24.9249 | 48% | 18% | 34% |  | Yes | Yes | [5 empty] | 100% | [5 empty] | 0% | 0% | 0% | 100% | 0% | 0% | 0% | 0% | 0% | 0% | 0% | 0% | 0% | 0% | 0% | 0% | 0% | 0% | 0% | 0% | 0% | 0% | 0% | 0% | 0% | 0% | 0% | 0% | 0% | 0% | 0% | 0% | 0% | 0% | 0% | 0% | 0% | 0% | 0% | 0% | 0% | 0% | 0% | 0% | 0% | 0% | 0% | 0% | 0% | 0% |  | 1 | 0
| 5 | COMMERCIAL/INDUSTRIAL - Complex connection HV (customer connected at LV, minor HV works) | C-BNI-05 | Connections | Unallocated | 2537.4593 | 2442.59 | 0 | 0 | 0 | 0 | 0 | 1239.4559 | 1186.1573 | 0 | 0 | 0 | 0 | 0 | 48% | 18% | 34% |  | Yes | Yes | [5 empty] | 100% | [5 empty] | 0% | 100% | 0% | 0% | 0% | 0% | 0% | 0% | 0% | 0% | 0% | 0% | 0% | 0% | 0% | 0% | 0% | 0% | 0% | 0% | 0% | 0% | 0% | 0% | 0% | 0% | 0% | 0% | 0% | 0% | 0% | 0% | 0% | 0% | 0% | 0% | 0% | 0% | 0% | 0% | 0% | 0% | 0% | 0% | 0% | 0% | 0% | 0% | 0% | 0% |  | 1 | 0
| 6 | COMMERCIAL/INDUSTRIAL - Complex connection HV (customer connected at LV, upstream asset works) | C-BNI-06 | Connections | Unallocated | 530.5909 | 526.2177 | 0 | 0 | 0 | 0 | 0 | 259.1742 | 255.539 | 0 | 0 | 0 | 0 | 0 | 48% | 18% | 34% |  | Yes | Yes | [5 empty] | 100% | [5 empty] | 0% | 100% | 0% | 0% | 0% | 0% | 0% | 0% | 0% | 0% | 0% | 0% | 0% | 0% | 0% | 0% | 0% | 0% | 0% | 0% | 0% | 0% | 0% | 0% | 0% | 0% | 0% | 0% | 0% | 0% | 0% | 0% | 0% | 0% | 0% | 0% | 0% | 0% | 0% | 0% | 0% | 0% | 0% | 0% | 0% | 0% | 0% | 0% | 0% | 0% |  | 1 | 0
| 7 | COMMERCIAL/INDUSTRIAL - Complex connection HV (customer connected at HV) | C-BNI-07 | Connections | Unallocated | 1142.618 | 1305.941 | 0 | 0 | 0 | 0 | 0 | 558.1271 | 634.184 | 0 | 0 | 0 | 0 | 0 | 48% | 18% | 34% |  | Yes | Yes | [5 empty] | 100% | [5 empty] | 0% | 100% | 0% | 0% | 0% | 0% | 0% | 0% | 0% | 0% | 0% | 0% | 0% | 0% | 0% | 0% | 0% | 0% | 0% | 0% | 0% | 0% | 0% | 0% | 0% | 0% | 0% | 0% | 0% | 0% | 0% | 0% | 0% | 0% | 0% | 0% | 0% | 0% | 0% | 0% | 0% | 0% | 0% | 0% | 0% | 0% | 0% | 0% | 0% | 0% |  | 1 | 0
| 8 | COMMERCIAL/INDUSTRIAL - Complex connection sub-transmission | C-BNI-08 | Connections | Unallocated | 0 | 0 | 0 | 0 | 0 | 0 | 0 | 0 | 0 | 0 | 0 | 0 | 0 | 0 | 48% | 18% | 34% |  | Yes | Yes | [5 empty] | 100% | [5 empty] | 0% | 100% | 0% | 0% | 0% | 0% | 0% | 0% | 0% | 0% | 0% | 0% | 0% | 0% | 0% | 0% | 0% | 0% | 0% | 0% | 0% | 0% | 0% | 0% | 0% | 0% | 0% | 0% | 0% | 0% | 0% | 0% | 0% | 0% | 0% | 0% | 0% | 0% | 0% | 0% | 0% | 0% | 0% | 0% | 0% | 0% | 0% | 0% | 0% | 0% |  | 0 | 0
| 9 | SUBDIVISION - Complex connection LV | C-BNI-09 | Connections | Unallocated | 719.7645 | 715.7783 | 441.8231 | 441.8231 | 441.8231 | 441.8231 | 441.8231 | 351.5786 | 347.5924 | 73.6372 | 73.6372 | 73.6372 | 73.6372 | 73.6372 | 48% | 18% | 34% |  | Yes | Yes | [5 empty] | 100% | [5 empty] | 0% | 0% | 0% | 100% | 0% | 0% | 0% | 0% | 0% | 0% | 0% | 0% | 0% | 0% | 0% | 0% | 0% | 0% | 0% | 0% | 0% | 0% | 0% | 0% | 0% | 0% | 0% | 0% | 0% | 0% | 0% | 0% | 0% | 0% | 0% | 0% | 0% | 0% | 0% | 0% | 0% | 0% | 0% | 0% | 0% | 0% | 0% | 0% | 0% | 0% |  | 1 | 0
| 10 | SUBDIVISION - Complex connection HV (no upstream asset works) | C-BNI-10 | Connections | Unallocated | 265.9562 | 264.4833 | 0 | 0 | 0 | 0 | 0 | 129.9099 | 128.437 | 0 | 0 | 0 | 0 | 0 | 48% | 18% | 34% |  | Yes | Yes | [5 empty] | 100% | [5 empty] | 0% | 100% | 0% | 0% | 0% | 0% | 0% | 0% | 0% | 0% | 0% | 0% | 0% | 0% | 0% | 0% | 0% | 0% | 0% | 0% | 0% | 0% | 0% | 0% | 0% | 0% | 0% | 0% | 0% | 0% | 0% | 0% | 0% | 0% | 0% | 0% | 0% | 0% | 0% | 0% | 0% | 0% | 0% | 0% | 0% | 0% | 0% | 0% | 0% | 0% |  | 1 | 0
| 11 | SUBDIVISION - Complex connection HV (with upstream asset works) | C-BNI-11 | Connections | Unallocated | 250.1221 | 248.7369 | 0 | 0 | 0 | 0 | 0 | 122.1755 | 120.7903 | 0 | 0 | 0 | 0 | 0 | 48% | 18% | 34% |  | Yes | Yes | [5 empty] | 100% | [5 empty] | 0% | 100% | 0% | 0% | 0% | 0% | 0% | 0% | 0% | 0% | 0% | 0% | 0% | 0% | 0% | 0% | 0% | 0% | 0% | 0% | 0% | 0% | 0% | 0% | 0% | 0% | 0% | 0% | 0% | 0% | 0% | 0% | 0% | 0% | 0% | 0% | 0% | 0% | 0% | 0% | 0% | 0% | 0% | 0% | 0% | 0% | 0% | 0% | 0% | 0% |  | 1 | 0
| 12 | EMBEDDED GENERATION - Simple connection LV | C-BNI-12 | Connections | Unallocated | 0 | 0 | 0 | 0 | 0 | 0 | 0 | 0 | 0 | 0 | 0 | 0 | 0 | 0 | 48% | 18% | 34% |  | Yes | Yes | [5 empty] | 100% | [5 empty] | 0% | 0% | 0% | 100% | 0% | 0% | 0% | 0% | 0% | 0% | 0% | 0% | 0% | 0% | 0% | 0% | 0% | 0% | 0% | 0% | 0% | 0% | 0% | 0% | 0% | 0% | 0% | 0% | 0% | 0% | 0% | 0% | 0% | 0% | 0% | 0% | 0% | 0% | 0% | 0% | 0% | 0% | 0% | 0% | 0% | 0% | 0% | 0% | 0% | 0% |  | 0 | 0
| 13 | EMBEDDED GENERATION - Complex connection HV (small capacity) | C-BNI-13 | Connections | Unallocated | 0 | 0 | 0 | 0 | 0 | 0 | 0 | 0 | 0 | 0 | 0 | 0 | 0 | 0 | 48% | 18% | 34% |  | Yes | Yes | [5 empty] | 100% | [5 empty] | 0% | 100% | 0% | 0% | 0% | 0% | 0% | 0% | 0% | 0% | 0% | 0% | 0% | 0% | 0% | 0% | 0% | 0% | 0% | 0% | 0% | 0% | 0% | 0% | 0% | 0% | 0% | 0% | 0% | 0% | 0% | 0% | 0% | 0% | 0% | 0% | 0% | 0% | 0% | 0% | 0% | 0% | 0% | 0% | 0% | 0% | 0% | 0% | 0% | 0% |  | 0 | 0
| 14 | EMBEDDED GENERATION - Complex connection HV (large capacity) | C-BNI-14 | Connections | Unallocated | 0 | 0 | 0 | 0 | 0 | 0 | 0 | 0 | 0 | 0 | 0 | 0 | 0 | 0 | 48% | 18% | 34% |  | Yes | Yes | [5 empty] | 100% | [5 empty] | 0% | 100% | 0% | 0% | 0% | 0% | 0% | 0% | 0% | 0% | 0% | 0% | 0% | 0% | 0% | 0% | 0% | 0% | 0% | 0% | 0% | 0% | 0% | 0% | 0% | 0% | 0% | 0% | 0% | 0% | 0% | 0% | 0% | 0% | 0% | 0% | 0% | 0% | 0% | 0% | 0% | 0% | 0% | 0% | 0% | 0% | 0% | 0% | 0% | 0% |  | 0 | 0
| 15 |  |  | Unallocated | Unallocated | [18 empty] | Yes | Yes | [62 empty] | 0 | 0
| 16 |  |  | Unallocated | Unallocated | [18 empty] | Yes | Yes | [62 empty] | 0 | 0
| 17 |  |  | Unallocated | Unallocated | [18 empty] | Yes | Yes | [62 empty] | 0 | 0
| 18 |  |  | Unallocated | Unallocated | [18 empty] | Yes | Yes | [62 empty] | 0 | 0
| 19 |  |  | Unallocated | Unallocated | [18 empty] | Yes | Yes | [62 empty] | 0 | 0
| 20 |  |  | Unallocated | Unallocated | [18 empty] | Yes | Yes | [62 empty] | 0 | 0
| 21 |  |  | Unallocated | Unallocated | [18 empty] | Yes | Yes | [62 empty] | 0 | 0
| 22 |  |  | Unallocated | Unallocated | [18 empty] | Yes | Yes | [62 empty] | 0 | 0
| 23 |  |  | Unallocated | Unallocated | [18 empty] | Yes | Yes | [62 empty] | 0 | 0
| 24 |  |  | Unallocated | Unallocated | [18 empty] | Yes | Yes | [62 empty] | 0 | 0
| 25 |  |  | Unallocated | Unallocated | [18 empty] | Yes | Yes | [62 empty] | 0 | 0
| 26 |  |  | Unallocated | Unallocated | [18 empty] | Yes | Yes | [62 empty] | 0 | 0
| 27 |  |  | Unallocated | Unallocated | [18 empty] | Yes | Yes | [62 empty] | 0 | 0
| 28 |  |  | Unallocated | Unallocated | [18 empty] | Yes | Yes | [62 empty] | 0 | 0
| 29 |  |  | Unallocated | Unallocated | [18 empty] | Yes | Yes | [62 empty] | 0 | 0
| 30 |  |  | Unallocated | Unallocated | [18 empty] | Yes | Yes | [62 empty] | 0 | 0
| 31 |  |  | Unallocated | Unallocated | [18 empty] | Yes | Yes | [62 empty] | 0 | 0
| 32 |  |  | Unallocated | Unallocated | [18 empty] | Yes | Yes | [62 empty] | 0 | 0
| 33 |  |  | Unallocated | Unallocated | [18 empty] | Yes | Yes | [62 empty] | 0 | 0
| 34 |  |  | Unallocated | Unallocated | [18 empty] | Yes | Yes | [62 empty] | 0 | 0
| 35 |  |  | Unallocated | Unallocated | [18 empty] | Yes | Yes | [62 empty] | 0 | 0
| 36 |  |  | Unallocated | Unallocated | [18 empty] | Yes | Yes | [62 empty] | 0 | 0
| 37 |  |  | Unallocated | Unallocated | [18 empty] | Yes | Yes | [62 empty] | 0 | 0
| 38 |  |  | Unallocated | Unallocated | [18 empty] | Yes | Yes | [62 empty] | 0 | 0
| 39 |  |  | Unallocated | Unallocated | [18 empty] | Yes | Yes | [62 empty] | 0 | 0
| 40 |  |  | Unallocated | Unallocated | [18 empty] | Yes | Yes | [62 empty] | 0 | 0
| 41 |  |  | Unallocated | Unallocated | [18 empty] | Yes | Yes | [62 empty] | 0 | 0
| 42 |  |  | Unallocated | Unallocated | [18 empty] | Yes | Yes | [62 empty] | 0 | 0
| 43 |  |  | Unallocated | Unallocated | [18 empty] | Yes | Yes | [62 empty] | 0 | 0
| 44 |  |  | Unallocated | Unallocated | [18 empty] | Yes | Yes | [62 empty] | 0 | 0
| 45 |  |  | Unallocated | Unallocated | [18 empty] | Yes | Yes | [62 empty] | 0 | 0
| 46 |  |  | Unallocated | Unallocated | [18 empty] | Yes | Yes | [62 empty] | 0 | 0
| 47 |  |  | Unallocated | Unallocated | [18 empty] | Yes | Yes | [62 empty] | 0 | 0
| 48 |  |  | Unallocated | Unallocated | [18 empty] | Yes | Yes | [62 empty] | 0 | 0
| 49 |  |  | Unallocated | Unallocated | [18 empty] | Yes | Yes | [62 empty] | 0 | 0
| 50 |  |  | Unallocated | Unallocated | [18 empty] | Yes | Yes | [62 empty] | 0 | 0
| 51 |  |  | Unallocated | Unallocated | [18 empty] | Yes | Yes | [62 empty] | 0 | 0
| 52 |  |  | Unallocated | Unallocated | [18 empty] | Yes | Yes | [62 empty] | 0 | 0
| 53 |  |  | Unallocated | Unallocated | [18 empty] | Yes | Yes | [62 empty] | 0 | 0
| 54 |  |  | Unallocated | Unallocated | [18 empty] | Yes | Yes | [62 empty] | 0 | 0
| 55 |  |  | Unallocated | Unallocated | [18 empty] | Yes | Yes | [62 empty] | 0 | 0
| 56 |  |  | Unallocated | Unallocated | [18 empty] | Yes | Yes | [62 empty] | 0 | 0
| 57 |  |  | Unallocated | Unallocated | [18 empty] | Yes | Yes | [62 empty] | 0 | 0
| 58 |  |  | Unallocated | Unallocated | [18 empty] | Yes | Yes | [62 empty] | 0 | 0
| 59 |  |  | Unallocated | Unallocated | [18 empty] | Yes | Yes | [62 empty] | 0 | 0
| 60 |  |  | Unallocated | Unallocated | [18 empty] | Yes | Yes | [62 empty] | 0 | 0
| 61 |  |  | Unallocated | Unallocated | [18 empty] | Yes | Yes | [62 empty] | 0 | 0
| 62 |  |  | Unallocated | Unallocated | [18 empty] | Yes | Yes | [62 empty] | 0 | 0
| 63 |  |  | Unallocated | Unallocated | [18 empty] | Yes | Yes | [62 empty] | 0 | 0
| 64 |  |  | Unallocated | Unallocated | [18 empty] | Yes | Yes | [62 empty] | 0 | 0
| 65 |  |  | Unallocated | Unallocated | [18 empty] | Yes | Yes | [62 empty] | 0 | 0
| 66 |  |  | Unallocated | Unallocated | [18 empty] | Yes | Yes | [62 empty] | 0 | 0
| 67 |  |  | Unallocated | Unallocated | [18 empty] | Yes | Yes | [62 empty] | 0 | 0
| 68 |  |  | Unallocated | Unallocated | [18 empty] | Yes | Yes | [62 empty] | 0 | 0
| 69 |  |  | Unallocated | Unallocated | [18 empty] | Yes | Yes | [62 empty] | 0 | 0
| 70 |  |  | Unallocated | Unallocated | [18 empty] | Yes | Yes | [62 empty] | 0 | 0
| 71 |  |  | Unallocated | Unallocated | [18 empty] | Yes | Yes | [62 empty] | 0 | 0
| 72 |  |  | Unallocated | Unallocated | [18 empty] | Yes | Yes | [62 empty] | 0 | 0
| 73 |  |  | Unallocated | Unallocated | [18 empty] | Yes | Yes | [62 empty] | 0 | 0
| 74 |  |  | Unallocated | Unallocated | [18 empty] | Yes | Yes | [62 empty] | 0 | 0
| 75 |  |  | Unallocated | Unallocated | [18 empty] | Yes | Yes | [62 empty] | 0 | 0
| 76 |  |  | Unallocated | Unallocated | [18 empty] | Yes | Yes | [62 empty] | 0 | 0
| 77 |  |  | Unallocated | Unallocated | [18 empty] | Yes | Yes | [62 empty] | 0 | 0
| 78 |  |  | Unallocated | Unallocated | [18 empty] | Yes | Yes | [62 empty] | 0 | 0
| 79 |  |  | Unallocated | Unallocated | [18 empty] | Yes | Yes | [62 empty] | 0 | 0
| 80 |  |  | Unallocated | Unallocated | [18 empty] | Yes | Yes | [62 empty] | 0 | 0
| 81 |  |  | Unallocated | Unallocated | [18 empty] | Yes | Yes | [62 empty] | 0 | 0
| 82 |  |  | Unallocated | Unallocated | [18 empty] | Yes | Yes | [62 empty] | 0 | 0
| 83 |  |  | Unallocated | Unallocated | [18 empty] | Yes | Yes | [62 empty] | 0 | 0
| 84 |  |  | Unallocated | Unallocated | [18 empty] | Yes | Yes | [62 empty] | 0 | 0
| 85 |  |  | Unallocated | Unallocated | [18 empty] | Yes | Yes | [62 empty] | 0 | 0
| 86 |  |  | Unallocated | Unallocated | [18 empty] | Yes | Yes | [62 empty] | 0 | 0
| 87 |  |  | Unallocated | Unallocated | [18 empty] | Yes | Yes | [62 empty] | 0 | 0
| 88 |  |  | Unallocated | Unallocated | [18 empty] | Yes | Yes | [62 empty] | 0 | 0
| 89 |  |  | Unallocated | Unallocated | [18 empty] | Yes | Yes | [62 empty] | 0 | 0
| 90 |  |  | Unallocated | Unallocated | [18 empty] | Yes | Yes | [62 empty] | 0 | 0
| 91 |  |  | Unallocated | Unallocated | [18 empty] | Yes | Yes | [62 empty] | 0 | 0
| 92 |  |  | Unallocated | Unallocated | [18 empty] | Yes | Yes | [62 empty] | 0 | 0
| 93 |  |  | Unallocated | Unallocated | [18 empty] | Yes | Yes | [62 empty] | 0 | 0
| 94 |  |  | Unallocated | Unallocated | [18 empty] | Yes | Yes | [62 empty] | 0 | 0
| 95 |  |  | Unallocated | Unallocated | [18 empty] | Yes | Yes | [62 empty] | 0 | 0
| 96 |  |  | Unallocated | Unallocated | [18 empty] | Yes | Yes | [62 empty] | 0 | 0
| 97 |  |  | Unallocated | Unallocated | [18 empty] | Yes | Yes | [62 empty] | 0 | 0
| 98 |  |  | Unallocated | Unallocated | [18 empty] | Yes | Yes | [62 empty] | 0 | 0
| 99 |  |  | Unallocated | Unallocated | [18 empty] | Yes | Yes | [62 empty] | 0 | 0
| 100 |  |  | Unallocated | Unallocated | [18 empty] | Yes | Yes | [62 empty] | 0 | 0
24. Forecast type 2 capital contributions ($'000s 2020-21 June)
|  | Forecast type 2 capcons by RIN category: |  |  |  | 2022-23 | 2023-24 | 2024-25 | 2025-26 | 2026-27 | 2027-28 | 2028-29
|  | Replacement |  |  |  | 0 | 0 | 0 | 0 | 0 | 0 | 0
|  | Augmentation |  |  |  | 0 | 0 | 0 | 0 | 0 | 0 | 0
|  | Connections |  |  |  | 2461.5988 | 2461.5988 | 0 | 0 | 0 | 0 | 0
|  | Non-network capex |  |  |  | 0 | 0 | 0 | 0 | 0 | 0 | 0
|  | Total type 2 capital contributions |  |  |  | 2461.5988 | 2461.5988 | 0 | 0 | 0 | 0 | 0
End

## Reset RIN
0 | Output - Reset RIN
Forecast capital contributions
Direct costs (excluding overheads and escalation) by RAB asset class
|  | Ref. | RAB Asset Class | Source | Unit | Basis | Timing | FY23 | FY24 | FY25 | FY26 | FY27 | FY28 | FY29 | Total FY25 to FY29
|  | 1 | Substations | Various | $Millions | Real $2021 | End of Period | 0 | 0 | 0 | 0 | 0 | 0 | 0 | 0
|  | 2 | Distribution Lines | Various | $Millions | Real $2021 | End of Period | 1.9745 | 1.983 | 0.051096 | 0.051096 | 0.051096 | 0.051096 | 0.051096 | 0.25548
|  | 3 | Transmission Lines | Various | $Millions | Real $2021 | End of Period | 0 | 0 | 0 | 0 | 0 | 0 | 0 | 0
|  | 4 | LV Services | Various | $Millions | Real $2021 | End of Period | 0.14549 | 0.14651 | 0.10613 | 0.10678 | 0.10745 | 0.10814 | 0.10884 | 0.53735
|  | 5 | Distribution Substations | Various | $Millions | Real $2021 | End of Period | 0.83407 | 0.83407 | 0 | 0 | 0 | 0 | 0 | 0
|  | 6 | Distribution Switchgear | Various | $Millions | Real $2021 | End of Period | 0.15973 | 0.15973 | 0 | 0 | 0 | 0 | 0 | 0
|  | 7 | Protection | Various | $Millions | Real $2021 | End of Period | 0 | 0 | 0 | 0 | 0 | 0 | 0 | 0
|  | 8 | SCADA | Various | $Millions | Real $2021 | End of Period | 0 | 0 | 0 | 0 | 0 | 0 | 0 | 0
|  | 9 | Communications | Various | $Millions | Real $2021 | End of Period | 0 | 0 | 0 | 0 | 0 | 0 | 0 | 0
|  | 10 | Land and Easements | Various | $Millions | Real $2021 | End of Period | 0 | 0 | 0 | 0 | 0 | 0 | 0 | 0
|  | 11 | Property | Various | $Millions | Real $2021 | End of Period | 0 | 0 | 0 | 0 | 0 | 0 | 0 | 0
|  | 12 | IT and Communications | Various | $Millions | Real $2021 | End of Period | 0 | 0 | 0 | 0 | 0 | 0 | 0 | 0
|  | 13 | Motor Vehicles | Various | $Millions | Real $2021 | End of Period | 0 | 0 | 0 | 0 | 0 | 0 | 0 | 0
|  | 14 | Plant and Equipment | Various | $Millions | Real $2021 | End of Period | 0 | 0 | 0 | 0 | 0 | 0 | 0 | 0
|  | 15 | Property Leases | Various | $Millions | Real $2021 | End of Period | 0 | 0 | 0 | 0 | 0 | 0 | 0 | 0
|  | 16 | Fleet Leases | Various | $Millions | Real $2021 | End of Period | 0 | 0 | 0 | 0 | 0 | 0 | 0 | 0
|  | 17 | Buildings | Various | $Millions | Real $2021 | End of Period | 0 | 0 | 0 | 0 | 0 | 0 | 0 | 0
|  | 18 | In-house Software | Various | $Millions | Real $2021 | End of Period | 0 | 0 | 0 | 0 | 0 | 0 | 0 | 0
|  |  | Total Capital Contributions | Calculated | $Millions | Real $2021 | End of Period | 3.1138 | 3.1233 | 0.15723 | 0.15788 | 0.15855 | 0.15924 | 0.15994 | 0.79283
|  |  | Cash contributions - Total | Cash contributions | $Millions | Real $2021 | End of Period | 0.65217 | 0.66166 | 0.15723 | 0.15788 | 0.15855 | 0.15924 | 0.15994
|  |  | Gifted assets - Total | Gifted assets | $Millions | Real $2021 | End of Period | 2.4616 | 2.4616 | 0 | 0 | 0 | 0 | 0
0 |  |  | Check |  |  |  |  | 0 | 0 | 0 | 0 | 0 | 0 | 0
Direct costs (excluding overheads and escalation) by RIN categories
|  | Ref. | Customer Class | Connection Type | Unit | Basis | Timing | FY23 | FY24 | FY25 | FY26 | FY27 | FY28 | FY29 | Total FY25 to FY29
|  | 1 | RESIDENTIAL | Simple connection LV | $Millions | Real $2021 | End of Period | 0.19394 | 0.19361 | 0 | 0 | 0 | 0 | 0 | 0
|  | 2 |  | Complex connection LV | $Millions | Real $2021 | End of Period | 0.07512 | 0.074467 | 0.015818 | 0.01586 | 0.015902 | 0.015944 | 0.015986 | 0.07951
|  | 3 |  | Complex connection HV | $Millions | Real $2021 | End of Period | 0.24396 | 0.24119 | 0.051096 | 0.051096 | 0.051096 | 0.051096 | 0.051096 | 0.25548
|  | 4 | COMMERCIAL/INDUSTRIAL | Simple connection LV | $Millions | Real $2021 | End of Period | 0.094347 | 0.096019 | 0.020938 | 0.021549 | 0.022177 | 0.022821 | 0.023482 | 0.11097
|  | 5 |  | Complex connection HV (customer connected at LV, minor HV works) | $Millions | Real $2021 | End of Period | 1.1677 | 1.1175 | 0 | 0 | 0 | 0 | 0 | 0
|  | 6 |  | Complex connection HV (customer connected at LV, upstream asset works) | $Millions | Real $2021 | End of Period | 0.24417 | 0.24075 | 0 | 0 | 0 | 0 | 0 | 0
|  | 7 |  | Complex connection HV (customer connected at HV) | $Millions | Real $2021 | End of Period | 0.52582 | 0.59747 | 0 | 0 | 0 | 0 | 0 | 0
|  | 8 |  | Complex connection sub-transmission | $Millions | Real $2021 | End of Period | 0 | 0 | 0 | 0 | 0 | 0 | 0 | 0
|  | 9 | SUBDIVISION | Complex connection LV | $Millions | Real $2021 | End of Period | 0.33123 | 0.32747 | 0.069374 | 0.069374 | 0.069374 | 0.069374 | 0.069374 | 0.34687
|  | 10 |  | Complex connection HV (no upstream asset works) | $Millions | Real $2021 | End of Period | 0.12239 | 0.121 | 0 | 0 | 0 | 0 | 0 | 0
|  | 11 |  | Complex connection HV (with upstream asset works) | $Millions | Real $2021 | End of Period | 0.1151 | 0.1138 | 0 | 0 | 0 | 0 | 0 | 0
|  | 12 | EMBEDDED GENERATION | Simple connection LV | $Millions | Real $2021 | End of Period | 0 | 0 | 0 | 0 | 0 | 0 | 0 | 0
|  | 13 |  | Complex connection HV (small capacity) | $Millions | Real $2021 | End of Period | 0 | 0 | 0 | 0 | 0 | 0 | 0 | 0
|  | 14 |  | Complex connection HV (large capacity) | $Millions | Real $2021 | End of Period | 0 | 0 | 0 | 0 | 0 | 0 | 0 | 0
|  |  | Total Gross Capex | Calculated | $Millions | Real $2021 | End of Period | 3.1138 | 3.1233 | 0.15723 | 0.15788 | 0.15855 | 0.15924 | 0.15994 | 0.79283
0 |  |  | Check |  |  |  |  | 0 | 0 | 0 | 0 | 0 | 0 | 0
End

## Gross connection capex (SCS)
0 | Output - SCS - Gross connection expenditure
Forecast connection capex
Direct costs (excluding overheads and escalation) by RAB asset class
|  | Ref. | RAB Asset Class | Source | Unit | Basis | Timing | FY23 | FY24 | FY25 | FY26 | FY27 | FY28 | FY29 | Total FY25 to FY29
|  | 1 | Substations | Various | $Millions | Real $2021 | End of Period | 0 | 0 | 0 | 0 | 0 | 0 | 0 | 0
|  | 2 | Distribution Lines | Various | $Millions | Real $2021 | End of Period | 4.5079 | 4.5587 | 0.30658 | 0.30658 | 0.30658 | 0.30658 | 0.30658 | 1.5329 | Include gifted assets in 2024-29 | No | NB: recent AER practice is to exclude gifted assets
|  | 3 | Transmission Lines | Various | $Millions | Real $2021 | End of Period | 0 | 0 | 0 | 0 | 0 | 0 | 0 | 0 | Include gifted assets from 2021-24 | Yes | NB: Set to be consistent with the allowance for the current period which included gifted assets when rolling forward the TAB
|  | 4 | LV Services | Various | $Millions | Real $2021 | End of Period | 0.87293 | 0.87904 | 0.84383 | 0.84973 | 0.85573 | 0.86183 | 0.86802 | 4.2791
|  | 5 | Distribution Substations | Various | $Millions | Real $2021 | End of Period | 0.83407 | 0.83407 | 0 | 0 | 0 | 0 | 0 | 0
|  | 6 | Distribution Switchgear | Various | $Millions | Real $2021 | End of Period | 0.15973 | 0.15973 | 0 | 0 | 0 | 0 | 0 | 0
|  | 7 | Protection | Various | $Millions | Real $2021 | End of Period | 0 | 0 | 0 | 0 | 0 | 0 | 0 | 0
|  | 8 | SCADA | Various | $Millions | Real $2021 | End of Period | 0 | 0 | 0 | 0 | 0 | 0 | 0 | 0
|  | 9 | Communications | Various | $Millions | Real $2021 | End of Period | 0 | 0 | 0 | 0 | 0 | 0 | 0 | 0
|  | 10 | Land and Easements | Various | $Millions | Real $2021 | End of Period | 0 | 0 | 0 | 0 | 0 | 0 | 0 | 0
|  | 11 | Property | Various | $Millions | Real $2021 | End of Period | 0 | 0 | 0 | 0 | 0 | 0 | 0 | 0
|  | 12 | IT and Communications | Various | $Millions | Real $2021 | End of Period | 0 | 0 | 0 | 0 | 0 | 0 | 0 | 0
|  | 13 | Motor Vehicles | Various | $Millions | Real $2021 | End of Period | 0 | 0 | 0 | 0 | 0 | 0 | 0 | 0
|  | 14 | Plant and Equipment | Various | $Millions | Real $2021 | End of Period | 0 | 0 | 0 | 0 | 0 | 0 | 0 | 0
|  | 15 | Property Leases | Various | $Millions | Real $2021 | End of Period | 0 | 0 | 0 | 0 | 0 | 0 | 0 | 0
|  | 16 | Fleet Leases | Various | $Millions | Real $2021 | End of Period | 0 | 0 | 0 | 0 | 0 | 0 | 0 | 0
|  | 17 | Buildings | Various | $Millions | Real $2021 | End of Period | 0 | 0 | 0 | 0 | 0 | 0 | 0 | 0
|  | 18 | In-house Software | Various | $Millions | Real $2021 | End of Period | 0 | 0 | 0 | 0 | 0 | 0 | 0 | 0
|  |  | Total Gross Capex | Calculated | $Millions | Real $2021 | End of Period | 6.3746 | 6.4316 | 1.1504 | 1.1563 | 1.1623 | 1.1684 | 1.1746 | 5.812
|  |  | PWC Connection capex | Net connection capex (SCS) | $Millions | Real $2021 | End of Period | 3.2609 | 3.3083 | 0.99318 | 0.99843 | 1.0038 | 1.0092 | 1.0147
|  |  | Cash Contributions | Cash contributions (SCS) | $Millions | Real $2021 | End of Period | 0.65217 | 0.66166 | 0.15723 | 0.15788 | 0.15855 | 0.15924 | 0.15994
|  |  | Gifted assets - Total | Gifted assets | $Millions | Real $2021 | End of Period | 2.4616 | 2.4616 | 0 | 0 | 0 | 0 | 0
0 |  |  | Check |  |  |  |  | 0 | 0 | 0 | 0 | 0 | 0 | 0
Direct costs (excluding overheads and escalation) by RIN categories
|  | Ref. | Customer Class | Connection Type | Unit | Basis | Timing | FY23 | FY24 | FY25 | FY26 | FY27 | FY28 | FY29 | Total FY25 to FY29
|  | 1 | RESIDENTIAL | Simple connection LV | $Millions | Real $2021 | End of Period | 0.39704 | 0.39868 | 0.20706 | 0.20903 | 0.21101 | 0.21299 | 0.21497 | 1.0551
|  | 2 |  | Complex connection LV | $Millions | Real $2021 | End of Period | 0.15379 | 0.15335 | 0.094907 | 0.095159 | 0.095412 | 0.095664 | 0.095917 | 0.47706
|  | 3 |  | Complex connection HV | $Millions | Real $2021 | End of Period | 0.49944 | 0.49667 | 0.30658 | 0.30658 | 0.30658 | 0.30658 | 0.30658 | 1.5329
|  | 4 | COMMERCIAL/INDUSTRIAL | Simple connection LV | $Millions | Real $2021 | End of Period | 0.19315 | 0.19773 | 0.12563 | 0.1293 | 0.13306 | 0.13693 | 0.14089 | 0.6658
|  | 5 |  | Complex connection HV (customer connected at LV, minor HV works) | $Millions | Real $2021 | End of Period | 2.3906 | 2.3012 | 0 | 0 | 0 | 0 | 0 | 0
|  | 6 |  | Complex connection HV (customer connected at LV, upstream asset works) | $Millions | Real $2021 | End of Period | 0.49987 | 0.49575 | 0 | 0 | 0 | 0 | 0 | 0
|  | 7 |  | Complex connection HV (customer connected at HV) | $Millions | Real $2021 | End of Period | 1.0765 | 1.2303 | 0 | 0 | 0 | 0 | 0 | 0
|  | 8 |  | Complex connection sub-transmission | $Millions | Real $2021 | End of Period | 0 | 0 | 0 | 0 | 0 | 0 | 0 | 0
|  | 9 | SUBDIVISION | Complex connection LV | $Millions | Real $2021 | End of Period | 0.6781 | 0.67434 | 0.41625 | 0.41625 | 0.41625 | 0.41625 | 0.41625 | 2.0812
|  | 10 |  | Complex connection HV (no upstream asset works) | $Millions | Real $2021 | End of Period | 0.25056 | 0.24917 | 0 | 0 | 0 | 0 | 0 | 0
|  | 11 |  | Complex connection HV (with upstream asset works) | $Millions | Real $2021 | End of Period | 0.23564 | 0.23434 | 0 | 0 | 0 | 0 | 0 | 0
|  | 12 | EMBEDDED GENERATION | Simple connection LV | $Millions | Real $2021 | End of Period | 0 | 0 | 0 | 0 | 0 | 0 | 0 | 0
|  | 13 |  | Complex connection HV (small capacity) | $Millions | Real $2021 | End of Period | 0 | 0 | 0 | 0 | 0 | 0 | 0 | 0
|  | 14 |  | Complex connection HV (large capacity) | $Millions | Real $2021 | End of Period | 0 | 0 | 0 | 0 | 0 | 0 | 0 | 0
|  |  | Total Gross Capex | Calculated | $Millions | Real $2021 | End of Period | 6.3746 | 6.4316 | 1.1504 | 1.1563 | 1.1623 | 1.1684 | 1.1746 | 5.812
0 |  |  | Check |  |  |  |  | 0 | 0 | 0 | 0 | 0 | 0 | 0
End

## Capital contributions (SCS)
0 | Output - SCS - Capital contributions (Cash contributions + Gifted assets)
Forecast capital contributions
Direct costs (excluding overheads and escalation) by RAB asset class
|  | Ref. | RAB Asset Class | Source | Unit | Basis | Timing | FY23 | FY24 | FY25 | FY26 | FY27 | FY28 | FY29 | Total FY25 to FY29
|  | 1 | Substations | Various | $Millions | Real $2021 | End of Period | 0 | 0 | 0 | 0 | 0 | 0 | 0 | 0
|  | 2 | Distribution Lines | Various | $Millions | Real $2021 | End of Period | 1.9745 | 1.983 | 0.051096 | 0.051096 | 0.051096 | 0.051096 | 0.051096 | 0.25548
|  | 3 | Transmission Lines | Various | $Millions | Real $2021 | End of Period | 0 | 0 | 0 | 0 | 0 | 0 | 0 | 0
|  | 4 | LV Services | Various | $Millions | Real $2021 | End of Period | 0.14549 | 0.14651 | 0.10613 | 0.10678 | 0.10745 | 0.10814 | 0.10884 | 0.53735
|  | 5 | Distribution Substations | Various | $Millions | Real $2021 | End of Period | 0.83407 | 0.83407 | 0 | 0 | 0 | 0 | 0 | 0
|  | 6 | Distribution Switchgear | Various | $Millions | Real $2021 | End of Period | 0.15973 | 0.15973 | 0 | 0 | 0 | 0 | 0 | 0
|  | 7 | Protection | Various | $Millions | Real $2021 | End of Period | 0 | 0 | 0 | 0 | 0 | 0 | 0 | 0
|  | 8 | SCADA | Various | $Millions | Real $2021 | End of Period | 0 | 0 | 0 | 0 | 0 | 0 | 0 | 0
|  | 9 | Communications | Various | $Millions | Real $2021 | End of Period | 0 | 0 | 0 | 0 | 0 | 0 | 0 | 0
|  | 10 | Land and Easements | Various | $Millions | Real $2021 | End of Period | 0 | 0 | 0 | 0 | 0 | 0 | 0 | 0
|  | 11 | Property | Various | $Millions | Real $2021 | End of Period | 0 | 0 | 0 | 0 | 0 | 0 | 0 | 0
|  | 12 | IT and Communications | Various | $Millions | Real $2021 | End of Period | 0 | 0 | 0 | 0 | 0 | 0 | 0 | 0
|  | 13 | Motor Vehicles | Various | $Millions | Real $2021 | End of Period | 0 | 0 | 0 | 0 | 0 | 0 | 0 | 0
|  | 14 | Plant and Equipment | Various | $Millions | Real $2021 | End of Period | 0 | 0 | 0 | 0 | 0 | 0 | 0 | 0
|  | 15 | Property Leases | Various | $Millions | Real $2021 | End of Period | 0 | 0 | 0 | 0 | 0 | 0 | 0 | 0
|  | 16 | Fleet Leases | Various | $Millions | Real $2021 | End of Period | 0 | 0 | 0 | 0 | 0 | 0 | 0 | 0
|  | 17 | Buildings | Various | $Millions | Real $2021 | End of Period | 0 | 0 | 0 | 0 | 0 | 0 | 0 | 0
|  | 18 | In-house Software | Various | $Millions | Real $2021 | End of Period | 0 | 0 | 0 | 0 | 0 | 0 | 0 | 0
|  |  | Total Capital Contributions | Calculated | $Millions | Real $2021 | End of Period | 3.1138 | 3.1233 | 0.15723 | 0.15788 | 0.15855 | 0.15924 | 0.15994 | 0.79283
|  |  | Cash contributions - Total | Cash contributions | $Millions | Real $2021 | End of Period | 0.65217 | 0.66166 | 0.15723 | 0.15788 | 0.15855 | 0.15924 | 0.15994
|  |  | Gifted assets - Total | Gifted assets | $Millions | Real $2021 | End of Period | 2.4616 | 2.4616 | 0 | 0 | 0 | 0 | 0
0 |  |  | Check |  |  |  |  | 0 | 0 | 0 | 0 | 0 | 0 | 0
Direct costs (excluding overheads and escalation) by RIN categories
|  | Ref. | Customer Class | Connection Type | Unit | Basis | Timing | FY23 | FY24 | FY25 | FY26 | FY27 | FY28 | FY29 | Total FY25 to FY29
|  | 1 | RESIDENTIAL | Simple connection LV | $Millions | Real $2021 | End of Period | 0.19394 | 0.19361 | 0 | 0 | 0 | 0 | 0 | 0
|  | 2 |  | Complex connection LV | $Millions | Real $2021 | End of Period | 0.07512 | 0.074467 | 0.015818 | 0.01586 | 0.015902 | 0.015944 | 0.015986 | 0.07951
|  | 3 |  | Complex connection HV | $Millions | Real $2021 | End of Period | 0.24396 | 0.24119 | 0.051096 | 0.051096 | 0.051096 | 0.051096 | 0.051096 | 0.25548
|  | 4 | COMMERCIAL/INDUSTRIAL | Simple connection LV | $Millions | Real $2021 | End of Period | 0.094347 | 0.096019 | 0.020938 | 0.021549 | 0.022177 | 0.022821 | 0.023482 | 0.11097
|  | 5 |  | Complex connection HV (customer connected at LV, minor HV works) | $Millions | Real $2021 | End of Period | 1.1677 | 1.1175 | 0 | 0 | 0 | 0 | 0 | 0
|  | 6 |  | Complex connection HV (customer connected at LV, upstream asset works) | $Millions | Real $2021 | End of Period | 0.24417 | 0.24075 | 0 | 0 | 0 | 0 | 0 | 0
|  | 7 |  | Complex connection HV (customer connected at HV) | $Millions | Real $2021 | End of Period | 0.52582 | 0.59747 | 0 | 0 | 0 | 0 | 0 | 0
|  | 8 |  | Complex connection sub-transmission | $Millions | Real $2021 | End of Period | 0 | 0 | 0 | 0 | 0 | 0 | 0 | 0
|  | 9 | SUBDIVISION | Complex connection LV | $Millions | Real $2021 | End of Period | 0.33123 | 0.32747 | 0.069374 | 0.069374 | 0.069374 | 0.069374 | 0.069374 | 0.34687
|  | 10 |  | Complex connection HV (no upstream asset works) | $Millions | Real $2021 | End of Period | 0.12239 | 0.121 | 0 | 0 | 0 | 0 | 0 | 0
|  | 11 |  | Complex connection HV (with upstream asset works) | $Millions | Real $2021 | End of Period | 0.1151 | 0.1138 | 0 | 0 | 0 | 0 | 0 | 0
|  | 12 | EMBEDDED GENERATION | Simple connection LV | $Millions | Real $2021 | End of Period | 0 | 0 | 0 | 0 | 0 | 0 | 0 | 0
|  | 13 |  | Complex connection HV (small capacity) | $Millions | Real $2021 | End of Period | 0 | 0 | 0 | 0 | 0 | 0 | 0 | 0
|  | 14 |  | Complex connection HV (large capacity) | $Millions | Real $2021 | End of Period | 0 | 0 | 0 | 0 | 0 | 0 | 0 | 0
|  |  | Total Gross Capex | Calculated | $Millions | Real $2021 | End of Period | 3.1138 | 3.1233 | 0.15723 | 0.15788 | 0.15855 | 0.15924 | 0.15994 | 0.79283
0 |  |  | Check |  |  |  |  | 0 | 0 | 0 | 0 | 0 | 0 | 0
End

## CALCS -->
Calculations (SCS)

## Net connection capex (SCS)
0 | Calculation - SCS - PWC Connection Expenditure
PWC Connection Capex Forecasts
Direct costs (excluding overheads and escalation) by RAB asset class
|  | Ref. | RAB Asset Class | Source | Unit | Basis | Timing |  | FY23 | FY24 | FY25 | FY26 | FY27 | FY28 | FY29 | Total FY25 to FY29
|  | 1 | Substations | Calculated | $Millions | Real $2021 | End of Period |  | 0 | 0 | 0 | 0 | 0 | 0 | 0 | 0
|  | 2 | Distribution Lines | Calculated | $Millions | Real $2021 | End of Period |  | 2.5334 | 2.5758 | 0.25548 | 0.25548 | 0.25548 | 0.25548 | 0.25548 | 1.2774
|  | 3 | Transmission Lines | Calculated | $Millions | Real $2021 | End of Period |  | 0 | 0 | 0 | 0 | 0 | 0 | 0 | 0
|  | 4 | LV Services | Calculated | $Millions | Real $2021 | End of Period |  | 0.72744 | 0.73253 | 0.7377 | 0.74295 | 0.74828 | 0.75369 | 0.75918 | 3.7418
|  | 5 | Distribution Substations | Calculated | $Millions | Real $2021 | End of Period |  | 0 | 0 | 0 | 0 | 0 | 0 | 0 | 0
|  | 6 | Distribution Switchgear | Calculated | $Millions | Real $2021 | End of Period |  | 0 | 0 | 0 | 0 | 0 | 0 | 0 | 0
|  | 7 | Protection | Calculated | $Millions | Real $2021 | End of Period |  | 0 | 0 | 0 | 0 | 0 | 0 | 0 | 0
|  | 8 | SCADA | Calculated | $Millions | Real $2021 | End of Period |  | 0 | 0 | 0 | 0 | 0 | 0 | 0 | 0
|  | 9 | Communications | Calculated | $Millions | Real $2021 | End of Period |  | 0 | 0 | 0 | 0 | 0 | 0 | 0 | 0
|  | 10 | Land and Easements | Calculated | $Millions | Real $2021 | End of Period |  | 0 | 0 | 0 | 0 | 0 | 0 | 0 | 0
|  | 11 | Property | Calculated | $Millions | Real $2021 | End of Period |  | 0 | 0 | 0 | 0 | 0 | 0 | 0 | 0
|  | 12 | IT and Communications | Calculated | $Millions | Real $2021 | End of Period |  | 0 | 0 | 0 | 0 | 0 | 0 | 0 | 0
|  | 13 | Motor Vehicles | Calculated | $Millions | Real $2021 | End of Period |  | 0 | 0 | 0 | 0 | 0 | 0 | 0 | 0
|  | 14 | Plant and Equipment | Calculated | $Millions | Real $2021 | End of Period |  | 0 | 0 | 0 | 0 | 0 | 0 | 0 | 0
|  | 15 | Property Leases | Calculated | $Millions | Real $2021 | End of Period |  | 0 | 0 | 0 | 0 | 0 | 0 | 0 | 0
|  | 16 | Fleet Leases | Calculated | $Millions | Real $2021 | End of Period |  | 0 | 0 | 0 | 0 | 0 | 0 | 0 | 0
|  | 17 | Buildings | Calculated | $Millions | Real $2021 | End of Period |  | 0 | 0 | 0 | 0 | 0 | 0 | 0 | 0
|  | 18 | In-house Software | Calculated | $Millions | Real $2021 | End of Period |  | 0 | 0 | 0 | 0 | 0 | 0 | 0 | 0
|  |  | Total | Calculated | $Millions | Real $2021 | End of Period |  | 3.2609 | 3.3083 | 0.99318 | 0.99843 | 1.0038 | 1.0092 | 1.0147 | 5.0192
0 |  |  | Check | [5 empty] | 0 | 0 | 0 | 0 | 0 | 0 | 0
Direct costs (excluding overheads and escalation) by RIN category
|  | Ref. | Customer Class | Connection Type | Unit | Basis | Timing |  | FY23 | FY24 | FY25 | FY26 | FY27 | FY28 | FY29 |  | RAB asset class allocation
|  | 1 | RESIDENTIAL | Simple connection LV | Dollars | Real $2021 | End of Period |  | 203098.6511 | 205076.8718 | 207055.0925 | 209033.3132 | 211011.534 | 212989.7547 | 214967.9754 |  | LV Services
|  | 2 |  | Complex connection LV | Dollars | Real $2021 | End of Period |  | 78668.2716 | 78878.6649 | 79089.0583 | 79299.4516 | 79509.845 | 79720.2383 | 79930.6316 |  | LV Services
|  | 3 |  | Complex connection HV | Dollars | Real $2021 | End of Period |  | 255480.6558 | 255480.6558 | 255480.6558 | 255480.6558 | 255480.6558 | 255480.6558 | 255480.6558 |  | Distribution Lines
|  | 4 | COMMERCIAL/INDUSTRIAL | Simple connection LV | Dollars | Real $2021 | End of Period |  | 98803.4261 | 101707.5625 | 104687.7307 | 107745.9574 | 110884.3245 | 114104.9703 | 117410.0908 |  | LV Services
|  | 5 |  | Complex connection HV (customer connected at LV, minor HV works) | Dollars | Real $2021 | End of Period |  | 1222861.2334 | 1183697.1015 | 0 | 0 | 0 | 0 | 0 |  | Distribution Lines
|  | 6 |  | Complex connection HV (customer connected at LV, upstream asset works) | Dollars | Real $2021 | End of Period |  | 255704.2061 | 255008.9592 | 0 | 0 | 0 | 0 | 0 |  | Distribution Lines
|  | 7 |  | Complex connection HV (customer connected at HV) | Dollars | Real $2021 | End of Period |  | 550654.4619 | 632868.6111 | 0 | 0 | 0 | 0 | 0 |  | Distribution Lines
|  | 8 |  | Complex connection sub-transmission | Dollars | Real $2021 | End of Period |  | 0 | 0 | 0 | 0 | 0 | 0 | 0 |  | Distribution Lines
|  | 9 | SUBDIVISION | Complex connection LV | Dollars | Real $2021 | End of Period |  | 346871.4409 | 346871.4409 | 346871.4409 | 346871.4409 | 346871.4409 | 346871.4409 | 346871.4409 |  | LV Services
|  | 10 |  | Complex connection HV (no upstream asset works) | Dollars | Real $2021 | End of Period |  | 128170.557 | 128170.557 | 0 | 0 | 0 | 0 | 0 |  | Distribution Lines
|  | 11 |  | Complex connection HV (with upstream asset works) | Dollars | Real $2021 | End of Period |  | 120539.7201 | 120539.7201 | 0 | 0 | 0 | 0 | 0 |  | Distribution Lines
|  | 12 | EMBEDDED GENERATION | Simple connection LV | Dollars | Real $2021 | End of Period |  | 0 | 0 | 0 | 0 | 0 | 0 | 0 |  | LV Services
|  | 13 |  | Complex connection HV (small capacity) | Dollars | Real $2021 | End of Period |  | 0 | 0 | 0 | 0 | 0 | 0 | 0 |  | Distribution Lines
|  | 14 |  | Complex connection HV (large capacity) | Dollars | Real $2021 | End of Period |  | 0 | 0 | 0 | 0 | 0 | 0 | 0 |  | Distribution Lines
|  |  | Total |  | Dollars | Real $2021 | End of Period |  | 3260852.624 | 3308300.1449 | 993183.9781 | 998430.8189 | 1003757.8001 | 1009167.06 | 1014660.7945
Forecast volumes
|  | Ref. | Customer Class | Connection Type | Unit | Basis | Timing |  | FY23 | FY24 | FY25 | FY26 | FY27 | FY28 | FY29
|  | 1 | RESIDENTIAL | Simple connection LV | Number | N/A | N/A |  | 196.6457 | 198.561 | 200.4764 | 202.3918 | 204.3071 | 206.2225 | 208.1379
|  | 2 |  | Complex connection LV | Number | N/A | N/A |  | 4.4227 | 4.4345 | 4.4463 | 4.4582 | 4.47 | 4.4818 | 4.4936
|  | 3 |  | Complex connection HV | Number | N/A | N/A |  | 12 | 12 | 12 | 12 | 12 | 12 | 12
|  | 4 | COMMERCIAL/INDUSTRIAL | Simple connection LV | Number | N/A | N/A |  | 26.3259 | 27.0996 | 27.8937 | 28.7086 | 29.5448 | 30.4029 | 31.2835
|  | 5 |  | Complex connection HV (customer connected at LV, minor HV works) | Number | N/A | N/A |  | FY23: 30.0475; FY24: 29.0852
|  | 6 |  | Complex connection HV (customer connected at LV, upstream asset works) | Number | N/A | N/A |  | FY23: 2.6546; FY24: 2.6473
|  | 7 |  | Complex connection HV (customer connected at HV) | Number | N/A | N/A |  | FY23: 3.022; FY24: 3.4732
|  | 8 |  | Complex connection sub-transmission | Number | N/A | N/A |  | FY23: 0; FY24: 0
|  | 9 | SUBDIVISION | Complex connection LV | Number | N/A | N/A |  | 290 | 290 | 290 | 290 | 290 | 290 | 290
|  | 10 |  | Complex connection HV (no upstream asset works) | Number | N/A | N/A |  | FY23: 3; FY24: 3
|  | 11 |  | Complex connection HV (with upstream asset works) | Number | N/A | N/A |  | FY23: 3; FY24: 3
|  | 12 | EMBEDDED GENERATION | Simple connection LV | Number | N/A | N/A |  | 2774.5576 | 2915.8928 | 3063.1995 | 3215.7992 | 3372.9335 | 3533.2261 | 3695.5127
|  | 13 |  | Complex connection HV (small capacity) | Number | N/A | N/A |  | FY23: 0; FY24: 0
|  | 14 |  | Complex connection HV (large capacity) | Number | N/A | N/A |  | FY23: 0; FY24: 0
|  |  | Total |  | Number | N/A | N/A |  | 3345.676 | 3489.1938 | 3598.0159 | 3753.3577 | 3913.2555 | 4076.3334 | 4241.4278
Unit rate
|  | Ref. | Customer Class | Connection Type | Unit | Basis | Timing | FY19 | FY23: FY20; FY24: FY21; FY25: FY22
|  |  | Nominal Mid to Real 2021 End |  | Factor | N/A | N/A | 1.0431 | FY23: 1.0367; FY24: 1.019; FY25: 0.97062
Real $2021
|  | Ref. | Customer Class | Connection Type | Unit | Basis | Timing | FY19 | FY23: FY20; FY24: FY21; FY25: FY22; FY27: Applied Unit Rate
|  | 1 | RESIDENTIAL | Simple connection LV | Dollars | Nominal | Mid Period | 502.2293 | FY23: 900.4211; FY24: 1274.3316; FY25: 1417.0074; FY27: 1032.8152
|  | 2 |  | Complex connection LV | Dollars | Nominal | Mid Period | 15125 | FY23: 18315.8571; FY24: 19393.75; FY25: 17126.5; FY27: 17787.4718
|  | 3 |  | Complex connection HV | Dollars | Nominal | Mid Period | 21783 | FY23: 20653.5833; FY24: 16977.6667; FY25: 24445.9091; FY27: 21290.0547
|  | 4 | COMMERCIAL/INDUSTRIAL | Simple connection LV | Dollars | Nominal | Mid Period | 1859.8571 | FY23: 4215.4444; FY24: 3159.3125; FY25: 5648.9615; FY27: 3753.0954
|  | 5 |  | Complex connection HV (customer connected at LV, minor HV works) | Dollars | Nominal | Mid Period | 44504.119 | FY23: 34335.92; FY24: 43513.0526; FY25: 37536.5294; FY27: 40697.5692
|  | 6 |  | Complex connection HV (customer connected at LV, upstream asset works) | Dollars | Nominal | Mid Period | 66696 | FY23: 44497.25; FY24: 172492; FY25: 96671.6; FY27: 96326.2783
|  | 7 |  | Complex connection HV (customer connected at HV) | Dollars | Nominal | Mid Period |  | FY23: 5599.5; FY24: 405290; FY25: 131692.8; FY27: 182213.1064
|  | 8 |  | Complex connection sub-transmission | Dollars | Nominal | Mid Period
|  | 9 | SUBDIVISION | Complex connection LV | Dollars | Nominal | Mid Period | 546.5194 | FY23: 768.4337; FY24: 1715.8841; FY25: 1719.7376; FY27: 1196.1084
|  | 10 |  | Complex connection HV (no upstream asset works) | Dollars | Nominal | Mid Period | 16848 | FY23: 564.75; FY24: 84749; FY25: 68380.6667; FY27: 42723.519
|  | 11 |  | Complex connection HV (with upstream asset works) | Dollars | Nominal | Mid Period | 23247 | FY23: 49811.5; FY24: 43820; FY27: 40179.9067
|  | 12 | EMBEDDED GENERATION | Simple connection LV | Dollars | Nominal | Mid Period
|  | 13 |  | Complex connection HV (small capacity) | Dollars | Nominal | Mid Period
|  | 14 |  | Complex connection HV (large capacity) | Dollars | Nominal | Mid Period
End

## Cash contributions (SCS)
0 | Calculation - SCS - Cash Contributions
Cash Contribution Forecasts
Assumptions
|  |  | Assumption |  | Unit | Basis | Timing | FY22 | FY23 | FY24
|  |  | Ratio of cash contributions to net connection capex |  | Per cent | N/A | N/A | 20% | 20% | 20%
Direct costs (excluding overheads and escalation) by RAB asset class
|  | Ref. | RAB Asset Class | Source | Unit | Basis | Timing |  | FY23 | FY24 | FY25 | FY26 | FY27 | FY28 | FY29 | Total FY25 to FY29
|  | 1 | Substations | Calculated | $Millions | Real $2021 | End of Period |  | 0 | 0 | 0 | 0 | 0 | 0 | 0 | 0
|  | 2 | Distribution Lines | Calculated | $Millions | Real $2021 | End of Period |  | 0.50668 | 0.51515 | 0.051096 | 0.051096 | 0.051096 | 0.051096 | 0.051096 | 0.25548
|  | 3 | Transmission Lines | Calculated | $Millions | Real $2021 | End of Period |  | 0 | 0 | 0 | 0 | 0 | 0 | 0 | 0
|  | 4 | LV Services | Calculated | $Millions | Real $2021 | End of Period |  | 0.14549 | 0.14651 | 0.10613 | 0.10678 | 0.10745 | 0.10814 | 0.10884 | 0.53735
|  | 5 | Distribution Substations | Calculated | $Millions | Real $2021 | End of Period |  | 0 | 0 | 0 | 0 | 0 | 0 | 0 | 0
|  | 6 | Distribution Switchgear | Calculated | $Millions | Real $2021 | End of Period |  | 0 | 0 | 0 | 0 | 0 | 0 | 0 | 0
|  | 7 | Protection | Calculated | $Millions | Real $2021 | End of Period |  | 0 | 0 | 0 | 0 | 0 | 0 | 0 | 0
|  | 8 | SCADA | Calculated | $Millions | Real $2021 | End of Period |  | 0 | 0 | 0 | 0 | 0 | 0 | 0 | 0
|  | 9 | Communications | Calculated | $Millions | Real $2021 | End of Period |  | 0 | 0 | 0 | 0 | 0 | 0 | 0 | 0
|  | 10 | Land and Easements | Calculated | $Millions | Real $2021 | End of Period |  | 0 | 0 | 0 | 0 | 0 | 0 | 0 | 0
|  | 11 | Property | Calculated | $Millions | Real $2021 | End of Period |  | 0 | 0 | 0 | 0 | 0 | 0 | 0 | 0
|  | 12 | IT and Communications | Calculated | $Millions | Real $2021 | End of Period |  | 0 | 0 | 0 | 0 | 0 | 0 | 0 | 0
|  | 13 | Motor Vehicles | Calculated | $Millions | Real $2021 | End of Period |  | 0 | 0 | 0 | 0 | 0 | 0 | 0 | 0
|  | 14 | Plant and Equipment | Calculated | $Millions | Real $2021 | End of Period |  | 0 | 0 | 0 | 0 | 0 | 0 | 0 | 0
|  | 15 | Property Leases | Calculated | $Millions | Real $2021 | End of Period |  | 0 | 0 | 0 | 0 | 0 | 0 | 0 | 0
|  | 16 | Fleet Leases | Calculated | $Millions | Real $2021 | End of Period |  | 0 | 0 | 0 | 0 | 0 | 0 | 0 | 0
|  | 17 | Buildings | Calculated | $Millions | Real $2021 | End of Period |  | 0 | 0 | 0 | 0 | 0 | 0 | 0 | 0
|  | 18 | In-house Software | Calculated | $Millions | Real $2021 | End of Period |  | 0 | 0 | 0 | 0 | 0 | 0 | 0 | 0
|  |  | Total Cash Contributions | Calculated | $Millions | Real $2021 | End of Period |  | 0.65217 | 0.66166 | 0.15723 | 0.15788 | 0.15855 | 0.15924 | 0.15994 | 0.79283
0 |  |  | Check | [5 empty] | 0 | 0 | 0 | 0 | 0 | 0 | 0
Direct costs (excluding overheads and escalation) by RIN category
|  | Ref. | Customer Class | Connection Type | Unit | Basis | Timing |  | FY23 | FY24 | FY25 | FY26 | FY27 | FY28 | FY29 |  | RAB asset class allocation | Contribution Rate ¦ 2024-29 period
|  | 1 | RESIDENTIAL | Simple connection LV | Dollars | Real $2021 | End of Period |  | 40619.7302 | 41015.3744 | 0 | 0 | 0 | 0 | 0 |  | LV Services | 0%
|  | 2 |  | Complex connection LV | Dollars | Real $2021 | End of Period |  | 15733.6543 | 15775.733 | 15817.8117 | 15859.8903 | 15901.969 | 15944.0477 | 15986.1263 |  | LV Services | 20%
|  | 3 |  | Complex connection HV | Dollars | Real $2021 | End of Period |  | 51096.1312 | 51096.1312 | 51096.1312 | 51096.1312 | 51096.1312 | 51096.1312 | 51096.1312 |  | Distribution Lines | 20%
|  | 4 | COMMERCIAL/INDUSTRIAL | Simple connection LV | Dollars | Real $2021 | End of Period |  | 19760.6852 | 20341.5125 | 20937.5461 | 21549.1915 | 22176.8649 | 22820.9941 | 23482.0182 |  | LV Services | 20%
|  | 5 |  | Complex connection HV (customer connected at LV, minor HV works) | Dollars | Real $2021 | End of Period |  | 244572.2467 | 236739.4203 | 0 | 0 | 0 | 0 | 0 |  | Distribution Lines | 0%
|  | 6 |  | Complex connection HV (customer connected at LV, upstream asset works) | Dollars | Real $2021 | End of Period |  | 51140.8412 | 51001.7918 | 0 | 0 | 0 | 0 | 0 |  | Distribution Lines | 0%
|  | 7 |  | Complex connection HV (customer connected at HV) | Dollars | Real $2021 | End of Period |  | 110130.8924 | 126573.7222 | 0 | 0 | 0 | 0 | 0 |  | Distribution Lines | 0%
|  | 8 |  | Complex connection sub-transmission | Dollars | Real $2021 | End of Period |  | 0 | 0 | 0 | 0 | 0 | 0 | 0 |  | Distribution Lines | 0%
|  | 9 | SUBDIVISION | Complex connection LV | Dollars | Real $2021 | End of Period |  | 69374.2882 | 69374.2882 | 69374.2882 | 69374.2882 | 69374.2882 | 69374.2882 | 69374.2882 |  | LV Services | 20%
|  | 10 |  | Complex connection HV (no upstream asset works) | Dollars | Real $2021 | End of Period |  | 25634.1114 | 25634.1114 | 0 | 0 | 0 | 0 | 0 |  | Distribution Lines | 0%
|  | 11 |  | Complex connection HV (with upstream asset works) | Dollars | Real $2021 | End of Period |  | 24107.944 | 24107.944 | 0 | 0 | 0 | 0 | 0 |  | Distribution Lines | 0%
|  | 12 | EMBEDDED GENERATION | Simple connection LV | Dollars | Real $2021 | End of Period |  | 0 | 0 | 0 | 0 | 0 | 0 | 0 |  | LV Services | 0%
|  | 13 |  | Complex connection HV (small capacity) | Dollars | Real $2021 | End of Period |  | 0 | 0 | 0 | 0 | 0 | 0 | 0 |  | Distribution Lines | 0%
|  | 14 |  | Complex connection HV (large capacity) | Dollars | Real $2021 | End of Period |  | 0 | 0 | 0 | 0 | 0 | 0 | 0 |  | Distribution Lines | 0%
|  |  | Total |  | Dollars | Real $2021 | End of Period |  | 652170.5248 | 661660.029 | 157225.7771 | 157879.5011 | 158549.2532 | 159235.4611 | 159938.5638
End

## CALCS ACS-->
Calculations (ACS)

## Net connection capex (ACS)
0 | Calculation - ACS - PWC Connection Expenditure
PWC Connection Expenditure Forecasts
Direct costs (excluding overheads and escalation) by RAB asset class
|  | Ref. | RAB Asset Class | Source | Unit | Basis | Timing |  | FY23 | FY24 | FY25 | FY26 | FY27 | FY28 | FY29 | Total FY25 to FY29
|  | 1 | Substations | Calculated | $Millions | Real $2021 | End of Period |  | 0 | 0 | 0 | 0 | 0 | 0 | 0 | 0
|  | 2 | Distribution Lines | Calculated | $Millions | Real $2021 | End of Period |  | 0 | 0 | 0 | 0 | 0 | 0 | 0 | 0
|  | 3 | Transmission Lines | Calculated | $Millions | Real $2021 | End of Period |  | 0 | 0 | 0 | 0 | 0 | 0 | 0 | 0
|  | 4 | LV Services | Calculated | $Millions | Real $2021 | End of Period |  | 0 | 0 | 0 | 0 | 0 | 0 | 0 | 0
|  | 5 | Distribution Substations | Calculated | $Millions | Real $2021 | End of Period |  | 0 | 0 | 0 | 0 | 0 | 0 | 0 | 0
|  | 6 | Distribution Switchgear | Calculated | $Millions | Real $2021 | End of Period |  | 0 | 0 | 0 | 0 | 0 | 0 | 0 | 0
|  | 7 | Protection | Calculated | $Millions | Real $2021 | End of Period |  | 0 | 0 | 0 | 0 | 0 | 0 | 0 | 0
|  | 8 | SCADA | Calculated | $Millions | Real $2021 | End of Period |  | 0 | 0 | 0 | 0 | 0 | 0 | 0 | 0
|  | 9 | Communications | Calculated | $Millions | Real $2021 | End of Period |  | 0 | 0 | 0 | 0 | 0 | 0 | 0 | 0
|  | 10 | Land and Easements | Calculated | $Millions | Real $2021 | End of Period |  | 0 | 0 | 0 | 0 | 0 | 0 | 0 | 0
|  | 11 | Property | Calculated | $Millions | Real $2021 | End of Period |  | 0 | 0 | 0 | 0 | 0 | 0 | 0 | 0
|  | 12 | IT and Communications | Calculated | $Millions | Real $2021 | End of Period |  | 0 | 0 | 0 | 0 | 0 | 0 | 0 | 0
|  | 13 | Motor Vehicles | Calculated | $Millions | Real $2021 | End of Period |  | 0 | 0 | 0 | 0 | 0 | 0 | 0 | 0
|  | 14 | Plant and Equipment | Calculated | $Millions | Real $2021 | End of Period |  | 0 | 0 | 0 | 0 | 0 | 0 | 0 | 0
|  | 15 | Property Leases | Calculated | $Millions | Real $2021 | End of Period |  | 0 | 0 | 0 | 0 | 0 | 0 | 0 | 0
|  | 16 | Fleet Leases | Calculated | $Millions | Real $2021 | End of Period |  | 0 | 0 | 0 | 0 | 0 | 0 | 0 | 0
|  | 17 | Buildings | Calculated | $Millions | Real $2021 | End of Period |  | 0 | 0 | 0 | 0 | 0 | 0 | 0 | 0
|  | 18 | In-house Software | Calculated | $Millions | Real $2021 | End of Period |  | 0 | 0 | 0 | 0 | 0 | 0 | 0 | 0
|  |  | Total | Calculated | $Millions | Real $2021 | End of Period |  | 0 | 0 | 0 | 0 | 0 | 0 | 0 | 0
0 |  |  | Check | [5 empty] | N/A | N/A | N/A | N/A | N/A | N/A | N/A
Direct costs (excluding overheads and escalation) by RIN category
|  | Ref. | Customer Class | Connection Type | Unit | Basis | Timing |  | FY23 | FY24 | FY25 | FY26 | FY27 | FY28 | FY29 |  | RAB asset class allocation
|  | 1 | RESIDENTIAL | Simple connection LV | Dollars | Real $2021 | End of Period |  | 0 | 0 | 0 | 0 | 0 | 0 | 0 |  | Not Applicable
|  | 2 |  | Complex connection LV | Dollars | Real $2021 | End of Period |  | 0 | 0 | 0 | 0 | 0 | 0 | 0 |  | Not Applicable
|  | 3 |  | Complex connection HV | Dollars | Real $2021 | End of Period |  | 0 | 0 | 0 | 0 | 0 | 0 | 0 |  | Not Applicable
|  | 4 | COMMERCIAL/INDUSTRIAL | Simple connection LV | Dollars | Real $2021 | End of Period |  | 0 | 0 | 0 | 0 | 0 | 0 | 0 |  | Not Applicable
|  | 5 |  | Complex connection HV (customer connected at LV, minor HV works) | Dollars | Real $2021 | End of Period |  | 0 | 0 | 1144532.9695 | 1105368.8376 | 1066204.7056 | 1027040.5737 | 987876.4417 |  | Not Applicable
|  | 6 |  | Complex connection HV (customer connected at LV, upstream asset works) | Dollars | Real $2021 | End of Period |  | 0 | 0 | 254295.5104 | 253563.3745 | 252812.0531 | 252041.0342 | 251249.7922 |  | Not Applicable
|  | 7 |  | Complex connection HV (customer connected at HV) | Dollars | Real $2021 | End of Period |  | 0 | 0 | 715082.7604 | 797296.9096 | 879511.0588 | 961725.208 | 1043939.3572 |  | Not Applicable
|  | 8 |  | Complex connection sub-transmission | Dollars | Real $2021 | End of Period |  | 0 | 0 | 0 | 0 | 0 | 0 | 0 |  | Not Applicable
|  | 9 | SUBDIVISION | Complex connection LV | Dollars | Real $2021 | End of Period |  | 0 | 0 | 0 | 0 | 0 | 0 | 0 |  | Not Applicable
|  | 10 |  | Complex connection HV (no upstream asset works) | Dollars | Real $2021 | End of Period |  | 0 | 0 | 128170.557 | 128170.557 | 128170.557 | 128170.557 | 128170.557 |  | Not Applicable
|  | 11 |  | Complex connection HV (with upstream asset works) | Dollars | Real $2021 | End of Period |  | 0 | 0 | 120539.7201 | 120539.7201 | 120539.7201 | 120539.7201 | 120539.7201 |  | Not Applicable
|  | 12 | EMBEDDED GENERATION | Simple connection LV | Dollars | Real $2021 | End of Period |  | 0 | 0 | 0 | 0 | 0 | 0 | 0 |  | Not Applicable
|  | 13 |  | Complex connection HV (small capacity) | Dollars | Real $2021 | End of Period |  | 0 | 0 | 0 | 0 | 0 | 0 | 0 |  | Not Applicable
|  | 14 |  | Complex connection HV (large capacity) | Dollars | Real $2021 | End of Period |  | 0 | 0 | 0 | 0 | 0 | 0 | 0 |  | Not Applicable
|  |  | Total |  | Dollars | Real $2021 | End of Period |  | 0 | 0 | 2362621.5174 | 2404939.3987 | 2447238.0946 | 2489517.093 | 2531775.8682
Forecast volumes
|  | Ref. | Customer Class | Connection Type | Unit | Basis | Timing |  | FY23 | FY24 | FY25 | FY26 | FY27 | FY28 | FY29
|  | 1 | RESIDENTIAL | Simple connection LV | Number | N/A | N/A
|  | 2 |  | Complex connection LV | Number | N/A | N/A
|  | 3 |  | Complex connection HV | Number | N/A | N/A
|  | 4 | COMMERCIAL/INDUSTRIAL | Simple connection LV | Number | N/A | N/A
|  | 5 |  | Complex connection HV (customer connected at LV, minor HV works) | Number | N/A | N/A |  |  |  | 28.1229 | 27.1606 | 26.1982 | 25.2359 | 24.2736
|  | 6 |  | Complex connection HV (customer connected at LV, upstream asset works) | Number | N/A | N/A |  |  |  | 2.6399 | 2.6323 | 2.6245 | 2.6165 | 2.6083
|  | 7 |  | Complex connection HV (customer connected at HV) | Number | N/A | N/A |  |  |  | 3.9244 | 4.3756 | 4.8268 | 5.278 | 5.7292
|  | 8 |  | Complex connection sub-transmission | Number | N/A | N/A |  |  |  | 0 | 0 | 0 | 0 | 0
|  | 9 | SUBDIVISION | Complex connection LV | Number | N/A | N/A
|  | 10 |  | Complex connection HV (no upstream asset works) | Number | N/A | N/A |  |  |  | 3 | 3 | 3 | 3 | 3
|  | 11 |  | Complex connection HV (with upstream asset works) | Number | N/A | N/A |  |  |  | 3 | 3 | 3 | 3 | 3
|  | 12 | EMBEDDED GENERATION | Simple connection LV | Number | N/A | N/A
|  | 13 |  | Complex connection HV (small capacity) | Number | N/A | N/A |  |  |  | 0 | 0 | 0 | 0 | 0
|  | 14 |  | Complex connection HV (large capacity) | Number | N/A | N/A |  |  |  | 0 | 0 | 0 | 0 | 0
|  |  | Total |  | Number | N/A | N/A |  | 0 | 0 | 40.6873 | 40.1685 | 39.6496 | 39.1305 | 38.6111
Unit rate
|  | Ref. | Customer Class | Connection Type | Unit | Basis | Timing | FY19 | FY23: FY20; FY24: FY21; FY25: FY22
|  |  | Nominal Mid to Real 2021 End |  | Factor | N/A | N/A | 1.0431 | FY23: 1.0367; FY24: 1.019; FY25: 0.97062
Real $2021
|  | Ref. | Customer Class | Connection Type | Unit | Basis | Timing | FY19 | FY23: FY20; FY24: FY21; FY25: FY22; FY27: Applied Unit Rate
|  | 1 | RESIDENTIAL | Simple connection LV | Dollars | Nominal | Mid Period | 502.2293 | FY23: 900.4211; FY24: 1274.3316; FY25: 1417.0074; FY27: 1032.8152
|  | 2 |  | Complex connection LV | Dollars | Nominal | Mid Period | 15125 | FY23: 18315.8571; FY24: 19393.75; FY25: 17126.5; FY27: 17787.4718
|  | 3 |  | Complex connection HV | Dollars | Nominal | Mid Period | 21783 | FY23: 20653.5833; FY24: 16977.6667; FY25: 24445.9091; FY27: 21290.0547
|  | 4 | COMMERCIAL/INDUSTRIAL | Simple connection LV | Dollars | Nominal | Mid Period | 1859.8571 | FY23: 4215.4444; FY24: 3159.3125; FY25: 5648.9615; FY27: 3753.0954
|  | 5 |  | Complex connection HV (customer connected at LV, minor HV works) | Dollars | Nominal | Mid Period | 44504.119 | FY23: 34335.92; FY24: 43513.0526; FY25: 37536.5294; FY27: 40697.5692
|  | 6 |  | Complex connection HV (customer connected at LV, upstream asset works) | Dollars | Nominal | Mid Period | 66696 | FY23: 44497.25; FY24: 172492; FY25: 96671.6; FY27: 96326.2783
|  | 7 |  | Complex connection HV (customer connected at HV) | Dollars | Nominal | Mid Period |  | FY23: 5599.5; FY24: 405290; FY25: 131692.8; FY27: 182213.1064
|  | 8 |  | Complex connection sub-transmission | Dollars | Nominal | Mid Period
|  | 9 | SUBDIVISION | Complex connection LV | Dollars | Nominal | Mid Period | 546.5194 | FY23: 768.4337; FY24: 1715.8841; FY25: 1719.7376; FY27: 1196.1084
|  | 10 |  | Complex connection HV (no upstream asset works) | Dollars | Nominal | Mid Period | 16848 | FY23: 564.75; FY24: 84749; FY25: 68380.6667; FY27: 42723.519
|  | 11 |  | Complex connection HV (with upstream asset works) | Dollars | Nominal | Mid Period | 23247 | FY23: 49811.5; FY24: 43820; FY27: 40179.9067
|  | 12 | EMBEDDED GENERATION | Simple connection LV | Dollars | Nominal | Mid Period
|  | 13 |  | Complex connection HV (small capacity) | Dollars | Nominal | Mid Period
|  | 14 |  | Complex connection HV (large capacity) | Dollars | Nominal | Mid Period
End

## INPUTS -->
Inputs & Admin

## Gifted assets
0 | Input - SCS - Gifted Assets
Gifted Assets Forecasts
Direct costs (excluding overheads and escalation) by RAB asset class
|  | Ref. | Regulatory Asset Class | Source | Unit | Basis | Timing |  | FY23 | FY24 | FY25 | FY26 | FY27 | FY28 | FY29 | Total FY25 to FY29
|  | 1 | Substations | Calculated | $Millions | Real $2021 | End of Period |  | 0 | 0 | 0 | 0 | 0 | 0 | 0 | 0
|  | 2 | Distribution Lines | Calculated | $Millions | Real $2021 | End of Period |  | 1.4678 | 1.4678 | 1.4678 | 1.4678 | 1.4678 | 1.4678 | 1.4678 | 7.339
|  | 3 | Transmission Lines | Calculated | $Millions | Real $2021 | End of Period |  | 0 | 0 | 0 | 0 | 0 | 0 | 0 | 0
|  | 4 | LV Services | Calculated | $Millions | Real $2021 | End of Period |  | 0 | 0 | 0 | 0 | 0 | 0 | 0 | 0
|  | 5 | Distribution Substations | Calculated | $Millions | Real $2021 | End of Period |  | 0.83407 | 0.83407 | 0.83407 | 0.83407 | 0.83407 | 0.83407 | 0.83407 | 4.1703
|  | 6 | Distribution Switchgear | Calculated | $Millions | Real $2021 | End of Period |  | 0.15973 | 0.15973 | 0.15973 | 0.15973 | 0.15973 | 0.15973 | 0.15973 | 0.79867
|  | 7 | Protection | Calculated | $Millions | Real $2021 | End of Period |  | 0 | 0 | 0 | 0 | 0 | 0 | 0 | 0
|  | 8 | SCADA | Calculated | $Millions | Real $2021 | End of Period |  | 0 | 0 | 0 | 0 | 0 | 0 | 0 | 0
|  | 9 | Communications | Calculated | $Millions | Real $2021 | End of Period |  | 0 | 0 | 0 | 0 | 0 | 0 | 0 | 0
|  | 10 | Land and Easements | Calculated | $Millions | Real $2021 | End of Period |  | 0 | 0 | 0 | 0 | 0 | 0 | 0 | 0
|  | 11 | Property | Calculated | $Millions | Real $2021 | End of Period |  | 0 | 0 | 0 | 0 | 0 | 0 | 0 | 0
|  | 12 | IT and Communications | Calculated | $Millions | Real $2021 | End of Period |  | 0 | 0 | 0 | 0 | 0 | 0 | 0 | 0
|  | 13 | Motor Vehicles | Calculated | $Millions | Real $2021 | End of Period |  | 0 | 0 | 0 | 0 | 0 | 0 | 0 | 0
|  | 14 | Plant and Equipment | Calculated | $Millions | Real $2021 | End of Period |  | 0 | 0 | 0 | 0 | 0 | 0 | 0 | 0
|  | 15 | Property Leases | Calculated | $Millions | Real $2021 | End of Period |  | 0 | 0 | 0 | 0 | 0 | 0 | 0 | 0
|  | 16 | Fleet Leases | Calculated | $Millions | Real $2021 | End of Period |  | 0 | 0 | 0 | 0 | 0 | 0 | 0 | 0
|  | 17 | Buildings | Calculated | $Millions | Real $2021 | End of Period |  | 0 | 0 | 0 | 0 | 0 | 0 | 0 | 0
|  | 18 | In-house Software | Calculated | $Millions | Real $2021 | End of Period |  | 0 | 0 | 0 | 0 | 0 | 0 | 0 | 0
|  |  | Total Gifted Assets | Calculated | $Millions | Real $2021 | End of Period |  | 2.4616 | 2.4616 | 2.4616 | 2.4616 | 2.4616 | 2.4616 | 2.4616 | 12.308
0 |  |  | Check | [5 empty] | 0 | 0 | 0 | 0 | 0 | 0 | 0
Actual Reported Gifted Assets
Inputs - Nominal Dollars
|  | Ref. | Regulatory Asset Class | Source | Unit | Basis | Timing | FY15 | FY16 | FY17 | FY18 | FY19 | FY20 | FY21 | FY22
|  | 1 | Substations | PWC | $Millions | Nominal | Mid Period | 0 | 0 | 0 | 0 | 0 | 0 | 0 | 0
|  | 2 | Distribution Lines | PWC | $Millions | Nominal | Mid Period | 5.3211 | 5.0862 | 5.6001 | 4.8407 | 1.5227 | 1.4061 | 1.9551 | 0.85811
|  | 3 | Transmission Lines | PWC | $Millions | Nominal | Mid Period | 0 | 0 | 0 | 0 | 0 | 0 | 0 | 0
|  | 4 | LV Services | PWC | $Millions | Nominal | Mid Period | 0 | 0 | 0 | 0 | 0 | 0 | 0 | 0
|  | 5 | Distribution Substations | PWC | $Millions | Nominal | Mid Period | 2.8744 | 2.249 | 2.1487 | 2.2757 | 1.2016 | 0.70985 | 0.52609 | 0.83555
|  | 6 | Distribution Switchgear | PWC | $Millions | Nominal | Mid Period | 0.53312 | 0.45797 | 0.62867 | 0.46062 | 0.37344 | 0.11636 | 0.12639 | 0
|  | 7 | Protection | PWC | $Millions | Nominal | Mid Period | 0 | 0 | 0 | 0 | 0 | 0 | 0 | 0
|  | 8 | SCADA | PWC | $Millions | Nominal | Mid Period | 0 | 0 | 0 | 0 | 0 | 0 | 0 | 0
|  | 9 | Communications | PWC | $Millions | Nominal | Mid Period | 0 | 0 | 0 | 0 | 0 | 0 | 0 | 0
|  | 10 | Land and Easements | PWC | $Millions | Nominal | Mid Period | 0 | 0 | 0 | 0 | 0 | 0 | 0 | 0
|  | 11 | Property | PWC | $Millions | Nominal | Mid Period | 0 | 0 | 0 | 0 | 0 | 0 | 0 | 0
|  | 12 | IT and Communications | PWC | $Millions | Nominal | Mid Period | 0 | 0 | 0 | 0 | 0 | 0 | 0 | 0
|  | 13 | Motor Vehicles | PWC | $Millions | Nominal | Mid Period | 0 | 0 | 0 | 0 | 0 | 0 | 0 | 0
|  | 14 | Plant and Equipment | PWC | $Millions | Nominal | Mid Period | 0 | 0 | 0 | 0 | 0 | 0 | 0 | 0
|  | 15 | Property Leases | PWC | $Millions | Nominal | Mid Period | FY19: 0; FY20: 0; FY21: 0; FY22: 0
|  | 16 | Fleet Leases | PWC | $Millions | Nominal | Mid Period | FY19: 0; FY20: 0; FY21: 0; FY22: 0
|  | 17 | Buildings | PWC | $Millions | Nominal | Mid Period | FY19: 0; FY20: 0; FY21: 0; FY22: 0
|  | 18 | In-house Software | PWC | $Millions | Nominal | Mid Period | FY19: 0; FY20: 0; FY21: 0; FY22: 0
|  |  | Total Gifted Assets | Calculated | $Millions | Nominal | Mid Period | 8.7286 | 7.7932 | 8.3775 | 7.577 | 3.0977 | 2.2323 | 2.6076 | 1.6937
0 |  |  | Check |  |  |  |  | 0 | 0 | 0 | 0 | 0 | 0 | 0 | 0
Calculation - Real 2021 Dollars
|  |  | Item | Source | Unit | Basis | Timing | FY15 | FY16 | FY17 | FY18 | FY19 | FY20 | FY21 | FY22
|  |  | Inflation Rate [EoP, June to June] | ABS | Percent | N/A | N/A | 1.511% | 1.023% | 1.934% | 2.078% | 1.593% | -0.3484% | 3.846% | 6.145%
|  |  | Unlagged Index | Calculated | Factor | N/A | N/A | 1 | 1.0102 | 1.0298 | 1.0512 | 1.0679 | 1.0642 | 1.1051 | 1.173
|  |  | Nominal Mid to Real 2021 End | Calculated | Factor | N/A | N/A | 1.1134 | 1.0995 | 1.0835 | 1.0622 | 1.0431 | 1.0367 | 1.019 | 0.97062
|  | Ref. | Regulatory Asset Class | Source | Unit | Basis | Timing | FY15 | FY16 | FY17 | FY18 | FY19 | FY20 | FY21 | FY22
|  | 1 | Substations | Calculated | $Millions | Real $2021 | End of Period | 0 | 0 | 0 | 0 | 0 | 0 | 0 | 0
|  | 2 | Distribution Lines | Calculated | $Millions | Real $2021 | End of Period | 5.9247 | 5.5923 | 6.0676 | 5.1418 | 1.5883 | 1.4577 | 1.9923 | 0.8329
|  | 3 | Transmission Lines | Calculated | $Millions | Real $2021 | End of Period | 0 | 0 | 0 | 0 | 0 | 0 | 0 | 0
|  | 4 | LV Services | Calculated | $Millions | Real $2021 | End of Period | 0 | 0 | 0 | 0 | 0 | 0 | 0 | 0
|  | 5 | Distribution Substations | Calculated | $Millions | Real $2021 | End of Period | 3.2005 | 2.4728 | 2.3281 | 2.4172 | 1.2533 | 0.73586 | 0.53612 | 0.811
|  | 6 | Distribution Switchgear | Calculated | $Millions | Real $2021 | End of Period | 0.59359 | 0.50354 | 0.68116 | 0.48927 | 0.38952 | 0.12062 | 0.1288 | 0
|  | 7 | Protection | Calculated | $Millions | Real $2021 | End of Period | 0 | 0 | 0 | 0 | 0 | 0 | 0 | 0
|  | 8 | SCADA | Calculated | $Millions | Real $2021 | End of Period | 0 | 0 | 0 | 0 | 0 | 0 | 0 | 0
|  | 9 | Communications | Calculated | $Millions | Real $2021 | End of Period | 0 | 0 | 0 | 0 | 0 | 0 | 0 | 0
|  | 10 | Land and Easements | Calculated | $Millions | Real $2021 | End of Period | 0 | 0 | 0 | 0 | 0 | 0 | 0 | 0
|  | 11 | Property | Calculated | $Millions | Real $2021 | End of Period | 0 | 0 | 0 | 0 | 0 | 0 | 0 | 0
|  | 12 | IT and Communications | Calculated | $Millions | Real $2021 | End of Period | 0 | 0 | 0 | 0 | 0 | 0 | 0 | 0
|  | 13 | Motor Vehicles | Calculated | $Millions | Real $2021 | End of Period | 0 | 0 | 0 | 0 | 0 | 0 | 0 | 0
|  | 14 | Plant and Equipment | Calculated | $Millions | Real $2021 | End of Period | 0 | 0 | 0 | 0 | 0 | 0 | 0 | 0
|  | 15 | Property Leases | Calculated | $Millions | Real $2021 | End of Period | 0 | 0 | 0 | 0 | 0 | 0 | 0 | 0
|  | 16 | Fleet Leases | Calculated | $Millions | Real $2021 | End of Period | 0 | 0 | 0 | 0 | 0 | 0 | 0 | 0
|  | 17 | Buildings | Calculated | $Millions | Real $2021 | End of Period | 0 | 0 | 0 | 0 | 0 | 0 | 0 | 0
|  | 18 | In-house Software | Calculated | $Millions | Real $2021 | End of Period | 0 | 0 | 0 | 0 | 0 | 0 | 0 | 0
|  |  | Total Gifted Assets | Calculated | $Millions | Real $2021 | End of Period | 9.7187 | 8.5687 | 9.077 | 8.0483 | 3.2311 | 2.3141 | 2.6573 | 1.6439
0 |  |  | Check |  |  |  |  | 0 | 0 | 0 | 0 | 0 | 0 | 0 | 0
Note 1: There are no gifted assets for ACS Metering Services
End

## 2.5 Connections
REGULATORY REPORTING STATEMENT
Power and Water Corporation
CATEGORY ANALYSIS 2008-09 to 2017-18
2.5 CONNECTIONS
There are THREE tables on this worksheet - each has been 'grouped' (and sub-grouped) for easy navigation. See the Instructions sheet on how to group or ungroup tables.
2.5.1 - DESCRIPTOR METRICS
VOLUMES AND EXPENDITURE - ALL
VOLUMES AND EXPENDITURE
|  | Units | 2008-09 | 2009-10 | 2010-11 | 2011-12 | 2012-13 | 2013-14 | 2014-15 | 2015-16 | 2016-17 | 2017-18 | 2018-19 | 2019-20 | 2020-21 | 2021-22
RESIDENTIAL | Underground connections | 0's | [5 empty] | 202 | 720 | 655 | 356 | 117 | 175 | 43 | 89 | 130
| Overhead connections | 0's | [5 empty] | 643 | 428 | 268 | 223 | 94 | 101 | 71 | 109 | 138
| Distribution substation installed (MVA added) | MVA | [5 empty] | 9.044 | 8.004 | 6.266 | 1.413 | 0.43 | 0.2 | 0.6 | 0.6 | 1
| Distribution substations installed | 0's | [5 empty] | 0 | 0 | 1 | 0 | 6 | 4 | 6 | 7 | 8
| Distribution substation installed (total spend $0's) | total spend $0s | [5 empty] | 2045055.9202 | 2613167.7653 | 857048.5116 | 203741.13 | 149415 | 153673 | 140835 | 143250 | 288935
| Augmentation HV (net circuit KM added) | KM | [5 empty] | 0.74 | 7.422 | 1.011 | 0 | 0.2 | 0 | 0.2 | 0 | 0
| Augmentation HV (total spend $0's) | total spend $0s | [5 empty] | 1021247.0158 | 559929.7094 | 204950.2837 | 0 | 62238 | 0 | 78618 | 24061 | 0
| Augmentation LV (net circuit KM added) | KM | [5 empty] | 23.695 | 32.1276 | 25.103 | 15.392 | 0.5 | 0 | 0.4 | 0.2 | 0.2
| Augmentation LV (total spend $0's) | total spend $0s | [5 empty] | 1208955.0626 | 1086101.007 | 853236.2214 | 496509.8806 | 142237 | 191091 | 242142 | 277073 | 431069
| Mean days to connect residential customer with LV single phase connection | 0's | [5 empty] | 3.9746 | 3.5827 | 2.6789 | 3.2377 | 3 | 3.7 | 2.6 | 3.1 | 4.6
| Volume of GSL breaches for residential customers | 0's | [5 empty] | 66 | 1751 | 2041 | 1212 | 656 | 3450 | 4458 | 2403 | 86
| Volume of customer complaints relating to connection services | 0's | [5 empty] | 0 | 3 | 7 | 7 | 27 | 5 | 4 | 25 | 7
| GSL payments | $0s | [5 empty] | 0 | 146620 | 194090 | 117670 | 42120 | 299630 | 448395 | 264286 | 21152
COMMERCIAL/INDUSTRIAL | Underground connections | 0's | [5 empty] | 32 | 194 | 173 | 116 | 58 | 69 | 17 | 19 | 26
| Overhead connections | 0's | [5 empty] | 86 | 165 | 97 | 52 | 12 | 31 | 23 | 23 | 21
| Distribution substation installed (MVA added) | MVA | [5 empty] | 16.021 | 10.196 | 13.167 | 7.015 | 5 | 8.2 | 6.5 | 7.5 | 5.9
| Distribution substations installed (0's) | 0's | [5 empty] | 0 | 0 | 1 | 0 | 20 | 22 | 8 | 8 | 17
| Distribution substation installed (total spend ($0's) | total spend $0s | [5 empty] | 1961044.8235 | 1625059.771 | 1805396.9285 | 855584.6583 | 1188795 | 1422121 | 744873 | 732540 | 848006
| Augmentation HV (net circuit KM added) | KM | [5 empty] | 5.134 | 1.259 | 3.425 | 3.9065 | 0.2 | 0.1 | 0.38 | 0.05 | 12.47
| Augmentation HV (total spend $0's) | total spend $0s | [5 empty] | 1129335.1233 | 413873.5526 | 675893.6351 | 261586.4082 | 274168 | 468484 | 236754 | 1622568 | 1029711
| Augmentation LV (net circuit KM added) | KM | [5 empty] | 3.727 | 9.128 | 5.564 | 5.025 | 0.5 | 0.5 | 0.12 | 0.34 | 0.2
| Augmentation LV (total spend $0's) | total spend $0s | [5 empty] | 229623.3929 | 247225.7185 | 391410.2016 | 359043.2842 | 196997 | 149416 | 103897 | 195228 | 195972
SUBDIVISION | Underground connections | 0's | [5 empty] | 700 | 1104 | 801 | 524 | 404 | 258 | 239 | 269 | 215
| Overhead connections | 0's | [5 empty] | 29 | 106 | 19 | 9 | 2 | 59 | 16 | 10 | 5
| Distribution substation installed (MVA added) | MVA | [5 empty] | 2.337 | 1.975 | 1.363 | 2.7 | 0 | 0.4 | 0.78 | 0.46 | 0.52
| Distribution substations installed | 0's | [5 empty] | 0 | 0 | 0 | 2 | 5 | 4 | 3 | 0 | 2
| Distribution substation installed (total spend $0's) | total spend $0s | [5 empty] | 404208.3408 | 351713.3909 | 397888.9338 | 360151.1765 | 192543 | 127752 | 42212 | 69206 | 43749
| Augmentation HV (net circuit KM added) | KM | [5 empty] | 1.115 | 3.056 | 0.4771 | 2.099 | 0 | 0 | 0.1 | 0 | 0.2
| Augmentation HV (total spend $0's) | total spend $0s | [5 empty] | 498528.4358 | 219705.6622 | 120071.5521 | 260138.6956 | 109754 | 2982 | 59246 | 145351 | 242654
| Augmentation LV (net circuit KM added) | KM | [5 empty] | 19.44 | 31.6233 | 21.268 | 14.784 | 1 | 0 | 0 | 0 | 0.3
| Augmentation LV (total spend $0's) | total spend $0s | [5 empty] | 490464.1049 | 821578.9962 | 687133.2642 | 515893.2275 | 306760 | 169421 | 191764 | 472344 | 298801
| Cost per lot ($) | $0s | [5 empty] | 19622.5476 | 25327.2373 | 10856.7005 | 8233.2109 | 29003 | 3949 | 73306 | 114484 | 1076
EMBEDDED GENERATION | Underground connections | 0's | [5 empty] | 414 | 463 | 461 | 717 | 1157 | 1478 | 1801 | 1048 | 338
| Overhead connections | 0's | [5 empty] | 417 | 400 | 388 | 885 | 841 | 1131 | 1527 | 847 | 277
| Distribution substation installed (MVA added) | MVA | [5 empty] | 0 | 0 | 0 | 0 | 0 | 0 | 0 | 0 | 0
| Distribution substations installed | 0's | [5 empty] | 0 | 0 | 0 | 0 | 0 | 0 | 0 | 0 | 0
| Distribution substation installed (total spend $0's) | total spend $0s | [5 empty] | 0 | 0 | 0 | 0 | 0 | 0 | 0 | 0 | 0
| Augmentation HV (net circuit KM added) | KM | [5 empty] | 0 | 0 | 0 | 0 | 0 | 0 | 0 | 0 | 0
| Augmentation HV (total spend $0's) | total spend $0s | [5 empty] | 0 | 0 | 0 | 0 | 0 | 0 | 0 | 0 | 0 | ◄ Generator connections set to zero
| Augmentation LV (net circuit KM added) | KM | [5 empty] | 0 | 0 | 0 | 0 | 0 | 0 | 0 | 0 | 0
| Augmentation LV (total spend $0's) | total spend $0s | [5 empty] | 0 | 0 | 0 | 0 | 0 | 0 | 0 | 0 | 0
VOLUMES AND EXPENDITURE - STANDARD CONTROL SERVICES
VOLUMES AND EXPENDITURE
|  | Units | 2008-09 | 2009-10 | 2010-11 | 2011-12 | 2012-13 | 2013-14 | 2014-15 | 2015-16 | 2016-17 | 2017-18 | 2018-19 | 2019-20 | 2020-21 | 2021-22
RESIDENTIAL | Underground connections | 0's | [5 empty] | 202 | 720 | 655 | 356 | 117 | 175 | 43 | 89 | 130
| Overhead connections | 0's | [5 empty] | 643 | 428 | 268 | 223 | 94 | 101 | 71 | 109 | 138
| Distribution substation installed (MVA added) | MVA | [5 empty] | 9.044 | 8.004 | 6.266 | 1.413 | 0 | 0.2 | 0.6 | 0.6 | 1
| Distribution substations installed | 0's | [5 empty] | 0 | 0 | 1 | 0 | 6 | 4 | 6 | 7 | 8
| Distribution substation installed (total spend $0's) | total spend $0s | [5 empty] | 2045055.9202 | 2613167.7653 | 857048.5116 | 203741.13 | 149415 | 153673 | 140835 | 143250 | 288935
| Augmentation HV (net circuit KM added) | KM | [5 empty] | 0.74 | 7.422 | 1.011 | 0 | 0 | 0 | 0.2 | 0 | 0
| Augmentation HV (total spend $0's) | total spend $0s | [5 empty] | 1021247.0158 | 559929.7094 | 204950.2837 | 0 | 62238 | 0 | 78618 | 24061 | 0
| Augmentation LV (net circuit KM added) | KM | [5 empty] | 23.695 | 32.1276 | 25.103 | 15.392 | 0 | 0 | 0.4 | 0.2 | 0.2
| Augmentation LV (total spend $0's) | total spend $0s | [5 empty] | 1208955.0626 | 1086101.007 | 853236.2214 | 496509.8806 | 142237 | 191091 | 242142 | 277073 | 431069
| Mean days to connect residential customer with LV single phase connection | 0's | [5 empty] | 3.9746 | 3.5827 | 2.6789 | 3.2377 | 3 | 1.5 | 2.6 | 3.1 | 4.6
| Volume of GSL breaches for residential customers | 0's | [5 empty] | 66 | 1751 | 2041 | 1212 | 656 | 3450 | 4458 | 2403 | 86
| Volume of customer complaints relating to connection services | 0's | [5 empty] | 0 | 3 | 7 | 7 | 27 | 5 | 4 | 25 | 7
| GSL payments | $0s | [5 empty] | 0 | 146620 | 194090 | 117670 | 42120 | 299630 | 448395 | 264286 | 21152
COMMERCIAL/INDUSTRIAL | Underground connections | 0's | [5 empty] | 32 | 194 | 173 | 116 | 58 | 69 | 17 | 19 | 26
| Overhead connections | 0's | [5 empty] | 86 | 165 | 97 | 52 | 12 | 31 | 23 | 23 | 21
| Distribution substation installed (MVA added) | MVA | [5 empty] | 16.021 | 10.196 | 13.167 | 7.015 | 5 | 8.2 | 6.5 | 7.5 | 5.9
| Distribution substations installed (0's) | 0's | [5 empty] | 0 | 0 | 1 | 0 | 20 | 22 | 8 | 9 | 17
| Distribution substation installed (total spend ($0's) | total spend $0s | [5 empty] | 1961044.8235 | 1625059.771 | 1805396.9285 | 855584.6583 | 1188795 | 1422121 | 744873 | 732540 | 848006
| Augmentation HV (net circuit KM added) | KM | [5 empty] | 5.134 | 1.259 | 3.425 | 3.9065 | 0 | 0 | 0.38 | 0.05 | 12.47
| Augmentation HV (total spend $0's) | total spend $0s | [5 empty] | 1129335.1233 | 413873.5526 | 675893.6351 | 261586.4082 | 274168 | 468484 | 236754 | 1622568 | 1029711
| Augmentation LV (net circuit KM added) | KM | [5 empty] | 3.727 | 9.128 | 5.564 | 5.025 | 1 | 1 | 0.12 | 0.34 | 0.2
| Augmentation LV (total spend $0's) | total spend $0s | [5 empty] | 229623.3929 | 247225.7185 | 391410.2016 | 359043.2842 | 196997 | 149416 | 103897 | 195228 | 195972
SUBDIVISION | Underground connections | 0's | [5 empty] | 700 | 1104 | 801 | 524 | 404 | 258 | 239 | 269 | 215
| Overhead connections | 0's | [5 empty] | 29 | 106 | 19 | 9 | 2 | 59 | 16 | 10 | 5
| Distribution substation installed (MVA added) | MVA | [5 empty] | 2.337 | 1.975 | 1.363 | 2.7 | 0 | 0.4 | 0.78 | 0.46 | 0.52
| Distribution substations installed | 0's | [5 empty] | 0 | 0 | 0 | 2 | 5 | 4 | 3 | 0 | 2
| Distribution substation installed (total spend $0's) | total spend $0s | [5 empty] | 404208.3408 | 351713.3909 | 397888.9338 | 360151.1765 | 192543 | 127752 | 42212 | 69206 | 43749
| Augmentation HV (net circuit KM added) | KM | [5 empty] | 1.115 | 3.056 | 0.4771 | 2.099 | 0 | 0 | 0.1 | 0 | 0.2
| Augmentation HV (total spend $0's) | total spend $0s | [5 empty] | 498528.4358 | 219705.6622 | 120071.5521 | 260138.6956 | 109754 | 2982 | 59246 | 145351 | 242654
| Augmentation LV (net circuit KM added) | KM | [5 empty] | 19.44 | 31.6233 | 21.268 | 14.784 | 1 | 0 | 0.02 | 0 | 0.3
| Augmentation LV (total spend $0's) | total spend $0s | [5 empty] | 490464.1049 | 821578.9962 | 687133.2642 | 515893.2275 | 306760 | 169421 | 191764 | 472344 | 298801
| Cost per lot ($) | $0s | [5 empty] | 19622.5476 | 25327.2373 | 10856.7005 | 8233.2109 | 29003 | 3949 | 73306 | 114484 | 1076
EMBEDDED GENERATION | Underground connections | 0's | [5 empty] | 414 | 463 | 461 | 717 | 1157 | 1478 | 1801 | 1048 | 338
| Overhead connections | 0's | [5 empty] | 417 | 400 | 388 | 885 | 841 | 1131 | 1527 | 847 | 277
| Distribution substation installed (MVA added) | MVA | [5 empty] | 0 | 0 | 0 | 0 | 0 | 0 | 0 | 0 | 0
| Distribution substations installed | 0's | [5 empty] | 0 | 0 | 0 | 0 | 0 | 0 | 0 | 0 | 0
| Distribution substation installed (total spend $0's) | total spend $0s | [5 empty] | 0 | 0 | 0 | 0 | 0 | 0 | 0 | 0 | 0
| Augmentation HV (net circuit KM added) | KM | [5 empty] | 0 | 0 | 0 | 0 | 0 | 0 | 0 | 0 | 0
| Augmentation HV (total spend $0's) | total spend $0s | [5 empty] | 0 | 0 | 0 | 0 | 0 | 0 | 0 | 0 | 0 | ◄ Generator connections set to zero
| Augmentation LV (net circuit KM added) | KM | [5 empty] | 0 | 0 | 0 | 0 | 0 | 0 | 0 | 0 | 0
| Augmentation LV (total spend $0's) | total spend $0s | [5 empty] | 0 | 0 | 0 | 0 | 0 | 0 | 0 | 0 | 0
2.5.2 - COST METRICS BY CONNECTION CLASSIFICATION
EXPENDITURE - ALL
EXPENDITURE ($0's)
|  |  | 2008-09 | 2009-10 | 2010-11 | 2011-12 | 2012-13 | 2013-14 | 2014-15 | 2015-16 | 2016-17 | 2017-18 | 2018-19 | 2019-20 | 2020-21 | 2021-22
RESIDENTIAL | Simple connection LV | [6 empty] | 830015.2186 | 882781.8183 | 803279.8701 | 496397.4406 | 77223 | 133593 | 85540 | 238300 | 382592
| Complex connection LV | [6 empty] | 261520.74 | 159153.6133 | 27471.1267 | 112.44 | 33572 | 15125 | 128211 | 155150 | 68506
| Complex connection HV | [6 empty] | 3183722.04 | 3217263.05 | 1084484.02 | 203741.13 | 243096 | 196047 | 247843 | 50933 | 268905
COMMERCIAL/INDUSTRIAL | Simple connection LV | [6 empty] | 101927.1497 | 242524.3321 | 378990.9176 | 319837.8082 | 131561 | 104152 | 37939 | 50549 | 293746
| Complex connection HV (customer connected at LV, minor HV works) | [6 empty] | 2775536.22 | 1735295.56 | 2270909.3175 | 1045197.7425 | 1528401 | 1869173 | 858398 | 826748 | 638121
| Complex connection HV (customer connected at LV, upstream asset works) | [6 empty] | 0 | 0 | 0 | 0 | 0 | 66696 | 177989 | 862460 | 483358
| Complex connection HV (customer connected at HV) | [6 empty] | 442539.97 | 308339.15 | 222800.53 | 111178.8 | 0 | 0 | 11199 | 810580 | 658464
| Complex connection sub-transmission | [6 empty] | 0 | 0 | 0 | 0 | 0 | 0 | 0 | 0 | 0
SUBDIVISION | Complex connection LV | [6 empty] | 438422.8115 | 760897.3493 | 663170.8502 | 426307.0497 | 261007 | 169421 | 191340 | 473584 | 380062
| Complex connection HV (no upstream asset works) | [6 empty] | 699176.48 | 622216.31 | 485067.08 | 709876.05 | 348050 | 84240 | 2259 | 169498 | 205142
| Complex connection HV (with upstream asset works) | [6 empty] | 255601.59 | 9884.39 | 56855.82 | 0 | 0 | 46494 | 99623 | 43820 | 0
EMBEDDED GENERATION | Simple connection LV | [6 empty] | 0 | 0 | 0 | 0 | 0 | 0 | 0 | 0 | 0
| Complex connection HV (small capacity) | [6 empty] | 0 | 0 | 0 | 0 | 0 | 0 | 0 | 0 | 0
| Complex connection HV (large capacity) | [6 empty] | 0 | 0 | 0 | 0 | 0 | 0 | 0 | 0 | 0 | ◄ Generator connections set to zero
EXPENDITURE - STANDARD CONTROL SERVICES
EXPENDITURE ($0's)
|  |  | 2008-09 | 2009-10 | 2010-11 | 2011-12 | 2012-13 | 2013-14 | 2014-15 | 2015-16 | 2016-17 | 2017-18 | 2018-19 | 2019-20 | 2020-21 | 2021-22
RESIDENTIAL | Simple connection LV | [6 empty] | 830015.2186 | 882781.8183 | 803279.8701 | 496397.4406 | 77223 | 133593 | 85540 | 238300 | 382592
| Complex connection LV | [6 empty] | 261520.74 | 159153.6133 | 27471.1267 | 112.44 | 33572 | 15125 | 128211 | 155150 | 68506
| Complex connection HV | [6 empty] | 3183722.04 | 3217263.05 | 1084484.02 | 203741.13 | 243096 | 196047 | 247843 | 50933 | 268905
COMMERCIAL/INDUSTRIAL | Simple connection LV | [6 empty] | 101927.1497 | 242524.3321 | 378990.9176 | 319837.8082 | 131561 | 104152 | 37939 | 50549 | 293746
| Complex connection HV (customer connected at LV, minor HV works) | [6 empty] | 2775536.22 | 1735295.56 | 2270909.3175 | 1045197.7425 | 1528401 | 1869173 | 858398 | 826748 | 638121
| Complex connection HV (customer connected at LV, upstream asset works) | [6 empty] | 0 | 0 | 0 | 0 | 0 | 66696 | 177989 | 862460 | 483358
| Complex connection HV (customer connected at HV) | [6 empty] | 442539.97 | 308339.15 | 222800.53 | 111178.8 | 0 | 0 | 11199 | 810580 | 658464
| Complex connection sub-transmission | [6 empty] | 0 | 0 | 0 | 0 | 0 | 0 | 0 | 0 | 0
SUBDIVISION | Complex connection LV | [6 empty] | 438422.8115 | 760897.3493 | 663170.8502 | 426307.0497 | 261007 | 169421 | 191340 | 473584 | 380062
| Complex connection HV (no upstream asset works) | [6 empty] | 699176.48 | 622216.31 | 485067.08 | 709876.05 | 348050 | 84240 | 2259 | 169498 | 205142
| Complex connection HV (with upstream asset works) | [6 empty] | 255601.59 | 9884.39 | 56855.82 | 0 | 0 | 46494 | 99623 | 43820 | 0
EMBEDDED GENERATION | Simple connection LV | [6 empty] | 0 | 0 | 0 | 0 | 0 | 0 | 0 | 0 | 0
| Complex connection HV (small capacity) | [6 empty] | 0 | 0 | 0 | 0 | 0 | 0 | 0 | 0 | 0
| Complex connection HV (large capacity) | [6 empty] | 0 | 0 | 0 | 0 | 0 | 0 | 0 | 0 | 0 | ◄ Generator connections set to zero
EXPENDITURE - STANDARD CONTROL SERVICES - CAPITAL CONTRIBUTIONS
EXPENDITURE ($0's)
|  |  | 2008-09 | 2009-10 | 2010-11 | 2011-12 | 2012-13 | 2013-14 | 2014-15 | 2015-16 | 2016-17 | 2017-18 | 2018-19 | 2019-20 | 2020-21 | 2021-22
RESIDENTIAL | Simple connection LV | [6 empty] | 31593.27 | 7555 | 307 | 0 | 0 | 0 | 0 | 0 | 770
| Complex connection LV | [6 empty] | 89750.3625 | 28884.085 | 111074.2591 | 1542.4054 | 0 | 0 | 0 | 33087 | 0
| Complex connection HV | [6 empty] | 1392871.8922 | 929943.6623 | 1914096.457 | 398746.9327 | 98842 | 32938 | 49998 | 84628 | 120319
COMMERCIAL/INDUSTRIAL | Simple connection LV | [6 empty] | 20280.75 | 0 | 55285.23 | 107182.48 | 10808 | 35696 | 7693 | 236856 | 154681
| Complex connection HV (customer connected at LV, minor HV works) | [6 empty] | 1030442.2521 | 898742.447 | 1077720.8386 | 1303790.6913 | 1514102 | 1507944 | 1539419 | 586273 | 494960
| Complex connection HV (customer connected at LV, upstream asset works) | [6 empty] | 0 | 188337.2655 | 329626.6987 | 2447078.0145 | 838623 | 0 | 201000 | 113341 | 15454
| Complex connection HV (customer connected at HV) | [6 empty] | 380000 | 226975 | 215268.2707 | 0 | 975013 | 400000 | 0 | 315603 | 68650
| Complex connection sub-transmission | [6 empty] | 0 | 0 | 0 | 0 | 0 | 0 | 0 | 0 | 0
SUBDIVISION | Complex connection LV | [6 empty] | 301499.2383 | 230683.374 | 408787.5755 | 7744.103 | 498455 | 120774 | 19728 | 685181 | 150908
| Complex connection HV (no upstream asset works) | [6 empty] | 1393887.8959 | 1114738.2571 | 1192381.3853 | 1988349.4321 | 913699 | 2077408 | 1247962 | 1566794 | 1429760
| Complex connection HV (with upstream asset works) | [6 empty] | 2337089.829 | 5463082.0391 | 3837956.0151 | 3095132.9511 | 3877449 | 463150 | 29385 | 0 | 90082
EMBEDDED GENERATION | Simple connection LV | [6 empty] | 0 | 0 | 0 | 0 | 0 | 0 | 0 | 0 | 0
| Complex connection HV (small capacity) | [6 empty] | 0 | 0 | 0 | 0 | 0 | 0 | 0 | 0 | 0
| Complex connection HV (large capacity) | [6 empty] | 0 | 0 | 0 | 0 | 0 | 0 | 0 | 0 | 0 | ◄ Generator connections set to zero
2.5.3 - VOLUMES BY CONNECTION CLASSIFICATION
NEW CONNECTIONS - ALL
VOLUMES (0's)
|  |  | 2008-09 | 2009-10 | 2010-11 | 2011-12 | 2012-13 | 2013-14 | 2014-15 | 2015-16 | 2016-17 | 2017-18 | 2018-19 | 2019-20 | 2020-21 | 2021-22
RESIDENTIAL | Simple connection LV | [6 empty] | 809 | 1119 | 902 | 572 | 201 | 266 | 95 | 187 | 270
| Complex connection LV | [6 empty] | 9 | 7 | 0 | 1 | 2 | 1 | 7 | 8 | 4
| Complex connection HV | [6 empty] | 27 | 22 | 21 | 6 | 8 | 9 | 12 | 3 | 11
COMMERCIAL/INDUSTRIAL | Simple connection LV | [6 empty] | 74 | 331 | 238 | 151 | 30 | 56 | 9 | 16 | 52
| Complex connection HV (customer connected at LV, minor HV works) | [6 empty] | 38 | 27 | 29 | 16 | 40 | 42 | 25 | 19 | 17
| Complex connection HV (customer connected at LV, upstream asset works) | [6 empty] | 0 | 0 | 0 | 0 | 0 | 1 | 4 | 5 | 5
| Complex connection HV (customer connected at HV) | [6 empty] | 6 | 1 | 3 | 1 | 0 | 1 | 2 | 2 | 5
| Complex connection sub-transmission | [6 empty] | 0 | 0 | 0 | 0 | 0 | 0 | 0 | 0 | 0
SUBDIVISION | Complex connection LV | [6 empty] | 717 | 1197 | 813 | 523 | 394 | 310 | 249 | 276 | 221
| Complex connection HV (no upstream asset works) | [6 empty] | 12 | 12 | 6 | 10 | 12 | 5 | 4 | 2 | 3
| Complex connection HV (with upstream asset works) | [6 empty] | 0 | 1 | 1 | 0 | 0 | 2 | 2 | 1 | 3
EMBEDDED GENERATION | Simple connection LV | [6 empty] | 831 | 863 | 849 | 1602 | 1998 | 2609 | 3328 | 1895 | 615
| Complex connection HV (small capacity) | [6 empty] | 0 | 0 | 0 | 0 | 0 | 0 | 0 | 0 | 0
| Complex connection HV (large capacity) | [6 empty] | 0 | 0 | 0 | 0 | 0 | 0 | 0 | 0 | 0 | ◄ Generator connections set to zero
NEW CONNECTIONS - STANDARD CONTROL SERVICES
VOLUMES (0's)
|  |  | 2008-09 | 2009-10 | 2010-11 | 2011-12 | 2012-13 | 2013-14 | 2014-15 | 2015-16 | 2016-17 | 2017-18 | 2018-19 | 2019-20 | 2020-21 | 2021-22
RESIDENTIAL | Simple connection LV | [6 empty] | 809 | 1119 | 902 | 572 | 201 | 266 | 95 | 187 | 270
| Complex connection LV | [6 empty] | 9 | 7 | 0 | 1 | 2 | 1 | 7 | 8 | 4
| Complex connection HV | [6 empty] | 27 | 22 | 21 | 6 | 8 | 9 | 12 | 3 | 11
COMMERCIAL/INDUSTRIAL | Simple connection LV | [6 empty] | 74 | 331 | 238 | 151 | 30 | 56 | 9 | 16 | 52
| Complex connection HV (customer connected at LV, minor HV works) | [6 empty] | 38 | 27 | 29 | 16 | 40 | 42 | 25 | 19 | 17
| Complex connection HV (customer connected at LV, upstream asset works) | [6 empty] | 0 | 0 | 0 | 0 | 0 | 1 | 4 | 5 | 5
| Complex connection HV (customer connected at HV) | [6 empty] | 6 | 1 | 3 | 1 | 0 | 1 | 2 | 2 | 5
| Complex connection sub-transmission | [6 empty] | 0 | 0 | 0 | 0 | 0 | 0 | 0 | 0 | 0
SUBDIVISION | Complex connection LV | [6 empty] | 717 | 1197 | 813 | 523 | 394 | 310 | 249 | 276 | 221
| Complex connection HV (no upstream asset works) | [6 empty] | 12 | 12 | 6 | 10 | 12 | 5 | 4 | 2 | 3
| Complex connection HV (with upstream asset works) | [6 empty] | 0 | 1 | 1 | 0 | 0 | 2 | 2 | 1 | 3
EMBEDDED GENERATION | Simple connection LV | [6 empty] | 831 | 863 | 849 | 1602 | 1998 | 2609 | 3328 | 1895 | 615
| Complex connection HV (small capacity) | [6 empty] | 0 | 0 | 0 | 0 | 0 | 0 | 0 | 0 | 0
| Complex connection HV (large capacity) | [6 empty] | 0 | 0 | 0 | 0 | 0 | 0 | 0 | 0 | 0 | ◄ Generator connections set to zero
EXISTING CONNECTIONS
VOLUMES (0's)
|  |  | 2008-09 | 2009-10 | 2010-11 | 2011-12 | 2012-13 | 2013-14 | 2014-15 | 2015-16 | 2016-17 | 2017-18 | 2018-19 | 2019-20 | 2020-21 | 2021-22
RESIDENTIAL | Simple connection LV |  | VOLUMES (0's) 2008-09: 0; VOLUMES (0's) 2017-18: 64155; VOLUMES (0's) 2018-19: 62734; VOLUMES (0's) 2019-20: 60205; VOLUMES (0's) 2020-21: 59422; VOLUMES (0's) 2021-22: 58803
| Complex connection LV |  | VOLUMES (0's) 2008-09: 0; VOLUMES (0's) 2017-18: 279; VOLUMES (0's) 2018-19: 124; VOLUMES (0's) 2019-20: 166; VOLUMES (0's) 2020-21: 221; VOLUMES (0's) 2021-22: 200
| Complex connection HV |  | VOLUMES (0's) 2008-09: 0; VOLUMES (0's) 2017-18: 0; VOLUMES (0's) 2018-19: 0; VOLUMES (0's) 2019-20: 0; VOLUMES (0's) 2020-21: 0; VOLUMES (0's) 2021-22: 1
COMMERCIAL/INDUSTRIAL | Simple connection LV |  | VOLUMES (0's) 2008-09: 0; VOLUMES (0's) 2017-18: 10115; VOLUMES (0's) 2018-19: 10312; VOLUMES (0's) 2019-20: 10043; VOLUMES (0's) 2020-21: 9909; VOLUMES (0's) 2021-22: 9811
| Complex connection HV (customer connected at LV, minor HV works) |  | VOLUMES (0's) 2008-09: 0; VOLUMES (0's) 2017-18: 1220; VOLUMES (0's) 2018-19: 883; VOLUMES (0's) 2019-20: 1191; VOLUMES (0's) 2020-21: 1531; VOLUMES (0's) 2021-22: 1109
| Complex connection HV (customer connected at LV, upstream asset works) |  | VOLUMES (0's) 2008-09: 0; VOLUMES (0's) 2017-18: 567; VOLUMES (0's) 2018-19: 566; VOLUMES (0's) 2019-20: 572; VOLUMES (0's) 2020-21: 174; VOLUMES (0's) 2021-22: 526
| Complex connection HV (customer connected at HV) |  | VOLUMES (0's) 2008-09: 0; VOLUMES (0's) 2017-18: 47; VOLUMES (0's) 2018-19: 48; VOLUMES (0's) 2019-20: 68; VOLUMES (0's) 2020-21: 60; VOLUMES (0's) 2021-22: 58
| Complex connection sub-transmission |  | VOLUMES (0's) 2008-09: 0; VOLUMES (0's) 2017-18: 0; VOLUMES (0's) 2018-19: 0; VOLUMES (0's) 2019-20: 0; VOLUMES (0's) 2020-21: 0; VOLUMES (0's) 2021-22: 0
SUBDIVISION | Complex connection LV |  | VOLUMES (0's) 2008-09: 0; VOLUMES (0's) 2017-18: 0; VOLUMES (0's) 2018-19: 0; VOLUMES (0's) 2019-20: 0; VOLUMES (0's) 2020-21: 0; VOLUMES (0's) 2021-22: 0
| Complex connection HV (no upstream asset works) |  | VOLUMES (0's) 2008-09: 0; VOLUMES (0's) 2017-18: 0; VOLUMES (0's) 2018-19: 0; VOLUMES (0's) 2019-20: 0; VOLUMES (0's) 2020-21: 0; VOLUMES (0's) 2021-22: 0
| Complex connection HV (with upstream asset works) |  | VOLUMES (0's) 2008-09: 0; VOLUMES (0's) 2017-18: 0; VOLUMES (0's) 2018-19: 0; VOLUMES (0's) 2019-20: 0; VOLUMES (0's) 2020-21: 0; VOLUMES (0's) 2021-22: 0
EMBEDDED GENERATION | Simple connection LV |  | VOLUMES (0's) 2008-09: 0; VOLUMES (0's) 2017-18: 8890; VOLUMES (0's) 2018-19: 11074; VOLUMES (0's) 2019-20: 14098; VOLUMES (0's) 2020-21: 15959; VOLUMES (0's) 2021-22: 17059
| Complex connection HV (small capacity) |  | VOLUMES (0's) 2008-09: 0; VOLUMES (0's) 2017-18: 3; VOLUMES (0's) 2018-19: 2; VOLUMES (0's) 2019-20: 0; VOLUMES (0's) 2020-21: 8; VOLUMES (0's) 2021-22: 8
| Complex connection HV (large capacity) |  | VOLUMES (0's) 2008-09: 0; VOLUMES (0's) 2017-18: 0; VOLUMES (0's) 2018-19: 0; VOLUMES (0's) 2019-20: 0; VOLUMES (0's) 2020-21: 0; VOLUMES (0's) 2021-22: 0 | ◄ Generator connections set to zero
Contents
Instructions
Mark selection CONFIDENTIAL
Return selection to
NON-CONFIDENTIAL
Return selection to NON-AMENDED
Mark selection as AMENDED
FOR AMENDED SUBMISSIONS ONLY

## Lookups
0 | Model Lookup Tables
No Errors Found
Model Timing Assumptions
Period Titles
|  |  | Financial year | 2019 | 2020 | 2021 | 2022 | 2023 | 2024 | 2025 | 2026 | 2027 | 2028 | 2029
|  |  | Financial year label | 2018-19 | 2019-20 | 2020-21 | 2021-22 | 2022-23 | 2023-24 | 2024-25 | 2025-26 | 2026-27 | 2027-28 | 2028-29
|  |  | Period heading | FY19 | FY20 | FY21 | FY22 | FY23 | FY24 | FY25 | FY26 | FY27 | FY28 | FY29 | Total FY25 to FY29
|  |  | Period type | Actual | Actual | Actual | Actual | Estimate | Estimate | Forecast | Forecast | Forecast | Forecast | Forecast
Unit / Dollar Basis / Timing
|  |  | Input Unit | 2019 2018-19 FY19: $Millions
|  |  | Input Dollar Basis | 2019 2018-19 FY19: Real $2021
|  |  | Output Dollar Basis | 2019 2018-19 FY19: Real $2024
|  |  | Nominal | 2019 2018-19 FY19: Nominal
|  |  | Dollars | 2019 2018-19 FY19: Dollars
|  |  | Input Timing | 2019 2018-19 FY19: Mid Period
|  |  | Output Timing | 2019 2018-19 FY19: End of Period
Classification of Capex
Capex Purpose
Augex
Repex
Connections
Non-Network
IT
Escalation
Capitalised OH
Metering
RAB Asset Classes - SCS
Substations
Distribution Lines
Transmission Lines
LV Services
Distribution Substations
Distribution Switchgear
Protection
SCADA
Communications
Land and Easements
Property
IT and Communications
Motor Vehicles
Plant and Equipment
Property Leases
Fleet Leases
Buildings
In-house Software
RAB Asset Classes - ACS Metering
Mechanical Meters
Electronic Meters
Metering Communications
Metering Dedicated CTs and VTs
Metering Non Network Other
Metering Non Network IT and Communications
Fleet leases
RIN categories
Replacement
Augmentation
Connections
Non-network capex
Capitalised network overheads
Capitalised corporate overheads
Unallocated
PWC Mapping
[Network mapping 1]
[Network mapping 2]
[Network mapping 3]
[Network mapping 4]
[Network mapping 5]
[Network mapping 6]
[Network mapping 7]
[Non Network mapping 1]
[Non Network mapping 2]
[Non Network mapping 3]
[Non Network mapping 4]
[Non Network mapping 5]
[Non Network mapping 6]
Unallocated
End

## Checks
Summary of model checks
No Errors Found
Model title message
|  | Error message | No Errors Found
Alert message
|  | Model message | No Errors Found
Model checks
Error checks
|  | Export - AER Capex Forecast Model - Connection Projects | 0
|  | Output - Reset RIN | 0
|  | Output - SCS - Gross connection expenditure | 0
|  | Output - SCS - Capital contributions (Cash contributions + Gifted assets) | 0
|  | Calculation - SCS - PWC Connection Expenditure | 0
|  | Calculation - SCS - Cash Contributions | 0
|  | Calculation - ACS - PWC Connection Expenditure | 0
|  | Input - SCS - Gifted Assets | 0
2.5 CONNECTIONS
|  | Model Lookup Tables | 0
| Total errors |  | 0
End