## Cover
Power and Water Corporation (PWC) - Regulatory Proposal Tables and Charts
| Model Developer: |  | PWC
Purpose of the Model:
The purpose of this model is to provide tables and charts outputs which are required as part of the Power and Water Corporation - Determination 2019-24.
Model Legend:
|  | Assumptions | Cells containing assumptions intended to be manipulated by model users
|  | Drop Down | Cells containing a drop down list for users to select inputs
|  | Input | Cells containing input texts/numbers NOT intended to be changed by model users
|  | Output | Cells containing formulae NOT intended to be changed by model users
|  | Heading 1 | Level 1 heading NOT intended to be changed by model users
|  | Heading 2 | Level 2 heading NOT intended to be changed by model users
Cells where inputs or outputs are not applicable
|  | Hyperlink | Cells containing a hyperlink to another part of the workbook
|  | Error | Cells representing there is an error in the nominated area of the workbook
|  | Ok | Cells representing there are no errors in the nominated area of the workbook
Cells containing a link from external workbooks
Disclaimer:
This model is confidential information of, and is owned by, Power and Water Corporation ABN 15 947 352 360 (PWC). It may not be disclosed to, or used or relied on by, any person without the consent of PWC. PWC has not verified the inputs or the outputs of this model and makes no representation or warranty as to the completeness, accuracy, reliability or appropriateness of the model, its inputs and outputs (including any forward looking statements) or how it functions. To the extent permitted by law, any person using or relying on this model or its outputs does so at their own risk and agrees that PWC will not be liable to any person for any loss or damage of any kind arising out of or in any way connected with the use of this model (including negligence). The references to PWC in this disclaimer includes their respective directors, officers, employees, contractors, advisers or agents.

## TOC
Table of Contents
No Errors Found
Go to Cover Sheet
Power and Water Corporation (PWC) - Regulatory Proposal Tables and Charts
Table of Contents
Main Model Worksheets
Cover
Table of Contents
Corporate Chart Formats
CPI Assumptions and Associated Indexes
Proposal Outputs - Revenue
Proposal Outputs - Capex
Proposal Outputs - Opex
Charts & Tables->
0. Overview
1. About this regulatory proposal
2. Next steps and stakeholders’ feedback
3. About PWC
4. Regulatory base line
5. What PWC has delivered
6. What stakeholders are saying
7. What PWC will deliver
8. Response to F&A paper
9. Demand forecasts
10. Capex forecasts
11. Opex forecasts
12. Regulatory Asset Base and Depreciation
13. Rate of return, inflation and debt and equity raising costs
14. Estimated cost of corporate income tax
15. Incentive schemes
16. Pass through events
17. Annual revenue requirements, X-factors
18. Metering services
19. Fee-based and Quoted ACS
20. Public lighting
21. Indicative prices and bill impacts
22. Negotiating Framework
23. Confidentiality
24. Certifications
25. Abbreviations
Return on Debt Transition Attachment
Establishing the Opening RAB Attachment
Establishing the Opening TAB Attachment
|  | Capex overview | This sheet contains confidential information
Connection justification document
Customer Overview
|  | Alternative Control Services Metering Overview | This sheet contains confidential information
Tariff Structure Statement
Tariff Structure Statement Overview
Appendix
Model Lookups
Checks
End

## Format
Corporate Chart Formats
No Errors Found
Go to Cover Sheet
Power and Water Corporation (PWC) - Regulatory Proposal Tables and Charts
Corporate Chart Formats
Colour Palette
|  | Blue | 42, 61, 111
|  | Olive | 117, 132, 47
|  | Black | 0, 0, 0
|  | White | 255, 255, 255
|  | Teal | 0, 171, 158
|  | Emerald | 0, 113, 67
|  | Sky | 75, 176, 228
|  | Cobalt | 0, 97, 172
|  | Plum | 83, 67, 104
|  | Earth | 140, 27, 16
|  | Crimson | 199, 45, 44
|  | Sunset | 239, 125, 23
|  | Canary | 255, 211, 57
Chart Attributes
|  | Font: | Calibri
|  | Font Size: | Title 14, Axis 12, Legend 10
|  | Legend | Bottom, Aligned to H Axis
|  | Main Line Format | Solid Line - Non Smoothed
|  | Sub Line Format | Dotted Line - Non Smoothed
|  | Labels | Centre
|  | Bar Borders | On - White
|  | Vertical Axis Format | Whole number
|  | Horizontal Axis Format | Text Direction - Horizontal or 270%
|  | Gap Width | 20%
|  | Chart Border | None
End

## Input_Inflation
0 | CPI Assumptions and Associated Indexes
No Errors Found
Table of Contents
Power and Water Corporation (PWC) - Regulatory Proposal Tables and Charts
| Period Start Date | [13 empty] | 2014-07-01 | 2015-07-01 | 2016-07-01 | 2017-07-01 | 2018-07-01 | 2019-07-01 | 2020-07-01 | 2021-07-01 | 2022-07-01 | 2023-07-01
| Period End Date | [13 empty] | 2015-06-30 | 2016-06-30 | 2017-06-30 | 2018-06-30 | 2019-06-30 | 2020-06-30 | 2021-06-30 | 2022-06-30 | 2023-06-30 | 2024-06-30
| Period Counter | [13 empty] | 1 | 2 | 3 | 4 | 5 | 6 | 7 | 8 | 9 | 10
| Year | [13 empty] | 2015 | 2016 | 2017 | 2018 | 2019 | 2020 | 2021 | 2022 | 2023 | 2024
| Period Type | [13 empty] | Actual | Actual | Actual | Base Year | Forecast | Forecast | Forecast | Forecast | Forecast | Forecast
| Regulatory Year |  |  | Source | Unit | Basis | Timing |  | RY09 | RY10 | RY11 | RY12 | RY13 | RY14 | RY15 | RY16 | RY17 | RY18 | RY19 | RY20 | RY21 | RY22 | RY23 | RY24
.
CPI Assumptions
Assumptions
|  |  | Category Heading | Source | Unit | Basis | Timing |  | RY09 | RY10 | RY11 | RY12 | RY13 | RY14 | RY15 | RY16 | RY17 | RY18 | RY19 | RY20 | RY21 | RY22 | RY23 | RY24
|  |  | CPI Input (June year end) | ABS/RBA | Percent | N/A | N/A |  | 1.419% | 3.122% | 3.549% | 1.21% | 2.39% | 3.016% | 1.511% | 1.023% | 1.934% | 2% | 2.25% | 2.425% | 2.425% | 2.425% | 2.425% | 2.425%
|  |  | CPI used in pricing | PWC | Percent | N/A | N/A |  | N/A | N/A | N/A | N/A | N/A | N/A | 2.59% | 1.72% | 1.69% | 1.48% | 2% | 2.425% | 2.425% | 2.425% | 2.425% | 2.425%
Note: CPI movements are based on [December to December] quarter ends
|  |  | Dollar Conversion | PWC | Factor | N/A | N/A | 0.5 | RY09: Note: [Required to adjust between mid year and end of year cash flow timing]
CPI Indexation Calculations (June on June) - Used to convert expenditure
|  |  | Category Heading | Source | Unit | Basis | Timing |  | RY09 | RY10 | RY11 | RY12 | RY13 | RY14 | RY15 | RY16 | RY17 | RY18 | RY19 | RY20 | RY21 | RY22 | RY23 | RY24
|  |  | Real 2009 to Nominal | Calculated | Factor | N/A | N/A |  | 0.99298 | 1.0155 | 1.0494 | 1.0743 | 1.0936 | 1.1231 | 1.1485 | 1.1631 | 1.1802 | 1.2035 | 1.229 | 1.2578 | 1.2883 | 1.3195 | 1.3515 | 1.3843
|  |  | Real 2010 to Nominal | Calculated | Factor | N/A | N/A |  | 0.96292 | 0.98475 | 1.0176 | 1.0417 | 1.0605 | 1.0891 | 1.1137 | 1.1279 | 1.1445 | 1.167 | 1.1918 | 1.2197 | 1.2493 | 1.2796 | 1.3106 | 1.3424
|  |  | Real 2011 to Nominal | Calculated | Factor | N/A | N/A |  | 0.92992 | 0.951 | 0.98271 | 1.006 | 1.0241 | 1.0518 | 1.0756 | 1.0892 | 1.1053 | 1.127 | 1.151 | 1.1779 | 1.2064 | 1.2357 | 1.2657 | 1.2964
|  |  | Real 2012 to Nominal | Calculated | Factor | N/A | N/A |  | 0.9188 | 0.93963 | 0.97097 | 0.99401 | 1.0119 | 1.0392 | 1.0627 | 1.0762 | 1.0921 | 1.1136 | 1.1372 | 1.1638 | 1.192 | 1.2209 | 1.2505 | 1.2809
|  |  | Real 2013 to Nominal | Calculated | Factor | N/A | N/A |  | 0.89735 | 0.91769 | 0.9483 | 0.9708 | 0.98826 | 1.015 | 1.0379 | 1.0511 | 1.0666 | 1.0876 | 1.1107 | 1.1366 | 1.1642 | 1.1924 | 1.2213 | 1.251
|  |  | Real 2014 to Nominal | Calculated | Factor | N/A | N/A |  | 0.87108 | 0.89083 | 0.92054 | 0.94238 | 0.95933 | 0.98525 | 1.0075 | 1.0203 | 1.0354 | 1.0557 | 1.0782 | 1.1034 | 1.1301 | 1.1575 | 1.1856 | 1.2143
|  |  | Real 2015 to Nominal | Calculated | Factor | N/A | N/A |  | 0.85812 | 0.87757 | 0.90684 | 0.92836 | 0.94505 | 0.97059 | 0.99253 | 1.0051 | 1.02 | 1.04 | 1.0621 | 1.0869 | 1.1133 | 1.1403 | 1.1679 | 1.1963
|  |  | Real 2016 to Nominal | Calculated | Factor | N/A | N/A |  | 0.84943 | 0.86868 | 0.89765 | 0.91895 | 0.93548 | 0.96076 | 0.98248 | 0.99492 | 1.0096 | 1.0295 | 1.0514 | 1.0759 | 1.102 | 1.1287 | 1.1561 | 1.1841
|  |  | Real 2017 to Nominal | Calculated | Factor | N/A | N/A |  | 0.83331 | 0.8522 | 0.88062 | 0.90152 | 0.91773 | 0.94253 | 0.96384 | 0.97605 | 0.99047 | 1.01 | 1.0314 | 1.0555 | 1.0811 | 1.1073 | 1.1342 | 1.1617
|  |  | Real 2018 to Nominal | Calculated | Factor | N/A | N/A |  | 0.81697 | 0.83549 | 0.86336 | 0.88384 | 0.89974 | 0.92405 | 0.94494 | 0.95691 | 0.97105 | 0.99015 | 1.0112 | 1.0348 | 1.0599 | 1.0856 | 1.1119 | 1.1389
|  |  | Real 2019 to Nominal | Calculated | Factor | N/A | N/A |  | 0.799 | 0.81711 | 0.84436 | 0.86439 | 0.87994 | 0.90372 | 0.92415 | 0.93585 | 0.94968 | 0.96836 | 0.98894 | 1.0121 | 1.0366 | 1.0617 | 1.0875 | 1.1138
|  |  | Real 2020 to Nominal | Calculated | Factor | N/A | N/A |  | 0.78008 | 0.79776 | 0.82437 | 0.84393 | 0.85911 | 0.88232 | 0.90227 | 0.9137 | 0.9272 | 0.94543 | 0.96552 | 0.98809 | 1.0121 | 1.0366 | 1.0617 | 1.0875
|  |  | Real 2021 to Nominal | Calculated | Factor | N/A | N/A |  | 0.76161 | 0.77888 | 0.80485 | 0.82395 | 0.83877 | 0.86144 | 0.88091 | 0.89207 | 0.90525 | 0.92305 | 0.94267 | 0.9647 | 0.98809 | 1.0121 | 1.0366 | 1.0617
|  |  | Real 2022 to Nominal | Calculated | Factor | N/A | N/A |  | 0.74358 | 0.76044 | 0.7858 | 0.80444 | 0.81891 | 0.84104 | 0.86005 | 0.87095 | 0.88381 | 0.9012 | 0.92035 | 0.94186 | 0.9647 | 0.98809 | 1.0121 | 1.0366
|  |  | Real 2023 to Nominal | Calculated | Factor | N/A | N/A |  | 0.72598 | 0.74243 | 0.76719 | 0.7854 | 0.79952 | 0.82113 | 0.83969 | 0.85033 | 0.86289 | 0.87986 | 0.89856 | 0.91956 | 0.94186 | 0.9647 | 0.98809 | 1.0121
|  |  | Real 2024 to Nominal | Calculated | Factor | N/A | N/A |  | 0.70879 | 0.72486 | 0.74903 | 0.7668 | 0.78059 | 0.80169 | 0.81981 | 0.8302 | 0.84246 | 0.85903 | 0.87729 | 0.89779 | 0.91956 | 0.94186 | 0.9647 | 0.98809
|  |  | Real 2018 to Real 2019 | Calculated | Factor | N/A | N/A |  | 1.0225 | 1.0225 | 1.0225 | 1.0225 | 1.0225 | 1.0225 | 1.0225 | 1.0225 | 1.0225 | 1.0225 | 1.0225 | 1.0225 | 1.0225 | 1.0225 | 1.0225 | 1.0225
|  |  | Real 2014 to Real 2019 | Calculated | Factor | N/A | N/A |  | 1.0902 | 1.0902 | 1.0902 | 1.0902 | 1.0902 | 1.0902 | 1.0902 | 1.0902 | 1.0902 | 1.0902 | 1.0902 | 1.0902 | 1.0902 | 1.0902 | 1.0902 | 1.0902
0 |  |  | Check | [5 empty] | 0 | 0 | 0 | 0 | 0 | 0 | 0 | 0 | 0 | 0 | 0 | 0 | 0 | 0 | 0 | 0
CPI Indexation Calculations (December on December) - Used to convert revenue
|  |  | Category Heading | Source | Unit | Basis | Timing |  | RY09 | RY10 | RY11 | RY12 | RY13 | RY14 | RY15 | RY16 | RY17 | RY18 | RY19 | RY20 | RY21 | RY22 | RY23 | RY24
|  |  | Real 2014 to Nominal | Calculated | Factor | N/A | N/A |  | N/A | N/A | N/A | N/A | N/A | 1 | 1.0259 | 1.0435 | 1.0612 | 1.0769 | 1.0984 | 1.1251 | 1.1523 | 1.1803 | 1.2089 | 1.2382
End

## Charts_Revenue
Proposal Outputs - Revenue
No Errors Found
Go to Cover Sheet
Power and Water Corporation (PWC) - Regulatory Proposal Tables and Charts
Revenue Summary
Revenue Summary - Nominal - SCS
[13 empty] | 2014-19 Period |  |  |  |  | 2019-24 Period
[12 empty] | Period | RY15 | RY16 | RY17 | RY18 | RY19 | RY20 | RY21 | RY22 | RY23 | RY24
[12 empty] | Depreciation | 28.4905 | 34.1431 | 31.9017 | 34.5054 | 37.851 | 24.6087 | 29.0337 | 31.5613 | 35.8072 | 40.1406
[12 empty] | Operating Expenditure | 103.2108 | 108.4326 | 114.7625 | 109.4116 | 103.711 | 67.6474 | 69.2969 | 73.1837 | 75.7072 | 79.2752
[12 empty] | Revenue Adjustments | 7.3686 | 8.6857 | 10.0534 | 10.9585 | 11.9798 | 0.068176 | 0.074865 | 0.080299 | 0.08717 | 0.093655
[12 empty] | Net Tax Allowance | 0 | 0 | 0 | 0 | 0 | 8.2052 | 7.7985 | 7.3778 | 6.8581 | 7.1855
[12 empty] | Return on Asset | 40.1262 | 45.5991 | 49.4755 | 50.1843 | 51.436 | 64.4691 | 68.5012 | 72.7796 | 77.4052 | 80.6923
[12 empty] | Total | 179.1961 | 196.8605 | 206.1931 | 205.0598 | 204.9778 | 164.9986 | 174.7052 | 184.9827 | 195.8649 | 207.3873
[12 empty] | Chart Name: | 2014-19 Period RY15: Revenue Summary
[12 empty] | Dollar Basis: | 2014-19 Period RY15: Nominal
[12 empty] | Units: | 2014-19 Period RY15: $Millions
[12 empty] | Full Chart Title: | 2014-19 Period RY15: Revenue Summary (Nominal, $Millions, SCS)
[12 empty] | Services: | 2014-19 Period RY15: SCS
Working
Step 1 ¦ Annual Allowed Revenue ($million, $nominal, per year)
[7 empty] | UC Determination (SCS + ACS metering) |  |  |  |  | PWC Proposal (SCS only)
|  | Period | Source | Unit | Basis | Timing | RY15 | RY16 | RY17 | RY18 | RY19 | RY20 | RY21 | RY22 | RY23 | RY24
|  | Return on Capital | IP12 | $Millions | Nominal | N/A | 73.01 | 75.366 | 75.5897 | 75.0888 | 75.5489 | 64.4691 | 69.4286 | 72.6161 | 77.4 | 79.7658
|  | Return of Capital | IP12 | $Millions | Nominal | N/A | 27.7773 | 30.2031 | 26.068 | 27.5991 | 29.7003 | 24.6087 | 29.4268 | 31.4904 | 35.8048 | 39.6797
|  | Operating Expenditure | IP12 | $Millions | Nominal | N/A | 100.6272 | 95.9199 | 93.7766 | 87.5128 | 81.3784 | 67.6474 | 70.2352 | 73.0192 | 75.7021 | 78.3649
|  | Revenue Adjustments | IP12 | $Millions | Nominal | N/A | 7.1841 | 7.6834 | 8.215 | 8.7652 | 9.4001 | 0.068176 | 0.075878 | 0.080118 | 0.087164 | 0.092579
|  | Net Tax Allowance | IP12 | $Millions | Nominal | N/A | 0 | 0 | 0 | 0 | 0 | 8.2052 | 7.9041 | 7.3613 | 6.8577 | 7.103
|  | Total | Calculated | $Millions | Nominal | N/A | 208.5986 | 209.1725 | 203.6492 | 198.9658 | 196.0278 | 164.9986 | 177.0706 | 184.567 | 195.8517 | 205.0061
|  | Return on Capital (MD) | 2014 NPD - NTRM - MODIFIED FOR TREASURERS FURTHER DIRECTION (June 2014).XLSM | $Millions | Nominal | N/A | UC Determination (SCS + ACS metering) RY15: 39.1217; UC Determination (SCS + ACS metering) RY16: 40.3371; UC Determination (SCS + ACS metering) RY17: 40.4282; UC Determination (SCS + ACS metering) RY18: 40.1399; UC Determination (SCS + ACS metering) RY19: 40.3601
Step 2 ¦ Adjust UC Determination to Match Ministerial Direction ($million, $nominal, per year)
[7 empty] | UC Determination (SCS + ACS metering) |  |  |  |  | PWC Proposal (SCS only)
|  | Period | Source | Unit | Basis | Timing | RY15 | RY16 | RY17 | RY18 | RY19 | RY20 | RY21 | RY22 | RY23 | RY24
|  | Return on Capital | IP12 | $Millions | Nominal | N/A | 39.1217 | 40.3371 | 40.4282 | 40.1399 | 40.3601 | 64.4691 | 69.4286 | 72.6161 | 77.4 | 79.7658
|  | Return of Capital | IP12 | $Millions | Nominal | N/A | 27.7773 | 30.2031 | 26.068 | 27.5991 | 29.7003 | 24.6087 | 29.4268 | 31.4904 | 35.8048 | 39.6797
|  | Operating Expenditure | IP12 | $Millions | Nominal | N/A | 100.6272 | 95.9199 | 93.7766 | 87.5128 | 81.3784 | 67.6474 | 70.2352 | 73.0192 | 75.7021 | 78.3649
|  | Revenue Adjustments | IP12 | $Millions | Nominal | N/A | 7.1841 | 7.6834 | 8.215 | 8.7652 | 9.4001 | 0.068176 | 0.075878 | 0.080118 | 0.087164 | 0.092579
|  | Net Tax Allowance | IP12 | $Millions | Nominal | N/A | 0 | 0 | 0 | 0 | 0 | 8.2052 | 7.9041 | 7.3613 | 6.8577 | 7.103
|  | Total | Calculated | $Millions | Nominal | N/A | 174.7103 | 174.1436 | 168.4877 | 164.0169 | 160.839 | 164.9986 | 177.0706 | 184.567 | 195.8517 | 205.0061
Step 3 ¦ Determine Smoothed Revenue Forecasts Excluding ACS Metering ($million, $nominal, per year)
[7 empty] | UC Determination (SCS only) |  |  |  |  | PWC Proposal (SCS only)
|  | Category Heading | Source | Unit | Basis | Timing | 2014-15 | 2015-16 | 2016-17 | 2017-18 | 2018-19 | 2019-20 | 2020-21 | 2021-22 | 2022-23 | 2023-24 |  | Value
[18 empty] | 3% | Metering share of revenue
|  | UC Determination | UC-NPD-PWC-NTRM.xls | $Millions | Nominal | N/A | UC Determination (SCS only) 2014-15: 184.7382; UC Determination (SCS only) 2015-16: 202.949; UC Determination (SCS only) 2016-17: 212.5702; UC Determination (SCS only) 2017-18: 211.4019; UC Determination (SCS only) 2018-19: 211.3173
|  | Ministerial Direction | 2014 NPD - NTRM - MODIFIED FOR TREASURERS FURTHER DIRECTION (June 2014).XLSM | $Millions | Nominal | N/A | UC Determination (SCS only) 2014-15: 153.3188; UC Determination (SCS only) 2015-16: 168.4324; UC Determination (SCS only) 2016-17: 171.2789; UC Determination (SCS only) 2017-18: 173.8138; UC Determination (SCS only) 2018-19: 177.2901
|  | Smoothed Revenue - SCS only | Various | $Millions | Nominal | N/A | 179.1961 | 196.8605 | 206.1931 | 205.0598 | 204.9778 | 164.9986 | 174.7052 | 184.9827 | 195.8649 | 207.3873
|  | Ministerial Direction - Adjusted | Calculated | $Millions | Nominal | N/A | UC Determination (SCS only) 2014-15: 148.7193; UC Determination (SCS only) 2015-16: 163.3794; UC Determination (SCS only) 2016-17: 166.1405; UC Determination (SCS only) 2017-18: 168.5994; UC Determination (SCS only) 2018-19: 171.9714
|  | UC - ACS metering - Estimated (at 3%) | Calculated | $Millions | Nominal | N/A | UC Determination (SCS only) 2014-15: 5.5421; UC Determination (SCS only) 2015-16: 6.0885; UC Determination (SCS only) 2016-17: 6.3771; UC Determination (SCS only) 2017-18: 6.3421; UC Determination (SCS only) 2018-19: 6.3395
|  | MD - ACS metering - Estimated (at 3%) | Calculated | $Millions | Nominal | N/A | UC Determination (SCS only) 2014-15: 4.5996; UC Determination (SCS only) 2015-16: 5.053; UC Determination (SCS only) 2016-17: 5.1384; UC Determination (SCS only) 2017-18: 5.2144; UC Determination (SCS only) 2018-19: 5.3187
End

## Charts_Capex
Proposal Outputs - Capex
No Errors Found
Go to Cover Sheet
Power and Water Corporation (PWC) - Regulatory Proposal Tables and Charts
Total Capex Summary
Total Capex Summary - Nominal
|  | Period | RY09 | RY10 | RY11 | RY12 | RY13 | RY14 | RY15 | RY16 | RY17 | RY18 | RY19 | RY20 | RY21 | RY22 | RY23 | RY24
|  | Actuals/Estimate | 54.5986 | 78.6589 | 90.3269 | 84.6536 | 116.7187 | 89.9858 | 86.0632 | 75.2057 | 66.8286 | 50.3395 | 71.0056 | #N/A | #N/A | #N/A | #N/A | #N/A
|  | UC Allowance | #N/A | #N/A | #N/A | #N/A | #N/A | #N/A | 83.1696 | 60.0186 | 48.5325 | 58.4466 | 70.9782 | #N/A | #N/A | #N/A | #N/A | #N/A
|  | Forecast | #N/A | #N/A | #N/A | #N/A | #N/A | #N/A | #N/A | #N/A | #N/A | #N/A | #N/A | 107.9135 | 88.9791 | 114.8582 | 81.7712 | 77.7514
|  | Avg: 10-14 | #N/A | 92.0688 | 92.0688 | 92.0688 | 92.0688 | 92.0688 | #N/A | #N/A | #N/A | #N/A | #N/A | #N/A | #N/A | #N/A | #N/A | #N/A
|  | Avg: 15-19 | #N/A | #N/A | #N/A | #N/A | #N/A | #N/A | 69.8885 | 69.8885 | 69.8885 | 69.8885 | 69.8885 | #N/A | #N/A | #N/A | #N/A | #N/A
|  | Avg: 20-24 | #N/A | #N/A | #N/A | #N/A | #N/A | #N/A | #N/A | #N/A | #N/A | #N/A | #N/A | 94.2547 | 94.2547 | 94.2547 | 94.2547 | 94.2547
|  | Chart Name: | RY09: Capex Summary
|  | Dollar Basis: | RY09: Nominal
|  | Units: | RY09: $Millions
|  | Full Chart Title: | RY09: Capex Summary (Nominal, $Millions)
|  | Period | RY09 | RY10 | RY11 | RY12 | RY13 | RY14 | RY15 | RY16 | RY17
|  | Actuals/Estimate (RIN) | 49.0366 | 76.2362 | 85.0858 | 76.9485 | 108.3081 | 84.4962 | 77.3346 | 67.4124 | 58.4512 | <- Excludes gifted assets and balancing item
|  | Gifted Assets | 5.562 | 2.4227 | 5.241 | 7.7051 | 8.4106 | 5.4896 | 8.7286 | 7.7932 | 8.3775
|  | Total | 54.5986 | 78.6589 | 90.3269 | 84.6536 | 116.7187 | 89.9858 | 86.0632 | 75.2057 | 66.8286
Total Capex Summary - Real $2019
|  | Period | RY09 | RY10 | RY11 | RY12 | RY13 | RY14 | RY15 | RY16 | RY17 | RY18 | RY19 | RY20 | RY21 | RY22 | RY23 | RY24
|  | Actuals/Estimate | 68.3341 | 96.265 | 106.9768 | 97.9341 | 132.6442 | 99.5728 | 93.1272 | 80.3605 | 59.0853 | 51.9843 | 71.8 | #N/A | #N/A | #N/A | #N/A | #N/A
|  | UC Allowance | #N/A | #N/A | #N/A | #N/A | #N/A | #N/A | 89.9961 | 64.1325 | 51.104 | 60.3563 | 71.7723 | #N/A | #N/A | #N/A | #N/A | #N/A
|  | Forecast | #N/A | #N/A | #N/A | #N/A | #N/A | #N/A | #N/A | #N/A | #N/A | #N/A | #N/A | 106.6285 | 85.838 | 108.1803 | 75.1936 | 69.8045
|  | Avg: 10-14 | #N/A | 106.6786 | 106.6786 | 106.6786 | 106.6786 | 106.6786 | #N/A | #N/A | #N/A | #N/A | #N/A | #N/A | #N/A | #N/A | #N/A | #N/A
|  | Avg: 15-19 | #N/A | #N/A | #N/A | #N/A | #N/A | #N/A | 71.2714 | 71.2714 | 71.2714 | 71.2714 | 71.2714 | #N/A | #N/A | #N/A | #N/A | #N/A
|  | Avg: 20-24 | #N/A | #N/A | #N/A | #N/A | #N/A | #N/A | #N/A | #N/A | #N/A | #N/A | #N/A | 89.129 | 89.129 | 89.129 | 89.129 | 89.129
|  | Chart Name: | RY09: Capex Summary
|  | Dollar Basis: | RY09: Real $2019
|  | Units: | RY09: $Millions
|  | Full Chart Title: | RY09: Capex Summary (Real $2019, $Millions)
Augmentation Capex - Direct Escalated
Augmentation Capex - Direct Escalated - Nominal
|  | Period | RY09 | RY10 | RY11 | RY12 | RY13 | RY14 | RY15 | RY16 | RY17 | RY18 | RY19 | RY20 | RY21 | RY22 | RY23 | RY24
|  | Actuals/Estimate | 31.758 | 57.4792 | 52.525 | 31.746 | 62.0891 | 29.6582 | 23.6685 | 17.5628 | 12.8345 | 14.0332 | 3.9879 | #N/A | #N/A | #N/A | #N/A | #N/A
|  | Forecast | #N/A | #N/A | #N/A | #N/A | #N/A | #N/A | #N/A | #N/A | #N/A | #N/A | #N/A | 7.484 | 5.9666 | 16.4105 | 19.1234 | 16.0371
|  | Avg: 10-14 | #N/A | 46.6995 | 46.6995 | 46.6995 | 46.6995 | 46.6995 | #N/A | #N/A | #N/A | #N/A | #N/A | #N/A | #N/A | #N/A | #N/A | #N/A
|  | Avg: 15-19 | #N/A | #N/A | #N/A | #N/A | #N/A | #N/A | 14.4174 | 14.4174 | 14.4174 | 14.4174 | 14.4174 | #N/A | #N/A | #N/A | #N/A | #N/A
|  | Avg: 20-24 | #N/A | #N/A | #N/A | #N/A | #N/A | #N/A | #N/A | #N/A | #N/A | #N/A | #N/A | 13.0043 | 13.0043 | 13.0043 | 13.0043 | 13.0043
|  | Chart Name: | RY09: Augmentation Capex - Direct Escalated
|  | Dollar Basis: | RY09: Nominal
|  | Units: | RY09: $Millions
|  | Full Chart Title: | RY09: Augmentation Capex - Direct Escalated (Nominal, $Millions)
Augmentation Capex - Direct Escalated - Real $2019
|  | Period | RY09 | RY10 | RY11 | RY12 | RY13 | RY14 | RY15 | RY16 | RY17 | RY18 | RY19 | RY20 | RY21 | RY22 | RY23 | RY24
|  | Actuals/Estimate | 39.7474 | 70.3447 | 62.2069 | 36.7263 | 70.5608 | 32.818 | 25.6112 | 18.7666 | 13.5145 | 14.4917 | 4.0325 | #N/A | #N/A | #N/A | #N/A | #N/A
|  | Forecast | #N/A | #N/A | #N/A | #N/A | #N/A | #N/A | #N/A | #N/A | #N/A | #N/A | #N/A | 7.3949 | 5.756 | 15.4564 | 17.5851 | 14.398
|  | Avg: 10-14 | #N/A | 54.5313 | 54.5313 | 54.5313 | 54.5313 | 54.5313 | #N/A | #N/A | #N/A | #N/A | #N/A | #N/A | #N/A | #N/A | #N/A | #N/A
|  | Avg: 15-19 | #N/A | #N/A | #N/A | #N/A | #N/A | #N/A | 15.2833 | 15.2833 | 15.2833 | 15.2833 | 15.2833 | #N/A | #N/A | #N/A | #N/A | #N/A
|  | Avg: 20-24 | #N/A | #N/A | #N/A | #N/A | #N/A | #N/A | #N/A | #N/A | #N/A | #N/A | #N/A | 12.1181 | 12.1181 | 12.1181 | 12.1181 | 12.1181
|  | Chart Name: | RY09: Augmentation Capex - Direct Escalated
|  | Dollar Basis: | RY09: Real $2019
|  | Units: | RY09: $Millions
|  | Full Chart Title: | RY09: Augmentation Capex - Direct Escalated (Real $2019, $Millions)
Replacement Capex - Direct Escalated
Replacement Capex - Direct Escalated - Nominal
|  | Period | RY09 | RY10 | RY11 | RY12 | RY13 | RY14 | RY15 | RY16 | RY17 | RY18 | RY19 | RY20 | RY21 | RY22 | RY23 | RY24
|  | Actuals/Estimate | 3.4596 | 9.5997 | 24.944 | 37.135 | 35.82 | 43.3127 | 44.4354 | 42.4637 | 28.2545 | 20.5932 | 30.6959 | #N/A | #N/A | #N/A | #N/A | #N/A
|  | Forecast | #N/A | #N/A | #N/A | #N/A | #N/A | #N/A | #N/A | #N/A | #N/A | #N/A | #N/A | 35.343 | 39.9239 | 35.5085 | 23.9319 | 21.9542
|  | Avg: 10-14 | #N/A | 30.1623 | 30.1623 | 30.1623 | 30.1623 | 30.1623 | #N/A | #N/A | #N/A | #N/A | #N/A | #N/A | #N/A | #N/A | #N/A | #N/A
|  | Avg: 15-19 | #N/A | #N/A | #N/A | #N/A | #N/A | #N/A | 33.2885 | 33.2885 | 33.2885 | 33.2885 | 33.2885 | #N/A | #N/A | #N/A | #N/A | #N/A
|  | Avg: 20-24 | #N/A | #N/A | #N/A | #N/A | #N/A | #N/A | #N/A | #N/A | #N/A | #N/A | #N/A | 31.3323 | 31.3323 | 31.3323 | 31.3323 | 31.3323
|  | Chart Name: | RY09: Replacement Capex - Direct Escalated
|  | Dollar Basis: | RY09: Nominal
|  | Units: | RY09: $Millions
|  | Full Chart Title: | RY09: Replacement Capex - Direct Escalated (Nominal, $Millions)
Replacement Capex - Direct Escalated - Real $2019
|  | Period | RY09 | RY10 | RY11 | RY12 | RY13 | RY14 | RY15 | RY16 | RY17 | RY18 | RY19 | RY20 | RY21 | RY22 | RY23 | RY24
|  | Actuals/Estimate | 4.33 | 11.7484 | 29.5419 | 42.9607 | 40.7074 | 47.9271 | 48.0826 | 45.3743 | 29.7516 | 21.2661 | 31.0393 | #N/A | #N/A | #N/A | #N/A | #N/A
|  | Forecast | #N/A | #N/A | #N/A | #N/A | #N/A | #N/A | #N/A | #N/A | #N/A | #N/A | #N/A | 34.9221 | 38.5145 | 33.444 | 22.0069 | 19.7103
|  | Avg: 10-14 | #N/A | 34.5771 | 34.5771 | 34.5771 | 34.5771 | 34.5771 | #N/A | #N/A | #N/A | #N/A | #N/A | #N/A | #N/A | #N/A | #N/A | #N/A
|  | Avg: 15-19 | #N/A | #N/A | #N/A | #N/A | #N/A | #N/A | 35.1028 | 35.1028 | 35.1028 | 35.1028 | 35.1028 | #N/A | #N/A | #N/A | #N/A | #N/A
|  | Avg: 20-24 | #N/A | #N/A | #N/A | #N/A | #N/A | #N/A | #N/A | #N/A | #N/A | #N/A | #N/A | 29.7196 | 29.7196 | 29.7196 | 29.7196 | 29.7196
|  | Chart Name: | RY09: Replacement Capex - Direct Escalated
|  | Dollar Basis: | RY09: Real $2019
|  | Units: | RY09: $Millions
|  | Full Chart Title: | RY09: Replacement Capex - Direct Escalated (Real $2019, $Millions)
Connection Capex - Direct Escalated
Connection Capex - Direct Escalated - Nominal
|  | Period | RY09 | RY10 | RY11 | RY12 | RY13 | RY14 | RY15 | RY16 | RY17 | RY18 | RY19 | RY20 | RY21 | RY22 | RY23 | RY24
|  | Actuals/Estimate | 15.2688 | 8.8735 | 11.3692 | 13.252 | 14.8753 | 14.478 | 16.667 | 13.7862 | 11.6901 | 10.7208 | 11.4542 | #N/A | #N/A | #N/A | #N/A | #N/A
|  | Forecast | #N/A | #N/A | #N/A | #N/A | #N/A | #N/A | #N/A | #N/A | #N/A | #N/A | #N/A | 12.8003 | 13.8682 | 14.4023 | 12.498 | 12.9092
|  | Avg: 10-14 | #N/A | 12.5696 | 12.5696 | 12.5696 | 12.5696 | 12.5696 | #N/A | #N/A | #N/A | #N/A | #N/A | #N/A | #N/A | #N/A | #N/A | #N/A
|  | Avg: 15-19 | #N/A | #N/A | #N/A | #N/A | #N/A | #N/A | 12.8637 | 12.8637 | 12.8637 | 12.8637 | 12.8637 | #N/A | #N/A | #N/A | #N/A | #N/A
|  | Avg: 20-24 | #N/A | #N/A | #N/A | #N/A | #N/A | #N/A | #N/A | #N/A | #N/A | #N/A | #N/A | 13.2956 | 13.2956 | 13.2956 | 13.2956 | 13.2956
|  | Chart Name: | RY09: Connection Capex - Direct Escalated
|  | Dollar Basis: | RY09: Nominal
|  | Units: | RY09: $Millions
|  | Full Chart Title: | RY09: Connection Capex - Direct Escalated (Nominal, $Millions)
Connection Capex - Direct Escalated - Real $2019
|  | Period | RY09 | RY10 | RY11 | RY12 | RY13 | RY14 | RY15 | RY16 | RY17 | RY18 | RY19 | RY20 | RY21 | RY22 | RY23 | RY24
|  | Actuals/Estimate | 19.1099 | 10.8597 | 13.4648 | 15.331 | 16.9049 | 16.0205 | 18.035 | 14.7312 | 12.3095 | 11.0711 | 11.5823 | #N/A | #N/A | #N/A | #N/A | #N/A
|  | Forecast | #N/A | #N/A | #N/A | #N/A | #N/A | #N/A | #N/A | #N/A | #N/A | #N/A | #N/A | 12.6479 | 13.3787 | 13.565 | 11.4927 | 11.5898
|  | Avg: 10-14 | #N/A | 14.5162 | 14.5162 | 14.5162 | 14.5162 | 14.5162 | #N/A | #N/A | #N/A | #N/A | #N/A | #N/A | #N/A | #N/A | #N/A | #N/A
|  | Avg: 15-19 | #N/A | #N/A | #N/A | #N/A | #N/A | #N/A | 13.5458 | 13.5458 | 13.5458 | 13.5458 | 13.5458 | #N/A | #N/A | #N/A | #N/A | #N/A
|  | Avg: 20-24 | #N/A | #N/A | #N/A | #N/A | #N/A | #N/A | #N/A | #N/A | #N/A | #N/A | #N/A | 12.5348 | 12.5348 | 12.5348 | 12.5348 | 12.5348
|  | Chart Name: | RY09: Connection Capex - Direct Escalated
|  | Dollar Basis: | RY09: Real $2019
|  | Units: | RY09: $Millions
|  | Full Chart Title: | RY09: Connection Capex - Direct Escalated (Real $2019, $Millions)
Non Network IT Capex - Direct Escalated
Non Network IT Capex - Direct Escalated - Nominal
|  | Period | RY09 | RY10 | RY11 | RY12 | RY13 | RY14 | RY15 | RY16 | RY17 | RY18 | RY19 | RY20 | RY21 | RY22 | RY23 | RY24
|  | Actuals/Estimate | 0 | 0.054709 | 3.6548 | 2.7271 | 2.4689 | 0.60694 | 0.41995 | 0.89493 | 2.7367 | 4.4524 | 4.7595 | #N/A | #N/A | #N/A | #N/A | #N/A
|  | Forecast | #N/A | #N/A | #N/A | #N/A | #N/A | #N/A | #N/A | #N/A | #N/A | #N/A | #N/A | 10.8911 | 9.7759 | 7.814 | 5.3196 | 5.6265
|  | Avg: 10-14 | #N/A | 1.9025 | 1.9025 | 1.9025 | 1.9025 | 1.9025 | #N/A | #N/A | #N/A | #N/A | #N/A | #N/A | #N/A | #N/A | #N/A | #N/A
|  | Avg: 15-19 | #N/A | #N/A | #N/A | #N/A | #N/A | #N/A | 2.6527 | 2.6527 | 2.6527 | 2.6527 | 2.6527 | #N/A | #N/A | #N/A | #N/A | #N/A
|  | Avg: 20-24 | #N/A | #N/A | #N/A | #N/A | #N/A | #N/A | #N/A | #N/A | #N/A | #N/A | #N/A | 7.8854 | 7.8854 | 7.8854 | 7.8854 | 7.8854
|  | Chart Name: | RY09: Non Network IT Capex - Direct Escalated
|  | Dollar Basis: | RY09: Nominal
|  | Units: | RY09: $Millions
|  | Full Chart Title: | RY09: Non Network IT Capex - Direct Escalated (Nominal, $Millions)
|  | Period | RY09 | RY10 | RY11 | RY12 | RY13 | RY14 | RY15 | RY16 | RY17 | RY18 | RY19 | RY20 | RY21 | RY22 | RY23 | RY24
|  | Internal records | Non Network IT Capex - Direct Escalated (Nominal, $Millions) RY09: 0; Non Network IT Capex - Direct Escalated (Nominal, $Millions) RY10: 0.054709; Non Network IT Capex - Direct Escalated (Nominal, $Millions) RY11: 3.6548; Non Network IT Capex - Direct Escalated (Nominal, $Millions) RY12: 2.7271; Non Network IT Capex - Direct Escalated (Nominal, $Millions) RY13: 2.4689
|  | CA RIN ($M) | Non Network IT Capex - Direct Escalated (Nominal, $Millions) RY14: 0.60694; Non Network IT Capex - Direct Escalated (Nominal, $Millions) RY15: 0.41995; Non Network IT Capex - Direct Escalated (Nominal, $Millions) RY16: 0.89493; Non Network IT Capex - Direct Escalated (Nominal, $Millions) RY17: 2.7367
|  | Forecast Capex Model ($M) | Non Network IT Capex - Direct Escalated (Nominal, $Millions) RY18: 4.4524; Non Network IT Capex - Direct Escalated (Nominal, $Millions) RY19: 4.7595
Non Network IT Capex - Direct Escalated - Real $2019
|  | Period | RY09 | RY10 | RY11 | RY12 | RY13 | RY14 | RY15 | RY16 | RY17 | RY18 | RY19 | RY20 | RY21 | RY22 | RY23 | RY24
|  | Actuals/Estimate | 0 | 0.066955 | 4.3285 | 3.1549 | 2.8058 | 0.6716 | 0.45442 | 0.95627 | 2.8817 | 4.5979 | 4.8128 | #N/A | #N/A | #N/A | #N/A | #N/A
|  | Forecast | #N/A | #N/A | #N/A | #N/A | #N/A | #N/A | #N/A | #N/A | #N/A | #N/A | #N/A | 10.7615 | 9.4308 | 7.3597 | 4.8917 | 5.0515
|  | Avg: 10-14 | #N/A | 2.2055 | 2.2055 | 2.2055 | 2.2055 | 2.2055 | #N/A | #N/A | #N/A | #N/A | #N/A | #N/A | #N/A | #N/A | #N/A | #N/A
|  | Avg: 15-19 | #N/A | #N/A | #N/A | #N/A | #N/A | #N/A | 2.7406 | 2.7406 | 2.7406 | 2.7406 | 2.7406 | #N/A | #N/A | #N/A | #N/A | #N/A
|  | Avg: 20-24 | #N/A | #N/A | #N/A | #N/A | #N/A | #N/A | #N/A | #N/A | #N/A | #N/A | #N/A | 7.499 | 7.499 | 7.499 | 7.499 | 7.499
|  | Chart Name: | RY09: Non Network IT Capex - Direct Escalated
|  | Dollar Basis: | RY09: Real $2019
|  | Units: | RY09: $Millions
|  | Full Chart Title: | RY09: Non Network IT Capex - Direct Escalated (Real $2019, $Millions)
Non Network Other Capex - Direct Escalated
Non Network Other Capex - Direct Escalated - Nominal
|  | Period | RY09 | RY10 | RY11 | RY12 | RY13 | RY14 | RY15 | RY16 | RY17 | RY18 | RY19 | RY20 | RY21 | RY22 | RY23 | RY24
|  | Actuals/Estimate | 0 | 0 | 0 | 0 | 0 | 0 | 0 | 0 | 0 | 0 | 0 | #N/A | #N/A | #N/A | #N/A | #N/A
|  | Forecast | #N/A | #N/A | #N/A | #N/A | #N/A | #N/A | #N/A | #N/A | #N/A | #N/A | #N/A | 28.2254 | 5.7706 | 26.5026 | 6.1548 | 5.9581
|  | Avg: 10-14 | #N/A | 0 | 0 | 0 | 0 | 0 | #N/A | #N/A | #N/A | #N/A | #N/A | #N/A | #N/A | #N/A | #N/A | #N/A
|  | Avg: 15-19 | #N/A | #N/A | #N/A | #N/A | #N/A | #N/A | 0 | 0 | 0 | 0 | 0 | #N/A | #N/A | #N/A | #N/A | #N/A
|  | Avg: 20-24 | #N/A | #N/A | #N/A | #N/A | #N/A | #N/A | #N/A | #N/A | #N/A | #N/A | #N/A | 14.5223 | 14.5223 | 14.5223 | 14.5223 | 14.5223
|  | Chart Name: | RY09: Non Network Other Capex - Direct Escalated
|  | Dollar Basis: | RY09: Nominal
|  | Units: | RY09: $Millions
|  | Full Chart Title: | RY09: Non Network Other Capex - Direct Escalated (Nominal, $Millions)
|  | Period | RY09 | RY10 | RY11 | RY12 | RY13 | RY14 | RY15 | RY16 | RY17 | RY18 | RY19 | RY20 | RY21 | RY22 | RY23 | RY24
|  | Fleet- Lease Capitalised > RY19 | 0 | 0 | 0 | 0 | 0 | 0 | 0 | 0 | 0 | 0 | 0
|  | Other Fleet | 0 | 0 | 0 | 0 | 0 | 0 | 0 | 0 | 0 | 0 | 0
|  | Total Fleet | 0 | 0 | 0 | 0 | 0 | 0 | 0 | 0 | 0 | 0 | 0
|  | Property - Lease Capitalised > RY19 | 0 | 0 | 0 | 0 | 0 | 0 | 0 | 0 | 0 | 0 | 0
|  | Other Property | 0 | 0 | 0 | 0 | 0 | 0 | 0 | 0 | 0 | 0 | 0
|  | Total Property | 0 | 0 | 0 | 0 | 0 | 0 | 0 | 0 | 0 | 0 | 0
|  | Total | 0 | 0 | 0 | 0 | 0 | 0 | 0 | 0 | 0 | 0 | 0
|  | Period | RY09 | RY10 | RY11 | RY12 | RY13 | RY14 | RY15 | RY16 | RY17 | RY18 | RY19 | RY20 | RY21 | RY22 | RY23 | RY24
CA RIN ($M)
|  | Fleet | RY14: 0; RY15: 0; RY16: 0; RY17: 0
|  | Property | RY14: 0; RY15: 0; RY16: 0; RY17: 0
|  | Plant and equipment | RY14: 0; RY15: 0; RY16: 0; RY17: 0
Forecast Capex Model ($M)
|  | Fleet | RY18: 0; RY19: 0
|  | Property | RY18: 0; RY19: 0
|  | Plant and equipment | RY18: 0; RY19: 0
Non Network Other Capex - Direct Escalated - Real $2019
|  | Period | RY09 | RY10 | RY11 | RY12 | RY13 | RY14 | RY15 | RY16 | RY17 | RY18 | RY19 | RY20 | RY21 | RY22 | RY23 | RY24
|  | Actuals/Estimate | 0 | 0 | 0 | 0 | 0 | 0 | 0 | 0 | 0 | 0 | 0 | #N/A | #N/A | #N/A | #N/A | #N/A
|  | Forecast | #N/A | #N/A | #N/A | #N/A | #N/A | #N/A | #N/A | #N/A | #N/A | #N/A | #N/A | 27.8892 | 5.5669 | 24.9618 | 5.6597 | 5.3491
|  | Avg: 10-14 | #N/A | 0 | 0 | 0 | 0 | 0 | #N/A | #N/A | #N/A | #N/A | #N/A | #N/A | #N/A | #N/A | #N/A | #N/A
|  | Avg: 15-19 | #N/A | #N/A | #N/A | #N/A | #N/A | #N/A | 0 | 0 | 0 | 0 | 0 | #N/A | #N/A | #N/A | #N/A | #N/A
|  | Avg: 20-24 | #N/A | #N/A | #N/A | #N/A | #N/A | #N/A | #N/A | #N/A | #N/A | #N/A | #N/A | 13.8853 | 13.8853 | 13.8853 | 13.8853 | 13.8853
|  | Chart Name: | RY09: Non Network Other Capex - Direct Escalated
|  | Dollar Basis: | RY09: Real $2019
|  | Units: | RY09: $Millions
|  | Full Chart Title: | RY09: Non Network Other Capex - Direct Escalated (Real $2019, $Millions)
|  | Period | RY09 | RY10 | RY11 | RY12 | RY13 | RY14 | RY15 | RY16 | RY17 | RY18 | RY19 | RY20 | RY21 | RY22 | RY23 | RY24
Fleet- Lease Capitalised > RY19
Other Fleet
Total Fleet
Property - Lease Capitalised > RY19
Other Property
Total Property
Total
Capitalised Overheads - Escalated
Capitalised Overheads - Escalated - Nominal
|  | Period | RY09 | RY10 | RY11 | RY12 | RY13 | RY14 | RY15 | RY16 | RY17 | RY18 | RY19 | RY20 | RY21 | RY22 | RY23 | RY24
|  | Actuals/Estimate | 0 | 0.35644 | 0.37877 | 0.29191 | 1.6523 | 1.1748 | 0.19187 | 0.13483 | 10.8231 | 12.2929 | 12.7155 | #N/A | #N/A | #N/A | #N/A | #N/A
|  | Forecast | #N/A | #N/A | #N/A | #N/A | #N/A | #N/A | #N/A | #N/A | #N/A | #N/A | #N/A | 13.1697 | 13.6738 | 14.2202 | 14.7434 | 15.2663
|  | Avg: 10-14 | #N/A | 0.77085 | 0.77085 | 0.77085 | 0.77085 | 0.77085 | #N/A | #N/A | #N/A | #N/A | #N/A | #N/A | #N/A | #N/A | #N/A | #N/A
|  | Avg: 15-19 | #N/A | #N/A | #N/A | #N/A | #N/A | #N/A | 7.2316 | 7.2316 | 7.2316 | 7.2316 | 7.2316 | #N/A | #N/A | #N/A | #N/A | #N/A
|  | Avg: 20-24 | #N/A | #N/A | #N/A | #N/A | #N/A | #N/A | #N/A | #N/A | #N/A | #N/A | #N/A | 14.2147 | 14.2147 | 14.2147 | 14.2147 | 14.2147
|  | Chart Name: | RY09: Capitalised Overheads - Escalated
|  | Dollar Basis: | RY09: Nominal
|  | Units: | RY09: $Millions
|  | Full Chart Title: | RY09: Capitalised Overheads - Escalated (Nominal, $Millions)
Capitalised Overheads - Escalated - Real $2019
|  | Period | RY09 | RY10 | RY11 | RY12 | RY13 | RY14 | RY15 | RY16 | RY17 | RY18 | RY19 | RY20 | RY21 | RY22 | RY23 | RY24
|  | Actuals/Estimate | 0 | 0.43623 | 0.44859 | 0.33771 | 1.8778 | 1.3 | 0.20762 | 0.14407 | 11.3966 | 12.6946 | 12.8578 | #N/A | #N/A | #N/A | #N/A | #N/A
|  | Forecast | #N/A | #N/A | #N/A | #N/A | #N/A | #N/A | #N/A | #N/A | #N/A | #N/A | #N/A | 13.0129 | 13.1911 | 13.3935 | 13.5575 | 13.706
|  | Avg: 10-14 | #N/A | 0.88005 | 0.88005 | 0.88005 | 0.88005 | 0.88005 | #N/A | #N/A | #N/A | #N/A | #N/A | #N/A | #N/A | #N/A | #N/A | #N/A
|  | Avg: 15-19 | #N/A | #N/A | #N/A | #N/A | #N/A | #N/A | 7.4601 | 7.4601 | 7.4601 | 7.4601 | 7.4601 | #N/A | #N/A | #N/A | #N/A | #N/A
|  | Avg: 20-24 | #N/A | #N/A | #N/A | #N/A | #N/A | #N/A | #N/A | #N/A | #N/A | #N/A | #N/A | 13.3722 | 13.3722 | 13.3722 | 13.3722 | 13.3722
|  | Chart Name: | RY09: Capitalised Overheads - Escalated
|  | Dollar Basis: | RY09: Real $2019
|  | Units: | RY09: $Millions
|  | Full Chart Title: | RY09: Capitalised Overheads - Escalated (Real $2019, $Millions)
End
Note on O266: Ryan: At time of SC presentatin RIN data was not up to date

## Charts_Opex
Proposal Outputs - Opex
No Errors Found
Go to Cover Sheet
Power and Water Corporation (PWC) - Regulatory Proposal Tables and Charts
Opex Summary
Opex Summary - Nominal
|  | Period | RY09 | RY10 | RY11 | RY12 | RY13 | RY14 | RY15 | RY16 | RY17 | RY18 | RY19 | RY20 | RY21 | RY22 | RY23 | RY24
|  | UC Allowance | #N/A | #N/A | #N/A | #N/A | #N/A | #N/A | 95.3508 | 90.4453 | 88.2262 | 82.6965 | 76.954 | #N/A | #N/A | #N/A | #N/A | #N/A
|  | UC/MD Allowance | #N/A | #N/A | #N/A | #N/A | #N/A | #N/A | 95.3508 | 90.4453 | 88.2262 | 82.6965 | 76.954 | #N/A | #N/A | #N/A | #N/A | #N/A
|  | Actuals | #N/A | #N/A | #N/A | #N/A | #N/A | #N/A | 74.702 | 80.3918 | 67.3446 | 73.3954 | 74.955 | #N/A | #N/A | #N/A | #N/A | #N/A
|  | Forecast | #N/A | #N/A | #N/A | #N/A | #N/A | #N/A | #N/A | #N/A | #N/A | #N/A | #N/A | 66.8419 | 69.3988 | 72.1497 | 74.8006 | 77.4317
|  | Avg: 10-14 | #N/A | #N/A | #N/A | #N/A | #N/A | #N/A | #N/A | #N/A | #N/A | #N/A | #N/A | #N/A | #N/A | #N/A | #N/A | #N/A
|  | Avg: 15-19 | #N/A | #N/A | #N/A | #N/A | #N/A | #N/A | 86.7346 | 86.7346 | 86.7346 | 86.7346 | 86.7346 | #N/A | #N/A | #N/A | #N/A | #N/A
|  | Avg: 20-24 | #N/A | #N/A | #N/A | #N/A | #N/A | #N/A | #N/A | #N/A | #N/A | #N/A | #N/A | 72.1245 | 72.1245 | 72.1245 | 72.1245 | 72.1245
|  | Chart Name: | RY09: Opex Summary
|  | Dollar Basis: | RY09: Nominal
|  | Units: | RY09: $Millions
|  | Full Chart Title: | RY09: Opex Summary (Nominal, $Millions)
|  | Period | RY09 | RY10 | RY11 | RY12 | RY13 | RY14 | RY15 | RY16 | RY17 | RY18 | RY19 | RY20 | RY21 | RY22 | RY23 | RY24
|  | Actuals - SCS | #N/A | #N/A | #N/A | #N/A | #N/A | #N/A | 74.702 | 80.3918 | 67.3446 | 73.3954 | 74.955
|  | Actuals - ACS | #N/A | #N/A | #N/A | #N/A | #N/A | #N/A | 4.2483 | 5.2212 | 4.3213 | 4.7059 | 4.8059
|  | Actuals - Total | #N/A | #N/A | #N/A | #N/A | #N/A | #N/A | 78.9503 | 85.613 | 71.666 | 78.1013 | 79.7609
Opex Summary - Real $2019
|  | Period | RY09 | RY10 | RY11 | RY12 | RY13 | RY14 | RY15 | RY16 | RY17 | RY18 | RY19 | RY20 | RY21 | RY22 | RY23 | RY24
|  | UC Allowance | #N/A | #N/A | #N/A | #N/A | #N/A | #N/A | 103.1771 | 96.6447 | 92.9009 | 85.3985 | 77.8149 | #N/A | #N/A | #N/A | #N/A | #N/A | Assumed ACS opex | 3%
|  | UC/MD Allowance | #N/A | #N/A | #N/A | #N/A | #N/A | #N/A | 103.1771 | 96.6447 | 92.9009 | 85.3985 | 77.8149 | #N/A | #N/A | #N/A | #N/A | #N/A
|  | Actuals | #N/A | #N/A | #N/A | #N/A | #N/A | #N/A | 80.8334 | 85.9021 | 70.9129 | 75.7936 | 75.7936 | #N/A | #N/A | #N/A | #N/A | #N/A
|  | Forecast | #N/A | #N/A | #N/A | #N/A | #N/A | #N/A | #N/A | #N/A | #N/A | #N/A | #N/A | 66.0459 | 66.949 | 67.9549 | 68.7838 | 69.5176
|  | Avg: 10-14 | #N/A | #N/A | #N/A | #N/A | #N/A | #N/A | #N/A | #N/A | #N/A | #N/A | #N/A | #N/A | #N/A | #N/A | #N/A | #N/A
|  | Avg: 15-19 | #N/A | #N/A | #N/A | #N/A | #N/A | #N/A | 91.1872 | 91.1872 | 91.1872 | 91.1872 | 91.1872 | #N/A | #N/A | #N/A | #N/A | #N/A
|  | Avg: 20-24 | #N/A | #N/A | #N/A | #N/A | #N/A | #N/A | #N/A | #N/A | #N/A | #N/A | #N/A | 67.8502 | 67.8502 | 67.8502 | 67.8502 | 67.8502
|  | Chart Name: | RY09: Opex Summary
|  | Dollar Basis: | RY09: Real $2019
|  | Units: | RY09: $Millions
|  | Full Chart Title: | RY09: Opex Summary (Real $2019, $Millions)
|  | Period | RY09 | RY10 | RY11 | RY12 | RY13 | RY14 | RY15 | RY16 | RY17 | RY18 | RY19 | RY20 | RY21 | RY22 | RY23 | RY24
|  | SCS Revenue | Opex Summary (Real $2019, $Millions) RY18: 75.7936; Opex Summary (Real $2019, $Millions) RY19: 75.7936; Opex Summary (Real $2019, $Millions) RY20: 66.0459; Opex Summary (Real $2019, $Millions) RY21: 66.949; Opex Summary (Real $2019, $Millions) RY22: 67.9549; Opex Summary (Real $2019, $Millions) RY23: 68.7838; Opex Summary (Real $2019, $Millions) RY24: 69.5176
|  | ACS Revenue | Opex Summary (Real $2019, $Millions) RY18: 4.8596; Opex Summary (Real $2019, $Millions) RY19: 4.8596; Opex Summary (Real $2019, $Millions) RY20: 4.9863; Opex Summary (Real $2019, $Millions) RY21: 4.9211; Opex Summary (Real $2019, $Millions) RY22: 4.8578; Opex Summary (Real $2019, $Millions) RY23: 4.7841; Opex Summary (Real $2019, $Millions) RY24: 4.7128
|  | Capitalised overheads | #N/A | #N/A | #N/A | #N/A | #N/A | #N/A | #N/A | #N/A | 12.6946 | 12.6946 | 12.8578 | 13.0129 | 13.1911 | 13.3935 | 13.5575 | 13.706
End

## Charts & Tables->
Charts & Tables->
Power and Water Corporation (PWC) - Regulatory Proposal Tables and Charts
The following section contains the charts & tables for the regulatory proposal

## 0
0 | 0. Overview
No Errors Found
Go to Cover Sheet
Power and Water Corporation (PWC) - Regulatory Proposal Tables and Charts
Table 1 – SCS total revenue requirement 2019-20 to 2023-24
|  | $M, Nominal | 2019-20 | 2020-21 | 2021-22 | 2022-23 | 2023-24 | Total
|  | Return on capital | 64.4691 | 69.4286 | 72.6161 | 77.4 | 79.7658 | 363.6797
|  | Regulatory depreciation | 24.6087 | 29.4268 | 31.4904 | 35.8048 | 39.6797 | 161.0104
|  | Opex (including Debt Raising) | 67.6474 | 70.2352 | 73.0192 | 75.7021 | 78.3649 | 364.9688
|  | Revenue adjustments | 0.068176 | 0.075878 | 0.080118 | 0.087164 | 0.092579 | 0.40392
|  | Corporate income tax | 8.2052 | 7.9041 | 7.3613 | 6.8577 | 7.103 | 37.4312
|  | Annual revenue requirement (unsmoothed) | 164.9986 | 177.0706 | 184.567 | 195.8517 | 205.0061 | 927.494
|  | X factors | 9.418% | -3.376% | -3.376% | -3.376% | -3.376% | N/A
|  | Maximum allowed revenue requirement (smoothed) | 164.9986 | 174.7052 | 184.9827 | 195.8649 | 207.3873 | 927.9387
Table 2 – SCS capex and RAB 2019-20 to 2023-24
|  | $M, Real 2018-19 | 2019-20 | 2020-21 | 2021-22 | 2022-23 | 2023-24 | Total
|  | Total net capex (including Equity Raising) | 95.2123 | 72.4594 | 94.6153 | 63.7009 | 58.2148 | 384.2027
|  | RAB | 1023.5734 | 1045.2198 | 1087.7029 | 1094.4123 | 1092.6983 | N/A
0 |  | Check - Net capex | 0 | 0 | 0 | 0 | 0
0 |  | Check - RAB | 0 | 0 | 0 | 0 | 0
Table 3 – ACS metering services total revenue requirement 2019-20 to 2023-24
|  | $M, Nominal | 2019-20 | 2020-21 | 2021-22 | 2022-23 | 2023-24 | Total
|  | Return on capital | 1.0934 | 1.5154 | 1.7034 | 1.884 | 2.3269 | 8.523
|  | Regulatory depreciation | 0.74344 | 1.1785 | 1.4365 | 1.7092 | 2.2002 | 7.2679
|  | Opex (including Debt Raising) | 5.1072 | 5.1627 | 5.2198 | 5.2653 | 5.3126 | 26.0675
|  | Corporate income tax | 0.087039 | 0.097961 | 0.13145 | 0.16762 | 0.17717 | 0.66124
|  | Annual revenue requirement (unsmoothed) | 7.0311 | 7.9546 | 8.4911 | 9.0261 | 10.0168 | 42.5197
|  | X factors | 0% | -6.981% | -6.981% | -6.981% | -6.981% | N/A
|  | Maximum allowed revenue requirement (smoothed) | 7.0311 | 7.7044 | 8.4421 | 9.2505 | 10.1363 | 42.5644
Table 4 – ACS metering capex and RAB 2019-20 to 2023-24
|  | $M, Real 2018-19 | 2019-20 | 2020-21 | 2021-22 | 2022-23 | 2023-24 | Total
|  | Total net capex (including Equity Raising) | 6.8089 | 3.7524 | 3.7979 | 7.4779 | 3.6934 | 25.5306
|  | RAB | 22.3415 | 24.5177 | 26.4753 | 31.9251 | 32.9859 | N/A
0 |  | Check - Net capex | 0 | 0 | 0 | 0 | 0
0 |  | Check - RAB | 0 | 0 | 0 | 0 | 0
Next steps

## 1
0 | 1. About this regulatory proposal
No Errors Found
Go to Cover Sheet
Power and Water Corporation (PWC) - Regulatory Proposal Tables and Charts
Figure 1 1 – Our regulatory proposal and accompanying documentation
End

## 2
0 | 2. Next steps and stakeholders’ feedback
No Errors Found
Go to Cover Sheet
Power and Water Corporation (PWC) - Regulatory Proposal Tables and Charts
Not Applicable
End

## 3
0 | 3. About PWC
No Errors Found
Go to Cover Sheet
Power and Water Corporation (PWC) - Regulatory Proposal Tables and Charts
3 1 – Our electricity distribution service area
Table 3 1 – Key result areas
|  | Key Result Area | Goals | Key strategies
|  | Health and Safety | A proactive safety culture across the corporation based on accountability, trust and ethical behaviour | 1.1 Move to a proactive safety culture in line with best practice.
|  | People and Culture | A high performing, diverse workforce that has the capability to drive business effectiveness. | 2.1 Improve employee engagement to deliver organisational goals.
2.2 Strengthen capability in leadership, empowerment and accountability.
2.3 Align the organisation in its delivery of goals and strategies.
2.4 Build regional and indigenous capability and opportunities.
|  | Financial performance | A financially robust and commercially sustainable organisation with a strong capital discipline framework and delivering appropriate returns to our shareholders. | 3.1 Lift the level of commercial focus, financial capability and transparency across the organisation.
3.2 Improve the focus on gross margins and capital efficiency.
3.3 Prudently manage debt levels and other key financial metrics benchmarked against similar organisations.
|  | Operational performance | An efficient provider of services supported by strong asset management, governance and protection of the environment. | 4.1 Identify and adopt best practice methodologies across the organisation and leverage synergies across the multi-utility business.
4.2 Rationalise and enhance systems and processes to support efficient business operations.
4.3 Ensure prudent, effective risk and governance practices.
|  | Customer | A customer centric organisation achieving the respect and trust of all our customers and stakeholders across all parts of the business in delivering our services. | 5.1 Clearly understand our customer and stakeholder needs and commit to delivering on those expectations.
5.2 Improve the customer experience by aligning core systems and processes.
End

## 4
0 | 4. Regulatory base line
No Errors Found
Go to Cover Sheet
Power and Water Corporation (PWC) - Regulatory Proposal Tables and Charts
Figure 4 1 – Key relevant legislative and regulatory instruments
End

## 5
0 | 5. What PWC has delivered
No Errors Found
Go to Cover Sheet
Power and Water Corporation (PWC) - Regulatory Proposal Tables and Charts
Table 5 1 – SCS Allowed and Actual Revenues 2014-15 to 2017-18
|  | $M, Nominal | 2014-15 | 2015-16 | 2016-17 | 2017-18 | 2018-19 | Total |  |  | 2017-18 | 2018-19 |  | Value
|  | UC Determination – Allowed | [7 empty] | SCI 2017-18 | 176.1034 | 177.8419 | Metering share of revenue | 3%
|  | Smoothed revenue | 179.1961 | 196.8605 | 206.1931 | 205.0598 | 204.9778 | 992.2872
|  | P0 / X factor | -29.78% | -8% | -3% | 2% | 2% | N/A
Ministerial Direction – Allowed
|  | Smoothed revenue | 148.7193 | 163.3794 | 166.1405 | 168.5994 | 171.9714 | 818.81 | -173.4772 | -17.48%
|  | P0 / X factor (%) | -7.71% | -8% | 0% | 0% | 0% | N/A
Actual
|  | Revenue | 143.501 | 165.4231 | 167.8014 | 176.1034 | 177.8419 | 830.6707
Table 5 2 – Typical network bill impacts 2013-14 to 2016-17 (excluding GST)
|  | $ | 2013-14 | 2014-15 | 2015-16 | 2016-17 |  | Total period |  | GST (%)
|  | Residential | 922.6752 | 997.9286 | 1113.7618 | 1118.7032 |  |  |  | 10%
|  | Change |  | 8.156% | 11.61% | 0.4437% |  | 21.25%
|  | Small business | 3371.5308 | 3646.2446 | 4094.5743 | 4143.238
|  | Change |  | 8.148% | 12.3% | 1.188% |  | 22.89%
|  | Large business | 8223.8762 | 8893.6992 | 9993.2544 | 10169.638
|  | Change |  | 8.145% | 12.36% | 1.765% |  | 23.66%
Table 5 3 – SAIDI 2014-15 to 2016-17
|  | Minutes | 2012-13 | 2013-14 | 2014-15 | 2015-16 | 2016-17 | Average |  | Note:
|  | CBD | 0.74 | 10.91 | 0.79 | 1.42 | 2.73 | 3.9625 |  | (1) Values hardcoded
|  | Urban | 2951.83 | 110.97 | 180.47 | 96.19 | 126.82 | 128.6125
|  | Short rural | 260.05 | 108.06 | 170.63 | 249.74 | 164.15 | 173.145
|  | Long rural | 179.96 | 1641.69 | 1284.26 | 782.34 | 1655.47 | 1340.94
Table 5 4 – SAIFI 2014-15 to 2016-17
|  | Number | 2012-13 | 2013-14 | 2014-15 | 2015-16 | 2016-17 | Average |  | Note:
|  | CBD | 0.02 | 0.18 | 0.14 | 0.01 | 0.03 | 0.09 |  | (1) Values hardcoded
|  | Urban | 48.05 | 1.79 | 1.53 | 1.78 | 1.73 | 1.7075
|  | Short rural | 4.07 | 1.77 | 2.16 | 3.52 | 2.8 | 2.5625
|  | Long rural | 3.06 | 16.46 | 9.6 | 11.07 | 14.03 | 12.79
Table 5 5 – Other Customer performance measures 2014-15 to 2016-17
|  | Number | 2013-14 | 2014-15 | 2015-16 | 2016-17 | Average
|  | GSL payments ($) | N/A | 146620 | 194090 | 117920 | 152876.6667
|  | Grade of Telephone Service % | 25% | 70% | 59% | 68% | 55.5% |  | Note:
|  | Total number of calls | 242819 | 221406 | 204326 | 93982 | 190633.25 |  | (1) Values hardcoded
End

## 6
0 | 6. What stakeholders are saying
No Errors Found
Go to Cover Sheet
Power and Water Corporation (PWC) - Regulatory Proposal Tables and Charts
Table 6 1 – Focus group meetings
|  | Location | Number of Groups | Date
|  | Darwin Metropolitan Area | 2 | 2017-02-15
|  | Palmerston and Darwin Rural Areas | 2 | 2017-02-16
|  | Katherine Area | 2 | 2017-02-16
|  | Alice Springs Area | 2 | 2017-02-20
|  | Tennant Creek Area | 1 | 2017-02-21
Table 6 2 – Customer engagement feedback
|  | Topic | Research | What they told us | How we have responded
|  | Reliability and responsiveness | During the sessions, customers were presented with our draft five-year proposal to the AER, which was to: | Almost half of customers (46%) found this proposed plan to be completely acceptable (10 out of 10). | Submit a capex plan that maintains average performance whilst making targeted investments to improve service outcomes for our worst-served customers.
|  | (Deliberative Forums) | · maintain current reliability and responsiveness levels for the majority of customers (at a system level), and | Overall around two-thirds (65%) scored it on the acceptable side (7 or more out of 10).
· focus on improving reliability for poor performing rural and urban areas (e.g. Lovegrove in Alice Springs, Virginia and Stuart Park in Darwin) at a cost equivalent to approx. $1.70 extra per customer, per year.
|  | Costs and charges – mass market customers (<750MWh) | During the session, customers were presented with our proposed cost reflective demand pricing, which was to: | 1. Most respondents found this proposal acceptable with (45% rating the acceptability as 7 or more) while just under a third (30%) rated its acceptability as 3 or less. | Introduce demand charges for all customers who have an advanced meter and who will not see a bill impact under the Pricing Order
|  | (Deliberative Forums) | 1. shift peak times from 6am to 6pm 7 days a week, to 12pm to 6pm 5 days per week, and introduce demand charge to all customer segments with appropriate metering. | 2. 87.5% of customers understood that they would not be impacted. | We have adjusted the Peak times to 12pm to 9pm, weekdays to better align with the actual peak periods. This change has been tested at the Large Energy Users forum.
|  |  | 2. customers were asked if they understood the impact of the proposed changes with the Pricing Order in place. | 3. Over half (54%) indicated that they would ‘definitely’ or ‘probably’ shift some of their electricity usage if the Pricing Order was amended by the NT Government and there were financial incentives to do so.
3. customers were asked to indicate the “likelihood” of shifting load to outside the proposed peak periods, if the Pricing Order was to be amended.
|  | Advanced metering roll out | Customers were presented with our proposed metering strategy and were asked how acceptable it is to: | Respondents showed a strong interest in the customer benefits of advanced metering | Roll out advanced meters to all future customers on a new and replacement basis.
|  | (Deliberative Forums) | 1. roll out advanced meters to all new customers, and | 1. 89% of customers agreed with our proposal to have advanced meters rolled out to new customers, and
|  |  | 2. Replace old accumulation meters when they fail or reach the end of their normal life rather than straight away. | 2. 85% agreed to replace existing meters at the end of their life.
|  | Customer funded initiatives | Customers were presented with a number of different options, which were raised through phase 1 engagement (focus groups and interviews). Customer were asked: | 1. 71% of responses did not support us providing in home energy audits. | Not pursue any new discretionary user funded initiatives in our regulatory proposal and cost forecasts.
|  | (Deliberative Forums) | 1. How acceptable to you is our offering in-home energy audits for households experiencing financial difficulty to help identify ways they can reduce their energy costs | 2. 85% did not support an ongoing customer funded engagement program, believing it should be BAU. | Fund our future engagement program be realising opex savings elsewhere in the business.
|  |  | 2. How acceptable to you is our proposed engagement program, and | 3. 52% of customer responded “no” to moving power lines underground & 22% responded as “unsure”.
3. Given the cost per kilometre (approx. $1m/KM) do you want to see more overhead power lines moved underground?
|  | Pricing for large energy customers | A special forum was held with customers consuming above 750MWh per annum centred on pricing impact and tariff structures. Customers were presented and asked to provide feedback on: | 1. Customers indicated a preference for our “Fully Cost Reflective” tariff option, with 57% marking this as their preference. | Move to cost reflective tariff for large users by:
|  | (Large Users Forum >750 MWh) | 1. Their preferred pricing option | 2. Customer showed strong support for our proposed approach with 50% of respondents providing a score of 7 or higher out 10, and 21% providing a score of 5 out of 10. | · Holding large user revenue constant to align our revenue with our share of costs
|  |  | 2. How acceptable our approach is to them, and | 4. 50% of respondents clearly understood the impact of the pricing options. The rest partially understood with feedback from some that they needed to understand the end retail impact. | · Adjusting peak periods to reflect current peak times within the network
|  |  | 3. If they understood the impact of the pricing options. |  | · Having excess KVAr (Power Factor) charges for customers in breach from 2021, and
· Having flat rate demand and energy charges, not declining block.
|  | Communication Preferences | Customers were asked about their communication preferences at both the Large User and Deliberative forums: | 1. 66% of customers selected SMS or the Power and Water App as their preferred option for unplanned outages. | We will look to redesign the Power and Water App to include push notifications, and invest in an Outage Management system to enable SMS notifications.
End

## 7
0 | 7. What PWC will deliver
No Errors Found
Go to Cover Sheet
Power and Water Corporation (PWC) - Regulatory Proposal Tables and Charts
Not Applicable
End

## 8
0 | 8. Response to F&A paper
No Errors Found
Go to Cover Sheet
Power and Water Corporation (PWC) - Regulatory Proposal Tables and Charts
Table 8 1 – Our proposed service classification
|  | Service group/Activities included | 2014−19 classification | 2019−24 classification
Common distribution services
|  | Common distribution services | SCS | SCS
Ancillary services
|  | Design related services | ACS | ACS
|  | Connection application related services | ACS | ACS
|  | Access permits, oversight and facilitation | ACS | ACS
|  | Notices of arrangement and completion notices | ACS | ACS
|  | Network related property services | ACS | ACS
|  | Site establishment services | ACS | ACS
|  | Network safety services | N/A | ACS
|  | Network tariff change request | ACS | ACS
|  | Services provided in relation to a Retailer of Last Resort (ROLR) event | ACS | ACS
|  | Planned Interruption – Customer requested | N/A | ACS
|  | Attendance at customers' premises to perform a statutory right where access is prevented. | ACS | ACS
|  | Provision of training to third parties for network related access | N/A | ACS
Metering services
|  | Type 1 to 6 metering services[1] | SCS | ACS
|  | Type 7 metering services | SCS | SCS
|  | Customer requested provision of additional metering/consumption data | ACS | ACS
Connection services
|  | Connection services | SCS | SCS
|  | Reconnections/Disconnections | ACS | ACS
Unregulated distribution services
|  | Distribution asset rental | N/A | Unclassified
End

## 9
0 | 9. Demand forecasts
No Errors Found
Go to Cover Sheet
Power and Water Corporation (PWC) - Regulatory Proposal Tables and Charts
Figure 9 1 – System-wide maximum demand and energy consumption forecasts, 2014-15 to 2023-24
Note:
(1) Maximum demand is the coincident weather adjusted system annual maximum demand at the 50% POE level at zone substation
(2) Demand and consumption forecasts for 2017-18 onwards were prepared before 2016-17 actuals were known
(3) Maximum demand for both actuals and forecasts are sourced directly from the AEMO forecast file
Graph Data
|  |  | 2014-15 | 2015-16 | 2016-17 | 2017-18 | 2018-19 | 2019-20 | 2020-21 | 2021-22 | 2022-23 | 2023-24
|  | PoE 50 Maximum Demand (MW) | 348.89 | 353.83 | 357.4593 | 351.6403 | 344.6187 | 339.0793 | 339.3207 | 336.8757 | 336.0399 | 335.6786
|  | Energy consumption (GWh) | 1750.9817 | 1812.1782 | 1779.5014 | 1872.492 | 1842.7763 | 1828.7611 | 1828.8009 | 1829.677 | 1831.2544 | 1835.0102
0 |  | Check - PoE50 | 0 | 0 | 0 | 0 | 0 | 0 | 0 | 0 | 0 | 0
0 |  | Check - Consumption | 0 | 0 | 0 | 0 | 0 | 0 | 0 | 0 | 0 | 0
Figure 9 2 – Customer connection forecast, 2014-15 to 2023-24
Note:
(1) Connection number forecasts for 2017-18 onwards were prepared before 2016-17 actuals were known
(2) Actual customer numbers for 2014-15 to 2016-17 are the values provided to AEMO to prepare its forecast - this may differ from the values reporting in the EB RIN templates
Graph Data
|  |  | 2014-15 | 2015-16 | 2016-17 | 2017-18 | 2018-19 | 2019-20 | 2020-21 | 2021-22 | 2022-23 | 2023-24
|  | Customer connections | 81111 | 82915 | 83587 | 83959 | 84420 | 85072 | 85848 | 86641 | 87028 | 87419
0 |  | Customers | 0 | 0 | 0 | 0 | 0 | 0 | 0 | 0 | 0 | 0
Table 9 1 – System-wide maximum demand, energy consumption and customer connection forecasts, 2019-20 to 2023-24
|  |  | 2019-20 | 2020-21 | 2021-22 | 2022-23 | 2023-24
|  | PoE 10 Maximum Demand (MW) | 2014-15: 351.4547; 2015-16: 351.4656; 2016-17: 350.783; 2017-18: 347.0328; 2018-19: 347.1065
|  | PoE 50 Maximum Demand (MW) | 2014-15: 339.0793; 2015-16: 339.3207; 2016-17: 336.8757; 2017-18: 336.0399; 2018-19: 335.6786
|  | Energy consumption (GWh) | 2014-15: 1828.7611; 2015-16: 1828.8009; 2016-17: 1829.677; 2017-18: 1831.2544; 2018-19: 1835.0102
|  | Customer connections | 2014-15: 85072; 2015-16: 85848; 2016-17: 86641; 2017-18: 87028; 2018-19: 87419
|  | PoE 10 Maximum Demand (MW) | 2014-15: 351.4547; 2015-16: 351.4656; 2016-17: 350.783; 2017-18: 347.0328; 2018-19: 347.1065
|  | PoE 50 Maximum Demand (MW) | 2014-15: 339.0793; 2015-16: 339.3207; 2016-17: 336.8757; 2017-18: 336.0399; 2018-19: 335.6786
0 |  | Check - PoE10 | 2014-15: 0; 2015-16: 0; 2016-17: 0; 2017-18: 0; 2018-19: 0
0 |  | Check - PoE50 | 2014-15: 0; 2015-16: 0; 2016-17: 0; 2017-18: 0; 2018-19: 0
Table 9 2 – Darwin-Katherine maximum demand, energy consumption and customer connection forecasts, 2019-20 to 2023-24
|  |  | 2019-20 | 2020-21 | 2021-22 | 2022-23 | 2023-24
|  | PoE 10 Maximum Demand (MW) | 2014-15: 289.2483; 2015-16: 290.1154; 2016-17: 290.2143; 2017-18: 287.1081; 2018-19: 287.5737
|  | PoE 50 Maximum Demand (MW) | 2014-15: 279.8223; 2015-16: 281.1433; 2016-17: 279.3479; 2017-18: 278.6713; 2018-19: 279.1851
|  | Energy consumption (GWh) | 2014-15: 1579.4663; 2015-16: 1581.6278; 2016-17: 1584.3391; 2017-18: 1587.5606; 2018-19: 1592.6172
|  | Customer connections | 2014-15: 71219; 2015-16: 71937; 2016-17: 72668; 2017-18: 73054; 2018-19: 73442
Table 9 3 – Alice Springs maximum demand, energy consumption and customer connection forecasts, 2019-20 to 2023-24
|  |  | 2019-20 | 2020-21 | 2021-22 | 2022-23 | 2023-24
|  | PoE 10 Maximum Demand (MW) | 2014-15: 52.4886; 2015-16: 51.5772; 2016-17: 50.8267; 2017-18: 50.2562; 2018-19: 49.9315
|  | PoE 50 Maximum Demand (MW) | 2014-15: 50.0874; 2015-16: 49.0439; 2016-17: 48.299; 2017-18: 48.1865; 2018-19: 47.3132
|  | Energy consumption (GWh) | 2014-15: 211.9075; 2015-16: 209.7206; 2016-17: 207.7705; 2017-18: 206.0101; 2018-19: 204.581
|  | Customer connections | 2014-15: 12217; 2015-16: 12253; 2016-17: 12296; 2017-18: 12282; 2018-19: 12274
Table 9 4 – Tennant Creek maximum demand, energy consumption and customer connection forecasts, 2019-20 to 2023-24
|  |  | 2019-20 | 2020-21 | 2021-22 | 2022-23 | 2023-24
|  | PoE 10 Maximum Demand (MW) | 2014-15: 9.7178; 2015-16: 9.7729; 2016-17: 9.7421; 2017-18: 9.6685; 2018-19: 9.6013
|  | PoE 50 Maximum Demand (MW) | 2014-15: 9.1696; 2015-16: 9.1336; 2016-17: 9.2288; 2017-18: 9.1821; 2018-19: 9.1803
|  | Energy consumption (GWh) | 2014-15: 37.3872; 2015-16: 37.4525; 2016-17: 37.5674; 2017-18: 37.6837; 2018-19: 37.812
|  | Customer connections | 2014-15: 1636; 2015-16: 1658; 2016-17: 1677; 2017-18: 1692; 2018-19: 1703
End

## 10
0 | 10. Capex forecasts
No Errors Found
Go to Cover Sheet
Power and Water Corporation (PWC) - Regulatory Proposal Tables and Charts
Table 10 1 – Actual and estimated capex 2014-15 to 2018-19
|  | $M, Real 2018-19 | 2014-15 | 2015-16 | 2016-17 | 2017-18 | 2018-19 | Total |  | $M, Real 2018-19 | 2014-15 | 2015-16 | 2016-17 | 2017-18 | 2018-19 | Total
|  |  | Actual | Actual | Actual | Estimate | Estimate | Estimate |  |  | Actual | Actual | Actual | Estimate | Estimate | Estimate
|  | Gross capex | [7 empty] | Replacement | 48.0826 | 45.3743 | 29.7516 | 21.2661 | 31.0393 | 175.5139
|  | UC Determination | 92.2231 | 66.7807 | 55.2534 | 64.1827 | 73.4382 | 351.8781 |  | Augmentation | 25.6112 | 18.7666 | 13.5145 | 14.4917 | 4.0325 | 76.4165
|  | Less UC Determination – metering | -2.227 | -2.6482 | -4.1494 | -3.8264 | -1.6659 | -14.517 |  | Connections (incl gifted assets) | 18.035 | 14.7312 | 12.3095 | 11.0711 | 11.5823 | 67.7291
|  | Adjusted UC Determination | 89.9961 | 64.1325 | 51.104 | 60.3563 | 71.7723 | 337.3612 |  | Non-Network | 1.1908 | 1.3443 | 3.3974 | 5.1555 | 5.3727 | 16.4606
|  | Actual / Estimates (excl Metering) | 93.1272 | 80.3605 | 59.0853 | 51.9843 | 71.8 | 356.3572 |  | Capitalised overheads (SCS) | 0.20762 | 0.14407 | 11.3966 | 12.6946 | 12.8578 | 37.3006
|  | Variance (Actual – Determination) | 3.1311 | 16.228 | 7.9813 | -8.372 | 0.027678 | 18.996 |  | Metering | 2.1193 | 3.3315 | 3.0477 | 2.038 | 4.3112 | 14.8478
|  | Net capex (gross capex less capital contributions and asset disposals) | [7 empty] | Corporate assets | N/A | N/A | N/A | N/A | 19.7732 | 19.7732
|  | UC Determination | 78.3923 | 52.6728 | 40.8195 | 49.4134 | 58.3261 | 279.624 |  | Total | 95.2464 | 83.692 | 73.4173 | 66.7169 | 88.969 | 408.0417
|  | Less UC Determination – metering | -2.2264 | -2.6477 | -4.1489 | -3.8258 | -1.6654 | -14.5142
|  | Adjusted UC Determination | 76.1658 | 50.0251 | 36.6706 | 45.5876 | 56.6608 | 265.1098 |  | Gifted assets | 9.445 | 8.3274 | 8.8214 | 9.1137 | 9.1137 | 44.8213
|  | Actual / Estimated (excl Metering) | 83.1094 | 69.7439 | 48.9241 | 40.9133 | 60.2176 | 302.9083
|  | Variance (Actual – Determination) | 6.9435 | 19.7189 | 12.2535 | -4.6743 | 3.5568 | 37.7985 |  | Note: excludes the balancing item reported in the RIN
|  | Note: gifted assets added to the UC's gross capex allowance, which excluded gifted assets | [7 empty] | UC allowance for gifted assets, $M | 2014-15 | 2015-16 | 2016-17 | 2017-18 | 2018-19 | Total
[10 empty] | Real 2013-14 | 9.23 | 9.48 | 9.74 | 10 | 10.27 | 48.72
0 |  | Check - RIN vs RFM | 0 | 0 | 0 | 0 | 0 |  |  | Real 2018-19 | 10.0628 | 10.3353 | 10.6188 | 10.9022 | 11.1966 | 53.1156
|  | Difference in Cap OH treatment in RIN | 0 | 0 | 11.2843 | 12.6946 | 12.8578
Note: sourced from Table 9.1 of PWC's revised proposal to the UC's 2014 NPD. The UC relied on PWC's proposed capital contribution (cash + contributed assets) forecast in its final determination.
Table 10 2 – Key capex assumptions
|  | Issue | Assumption
|  | 1. Company structure and ownership arrangements | Our forecasts reflect Power and Water’s current company structure and ownership arrangements.
|  | 2. Regulatory obligations and requirements | Our forecasts are based on legislative and regulatory instruments applicable to Power and Water and as in force on 1 July 2017.[1]
|  | 3. Security of supply and network reliability | Our forecasts will maintain, but will not improve, system-wide security of supply and network reliability, consistent with clause 6.5.7 of the NT NER.
|  | 4. Service classification | Our forecasts reflect the service classification in the AER’s F&A paper.
|  | 5. Maximum demand, customer and connection growth | Our forecasts are required to meet the maximum demand, customer and connection growth forecasts prepared by AEMO. As the independent market operator, AEMO’s forecasts are reasonable and credible.
|  | 6. Connections policy | Our forecasts reflect Power and Water’s proposed new connections policy that complies with Chapter 5A of the NT NER.
|  | 7. Cost allocation and capitalisation | Our forecasts reflect the cost allocation method that has been submitted to the AER, which includes our approach to capitalisation.
|  | 8. Unit rates | The unit rates that Power and Water has applied in developing its capex forecasts are representative of the costs that will be incurred in the next period.
|  | 9. Cost escalations | The cost escalations that Power and Water has applied in developing its forecasts are representative of the increased costs that we will incur in the next period.
|  | 10. Inflation | The inflation that Power and Water has applied in developing its forecasts is representative of the inflation-related costs that will be incurred in the next period and is consistent with the AER-preferred inflation forecasting method.
|  | 11. Current period capex program | Our capex forecasts for 2019-20 to 2023-24 assume that we will deliver our forecast capex program for 2017-18 and 2018-19.
Table 10 3 – Forecasting methods applied to capex categories
|  | Expenditure Type | Scoped | Programmed | Pooled | Benchmarked
|  | 1. Repex | ü | ü | ü | ü
|  | 2. Augex | ü | ü | ü
|  | 3. Connections |  |  | ü
|  | 4. Non-Network IT | ü | ü | ü
|  | 5. Non-Network Other | ü | ü | ü
Table 10 4 – Forecast capex 2019-20 to 2023-24
|  | $M, Real 2018-19 | 2019-20 | 2020-21 | 2021-22 | 2022-23 | 2023-24 | Total
|  | Replacement | 34.9221 | 38.5145 | 33.444 | 22.0069 | 19.7103 | 148.5978
|  | Augmentation | 7.3949 | 5.756 | 15.4564 | 17.5851 | 14.398 | 60.5904
|  | Connections (including gifted assets) | 12.6479 | 13.3787 | 13.565 | 11.4927 | 11.5898 | 62.674
|  | Non-Network ICT | 10.7615 | 9.4308 | 7.3597 | 4.8917 | 5.0515 | 37.4952
|  | Non-Network Other | 27.8892 | 5.5669 | 24.9618 | 5.6597 | 5.3491 | 69.4267
|  | Capitalised overheads | 13.0129 | 13.1911 | 13.3935 | 13.5575 | 13.706 | 66.8609
|  | Total gross capex (excluding Equity Raising) | 106.6285 | 85.838 | 108.1803 | 75.1936 | 69.8045 | 445.645
|  | Less capital contributions | -12.6479 | -13.3787 | -13.565 | -11.4927 | -11.5898 | -62.674
|  | Less disposals | 0 | 0 | 0 | 0 | 0 | 0
|  | Total net capex (excluding Equity Raising) | 93.9806 | 72.4594 | 94.6153 | 63.7009 | 58.2148 | 382.971
|  | ACS Metering | 6.6499 | 3.7524 | 3.7979 | 7.4779 | 3.6934 | 25.3715
0 |  | Check - source - Excluding metering | 0 | 0 | 0 | 0 | 0
0 |  | Check - PTRM - Excl metering/ERC | 0 | 0 | 0 | 0 | 0
Figure 10 1 – Historical and forecast capex – Real 2018-19
Table 10 5 – Forecast replacement capex 2019-20 to 2023-24
|  | $M, Real 2018-19 | 2019-20 | 2020-21 | 2021-22 | 2022-23 | 2023-24
|  | Replacement capex | 34.9221 | 38.5145 | 33.444 | 22.0069 | 19.7103
Figure 10.2 – Forecast replacement capex 2019-20 to 2023-24 – Real 2018-19
Table 10 6 – Breakdown of forecast Repex 2019-20 to 2023-24
|  | $M, Real 2018-19 | 2019-20 | 2020-21 | 2021-22 | 2022-23 | 2023-24 | Total
|  | Condition and risk driven | 31.8385 | 36.111 | 31.7938 | 21.1954 | 18.884 | 139.8228
|  | Compliance driven | 2.5527 | 1.8695 | 1.1123 | 0.26941 | 0.28075 | 6.0848
|  | Reliability & Quality of Supply driven | 0.53083 | 0.534 | 0.53782 | 0.542 | 0.54556 | 2.6902
|  | Total Repex | 34.9221 | 38.5145 | 33.444 | 22.0069 | 19.7103 | 148.5978
0 |  | Check | 0 | 0 | 0 | 0 | 0
Table 10 7 – Forecast augmentation capex 2019-20 to 2023-24
|  | $M, Real 2018-19 | 2019-20 | 2020-21 | 2021-22 | 2022-23 | 2023-24
|  | Augmentation capex | 7.3949 | 5.756 | 15.4564 | 17.5851 | 14.398
Figure 10.3 – Forecast augmentation capex 2019-20 to 2023-24 – Real 2018-19
Table 10 8 – Breakdown of forecast Augex 2019-20 to 2023-24
|  | $M, Real 2018-19 | 2019-20 | 2020-21 | 2021-22 | 2022-23 | 2023-24 | Total
|  | Load driven | 2.8973 | 1.2491 | 10.6936 | 11.8331 | 10.6081 | 37.2812
|  | Compliance driven | 3.0106 | 3.011 | 2.3127 | 4.2338 | 2.2617 | 14.83
|  | Reliability & Quality of Supply driven | 1.4869 | 1.4958 | 2.4501 | 1.5182 | 1.5282 | 8.4793
|  | Total | 7.3949 | 5.756 | 15.4564 | 17.5851 | 14.398 | 60.5904
0 |  | Check | 0 | 0 | 0 | 0 | 0
Table 10 9 – Forecast connections capex including customer contributions 2019-20 to 2023-24
|  | $M, Real 2018-19 | 2019-20 | 2020-21 | 2021-22 | 2022-23 | 2023-24
|  | Connections capex (including customer contributions) | 12.6479 | 13.3787 | 13.565 | 11.4927 | 11.5898
0 |  | Check | 0 | 0 | 0 | 0 | 0
Figure 10 4 – Forecast connections capex and customer contributions 2019-20 to 2023-24 – Real 2018-19
Table 10 10 – Forecast Non-Network ICT capex 2019-20 to 2023-24
|  | $M, Real 2018-19 | 2019-20 | 2020-21 | 2021-22 | 2022-23 | 2023-24
|  | ICT | 10.7615 | 9.4308 | 7.3597 | 4.8917 | 5.0515
Figure 10 5 – Forecast Non-Network ICT capex 2019-20 to 2023-24 – Real 2018-19
Table 10 11 – Breakdown of forecast Non-network ICT capex 2019-20 to 2023-24
|  | $M, Real 2018-19 | 2019-20 | 2020-21 | 2021-22 | 2022-23 | 2023-24 | Total
|  | ICT asset extensions | 1.5921 | 0.98847 | 0.23568 | 0 | 0 | 2.8162 | Note:
|  | ICT asset replacement | 5.385 | 7.0698 | 4.1202 | 1.6424 | 2.1361 | 20.3534 | (1) Numbers may not reconcile exactly to the total ICT forecast shown above due to rounding
|  | ICT capability growth | 3.7389 | 1.3748 | 3.0007 | 3.2473 | 2.9101 | 14.2717
|  | Total | 10.7159 | 9.433 | 7.3566 | 4.8897 | 5.0461 | 37.4414
0 |  | Check | 0 | 0 | 0 | 0 | 0
Table 10 12 – Forecast Non-network Other capex 2019-20 to 2023-24
|  | $M, Real 2018-19 | 2019-20 | 2020-21 | 2021-22 | 2022-23 | 2023-24
|  | Non-Network Other | 27.8892 | 5.5669 | 24.9618 | 5.6597 | 5.3491
Table 10 13 – Forecast capitalised overheads 2019-20 to 2023-24
|  | $M, Real 2018-19 | 2019-20 | 2020-21 | 2021-22 | 2022-23 | 2023-24
|  | Capitalised overheads | 13.0129 | 13.1911 | 13.3935 | 13.5575 | 13.706
End

## 11
0 | 11. Opex forecasts
No Errors Found
Go to Cover Sheet
Power and Water Corporation (PWC) - Regulatory Proposal Tables and Charts
Table 11 1 – Forecast opex 2019-20 to 2023-24
|  | $M, Real 2018-19 | 2019-20 | 2020-21 | 2021-22 | 2022-23 | 2023-24
|  | Total (incl. Debt Raising Costs) | 66.0459 | 66.949 | 67.9549 | 68.7838 | 69.5176
0 |  | Check | 0 | 0 | 0 | 0 | 0
Figure 11 1 – Historical and forecast opex – Real 2018-19
Table 11 2 – Actual and estimated opex compared to UC Determination 2014-15 to 2018-19
|  | $M, Real 2018-19 | 2014-15 | 2015-16 | 2016-17 | 2017-18 | 2018-19 | Total | Value
|  | UC Determination (excluding debt raising and any carryover amounts) | 106.3682 | 99.6337 | 95.7742 | 88.0397 | 80.2216 | 470.0373 | 3% | Metering share of revenue
|  | Less UC Determination – metering | -3.191 | -2.989 | -2.8732 | -2.6412 | -2.4066 | -14.1011
|  | Adjusted UC Determination (excluding debt raising and any carryover amounts) | 103.1771 | 96.6447 | 92.9009 | 85.3985 | 77.8149 | 455.9362
|  | Actual / Estimated (excluding debt raising) | 80.8334 | 85.9021 | 70.9129 | 75.7936 | 75.7936 | 389.2355
|  | Variance (Actual – Determination) | -22.3437 | -10.7426 | -21.988 | -9.605 | -2.0214 | -66.7007
0 |  | Check - UC allowance | 0 | 0 | 0 | 0 | 0
0 |  | Check - Actuals | 0 | 0 | 0 | 0 | 0
Table 11 3 – Key opex assumptions
|  | Issue | Assumption
|  | 1. Company structure and ownership arrangements | Our opex forecasts reflect PWC’s current company structure and ownership arrangements.
|  | 2. Regulatory obligations and requirements | Our opex forecasts are based on legislative and regulatory instruments applicable to PWC and as in force on 1 July 2017.
|  | 3. Network reliability | Our opex forecasts will maintain, but will not improve, our security of supply and network reliability, consistent with clause 6.5.7 of the NT NER.
|  | 4. Service classification | Our opex forecasts reflect the service classification in the AER’s F&A paper.
|  | 5. Maximum demand, customer and connection growth | Our opex forecasts are required to meet the maximum demand, customer and connection growth forecasts prepared by AEMO. As the independent market operator AEMO forecasts are reasonable and credible.
|  | 6. Cost allocation and capitalisation | Our opex forecasts reflect the cost allocation method that has been approved by the AER, and our regulatory capitalisation policy.
|  | 7. Efficient opex base year | Our adjusted (including for efficiencies) 2016-17 opex provides a reasonable basis for our opex forecasts and is representative of our requirements to sustainably provide our services.
|  | 8. Cost escalations | The cost escalations that we have applied in developing our opex forecasts are representative of the increased costs that we will incur in the next period.
|  | 9. Inflation | The inflation that we have has applied in developing our opex forecasts is representative of the inflation-related costs that we will incur in the next period and is consistent with the AER-preferred inflation forecasting method.
Figure 11.2: Forecast period opex – Real 2018-19
Table 11 4 – Forecast base year opex 2019-20 to 2023-24
|  | $M, Real 2018-19 | 2019-20 | 2020-21 | 2021-22 | 2022-23 | 2023-24 | Total
|  | Base year | 75.7936 | 75.7936 | 75.7936 | 75.7936 | 75.7936 | 378.9678
|  | Efficiency adjustment | -7.0325 | -7.0325 | -7.0325 | -7.0325 | -7.0325 | -35.1626
|  | Capitalisation adjustment | -5.4684 | -5.4684 | -5.4684 | -5.4684 | -5.4684 | -27.3421
|  | Adjusted base year | 63.2926 | 63.2926 | 63.2926 | 63.2926 | 63.2926 | 316.4631
0 |  | Check | 0 | 0 | 0 | 0 | 0
Table 11 5 – Forecast step changes 2019-20 to 2023-24
|  | $M, Real 2018-19 | 2019-20 | 2020-21 | 2021-22 | 2022-23 | 2023-24 | Total
|  | National connections process | 0.48506 | 0.48506 | 0.48506 | 0.48506 | 0.48506 | 2.4253
|  | Metering Compliance Type 7 | 0.02463 | 0.02463 | 0.02463 | 0.02463 | 0.02463 | 0.12315
|  | MDMS commissioning and early processing | 0.15621 | 0.15621 | 0.15621 | 0.15621 | 0.15621 | 0.78105
|  | Planning resources | 0.5482 | 0.5482 | 0.5482 | 0.5482 | 0.5482 | 2.741
|  | GSLs | 0.26785 | 0.26725 | 0.26604 | 0.26536 | 0.26485 | 1.3314
|  | Total | 1.482 | 1.4814 | 1.4801 | 1.4795 | 1.479 | 7.4019
|  | Check | 0 | 0 | 0 | 0 | 0
Table 11 6 – Forecast price growth 2019-20 to 2023-24
|  | %, Real | 2019-20 | 2020-21 | 2021-22 | 2022-23 | 2023-24 | Total
|  | Price Growth | 0.5373% | 0.597% | 0.7164% | 0.7761% | 0.6567% | N/A
Table 11 7 – Forecast output growth 2019-20 to 2023-24
|  | %, Real | 2019-20 | 2020-21 | 2021-22 | 2022-23 | 2023-24 | Total
|  | Output Growth | 0.6652% | 0.7684% | 0.8114% | 0.4451% | 0.4355% | N/A
Table 11 8 – Forecast productivity 2019-20 to 2023-24
|  | %, Real | 2019-20 | 2020-21 | 2021-22 | 2022-23 | 2023-24 | Total
|  | Productivity Growth | 0% | 0% | 0% | 0% | 0% | N/A
Table 11 9 – DMIA
|  | $M, Real 2018-19 | 2019-20 | 2020-21 | 2021-22 | 2022-23 | 2023-24 | Total
|  | DMIA | 0.32916 | 0.33493 | 0.33716 | 0.3418 | 0.34473 | 1.6878
Table 11 10 – Forecast debt raising costs 2019-20 to 2023-24
|  | $M, Real 2018-19 | 2019-20 | 2020-21 | 2021-22 | 2022-23 | 2023-24 | Total
|  | Debt raising costs | 0.50799 | 0.53412 | 0.54541 | 0.56758 | 0.57108 | 2.7262
|  | Check | 0 | 0 | 0 | 0 | 0
Table 11 12 – Forecast opex – Base-Step-Trend 2019-20 to 2023-24
|  | $M, Real 2018-19 | 2019-20 | 2020-21 | 2021-22 | 2022-23 | 2023-24 | Total
|  | Base | 75.7936 | 75.7936 | 75.7936 | 75.7936 | 75.7936 | 378.9678
|  | Base Year Adjustments | -12.5009 | -12.5009 | -12.5009 | -12.5009 | -12.5009 | -62.5047
|  | Step Changes | 1.482 | 1.4814 | 1.4801 | 1.4795 | 1.479 | 7.4019
|  | Output Growth | 0.42224 | 0.91633 | 1.4461 | 1.7427 | 2.0352 | 6.5626
|  | Price Growth | 0.34108 | 0.72453 | 1.1906 | 1.7014 | 2.1397 | 6.0974
|  | Productivity Growth | 0 | 0 | 0 | 0 | 0 | 0
|  | Debt raising costs | 0.50799 | 0.53412 | 0.54541 | 0.56758 | 0.57108 | 2.7262
|  | Total | 66.0459 | 66.949 | 67.9549 | 68.7838 | 69.5176 | 339.2511
|  | Overall rate of change | 1.206% | 1.37% | 1.534% | 1.225% | 1.095%
|  | Output Growth | 0.6652% | 0.7684% | 0.8114% | 0.4451% | 0.4355%
|  | Price Growth | 0.5373% | 0.597% | 0.7164% | 0.7761% | 0.6567%
|  | Productivity Growth | 0% | 0% | 0% | 0% | 0%
|  | Overall rate of change | 0.76332 | 1.6409 | 2.6367 | 3.4441 | 4.1749 | 12.6599
|  | Output Growth | 0.42099 | 0.91055 | 1.4315 | 1.7196 | 2.0027 | 6.4854
|  | Price Growth | 0.34007 | 0.71996 | 1.1785 | 1.6789 | 2.1056 | 6.0231
|  | Productivity Growth | 0 | 0 | 0 | 0 | 0 | 0
|  | Inter relationships | 0.002262 | 0.010358 | 0.026656 | 0.045614 | 0.066625 | 0.15151
0 |  | Check | 0 | 0 | 0 | 0 | 0
End

## 12
0 | 12. Regulatory Asset Base and Depreciation
No Errors Found
Go to Cover Sheet
Power and Water Corporation (PWC) - Regulatory Proposal Tables and Charts
Table 12 1: RAB values
|  | $M, Real 2018-19 | 2013-06-30 |  | 2014-06-30 |  | 2019-07-01
|  |  | (SKM valuation) |  | (Utilities Commission) |  | (Proposal)
|  |  | Original | Corrected | Original | Corrected |  |  |  | RAB indexation |  | Intended NT revision
|  | SCS | 933.5279 | 858.4728 | 988.8124 | 916.1111 | 973.5032 |  | 1 Jul 13 to 30 Jun 19 | 1.1001 | Values taken from the RFM | 860.65 | This is the value that the NT Government intends to reflect in the NT NER, as at 1 July 2014 in July 2014 (i.e. Real 2013-14) dollars.
|  | ACS metering | 8.3727 | 8.3727 | 8.0464 | 8.06 | 16.5112 |  | 1 Jul 14 to 30 Jun 19 | 1.0738
|  | Total | 941.9007 | 866.8455 | 996.8588 | 924.171 | 990.0144
0 |  | Check | 0 | 0 | 0 | 0 | 0 |  |  |  |  | 0
Table 12 2: Forecast regulatory depreciation for 2019-20 to 2023-24
|  | $M, Real 2018-19 | 2019-20 | 2020-21 | 2021-22 | 2022-23 | 2023-24 | Total
|  | Real straight-line depreciation | 47.0735 | 52.2827 | 54.0516 | 58.2837 | 61.1097 | 272.8012
|  | Less indexation of RAB | -23.0474 | -24.2328 | -24.7452 | -25.751 | -25.9098 | -123.6862
|  | Regulatory depreciation | 24.0261 | 28.05 | 29.3063 | 32.5327 | 35.1999 | 149.115
0 |  | Check | 0 | 0 | 0 | 0 | 0
Table 12 3: Asset class descriptions and opening value as at 1 July 2014
|  | $M, Real 2018-19 | Value | Description
SCS
|  | Substations | 319.7988 | Assets contained within zone, terminal or switching substation facilities. These are facilities which typically defined by the presence of HV switchgear and Power Transformers. In Maximo these assets would be defined by the ZSS service. Assets also include capacitor banks, instrument transformers, auxiliary supplies, battery systems, cables and conductors, buildings, climate control, fire systems etc.
|  | Distribution lines | 243.3488 | Lines or cables emanating from a substation at distribution voltage level (11kV or 22kV), as well as LV lines and cables. Includes poles and pole tops, voltage regulators, Cable Tunnels and LV pillars. Excludes distribution substations, distribution switchgear and LV services.
|  | Transmission lines | 181.5599 | Lines or cables emanating from a substation at transmission (132kV) or sub-transmission (66kV) voltage levels. Includes poles, towers and pole tops.
|  | LV services | 0.21412 | LV service is the final cable or conductor dedicated to connecting a customer into the LV networks. This is usually a cable from a pillar to the customer's metering box, or a conductor from a nearby pole to a connection box mounted on the customer's roof. This includes the connection hardware such as Clamps and Overhead Service Protection Devices (fuses and circuit breakers).
|  | Distribution substations | 88.8739 | Distribution facilities which transform voltage from HV distribution levels (22kV or 11kV) to LV. This includes other associated assets such as LV switchgear, earthing, equipment enclosures, footings, locks, signage etc. Where the facility is indoors, this category includes costs associated with maintaining the room's fixtures and fittings including cable tunnels. HV switchgear is excluded - this is covered in the distribution switchgear category.
|  | Distribution switchgear | 16.2236 | Assets which perform switching at distribution voltage levels (22kV or 11kV). This includes switching facilities such as switching stations, RMUs, modular switchgear, air-break switches, gas-break switches, reclosers, fusesavers, EDOs and links.
|  | Protection | 10.3625 | This category includes protection relays and protection panels (including auxiliary relays, test blocks and panel wiring) in substation facilities. Recloser protection components are excluded - these are considered part of the recloser device.
|  | SCADA | 1.5721 | This category includes RTUs and RTU panels in substation facilities, as well as the EMS hardware and software in the control centres. Distribution SCADA components are excluded - these are considered part of the distribution device.
|  | Communications | 6.5031 | This category includes comms equipment in substation facilities and comms facilities, including antennas, radios, multiplexors, battery systems, comms cable, pilot wires. Distribution comms components are excluded - these are considered part of the distribution device.
|  | Land and easements | 37.0155 | Land includes expenditure related to real chattels (e.g. interests in land such as a lease) but excludes expenditure related personal chattels (e.g. furniture) that should be reported under non-network other expenditure. An electricity easement is the right held by PWC to control the use of land near above-ground and underground power lines and substations.
|  | Property | 1.1854 | Expenditure directly attributable to non-network buildings and property assets including: the replacement, installation, operation and maintenance of non-network buildings, fittings and fixtures.
|  | IT and communications | 0.67945 | All non-network expenditure directly attributable to IT and communications assets including replacement, installation, operation, maintenance, licensing, and leasing costs but excluding all costs associated with SCADA and network control expenditure that exist beyond gateway devices (routers, bridges etc.) at corporate offices.
|  | Motor vehicles | 0.057353 | Expenditure directly attributable to motor vehicles including: purchase, replacement, operation and maintenance of motor vehicles assets registered for use on public roads, excluding mobile plant and equipment.
|  | Plant and equipment | 8.7164 | Expenditure directly attributable to the replacement, installation, maintenance and operation of non-network assets, excluding motor vehicle assets, building and property assets and IT and communications assets
|  | Sub-total | 916.1111
ACS metering
|  | Mechanical meters | 4.3211 | Mechanical meters used for the provision of regulated metering services.
|  | Electronic meters | 3.7389 | Electronic meters used for the provision of regulated metering services.
|  | Metering communications | 0 | Meters capable of providing credit or prepayment metering services via tokens.
|  | Metering dedicated CTs and VTs | 0 | Communications equipment to remotely access regulated meters, including: modems, antennae, sim cards.
|  | Metering non network other | 0 | Current transformers and voltage transformers that are solely associated with the provision of metering services.
|  | Metering non network IT and communications | 0 | Expenditure associated with the provision of metering services that does not fall into another category.
|  | Sub-total | 8.06
|  | Total | 924.171
0 |  | Check | 0
Table 12 4: Opening and closing SCS and ACS RAB for 2014-15 to 2018-19
|  | $M, Real 2018-19 | 2014-15 | 2015-16 | 2016-17 | 2017-18 | 2018-19
|  | Opening RAB | 924.171 | 955.3249 | 971.7048 | 972.4058 | 963.2594
|  | Inflation on RAB | 12.2755 | 12.523 | 20.6555 | 23.5796 | 23.3578
|  | Plus capex (excl. funding) | 97.3709 | 85.5138 | 63.9783 | 55.4525 | 77.8973
|  | Plus funding costs | 0 | 0 | 0 | 0 | 0
|  | Less customer contributions | -10.1055 | -10.7858 | -10.1165 | -11.3642 | -11.8542
|  | Less straight-line depreciation | -55.5701 | -58.0058 | -52.8313 | -53.4564 | -54.6645
|  | Less disposals | -0.12765 | -0.1276 | -0.31464 | 0 | 0
|  | Plus final year adjustments | 0 | 0 | 0 | 0 | -7.9815
|  | Closing RAB | 968.0142 | 984.4425 | 993.0761 | 986.6173 | 990.0144
0 |  | Check | 0 | 0 | 0 | 0 | 0
Table 12 5: Opening and closing SCS RAB for 2019-20 to 2023-24
|  | $M, Real 2018-19 | 2019-20 | 2020-21 | 2021-22 | 2022-23 | 2023-24
|  | Opening RAB | 973.5032 | 1023.5734 | 1045.2198 | 1087.7029 | 1094.4123
|  | Plus capex (excl. funding) | 107.8602 | 85.838 | 108.1803 | 75.1936 | 69.8045
|  | Less customer contributions | -12.6479 | -13.3787 | -13.565 | -11.4927 | -11.5898
|  | Less disposals | 0 | 0 | 0 | 0 | 0
|  | Plus funding costs | 1.9314 | 1.4698 | 1.9193 | 1.2922 | 1.1809
|  | Less straight-line depreciation | -47.0735 | -52.2827 | -54.0516 | -58.2837 | -61.1097
|  | Closing RAB | 1023.5734 | 1045.2198 | 1087.7029 | 1094.4123 | 1092.6983
0 |  | Check | 0 | 0 | 0 | 0 | 0
Table 12 6: Forecast SCS regulatory depreciation for 2019-20 to 2023-24
|  | $M, Real 2018-19 | 2019-20 | 2020-21 | 2021-22 | 2022-23 | 2023-24
|  | Real straight-line depreciation | 47.0735 | 52.2827 | 54.0516 | 58.2837 | 61.1097
|  | Less indexation of RAB | -23.0474 | -24.2328 | -24.7452 | -25.751 | -25.9098
|  | Regulatory depreciation | 24.0261 | 28.05 | 29.3063 | 32.5327 | 35.1999
0 |  | Check | 0 | 0 | 0 | 0 | 0
End

## 13
0 | 13. Rate of return, inflation and debt and equity raising costs
No Errors Found
Go to Cover Sheet
Power and Water Corporation (PWC) - Regulatory Proposal Tables and Charts
Table 13-1: Proposed rate of return, inflation and debt and equity raising cost parameters
Value
|  | Return on equity | 7%
|  | Return on debt | 6.371%
|  | Inflation | 2.425%
|  | Leverage | 60%
|  | Gamma | 40%
|  | Corporate tax rate | 30%
|  | Nominal vanilla WACC | 6.622%
0 |  | Check | 0
Table 13 2 – Forecast SCS return on capital 2019-20 to 2023-24
|  | $M, Real 2018-19 | 2019-20 | 2020-21 | 2021-22 | 2022-23 | 2023-24 | Total
|  | Return on capital | 62.9428 | 66.1802 | 67.5797 | 70.3265 | 70.7603 | 337.7895
0 |  | Check | 0 | 0 | 0 | 0 | 0
Table 13-3: Return on debt trailing average
|  | Financial year | Average period | Data source | Estimate
|  | 2010-11 | 1 July 2009 – 30 June 2010 | RBA | 8.743%
|  | 2011-12 | 1 July 2010 – 30 June 2011 | RBA | 7.992%
|  | 2012-13 | 1 July 2011 – 30 June 2012 | RBA | 7.908%
|  | 2013-14 | 1 July 2012 – 30 June 2013 | RBA | 7%
|  | 2014-15 | 1 July 2013 – 30 June 2014 | RBA | 7.501%
|  | 2015-16 | 1 July 2014 – 30 June 2015 | RBA | 5.202%
|  | 2016-17 | 1 July 2015 – 30 June 2016 | RBA | 5.318%
|  | 2017-18 | 1 July 2016 – 30 June 2017 | RBA | 4.751%
|  | 2018-19 | 1 July 2017 – 31 August 2017(a) | RBA | 4.644%
|  | 2019-20 | 1 – 30 June 2017(b) | Simple average of RBA and Bloomberg | 4.648%
|  | Trailing average |  |  | 6.371%
0 |  | Check |  |  | 0
Table 13-4: Proposed inflation forecast
|  | % | 2017-18 | 2018-19 | 2019-20 | 2020-21 | 2021-22 | 2022-23 | 2023-24 | 2024-25 | 2025-26 | 2026-27
|  |  | RBA forecast |  | Mid-point of inflation target range
|  | Inflation forecasts | 2% | 2.25% | 2.5% | 2.5% | 2.5% | 2.5% | 2.5% | 2.5% | 2.5% | 2.5%
|  | Geometric average | 2017-18: 2.425%
0 |  | Check | 2017-18: 0
Table 13-4: Forecast SCS debt and equity raising costs 2019-20 to 2023-24
|  | $M, Real 2018-19 | 2019-20 | 2020-21 | 2021-22 | 2022-23 | 2023-24 | Total
|  | Debt raising costs | 0.50799 | 0.53412 | 0.54541 | 0.56758 | 0.57108 | 2.7262
|  | Equity raising costs | 1.2317 | 0 | 0 | 0 | 0 | 1.2317
0 |  | Check - DRC | 2017-18: 0; 2018-19: 0; 2019-20: 0; 2020-21: 0; 2021-22: 0
0 |  | Check - ERC | 2017-18: 0; 2018-19: 0; 2019-20: 0; 2020-21: 0; 2021-22: 0
End

## 14
0 | 14. Estimated cost of corporate income tax
No Errors Found
Go to Cover Sheet
Power and Water Corporation (PWC) - Regulatory Proposal Tables and Charts
Table 14 1 – Forecast estimated cost of corporate income tax 2019-20 to 2023-24
|  | $M, Real 2018-19 | 2019-20 | 2020-21 | 2021-22 | 2022-23 | 2023-24 | Total
|  | Estimated cost of corporate income tax | 8.0109 | 7.5343 | 6.8507 | 6.2309 | 6.3011 | 34.9279
0 |  | Check | 0 | 0 | 0 | 0 | 0
Table 14-2: Opening and closing SCS TAB for 2019-20 to 2023-24
|  | $M, Real 2018-19 | 2019-20 | 2020-21 | 2021-22 | 2022-23 | 2023-24
|  | Opening TAB | 657.5253 | 721.1068 | 753.584 | 802.0791 | 812.2033
|  | Plus net capex (without capcons) | 95.2123 | 72.4594 | 94.6153 | 63.7009 | 58.2148
|  | Add customer contributions | 12.6479 | 13.3787 | 13.565 | 11.4927 | 11.5898
|  | Less tax depreciation | -26.7927 | -35.0874 | -40.2358 | -45.3746 | -48.0026
|  | Closing TAB | 738.5927 | 771.8575 | 821.5286 | 831.8982 | 834.0052
0 |  | Check | 0 | 0 | 0 | 0 | 0
End

## 15
0 | 15. Incentive schemes
No Errors Found
Go to Cover Sheet
Power and Water Corporation (PWC) - Regulatory Proposal Tables and Charts
Not Applicable
End

## 16
0 | 16. Pass through events
No Errors Found
Go to Cover Sheet
Power and Water Corporation (PWC) - Regulatory Proposal Tables and Charts
Not Applicable
End

## 17
0 | 17. Annual revenue requirements, X-factors
No Errors Found
Go to Cover Sheet
Power and Water Corporation (PWC) - Regulatory Proposal Tables and Charts
Table 17 1 – SCS total revenue requirement 2019-20 to 2023-24
|  | $M, Nominal | 2019-20 | 2020-21 | 2021-22 | 2022-23 | 2023-24 | Total | Comparison to UC allowance |  |  |  | Five year total |  |  |  | Avg. pa | Value
|  | Return on capital | 64.4691 | 69.4286 | 72.6161 | 77.4 | 79.7658 | 363.6797 | $M, Real 2018-19 | $M, Nominal | $M, Nominal | $M, Nominal | Proposal | UC | Difference ($) | Difference (%) | Difference ($) | 3% | Metering share of revenue
|  | Regulatory depreciation | 24.6087 | 29.4268 | 31.4904 | 35.8048 | 39.6797 | 161.0104 | Return on capital (incl tax) |  |  |  | 372.7175 | 373.4368 | -0.71934 | -0.1926% | -0.14387
|  | Opex (including Debt Raising) | 67.6474 | 70.2352 | 73.0192 | 75.7021 | 78.3649 | 364.9688 | Regulatory depreciation |  |  |  | 149.115 | 140.9156 | 8.1994 | 5.819% | 1.6399
|  | Revenue adjustments | 0.068176 | 0.075878 | 0.080118 | 0.087164 | 0.092579 | 0.40392 | Opex (including Debt Raising) |  |  |  | 339.2511 | 458.6712 | -119.4201 | -26.04% | -23.884
|  | Corporate income tax | 8.2052 | 7.9041 | 7.3613 | 6.8577 | 7.103 | 37.4312 | Other |  |  |  | 0.37478 | 41.0359 | -40.6611 | -99.09% | -8.1322
|  | Annual revenue requirement (unsmoothed) | 164.9986 | 177.0706 | 184.567 | 195.8517 | 205.0061 | 927.494 | Annual revenue requirement (unsmoothed) | Annual revenue requirement (unsmoothed) | Annual revenue requirement (unsmoothed) | Annual revenue requirement (unsmoothed) | 861.4583 | 1014.0596 | -152.6012 | -119.5% | -30.5202
|  | X factors | 9.418% | -3.376% | -3.376% | -3.376% | -3.376% | N/A
|  | Maximum allowed revenue requirement (smoothed) | 164.9986 | 174.7052 | 184.9827 | 195.8649 | 207.3873 | 927.9387 | Maximum allowed revenue requirement (smoothed) | Maximum allowed revenue requirement (smoothed) | Maximum allowed revenue requirement (smoothed) | Maximum allowed revenue requirement (smoothed) | 861.7148 | 1018.9796 | -312.6824 | -244.6% | -62.5365
0 |  | Check | 0 | 0 | 0 | 0 | 0 | [5 empty] | 0 | 0
Figure 17.1 – SCS revenue requirement for 2019-24 compared Utilities Commission’s allowance for 2014-19
End

## 18
0 | 18. Metering services
No Errors Found
Go to Cover Sheet
Power and Water Corporation (PWC) - Regulatory Proposal Tables and Charts
Table 18 1 – ACS metering services total revenue requirement 2019-20 to 2023-24
|  | $M, Nominal | 2019-20 | 2020-21 | 2021-22 | 2022-23 | 2023-24 | Total
|  | Return on capital | 1.0934 | 1.5154 | 1.7034 | 1.884 | 2.3269 | 8.523
|  | Regulatory depreciation | 0.74344 | 1.1785 | 1.4365 | 1.7092 | 2.2002 | 7.2679
|  | Opex (including Debt Raising) | 5.1072 | 5.1627 | 5.2198 | 5.2653 | 5.3126 | 26.0675
|  | Corporate income tax | 0.087039 | 0.097961 | 0.13145 | 0.16762 | 0.17717 | 0.66124
|  | Annual revenue requirement (unsmoothed) | 7.0311 | 7.9546 | 8.4911 | 9.0261 | 10.0168 | 42.5197
|  | X factors | 0% | -6.981% | -6.981% | -6.981% | -6.981% | N/A
|  | Maximum allowed revenue requirement (smoothed) | 7.0311 | 7.7044 | 8.4421 | 9.2505 | 10.1363 | 42.5644
0 |  | Check - PTRM - ARR | 0 | 0 | 0 | 0 | 0
0 |  | Check - PTRM - Smoothed | 0 | 0 | 0 | 0 | 0
Table 18 2 – Opening and closing ACS metering RAB for 2019-20 to 2023-24
|  | $M, Real 2018-19 | 2019-20 | 2020-21 | 2021-22 | 2022-23 | 2023-24
|  | Opening ACS metering RAB | 16.5112 | 22.3415 | 24.5177 | 26.4753 | 31.9251
|  | Plus capex (Excl. Funding) | 6.8089 | 3.7524 | 3.7979 | 7.4779 | 3.6934
|  | Less customer contributions | 0 | 0 | 0 | 0 | 0
|  | Less disposals | 0 | 0 | 0 | 0 | 0
|  | Plus funding costs | 0.13812 | 0.076117 | 0.07704 | 0.15169 | 0.074921
|  | Less straight-line depreciation | -1.1167 | -1.6523 | -1.9174 | -2.1798 | -2.7076
|  | Closing ACS metering RAB | 22.3415 | 24.5177 | 26.4753 | 31.9251 | 32.9859
0 |  | Check - PTRM | 0 | 0 | 0 | 0 | 0
End

## 19
0 | 19. Fee-based and Quoted ACS
No Errors Found
Go to Cover Sheet
Power and Water Corporation (PWC) - Regulatory Proposal Tables and Charts
Table 19 1 – Fee-based services
|  | Fee-based service | Service Description
Connections Services
|  | Disconnection | Disconnection - business hours only | 0
|  | Reconnection | Reconnection - business hours only | 0
|  | Disconnection – with comms (remote charge) | Disconnection – business hours only – no site visit required | 0
|  | Reconnection – with comms (remote charge) | Reconnection – business hours only – no site visit required | 0
|  | Remove and reinstate cable | Temporary removal and reinstatement of service cable at the customer’s request – business hours only | 0
|  | Provision of 3 phase service | Upgrade of existing site from single phase to three phase at the customer’s request – Business Hours only | 0
|  | Standard temporary builder’s connection | Connection and supply of electricity for the purpose of development of a site | 0
|  | Temporary disconnection and reconnection | Temporary disconnection and reconnection of supply (no dismantling of service required – business hours only | 0
|  | Disconnection - physical disconnection of the service mains at the connection to the network (Pillar Box, Pit or Pole Top) due to action or inaction of the network user or their agent | Physical disconnection required because standard disconnection could not be undertaken and/or completed as planned due to action or inaction of a network user or their agent.– business hours only. | 0
|  | After hours attendance charge | Additional charge for services carried out after hours at the request of the customer | 0
|  | Wasted visit fee. | Additional costs incurred where service provision could not be undertaken and/or completed as planned due to action or inaction of a network user or their agent. | 0
Meter Servicing
|  | Special meter test | On site use of specialised equipment to test meter, at customer's request - business hours only | 0
|  | Exchange or replace meter – three phase | Exchange three phase meter at the customer's request (including PV installation) or because of customer tampering or damage - business hours only. | 0
|  | Exchange or replace meter - standard | Exchange standard meter at the customer's request (including PV installation) or because of customer tampering or damage - business hours only. | 0
|  | Relocation of meter | Relocation of meter after customer has relocated meter panel (undertaken at the customer or retailer's request) – business hours only | 0
|  | Remove meter – permanent removal of connection point (meter) from meter panel | Permanent removal of connection point (meter) from meter panel – business hours only | 0
|  | General meter inspection | Non-invasive visual only onsite inspection to check a reported or suspected fault, undertaken at the customer or retailer's request. This charge only applies if no fault is found with the meter - business hours only. No special testing equipment involved. | 0
|  | Special meter read - no appointment | Reading of meter at customer's request - business hours only - within 2 business days - final read or special read (customer contests bill because usage was estimated) - business hours only | 0
|  | Special meter read - appointment | Reading of meter at customer's request - business hours only - specified day and time - final read or special read - business hours only | 0
|  | Meter program change – no comms | Meter reprogramming carried out on site at customer's request to support their selected tariff arrangements e.g. Prepayment, PV or time of use (per meter) - business hours only | 0
|  | Meter program change – with comms | Meter reprogramming carried out remotely at customer's request to support their selected tariff arrangements e.g. Prepayment, PV or time of use (per meter) - business hours only | 0
Non-standard data services
|  | Historical data requests | Load analysis retailer or customer requested. Business Hours only. This charge applies for data requests with up to and including 5 NMI’s. Any single data requests for more than 5 NMI’s will be charged on a quoted basis. | 0
|  | Standing data requests | Provision of customer standing data, including NMI, Tariff Code, Time of Day & unit of measure retailer or customer requested. Business Hours Only. This charge applies for data requests with up to and including 5 NMI’s. Any single data requests for more than 5 NMI’s will be charged on a quoted basis. | 0
|  | Customer transfers | Transfer of customer’s retailer, retailer or customer requested - business hours only. Fee applies per dataset, per format of data. | 0
|  | Network tariff change request | Consumption analysis for a NMI at customer/retailer request to review tariff reassignment. Analysis reviews customer consumption against 750MWh pa consumption threshold. | 0
Miscellaneous services
|  | Installation of Minor Apparatus | Installation and removal of polyloggers – Business Hours only | 0
0 |  | Consistency |  | 0
Table 19 2 – Quoted services
|  | Quoted service | Service Description
|  | Design related services | Includes the provision of design information, certification, and rechecking technically complex or environmentally sensitive information. - Business Hours
|  | Connection applications | Includes assessing connection applications, undertaking planning studies and associated technical analysis. - Business Hours
|  | Access permits, oversights and facilitation | Includes issuing access permits or clearances to work for an authorised person on or near distribution systems (LV and HV), confined spaces and switch rooms, substations and the like. - Business Hours
|  | Notices of arrangement and completion notices | Includes the requirement to perform administrative work required by a local council to provide written evidence that arrangements required to supply electricity to a development are in place. A completion notice may also be required when a customer/developer requires documentation confirming progress of work. - Business Hours
|  | Network related property services | Includes the property tenure services related to deeds of agreement, indemnity deeds, leases, easements and other property tenure rights linked to connection or relocation. - Business Hours
|  | Site establishment services | Includes liaising with AEMO (or NT equivalent) and market participants to establish a NMI in markets systems for new or existing premises where AEMO (or NT equivalent) requires a new NMI and the validation and uploading of network load data. Activities include but not limited to: • Site establishment including liaising with the AEMO (or NT Equivalent ) for market participants to establish NMI’s for market systems; • Site alteration update and maintenance of NMI and associated data in market systems; • NMI extinction, processing a customer’s request for permanent disconnection and NMI extinction in market systems; & Confirming or correcting metering or network billing information due to insufficient or incorrect information. - Business Hours
|  | Network safety services | Includes the DNSP providing traffic control services, fitting of tiger tails, tree pruning, and high load escorts. - Business Hours
|  | Network tariff change request | Activities include altering an existing network tariff by conducting load and tariff analysis to ensure the relevant tariff criteria is met. This change request relates to processing IT system changes to reflect a bulk tariff change request such as a large customer with multiple sites. - Business Hours
|  | Planned interruption - customer request | At customer or retailer request, a planned interruption is moved outside business hours. - Business Hours
|  | Performance of a statutory right (access prevented) | Includes a follow up attendance at a customer’s premises to perform a statutory right where access was declined or prevented on the initial visit. This includes any costs of arranging security or police services. - Business Hours
|  | Provision of network related training to third parties | Includes the training of third parties to a level of attainment required to obtain specific distribution network access authorisation to the DNSP’s network. This may include demonstrating the necessary competency in the DNSP’s electricity safety rules. - Business Hours
|  | Non-standard reporting services | Includes developing meter data provision reporting such as standard data, billing data or load profiles for single requests with more than 5 NMI’s. Single data requests with 5 NMI’s or less, will be charged the ACS Fee Based charge (Historical Data Request or Standing Data Request) per request. - Business Hours
|  | Services provided for retailer of last resort event | DNSP may be required to provide a number of services when an ROLR event occurs. This includes preparing a list of affected sites, estimating reads for the ROLR event date, preparing final invoices and extracting customer data. - Business Hours
|  | Rectification of illegal connections service | Includes work undertaken by the DNSP to investigate and rectify the fraudulent acquisition of energy at a premises; or intentional consumption of energy at those premises otherwise than in accordance with the energy laws
|  | Rearrangement and connection of network assets at customer request | Includes relocation of assets (such as poles) that involves installing a new asset at customer or retailer request. - Business Hours
End

## 20
0 | 20. Public lighting
No Errors Found
Go to Cover Sheet
Power and Water Corporation (PWC) - Regulatory Proposal Tables and Charts
Not Applicable
End

## 21
0 | 21. Indicative prices and bill impacts
No Errors Found
Go to Cover Sheet
Power and Water Corporation (PWC) - Regulatory Proposal Tables and Charts
Table 21 1 – 2019-20 for High Voltage Connected Customers with consumption above 750 MWh per year (excluding GST)
|  |  | $ Month per NMI | $/kVA | $/kVA | ¢/kWh | $/kVar
|  |  |  | peak1 | off peak1 | anytime | anytime
|  | System Availability Charge | 1116.3191
|  | Plus charges related to monthly demand |  | 7.1562 | 0
|  | Plus charges related to energy metered |  |  |  | 3.2851
|  | Plus charges related to excess Kvar |  |  |  |  | 4
Table 21 2 – 2019-20 for Low Voltage Connected Customers with consumption above 750 MWh per year (excluding GST)
|  |  | $ month per NMI | $/kVA | $/kVA | ¢/kWh | $/kVar
|  |  |  | peak1 | off peak1 | anytime | anytime
|  | System Availability Charge | 1298.0455
|  | Plus charges related to monthly demand |  | 8.258 | 0
|  | Plus charges related to energy metered |  |  |  | 3.2851
|  | Plus charges related to excess Kvar |  |  |  |  | 4
Table 21 3 – 2019-20 Customers with consumption below 750 MWh per year (excluding GST)
|  | System Availability Charge | (¢/day)
|  | Cents per day per NMI – LV Residential Accumulation1 | 64.0418 |  | Note:
|  | Cents per day per NMI – LV Non Residential Accumulation1 | 135 |  | [1] National Meter Identifier which is allocated to each customer’s connection.
|  | Cents per day per NMI – LV Smart Meter <40 MWh1 | 135 |  | [2] The peak period rates apply to usage between 12 noon and 9:00pm on any weekday, including public holidays from 1 October through 31 March. Off-peak period rates apply at other times.
|  | Cents per day per NMI – LV Smart Meter >40 MWh1 | 650 |  | [3] The peak period rates apply to usage between 12noon and 9:00pm on any weekday, including public holidays. Off-peak period rates apply at other times.
|  | Cents per day per NMI – HV <750MWh1 | 307.0833
|  | Energy Charges | (¢/kWh)
|  | LV Residential Accumulation | 10.1049
|  | LV Non-residential Accumulation | 10.455
|  | LV Smart Meter | 3.0757
|  | HV <750 MWh | 3.0757
|  | Unmetered Supply | ($/W)
|  | Unmetered Supply 12hr operation | 0.26753
|  | Unmetered Supply 12-24hr operation | 0.61399
|  | Demand Charges | ($/kVA)
|  | LV Smart Meter Peak2 | 20
|  | LV Smart Meter Off Peak2 | 0
|  | HV <750 MWh Peak3 | 9.4487
|  | HV <750 MWh Off Peak3 | 0
|  | kVAr Charge | ($/kVAr)
|  | >40 MWh LV Smart Meter | 4
|  | >40 MWh HV | 4
Table 21 4 – ACS Metering Tariffs (excluding GST)
|  | Per Meter Charges $/day ($nominal) | 2019-20 | 2020-21 | 2021-22 | 2022-23 | 2023-24 |  |  | 2019-20* | 2020-21 | 2021-22 | 2022-23 | 2023-24*
|  | 1 Phase Meters (including Prepayment) | 0.17235 | 0.18937 | 0.20751 | 0.22738 | 0.24847 |  | Days per year | 366 | 365 | 365 | 365 | 366
|  | 3 Phase Meters | 0.18899 | 0.20765 | 0.22754 | 0.24933 | 0.27245 |  |  | * Leap year |  |  |  | * Leap year
|  | Metering Dedicated CTs and VTs - Remote read | 0.36874 | 0.40516 | 0.44396 | 0.48647 | 0.53159
Table 21 5 – Movement in customers’ network bills 2018-19 to 2019-20 (excluding GST)
|  | Customer Type | Network Bill+ |  | Bill Movement |  | Revenue Movement*
|  |  | 2018-19* | 2019-20 | $ | % | $M | %
|  | Small Residential Accumulation Meter (8,500 kWh pa) | 1108.66 | 1092.6703 | -15.9897 | -1.4423 | -7.2626 | -5.2643
|  | Small Residential Smart Meter (8,500 kWh pa) | 1106.9007 | 1083.2119 | -23.6888 | -2.1401
|  | Large Residential Accumulation Meter (15,000 kWh pa) | 1831.135 | 1749.4898 | -81.6452 | -4.4587
|  | Large Residential Smart Meter (15,000 kWh pa) | 1831.135 | 1534.7416 | -296.3934 | -16.1863
|  | Non-Residential Accumulation Meter (38,000 kWh pa) | 4258.6338 | 4465.65 | 207.0162 | 4.8611
|  | Non-Residential Smart Meter (38,000 kWh pa) | 4258.6338 | 3299.7426 | -958.8912 | -22.5164
|  | Industrial # (1,000,000 kWh pa) | 89481.4465 | 79723.1277 | -9758.3188 | -10.9054 | 0.38497 | 1.1458
|  | Large Industrial HV (8,000,000 kWh pa) | 405637.8765 | 456419.743 | 50781.8665 | 12.519
Notes: * 2018-19 Network Tariffs are indicative and will be subject to review and approval by the Northern Territory Treasurer in May 2018 + Excludes ACS Metering
End

## 22
0 | 22. Negotiating Framework
No Errors Found
Go to Cover Sheet
Power and Water Corporation (PWC) - Regulatory Proposal Tables and Charts
Insert
|  | NT NER Clause 6.7.5(c) - minimum requirements for a Negotiating Framework | Relevant clause in Negotiating Framework
The negotiating framework for a Distribution Network Service Provider must specify:
|  | (1) a requirement for the provider and a Service Applicant to negotiate in good faith the terms and conditions of access to a negotiated distribution service; and | 2
|  | (2) a requirement for the provider to provide all such commercial information a Service Applicant may reasonably require to enable that applicant to engage in effective negotiation with the provider for the provision of the negotiated distribution service, including the cost information described in subparagraph (3); and | 6
(3) a requirement for the provider:
|  | (i) to identify and inform a Service Applicant of the reasonable costs and/or the increase or decrease in costs (as appropriate) of providing the negotiated distribution service; and | 6.3(c)(i)
(ii) to demonstrate to a Service Applicant that the charges for providing the negotiated distribution service reflect those costs and/or the cost increment or decrement (as appropriate); and
(iii) to have appropriate arrangements for assessment and review of the charges and the basis on which they are made; and
6.3(c)(ii)
8
|  | (4) a requirement for a Service Applicant to provide all commercial information the provider may reasonably require to enable the provider to engage in effective negotiation with that applicant for the provision of the negotiated distribution service; and | 6.1
|  | (5) a requirement that negotiations with a Service Applicant for the provision of the negotiated distribution service be commenced and finalised within specified periods and a requirement that each party to the negotiations must make reasonable endeavours to adhere to the specified time limits; and | 3
|  | (6) a process for dispute resolution which provides that all disputes as to the terms and conditions of access for the provision of negotiated distribution services are to be dealt with in accordance with the relevant provisions of the Law and the Rules for dispute resolution; and | 12
|  | (7) the arrangements for payment by a Service Applicant of the provider's reasonable direct expenses incurred in processing the application to provide the negotiated distribution service; and | 10
|  | (8) a requirement that the Distribution Network Service Provider determine the potential impact on other Distribution Network Users of the provision of the negotiated distribution service; and | 9.1
|  | (9) a requirement that the Distribution Network Service Provider must notify and consult with any affected Distribution Network Users and ensure that the provision of negotiated distribution services does not result in non-compliance with obligations in relation to other Distribution Network Users under the Rules; and | 9.2
|  | (10) a requirement that the Distribution Network Service Provider publish the results of negotiations on its website. | 11
End

## 23
0 | 23. Confidentiality
No Errors Found
Go to Cover Sheet
Power and Water Corporation (PWC) - Regulatory Proposal Tables and Charts
Not Applicable
End

## 24
0 | 24. Certifications
No Errors Found
Go to Cover Sheet
Power and Water Corporation (PWC) - Regulatory Proposal Tables and Charts
Not Applicable
End

## 25
0 | 25. Abbreviations
No Errors Found
Go to Cover Sheet
Power and Water Corporation (PWC) - Regulatory Proposal Tables and Charts
Abbreviations
Abbreviations
|  | AEMC | Australian Energy Market Commission
|  | AEMO | Australian Energy Market Operator
|  | AER | Australian Energy Regulator
|  | Augex | The AER’s Augex model
|  | Bp | basis points
|  | bppa | basis points per annum
|  | BST | Base-Step-Trend
|  | CAC | Customer Advisory Council
|  | Capex | Capital expenditure
|  | CAPM | Capital Asset Pricing Model
|  | CEO | Chief Executive Officer
|  | CESS | Capital Expenditure Sharing Scheme
|  | CPI | Consumer price index
|  | DMIA | Demand management incentive allowance
|  | DMIS | Demand management incentive scheme
|  | DNSP | Distribution network service provider
|  | DRP | Debt risk premium
|  | DUOS | Distribution use of system
|  | EBSS | Efficiency Benefit Sharing Scheme
|  | GSL | Guaranteed Service Level
|  | GWh | Gigawatt Hour
|  | ICT | Information and Communications Technology
|  | M | Millions
|  | MRP | Market risk premium
|  | MTFP | Multilateral Total Factor Productivity
|  | MVA | Mega Volt Ampere
|  | MW | megawatt
|  | NECF | National Energy Customer Framework
|  | NEL | National Electricity Law
|  | NEM | National Energy Market
|  | NEO | National Electricity Objective
|  | NER (or Rules) | National Electricity Rules
|  | NT NER (or NT Rules) | Northern Territory National Electricity Rules
|  | Opex | Operating expenditure
|  | PFP | Partial Factor Productivity
|  | PoE | Probability of Exceedance
|  | PTRM | The AER’s Post-Tax Revenue Model
|  | PV | Photovoltaic
|  | Repex | The AER’s Repex model
|  | RFM | The AER’s Roll-Forward Model
|  | RIN | Regulatory Information Notice
|  | RIT-D | Regulatory Investment Test – Distribution
|  | ROE | Return on equity
|  | SAIDI | System average interruption duration index
|  | SAIFI | System average interruption frequency index
|  | SCADA | Supervisory control and data acquisition
|  | SFA | Stochastic frontier analysis
|  | STPIS | Service Target Performance Incentive Scheme
|  | TFP | Total Factor Productivity
|  | VCR | Value of Customer Reliability
|  | WACC | Weighted average cost of capital
|  | WPI | Wage Price Index
End

## ROD_A
0 | Return on Debt Transition Attachment
No Errors Found
Go to Cover Sheet
Power and Water Corporation (PWC) - Regulatory Proposal Tables and Charts
Figure 2.1: Stylised example 1 – on-the-day approach to setting the return on debt allowance
Figure 2.2: Stylised example 2 – trailing average approach to setting the return on debt allowance
Figure 3.1: Prevailing versus trailing average return on debt
End
Return on debt
Time
Period 1
Period 2
Period 3
Allowance
Prevailing
A firm that does not hedge – and instead incurs a trailing average cost – will have the opportunity to recover its actual costs by aligning with the trailing average allowance (green line). Unlike example 1, consumers will face a much smoother price path as tariffs are updated annually to reference changes in the trailing average.
Return on debt
Time
Period 1
Period 2
Period 3
Allowance
Allowance
Allowance
Prevailing
PANEL B: A firm that does not hedge to the allowance
A firm that does not hedge – and instead incurs a trailing average cost – will face the risk that its actual costs (the grey line) are higher (red shading) or lower (green shading) than its allowances. Consumers will face the same swings in prices as seen in Panel A.
Return on debt
Time
Period 1
Period 2
Period 3
Allowance
Allowance
Allowance
Prevailing
PANEL A: A firm that hedges to the allowance
A firm that hedges will have the opportunity to recover its actual costs by aligning them to the allowance. If successful, it will not recover more or less than its actual costs – it faces little or no risk. However, its consumers will face swings in prices as they are reset periodically to match the prevailing return on debt.

## RAB_A
0 | Establishing the Opening RAB Attachment
No Errors Found
Go to Cover Sheet
Power and Water Corporation (PWC) - Regulatory Proposal Tables and Charts
Table 2.1: Proposed RAB asset classes and associated definitions
|  | $M, Real 2018-19 | Description
SCS
|  | Substations | Assets contained within zone, terminal or switching substation facilities. These are facilities which typically defined by the presence of HV switchgear and Power Transformers. In Maximo these assets would be defined by the ZSS service. Assets also include capacitor banks, instrument transformers, auxiliary supplies, battery systems, cables and conductors, buildings, climate control, fire systems etc.
|  | Distribution lines | Lines or cables emanating from a substation at distribution voltage level (11kV or 22kV), as well as LV lines and cables. Includes poles and pole tops, voltage regulators, Cable Tunnels and LV pillars. Excludes distribution substations, distribution switchgear and LV services.
|  | Transmission lines | Lines or cables emanating from a substation at transmission (132kV) or sub-transmission (66kV) voltage levels. Includes poles, towers and pole tops.
|  | LV services | LV service is the final cable or conductor dedicated to connecting a customer into the LV networks. This is usually a cable from a pillar to the customer's metering box, or a conductor from a nearby pole to a connection box mounted on the customer's roof. This includes the connection hardware such as Clamps and Overhead Service Protection Devices (fuses and circuit breakers).
|  | Distribution substations | Distribution facilities which transform voltage from HV distribution levels (22kV or 11kV) to LV. This includes other associated assets such as LV switchgear, earthing, equipment enclosures, footings, locks, signage etc. Where the facility is indoors, this category includes costs associated with maintaining the room's fixtures and fittings including cable tunnels. HV switchgear is excluded - this is covered in the distribution switchgear category.
|  | Distribution switchgear | Assets which perform switching at distribution voltage levels (22kV or 11kV). This includes switching facilities such as switching stations, RMUs, modular switchgear, air-break switches, gas-break switches, reclosers, fusesavers, EDOs and links.
|  | Protection | This category includes protection relays and protection panels (including auxiliary relays, test blocks and panel wiring) in substation facilities. Recloser protection components are excluded - these are considered part of the recloser device.
|  | SCADA | This category includes RTUs and RTU panels in substation facilities, as well as the EMS hardware and software in the control centres. Distribution SCADA components are excluded - these are considered part of the distribution device.
|  | Communications | This category includes comms equipment in substation facilities and comms facilities, including antennas, radios, multiplexors, battery systems, comms cable, pilot wires. Distribution comms components are excluded - these are considered part of the distribution device.
|  | Land and easements | Land includes expenditure related to real chattels (e.g. interests in land such as a lease) but excludes expenditure related personal chattels (e.g. furniture) that should be reported under non-network other expenditure. An electricity easement is the right held by PWC to control the use of land near above-ground and underground power lines and substations.
|  | Property | Expenditure directly attributable to non-network buildings and property assets including: the replacement, installation, operation and maintenance of non-network buildings, fittings and fixtures.
|  | IT and communications | All non-network expenditure directly attributable to IT and communications assets including replacement, installation, operation, maintenance, licensing, and leasing costs but excluding all costs associated with SCADA and network control expenditure that exist beyond gateway devices (routers, bridges etc.) at corporate offices.
|  | Motor vehicles | Expenditure directly attributable to motor vehicles including: purchase, replacement, operation and maintenance of motor vehicles assets registered for use on public roads, excluding mobile plant and equipment.
|  | Plant and equipment | Expenditure directly attributable to the replacement, installation, maintenance and operation of non-network assets, excluding motor vehicle assets, building and property assets and IT and communications assets
ACS metering
|  | Mechanical meters | Mechanical meters used for the provision of regulated metering services.
|  | Electronic meters | Electronic meters used for the provision of regulated metering services.
|  | Metering communications | Communications equipment to remotely access regulated meters, including: modems, antennae, sim cards.
|  | Metering dedicated CTs and VTs | Current transformers and voltage transformers that are solely associated with the provision of metering services.
|  | Metering non network other | Expenditure associated with the provision of metering services that does not fall into another category.
|  | Metering non network IT and communications | IT and communications equipment associated with the provision of metering services, excluding assets classified as “Metering Communications”.
Table 2.2: High level impact of remapping from original asset classes to new asset classes
|  | Original RAB Asset Class – UC Final Decision | Impacted Proposed RAB Asset Classes
|  | Transmission terminal station | Substations, Distribution switchgear, Protection, SCADA, Communications
|  | Zone substation and Major Switching Stations | Substations, Protection, SCADA
|  | Secondary systems - Control, communications & Protection | Substations, Protection, SCADA, Communications
|  | Transmission lines | Transmission lines
|  | Non-network - IT and Communications Capex | Substations, IT and Communications, Plant and equipment
|  | Non-network - Plant & Equipment | Distribution lines, Distribution substations, Property, Motor vehicles, Plant and equipment
|  | Metering | Mechanical meters, Electronic meters
|  | Distribution Substations | Distribution substations
|  | Distribution mains | Substations, Distribution lines, Transmission lines, LV services, Distribution substations, Distribution switchgear
|  | Land | Land and easements
Table 2.3: Optimised depreciated replacement cost by proposed asset class
|  | A$k as at 30 June 2013 | Original 2013 Valuation | Adjustment | Updated 2017 Valuation
|  | Substations | 247158.3849 | 0 | 247158.3849
|  | Distribution Lines | 279837.4206 | -68250.3403 | 211587.0803
|  | Transmission Lines | 167025.8993 | 0 | 167025.8993
|  | LV Services | 165.3267 | 25.6143 | 190.941
|  | Distribution Substations | 80297.3308 | 0 | 80297.3308
|  | Distribution Switchgear | 14454.6607 | 0 | 14454.6607
|  | Protection | 8390.302 | 0 | 8390.302
|  | SCADA | 2126.0574 | 0 | 2126.0574
|  | Communications | 7235.6596 | 0 | 7235.6596
|  | Land and Easements | 33025 | 0 | 33025
|  | Property | 903.1127 | 0 | 903.1127
|  | IT and Communications | 703.7921 | 0 | 703.7921
|  | Motor Vehicles | 43.6945 | 0 | 43.6945
|  | Plants and Equipment | 7205.3954 | 0 | 7205.3954
|  | Mechanical meters | 4080.2493 | 0 | 4080.2493
|  | Electronic meters | 3530.5159 | 0 | 3530.5159
|  | Metering communications | 0 | 0 | 0
|  | Metering Dedicated CTs and VTs | 0 | 0 | 0
|  | Metering Non-Network Other | 0 | 0 | 0
|  | Metering Non-Network IT & Communications | 0 | 0 | 0
|  | Total RAB Asset class | 856182.8018 | -68224.726 | 787958.0758
0 |  | Check | 0 | 0 | 0
Table 2.4: Mapping of SKM asset categories to our proposed asset classes
|  | A$k as at 30 June 2013 | System Capex - Network | [8 empty] | Non System Capex
|  | SKM Worksheet | Substations | Distribution Lines | Transmission Lines | LV Services | Distribution Substations | Distribution Switchgear | Protection | SCADA | Communications | Land and Easements | Property | IT and Communications | Motor Vehicles | Plants and Equipment | Mechanical meters | Electronic meters | Metering communications | Metering Dedicated CTs and VTs | Metering Non-Network Other | Metering Non-Network IT & Communications | Asset value
|  | Zone substation details | 54643.7902 | 0 | 0 | 0 | 257.4282 | 956.2196 | 0 | 229.2663 | 1556.1889 | 0 | 0 | 0 | 0 | 0 | 0 | 0 | 0 | 0 | 0 | 0 | 57642.8932
|  | Zone substation Switchyard Infrastructure & Protection Asset details | 6855.9422 | 0 | 0 | 0 | 0 | 0 | 5421.975 | 0 | 0 | 0 | 0 | 0 | 0 | 0 | 0 | 0 | 0 | 0 | 0 | 0 | 12277.9172
|  | Zone substation Establishment details | 22269.4711 | 0 | 0 | 0 | 0 | 0 | 0 | 22.7448 | 0 | 0 | 0 | 0 | 0 | 0 | 0 | 0 | 0 | 0 | 0 | 0 | 22292.2159
|  | Terminal station details | 16389.5266 | 0 | 0 | 0 | 0 | 439.785 | 0 | 45.9133 | 310.4587 | 0 | 0 | 0 | 0 | 0 | 0 | 0 | 0 | 0 | 0 | 0 | 17185.6837
|  | Terminal Substation Switchyard Infrastructure & Protection Asset details | 6690.1497 | 0 | 0 | 0 | 0 | 0 | 2810.329 | 0 | 0 | 0 | 0 | 0 | 0 | 0 | 0 | 0 | 0 | 0 | 0 | 0 | 9500.4787
|  | Terminal Substation Establishment details | 5099.5761 | 0 | 0 | 0 | 0 | 0 | 0 | 26.8515 | 19.7964 | 0 | 0 | 0 | 0 | 0 | 0 | 0 | 0 | 0 | 0 | 0 | 5146.224
|  | Transmission Overhead Lines details | 0 | 0 | 109085.9247 | 0 | 0 | 0 | 0 | 0 | 0 | 0 | 0 | 0 | 0 | 0 | 0 | 0 | 0 | 0 | 0 | 0 | 109085.9247
|  | Transmission Underground details | 0 | 0 | 26743.5107 | 0 | 0 | 0 | 0 | 0 | 0 | 0 | 0 | 0 | 0 | 0 | 0 | 0 | 0 | 0 | 0 | 0 | 26743.5107
|  | Distribution Transformers details | 0 | 0 | 0 | 0 | 77650.5551 | 0 | 0 | 0 | 0 | 0 | 0 | 0 | 0 | 0 | 0 | 0 | 0 | 0 | 0 | 0 | 77650.5551
|  | Distribution Overhead Lines details | 0 | 164228.8708 | 0 | 0 | 0 | 0 | 0 | 0 | 0 | 0 | 0 | 0 | 0 | 0 | 0 | 0 | 0 | 0 | 0 | 0 | 164228.8708
|  | Distribution Underground Lines details | 0 | 91961.6908 | 0 | 0 | 0 | 0 | 0 | 0 | 0 | 0 | 0 | 0 | 0 | 0 | 0 | 0 | 0 | 0 | 0 | 0 | 91961.6908
|  | Cable Tunnel details | 0 | 8101.5849 | 4106.2226 | 0 | 0 | 0 | 0 | 0 | 0 | 0 | 0 | 0 | 0 | 0 | 0 | 0 | 0 | 0 | 0 | 0 | 12207.8075
|  | Distribution Equipment details | 4413.5314 | 3048.3005 | 0 | 0 | 0 | 10068.1126 | 0 | 0 | 0 | 0 | 0 | 0 | 0 | 0 | 0 | 224.0172 | 0 | 0 | 0 | 0 | 17753.9618
|  | Communications & SCADA | 0 | 0 | 0 | 0 | 0 | 0 | 0 | 81.4092 | 1314.1834 | 0 | 0 | 0 | 0 | 0 | 0 | 0 | 0 | 0 | 0 | 0 | 1395.5925
|  | Services | 0 | 0 | 0 | 165.3267 | 0 | 0 | 0 | 0 | 0 | 0 | 0 | 0 | 0 | 0 | 0 | 0 | 0 | 0 | 0 | 0 | 165.3267
|  | Metering details | 0 | 0 | 0 | 0 | 0 | 0 | 0 | 0 | 0 | 0 | 0 | 0 | 0 | 0 | 4079.1039 | 3306.4987 | 0 | 0 | 0 | 0 | 7385.6026
|  | Strategic Spares details | 7222.1501 | 608.5612 | 0 | 0 | 237.2373 | 64.7666 | 0 | 0 | 0 | 0 | 0 | 0 | 0 | 0 | 0 | 0 | 0 | 0 | 0 | 0 | 8132.7152
|  | Land Valuation details | 0 | 0 | 0 | 0 | 0 | 0 | 0 | 0 | 0 | 33025 | 0 | 0 | 0 | 0 | 0 | 0 | 0 | 0 | 0 | 0 | 33025
|  | Non Network – IT & Communications | 440.9696 | 0 | 0 | 0 | 0 | 0 | 0 | 0 | 0 | 0 | 0 | 335.7729 | 0 | 2189.7745 | 0 | 0 | 0 | 0 | 0 | 0 | 2966.517
|  | Non Network - Plant & Equipment | 0 | 129.4088 | 0 | 0 | 92.5859 | 0 | 0 | 0 | 0 | 0 | 19.7506 | 0 | 0 | 2282.6762 | 0 | 0 | 0 | 0 | 0 | 0 | 2524.4215
|  | Work in Progress | 123133.2779 | 11759.0035 | 27090.2412 | 0 | 2059.5243 | 2925.7768 | 157.998 | 1719.8723 | 4035.0322 | 0 | 883.3621 | 368.0192 | 43.6945 | 2732.9447 | 1.1454 | 0 | 0 | 0 | 0 | 0 | 176909.8921
|  | Total RAB Asset Class | 247158.3849 | 279837.4206 | 167025.8993 | 165.3267 | 80297.3308 | 14454.6607 | 8390.302 | 2126.0574 | 7235.6596 | 33025 | 903.1127 | 703.7921 | 43.6945 | 7205.3954 | 4080.2493 | 3530.5159 | 0 | 0 | 0 | 0 | 856182.8018
0 |  | Check | 0 | 0 | 0 | 0 | 0 | 0 | 0 | 0 | 0 | 0 | 0 | 0 | 0 | 0 | 0 | 0 | 0 | 0 | 0 | 0 | 0
Table 3.1: Remaining and standard lives by new asset class as at 30 June 2013
|  | Asset type | Remaining lives | Standard lives
|  | Substations | 14.3331 | 41.2377
|  | Distribution Lines | 32.3182 | 55.9685
|  | Transmission Lines | 31.2394 | 56.5507
|  | LV Services | 32.3283 | 55.9878
|  | Distribution Substations | 22.4406 | 44.9971
|  | Distribution Switchgear | 30.942 | 54.68
|  | Protection | 15.0217 | 41.4436
|  | SCADA | 1.3524 | 14.0268
|  | Communications | 1.7747 | 14.6835
|  | Land and Easements | n/a | n/a
|  | Property | 10.419 | 14.3294
|  | IT and Communications | 7.3625 | 11.8409
|  | Motor Vehicles | 10.419 | 14.3294
|  | Plants and Equipment | 9.4901 | 13.5731
|  | Mechanical meters | 7.0987 | 22.1424
|  | Electronic meters | 7.0987 | 15
|  | Metering communications | 0 | 15
|  | Metering Dedicated CTs and VTs | 0 | 15
|  | Metering Non-Network Other | 0 | 15
|  | Metering Non-Network IT & Communications | 0 | 10
Table 3.2: Asset lives used in the updated SKM model as at 30 June 2013
|  | UC Asset Class | Standard life (Years) | Asset age (Years) | Remaining life (Years)
|  | Transmission terminal station | 42.4464 | 24.4727 | 17.9736
|  | Zone substation and Major Switching Stations | 41.7423 | 27.842 | 13.9003
|  | Secondary systems - Control, communications & Protection | 13.3557 | 28.9485 | 1
|  | Transmission lines | 56.5649 | 25.353 | 31.2119
|  | Non-network - IT and Communications Capex | 11.8409 | 4.4784 | 7.3625
|  | Non-network - Plant & Equipment | 14.3294 | 3.9103 | 10.419
|  | Metering | 22.1424 | 15.0437 | 7.0987
|  | Distribution Substations | 45 | 22.5748 | 22.4252
|  | Distribution mains | 55.9878 | 23.6595 | 32.3283
|  | Land | N/A | N/A | N/A
Note:
(a) The asset lives are expressed at an aggregated level for each asset classes.
Table 3.3: Calculation of asset lives by proposed asset class as at 30 June 2013
|  | A$ as at 30 June 2013 | System Capex - Network | [8 empty] | Non System Capex | [10 empty] | Total | Updated SKM model asset lives (as per Table 3.2)
|  | Old RAB asset class | Substations | Distribution Lines | Transmission Lines | LV Services | Distribution Substations | Distribution Switchgear | Protection | SCADA | Communications | Land and Easements | Property | IT and Communications | Motor Vehicles | Plants and Equipment | Mechanical meters | Electronic meters | Metering communications | Metering Dedicated CTs and VTs | Metering Non-Network Other | Metering Non-Network IT & Communications |  | Weighted Average Life | Weighted Average Age | Weighted Average Remaining Years
|  | Transmission terminal station | 28711.2529 | 0 | 0 | 0 | 0 | 1396.0047 | 2810.329 | 26.8515 | 330.2551 | 0 | 0 | 0 | 0 | 0 | 0 | 0 | 0 | 0 | 0 | 0 | 33274.6932 | 42.4464 | 24.4727 | 17.9736
|  | Zone substation and Major Switching Stations | 206736.6889 | 0 | 0 | 0 | 0 | 0 | 5421.975 | 22.7448 | 0 | 0 | 0 | 0 | 0 | 0 | 0 | 0 | 0 | 0 | 0 | 0 | 212181.4087 | 41.7423 | 27.842 | 13.9003
|  | Secondary systems - Control, communications & Protection | 6855.9422 | 0 | 0 | 0 | 0 | 0 | 157.998 | 2076.4611 | 6905.4044 | 0 | 0 | 0 | 0 | 0 | 0 | 0 | 0 | 0 | 0 | 0 | 15995.8057 | 13.3557 | 28.9485 | 1
|  | Transmission lines | 0 | 0 | 162919.6767 | 0 | 0 | 0 | 0 | 0 | 0 | 0 | 0 | 0 | 0 | 0 | 0 | 0 | 0 | 0 | 0 | 0 | 162919.6767 | 56.5649 | 25.353 | 31.2119
|  | Non-network - IT and Communications Capex | 440.9696 | 0 | 0 | 0 | 0 | 0 | 0 | 0 | 0 | 0 | 0 | 703.7921 | 0 | 2189.7745 | 0 | 0 | 0 | 0 | 0 | 0 | 3334.5362 | 11.8409 | 4.4784 | 7.3625
|  | Non-network - Plant & Equipment | 0 | 129.4088 | 0 | 0 | 92.5859 | 0 | 0 | 0 | 0 | 0 | 903.1127 | 0 | 43.6945 | 5015.6209 | 0 | 0 | 0 | 0 | 0 | 0 | 6184.4228 | 14.3294 | 3.9103 | 10.419
|  | Metering | 0 | 0 | 0 | 0 | 0 | 0 | 0 | 0 | 0 | 0 | 0 | 0 | 0 | 0 | 4080.2493 | 3530.5159 | 0 | 0 | 0 | 0 | 7610.7652 | 22.1424 | 15.0437 | 7.0987
|  | Distribution Substations | 0 | 0 | 0 | 0 | 79967.5076 | 0 | 0 | 0 | 0 | 0 | 0 | 0 | 0 | 0 | 0 | 0 | 0 | 0 | 0 | 0 | 79967.5076 | 45 | 22.5748 | 22.4252
|  | Distribution mains | 4413.5314 | 279708.0117 | 4106.2226 | 165.3267 | 237.2373 | 13058.656 | 0 | 0 | 0 | 0 | 0 | 0 | 0 | 0 | 0 | 0 | 0 | 0 | 0 | 0 | 301688.9858 | 55.9878 | 23.6595 | 32.3283
|  | Land | 0 | 0 | 0 | 0 | 0 | 0 | 0 | 0 | 0 | 33025 | 0 | 0 | 0 | 0 | 0 | 0 | 0 | 0 | 0 | 0 | 33025 | 0 | 0 | 0
|  | Total | 247158.3849 | 279837.4206 | 167025.8993 | 165.3267 | 80297.3308 | 14454.6607 | 8390.302 | 2126.0574 | 7235.6596 | 33025 | 903.1127 | 703.7921 | 43.6945 | 7205.3954 | 4080.2493 | 3530.5159 | 0 | 0 | 0 | 0 | 856182.8018
|  | Standard asset lives (years) | 41.2377 | 55.9685 | 56.5507 | 55.9878 | 44.9971 | 54.68 | 41.4436 | 14.0268 | 14.6835 | n/a | 14.3294 | 11.8409 | 14.3294 | 13.5731 | 22.1424 | 15 | 15 | 15 | 15 | 10 | <= Asset lives by proposed asset class calculated as a value weighted average of the updated SKM asset lives. Standard lives for all metering, except for mechanical meters, adjusted as per discussion below.
|  | Remaining asset lives (years) | 14.3331 | 32.3182 | 31.2394 | 32.3283 | 22.4406 | 30.942 | 15.0217 | 1.3524 | 1.7747 | n/a | 10.419 | 7.3625 | 10.419 | 9.4901 | 7.0987 | 7.0987 | 0 | 0 | 0 | 0
0 |  | Check | 0 | 0 | 0 | 0 | 0 | 0 | 0 | 0 | 0 | 0 | 0 | 0 | 0 | 0 | 0 | 0 | 0 | 0 | 0 | 0 | 0
Table 3.4: Standard asset lives as at 30 June 2013 for ACS metering asset classes
|  | Proposed RAB Asset Classes | Rationale | Standard life
|  | Mechanical meters | SKM Model Metering standard life – RAB allocation method | 22.1424
|  | Electronic meters | Aligns with past AER decisions, information from PWC’s current supplier and information from potential future suppliers | 15
|  | Metering communications | Based on Secure inboard modems, and on the practical experience of the Intercell company with respect to their modems | 15
|  | Metering dedicated CTs and VTs | Aligns with past AER decisions, information from PWC’s current supplier and information from potential future suppliers | 15
|  | Metering non-network other | Based on the combination of property, fleet, equipment and other standard lives | 15
|  | Metering non-network IT & communications | PWC uses a public communications carrier for its ‘comms network’. The standard life represents the average life of 3G or 4G network equivalents | 10
End

## TAB_A
0 | Establishing the Opening TAB Attachment
No Errors Found
Go to Cover Sheet
Power and Water Corporation (PWC) - Regulatory Proposal Tables and Charts
Table 2.1: Details of the drivers of TAB standard and remaining lives to be applied to TAB opening values
|  | Drivers | Comment
|  | Date placed in service | Linked directly from the tax asset register
|  | Days is service up to 30 June 2014 | Calculated based on the valuation date less the data placed in service. The valuation date is an assumption in cell L1 which is set to 30 June 2014.
|  | Years in service up to 30 June 2014 | Calculated based on Days is service up to 30 June 2014 divided by 365 days
|  | LU Match Criteria | A column calculating the row applicable for where the description field is located in the unique list of description categories with TAB asset class and ATO lives allocated.
Table 2.2: Description of the calculation of TAB opening values
|  | Calculation element | Comment
|  | Asset number | Linked directly from the tax asset register
|  | Description | Linked directly from the tax asset register
|  | TAB asset class | Calculated based on the LU Match Criteria and the allocation made in “LU_Desc_ATO”
|  | Closing balance TAB – 30 June 2014 | A written down value (WDV) calculation with the following logic: · If the remaining life for the asset is zero , then the closing balance is set to zero; · If the standard life is ‘n/a’, then the closing balance is set to the historical cost; · Otherwise, the WDV of the asset is calculated based on asset cost [Historical Cost, column G of “Input_TAR”] minus (asset cost / standard life x Years in Service up to 30 June 2014). This approach assumes straight-line accumulated depreciation – or the prime cost method – based on ATO asset lives and years of service.
|  | Standard life | Linked directly from the applied ATO tax lives shown in column H of the ‘LU_Desc_ATO’ sheet
|  | Remaining life | A calculation based on Standard life less Years in service up to 30 June 2014. If the Years in service up to 30 June 2014 is greater than the Standard life value the formula avoids negative Remaining lives by setting the value to zero. The remaining life is set to ‘n/a’ where the standard life is ‘n/a’
Table 2.3: Opening TAB values for standard control services as at 30 June 2014
|  | A$k as at 30 June 2014 ($nominal) | Opening TAB
SCS
|  | Substations | 98535.6262
|  | Distribution Lines | 238367.3461
|  | Transmission Lines | 28297.0673
|  | LV Services | 1202.0491
|  | Distribution Substations | 42418.6666
|  | Distribution Switchgear | 15441.566
|  | Protection | 4354.4814
|  | SCADA | 586.5831
|  | Communications | 5318.361
|  | Land and Easements | 387.2998
|  | Property | 558.3168
|  | IT and Communications | 423.2325
|  | Motor Vehicles | 115.2639
|  | Plant and Equipment | 5100.7187
|  | Sub-total SCS TAB | 441106.5785
ACS metering
|  | Mechanical meters | 3554.8195
|  | Electronic meters | 925.563
|  | Metering communications | 0
|  | Metering Dedicated CTs and VTs | 0
|  | Metering non-network other | 0
|  | Metering non-network IT & communications | 0
|  | Sub-total ACS metering TAB | 4480.3825
|  | Total TAB | 445586.961
0 |  | Check | 0
Table 2.4: Comparison of TAB to RAB ratios by peer network
|  | A$m, in dollars as per decision | Decision | Closing RAB | Closing TAB | Ratio
Comparator networks (A$M as per determination)
|  | AGN (Albury) | 2013-17 | 34.8325 | 7.8309 | 22.48%
|  | Jemena (Gas) | 2015-20 | 2312.7096 | 570.8126 | 24.68%
|  | Multinet | 2013-17 | 1024.9304 | 343.7488 | 33.54%
|  | AGN (VIC) | 2013-17 | 1117.3997 | 382.7188 | 34.25%
|  | Energex | 2015-20 | 17845.4121 | 6672.8921 | 37.39%
|  | United Energy | 2016-20 | 3452.7549 | 1369.7413 | 39.67%
|  | AGN (SA) | 2016-21 | 1385.6283 | 608.0201 | 43.88%
|  | TransGrid | 2014-19 | 6075.8343 | 3750.3263 | 61.73%
|  | Jemena (Electricity) | 2016-20 | 1186.7975 | 746.8423 | 62.93%
|  | Ergon | 2015-20 | 9872.98 | 6291.0629 | 63.72%
|  | AusNet Services | 2016-20 | 3442.0803 | 2218.186 | 64.44%
|  | SA Power Networks | 2015-20 | 3778.357 | 2485.4404 | 65.78%
|  | ActewAGL (Gas) | 2016-21 | 338.3532 | 231.6978 | 68.48%
|  | CitiPower | 2016-20 | 1762.917 | 1215.2936 | 68.94%
|  | Ausgrid (Distribution) | 2014-19 | 12251.684 | 8559.3129 | 69.86%
|  | Powercor | 2016-20 | 3307.0036 | 2359.5386 | 71.35%
|  | Ausgrid (Transmission) | 2014-19 | 2035.7213 | 1502.1313 | 73.79%
|  | Directlink | 2015-20 | 129.4384 | 99.129 | 76.58%
|  | Essential Energy | 2014-19 | 6774.2392 | 5344.1531 | 78.89%
|  | TasNetworks | 2014-19 | 1410.3001 | 1137.4121 | 80.65%
|  | Endeavour | 2014-19 | 5581.3389 | 4576.6354 | 82%
|  | ActewAGL (Distribution) | 2014-19 | 693.5056 | 608.614 | 87.76%
|  | ActewAGL (Transmission) | 2014-19 | 154.0101 | 137.0708 | 89%
|  | Total |  | 85968.2277 | 51218.6112 | 59.58%
PowerWater (A$M, as at 30 June 2014, $nominal)
|  | SCS |  | 853.1414 | 441.1066 | 51.7%
|  | ACS metering |  | 7.506 | 4.4804 | 59.69%
|  | Total |  | 860.6474 | 445.587 | 51.77%
0 |  | Check |  | 0 | 0
Table 2.5: Difference between TAB and RAB contributions by asset class
|  | TAB asset class (SCS and ACS Metering) | TAB contribution (%) | RAB contribution (%) | Difference (%)
|  | Substations | 22.11% | 34.6% | -12.49%
|  | Distribution Lines | 53.5% | 26.33% | 27.16%
|  | Transmission Lines | 6.351% | 19.65% | -13.3%
|  | LV Services | 0.2698% | 0.02317% | 0.2466%
|  | Distribution Substations | 9.52% | 9.617% | -0.09688%
|  | Distribution Switchgear | 3.465% | 1.755% | 1.71%
|  | Protection | 0.9772% | 1.121% | -0.144%
|  | SCADA | 0.1316% | 0.1701% | -0.03847%
|  | Communications | 1.194% | 0.7037% | 0.4899%
|  | Land and Easements | 0.08692% | 4.005% | -3.918%
|  | Property | 0.1253% | 0.1283% | -0.002968%
|  | IT and Communications | 0.09498% | 0.07352% | 0.02146%
|  | Motor Vehicles | 0.02587% | 0.006206% | 0.01966%
|  | Plant and Equipment | 1.145% | 0.9432% | 0.2016%
|  | Mechanical meters | 0.7978% | 0.4676% | 0.3302%
|  | Electronic meters | 0.2077% | 0.4046% | -0.1969%
|  | Metering communications | 0% | 0% | 0%
|  | Metering Dedicated CTs and VTs | 0% | 0% | 0%
|  | Metering non-network other | 0% | 0% | 0%
|  | Metering non-network IT & communications | 0% | 0% | 0%
|  | Total | 100% | 100% | 0%
Table 3.1: Remaining and standard lives by new asset class as at 30 June 2014
|  | Asset type | Remaining lives | Standard lives
|  | Substations | 30.6011 | 40
|  | Distribution Lines | 30.7064 | 47.5
|  | Transmission Lines | 42.2339 | 47.5
|  | LV Services | 36.0258 | 40
|  | Distribution Substations | 26.0624 | 40
|  | Distribution Switchgear | 31.9089 | 40
|  | Protection | 7.2899 | 10
|  | SCADA | 8.3856 | 10
|  | Communications | 10.9035 | 10
|  | Land and Easements | n/a | n/a
|  | Property | 9.7948 | 20
|  | IT and Communications | 2.632 | 4
|  | Motor Vehicles | 4.6791 | 5
|  | Plants and Equipment | 8.1837 | 10
|  | Mechanical meters | 17.6106 | 25
|  | Electronic meters | 24.5068 | 25
|  | Metering communications | 0 | 10
|  | Metering Dedicated CTs and VTs | 0 | 15
|  | Metering Non-Network Other | 0 | 10
|  | Metering Non-Network IT & Communications | 0 | 5
End

## CAPEX_O
0 | Capex overview |  |  |  |  | COMMERCIAL IN CONFIDENCE
No Errors Found
Go to Cover Sheet
Power and Water Corporation (PWC) - Regulatory Proposal Tables and Charts
Figure 2 1 – Capital expenditure categories
Table 2-1 – Capex forecast ($M, Real 2018-19, SCS)
|  |  | 2019-20 | 2020-21 | 2021-22 | 2022-23 | 2023-24 | Total
|  | Replacement | 34.9221 | 38.5145 | 33.444 | 22.0069 | 19.7103 | 148.5978
|  | Augmentation | 7.3949 | 5.756 | 15.4564 | 17.5851 | 14.398 | 60.5904
|  | Connections (including gifted assets) | 12.6479 | 13.3787 | 13.565 | 11.4927 | 11.5898 | 62.674
|  | Non-Network ICT | 10.7615 | 9.4308 | 7.3597 | 4.8917 | 5.0515 | 37.4952
|  | Non-Network Other | 27.8892 | 5.5669 | 24.9618 | 5.6597 | 5.3491 | 69.4267
|  | Capitalised overheads | 13.0129 | 13.1911 | 13.3935 | 13.5575 | 13.706 | 66.8609
|  | Total gross capex | 106.6285 | 85.838 | 108.1803 | 75.1936 | 69.8045 | 445.645
|  | Less capital contributions | -12.6479 | -13.3787 | -13.565 | -11.4927 | -11.5898 | -62.674
|  | Less asset disposals | 0 | 0 | 0 | 0 | 0 | 0
|  | Total net capex | 93.9806 | 72.4594 | 94.6153 | 63.7009 | 58.2148 | 382.971
0 |  | Check - PTRM - Excl metering/ERC | 0 | 0 | 0 | 0 | 0
Figure 2 2 – Hierarchy of capex documents and models
Table 3-1 – UC allowances ($M, Real 2018-19, SCS)
|  |  | 2014-15 | 2015-16 | 2016-17 | 2017-18 | 2018-19 | Total
|  | Total gross capex | 89.9961 | 64.1325 | 51.104 | 60.3563 | 71.7723 | 337.3612
|  | Net gross capex | 76.1658 | 50.0251 | 36.6706 | 45.5876 | 56.6608 | 265.1098
Note:
As a result of the regulatory framework used for the 2009-14 Regulatory Period, the UC did not explicitly set an capital expenditure allowance for the period. Under 2009-14 regulatory regime the UC established PO required revenue to which it applied a X factor derived using a Total Factor Productivity (TFP) approach. See page 43 of the 2009 determination.
Table 3-2 – Actual capex for previous regulatory period ($M, Real 2018-19, SCS)
|  |  | 2009-10 | 2010-11 | 2011-12 | 2012-13 | 2013-14 | Total
|  | Replacement | 11.7484 | 29.5419 | 42.9607 | 40.7074 | 47.9271 | 172.8856 |  | Breakdown of 2008-09 to 2013-14 connection capex and capital contributions
|  | Augmentation | 70.3447 | 62.2069 | 36.7263 | 70.5608 | 32.818 | 272.6566 |  | A$M, $nominal |  | 2008-09 | 2009-10 | 2010-11 | 2011-12 | 2012-13 | 2013-14 | Total
|  | Connections (including gifted assets) | 10.8597 | 13.4648 | 15.331 | 16.9049 | 16.0205 | 72.5809 |  | Cash contributions |  | 0.17238 | 0.29621 | 0.3392 | 2.9776 | 6.1991 | 2.2718 | 12.0839
|  | Non-Network Other | 2.6211 | 1.665 | 2.476 | 2.3245 | 1.4634 | 10.5501 |  | Connection capex (excluding gifted assets) |  | 9.7067 | 6.4508 | 6.1281 | 5.5469 | 6.4646 | 8.9885 | 33.5789
|  | Capitalised overheads | 0.43623 | 0.44859 | 0.33771 | 1.8778 | 1.3 | 4.4003 |  | Gifted assets |  | 5.562 | 2.4227 | 5.241 | 7.7051 | 8.4106 | 5.4896 | 29.2691
|  | Total gross capex (excluding gifted assets) | 96.0102 | 107.3273 | 97.8317 | 132.3754 | 99.529 | 533.0735 |  | Connection capex (including gifted assets) |  | 15.2688 | 8.8735 | 11.3692 | 13.252 | 14.8753 | 14.478 | 62.848
|  | Less capital contributions | -3.3275 | -6.6088 | -12.3586 | -16.6031 | -8.5883 | -47.4864 |  | Capital contributions |  | 5.7344 | 2.7189 | 5.5802 | 10.6827 | 14.6097 | 7.7614 | 41.353
|  | Less asset disposals | N/A | N/A | N/A | N/A | N/A | N/A
|  | Total net capex | 92.6826 | 100.7184 | 85.4731 | 115.7723 | 90.9407 | 485.5871
Note:
(1) The balancing item in Table 2.1.1 of the CA RIN template is reflected in Non-Network Other (2) Non-Network Other includes Non-Network ICT (3) Asset disposals are 'N/A' for 2009-10 to 2013-14 due to missing data
0 |  | Check - gross - CA RIN / chapter 10 | 0 | 0 | 0 | 0 | 0 |  |  |  |  | 0 | 0 | 0 | 0 | 0 | 0
Table 3-3 – Actual and estimated capex for the current regulatory period – excluding metering ($M, Real 2018-19, SCS)
|  |  | 2014-15 | 2015-16 | 2016-17 | 2017-18 | 2018-19 | Total
|  | Replacement | 48.0826 | 45.3743 | 29.7516 | 21.2661 | 31.0393 | 175.5139
|  | Augmentation | 25.6112 | 18.7666 | 13.5145 | 14.4917 | 4.0325 | 76.4165
|  | Connections (including gifted assets) | 18.035 | 14.7312 | 12.3095 | 11.0711 | 11.5823 | 67.7291
|  | Non-Network Other | 1.1908 | 1.3443 | 3.3974 | 5.1555 | 5.3727 | 16.4606
|  | Capitalised overheads | 0.20762 | 0.14407 | 0.11226 | 0 | 0 | 0.46395
|  | Corporate assets | N/A | N/A | N/A | N/A | 19.7732 | 19.7732
|  | Total gross capex (excluding gifted assets) | 93.1272 | 80.3605 | 59.0853 | 51.9843 | 71.8 | 356.3572
|  | Less capital contributions | -9.8928 | -10.4915 | -9.8547 | -11.0711 | -11.5823 | -52.8925
|  | Less asset disposals | -0.12201 | -0.12267 | -0.30649 | 0 | 0 | -0.55117
|  | Total net capex | 83.1123 | 69.7463 | 48.9241 | 40.9133 | 60.2176 | 302.9136
Note:
(1) Note no longer applicable (2) Non-Network Other includes Non-Network ICT (3) Expenditure excludes capitalised equity raising costs and capitalised overheads from 2017-18 and 2018-19 as per our treatment in the Roll-Forward Model
0 |  | Check - gross - chapter 10 | 0 | 0 | 0 | 0 | 0
0 |  | Check - net capex - chapter 10 | 0 | 0 | 0 | 0 | 0
Table 3-4 – Comparison of annual actual and estimated gross capex to UC allowances for current period ($M, Real 2018-19, SCS)
|  |  | 2014-15 Actual | 2015-16 Actual | 2016-17 Actual | 2017-18 Estimate | 2018-19 Estimate | Total |  | Total (excluding corp assets) | Corporate assets
|  | UC allowance | 89.9961 | 64.1325 | 51.104 | 60.3563 | 71.7723 | 337.3612 |  | 337.3612 | 19.7732
|  | Actual / estimated | 93.1272 | 80.3605 | 59.0853 | 51.9843 | 71.8 | 356.3572 |  | 336.584
|  | Variance ($) | 3.1311 | 16.228 | 7.9813 | -8.372 | 0.027678 | 18.996 |  | -0.77713
|  | Variance (%) | 3.479% | 25.3% | 15.62% | -13.87% | 0.03856% | 5.631% |  | -0.2304%
Figure 4-1 – Asset Management Framework
Figure 4-2 – Project Classification Matrix
Table 4-1 – Overview of governance gateways
|  | Gateway | Purpose | Timing | Project type | Typical elements | Target cost accuracy
|  | BNI – Business Need Identification | To demonstrate the need to invest and the supporting logic | During the Investment Planning Phase | All Projects and Programs | Base cost estimate Clear investment logic Quantitative measures of success Primary Investment Driver Key milestones | +/- 35%
|  | PBC – Preliminary Business Case | To demonstrate a robust development, analysis and selection of options | During the Project Development Phase | A, B | Full options analysis (cost and non-cost) Draft Project Risk register Scope and requirements definition for preferred option | +/- 20%
|  | BC – Business Case | To demonstrate that sufficient project development prior to going to market | End of Project Development Phase | A, B, C | Complete Management Plans Procurement / Delivery Strategy Detailed cost estimate Detailed schedule | +/- 10%
|  | FBC – Final Business Case | To ensure VFM has been achieved through the market engagement process | End of Commitment Phase | A, B | Procurement recommendation Updated cost estimate | +/- 5%
|  | OE – Over expenditure | To govern any expenditure (or proposed) over that approved | During Delivery Phase | All Projects and Programs | Quantification and reasons for cost over-run Substitution recommendation | n/a
|  | PIR –Post Implementation Review | Demonstrate that benefits have been delivered through the investment and to inform continual improvement | After completion of the Delivery Phase | A and Programs, B&C if an OE occurred | Confirm delivery benefits Project performance summary Improvement recommendations | n/a
Table 5-1 – Forecasting methods applied to capex categories
|  | Expenditure Type | Scoped | Programmed | Pooled | Benchmarked
|  | 1. Replacement | ü | ü | ü | ü
|  | 2. Augmentation | ü | ü | ü
|  | 3. Connections |  |  | ü
|  | 4. Non-Network IT | ü | ü | ü
5. Non-Network Other
|  | a. Buildings / Property | ü | ü | ü
|  | b. Fleet |  | ü | ü
|  | c. Tools and Equipment |  |  | ü
Figure 5-1 – Overview of capex forecasting process
Table 5-2 – Key capex assumptions
|  | Issue | Assumption
|  | 1. Company structure and ownership arrangements | Our forecasts reflect Power and Water’s current company structure and ownership arrangements.
|  | 2. Regulatory obligations and requirements | Our capex forecasts are based on legislative and regulatory instruments applicable to PWC and as in force on 1 July 2017.
|  | 3. Security of supply and network reliability | Our capex forecasts will maintain, but will not improve, our security of supply and network reliability, consistent with clause 6.5.7 of the NER.
|  | 4. Service classification | Our capex forecasts reflect the service classification in the AER’s Framework and Approach paper.
|  | 5. Maximum demand, customer and connection growth | Our capex forecasts are required to meet the maximum demand, customer and connection growth forecasts prepared by the Australian Energy Market Operator (AEMO). As the independent market operator, AEMO forecasts are reasonable and credible.
|  | 6. Connections policy | Our capex forecasts reflect PWC’s proposed new connections policy that complies with Chapter 5A of the NT NER.
|  | 7. Cost allocation and capitalisation | Our capex forecasts reflect the cost allocation method that has been approved by the AER, and our regulatory capitalisation policy.
|  | 8. Unit rates | The unit rates that PWC has applied in developing its capex forecasts are representative of the costs that we will incur in the next period.
|  | 9. Cost escalations | The cost escalations that PWC has applied in developing its capex forecasts are representative of the increased costs that we will incur in the next period.
|  | 10. Inflation | The inflation that PWC has applied in developing its capex forecasts is representative of the inflation-related costs that we will incur in the next period and is consistent with the AER-preferred inflation forecasting method.
|  | 11. Current period capex program | Our capex forecasts for 2019-24 assume that we will deliver our forecast capex program for 2017-18 and 2018-19 in the current regulatory control period.
Figure 6-1 – Repex key supporting documents
Table 6-1 – Repex forecast ($M, Real 2018-19)
|  | $M, Real 2018-19 | 2019-20 | 2020-21 | 2021-22 | 2022-23 | 2023-24 | Total
|  | Condition and risk driven | 31.8385 | 36.111 | 31.7938 | 21.1954 | 18.884 | 139.8228
|  | Compliance driven | 2.5527 | 1.8695 | 1.1123 | 0.26941 | 0.28075 | 6.0848
|  | Reliability & Quality of Supply driven | 0.53083 | 0.534 | 0.53782 | 0.542 | 0.54556 | 2.6902
|  | Total Repex | 34.9221 | 38.5145 | 33.444 | 22.0069 | 19.7103 | 148.5978
0 |  | Check - To repex purpose | 0 | 0 | 0 | 0 | 0
Table 6-2 – Condition and safety-driven programs, 2019-20 to 2023-24 ($M, Real 2018-19)
|  | Asset Category | $
|  | Poles | 20.8631 |  | Note
|  | OH conductors | 5.2158 |  | (1) Values hardcoded
|  | UG cables | 32.0971
|  | Services | 0.40121
|  | Transformers | 24.9755
|  | Switchgear | 17.1519
|  | Other | 39.1183
|  | Total | 139.8228
0 |  | Check | 0
Table 6-3 – Comparison of AER repex model and bottom-up forecast ($M, Real 2018-19)
|  | Asset Category | DNSP repex forecast | Repex model - study 1 | Repex model - study 2 | Repex model - study 3
|  | Poles | 20.8631 | 30.1 | 12.2 | 7.7 |  | Note
|  | OH conductors | 5.2158 | 5.5 | 9.8 | 6.8 |  | (1) Values hardcoded
|  | UG cables | 32.0971 | 64.2 | 53.5 | 72.7
|  | Services | 0.40121 | 2 | 0.1 | 0.6
|  | Transformers | 24.9755 | 19.8 | 29.5 | 36.7
|  | Switchgear | 17.1519 | 27.2 | 22.9 | 20.6
|  | Total (modelled) | 100.7045 | 148.8 | 128 | 145.1
|  | Variance to DNSP forecast (%) |  | 47.76% | 27.1% | 44.08%
|  | Other (unmodelled) | 39.1183
|  | Total | 139.8228
0 |  | Check | 0
Table 6 4 – Condition-driven Repex by project and program ($M, Real 2018-19)
|  | Project/Program | 2019-20 | 2020-21 | 2021-22 | 2022-23 | 2023-24 | Total |  | Asset
|  | Condition and Failure Based Replacement Pooled Forecast | c-i-c | c-i-c | c-i-c | c-i-c | c-i-c | c-i-c |  | Condition and Failure Based Replacement Pooled Forecast
|  | Various cable replacements | 0 | 0 | 0 | 0 | 0 | 0 |  | Various cable replacements
|  | Replace Berrimah ZSS | c-i-c | c-i-c | c-i-c | c-i-c | c-i-c | c-i-c |  | Replace Berrimah ZSS
|  | Alice Springs Corroded Poles | c-i-c | c-i-c | c-i-c | c-i-c | c-i-c | c-i-c |  | Alice Springs Corroded Poles
|  | Various SCADA and Communications’ replacement | 0 | 0 | 0 | 0 | 0 | 0 |  | Various SCADA and Communications’ replacement
|  | Various pole and tower refurbishment | 0 | 0 | 0 | 0 | 0 | 0 |  | Various pole and tower refurbishment
|  | Various power transformer replacements | 0 | 0 | 0 | 0 | 0 | 0 |  | Various power transformer replacements
|  | Various protection & control replacement | 0 | 0 | 0 | 0 | 0 | 0 |  | Various protection & control replacement
|  | Other minor projects | 0 | 0 | 0 | 0 | 0 | 0 |  | Other minor projects
|  | Total condition and risk-driven repex | 31.8385 | 36.111 | 31.7938 | 21.1954 | 18.884 | 139.8228 | This expenditure is commercial in confidence and are removed from the public version
0 |  | Check - Sum of Tables below | 0 | 0 | 0 | 0 | 0 | 0
Table 6 5 - Condition and failure based replacement pooled forecast ($M, Real 2018-19)
|  | Project/Program | 2019-20 | 2020-21 | 2021-22 | 2022-23 | 2023-24 | Total |  | BNI |  | 2019-20 | 2020-21 | 2021-22 | 2022-23 | 2023-24
|  | BNI 25 Condition and Failure Based Replacement Pooled Forecast | c-i-c | c-i-c | c-i-c | c-i-c | c-i-c | c-i-c |  | BNI 25 | Escalation | 1.012 | 1.018 | 1.0253 | 1.0333 | 1.0401
|  | Total Condition and Failure Based Replacement Pooled Forecast | c-i-c | c-i-c | c-i-c | c-i-c | c-i-c | c-i-c | This expenditure is commercial in confidence and are removed from the public version
Table 6 6 – Various cable replacement forecast ($M, Real 2018-19)
|  | Project/Program | 2019-20 | 2020-21 | 2021-22 | 2022-23 | 2023-24 | Total |  | BNI
|  | BNI 20 Darwin Northern Suburbs High Voltage Cable Replacement Program | c-i-c | c-i-c | c-i-c | c-i-c | c-i-c | c-i-c |  | BNI 20
|  | BNI 5 Darwin – Replace Port Feeder | c-i-c | c-i-c | c-i-c | c-i-c | c-i-c | c-i-c |  | BNI 5
|  | BNI 21 Darwin Cullen Bay and Bayview Low Voltage Cable Replacement Program | c-i-c | c-i-c | c-i-c | c-i-c | c-i-c | c-i-c |  | BNI 21
|  | Total Various cable replacement | 5.3169 | 8.225 | 5.1468 | 3.0412 | 3.7006 | 25.4305 | This expenditure is commercial in confidence and are removed from the public version
Table 6 7 – Berrimah zone substation ($M, Real 2018-19)
|  | Project/Program | 2019-20 | 2020-21 | 2021-22 | 2022-23 | 2023-24 | Total |  | BNI
|  | BNI 2 Replace Berrimah ZSS | c-i-c | c-i-c | c-i-c | c-i-c | c-i-c | c-i-c |  | BNI 2
|  | Total Berrimah zone substation | c-i-c | c-i-c | c-i-c | c-i-c | c-i-c | c-i-c | This expenditure is commercial in confidence and are removed from the public version
Table 6 8 – Alice Springs Corroded Poles ($M, Real 2018-19)
|  | Project/Program | 2019-20 | 2020-21 | 2021-22 | 2022-23 | 2023-24 | Total |  | BNI
|  | BNI 1 Alice Springs Corroded Poles | c-i-c | c-i-c | c-i-c | c-i-c | c-i-c | c-i-c |  | BNI 1
|  | Total Alice Springs Corroded Poles | c-i-c | c-i-c | c-i-c | c-i-c | c-i-c | c-i-c | This expenditure is commercial in confidence and are removed from the public version
Table 6 9 – Various SCADA and Comms replacement ($M, Real 2018-19)
|  | Project/Program | 2019-20 | 2020-21 | 2021-22 | 2022-23 | 2023-24 | Total |  | BNI
|  | BNI 12 Darwin – Energy Management System Upgrade | c-i-c | c-i-c | c-i-c | c-i-c | c-i-c | c-i-c |  | BNI 12
|  | BNI 16 Various SCADA and Communications replacement | c-i-c | c-i-c | c-i-c | c-i-c | c-i-c | c-i-c |  | BNI 16
|  | BNI 17 SCADA and Communications Battery Replacement Program | c-i-c | c-i-c | c-i-c | c-i-c | c-i-c | c-i-c |  | BNI 17
|  | Total Various SCADA and Comms replacement | 1.0513 | 1.8185 | 7.0557 | 1.757 | 0.65828 | 12.3408 | This expenditure is commercial in confidence and are removed from the public version
Table 6 10 – Various pole and tower refurbishment ($M, Real 2018-19)
|  | Project/Program | 2019-20 | 2020-21 | 2021-22 | 2022-23 | 2023-24 | Total |  | BNI
|  | BNI 32 Transmission Tower Earthing System Refurbishment Program | c-i-c | c-i-c | c-i-c | c-i-c | c-i-c | c-i-c |  | BNI 32
|  | BNI 35 Transmission Tower Corrosion Protection Life Extension Program | c-i-c | c-i-c | c-i-c | c-i-c | c-i-c | c-i-c |  | BNI 35
|  | BNI 26 Darwin Coastal Pole Top Corrosion Replacement Program | c-i-c | c-i-c | c-i-c | c-i-c | c-i-c | c-i-c |  | BNI 26
|  | BNI 31 Transmission Line Pole Top Corrosion Replacement Program | c-i-c | c-i-c | c-i-c | c-i-c | c-i-c | c-i-c |  | BNI 31
|  | Total Various pole and tower refurbishment | 2.1527 | 1.9973 | 2.0338 | 2.0727 | 2.0794 | 10.336 | This expenditure is commercial in confidence and are removed from the public version
Table 6 11 – Various power transformer replacements ($M, Real 2018-19)
|  | Project/Program | 2019-20 | 2020-21 | 2021-22 | 2022-23 | 2023-24 | Total |  | BNI
|  | BNI 10 Darwin – Replace Humpty Doo ZSS | c-i-c | c-i-c | c-i-c | c-i-c | c-i-c | c-i-c |  | BNI 10
|  | BNI 7 Darwin Replace 66/11kV Centreyard ZSS | c-i-c | c-i-c | c-i-c | c-i-c | c-i-c | c-i-c |  | BNI 7
|  | BNI 4 Darwin – Replace Cosmo Howley Transformers | c-i-c | c-i-c | c-i-c | c-i-c | c-i-c | c-i-c |  | BNI 4
|  | BNI 33 Pine Creek 132kV Transformer Replacement | c-i-c | c-i-c | c-i-c | c-i-c | c-i-c | c-i-c |  | BNI 33
|  | Total Various power transformer replacements | 0.46978 | 1.8425 | 5.4778 | 2.4638 | 0 | 10.2539 | This expenditure is commercial in confidence and are removed from the public version
Table 6 12 – Various protection and control projects ($M, Real 2018-19)
|  | Project/Program | 2019-20 | 2020-21 | 2021-22 | 2022-23 | 2023-24 | Total |  | BNI
|  | BNI 3 Darwin – Upgrade DKTL Secondary Systems | c-i-c | c-i-c | c-i-c | c-i-c | c-i-c | c-i-c |  | BNI 3
|  | BNI 19 Protection Relay Replacement Program | c-i-c | c-i-c | c-i-c | c-i-c | c-i-c | c-i-c |  | BNI 19
|  | Total Various protection and control projects | 2.8559 | 3.2841 | 0.79678 | 0.80296 | 0.80823 | 8.548 | This expenditure is commercial in confidence and are removed from the public version
Table 6 13 – Other minor projects ($M, Real 2018-19)
|  | Project/Program | 2019-20 | 2020-21 | 2021-22 | 2022-23 | 2023-24 | Total |  | BNI
|  | BNI 24 Single phase substation refurbishment | c-i-c | c-i-c | c-i-c | c-i-c | c-i-c | c-i-c |  | BNI 24
|  | BNI 14 66kV HLC Circuit Breaker Replacement | c-i-c | c-i-c | c-i-c | c-i-c | c-i-c | c-i-c |  | BNI 14
|  | BNI 15 Substation Fire Protection Equipment Replacement Program | c-i-c | c-i-c | c-i-c | c-i-c | c-i-c | c-i-c |  | BNI 15
|  | BNI 27 Substation DC System Replacement Program | c-i-c | c-i-c | c-i-c | c-i-c | c-i-c | c-i-c |  | BNI 27
|  | Total Other minor projects | 1.0642 | 1.1634 | 1.1786 | 0.83687 | 0.71353 | 4.9566 | This expenditure is commercial in confidence and are removed from the public version
Table 6 14– Compliance driven Repex ($M, Real 2018-19)
|  | Project/Program | 2019-20 | 2020-21 | 2021-22 | 2022-23 | 2023-24 | Total |  | BNI
|  | BNI 22 Darwin Lake Bennett Conductor Clearance Rectification Program | c-i-c | c-i-c | c-i-c | c-i-c | c-i-c | c-i-c |  | BNI 22
|  | BNI 18 SCADA and Communications Compliance and Safety Program | c-i-c | c-i-c | c-i-c | c-i-c | c-i-c | c-i-c |  | BNI 18
|  | Total compliance driven repex | 2.5527 | 1.8695 | 1.1123 | 0.26941 | 0.28075 | 6.0848 | This expenditure is commercial in confidence and are removed from the public version
Table 6 15– Reliability and Power Quality driven ($M, Real 2018-19)
|  | Project/Program | 2019-20 | 2020-21 | 2021-22 | 2022-23 | 2023-24 | Total |  | BNI
|  | BNI 28 Poor performing feeder program | c-i-c | c-i-c | c-i-c | c-i-c | c-i-c | c-i-c |  | BNI 28
|  | Total Reliability and power quality driven repex | c-i-c | c-i-c | c-i-c | c-i-c | c-i-c | c-i-c | This expenditure is commercial in confidence and are removed from the public version
Figure 7 1 – Capacity constraints of zone substations
Figure 7 2 – Augex key supporting documents
Table 7 2 – Augex forecast ($M, Real 2018-19)
|  | Project/Program | 2019-20 | 2020-21 | 2021-22 | 2022-23 | 2023-24 | Total |  | Expenditure description
|  | Load driven | 2.8973 | 1.2491 | 10.6936 | 11.8331 | 10.6081 | 37.2812 |  | Demand driven
|  | Compliance | 3.0106 | 3.011 | 2.3127 | 4.2338 | 2.2617 | 14.83 |  | Compliance
|  | Reliability and Quality of Supply | 1.4869 | 1.4958 | 2.4501 | 1.5182 | 1.5282 | 8.4793 |  | Reliability and Quality of Supply
|  | Total Augex | 7.3949 | 5.756 | 15.4564 | 17.5851 | 14.398 | 60.5904
0 |  | Total Augex Check | 0 | 0 | 0 | 0 | 0 | 0
Table 7 3 – Load-driven Augex projects ($M, Real 2018-19)
|  | Project/Program | 2019-20 | 2020-21 | 2021-22 | 2022-23 | 2023-24 | Total |  | BNI
|  | A-BNI 1 Darwin - Construct Wishart Zone Substation | c-i-c | c-i-c | c-i-c | c-i-c | c-i-c | c-i-c |  | A-BNI 1
|  | A-BNI 8 Overloaded Feeders / Distribution Augmentation Program | c-i-c | c-i-c | c-i-c | c-i-c | c-i-c | c-i-c |  | A-BNI 8
|  | A-BNI 2 Darwin - Archer ZSS Augmentation | c-i-c | c-i-c | c-i-c | c-i-c | c-i-c | c-i-c |  | A-BNI 2
|  | A-BNI 11 Tennant Creek - Upgrade Tennant Creek 22/11kV Transformers | c-i-c | c-i-c | c-i-c | c-i-c | c-i-c | c-i-c |  | A-BNI 11
|  | Total Load driven augex | 2.8973 | 1.2491 | 10.6936 | 11.8331 | 10.6081 | 37.2812 | This expenditure is commercial in confidence and are removed from the public version
0 |  | Load Driven Augex Check | 0 | 0 | 0 | 0 | 0 | 0
Table 7 4 – Compliance-driven Augex projects ($M, Real 2018-19)
|  | Project/Program | 2019-20 | 2020-21 | 2021-22 | 2022-23 | 2023-24 | Total |  | BNI
|  | A-BNI 9 Darwin distribution substation fault level replacement program | c-i-c | c-i-c | c-i-c | c-i-c | c-i-c | c-i-c |  | A-BNI 9
|  | A-BNI 4 Darwin - transmission line uprating | c-i-c | c-i-c | c-i-c | c-i-c | c-i-c | c-i-c |  | A-BNI 4
|  | A-BNI 12 SCADA and communications Optus cable extension program | c-i-c | c-i-c | c-i-c | c-i-c | c-i-c | c-i-c |  | A-BNI 12
|  | A-BNI 7 Darwin - Hudson Creek spare 132kV transformer | c-i-c | c-i-c | c-i-c | c-i-c | c-i-c | c-i-c |  | A-BNI 7
|  | A-BNI 15 Power transformer online moisture treatment | c-i-c | c-i-c | c-i-c | c-i-c | c-i-c | c-i-c |  | A-BNI 15
|  | Total Compliance driven augex | 3.0106 | 3.011 | 2.3127 | 4.2338 | 2.2617 | 14.83 | This expenditure is commercial in confidence and are removed from the public version
0 |  | Compliance Driven Augex Check | 0 | 0 | 0 | 0 | 0 | 0
Table 7 5 – Reliability & power quality-driven projects ($M, Real 2018-19)
|  | Project/Program | 2019-20 | 2020-21 | 2021-22 | 2022-23 | 2023-24 | Total |  | BNI
|  | A-BNI 13 All Regions Poorly Performing Feeder Improvement Program Augex Component) | c-i-c | c-i-c | c-i-c | c-i-c | c-i-c | c-i-c |  | A-BNI 13
|  | A-BNI 5 Power quality compliance program | c-i-c | c-i-c | c-i-c | c-i-c | c-i-c | c-i-c |  | A-BNI 5
|  | A-BNI 3 Katherine Voltage Rectification | c-i-c | c-i-c | c-i-c | c-i-c | c-i-c | c-i-c |  | A-BNI 3
|  | Total Reliability and power quality driven | 1.4869 | 1.4958 | 2.4501 | 1.5182 | 1.5282 | 8.4793 | This expenditure is commercial in confidence and are removed from the public version
0 |  | Reliability Driven Augex Check | 0 | 0 | 0 | 0 | 0 | 0
Table 8 1 – Forecast connections capex including gifted assets 2019-20 to 2023-24
|  |  | 2019-20 | 2020-21 | 2021-22 | 2022-23 | 2023-24 | Total
|  | Connections capex (including gifted assets) | 12.6479 | 13.3787 | 13.565 | 11.4927 | 11.5898 | 62.674 |  | Note: values include real input cost escalation
0 |  | Check - Connection capex | 0 | 0 | 0 | 0 | 0
Figure 8.1 – Historical and forecast connections capex and gifted assets 2008-09 to 2023-24 ($M, Real 2018-19)
Table 9 1 – Non-network ICT capex categories and drivers
|  | Category | Key driver
|  | ICT asset extensions | Extend existing ICT assets to broaden their functionality.
|  | ICT asset replacement | Replace an existing ICT asset with its modern equivalent where the asset has reached the end of its economic life.
|  | ICT capability growth | Acquire, develop and implement new ICT assets to meet a business purpose or capacity requirement.
Table 9 2 – Forecasting methods by Non-Network ICT capex category
|  | Category | Expenditure Forecasting Method
|  | ICT asset extensions | • Method 1 – Scoped Capex
|  | ICT asset replacement | • Method 1 – Scoped Capex
• Method 2 – Programmed Capex
• Method 3 – Pooled Capex
|  | ICT capability growth | • Method 1 – Scoped Capex
Table 9 3 – Non-Network ICT forecast ($M, Real 2018-19)
|  |  | 2019-20 | 2020-21 | 2021-22 | 2022-23 | 2023-24 | Total
|  | ICT asset extensions | 1.5921 | 0.98847 | 0.23568 | 0 | 0 | 2.8162
|  | ICT asset replacement | 5.385 | 7.0698 | 4.1202 | 1.6424 | 2.1361 | 20.3534
|  | ICT capability growth | 3.7389 | 1.3748 | 3.0007 | 3.2473 | 2.9101 | 14.2717
|  | Total Non-Network ICT | 10.7159 | 9.433 | 7.3566 | 4.8897 | 5.0461 | 37.4414
0 |  | Check | 0 | 0 | 0 | 0 | 0
Table 9 4 – Non-Network ICT forecast ($M, Real 2018-19)
|  |  | 2019-20 | 2020-21 | 2021-22 | 2022-23 | 2023-24 | Total
|  | Network Operations | c-i-c | c-i-c | c-i-c | c-i-c | c-i-c | c-i-c | This expenditure is commercial in confidence and are removed from the public version
|  | Remediate the Core | c-i-c | c-i-c | c-i-c | c-i-c | c-i-c | c-i-c
|  | ICT Application & Infrastructure Refresh | c-i-c | c-i-c | c-i-c | c-i-c | c-i-c | c-i-c
|  | Customer Service | c-i-c | c-i-c | c-i-c | c-i-c | c-i-c | c-i-c
|  | Enterprise | c-i-c | c-i-c | c-i-c | c-i-c | c-i-c | c-i-c
|  | Total Non-Network ICT | c-i-c | c-i-c | c-i-c | c-i-c | c-i-c | c-i-c
0 |  | Check - Consistency | 0 | 0 | 0 | 0 | 0
Table 9 5 – Network operations’ forecast ($M, Real 2018-19)
|  |  | 2019-20 | 2020-21 | 2021-22 | 2022-23 | 2023-24 | Total
|  | Network Planning | c-i-c | c-i-c | c-i-c | c-i-c | c-i-c | c-i-c | This expenditure is commercial in confidence and are removed from the public version
|  | Works Management | c-i-c | c-i-c | c-i-c | c-i-c | c-i-c | c-i-c
|  | Outage Management | c-i-c | c-i-c | c-i-c | c-i-c | c-i-c | c-i-c
|  | Network Business Management | c-i-c | c-i-c | c-i-c | c-i-c | c-i-c | c-i-c
|  | System Operations | c-i-c | c-i-c | c-i-c | c-i-c | c-i-c | c-i-c
|  | RINs | c-i-c | c-i-c | c-i-c | c-i-c | c-i-c | c-i-c
|  | Total Network operations ICT | c-i-c | c-i-c | c-i-c | c-i-c | c-i-c | c-i-c
0 |  | Check - Consistency | 0 | 0 | 0 | 0 | 0
Table 9 6 – Remediate the core forecast ($M, Real 2018-19)
|  |  | 2019-20 | 2020-21 | 2021-22 | 2022-23 | 2023-24 | Total
|  | Revenue Management System | c-i-c | c-i-c | c-i-c | c-i-c | c-i-c | c-i-c | This expenditure is commercial in confidence and are removed from the public version
|  | Financial Management System | c-i-c | c-i-c | c-i-c | c-i-c | c-i-c | c-i-c
|  | Maximo and ESRI Upgrade | c-i-c | c-i-c | c-i-c | c-i-c | c-i-c | c-i-c
|  | Total Remediate the core ICT | c-i-c | c-i-c | c-i-c | c-i-c | c-i-c | c-i-c
0 |  | Check - Consistency (escalated) | 0 | 0 | 0 | 0 | 0
Table 9 7 – ICT application & infrastructure refresh forecast ($M, Real 2018-19)
|  |  | 2019-20 | 2020-21 | 2021-22 | 2022-23 | 2023-24 | Total
|  | Enterprise Application Refresh | c-i-c | c-i-c | c-i-c | c-i-c | c-i-c | c-i-c | This expenditure is commercial in confidence and are removed from the public version
|  | Enterprise Infrastructure Refresh | c-i-c | c-i-c | c-i-c | c-i-c | c-i-c | c-i-c
|  | Total ICT Application & Infrastructure Refresh | c-i-c | c-i-c | c-i-c | c-i-c | c-i-c | c-i-c
0 |  | Check - Consistency (escalated) | 0 | 0 | 0 | 0 | 0
Table 9 8 – Customer service forecast ($M, Real 2018-19)
|  |  | 2019-20 | 2020-21 | 2021-22 | 2022-23 | 2023-24 | Total
|  | Customer Relationship Management | c-i-c | c-i-c | c-i-c | c-i-c | c-i-c | c-i-c | This expenditure is commercial in confidence and are removed from the public version
|  | Meter Data Management | c-i-c | c-i-c | c-i-c | c-i-c | c-i-c | c-i-c
|  | Total Customer Service ICT | c-i-c | c-i-c | c-i-c | c-i-c | c-i-c | c-i-c
0 |  | Check - Consistency (escalated) | 0 | 0 | 0 | 0 | 0
Table 9 9 – Enterprise forecast ($M, Real 2018-19)
|  |  | 2019-20 | 2020-21 | 2021-22 | 2022-23 | 2023-24 | Total
|  | Total Enterprise ICT | c-i-c | c-i-c | c-i-c | c-i-c | c-i-c | c-i-c | This expenditure is commercial in confidence and are removed from the public version
0 |  | Check - Consistency (escalated) | 0 | 0 | 0 | 0 | 0
Table 10 1 – Non-network Other capex key drivers
|  | Category | Drivers
|  | Fleet | The size of our vehicle fleet is commensurate with the services that we must provide. Darwin-Katherine is a harsh tropical environment and Alice Springs and Tennant Creek are harsh desert environments. It is essential to have a reliable, well-maintained fleet for the safety, reliability, quality and security of the supply of our services.
|  | Buildings and property | The buildings and property are essential to our provision of distribution services.
|  | Tools and equipment | The tools and equipment that we require are commensurate with our need to construct, repair and maintain our distribution system. They are therefore essential to the safety, reliability, quality and security of the supply of our services.
|  | Minor capex | The minor capex assets enable the delivery of electricity network services. In the absence of these, the program of work may not be delivered and effectively or efficiently.
Table 10 2 – Forecasting methods by ICT capex category
|  | Category | Expenditure Forecasting Method
|  | Fleet | • Method 2 – Programmed capex
|  | Buildings and property | • Methods 1, 2 and 3 – Scoped, Programmed and Pooled capex
|  | Tools and equipment | • Method 3 – Pooled capex
|  | Minor capex | • Method 3 – Pooled capex
Table 10 3 – Non-network Other capex forecast ($M, Real 2018-19)
|  |  | 2019-20 | 2020-21 | 2021-22 | 2022-23 | 2023-24 | Total
|  | Fleet leases | c-i-c | c-i-c | c-i-c | c-i-c | c-i-c | c-i-c | This expenditure is commercial in confidence and are removed from the public version
|  | Buildings and property | c-i-c | c-i-c | c-i-c | c-i-c | c-i-c | c-i-c | This expenditure is commercial in confidence and are removed from the public version
|  | Tools and equipment | c-i-c | c-i-c | c-i-c | c-i-c | c-i-c | c-i-c | This expenditure is commercial in confidence and are removed from the public version
|  | Minor capex | c-i-c | c-i-c | c-i-c | c-i-c | c-i-c | c-i-c | This expenditure is commercial in confidence and are removed from the public version
|  | Total Non-Network Other | 27.89 | 5.57 | 24.96 | 5.66 | 5.35 | 69.43
0 |  | Check - Escalated | 0 | 0 | 0 | 0 | 0
Table 10 4 – Actual / estimated Non-network Other capex ($M, Real 2018-19)
|  |  | 2014-15 | 2015-16 | 2016-17 | 2017-18 | 2018-19 | Total
|  | Total excluding capitalised leases | 0 | 0 | 0 | 0 | 0 | 0
|  | Estimated value of capitalised leases (fleet and property) | 0 | 0 | 0 | 0 | 0 | 0
|  | Total including capitalised leases | 0 | 0 | 0 | 0 | 0 | 0
0 |  | Check - Charts | 0 | 0 | 0 | 0 | 0
0 |  | Check - Non-network total | 0 | 0 | 0 | 0 | 0
Table 11 1 – Capitalised overheads forecast ($M, Real 2018-19)
|  |  | 2019-20 | 2020-21 | 2021-22 | 2022-23 | 2023-24 | Total
|  | Capitalised overheads | 13.0129 | 13.1911 | 13.3935 | 13.5575 | 13.706 | 66.8609
0 |  | Check - Source | 0 | 0 | 0 | 0 | 0
Source Data - Tables used to prepare proposal tables above
Repex forecast ($M, Real 2018-19) - Direct Costs (Excluding Capitalised Overheads and Cost Escalation)
This expenditure is commercial in confidence and are removed from the public version
|  | Project / program | 2019-20 | 2020-21 | 2021-22 | 2022-23 | 2023-24 | Total | Description | Doc. ref. | Driver |  |  | Assets
|  | Alice Springs Corroded Poles | c-i-c | c-i-c | c-i-c | c-i-c | c-i-c | c-i-c |  | BNI 1 | Condition and risk |  |  | Alice Springs Corroded Poles
|  | Darwin - Replace Berrimah ZSS | c-i-c | c-i-c | c-i-c | c-i-c | c-i-c | c-i-c |  | BNI 2 | Condition and risk |  |  | Replace Berrimah ZSS
|  | Darwin - Upgrade DKTL Secondary Systems | c-i-c | c-i-c | c-i-c | c-i-c | c-i-c | c-i-c |  | BNI 3 | Condition and risk |  |  | Various protection & control replacement
|  | Darwin - Replace Cosmo Howley Transformers | c-i-c | c-i-c | c-i-c | c-i-c | c-i-c | c-i-c |  | BNI 4 | Condition and risk |  |  | Various power transformer replacements
|  | Darwin - Replace Port Feeder | c-i-c | c-i-c | c-i-c | c-i-c | c-i-c | c-i-c |  | BNI 5 | Condition and risk |  |  | Various cable replacements
|  | [deleted] | c-i-c | c-i-c | c-i-c | c-i-c | c-i-c | c-i-c |  | BNI 6 | 0 |  |  | 0
|  | Darwin Replace 66/11kV Centreyard ZSS | c-i-c | c-i-c | c-i-c | c-i-c | c-i-c | c-i-c |  | BNI 7 | Condition and risk |  |  | Various power transformer replacements
|  | [deleted] | c-i-c | c-i-c | c-i-c | c-i-c | c-i-c | c-i-c |  | BNI 8 | 0 |  |  | 0
|  | [deleted] | c-i-c | c-i-c | c-i-c | c-i-c | c-i-c | c-i-c |  | BNI 9 | 0 |  |  | 0
|  | Darwin - Replace Humpty Doo ZSS | c-i-c | c-i-c | c-i-c | c-i-c | c-i-c | c-i-c |  | BNI 10 | Condition and risk |  |  | Various power transformer replacements
|  | [deleted] | c-i-c | c-i-c | c-i-c | c-i-c | c-i-c | c-i-c |  | BNI 11 | 0 |  |  | 0
|  | Darwin - Energy Management System Upgrade | c-i-c | c-i-c | c-i-c | c-i-c | c-i-c | c-i-c |  | BNI 12 | Condition and risk |  |  | Various SCADA and Communications’ replacement
|  | [deleted] | c-i-c | c-i-c | c-i-c | c-i-c | c-i-c | c-i-c |  | BNI 13 | 0 |  |  | 0
|  | 66kV HLC Circuit Breaker Replacement Program | c-i-c | c-i-c | c-i-c | c-i-c | c-i-c | c-i-c |  | BNI 14 | Condition and risk |  |  | Other minor projects
|  | Substation Fire Protection Equipment Replacement Program | c-i-c | c-i-c | c-i-c | c-i-c | c-i-c | c-i-c |  | BNI 15 | Condition and risk |  |  | Other minor projects
|  | SCADA and Communications Obsolete Asset Replacement Program | c-i-c | c-i-c | c-i-c | c-i-c | c-i-c | c-i-c |  | BNI 16 | Condition and risk |  |  | Various SCADA and Communications’ replacement
|  | SCADA and Communications Battery Replacement Program | c-i-c | c-i-c | c-i-c | c-i-c | c-i-c | c-i-c |  | BNI 17 | Condition and risk |  |  | Various SCADA and Communications’ replacement
|  | SCADA and Communications Compliance and Safety Program | c-i-c | c-i-c | c-i-c | c-i-c | c-i-c | c-i-c |  | BNI 18 | Compliance |  |  | SCADA and Comms
|  | Protection Relay Replacement Program | c-i-c | c-i-c | c-i-c | c-i-c | c-i-c | c-i-c |  | BNI 19 | Condition and risk |  |  | Various protection & control replacement
|  | Darwin Northern Suburbs High Voltage Cable Replacement Program | c-i-c | c-i-c | c-i-c | c-i-c | c-i-c | c-i-c |  | BNI 20 | Condition and risk |  |  | Various cable replacements
|  | Darwin Cullen Bay and Bayview Low Voltage Cable Replacement Program | c-i-c | c-i-c | c-i-c | c-i-c | c-i-c | c-i-c |  | BNI 21 | Condition and risk |  |  | Various cable replacements
|  | Darwin Lake Bennett Conductor Clearance Rectification Program | c-i-c | c-i-c | c-i-c | c-i-c | c-i-c | c-i-c |  | BNI 22 | Compliance |  |  | Conductor clearance
|  | [deleted] | c-i-c | c-i-c | c-i-c | c-i-c | c-i-c | c-i-c |  | BNI 23 | 0 |  |  | 0
|  | Single Phase Substation Refurbishment Program | c-i-c | c-i-c | c-i-c | c-i-c | c-i-c | c-i-c |  | BNI 24 | Condition and risk |  |  | Other minor projects
|  | All Regions Condition and Failure Based Replacement Pooled Forecast | c-i-c | c-i-c | c-i-c | c-i-c | c-i-c | c-i-c |  | BNI 25 | Condition and risk |  |  | Condition and Failure Based Replacement Pooled Forecast
|  | Darwin Coastal Pole Top Corrosion Replacement Program | c-i-c | c-i-c | c-i-c | c-i-c | c-i-c | c-i-c |  | BNI 26 | Condition and risk |  |  | Various pole and tower refurbishment
|  | Substation DC System Replacement Program | c-i-c | c-i-c | c-i-c | c-i-c | c-i-c | c-i-c |  | BNI 27 | Condition and risk |  |  | Other minor projects
|  | All Regions Poorly Performing Feeder Improvement Program (REPEX Component) | c-i-c | c-i-c | c-i-c | c-i-c | c-i-c | c-i-c |  | BNI 28 | Reliability and Quality of Supply |  |  | Reliability and Quality of Supply
|  | [deleted] | c-i-c | c-i-c | c-i-c | c-i-c | c-i-c | c-i-c |  | BNI 29 | 0 |  |  | 0
|  | FY18 budget and FY19 budget for Repex | c-i-c | c-i-c | c-i-c | c-i-c | c-i-c | c-i-c |  | BNI 30 | 0 |  |  | 0
|  | Transmission Line Pole Top Corrosion Replacement Program | c-i-c | c-i-c | c-i-c | c-i-c | c-i-c | c-i-c |  | BNI 31 | Condition and risk |  |  | Various pole and tower refurbishment
|  | Transmission Tower Earthing System Refurbishment Program | c-i-c | c-i-c | c-i-c | c-i-c | c-i-c | c-i-c |  | BNI 32 | Condition and risk |  |  | Various pole and tower refurbishment
|  | Pine Creek 132kV Transformer Replacement | c-i-c | c-i-c | c-i-c | c-i-c | c-i-c | c-i-c |  | BNI 33 | Condition and risk |  |  | Various power transformer replacements
|  | [deleted] | c-i-c | c-i-c | c-i-c | c-i-c | c-i-c | c-i-c |  | BNI 34 | 0 |  |  | 0
|  | Transmission Tower Corrosion Protection Life Extension Program | c-i-c | c-i-c | c-i-c | c-i-c | c-i-c | c-i-c |  | BNI 35 | Condition and risk |  |  | Various pole and tower refurbishment
|  | Total unescalated | 34.5085 | 37.8325 | 32.6181 | 21.2981 | 18.9511 | 145.2083
|  | Escalation | 0.4136 | 0.682 | 0.82589 | 0.70875 | 0.75924 | 3.3895
|  | Total escalated | 34.9221 | 38.5145 | 33.444 | 22.0069 | 19.7103 | 148.5978
0 |  | Check - Consistency (unescalated) | 0 | 0 | 0 | 0 | 0
0 |  | Check - Consistency (escalated) | 0 | 0 | 0 | 0 | 0
Augex forecast ($M, Real 2018-19) - Direct Costs (Excluding Capitalised Overheads and Cost Escalation)
This expenditure is commercial in confidence and are removed from the public version
|  | Project / program | 2019-20 | 2020-21 | 2021-22 | 2022-23 | 2023-24 | Total | Description | Doc. ref. | Driver
|  | Darwin - Construct Wishart Zone Substation | c-i-c | c-i-c | c-i-c | c-i-c | c-i-c | c-i-c |  | A-BNI 1 | Demand driven
|  | Darwin - Archer ZSS Augmentation | c-i-c | c-i-c | c-i-c | c-i-c | c-i-c | c-i-c |  | A-BNI 2 | Demand driven
|  | Katherine Voltage Rectification | c-i-c | c-i-c | c-i-c | c-i-c | c-i-c | c-i-c |  | A-BNI 3 | Reliability and Quality of Supply
|  | Darwin - Transmission Line Uprating | c-i-c | c-i-c | c-i-c | c-i-c | c-i-c | c-i-c |  | A-BNI 4 | Compliance
|  | Power quality compliance program | c-i-c | c-i-c | c-i-c | c-i-c | c-i-c | c-i-c |  | A-BNI 5 | Reliability and Quality of Supply
|  | [deleted] | c-i-c | c-i-c | c-i-c | c-i-c | c-i-c | c-i-c |  | A-BNI 6 | 0
|  | Darwin - Hudson Creek Spare 132kV Transformer | c-i-c | c-i-c | c-i-c | c-i-c | c-i-c | c-i-c |  | A-BNI 7 | Compliance
|  | Overloaded Feeders / Distribution Augmentation Program | c-i-c | c-i-c | c-i-c | c-i-c | c-i-c | c-i-c |  | A-BNI 8 | Demand driven
|  | Darwin Distribution Substation Fault Level Replacement Program | c-i-c | c-i-c | c-i-c | c-i-c | c-i-c | c-i-c |  | A-BNI 9 | Compliance
|  | [deleted] | c-i-c | c-i-c | c-i-c | c-i-c | c-i-c | c-i-c |  | A-BNI 10 | 0
|  | Tennant Creek - Upgrade Tennant Creek 22/11kV Transformers | c-i-c | c-i-c | c-i-c | c-i-c | c-i-c | c-i-c |  | A-BNI 11 | Demand driven
|  | SCADA and Communications Optus Cable Extension Program | c-i-c | c-i-c | c-i-c | c-i-c | c-i-c | c-i-c |  | A-BNI 12 | Compliance
|  | All Regions Poorly Performing Feeder Improvement Program AUGEX Component) | c-i-c | c-i-c | c-i-c | c-i-c | c-i-c | c-i-c |  | A-BNI 13 | Reliability and Quality of Supply
|  | FY18 budget and FY19 budget for Augex | c-i-c | c-i-c | c-i-c | c-i-c | c-i-c | c-i-c |  | A-BNI 14 | 0
|  | Power Transformer Online Moisture Treatment | c-i-c | c-i-c | c-i-c | c-i-c | c-i-c | c-i-c |  | A-BNI 15 | Compliance
|  | Total unescalated | 7.3073 | 5.6541 | 15.0747 | 17.0188 | 13.8434 | 58.8982
|  | Escalation | 0.087581 | 0.10192 | 0.38169 | 0.56634 | 0.55461 | 1.6921
|  | Total escalated | 7.3949 | 5.756 | 15.4564 | 17.5851 | 14.398 | 60.5904
0 |  | Check - Consistency (unescalated) | 0 | 0 | 0 | 0 | 0
0 |  | Check - Consistency (escalated) | 0 | 0 | 0 | 0 | 0
End

## CONNECT_O
0 | Connection justification document
No Errors Found
Go to Cover Sheet
Power and Water Corporation (PWC) - Regulatory Proposal Tables and Charts
Table 1.1 – Gross connection capex forecast - 2019-20 to 2023-24
|  | $M, Real 2018-19, unescalated | 2019-20 | 2020-21 | 2021-22 | 2022-23 | 2023-24 | Total
|  | Gross Connections capex (excluding gifted assets and cash contributions) | 3.3844 | 4.028 | 4.1162 | 2.0088 | 2.0296 | 15.567
|  | Gifted assets | 9.1137 | 9.1137 | 9.1137 | 9.1137 | 9.1137 | 45.5687
|  | Gross Connections capex (including gifted assets and excluding cash contributions) | 12.4981 | 13.1418 | 13.23 | 11.1226 | 11.1433 | 61.1357
0 |  | Check - Forecast | 0 | 0 | 0 | 0 | 0
Table 1.2 – Cash contribution forecast - 2019-20 to 2023-24
|  | $M, Real 2018-19 | 2019-20 | 2020-21 | 2021-22 | 2022-23 | 2023-24 | Total
|  | Cash Contributions | 3.3844 | 4.028 | 4.1162 | 2.0088 | 2.0296 | 15.567
Table 1.3 – Gross connection capex (incl Gifted Assets) - 2014-15 to 2018-19
|  | $M, Real 2018-19 | 2014-15 | 2015-16 | 2016-17 | 2017-18 | 2018-19 | Total | $M, Real 2013-14, User Initiated Capex (excluding Gifted Assets) | 2014-15 | 2015-16 | 2016-17 | 2017-18 | 2018-19 | Total
|  | UC Determination | 20.0819 | 20.3217 | 21.2593 | 21.9026 | 26.874 | 110.4395 | PWC Revised Proposal | 10.37 | 10.55 | 11.41 | 12.01 | 16.58 | 60.92 | <= Table 9.6, UC Final Decision
|  | Actual / Forecast | 18.035 | 14.7312 | 12.3095 | 11.0711 | 11.5823 | 67.7291 | Adjustment made in UC Determination | -1.18 | -1.39 | -1.65 | -1.92 | -2.2 | -8.34 | <= Table 9.7, UC Final Decision
|  | Variance | -2.0469 | -5.5906 | -8.9498 | -10.8315 | -15.2916 | -42.7104 | UC Determination | 9.19 | 9.16 | 9.76 | 10.09 | 14.38 | 52.58
Table 1.4 – Gross connection capex (excl Gifted Assets) - 2014-15 to 2018-19
|  | $M, Real 2018-19 | 2014-15 | 2015-16 | 2016-17 | 2017-18 | 2018-19 | Total | $M, Real 2013-14, Capital contributions | 2014-15 | 2015-16 | 2016-17 | 2017-18 | 2018-19 | Total
|  | UC Determination | 10.0191 | 9.9864 | 10.6406 | 11.0003 | 15.6774 | 57.3239 | Cash contributions | 2.61 | 2.65 | 2.68 | 2.72 | 2.75 | 13.41 | <= Table 9.1, PWC Revised Proposal
|  | Actual / Forecast | 8.5899 | 6.4038 | 3.4882 | 1.9573 | 2.4686 | 22.9078 | Contributed assets | 9.23 | 9.48 | 9.74 | 10 | 10.27 | 48.72
|  | Variance | -1.4292 | -3.5826 | -7.1524 | -9.043 | -13.2088 | -34.4161 | Total capital contributions | 11.85 | 12.13 | 12.42 | 12.72 | 13.03 | 62.13 | <= Values may not add due to rounding, but match those in the UC's Final Determination NTRM
End

## CUSTOMER_O
0 | Customer Overview
No Errors Found
Go to Cover Sheet
Power and Water Corporation (PWC) - Regulatory Proposal Tables and Charts
[Un-numbered] Figure 1 – SAIFI by network area
|  | Avg. number of annual outages | 2010-11 | 2011-12 | 2012-13 | 2013-14 | 2014-15 | 2015-16
|  | CBD | 0.49051 | 0.4086 | 0.023723 | 0.1846 | 0.14311 | 0.013062
|  | Rural Long | 33.8037 | 22.8668 | 48.0464 | 16.4574 | 9.597 | 11.0715
|  | Rural Short | 5.1232 | 4.0909 | 4.0696 | 1.7671 | 2.16 | 3.5154
|  | Urban | 2.6526 | 2.6456 | 3.0564 | 1.79 | 1.5336 | 1.7766
[Un-numbered] Figure 2 – Total SCS Opex - Period on Period - 2014-15 to 2023-24 | bar: 2015-16
|  | Real 2018-19 | 2014-15 | 2015-16 | 2016-17 | 2017-18 | 2018-19 | 2019-20 | 2020-21 | 2021-22 | 2022-23 | 2023-24 | Period 1 | Period 2 | % change
|  | Total Opex ($M) | 80.8334 | 85.9021 | 70.9129 | 75.7936 | 75.7936 | 66.0459 | 66.949 | 67.9549 | 68.7838 | 69.5176 | 389.2355 | 339.2511 | -12.84% | Period 1: $389.2 | Period 2: $339.3 (--12.84%)
|  | Opex per Customer ($) | 996.5776 | 1036.0255 | 848.3728 | 902.7449 | 897.8152 | 776.3528 | 779.8546 | 784.3272 | 790.364 | 795.2227 | N/A | N/A
|  | Opex per Cust. (w/out efficiency) ($) | 996.5776 | 1036.0255 | 848.3728 | 902.7449 | 897.8152 | 859.0182 | 861.7728 | 865.4956 | 871.1714 | 875.6687 | N/A | N/A
|  |  | 2020-21: 2014-19 average:; 2022-23: 2019-24 average: | Difference:
|  |  | 2019-20: Opex per Cust. (w/out efficiency) ($); 2020-21: 936.3072; 2022-23: 866.6254 | -69.6818
|  |  | 2019-20: Opex per Customer ($); 2020-21: 936.3072; 2022-23: 785.2242 | -151.0829
[Un-numbered] Figure 3 – Customer Numbers and Peak Demand - Period on Period - 2014-15 to 2023-24 | bar: 2019-20
|  |  | 2014-15 | 2015-16 | 2016-17 | 2017-18 | 2018-19 | 2019-20 | 2020-21 | 2021-22 | 2022-23 | 2023-24 | Total Period 1 | Total Period 2
|  | Number of Customers (#) | 81111 | 82915 | 83587 | 83959 | 84420 | 85072 | 85848 | 86641 | 87028 | 87419 | N/A | N/A
|  | Peak demand (MW) | 348.89 | 353.83 | 357.4593 | 351.6403 | 344.6187 | 339.0793 | 339.3207 | 336.8757 | 336.0399 | 335.6786 | N/A | N/A
Note:
(1) Peak demand is based on AEMO POE50 summer forecast and the historical time series used by AEMO to prepare that forecast
[Un-numbered] Figure 4 – Gross SCS Capex - Period on Period - 2014-15 to 2023-24 | bar: 2019-20
|  | Real 2018-19 | 2014-15 | 2015-16 | 2016-17 | 2017-18 | 2018-19 | 2019-20 | 2020-21 | 2021-22 | 2022-23 | 2023-24 | Period 1 | Period 2 | % change
|  | Gross Capex ($M) | 93.1272 | 80.3605 | 59.0853 | 51.9843 | 71.8 | 106.6285 | 85.838 | 108.1803 | 75.1936 | 69.8045 | 356.3572 | 445.645 | 25.06% | Period 1: $356.4 | Period 2: $445.6 (+25.06%)
|  | Capex per Customer ($) | 1148.1449 | 969.191 | 706.8716 | 619.1632 | 850.509 | 1253.3909 | 999.8838 | 1248.6042 | 864.0166 | 798.5053 | N/A | N/A
[8 empty] | 2014-19 average: | 858.7759
[8 empty] | 2019-24 average: | 1032.8802
[8 empty] | Difference: | 174.1042
[Un-numbered] Figure 4 – SCS Revenue - Period on Period - 2014-15 to 2023-24 | bar: 2019-20
|  | Real 2018-19 | 2014-15 | 2015-16 | 2016-17 | 2017-18 | 2018-19 | 2019-20 | 2020-21 | 2021-22 | 2022-23 | 2023-24 | Period 1 | Period 2 | % change
|  | Revenue ($M) | 155.2794 | 176.7617 | 176.6924 | 181.8574 | 179.8315 | 161.0923 | 166.5309 | 172.1531 | 177.9651 | 183.9733 | 870.4223 | 861.7148 | -1% | Period 1: $870.4 | Period 2: $861.7 (--1.00%)
|  | Revenue per Customer ($) | 1914.406 | 2131.8419 | 2113.874 | 2166.0269 | 2130.1997 | 1893.5999 | 1939.8345 | 1986.9704 | 2044.9178 | 2104.5005 | N/A | N/A
[8 empty] | 2014-19 average: | 2091.2697
[8 empty] | 2019-24 average: | 1993.9646
[8 empty] | Reduction: | 97.3051
Forecast revenue ($nom, $M)
[8 empty] | 2017-18 | 2018-19
[8 empty] | 176.1034 | 177.8419
End
Period 1: $389.2
Period 2: $339.3 (--12.84%)
Period 1: $356.4
Period 2: $445.6 (+25.06%)
Period 1: $870.4
Period 2: $861.7 (--1.00%)

## ACS_O
0 | Alternative Control Services Metering Overview | [5 empty] | COMMERCIAL IN CONFIDENCE
No Errors Found
Go to Cover Sheet
Power and Water Corporation (PWC) - Regulatory Proposal Tables and Charts
Table 2‑1 – Our proposed ACS Metering Service classification
|  | Service group/Activities included | 2014−19 classification | 2019−24 classification
|  | Type 1 to 6 metering services | SCS | ACS
|  | Type 7 metering services | SCS | SCS
|  | Customer requested provision of additional metering/consumption data | ACS | ACS
Figure 1 - CBA Scenarios
Table 1: CBA scenarios
|  | Scenario (NPV, $m, Real $2018, mid-year, RY18 to RY57) | Base Case - Advanced capable meters (S1) | Targeted roll out (S2) | Advanced meters, enabled immediately (S3) | Advanced capable meters, enabled strategically (S4) | Transition via advanced meters (S5)
|  | Net (Cost) / Benefit | -126.1769 | -141.0785 | -140.8313 | -140.6908 | -141.1574
Table 5 1 – AEMO customer connection forecasts, 2019-20 to 2023-24
|  | Network areas | 2019-20 | 2020-21 | 2021-22 | 2022-23 | 2023-24
|  | Darwin-Katherine | 71219 | 71937 | 72668 | 73054 | 73442
|  | Alice Springs | 12217 | 12253 | 12296 | 12282 | 12274
|  | Tennant Creek | 1636 | 1658 | 1677 | 1692 | 1703
|  | Total | 85072 | 85848 | 86641 | 87028 | 87419
Figure 5.1 – Existing meter fleet age profile
Table 5 2 – Forecast Metering Service capex 2019-20 to 2023-24
|  | $M, Real 2018-19 | 2019-20 | 2020-21 | 2021-22 | 2022-23 | 2023-24 | Total |  | $M, Real 2018-19 | 2019-20 | 2020-21 | 2021-22 | 2022-23 | 2023-24 | Total | Metering communications breakdown
|  | Metering capex | 3.2207 | 3.4836 | 3.5755 | 3.1223 | 3.4019 | 16.804 |  | Mechanical Meters | 0 | 0 | 0 | 0 | 0 | 0 | 2019-20
|  | Metering communications | 2.8937 | 0.18109 | 0.18587 | 4.1843 | 0.17795 | 7.6229 |  | Electronic Meters | 3.1025 | 3.3579 | 3.4486 | 3.0018 | 3.2721 | 16.1828 | 16.0299 | <= Upgrading existing advanced capable meters with modems and antennae to convert them to advanced meters
|  | Non-network capex | 0.53545 | 0.087677 | 0.036556 | 0.17139 | 0.11355 | 0.94463 |  | Metering Communications | 2.8937 | 0.18109 | 0.18587 | 4.1843 | 0.17795 | 7.6229
|  | Total ACS Metering Service capex | 6.6499 | 3.7524 | 3.7979 | 7.4779 | 3.6934 | 25.3715 |  | Metering Dedicated CTs and VTs | 0.11824 | 0.12574 | 0.12684 | 0.12054 | 0.12983 | 0.6212 | 2022-23
[10 empty] | Metering Non Network Other | 0.41797 | 0.087677 | 0.036556 | 0.17139 | 0.11355 | 0.82714 | 24.445 | <= Upgrading the communications capability of our existing advanced meters from 3G to 4G technology
0 |  | Check - PTRM | 0 | 0 | 0 | 0 | 0 |  |  | Metering Non Network IT and Communications | 0.11749 | 0 | 0 | 0 | 0 | 0.11749
0 |  | Check - Capex forecast | 0 | 0 | 0 | 0 | 0 |  |  | Total | 6.6499 | 3.7524 | 3.7979 | 7.4779 | 3.6934 | 25.3715
Table 5 3 – Forecast opex – Base-Step-Trend 2019-20 to 2023-24
|  | $M, Real 2018-19 | 2019-20 | 2020-21 | 2021-22 | 2022-23 | 2023-24 | Total
|  | Efficient Base Year inc Capitalisation Adjustment | 4.7206 | 4.7206 | 4.7206 | 4.7206 | 4.7206 | 23.6031
|  | Step Changes | 0.20011 | 0.066457 | -0.072312 | -0.20718 | -0.3359 | -0.34882
|  | Output Growth | 0.031493 | 0.068344 | 0.10786 | 0.12998 | 0.15179 | 0.48946
|  | Price Growth | 0.025439 | 0.054039 | 0.088798 | 0.1269 | 0.15959 | 0.45477
|  | Productivity Growth | 0 | 0 | 0 | 0 | 0 | 0
|  | Debt raising costs | 0.0086158 | 0.011658 | 0.012794 | 0.013815 | 0.016659 | 0.063542
|  | Total | 4.9863 | 4.9211 | 4.8578 | 4.7841 | 4.7128 | 24.2621
|  | Overall rate of change | 1.206% | 1.37% | 1.534% | 1.225% | 1.095%
|  | Output Growth | 0.6652% | 0.7684% | 0.8114% | 0.4451% | 0.4355%
|  | Price Growth | 0.5373% | 0.597% | 0.7164% | 0.7761% | 0.6567%
|  | Productivity Growth | 0% | 0% | 0% | 0% | 0%
|  | Overall rate of change | 0.056932 | 0.12238 | 0.19666 | 0.25688 | 0.31138 | 0.94423
|  | Output Growth | 0.031399 | 0.067912 | 0.10677 | 0.12826 | 0.14937 | 0.48371
|  | Price Growth | 0.025364 | 0.053697 | 0.087901 | 0.12522 | 0.15704 | 0.44922
|  | Productivity Growth | 0 | 0 | 0 | 0 | 0 | 0
|  | Inter relationships | 0.00016871 | 0.00077251 | 0.0019881 | 0.0034021 | 0.0049691 | 0.011301
0 |  | Check | 0 | 0 | 0 | 0 | 0
Table 5 4 – Forecast base year opex 2019-20 to 2023-24
|  | $M, Real 2018-19 | 2019-20 | 2020-21 | 2021-22 | 2022-23 | 2023-24 | Total
|  | Efficient Base Year | 4.7206 | 4.7206 | 4.7206 | 4.7206 | 4.7206 | 23.6031
Table 5 5 – Forecast step changes 2019-20 to 2023-24
|  | $’000 Real 2018-19 | 2019-20 | 2020-21 | 2021-22 | 2022-23 | 2023-24 | Total
|  | Inspection and testing | 312.419 | 312.419 | 312.419 | 312.419 | 312.419 | 1562.0949
|  | Metering Compliance Type 1-6 | 39.146 | 39.146 | 39.146 | 39.146 | 39.146 | 195.7301
|  | Souther Region metering technicians | 312.419 | 312.419 | 312.419 | 312.419 | 312.419 | 1562.0949
|  | Net reduction in manual meter reading | c-i-c | c-i-c | c-i-c | c-i-c | c-i-c | c-i-c | These step changes are commercial in confidence and are removed from the public version
|  | Total Supplier Communication costs | c-i-c | c-i-c | c-i-c | c-i-c | c-i-c | c-i-c
|  | Total | 200.1097 | 66.4571 | -72.3117 | -207.1819 | -335.8977 | -348.8244
0 |  | Check | 0 | 0 | 0 | 0 | 0
Table 5 6 – Forecast output growth 2019-20 to 2023-24
|  | $M, Real 2018-19 | 2019-20 | 2020-21 | 2021-22 | 2022-23 | 2023-24 | Total
|  | Output Growth | 0.031493 | 0.068344 | 0.10786 | 0.12998 | 0.15179 | 0.48946
|  | Output Growth Rate (%) | 0.6652% | 0.7684% | 0.8114% | 0.4451% | 0.4355% | N/A
Table 5 7 – Forecast price growth 2019-20 to 2023-24
|  | $M, Real 2018-19 | 2019-20 | 2020-21 | 2021-22 | 2022-23 | 2023-24 | Total
|  | Price Growth | 0.025439 | 0.054039 | 0.088798 | 0.1269 | 0.15959 | 0.45477
|  | Price Growth Rate (%) | 0.5373% | 0.597% | 0.7164% | 0.7761% | 0.6567% | N/A
Table 5 8 – Forecast productivity 2019-20 to 2023-24
|  | $M, Real 2018-19 | 2019-20 | 2020-21 | 2021-22 | 2022-23 | 2023-24 | Total
|  | Productivity Growth | 0 | 0 | 0 | 0 | 0 | 0
|  | Productivity Growth Rate (%) | 0% | 0% | 0% | 0% | 0% | N/A
Table 5 9 – Opening and closing ACS Metering Services RAB for 2019-20 to 2023-24
|  | $M, Real 2018-19 | 2019-20 | 2020-21 | 2021-22 | 2022-23 | 2023-24
|  | Opening ACS metering RAB | 16.5112 | 22.3415 | 24.5177 | 26.4753 | 31.9251
|  | Plus capex (Excl. Funding) | 6.8089 | 3.7524 | 3.7979 | 7.4779 | 3.6934
|  | Less customer contributions | 0 | 0 | 0 | 0 | 0
|  | Less disposals | 0 | 0 | 0 | 0 | 0
|  | Plus funding costs | 0.13812 | 0.076117 | 0.07704 | 0.15169 | 0.074921
|  | Less straight-line depreciation | -1.1167 | -1.6523 | -1.9174 | -2.1798 | -2.7076
|  | Closing ACS metering RAB | 22.3415 | 24.5177 | 26.4753 | 31.9251 | 32.9859
Table 5 10: Forecast ACS Metering Services regulatory depreciation for 2019-20 to 2023-24
|  | $M, Real 2018-19 | 2019-20 | 2020-21 | 2021-22 | 2022-23 | 2023-24
|  | Real straight-line depreciation | 1.1438 | 1.7334 | 2.0603 | 2.399 | 3.0522
|  | Less indexation of RAB | -0.40038 | -0.55489 | -0.62371 | -0.68984 | -0.85201
|  | Regulatory depreciation | 0.74344 | 1.1785 | 1.4365 | 1.7092 | 2.2002
Table 5 11: Forecast ACS debt and equity raising costs 2019-20 to 2023-24
|  | $M, Real 2018-19 | 2019-20 | 2020-21 | 2021-22 | 2022-23 | 2023-24 | Total
|  | Debt raising costs | 0.0086158 | 0.011658 | 0.012794 | 0.013815 | 0.016659 | 0.063542
|  | Equity raising costs | 0.15904 | 0 | 0 | 0 | 0 | 0.15904
Table 5 12 – Forecast estimated cost of corporate income tax 2019-20 to 2023-24
|  | $M, Real 2018-19 | 2019-20 | 2020-21 | 2021-22 | 2022-23 | 2023-24 | Total
|  | Estimated cost of corporate income tax | 0.084978 | 0.093377 | 0.12233 | 0.1523 | 0.15717 | 0.61016
Table 6 1 – ACS Metering Services total revenue requirement 2019-20 to 2023-24
|  | $M, Nominal | 2019-20 | 2020-21 | 2021-22 | 2022-23 | 2023-24 | Total
|  | Return on capital | 1.0934 | 1.5154 | 1.7034 | 1.884 | 2.3269 | 8.523
|  | Regulatory depreciation | 0.74344 | 1.1785 | 1.4365 | 1.7092 | 2.2002 | 7.2679
|  | Opex (including Debt Raising) | 5.1072 | 5.1627 | 5.2198 | 5.2653 | 5.3126 | 26.0675
|  | Corporate income tax | 0.087039 | 0.097961 | 0.13145 | 0.16762 | 0.17717 | 0.66124
|  | Annual revenue requirement (unsmoothed) | 7.0311 | 7.9546 | 8.4911 | 9.0261 | 10.0168 | 42.5197
|  | X factors | 0% | -6.981% | -6.981% | -6.981% | -6.981% | N/A
|  | Maximum allowed revenue requirement (smoothed) | 7.0311 | 7.7044 | 8.4421 | 9.2505 | 10.1363 | 42.5644
Table 7 1 – ACS Metering Tariffs (excluding GST)
|  | Per Meter Charges $/day ($nominal) | 2019-20 | 2020-21 | 2021-22 | 2022-23 | 2023-24
|  | 1 Phase Meters (including Prepayment) | 0.17235 | 0.18937 | 0.20751 | 0.22738 | 0.24847
|  | 3 Phase Meters | 0.18899 | 0.20765 | 0.22754 | 0.24933 | 0.27245
|  | Metering Dedicated CTs and VTs - Remote read | 0.36874 | 0.40516 | 0.44396 | 0.48647 | 0.53159
0 |  | Check - Source | 0 | 0 | 0 | 0 | 0
Table 7 2 – ACS metering customer requested fee-based charges(excluding GST)
|  | Meter service | Basis of charging | Indicative 2019-20 charge
|  | Special meter test | $/request | 238.6683
|  | Exchange or replace meter – three phase | $/request | 502.0124
|  | Exchange or replace meter - standard | $/request | 411.9687
|  | Relocation of meter | $/request | 249.1421
|  | Remove meter – permanent removal of connection point (meter) from meter panel | $/request | 249.1421
|  | General meter inspection | $/request | 112.9822
|  | Special meter read - no appointment | $/request | 28.3804
|  | Special meter read - appointment | $/request | 60.7686
|  | Meter program change – no comms | $/request | 133.9299
|  | Meter program change – with comms | $/request | 8.7247
0 |  | Check - Source |  | 0
Appendix A - Table 9-1
Appendix A - Table 9-2
End

## TSS
0 | Tariff Structure Statement
No Errors Found
Go to Cover Sheet
Power and Water Corporation (PWC) - Regulatory Proposal Tables and Charts
Figure 1 – AER service classification
Table 1 Service classification comparison across regulatory control periods
|  | Service group/Activities included | 2014−19 classification | 2019−24 classification
Common distribution services
|  | Common distribution services | SCS | SCS
Ancillary services
|  | Design related services | ACS | ACS
|  | Connection application related services | ACS | ACS
|  | Access permits, oversight and facilitation | ACS | ACS
|  | Notices of arrangement and completion notices | ACS | ACS
|  | Network related property services | ACS | ACS
|  | Site establishment services | ACS | ACS
|  | Network safety services | N/A | ACS
|  | Network tariff change request | ACS | ACS
|  | Services provided in relation to a Retailer of Last Resort (ROLR) event | ACS | ACS
|  | Planned Interruption – Customer requested | N/A | ACS
|  | Attendance at customers' premises to perform a statutory right where access is prevented. | ACS | ACS
|  | Provision of training to third parties for network related access | N/A | ACS
Metering services
|  | Type 1 to 6 metering services[1] | SCS | ACS
|  | Type 7 metering services | SCS | SCS
|  | Customer requested provision of additional metering/consumption data | ACS | ACS
Connection services
|  | Connection services | SCS | SCS
|  | Reconnections/Disconnections | ACS | ACS
Unregulated distribution services
|  | Distribution asset rental | N/A | Unclassified
Figure 2 – Our role in your energy supply
2.5.1 Our demand over the coming regulatory control period - Customer Numbers and Peak Demand - Period on Period - 2014-15 to 2023-24
|  |  | 2014-15 | 2015-16 | 2016-17 | 2017-18 | 2018-19 | 2019-20 | 2020-21 | 2021-22 | 2022-23 | 2023-24 | Total Period 1 | Total Period 2
|  | Number of Customers (#) | 81111 | 82915 | 83587 | 83959 | 84420 | 85072 | 85848 | 86641 | 87028 | 87419 | N/A | N/A
|  | Peak demand (MW) | 348.89 | 353.83 | 357.4593 | 351.6403 | 344.6187 | 339.0793 | 339.3207 | 336.8757 | 336.0399 | 335.6786 | N/A | N/A
Note:
(1) Peak demand is based on AEMO POE50 summer forecast and the historical time series used by AEMO to prepare that forecast
2.5.2 Our customers and load patterns - System hourly demand curves
2.5.3 Future demand trends
3.2 Preference testing
Table 2 Proposed tariff classes
|  | Tariff class | 2014-15: Description of tariffs
|  | LV <750 MWh | 2014-15: Residential customers consuming <750MWh pa with standard accumulation meters
Non-residential customers consuming <750 MWh pa with standard accumulation meters
Customers consuming <750 MWh pa with smart meters
Unmetered: • Street lighting and similar unmetered 12 hour supplies • Traffic lights and similar unmetered 24 hour supplies.
|  | LV >750 MWh | 2014-15: Customers consuming >750MWh pa connected to the LV network
|  | HV | 2014-15: Customers connected to the HV network
5.1 Charging parameters
5.2 Setting peak and off-peak periods
Table 3 Low Voltage <750 MWh charging parameters
|  | Tariff | SAC c/day | Accumulation Meter c/kwh (Anytime) | Smart Meter c/kwh (Anytime) | Peak Demand $kVa | Off Peak Demand $kVa | kVAr* $/kVAr | $/W
1. Residential | bar: 2014-15 to 2020-21
2. Non-residential | bar: 2014-15 to 2020-21
|  | 3. LV Smart Meter | × | - | × | × | - | ×* | -
4a. Unmetered Streetlights | bar: 2014-15 to 2020-21
4b. Unmetered Traffic Lights | bar: 2014-15 to 2020-21
Table 4 LV >750 MWh charging parameters
|  | Tariff | SAC $/month | Anytime kWh c/kwh | Peak Energy c/kwh | Off Peak Energy c/kwh | Peak Demand $kVa | Off Peak Demand $kVa | kVAr $kVAr
LV >750 MWh | bar: 2014-15 to 2020-21
Table 5 HV Charging Parameters
|  | Tariff | SAC $/month | Anytime kWh c/kwh | Peak Energy c/kwh | Off Peak Energy c/kwh | Peak Demand $kVa | Off Peak Demand $kVa | kVAr $kVAr
|  | HV <750 MWh | ×* | × | - | - | × | - | ×
|  | HV >750 MWh | ×* | × | - | - | × | - | ×
Table 6 Stand-alone and avoidable cost
|  | Revenue and cost measures | 2014-15: Tariff class
|  |  | LV< 750 MWh | LV>750 MWh | HV
|  | Stand-alone cost | 2014-15: 153488.7846; 2015-16: 140221.6038; 2016-17: 52468.2116
|  | 2019/20 tariff revenues | 2014-15: 130696.8671; 2015-16: 17445.2494; 2016-17: 16856.4974
|  | Avoidable cost | 2014-15: 20216.6632; 2015-16: 11113.3469; 2016-17: 5361.2335
6.4.1 Our approach to estimating LRMC
Table 7 Long-run marginal cost estimates
|  | Tariff | 2014-15: LRMC
$/kVA per month
|  | LV< 750 MWh | 2014-15: 38.9048
|  | LV >750 MWh | 2014-15: 38.9048
|  | HV | 2014-15: 18.38
6.6.2. Customers who use >750MWh per year - Large user customer bill impact analysis
Table 8 – Movement in customers’ network bills 2018-19 to 2019-20
|  | Customer Type | Network Bill+ | 0 | Bill Movement | 0 | Revenue Movement* | 0
|  | 0 | 2018-19* | 2019-20 | $ | % | $M | %
|  | Small Residential Accumulation Meter (8,500 kWh pa) | 1108.66 | 1092.6703 | -15.9897 | -1.4423 | -7.2626 | -5.2643
|  | Small Residential Smart Meter (8,500 kWh pa) | 1106.9007 | 1083.2119 | -23.6888 | -2.1401 | 0 | 0
|  | Large Residential Accumulation Meter (15,000 kWh pa) | 1831.135 | 1749.4898 | -81.6452 | -4.4587 | 0 | 0
|  | Large Residential Smart Meter (15,000 kWh pa) | 1831.135 | 1534.7416 | -296.3934 | -16.1863 | 0 | 0
|  | Non-Residential Accumulation Meter (38,000 kWh pa) | 4258.6338 | 4465.65 | 207.0162 | 4.8611 | 0 | 0
|  | Non-Residential Smart Meter (38,000 kWh pa) | 4258.6338 | 3299.7426 | -958.8912 | -22.5164 | 0 | 0
|  | Industrial # (1,000,000 kWh pa) | 89481.4465 | 79723.1277 | -9758.3188 | -10.9054 | 0.38497 | 1.1458
|  | Large Industrial HV (8,000,000 kWh pa) | 405637.8765 | 456419.743 | 50781.8665 | 12.519 | 0 | 0
Notes: * 2018-19 Network Tariffs are indicative and will be subject to review and approval by the Northern Territory Treasurer in May 2018 + Excludes ACS Metering
0 |  | Check - Cross-reference | 0 | 0 | 0 | 0 | 0 | 0
Table 9 <750 MWh per annum indicative tariffs (2019-20)
|  | System Availability Charge | 2014-15: (¢/day)
|  | Cents per day per NMI – LV Residential Accumulation1 | 2014-15: 64.0418
|  | Cents per day per NMI – LV Non Residential Accumulation1 | 2014-15: 135
|  | Cents per day per NMI – LV Smart Meter <40 MWh1 | 2014-15: 135
|  | Cents per day per NMI – LV Smart Meter >40 MWh1 | 2014-15: 650
|  | Cents per day per NMI – HV <750MWh1 | 2014-15: 307.0833
|  | Energy Charges | 2014-15: (¢/kWh)
|  | LV Residential Accumulation | 2014-15: 10.1049
|  | LV Non-residential Accumulation | 2014-15: 10.455
|  | LV Smart Meter | 2014-15: 3.0757
|  | HV <750 MWh | 2014-15: 3.0757
|  | Unmetered Supply | 2014-15: ($/W)
|  | Unmetered Supply 12hr operation | 2014-15: 0.26753
|  | Unmetered Supply 12-24hr operation | 2014-15: 0.61399
|  | Demand Charges | 2014-15: ($/kVA)
|  | LV Smart Meter Peak2 | 2014-15: 20
|  | LV Smart Meter Off Peak2 | 2014-15: 0
|  | HV <750 MWh Peak3 | 2014-15: 9.4487
|  | HV <750 MWh Off Peak3 | 2014-15: 0
|  | kVAr Charge | 2014-15: ($/kVAr)
|  | >40 MWh LV Smart Meter | 2014-15: 4
|  | >40 MWh HV | 2014-15: 4
Table 10 LV >750 MWh per annum indicative tariffs (2019-20)
|  |  | $ Month per NMI | $/kVA | $/kVA | ¢/kWh | $/kVar
|  |  |  | peak1 | off peak1 | anytime | anytime
|  | System Availability Charge | 2014-15: 1298.0455
|  | Plus charges related to monthly demand | 2015-16: 8.258; 2016-17: 0
|  | Plus charges related to energy metered | 2017-18: 3.2851
|  | Plus charges related to excess Kvar | 2018-19: 4
Table 11 HV >750 MWh per annum indicative tariffs (2019-20)
|  |  | $ month per NMI | $/kVA | $/kVA | ¢/kWh | $/kVar
|  |  |  | peak1 | off peak1 | anytime | anytime
|  | System Availability Charge | 2014-15: 1116.3191
|  | Plus charges related to monthly demand | 2015-16: 7.1562; 2016-17: 0
|  | Plus charges related to energy metered | 2017-18: 3.2851
|  | Plus charges related to excess Kvar | 2018-19: 4
Table 12 Fee-based services
|  | Service group/Activities included | 2014-15: Basis of charging; 2015-16: Indicative 2019-20 charge
Connections Services
|  | Disconnection | 2014-15: $/request; 2015-16: 70.0221; 2017-18: 0
|  | Reconnection | 2014-15: $/request; 2015-16: 70.0221; 2017-18: 0
|  | Disconnection – with comms (remote charge) | 2014-15: $/request; 2015-16: 8.7247; 2017-18: 0
|  | Reconnection – with comms (remote charge) | 2014-15: $/request; 2015-16: 8.7247; 2017-18: 0
|  | Remove and reinstate cable | 2014-15: $/request; 2015-16: 584.3051; 2017-18: 0
|  | Provision of 3 phase service | 2014-15: $/request; 2015-16: 1107.9971; 2017-18: 0
|  | Standard temporary builder’s connection | 2014-15: $/request; 2015-16: 526.9511; 2017-18: 0
De-energisation / Re-energisation
|  | Temporary disconnection and reconnection | 2014-15: $/request; 2015-16: 228.1944; 2017-18: 0
|  | Disconnection - physical disconnection of the service mains at the connection to the network (Pillar Box, Pit or Pole Top) due to action or inaction of the network user or their agent | 2014-15: $/request; 2015-16: 249.1421; 2017-18: 0
Other
|  | After hours attendance charge | 2014-15: $/request; 2015-16: 563.3574; 2017-18: 0
|  | Wasted visit fee. | 2014-15: $/request; 2015-16: 123.456; 2017-18: 0
Non Standard Data Services
|  | Historical data requests | 2014-15: $/request; 2015-16: 157.1076; 2017-18: 0
|  | Standing data requests | 2014-15: $/request; 2015-16: 34.4039; 2017-18: 0
|  | Customer transfers | 2014-15: $/request; 2015-16: 137.6157; 2017-18: 0
|  | Network tariff change request | 2014-15: $/request; 2015-16: 34.4039
|  | Miscellaneous services | 2017-18: 0
|  | Installation of Minor Apparatus | 2014-15: $/request; 2015-16: 76.3238
0 |  | Check - Source | 2015-16: 0; 2017-18: 0
Table 13 Quoted services (excluding GST)
|  | Service group/Activities included | 2014-15: Description; 2015-16: Basis of charging; 2016-17: Indicative 2019-20 charge
|  | Design related services | 2014-15: Includes the provision of design information, certification, and rechecking technically complex or environmentally sensitive information. - Business Hours; 2015-16: $/hour; 2016-17: 136.9466; 2018-19: 0
|  | Connection applications | 2014-15: Includes assessing connection applications, undertaking planning studies and associated technical analysis. - Business Hours; 2015-16: $/hour; 2016-17: 136.9466; 2018-19: 0
|  | Access permits, oversights and facilitation | 2014-15: Includes issuing access permits or clearances to work for an authorised person on or near distribution systems (LV and HV), confined spaces and switch rooms, substations and the like. - Business Hours; 2015-16: $/hour; 2016-17: 136.9466; 2018-19: 0
|  | Notices of arrangement and completion notices | 2014-15: Includes the requirement to perform administrative work required by a local council to provide written evidence that arrangements required to supply electricity to a development are in place. A completion notice may also be required when a customer/developer requires documentation confirming progress of work. - Business Hours; 2015-16: $/hour; 2016-17: 76.7233; 2018-19: 0
|  | Network related property services | 2014-15: Includes the property tenure services related to deeds of agreement, indemnity deeds, leases, easements and other property tenure rights linked to connection or relocation. - Business Hours; 2015-16: $/hour; 2016-17: 76.7233; 2018-19: 0
|  | Site establishment services | 2014-15: Includes liaising with AEMO (or NT equivalent) and market participants to establish a NMI in markets systems for new or existing premises where AEMO (or NT equivalent) requires a new NMI and the validation and uploading of network load data. Activities include but not limited to: • Site establishment including liaising with the AEMO (or NT Equivalent ) for market participants to establish NMI’s for market systems; • Site alteration update and maintenance of NMI and associated data in market systems; • NMI extinction, processing a customer’s request for permanent disconnection and NMI extinction in market systems; & Confirming or correcting metering or network billing information due to insufficient or incorrect information. - Business Hours; 2015-16: $/hour; 2016-17: 76.7233; 2018-19: 0
|  | Network safety services | 2014-15: Includes the DNSP providing traffic control services, fitting of tiger tails, tree pruning, and high load escorts. - Business Hours; 2015-16: $/hour; 2016-17: 116.7872; 2018-19: 0
|  | Network tariff change request | 2014-15: Activities include altering an existing network tariff by conducting load and tariff analysis to ensure the relevant tariff criteria is met. This change request relates to processing IT system changes to reflect a bulk tariff change request such as a large customer with multiple sites. - Business Hours; 2015-16: $/hour; 2016-17: 76.7233; 2018-19: 0
|  | Planned interruption - customer request | 2014-15: At customer or retailer request, a planned interruption is moved outside business hours. - Business Hours; 2015-16: $/hour; 2016-17: 116.7872; 2018-19: 0
|  | Performance of a statutory right (access prevented) | 2014-15: Includes a follow up attendance at a customer’s premises to perform a statutory right where access was declined or prevented on the initial visit. This includes any costs of arranging security or police services. - Business Hours; 2015-16: $/hour; 2016-17: 116.7872; 2018-19: 0
|  | Provision of network related training to third parties | 2014-15: Includes the training of third parties to a level of attainment required to obtain specific distribution network access authorisation to the DNSP’s network. This may include demonstrating the necessary competency in the DNSP’s electricity safety rules. - Business Hours; 2015-16: $/hour; 2016-17: 76.7233; 2018-19: 0
|  | Non-standard reporting services | 2014-15: Includes developing meter data provision reporting such as standard data, billing data or load profiles for single requests with more than 5 NMI’s. Single data requests with 5 NMI’s or less, will be charged the ACS Fee Based charge (Historical Data Request or Standing Data Request) per request. - Business Hours; 2015-16: $/hour; 2016-17: 76.7233; 2018-19: 0
|  | Services provided for retailer of last resort event | 2014-15: DNSP may be required to provide a number of services when an ROLR event occurs. This includes preparing a list of affected sites, estimating reads for the ROLR event date, preparing final invoices and extracting customer data. - Business Hours; 2015-16: $/hour; 2016-17: 76.7233; 2018-19: 0
|  | Rectification of illegal connections service | 2014-15: Includes work undertaken by the DNSP to investigate and rectify the fraudulent acquisition of energy at a premises; or intentional consumption of energy at those premises otherwise than in accordance with the energy laws; 2015-16: $/hour; 2016-17: 116.7872; 2018-19: 0
|  | Rearrangement and connection of network assets at customer request | 2014-15: Includes relocation of assets (such as poles) that involves installing a new asset at customer or retailer request. - Business Hours; 2015-16: $/hour; 2016-17: 116.7872; 2018-19: 0
0 |  | Check - Source | 2016-17: 0; 2018-19: 0
Table 14 ACS Metering Tariffs
|  | Metering service provision charges (for Types 1 – 6 meters) | 2014-15: Basis of charging; 2015-16: Indicative 2019-20 charge
|  | 1 Phase Meters (including Prepayment) | 2014-15: $/day; 2015-16: 0.17235
|  | 3 Phase Meters | 2014-15: $/day; 2015-16: 0.18899
|  | Metering Dedicated CTs and VTs - Remote read | 2014-15: $/day; 2015-16: 0.36874
Table 15 Customer requested fee-based meter-related services
|  | Meter service | 2014-15: Basis of charging; 2015-16: Indicative 2019-20 charge
|  | Special meter test | 2014-15: $/request; 2015-16: 238.6683
|  | Exchange or replace meter – three phase | 2014-15: $/request; 2015-16: 502.0124
|  | Exchange or replace meter - standard | 2014-15: $/request; 2015-16: 411.9687
|  | Relocation of meter | 2014-15: $/request; 2015-16: 249.1421
|  | Remove meter – permanent removal of connection point (meter) from meter panel | 2014-15: $/request; 2015-16: 249.1421
|  | General meter inspection | 2014-15: $/request; 2015-16: 112.9822
|  | Special meter read - no appointment | 2014-15: $/request; 2015-16: 28.3804
|  | Special meter read - appointment | 2014-15: $/request; 2015-16: 60.7686
|  | Meter program change – no comms | 2014-15: $/request; 2015-16: 133.9299
|  | Meter program change – with comms | 2014-15: $/request; 2015-16: 8.7247
0 |  | Check - Source | 2015-16: 0
Table 16 Customers consuming less than 750MWh per annum indicative tariffs
|  | Charge | 2014-15: Indicative charge
|  |  | 2019-20 | 2020-21 | 2021-22 | 2022-23 | 2023-24
|  | System Availability Charge | 2014-15: (¢/day)
|  | Cents per day per NMI – LV Residential Accumulation1 | 2014-15: 64.0418; 2015-16: 67.8092; 2016-17: 71.7983; 2017-18: 76.0221; 2018-19: 80.4943
|  | Cents per day per NMI – LV Non Residential Accumulation1 | 2014-15: 135; 2015-16: 142.9418; 2016-17: 151.3508; 2017-18: 160.2545; 2018-19: 169.6819
|  | Cents per day per NMI – LV Smart Meter <40 MWh1 | 2014-15: 135; 2015-16: 142.9418; 2016-17: 151.3508; 2017-18: 160.2545; 2018-19: 169.6819
|  | Cents per day per NMI – LV Smart Meter >40 MWh1 | 2014-15: 650; 2015-16: 688.2382; 2016-17: 728.726; 2017-18: 771.5955; 2018-19: 816.987
|  | Cents per day per NMI – HV <750MWh1 | 2014-15: 307.0833; 2015-16: 325.1484; 2016-17: 344.2762; 2017-18: 364.5294; 2018-19: 385.9739
|  | Energy Charges | 2014-15: (¢/kWh)
|  | LV Residential Accumulation | 2014-15: 10.1049; 2015-16: 10.6994; 2016-17: 11.3288; 2017-18: 11.9952; 2018-19: 12.7009
|  | LV Non-residential Accumulation | 2014-15: 10.455; 2015-16: 11.07; 2016-17: 11.7213; 2017-18: 12.4108; 2018-19: 13.1409
|  | LV Smart Meter | 2014-15: 3.0757; 2015-16: 3.2566; 2016-17: 3.4482; 2017-18: 3.6511; 2018-19: 3.8659
|  | HV <750 MWh | 2014-15: 3.0757; 2015-16: 3.2566; 2016-17: 3.4482; 2017-18: 3.6511; 2018-19: 3.8659
|  | Unmetered Supply | 2014-15: ($/W)
|  | Unmetered Supply 12hr operation | 2014-15: 0.26753; 2015-16: 0.28327; 2016-17: 0.29993; 2017-18: 0.31758; 2018-19: 0.33626
|  | Unmetered Supply 12-24hr operation | 2014-15: 0.61399; 2015-16: 0.65011; 2016-17: 0.68835; 2017-18: 0.72885; 2018-19: 0.77172
|  | Demand Charges | 2014-15: ($/kVA)
|  | LV Smart Meter Peak2 | 2014-15: 20; 2015-16: 21.1766; 2016-17: 22.4223; 2017-18: 23.7414; 2018-19: 25.1381
|  | LV Smart Meter Off Peak2 | 2014-15: 0; 2015-16: 0; 2016-17: 0; 2017-18: 0; 2018-19: 0
|  | HV <750 MWh Peak3 | 2014-15: 9.4487; 2015-16: 10.0046; 2016-17: 10.5931; 2017-18: 11.2163; 2018-19: 11.8761
|  | HV <750 MWh Off Peak3 | 2014-15: 0; 2015-16: 0; 2016-17: 0; 2017-18: 0; 2018-19: 0
|  | kVAr Charge | 2014-15: ($kVar)
|  | >40 MWh LV Smart Meter | 2014-15: 4; 2015-16: 4.2353; 2016-17: 4.4845; 2017-18: 4.7483; 2018-19: 5.0276
|  | >40 MWh HV | 2014-15: 4; 2015-16: 4.2353; 2016-17: 4.4845; 2017-18: 4.7483; 2018-19: 5.0276
0 |  | Check - Source | 2014-15: 0
Table 17 Low Voltage >750 MWh Indicative tariffs
|  | Charge | 2014-15: Basis of charging; 2015-16: Time period; 2016-17: Indicative charge
[5 empty] | 2019-20 | 2020-21 | 2021-22 | 2022-23 | 2023-24
|  | System Availability Charge | $ month per NMI | N/A | 1298.0455 | 1374.407 | 1455.2607 | 1540.8709 | 1631.5173
|  | Plus charges related to monthly demand | $/kVA | peak1 | 8.258 | 8.7438 | 9.2582 | 9.8028 | 10.3795
|  | Plus charges related to energy metered | $/kVA | off peak1 | 0 | 0 | 0 | 0 | 0
|  | Plus charges related to energy metered | ¢/kWh | anytime | 3.2851 | 3.4784 | 3.683 | 3.8996 | 4.1291
|  | Plus charges related to excess Kvar | $/kVar | anytime | 4 | 4.2353 | 4.4845 | 4.7483 | 5.0276
Table 18 High Voltage >750 MWh Indicative tariffs
|  | Charge | 2014-15: Basis of charging; 2015-16: Time period; 2016-17: Indicative charge
[5 empty] | 2019-20 | 2020-21 | 2021-22 | 2022-23 | 2023-24
|  | System Availability Charge | $ month per NMI | N/A | 1116.3191 | 1181.99 | 1251.5242 | 1325.1489 | 1403.1049
|  | Plus charges related to monthly demand | $/kVA | peak1 | 7.1562 | 7.5772 | 8.0229 | 8.4949 | 8.9946
|  | Plus charges related to energy metered | $/kVA | off peak1 | 0 | 0 | 0 | 0 | 0
|  | Plus charges related to energy metered | ¢/kWh | anytime | 3.2851 | 3.4784 | 3.683 | 3.8997 | 4.1291
|  | Plus charges related to excess Kvar | $/kVar | anytime | 4 | 4.2353 | 4.4845 | 4.7483 | 5.0276
Table 19 Indicative ACS Metering tariffs
|  | Metering service provision charges (for Types 1 – 6 meters) | 2014-15: Basis of charging; 2015-16: Indicative charge
|  |  |  | 2019-20 | 2020-21 | 2021-22 | 2022-23 | 2023-24
|  | 1 Phase Meters (including Prepayment) | $/day | 0.17235 | 0.18937 | 0.20751 | 0.22738 | 0.24847
|  | 3 Phase Meters | $/day | 0.18899 | 0.20765 | 0.22754 | 0.24933 | 0.27245
|  | Metering Dedicated CTs and VTs - Remote read | $/day | 0.36874 | 0.40516 | 0.44396 | 0.48647 | 0.53159
Table 20 Customer requested fee-based meter-related services
|  | Meter service | 2014-15: Basis of charging; 2015-16: Indicative charge
|  |  |  | 2019-20 | 2020-21 | 2021-22 | 2022-23 | 2023-24
|  | Special meter test | $/request | 238.6683 | 244.4557 | 250.3834 | 256.4549 | 262.6736
|  | Exchange or replace meter – three phase | $/request | 502.0124 | 514.1856 | 526.6539 | 539.4246 | 552.505
|  | Exchange or replace meter - standard | $/request | 411.9687 | 421.9584 | 432.1904 | 442.6704 | 453.4046
|  | Relocation of meter | $/request | 249.1421 | 255.1835 | 261.3714 | 267.7093 | 274.2009
|  | Remove meter – permanent removal of connection point (meter) from meter panel | $/request | 249.1421 | 255.1835 | 261.3714 | 267.7093 | 274.2009
|  | General meter inspection | $/request | 112.9822 | 115.7219 | 118.528 | 121.4021 | 124.346
|  | Special meter read - no appointment | $/request | 28.3804 | 29.0685 | 29.7734 | 30.4954 | 31.2349
|  | Special meter read - appointment | $/request | 60.7686 | 62.2422 | 63.7515 | 65.2974 | 66.8808
|  | Meter program change – no comms | $/request | 133.9299 | 137.1775 | 140.5039 | 143.9109 | 147.4006
|  | Meter program change – with comms | $/request | 8.7247 | 8.9363 | 9.153 | 9.3749 | 9.6022
0 |  | Check - Source | 2015-16: 0
Table 21 Indicative fee-based service charges
|  | Service group/Activities included | 2014-15: Basis of charging; 2015-16: Indicative charge
|  |  |  | 2019-20 | 2020-21 | 2021-22 | 2022-23 | 2023-24
Connections Services
|  | Disconnection | $/request | 70.0221 | 71.72 | 73.4591 | 75.2404 | 77.0649
|  | Reconnection | $/request | 70.0221 | 71.72 | 73.4591 | 75.2404 | 77.0649
|  | Disconnection – with comms (remote charge) | $/request | 8.7247 | 8.9363 | 9.153 | 9.3749 | 9.6022
|  | Reconnection – with comms (remote charge) | $/request | 8.7247 | 8.9363 | 9.153 | 9.3749 | 9.6022
|  | Remove and reinstate cable | $/request | 584.3051 | 598.4737 | 612.986 | 627.8501 | 643.0747
|  | Provision of 3 phase service | $/request | 1107.9971 | 1134.8647 | 1162.3837 | 1190.57 | 1219.4399
|  | Standard temporary builder’s connection | $/request | 526.9511 | 539.729 | 552.8167 | 566.2218 | 579.952
De-energisation / Re-energisation
|  | Temporary disconnection and reconnection | $/request | 228.1944 | 233.7279 | 239.3955 | 245.2005 | 251.1463
|  | Disconnection - physical disconnection of the service mains at the connection to the network (Pillar Box, Pit or Pole Top) due to action or inaction of the network user or their agent | $/request | 249.1421 | 255.1835 | 261.3714 | 267.7093 | 274.2009
Other
|  | After hours attendance charge | $/request | 563.3574 | 577.0181 | 591.01 | 605.3413 | 620.0201
|  | Wasted visit fee. | $/request | 123.456 | 126.4497 | 129.5159 | 132.6565 | 135.8733
Non Standard Data Services
|  | Historical data requests | $/request | 157.1076 | 160.9173 | 164.8193 | 168.816 | 172.9096
|  | Standing data requests | $/request | 34.4039 | 35.2382 | 36.0927 | 36.9679 | 37.8643
|  | Customer transfers | $/request | 137.6157 | 140.9527 | 144.3706 | 147.8714 | 151.4571
|  | Network tariff change request | $/request | 34.4039 | 35.2382 | 36.0927 | 36.9679 | 37.8643
Miscellaneous services
|  | Installation of Minor Apparatus | $/request | 76.3238 | 78.1745 | 80.0701 | 82.0117 | 84.0004
0 |  | Check - Source | 2015-16: 0
Table 22 Indicative quoted service charges
|  | Service group/Activities included | 2014-15: Description; 2015-16: Basis of charging; 2016-17: Indicative charge
[5 empty] | 2019-20 | 2020-21 | 2021-22 | 2022-23 | 2023-24
|  | Design related services | Includes the provision of design information, certification, and rechecking technically complex or environmentally sensitive information. - Business Hours | $/hour | 136.9466 | 140.2674 | 143.6687 | 147.1525 | 150.7208
|  | Connection applications | Includes assessing connection applications, undertaking planning studies and associated technical analysis. - Business Hours | $/hour | 136.9466 | 140.2674 | 143.6687 | 147.1525 | 150.7208
|  | Access permits, oversights and facilitation | Includes issuing access permits or clearances to work for an authorised person on or near distribution systems (LV and HV), confined spaces and switch rooms, substations and the like. - Business Hours | $/hour | 136.9466 | 140.2674 | 143.6687 | 147.1525 | 150.7208
|  | Notices of arrangement and completion notices | Includes the requirement to perform administrative work required by a local council to provide written evidence that arrangements required to supply electricity to a development are in place. A completion notice may also be required when a customer/developer requires documentation confirming progress of work. - Business Hours | $/hour | 76.7233 | 78.5837 | 80.4893 | 82.441 | 84.4401
|  | Network related property services | Includes the property tenure services related to deeds of agreement, indemnity deeds, leases, easements and other property tenure rights linked to connection or relocation. - Business Hours | $/hour | 76.7233 | 78.5837 | 80.4893 | 82.441 | 84.4401
|  | Site establishment services | Includes liaising with AEMO (or NT equivalent) and market participants to establish a NMI in markets systems for new or existing premises where AEMO (or NT equivalent) requires a new NMI and the validation and uploading of network load data. Activities include but not limited to: • Site establishment including liaising with the AEMO (or NT Equivalent ) for market participants to establish NMI’s for market systems; • Site alteration update and maintenance of NMI and associated data in market systems; • NMI extinction, processing a customer’s request for permanent disconnection and NMI extinction in market systems; & Confirming or correcting metering or network billing information due to insufficient or incorrect information. - Business Hours | $/hour | 76.7233 | 78.5837 | 80.4893 | 82.441 | 84.4401
|  | Network safety services | Includes the DNSP providing traffic control services, fitting of tiger tails, tree pruning, and high load escorts. - Business Hours | $/hour | 116.7872 | 119.6191 | 122.5197 | 125.4907 | 128.5337
|  | Network tariff change request | Activities include altering an existing network tariff by conducting load and tariff analysis to ensure the relevant tariff criteria is met. This change request relates to processing IT system changes to reflect a bulk tariff change request such as a large customer with multiple sites. - Business Hours | $/hour | 76.7233 | 78.5837 | 80.4893 | 82.441 | 84.4401
|  | Planned interruption - customer request | At customer or retailer request, a planned interruption is moved outside business hours. - Business Hours | $/hour | 116.7872 | 119.6191 | 122.5197 | 125.4907 | 128.5337
|  | Performance of a statutory right (access prevented) | Includes a follow up attendance at a customer’s premises to perform a statutory right where access was declined or prevented on the initial visit. This includes any costs of arranging security or police services. - Business Hours | $/hour | 116.7872 | 119.6191 | 122.5197 | 125.4907 | 128.5337
|  | Provision of network related training to third parties | Includes the training of third parties to a level of attainment required to obtain specific distribution network access authorisation to the DNSP’s network. This may include demonstrating the necessary competency in the DNSP’s electricity safety rules. - Business Hours | $/hour | 76.7233 | 78.5837 | 80.4893 | 82.441 | 84.4401
|  | Non-standard reporting services | Includes developing meter data provision reporting such as standard data, billing data or load profiles for single requests with more than 5 NMI’s. Single data requests with 5 NMI’s or less, will be charged the ACS Fee Based charge (Historical Data Request or Standing Data Request) per request. - Business Hours | $/hour | 76.7233 | 78.5837 | 80.4893 | 82.441 | 84.4401
|  | Services provided for retailer of last resort event | DNSP may be required to provide a number of services when an ROLR event occurs. This includes preparing a list of affected sites, estimating reads for the ROLR event date, preparing final invoices and extracting customer data. - Business Hours | $/hour | 76.7233 | 78.5837 | 80.4893 | 82.441 | 84.4401
|  | Rectification of illegal connections service | Includes work undertaken by the DNSP to investigate and rectify the fraudulent acquisition of energy at a premises; or intentional consumption of energy at those premises otherwise than in accordance with the energy laws | $/hour | 116.7872 | 119.6191 | 122.5197 | 125.4907 | 128.5337
|  | Rearrangement and connection of network assets at customer request | Includes relocation of assets (such as poles) that involves installing a new asset at customer or retailer request. - Business Hours | $/hour | 116.7872 | 119.6191 | 122.5197 | 125.4907 | 128.5337
0 |  | Check - Source | 2016-17: 0
End

## TSS_O
0 | Tariff Structure Statement Overview
No Errors Found
Go to Cover Sheet
Power and Water Corporation (PWC) - Regulatory Proposal Tables and Charts
[Un-numbered] Figure 1 – Your Bill and Our Share of it
[Un-numbered] Figure 2 – Our Tariff Structure Statement
[Un-numbered] Figure 3 – Our Customer Engagement
[Un-numbered] Figure 4 – Our Tariff Classes
[Un-numbered] Table 1 - Our Tariff Classes
|  | Tariff class | Customer eligibility
|  | LV <750 MWh | Residential customers consuming <750MWh pa with standard accumulation meters
Non-residential customers consuming <750 MWh pa with standard accumulation meters
Customers consuming <750 MWh pa with smart meters
Unmetered: • Street lighting and similar unmetered 12 hour supplies • Traffic lights and similar unmetered 24 hour supplies.
|  | LV >750 MWh | Customers consuming >750MWh pa connected to the LV network
|  | HV | Customers connected to the HV network
[Un-numbered] - Tariff components
[Un-numbered] Table 2 - section 8.2 - Setting Our Tariff Structures
|  | Tariff class | Tariff assignment | Tariff structure
|  |  |  | Consumption | Access | Energy | Demand* | Power factor
|  | LV <750MWh pa | Residential Accumulation Meter | 0-750MWh pa | Flat | Flat | - | -
|  |  | Non-residential Accumulation Meter | 0-750MWh pa | Flat | Flat | - | -
|  |  | Smart Meter LV | 0-750MWh pa | Flat | Flat | Flat 12-9 Peak Only, Seasonal Time of Use (Oct – March, Max demand) | Excess kVAr (>40MWh pa)
|  |  | Unmetered | Unmetered supply 12hr operation | - | - | Flat | -
|  |  |  | Unmetered supply 12-24hr operation | - | - | Flat | -
|  | LV >750MWh pa | Customers consuming >750MWh pa connected to the LV network | >750MWh pa | Flat | Flat | Flat 12-9 Peak Only, Year Round, Max demand | Excess kVAr
|  |  | Individually calculated customers tariff >750MWh pa customers with extremely large or unique load characteristics |  | Large commercial customers or those with unique characteristics will be offered an individually calculated tariff. |  |  | Excess kVAr
|  | HV | Customers connected to the HV network | 0-750MWh pa & >750MWh pa | Flat | Flat | Flat 12-9 Peak Only ,Year Round, Max demand | Excess kVAr (>40MWh pa)
|  |  | Individually calculated customers tariff >750MWh pa customers with extremely large or unique load characteristics | >750MWh pa | Large commercial customers or those with unique characteristics will be offered an individually calculated tariff. |  |  | Excess kVAr
Notes: *Demand charges are measured as maximum kVA per month in the peak window from 12 noon to 9:00pm on weekdays.
[Un-numbered] Figure 5 – Shortening our peak charging window
[Un-numbered] Table 3 HV Charging Parameters
Indicative tariffs for HV customers with consumption above 750 MWh per year
|  |  | Dollars per month per NMI1 | $/kVA peak2 | $/kVA off peak2 | ¢/kWh anytime | $/kVar
|  | System Availability Charge | 1116.3191
|  | Plus charges related to monthly demand |  | 7.1562 | 0
|  | Plus charges related to energy metered |  |  |  | 3.2851
|  | Plus charges related to excess Kvar |  |  |  |  | 4
[1] National Meter Identifier which is allocated to each customer’s connection.
[2] Peak and off-peak periods for demand charges will be as determined from time to time. The peak period rates currently apply to usage between 12 noon and 9.00 pm on any weekday, including public holidays. Off-peak period rates apply at other times
[Un-numbered] Table 4 LV >750 Indicative tariffs
Indicative tariffs for LV customers with consumption above 750 MWh per year
|  |  | Dollars per month per NMI1 | $/kVA peak2 | $/kVA off peak2 | ¢/kWh anytime | $/kVar
|  | System Availability Charge | 1298.0455
|  | Plus charges related to monthly demand |  | 8.258 | 0
|  | Plus charges related to energy metered |  |  |  | 3.2851
|  | Plus charges related to excess Kvar |  |  |  |  | 4
[1] National Meter Identifier which is allocated to each customer’s connection.
[2] Peak and off-peak periods for demand charges will be as determined from time to time. The peak period rates currently apply to usage between 12 noon and 9.00 pm on any weekday, including public holidays. Off-peak period rates apply at other times
[Un-numbered] Table 5 <750 MWh per annum indicative tariffs (2019-20)
Indicative tariffs for customers with consumption less than 750 MWh per year
|  | System Availability Charge | (¢/day)
|  | Cents per day per NMI – LV Residential Accumulation1 | 64.0418
|  | Cents per day per NMI – LV Non Residential Accumulation1 | 135
|  | Cents per day per NMI – LV Smart Meter <40 MWh1 | 135
|  | Cents per day per NMI – LV Smart Meter >40 MWh1 | 650
|  | Cents per day per NMI – HV <750MWh1 | 307.0833
|  | Energy Charges | (¢/kWh)
|  | LV Residential Accumulation | 10.1049
|  | LV Non-residential Accumulation | 10.455
|  | LV Smart Meter | 3.0757
|  | HV <750 MWh | 3.0757
|  | Unmetered Supply | ($/W)
|  | Unmetered Supply 12hr operation | 0.26753
|  | Unmetered Supply 12-24hr operation | 0.61399
|  | Demand Charges | ($/kVA)
|  | LV Smart Meter Peak2 | 20
|  | LV Smart Meter Off Peak2 | 0
|  | HV <750 MWh Peak3 | 9.4487
|  | HV <750 MWh Off Peak3 | 0
|  | kVar Charge | ($kVar)
|  | >40 MWh LV Smart Meter | 4
|  | >40 MWh HV | 4
[1] National Meter Identifier which is allocated to each customer’s connection.
[2] Peak and off-peak periods for demand charges will be as determined from time to time. The peak period rates currently apply to usage between 12 noon am and 9.00 pm on any weekday, including public holidays from 1 October through 31 March. Off-peak period rates apply at other times.
[Un-numbered] Table 6 – Movement in customers’ network bills 2018-19 to 2019-20 (excluding GST)
|  | Customer Type | Network Bill+ |  | Bill Movement |  | Revenue Movement*
|  |  | 2018-19* | 2019-20 | $ | % | $M | %
|  | Small Residential Accumulation Meter (8,500 kWh pa) | 1108.66 | 1092.6703 | -15.9897 | -1.4423 | -7.2626 | -5.2643
|  | Small Residential Smart Meter (8,500 kWh pa) | 1106.9007 | 1083.2119 | -23.6888 | -2.1401 | 0 | 0
|  | Large Residential Accumulation Meter (15,000 kWh pa) | 1831.135 | 1749.4898 | -81.6452 | -4.4587 | 0 | 0
|  | Large Residential Smart Meter (15,000 kWh pa) | 1831.135 | 1534.7416 | -296.3934 | -16.1863 | 0 | 0
|  | Non-Residential Accumulation Meter (38,000 kWh pa) | 4258.6338 | 4465.65 | 207.0162 | 4.8611 | 0 | 0
|  | Non-Residential Smart Meter (38,000 kWh pa) | 4258.6338 | 3299.7426 | -958.8912 | -22.5164 | 0 | 0
|  | Industrial # (1,000,000 kWh pa) | 89481.4465 | 79723.1277 | -9758.3188 | -10.9054 | 0.38497 | 1.1458
|  | Large Industrial HV (8,000,000 kWh pa) | 405637.8765 | 456419.743 | 50781.8665 | 12.519 | 0 | 0
Notes: * 2018-19 Network Tariffs are indicative and will be subject to review and approval by the Northern Territory Treasurer in May 2018 + Excludes ACS Metering
End

## Lookup
Model Lookups
No Errors Found
Table of Contents
Power and Water Corporation (PWC) - Regulatory Proposal Tables and Charts
Model Settings
Periodicity Inputs
|  | Model Start Date | 2014-07-01
|  | Base Year | 2018
Time Series Headings
Period Start Date | [6 empty] | 2008-07-01 | 2009-07-01 | 2010-07-01 | 2011-07-01 | 2012-07-01 | 2013-07-01 | 2014-07-01 | 2015-07-01 | 2016-07-01 | 2017-07-01 | 2018-07-01 | 2019-07-01 | 2020-07-01 | 2021-07-01 | 2022-07-01 | 2023-07-01
Period End Date | [6 empty] | 2009-06-30 | 2010-06-30 | 2011-06-30 | 2012-06-30 | 2013-06-30 | 2014-06-30 | 2015-06-30 | 2016-06-30 | 2017-06-30 | 2018-06-30 | 2019-06-30 | 2020-06-30 | 2021-06-30 | 2022-06-30 | 2023-06-30 | 2024-06-30
Period Counter | [11 empty] | 0 | 1 | 2 | 3 | 4 | 5 | 6 | 7 | 8 | 9 | 10
Year | [6 empty] | 2009 | 2010 | 2011 | 2012 | 2013 | 2014 | 2015 | 2016 | 2017 | 2018 | 2019 | 2020 | 2021 | 2022 | 2023 | 2024
Period Type | [6 empty] | Actual | Actual | Actual | Actual | Actual | Actual | Actual | Actual | Actual | Base Year | Forecast | Forecast | Forecast | Forecast | Forecast | Forecast
Regulatory Year |  |  | Source | Unit | Basis | Timing | RY09 | RY10 | RY11 | RY12 | RY13 | RY14 | RY15 | RY16 | RY17 | RY18 | RY19 | RY20 | RY21 | RY22 | RY23 | RY24 | RY15-RY19 | RY20-RY24
Model Lookups
| General Model Constant |  | Name
|  | 1 | Mths_In_Mth
|  | 3 | Mths_In_Qtr
|  | 4 | Qtrs_In_Yr
|  | 12 | Mths_In_Yr
|  | 7 | Days_In_Wk
|  | 365 | Days_In_Yr
|  | 0.5 | Half
|  | 1000000 | Million
|  | Ok | Ok
|  | N/A | NA
|  | Error | Error
| General Model Constant |  | Name
Yes_No
|  | Yes | Yes
|  | No | No
| Units |  | Name
LU_Units
|  | Percent | Percent
|  | Dollars | Dollars
|  | $Millions | Millions
|  | $000's | Thousands
|  | Factor | Factor
|  | Number | Number
|  | Km | Kilometres
|  | N/A | Not Applicable
| Basis |  | Name
LU_Basis
|  | Real $2018 | Real$2018
|  | Real $2019 | Real$2019
|  | N/A | Not Applicable
|  | Nominal | Nominal
| Timing |  |  | Name
|  | LU_Timing | LU_Timing_Value
|  | Start year | 0 | Start_year
|  | Mid year | 0.5 | Mid_year
|  | End year | 1 | End_year
|  | N/A | N/A
Client Lookups
| Dollar Basis |  | Name
LU_Dollar_Basis
Real 2009
Real 2010
Real 2011
Real 2012
Real 2013
Real 2014
Real 2015
Real 2016
Real 2017
Real 2018
Real 2019
Real 2020
Real 2021
Real 2022
Real 2023
Real 2024
AER / RIN Lookups
| Service Classification |  | Name
|  | LU_Service_Long | LU_Service_Short
|  | Standard control services | SCS
|  | Alternative control services | ACS
|  | Negotiated services | NEG
|  | Unregulated services | UNR
|  | Advanced metering infrastructure | Metering
| Non Network |  | Name
LU_Non_Network
IT and Communications
Motor Vehicles
Buildings and Property
Other
| Overheads |  | Name
LU_Overheads
Network Overheads
Corporate Overheads
[Spare 1]
[Spare 2]
| Opex View 1 |  | Name
LU_Opex_View_1
Vegetation Management
Maintenance
Emergency Response
Non Network
Network Overheads
Corporate Overheads
Metering
Public Lighting
Connections
Fee and Quoted
End

## Checks
Checks
No Errors Found
Table of Contents
Power and Water Corporation (PWC) - Regulatory Proposal Tables and Charts
Model Title Message
|  | Error Message | No Errors Found
Alert Message
|  | Model Message | No Errors Found
Model Checks
Error Checks
General Model Inputs and Calculations
|  | CPI Assumptions and Associated Indexes | 0
|  | 0. Overview | 0
|  | 1. About this regulatory proposal | 0
|  | 2. Next steps and stakeholders’ feedback | 0
|  | 3. About PWC | 0
|  | 4. Regulatory base line | 0
|  | 5. What PWC has delivered | 0
|  | 6. What stakeholders are saying | 0
|  | 7. What PWC will deliver | 0
|  | 8. Response to F&A paper | 0
|  | 9. Demand forecasts | 0
|  | 10. Capex forecasts | 0
|  | 11. Opex forecasts | 0
|  | 12. Regulatory Asset Base and Depreciation | 0
|  | 13. Rate of return, inflation and debt and equity raising costs | 0
|  | 14. Estimated cost of corporate income tax | 0
|  | 15. Incentive schemes | 0
|  | 16. Pass through events | 0
|  | 17. Annual revenue requirements, X-factors | 0
|  | 18. Metering services | 0
|  | 19. Fee-based and Quoted ACS | 0
|  | 20. Public lighting | 0
|  | 21. Indicative prices and bill impacts | 0
|  | 22. Negotiating Framework | 0
|  | 23. Confidentiality | 0
|  | 24. Certifications | 0
|  | 25. Abbreviations | 0
|  | Return on Debt Transition Attachment | 0
|  | Establishing the Opening RAB Attachment | 0
|  | Establishing the Opening TAB Attachment | 0
|  | Customer Overview | 0
|  | Capex overview | 0
|  | Connection justification document | 0
|  | Alternative Control Services Metering Overview | 0
|  | Tariff Structure Statement | 0
|  | Tariff Structure Statement Overview | 0
| Total Errors |  | 0
End