## Formats
PAL Pricing Model
Formats
| Cell Format | Purpose | Example
| Black font 10pt, yellow shading | Forecast input not linked to external file | Input
| Black font 10pt, pink shading | Input sourced from PTRM | Input
| Black font 10pt, pink shading | Input sourced from O&M model | Input
| Black font 10pt, pink shading | Input sourced from capex model | Input
| Black font 10pt, pink shading | Input sourced from other models | Input
| Tab Format | Purpose | Example
| Yellow tab, black font | Inputs and assumptions | Input
| Black tab, white font | Calculations | Calculations
| Blue tab, black font | Output | Output

## Inputs
PAL Pricing Model |  |  |  | CHECK: | OK
Inputs
| Inflation | 2.5%
| Pre tax real WACC | 4.061%
| Select Year | 2016 | 1
| Select SAC | VPN | 1
|  | 2014 | 2015 | 2016 | 2017 | 2018 | 2019 | 2020
| Conversion to $2015 | 1.0363 | 1 | 0.97466 | 0.94996 | 0.92589 | 0.90242 | 0.87956
MCR ($/MVA, $2015)
| LV Lines | 802607.5542 | 802607.5542 | 802607.5542 | 802607.5542 | 802607.5542 | 802607.5542 | 802607.5542
| Dist S/S | 569773.0057 | 569773.0057 | 569773.0057 | 569773.0057 | 569773.0057 | 569773.0057 | 569773.0057
| HV Lines | 362684.5852 | 362684.5852 | 362684.5852 | 362684.5852 | 362684.5852 | 362684.5852 | 362684.5852
| ZSS Transformers | 176864.7051 | 176864.7051 | 176864.7051 | 176864.7051 | 176864.7051 | 176864.7051 | 176864.7051
| SubT Lines | 77238.3839 | 77238.3839 | 77238.3839 | 77238.3839 | 77238.3839 | 77238.3839 | 77238.3839
Power Factor
| Residential | 0.8 | 0.8 | 0.8 | 0.8 | 0.8 | 0.8 | 0.8
| Small Commercial | 0.8 | 0.8 | 0.8 | 0.8 | 0.8 | 0.8 | 0.8
| Large Low Voltage | 0.846 | 0.846 | 0.846 | 0.846 | 0.846 | 0.846 | 0.846
| High Voltage | 0.9 | 0.9 | 0.9 | 0.9 | 0.9 | 0.9 | 0.9
| Subtransmission | 0.95 | 0.95 | 0.95 | 0.95 | 0.95 | 0.95 | 0.95
Load Factor
| Residential | 0.35 | 0.35 | 0.35 | 0.35 | 0.35 | 0.35 | 0.35
| Small Commercial | 0.35 | 0.35 | 0.35 | 0.35 | 0.35 | 0.35 | 0.35
| Large Low Voltage | 0.5 | 0.5 | 0.5 | 0.5 | 0.5 | 0.5 | 0.5
| High Voltage | 0.6 | 0.6 | 0.6 | 0.6 | 0.6 | 0.6 | 0.6
| Subtransmission | 0.7 | 0.7 | 0.7 | 0.7 | 0.7 | 0.7 | 0.7
Standard Asset Life (years)
| Subtransmission |  |  | 50 | 50 | 50 | 50 | 50
| Distribution system assets |  |  | 51 | 51 | 51 | 51 | 51
| Metering |  |  | 15 | 15 | 15 | 15 | 15
| Public lighting |  |  | 25 | 25 | 25 | 25 | 25
| SCADA/Network control |  |  | 13 | 13 | 13 | 13 | 13
| Non network - IT |  |  | 6 | 6 | 6 | 6 | 6
| Non network - other |  |  | 15 | 15 | 15 | 15 | 15
| VBRC |  |  | 26.5035 | 26.5035 | 26.5035 | 26.5035 | 26.5035
Remaining Asset Life (years)
| Subtransmission |  |  | 32.0228 | 32.0228 | 32.0228 | 32.0228 | 32.0228
| Distribution system assets |  |  | 26.5035 | 26.5035 | 26.5035 | 26.5035 | 26.5035
| Metering |  |  | 0.81213 | 0.81213 | 0.81213 | 0.81213 | 0.81213
| Public lighting |  |  | 8.1149 | 8.1149 | 8.1149 | 8.1149 | 8.1149
| SCADA/Network control |  |  | 9.4821 | 9.4821 | 9.4821 | 9.4821 | 9.4821
| Non network - IT |  |  | 5.4201 | 5.4201 | 5.4201 | 5.4201 | 5.4201
| Non network - other |  |  | 7.2037 | 7.2037 | 7.2037 | 7.2037 | 7.2037
| VBRC |  |  | 24.4092 | 24.4092 | 24.4092 | 24.4092 | 24.4092
Opening RAB ('000,$2015)
| Subtransmission |  |  | 393175.724 | 393206.2416 | 393238.7884 | 393271.961 | 393303.4952
| Distribution system assets |  |  | 2502400.3822 | 2502545.8766 | 2502702.8754 | 2502863.4953 | 2503015.0127
| Metering |  |  | 12139.6084 | 12127.1531 | 12127.1531 | 12127.1531 | 12127.1531
| Public lighting |  |  | 12219.4306 | 12217.8856 | 12216.3407 | 12214.7957 | 12213.2508
| SCADA/Network control |  |  | 16005.0179 | 16009.488 | 16014.6424 | 16020.1298 | 16025.0669
| Non network - IT |  |  | 82272.0961 | 82297.5631 | 82316.4742 | 82324.1069 | 82320.4152
| Non network - other |  |  | 135369.4648 | 135367.4042 | 135364.2472 | 135359.9761 | 135354.5869
| VBRC |  |  | 100570.22 | 100608.3865 | 100630.91 | 100652.2722 | 100673.1505
| Total |  |  | 3254151.9441 | 3254379.9988 | 3254611.4315 | 3254833.8902 | 3255032.1313 | 0
Other Inputs ($000,2015)
| O&M |  |  | 188043.1423 | 192475.7296 | 196772.1179 | 201166.7901 | 205828.0264
| Maintenance Cost |  |  | 148576.1531 | 154222.283 | 159419.7686 | 165070.3713 | 170131.8003
| Depreciation |  |  | 85458.3055 | 79834.4467 | 89873.9354 | 99701.3602 | 109246.8573
| Avoidable Opex (gsl, billing, customer service, advertising) |  |  | 17801.3736 | 17887.6025 | 20295.9258 | 20957.559 | 21560.8661
| Scale Escalation |  |  | 7977.7058 | 12494.3597 | 16575.9382 | 21147.9332 | 24646.2892
| Reinforcement Capex |  |  | 39204.2373 | 62930.8968 | 62535.6279 | 50578.4789 | 53817.1236
Energy (kWh)
| Residential Single Rate | Residential | 2086604546.2321 | 2007038468.1509 | 2007038468.1509 | 2007038468.1509 | 2007038468.1509 | 2007038468.1509
| Climate Saver | Residential | 29042386.232 | 26477576.9565 | 26477576.9565 | 26477576.9565 | 26477576.9565 | 26477576.9565
| Climate Saver Interval | Residential | 8993218.9637 | 9637581.2337 | 9637581.2337 | 9637581.2337 | 9637581.2337 | 9637581.2337
| Residential - Flexible Pricing | Residential | 14732930.6086 | 21819706.6874 | 21819706.6874 | 21819706.6874 | 21819706.6874 | 21819706.6874
| Residential Docklands - Flexible Pricing | Residential | 10071.9156 | 13909.8152 | 13909.8152 | 13909.8152 | 13909.8152 | 13909.8152
| Climate Saver - Flexible Pricing | Residential | 44362.6618 | 25466.6235 | 25466.6235 | 25466.6235 | 25466.6235 | 25466.6235
| Docklands single rate | Residential | 0 | 0 | 0 | 0 | 0 | 0
| Residential Two Rate 5d | Residential | 247381162.5231 | 212893420.2401 | 212893420.2401 | 212893420.2401 | 212893420.2401 | 212893420.2401
| Docklands Two Rate 5d | Residential | 3654029.1698 | 3527583.6699 | 3527583.6699 | 3527583.6699 | 3527583.6699 | 3527583.6699
| Residential Interval | Residential | 550254703.9975 | 572056187.2291 | 572056187.2291 | 572056187.2291 | 572056187.2291 | 572056187.2291
| Residential Two Rate 5d - controlled load | Residential | 86588690.5616 | 100985165.5311 | 100985165.5311 | 100985165.5311 | 100985165.5311 | 100985165.5311
| Docklands Two Rate 5d - controlled load | Residential | 112075.6499 | 178448.3773 | 178448.3773 | 178448.3773 | 178448.3773 | 178448.3773
| Dedicated circuit | Residential | 350192846.3284 | 313741937.591 | 313741937.591 | 313741937.591 | 313741937.591 | 313741937.591
| Hot Water Interval | Residential | 11038884.2324 | 10168229.0904 | 10168229.0904 | 10168229.0904 | 10168229.0904 | 10168229.0904
| Non-Residential Single Rate | Small Commercial | 291165088.5598 | 299019447.5409 | 299019447.5409 | 299019447.5409 | 299019447.5409 | 299019447.5409
| Non-Residential | Small Commercial | 15112376.9117 | 19428740.8113 | 19428740.8113 | 19428740.8113 | 19428740.8113 | 19428740.8113
| Non-Residential Two Rate 5d | Small Commercial | 1121133797.3596 | 1096801359.9969 | 1096801359.9969 | 1096801359.9969 | 1096801359.9969 | 1096801359.9969
| Non-Residential Interval | Small Commercial | 399461317.4704 | 394411508.1367 | 394411508.1367 | 394411508.1367 | 394411508.1367 | 394411508.1367
| Non-Residential Two Rate 7d | Small Commercial | 172904639.9163 | 168415246.9097 | 168415246.9097 | 168415246.9097 | 168415246.9097 | 168415246.9097
| Public Lighting | Small Commercial | 99011799.0825 | 90388661.6905 | 90388661.6905 | 90388661.6905 | 90388661.6905 | 90388661.6905
| Large Low Voltage Demand | Large Low voltage | 1188816426.5915 | 1207439678.8156 | 1207439678.8156 | 1207439678.8156 | 1207439678.8156 | 1207439678.8156
| Large Low Voltage Demand A | Large Low voltage | 0 | 0 | 0 | 0 | 0 | 0
| Large Low Voltage Demand C | Large Low voltage | 567263230.4069 | 561922352.0999 | 561922352.0999 | 561922352.0999 | 561922352.0999 | 561922352.0999
| Large Low Voltage Demand S | Large Low voltage | 24548541.6924 | 23454042.6394 | 23454042.6394 | 23454042.6394 | 23454042.6394 | 23454042.6394
| Large Low Voltage Demand Docklands | Large Low voltage | 5644892.6369 | 5468221.5241 | 5468221.5241 | 5468221.5241 | 5468221.5241 | 5468221.5241
| Large Low Voltage Demand CXX | Large Low voltage | 454425672.363 | 471249448.9513 | 471249448.9513 | 471249448.9513 | 471249448.9513 | 471249448.9513
| Large Low Voltage Demand EN.R | Large Low voltage | 470986.7844 | 622196.9364 | 622196.9364 | 622196.9364 | 622196.9364 | 622196.9364
| Large Low Voltage Demand EN.NR | Large Low voltage | 56670790.6434 | 58890127.8706 | 58890127.8706 | 58890127.8706 | 58890127.8706 | 58890127.8706
| Large Low Voltage Demand EN.R CXX | Large Low voltage | 2080553.6971 | 2086602.046 | 2086602.046 | 2086602.046 | 2086602.046 | 2086602.046
| Large Low Voltage Demand EN.NRCXX | Large Low voltage | 4972335.5551 | 5431166.1461 | 5431166.1461 | 5431166.1461 | 5431166.1461 | 5431166.1461
| Large Low Voltage | Large Low voltage | 0 | 2336563837.0294 | 2336563837.0294 | 2336563837.0294 | 2336563837.0294 | 2336563837.0294
| High Voltage Demand | High Voltage | 1021673919.1965 | 1028742590.8288 | 1028742590.8288 | 1028742590.8288 | 1028742590.8288 | 1028742590.8288
| High Voltage Demand A | High Voltage | 12118139.68 | 12479525.5554 | 12479525.5554 | 12479525.5554 | 12479525.5554 | 12479525.5554
| High Voltage Demand C | High Voltage | 442797544.34 | 456892703.2213 | 456892703.2213 | 456892703.2213 | 456892703.2213 | 456892703.2213
| High Voltage Demand D1 | High Voltage | 166350549.3449 | 167156009.2019 | 167156009.2019 | 167156009.2019 | 167156009.2019 | 167156009.2019
| High Voltage Demand D2 | High Voltage | 83531690.2595 | 84623593.4308 | 84623593.4308 | 84623593.4308 | 84623593.4308 | 84623593.4308
| High Voltage Demand Docklands | High Voltage | 2484890.9658 | 2556544.4992 | 2556544.4992 | 2556544.4992 | 2556544.4992 | 2556544.4992
| High Voltage Demand D3 | High Voltage | 27010400.5338 | 27168439.6382 | 27168439.6382 | 27168439.6382 | 27168439.6382 | 27168439.6382
| High Voltage Demand D4 | High Voltage | 0 | 0 | 0 | 0 | 0 | 0
| High Voltage | High Voltage | 0 | 1485635294.0501 | 1485635294.0501 | 1485635294.0501 | 1485635294.0501 | 1485635294.0501
| High Voltage Docklands | High Voltage | 0 | 293984112.3255 | 293984112.3255 | 293984112.3255 | 293984112.3255 | 293984112.3255
| Subtransmission Demand A | Subtransmission | 120198397.1646 | 128361450.8117 | 128361450.8117 | 128361450.8117 | 128361450.8117 | 128361450.8117
| Subtransmission Demand G | Subtransmission | 575388970.3766 | 558681967.4452 | 558681967.4452 | 558681967.4452 | 558681967.4452 | 558681967.4452
| Subtransmission Demand S | Subtransmission | 318898625.7473 | 319265141.422 | 319265141.422 | 319265141.422 | 319265141.422 | 319265141.422
| Subtransmission | Subtransmission | 0 | 1006308559.6789 | 1006308559.6789 | 1006308559.6789 | 1006308559.6789 | 1006308559.6789
| Total |  | 10562785486.3564 | 10469520449.366 | 10469520449.366 | 10469520449.366 | 10469520449.366 | 10469520449.366
| check |  | 0 | 0 | 0 | 0 | 0 | 0
Customer Number
| Residential Single Rate | Residential | 503307.1667 | 507347.1073 | 507347.1073 | 507347.1073 | 507347.1073 | 507347.1073
| Climate Saver | Residential | 17225.3333 | 0 | 0 | 0 | 0 | 0
| Climate Saver Interval | Residential | 4665.1667 | 0 | 0 | 0 | 0 | 0
| Residential - Flexible Pricing | Residential | 2993.5 | 4076.4807 | 4076.4807 | 4076.4807 | 4076.4807 | 4076.4807
| Residential Docklands - Flexible Pricing | Residential | 1.5833 | 1.9635 | 1.9635 | 1.9635 | 1.9635 | 1.9635
| Climate Saver - Flexible Pricing | Residential | 16.3333 | 0 | 0 | 0 | 0 | 0
| Docklands single rate | Residential | 0 | 0 | 0 | 0 | 0 | 0
| Residential Two Rate 5d | Residential | 45868.6667 | 45807.1035 | 45807.1035 | 45807.1035 | 45807.1035 | 45807.1035
| Docklands Two Rate 5d | Residential | 588.5 | 591.0588 | 591.0588 | 591.0588 | 591.0588 | 591.0588
| Residential Interval | Residential | 108826.75 | 111425.7181 | 111425.7181 | 111425.7181 | 111425.7181 | 111425.7181
| Residential Two Rate 5d - controlled load | Residential | 43139.1667 | 0 | 0 | 0 | 0 | 0
| Docklands Two Rate 5d - controlled load | Residential | 70.4167 | 0 | 0 | 0 | 0 | 0
| Dedicated circuit | Residential | 160617.8333 | 0 | 0 | 0 | 0 | 0
| Hot Water Interval | Residential | 5560.3333 | 0 | 0 | 0 | 0 | 0
| Non-Residential Single Rate | Small Commercial | 42299.6667 | 42310.1766 | 42310.1766 | 42310.1766 | 42310.1766 | 42310.1766
| Non-Residential | Small Commercial | 315.0833 | 387.5109 | 387.5109 | 387.5109 | 387.5109 | 387.5109
| Non-Residential Two Rate 5d | Small Commercial | 30872.6667 | 30587.4425 | 30587.4425 | 30587.4425 | 30587.4425 | 30587.4425
| Non-Residential Interval | Small Commercial | 14536.6667 | 14759.5562 | 14759.5562 | 14759.5562 | 14759.5562 | 14759.5562
| Non-Residential Two Rate 7d | Small Commercial | 8397 | 8299.6578 | 8299.6578 | 8299.6578 | 8299.6578 | 8299.6578
| Public Lighting | Small Commercial | 6367.5833 | 6372.0437 | 6372.0437 | 6372.0437 | 6372.0437 | 6372.0437
| Large Low Voltage Demand | Large Low voltage | 921.8333 | 942.3973 | 942.3973 | 942.3973 | 942.3973 | 942.3973
| Large Low Voltage Demand A | Large Low voltage | 0 | 0 | 0 | 0 | 0 | 0
| Large Low Voltage Demand C | Large Low voltage | 422.75 | 414.3262 | 414.3262 | 414.3262 | 414.3262 | 414.3262
| Large Low Voltage Demand S | Large Low voltage | 44.25 | 43.2339 | 43.2339 | 43.2339 | 43.2339 | 43.2339
| Large Low Voltage Demand Docklands | Large Low voltage | 7.25 | 7.0239 | 7.0239 | 7.0239 | 7.0239 | 7.0239
| Large Low Voltage Demand CXX | Large Low voltage | 1175.1667 | 1212.8213 | 1212.8213 | 1212.8213 | 1212.8213 | 1212.8213
| Large Low Voltage Demand EN.R | Large Low voltage | 1.8333 | 2.8449 | 2.8449 | 2.8449 | 2.8449 | 2.8449
| Large Low Voltage Demand EN.NR | Large Low voltage | 27.3333 | 28.7035 | 28.7035 | 28.7035 | 28.7035 | 28.7035
| Large Low Voltage Demand EN.R CXX | Large Low voltage | 2.4167 | 1.9863 | 1.9863 | 1.9863 | 1.9863 | 1.9863
| Large Low Voltage Demand EN.NRCXX | Large Low voltage | 8.0833 | 10.0011 | 10.0011 | 10.0011 | 10.0011 | 10.0011
| Large Low Voltage | Large Low voltage | 0 | 2663.3384 | 2663.3384 | 2663.3384 | 2663.3384 | 2663.3384
| High Voltage Demand | High Voltage | 125.3333 | 128.1355 | 128.1355 | 128.1355 | 128.1355 | 128.1355
| High Voltage Demand A | High Voltage | 3 | 3.0556 | 3.0556 | 3.0556 | 3.0556 | 3.0556
| High Voltage Demand C | High Voltage | 40.75 | 40.7675 | 40.7675 | 40.7675 | 40.7675 | 40.7675
| High Voltage Demand D1 | High Voltage | 1 | 1 | 1 | 1 | 1 | 1
| High Voltage Demand D2 | High Voltage | 1 | 1 | 1 | 1 | 1 | 1
| High Voltage Demand Docklands | High Voltage | 1 | 1 | 1 | 1 | 1 | 1
| High Voltage Demand D3 | High Voltage | 1 | 1 | 1 | 1 | 1 | 1
| High Voltage Demand D4 | High Voltage | 0 | 0 | 0 | 0 | 0 | 0
| High Voltage | High Voltage | 0 | 168.9031 | 168.9031 | 168.9031 | 168.9031 | 168.9031
| High Voltage Docklands | High Voltage | 0 | 7.0556 | 7.0556 | 7.0556 | 7.0556 | 7.0556
| Subtransmission Demand A | Subtransmission | 3 | 3 | 3 | 3 | 3 | 3
| Subtransmission Demand G | Subtransmission | 7 | 6.5005 | 6.5005 | 6.5005 | 6.5005 | 6.5005
| Subtransmission Demand S | Subtransmission | 2 | 2 | 2 | 2 | 2 | 2
| Subtransmission | Subtransmission | 0 | 11.5005 | 11.5005 | 11.5005 | 11.5005 | 11.5005
| Total |  | 767170.8333 | 774816.6172 | 774816.6172 | 774816.6172 | 774816.6172 | 774816.6172
| check |  | 0 | 0 | 0 | 0 | 0 | 0
Expected Revenue ($nom)
| Residential Single Rate | Residential | 208966421.0037 | 188296644.0789 | 188296644.0789 | 188296644.0789 | 188296644.0789 | 188296644.0789
| Climate Saver | Residential | 1572062.5029 | 547825.437 | 547825.437 | 547825.437 | 547825.437 | 547825.437
| Climate Saver Interval | Residential | 460242.2343 | 197880.4936 | 197880.4936 | 197880.4936 | 197880.4936 | 197880.4936
| Residential - Flexible Pricing | Residential | 1509694.5206 | 1721987.9963 | 1721987.9963 | 1721987.9963 | 1721987.9963 | 1721987.9963
| Residential Docklands - Flexible Pricing | Residential | 454.8234 | 625.5889 | 625.5889 | 625.5889 | 625.5889 | 625.5889
| Climate Saver - Flexible Pricing | Residential | 1494.933 | 1525.9849 | 1525.9849 | 1525.9849 | 1525.9849 | 1525.9849
| Docklands single rate | Residential | 0 | 0 | 0 | 0 | 0 | 0
| Residential Two Rate 5d | Residential | 24769277.0171 | 20294739.1329 | 20294739.1329 | 20294739.1329 | 20294739.1329 | 20294739.1329
| Docklands Two Rate 5d | Residential | 441069.7381 | 290010.563 | 290010.563 | 290010.563 | 290010.563 | 290010.563
| Residential Interval | Residential | 54212905.0663 | 50250078.6515 | 50250078.6515 | 50250078.6515 | 50250078.6515 | 50250078.6515
| Residential Two Rate 5d - controlled load | Residential | 2382714.3614 | 1745730.5565 | 1745730.5565 | 1745730.5565 | 1745730.5565 | 1745730.5565
| Docklands Two Rate 5d - controlled load | Residential | 2652.0461 | 3084.8371 | 3084.8371 | 3084.8371 | 3084.8371 | 3084.8371
| Dedicated circuit | Residential | 602009.1376 | 5423656.8751 | 5423656.8751 | 5423656.8751 | 5423656.8751 | 5423656.8751
| Hot Water Interval | Residential | 18976.0178 | 175778.1763 | 175778.1763 | 175778.1763 | 175778.1763 | 175778.1763
| Non-Residential Single Rate | Small Commercial | 37740543.719 | 26050412.9897 | 26050412.9897 | 26050412.9897 | 26050412.9897 | 26050412.9897
| Non-Residential | Small Commercial | 416832.7422 | 1299301.307 | 1299301.307 | 1299301.307 | 1299301.307 | 1299301.307
| Non-Residential Two Rate 5d | Small Commercial | 87579910.7837 | 74559988.6992 | 74559988.6992 | 74559988.6992 | 74559988.6992 | 74559988.6992
| Non-Residential Interval | Small Commercial | 33047775.6441 | 28892125.1849 | 28892125.1849 | 28892125.1849 | 28892125.1849 | 28892125.1849
| Non-Residential Two Rate 7d | Small Commercial | 11937393.4844 | 12991024.1084 | 12991024.1084 | 12991024.1084 | 12991024.1084 | 12991024.1084
| Public Lighting | Small Commercial | 5043655.7036 | 5500130.4724 | 5500130.4724 | 5500130.4724 | 5500130.4724 | 5500130.4724
| Large Low Voltage Demand | Large Low voltage | 67065411.3816 | 36904853.1053 | 36904853.1053 | 36904853.1053 | 36904853.1053 | 36904853.1053
| Large Low Voltage Demand A | Large Low voltage | 0 | 0 | 0 | 0 | 0 | 0
| Large Low Voltage Demand C | Large Low voltage | 22115334.7676 | 16280184.896 | 16280184.896 | 16280184.896 | 16280184.896 | 16280184.896
| Large Low Voltage Demand S | Large Low voltage | 1232198.8742 | 829833.5485 | 829833.5485 | 829833.5485 | 829833.5485 | 829833.5485
| Large Low Voltage Demand Docklands | Large Low voltage | 182083.5147 | 134421.2745 | 134421.2745 | 134421.2745 | 134421.2745 | 134421.2745
| Large Low Voltage Demand CXX | Large Low voltage | 40134339.4695 | 17249800.3638 | 17249800.3638 | 17249800.3638 | 17249800.3638 | 17249800.3638
| Large Low Voltage Demand EN.R | Large Low voltage | 62218.2871 | 42265.5743 | 42265.5743 | 42265.5743 | 42265.5743 | 42265.5743
| Large Low Voltage Demand EN.NR | Large Low voltage | 3078803.2399 | 1720717.4323 | 1720717.4323 | 1720717.4323 | 1720717.4323 | 1720717.4323
| Large Low Voltage Demand EN.R CXX | Large Low voltage | 100729.4316 | 71008.6923 | 71008.6923 | 71008.6923 | 71008.6923 | 71008.6923
| Large Low Voltage Demand EN.NRCXX | Large Low voltage | 511592.607 | 192524.9721 | 192524.9721 | 192524.9721 | 192524.9721 | 192524.9721
| Large Low Voltage | Large Low voltage | 0 | 66056283.1464 | 66056283.1464 | 66056283.1464 | 66056283.1464 | 66056283.1464
| High Voltage Demand | High Voltage | 36149462.7798 | 15323978.8743 | 15323978.8743 | 15323978.8743 | 15323978.8743 | 15323978.8743
| High Voltage Demand A | High Voltage | 201670.3856 | 153126.0031 | 153126.0031 | 153126.0031 | 153126.0031 | 153126.0031
| High Voltage Demand C | High Voltage | 10770692.1438 | 6232332.4293 | 6232332.4293 | 6232332.4293 | 6232332.4293 | 6232332.4293
| High Voltage Demand D1 | High Voltage | 1246007.1762 | 1178066.9563 | 1178066.9563 | 1178066.9563 | 1178066.9563 | 1178066.9563
| High Voltage Demand D2 | High Voltage | 804191.2961 | 586891.1544 | 586891.1544 | 586891.1544 | 586891.1544 | 586891.1544
| High Voltage Demand Docklands | High Voltage | 51449.8871 | 40359.2723 | 40359.2723 | 40359.2723 | 40359.2723 | 40359.2723
| High Voltage Demand D3 | High Voltage | 684446.3423 | 354255.9217 | 354255.9217 | 354255.9217 | 354255.9217 | 354255.9217
| High Voltage Demand D4 | High Voltage | 0 | 0 | 0 | 0 | 0 | 0
| High Voltage | High Voltage | 0 | 21409687.3758 | 21409687.3758 | 21409687.3758 | 21409687.3758 | 21409687.3758
| High Voltage Docklands | High Voltage | 0 | 2395837.4936 | 2395837.4936 | 2395837.4936 | 2395837.4936 | 2395837.4936
| Subtransmission Demand A | Subtransmission | 819013.393 | 402051.2198 | 402051.2198 | 402051.2198 | 402051.2198 | 402051.2198
| Subtransmission Demand G | Subtransmission | 2816948.8624 | 1526488.2891 | 1526488.2891 | 1526488.2891 | 1526488.2891 | 1526488.2891
| Subtransmission Demand S | Subtransmission | 1672729.8825 | 948662.953 | 948662.953 | 948662.953 | 948662.953 | 948662.953
| Subtransmission | Subtransmission | 0 | 3695809.0173 | 3695809.0173 | 3695809.0173 | 3695809.0173 | 3695809.0173
| Total |  | 660405409.2011 | 611971991.0994 | 611971991.0994 | 611971991.0994 | 611971991.0994 | 611971991.0994
| check |  | 0 | 0 | 0 | 0 | 0 | 0
Note on D179: May Liao: The 2015 expected revenue includes Distribution and Pass through Revenue. This allows a reasonable comparison to 2016 Distribution Revenue, which includes Pass Through revenue as prescribed in the Draft Determination.

## LRMC - Demand
PAL Pricing Model
Load forecast in MVA
| Region | Zone Substation | Summer or Winter Peaking | 2016 | 2017 | 2018 | 2019 | 2020 | 2021 | 2022 | 2023 | 2024 | 2025
| Altona Brooklyn | AC | Summer | 2.5031 | 2.53 | 2.5572 | 2.5846 | 2.6124 | 2.6404 | 2.6688 | 2.6974 | 2.7264 | 2.7557
| Altona Brooklyn | AL | Summer | 19.3404 | 19.7401 | 20.1497 | 20.5695 | 20.9996 | 21.4403 | 21.8919 | 22.3546 | 22.8285 | 23.3141
| Altona Brooklyn | BMH | Summer | 28.1512 | 29.1772 | 30.2421 | 31.3474 | 32.4941 | 33.6838 | 34.9177 | 36.1975 | 37.5245 | 38.9004
| Altona Brooklyn | LV | Summer | 103.7949 | 110.7519 | 113.4123 | 116.1396 | 118.9357 | 121.8022 | 124.741 | 127.754 | 130.8431 | 134.0102
| Altona Brooklyn | LVN | Summer | 96.9515 | 101.9552 | 105.2743 | 108.7096 | 112.2652 | 115.9453 | 119.7543 | 123.6966 | 127.777 | 132.0004
| Altona Brooklyn | WBE | Summer | 98.4713 | 101.7833 | 105.2107 | 108.7576 | 112.4283 | 116.2272 | 120.1589 | 124.228 | 128.4396 | 132.7988
| Ballarat | ART | Summer | 18.1726 | 18.0737 | 17.8845 | 17.8313 | 17.8396 | 18.3239 | 18.6162 | 19.2466 | 19.3299 | 19.4136
| Ballarat | BAN | Summer | 93.5654 | 94.7436 | 94.1514 | 96.6393 | 97.1038 | 101.2515 | 103.3111 | 107.2714 | 108.2002 | 109.1376
| Ballarat | BAS | Summer | 85.0376 | 86.0915 | 85.8242 | 84.3442 | 84.9064 | 87.7276 | 89.6148 | 93.1407 | 94.0698 | 95.0099
| Bendigo | BGO | Summer | 43.0389 | 43.0249 | 42.4688 | 42.211 | 42.0803 | 43.0124 | 43.495 | 44.4928 | 44.7003 | 44.9097
| Bendigo | CMN | Summer | 26.7308 | 27.0335 | 26.8595 | 26.8614 | 26.939 | 27.6644 | 28.1223 | 28.9039 | 29.2023 | 29.5045
| Bendigo | CTN | Summer | 22.0954 | 21.9839 | 21.775 | 21.6957 | 21.6718 | 22.1129 | 22.3596 | 22.8361 | 22.965 | 23.0955
| Bendigo | EHK | Summer | 55.6934 | 61.4117 | 60.9286 | 60.8734 | 61.002 | 62.697 | 63.7407 | 65.5587 | 66.2115 | 66.8717
| Bendigo | MRO | Summer | 25.0573 | 25.1352 | 25.0788 | 25.1974 | 25.3932 | 26.2456 | 26.8352 | 27.7618 | 28.2013 | 28.649
| Geelong | CRO | Summer | 32.3229 | 33.3075 | 34.3271 | 35.3826 | 36.4752 | 37.606 | 38.7028 | 39.8357 | 41.0056 | 42.2138
| Geelong | DDL | Summer | 53.4378 | 56.3512 | 59.4237 | 62.6637 | 66.0801 | 69.5666 | 73.2386 | 77.1059 | 81.1786 | 85.4677
| Geelong | FNS | Summer | 59.4562 | 49.9443 | 51.556 | 53.2205 | 54.9391 | 56.7136 | 58.5454 | 60.4364 | 62.3882 | 64.4025
| Geelong | GB | Summer | 19.3689 | 19.8522 | 20.3498 | 20.8621 | 21.3894 | 21.9319 | 22.4901 | 23.0641 | 23.6544 | 24.2613
| Geelong | GCY | Summer | 44.4549 | 46.3344 | 48.2969 | 50.3456 | 52.4838 | 54.7151 | 57.0431 | 59.4717 | 62.0048 | 64.6467
| Geelong | GL | Summer | 57.2404 | 58.5643 | 59.7827 | 61.0275 | 62.299 | 63.598 | 64.9249 | 66.2802 | 67.6646 | 69.0787
| Geelong | GLE | Summer | 52.5914 | 54.6222 | 56.7404 | 58.9496 | 61.2497 | 63.6533 | 66.1608 | 68.7768 | 71.5061 | 74.3536
| Geelong | WIN | Summer | 8.9155 | 9.1288 | 9.3472 | 9.571 | 9.8001 | 10.0347 | 10.275 | 10.5211 | 10.7731 | 11.0312
| Geelong | WPD | Summer | 94.3105 | 100.4904 | 105.0681 | 109.869 | 114.9035 | 120.1826 | 125.7181 | 131.5219 | 137.6069 | 143.9865
| Horsham | CHM | Winter | 4.4532 | 5.3207 | 5.4367 | 5.5552 | 5.6763 | 5.8 | 5.9264 | 6.0556 | 6.1876 | 6.3225
| Horsham | HSM | Summer | 44.2723 | 45.8715 | 47.4358 | 47.6865 | 49.0971 | 49.179 | 50.9666 | 52.8212 | 53.7786 | 54.7553
| Horsham | NHL | Summer | 11.5585 | 11.87 | 12.1667 | 12.1322 | 12.3829 | 12.3049 | 12.6399 | 12.9848 | 13.1102 | 13.2375
| Horsham | STL | Winter | 22.2692 | 22.7877 | 23.319 | 23.8635 | 24.4213 | 24.9929 | 25.5785 | 26.1783 | 26.7929 | 27.2036
| Keilor | SSE | Summer | 88.6219 | 91.654 | 94.4179 | 97.4658 | 100.2294 | 102.6962 | 106.564 | 110.5827 | 114.7584 | 119.0974
| Keilor | SU | Summer | 93.913 | 97.4264 | 100.6066 | 104.0577 | 106.2027 | 107.9828 | 111.2374 | 114.5934 | 118.0537 | 121.6218
| Keilor | GSB | Summer | 23.8014 | 24.6201 | 25.4674 | 26.3442 | 27.1877 | 27.5523 | 28.5017 | 29.4841 | 30.5006 | 31.5525
| Keilor | MLN | Summer | 62.7924 | 65.1337 | 67.5626 | 70.0824 | 72.5236 | 73.6758 | 76.4252 | 79.2774 | 82.2364 | 85.306
| Keilor | WND | Summer | 29.3089 | 30.1257 | 30.966 | 31.8303 | 32.6413 | 32.8582 | 33.7766 | 34.7213 | 35.6927 | 36.6918
| Keilor | SA | Summer | 91.9456 | 94.4835 | 97.094 | 99.7792 | 102.2965 | 102.9521 | 105.8082 | 108.7464 | 111.769 | 114.8785
| Kerang | CHA | Summer | 15.7976 | 15.584 | 15.1813 | 14.9761 | 14.851 | 14.6733 | 14.5461 | 14.734 | 14.4304 | 14.1296
| Kerang | SHL | Summer | 39.6924 | 39.8953 | 39.6147 | 39.816 | 40.221 | 40.4869 | 40.8869 | 42.1676 | 42.0855 | 41.9919
| Red Cliffs | BBD | Summer | 29.2574 | 30.0498 | 30.8721 | 31.7253 | 32.6102 | 33.5278 | 34.4791 | 35.4651 | 36.4869 | 37.5455
| Red Cliffs | MBN | Summer | 33.4067 | 34.4817 | 35.5936 | 36.7436 | 37.9331 | 39.1633 | 40.4356 | 41.7515 | 43.1124 | 44.5198
| Red Cliffs | MDA | Summer | 56.8154 | 58.443 | 60.1272 | 61.8704 | 63.6748 | 65.5427 | 67.4767 | 69.4793 | 71.5532 | 73.7013
| Red Cliffs | OYN | Winter | 9.8698 | 9.7829 | 9.6967 | 9.6114 | 9.5269 | 9.4433 | 9.3604 | 9.2784 | 9.1971 | 9.1166
| Red Cliffs | RVL | Summer | 21.8435 | 21.9141 | 21.9851 | 22.0565 | 22.1283 | 22.2005 | 22.2731 | 22.3462 | 22.4197 | 22.4936
| Red Cliffs | WMN | Summer | 17.3626 | 17.3994 | 17.4363 | 17.4733 | 17.5105 | 17.5477 | 17.5851 | 17.6226 | 17.6602 | 17.6979
| Shepparton | CME | Summer | 35.6321 | 36.1415 | 36.2595 | 28.3868 | 28.049 | 27.9623 | 28.4741 | 28.8614 | 28.9867 | 29.1131
| Shepparton | ECA | Summer | 36.2504 | 36.8024 | 36.9458 | 37.7451 | 37.2912 | 37.1707 | 37.8452 | 38.3535 | 38.5131 | 38.6736
| Shepparton | KYM | Summer | 29.6037 | 29.9646 | 30.0247 | 30.5863 | 30.1888 | 30.0471 | 30.5101 | 30.8459 | 30.9157 | 30.9858
| Shepparton | MNA | Summer | 41.27 | 41.8675 | 42.0081 | 42.9114 | 42.3573 | 42.1909 | 42.9472 | 43.5097 | 43.6675 | 43.8262
| Shepparton | NKA | Summer | 32.1898 | 32.5922 | 32.6492 | 33.2802 | 32.8132 | 32.6389 | 33.1563 | 33.5272 | 33.5943 | 33.6616
| Shepparton | SHN | Summer | 37.4165 | 37.9713 | 38.1072 | 38.9425 | 38.4421 | 38.2973 | 38.9991 | 39.5232 | 39.6767 | 39.8313
| Shepparton | SHP | Summer | 22.9511 | 23.2111 | 23.2244 | 23.6444 | 23.2861 | 23.135 | 23.4732 | 23.7064 | 23.7252 | 23.7439
| Shepparton | STN | Summer | 48.7491 | 49.5287 | 49.7613 | 50.9127 | 50.311 | 50.1759 | 51.1557 | 51.9038 | 52.1639 | 52.426
| Terang | CDN | Winter | 18.6821 | 18.9786 | 19.198 | 19.3052 | 19.3179 | 19.2405 | 19.2683 | 19.4064 | 19.55 | 19.6948
| Terang | CLC | Summer | 46.1973 | 47.1913 | 48.2081 | 49.2479 | 50.3113 | 51.3989 | 52.511 | 53.6483 | 54.8112 | 56.0003
| Terang | COB | Summer | 15.3188 | 15.4082 | 15.4981 | 15.5885 | 15.6794 | 15.7709 | 15.8629 | 15.9554 | 16.0485 | 16.1421
| Terang | HTN | Winter | 33.9721 | 34.5636 | 35.001 | 35.2146 | 35.2399 | 35.0856 | 35.141 | 35.4162 | 35.7024 | 35.9907
| Terang | KRT | Summer | 40.1781 | 40.4194 | 36.1215 | 36.3384 | 36.5567 | 36.7763 | 36.9972 | 37.2195 | 37.4431 | 37.668
| Terang | PLD | Winter | 20.244 | 20.5698 | 20.811 | 20.9289 | 20.9429 | 20.8577 | 20.8883 | 21.0402 | 21.1983 | 21.3577
| Terang | TRG | Summer | 24.6467 | 24.7948 | 24.9438 | 25.0936 | 25.2444 | 25.396 | 25.5485 | 25.7019 | 25.8562 | 26.0115
| Terang | WBL | Summer | 55.6589 | 58.9605 | 60.6555 | 64.0614 | 67.9532 | 69.4059 | 70.8935 | 72.417 | 73.9773 | 75.5755
|  |  |  | 2376.645 | 2437.84 | 2481.106 | 2530.9109 | 2581.3904 | 2636.9059 | 2705.4654 | 2782.4797 | 2846.4572 | 2912.3784
Note on J5: Danny Jutrisa: Need to review this row to add MVA to correct year.

## LRMC - Augex
PAL Pricing Model
Forecast Demand Driven Augex ($2015,mn)
| Region | Voltage | Decription of project | 2016 | 2017 | 2018 | 2019 | 2020 | 2021 | 2022 | 2023 | 2024 | 2025 | Terminal Value
| Altona Brooklyn | High Voltage | AL 1 New feeder | 0 | 0 | 0 | 0 | 0 | 0 | 0 | 0 | 0 | 1.0358 | 0
| Altona Brooklyn | High Voltage | AL 12 Extend feeder to Civic Pde and other works. | 0 | 0 | 0.62147 | 0 | 0 | 0 | 0 | 0 | 0 | 0 | 0
| Altona Brooklyn | High Voltage | Augment LVN33 19/4.75 | 0 | 0 | 0 | 0 | 0 | 0 | 0 | 0 | 0.20716 | 0 | 0
| Altona Brooklyn | High Voltage | BLT15 Re-commission | 0 | 0 | 0 | 0 | 1.5848 | 0 | 0 | 0 | 0 | 0 | 0
| Altona Brooklyn | High Voltage | BLT20 exit cable (to 300mm2) and rerate 19/3.75 to 65oC and replace 250mm to 300mm2 | 0 | 0 | 0.30038 | 0 | 0 | 0 | 0 | 0 | 0 | 0 | 0
| Altona Brooklyn | High Voltage | BLT31 East Leg Tie to offload other feeders | 0 | 0 | 0 | 0.31074 | 0 | 0 | 0 | 0 | 0 | 0 | 0
| Altona Brooklyn | High Voltage | HV tie LV3 to LV1 Morris Rd (replace 95mm2 HV cable 500m +T joint) | 0 | 0.36253 | 0 | 0 | 0 | 0 | 0 | 0 | 0 | 0 | 0
| Altona Brooklyn | High Voltage | LV21 into Point Cook New Feeder Design& Construction | 0.47646 | 1.4294 | 0 | 0 | 0 | 0 | 0 | 0 | 0 | 0 | 0
| Altona Brooklyn | High Voltage | LVN21 - LVN24 Feeder load rearrangement | 0 | 0 | 0.31074 | 0 | 0 | 0 | 0 | 0 | 0 | 0 | 0
| Altona Brooklyn | High Voltage | LVN22 Augment 1km Cherry La to Princes Fwy | 0 | 0 | 0 | 0 | 0.15537 | 0 | 0 | 0 | 0 | 0 | 0
| Altona Brooklyn | High Voltage | LVN23-LVN24 tie in along Foundation Rd | 0 | 0 | 0 | 0 | 0.42763 | 0 | 0 | 0 | 0 | 0 | 0
| Altona Brooklyn | High Voltage | TRT Feeders x 6 | 0 | 0 | 0 | 0 | 0 | 0.503 | 5.7117 | 0 | 0 | 0 | 0
| Altona Brooklyn | High Voltage | TRT next 2 feeders | 0 | 0 | 0 | 0 | 0 | 0 | 0 | 0 | 0 | 2.0716 | 0
| Altona Brooklyn | High Voltage | TRT next 2 feeders | 0 | 0 | 0 | 0 | 0 | 0 | 0 | 0 | 0 | 2.0716 | 0
| Altona Brooklyn | High Voltage | Uprate LV1 (80/45oC) 2.4km | 0 | 0 | 0 | 0 | 0 | 0 | 0 | 0 | 0.17608 | 0 | 0
| Altona Brooklyn | High Voltage | Uprate/Augment BLT22 feeder to 65oC | 0 | 0 | 0 | 0 | 0 | 0 | 0 | 0.24859 | 0 | 0 | 0
| Altona Brooklyn | High Voltage | WBE34 Augment (Robbs Rd& Cunningham Rd) | 0 | 0 | 0 | 0 | 0 | 0 | 0 | 0 | 0.10358 | 0 | 0
| Altona Brooklyn | Sub transmission | BLTS-BMH 66kV line augmentation Stage 1 | 0 | 0 | 0 | 0 | 0 | 0 | 7.6648 | 0 | 0 | 0 | -0.074416
| Altona Brooklyn | Sub transmission | BLTS-BMH 66kV line augmentation Stage 2 | 0 | 0 | 0 | 0 | 0 | 0 | 0 | 1.7608 | 0 | 0 | -1.2116
| Altona Brooklyn | Sub transmission | BMH transfer to ATS/West DPTS | 0 | 0 | 0 | 0 | 0 | 1.533 | 0 | 0 | 0 | 0 | -1.036
| Altona Brooklyn | Sub transmission | BMH ZSS new 66/22kV 25/33 MVA Tr-3 | 0 | 0 | 0 | 0 | 0 | 1.3213 | 4.1684 | 0 | 0 | 0 | -2.2125
| Altona Brooklyn | Zone Substations | Land for Point Cook zone substation (PCK) | 0 | 0 | 1.1394 | 0 | 0 | 0 | 0 | 0 | 0 | 0 | 0
| Altona Brooklyn | Zone Substations | New TRT Zone substation with 2 x 33/25MVA Tx+12MVAr Cap bank | 0 | 0 | 0 | 0 | 0 | 0.20273 | 14.8162 | 0 | 0 | 0 | -6.6675
| Altona Brooklyn | Zone Substations | TRT 3rd Tx & Bus | 0 | 0 | 0 | 0 | 0 | 0 | 0 | 0 | 0 | 5.1789 | -4.5983
| Altona Brooklyn | Zone Substations | WBE 2nd cap bank | 0 | 0 | 1.0358 | 0 | 0 | 0 | 0 | 0 | 0 | 0 | 0
| Altona Brooklyn | Low Voltage Substations | Allocation of funds | 0.12016 | 0.12016 | 0.12016 | 0.12016 | 0.12016 | 0 | 0 | 0 | 0 | 0 | 0
| Altona Brooklyn | Low Voltage | Allocation of funds | 0.22984 | 0.22984 | 0.22984 | 0.22984 | 0.22984 | 0 | 0 | 0 | 0 | 0 | 0
| Ballarat | High Voltage | BAN 11 Glentown SWER Aug | 0 | 0 | 0 | 0 | 0 | 0.31074 | 0 | 0 | 0 | 0 | 0
| Ballarat | High Voltage | BAN 6 Evansford P30 Swer Aug | 0 | 0 | 0 | 0 | 0.43503 | 0 | 0 | 0 | 0 | 0 | 0
| Ballarat | High Voltage | BAN 6 Glenruel P35 SWER Aug | 0 | 0 | 0 | 0.35641 | 0 | 0 | 0 | 0 | 0 | 0 | 0
| Ballarat | High Voltage | BAN11 uprate feeder backbone to 65oC | 0 | 0 | 0.15537 | 0 | 0 | 0 | 0 | 0 | 0 | 0 | 0
| Ballarat | High Voltage | BAN13 new 1MVAr line cap | 0 | 0 | 0.074385 | 0 | 0 | 0 | 0 | 0 | 0 | 0 | 0
| Ballarat | High Voltage | BAN13 uprate feeder exit | 0 | 0 | 0.42763 | 0 | 0 | 0 | 0 | 0 | 0 | 0 | 0
| Ballarat | High Voltage | BAN15 uprate feeder exit | 0 | 0 | 0 | 0 | 0 | 0 | 0.43503 | 0 | 0 | 0 | 0
| Ballarat | High Voltage | BAN2 feeder exit augmentation - 300mm2 Cu | 0 | 0.42763 | 0 | 0 | 0 | 0 | 0 | 0 | 0 | 0 | 0
| Ballarat | High Voltage | BAN5 Augment feeder exit - 300 mm2 Cu | 0 | 0 | 0.42763 | 0 | 0 | 0 | 0 | 0 | 0 | 0 | 0
| Ballarat | High Voltage | BAN6 new 1MVAr line cap | 0 | 0 | 0.074385 | 0 | 0 | 0 | 0 | 0 | 0 | 0 | 0
| Ballarat | High Voltage | BAN7 new 1MVAr line cap | 0 | 0 | 0.074385 | 0 | 0 | 0 | 0 | 0 | 0 | 0 | 0
| Ballarat | High Voltage | BAN7 uprate feeder exit | 0 | 0 | 0.42763 | 0 | 0 | 0 | 0 | 0 | 0 | 0 | 0
| Ballarat | High Voltage | BAN8 Daylesford HV ring BAN8/BAN11 HV ABC | 0 | 0 | 0 | 0.47232 | 0 | 0 | 0 | 0 | 0 | 0 | 0
| Ballarat | High Voltage | BAN8 new 1MVAr line cap | 0 | 0 | 0.074385 | 0 | 0 | 0 | 0 | 0 | 0 | 0 | 0
| Ballarat | High Voltage | BAN8/ BAN11 Daylesford feeder tie upgrade - replace 500m with 19/3.25AAC | 0.12429 | 0 | 0 | 0 | 0 | 0 | 0 | 0 | 0 | 0 | 0
| Ballarat | High Voltage | BAS 11 Snakeval 33 SWER Aug | 0.22373 | 0 | 0 | 0 | 0 | 0 | 0 | 0 | 0 | 0 | 0
| Ballarat | High Voltage | BAS 11 Waterloo SWER Aug | 0 | 0 | 0 | 0 | 0 | 0 | 0 | 0 | 0.37288 | 0 | 0
| Ballarat | High Voltage | BAS 21 Capeclear Swer Aug | 0 | 0 | 0.43503 | 0 | 0 | 0 | 0 | 0 | 0 | 0 | 0
| Ballarat | High Voltage | BAS 21 Southcross P35 SWER Aug | 0 | 0 | 0 | 0 | 0.43503 | 0 | 0 | 0 | 0 | 0 | 0
| Ballarat | High Voltage | BAS 22 Buninyong 267 SWER Aug | 0 | 0 | 0 | 0 | 0 | 0.43503 | 0 | 0 | 0 | 0 | 0
| Ballarat | High Voltage | BAS 22 Corindhap P25 SWER Aug | 0 | 0 | 0 | 0.35641 | 0 | 0 | 0 | 0 | 0 | 0 | 0
| Ballarat | High Voltage | BAS 22 Dereel South P1 SWER Aug | 0 | 0 | 0 | 0.24859 | 0 | 0 | 0 | 0 | 0 | 0 | 0
| Ballarat | High Voltage | BAS 23 Greenhill 14 SWER Aug | 0 | 0.23616 | 0 | 0 | 0 | 0 | 0 | 0 | 0 | 0 | 0
| Ballarat | High Voltage | BAS13/ BAS34 22kV feeder tie | 0 | 0 | 0 | 0.62147 | 0 | 0 | 0 | 0 | 0 | 0 | 0
| Ballarat | High Voltage | BAS14 augment feeder exit to 300mm2 Cu | 0 | 0 | 0 | 0.28509 | 0 | 0 | 0 | 0 | 0 | 0 | 0
| Ballarat | High Voltage | BAS23 feeder uprate to 80oC | 0 | 0 | 0.15537 | 0 | 0 | 0 | 0 | 0 | 0 | 0 | 0
| Ballarat | High Voltage | BAS31 New 22kV Ring Road feeder (Construct) | 0 | 0 | 0 | 0.16158 | 2.113 | 0 | 0 | 0 | 0 | 0 | 0
| Ballarat | High Voltage | BAS33 New 22kV Sebastopol feeder (Construct) | 0.14915 | 2.113 | 0 | 0 | 0 | 0 | 0 | 0 | 0 | 0 | 0
| Ballarat | High Voltage | BAW 22 kv Feeders | 0 | 0 | 0 | 0 | 0 | 3.3559 | 0 | 0 | 0 | 0 | 0
| Ballarat | High Voltage | BMH 3 Mountwall 48 Swer Aug | 0 | 0 | 0.35641 | 0 | 0 | 0 | 0 | 0 | 0 | 0 | 0
| Ballarat | High Voltage | BMH 3 Uprate/Augment | 0 | 0 | 0 | 0.24859 | 0 | 0 | 0 | 0 | 0 | 0 | 0
| Ballarat | High Voltage | BMH 4 Augment Stage 2 (5km) | 0 | 0 | 0 | 0 | 0.77684 | 0 | 0 | 0 | 0 | 0 | 0
| Ballarat | High Voltage | BMH 5 Augment stage 2 (2km) | 0 | 0 | 0 | 0 | 0.27345 | 0 | 0 | 0 | 0 | 0 | 0
| Ballarat | High Voltage | BMH 6 augment stage (5.5km) | 0 | 0 | 0 | 0 | 0 | 0 | 0 | 0 | 0.43503 | 0 | 0
| Ballarat | High Voltage | BMH 7 New Feeder | 0 | 0 | 0 | 0 | 0 | 0 | 0.99435 | 0 | 0 | 0 | 0
| Ballarat | High Voltage | BMH06 extension along Fisken Str to offload BMh04 & BMH05 (1.5km of OH line) | 0 | 0 | 0.36253 | 0 | 0 | 0 | 0 | 0 | 0 | 0 | 0
| Ballarat | Sub transmission | 66kV line BAW - BAS | 0 | 0 | 0 | 0 | 0.31074 | 2.7345 | 0 | 0 | 0 | 0 | -2.7271
| Ballarat | Sub transmission | Establish BAN-BAW and BAW to BGR 66kV - to secure BAW | 0 | 0 | 0 | 0 | 0.31074 | 3.1074 | 0 | 0 | 0 | 0 | -3.061
| Ballarat | Zone Substations | BAW ZSS Ballarat West land purchase | 0 | 0 | 0 | 0.70433 | 0 | 0 | 0 | 0 | 0 | 0 | 0
| Ballarat | Zone Substations | BMH - Install second 6 MVAR cap bank (#2) | 0.87006 | 0 | 0 | 0 | 0 | 0 | 0 | 0 | 0 | 0 | 0
| Ballarat | Zone Substations | Establish BAW zone substation & Revised protection at BAS &BATS | 0 | 0 | 0 | 0 | 0 | 6.7326 | 0 | 0 | 0 | 0 | -1.0813
| Ballarat | Low Voltage Substations | Allocation of funds | 0.12016 | 0.12016 | 0.12016 | 0.12016 | 0.12016 | 0 | 0 | 0 | 0 | 0 | 0
| Ballarat | Low Voltage | Allocation of funds | 0.22984 | 0.22984 | 0.22984 | 0.22984 | 0.22984 | 0 | 0 | 0 | 0 | 0 | 0
| Bendigo | High Voltage | BET 10 BETS-CTN Line reconductor to Marong | 0 | 0 | 0 | 0 | 0 | 1.0358 | 0 | 0 | 0 | 0 | 0
| Bendigo | High Voltage | BET 1Marong South P5 Swer Aug | 0 | 0 | 0 | 0 | 0 | 0 | 0.25895 | 0 | 0 | 0 | 0
| Bendigo | High Voltage | BET 3 to BET 4 Tie to transfer Sandhurst Res | 0 | 0 | 0 | 0 | 0.4661 | 0 | 0 | 0 | 0 | 0 | 0
| Bendigo | High Voltage | BET 4 Floods Rd 36 Swer Aug | 0 | 0 | 0.25895 | 0 | 0 | 0 | 0 | 0 | 0 | 0 | 0
| Bendigo | High Voltage | BET 4 Lockwood Sth Swer Aug | 0.35636 | 0 | 0 | 0 | 0 | 0 | 0 | 0 | 0 | 0 | 0
| Bendigo | High Voltage | BET 4 Reconductor McGlashans line to 19/3.25 AAC | 0 | 0 | 0 | 0 | 0 | 0 | 0 | 0 | 0.25895 | 0 | 0
| Bendigo | High Voltage | BET 4 Replace Lockwood regulator | 0 | 0 | 0 | 0 | 0 | 0 | 0.25895 | 0 | 0 | 0 | 0
| Bendigo | High Voltage | BET 5 Coghill 117 Swer Aug | 0 | 0 | 0 | 0 | 0 | 0 | 0 | 0 | 0.20716 | 0 | 0
| Bendigo | High Voltage | BET 6 Lockwood Rd P1 Swer Aug | 0 | 0 | 0 | 0 | 0.25895 | 0 | 0 | 0 | 0 | 0 | 0
| Bendigo | High Voltage | BET 8 Uprate | 0.18644 | 0 | 0 | 0 | 0 | 0 | 0 | 0 | 0 | 0 | 0
| Bendigo | High Voltage | BETS 22kV Feeder exits BET10 | 0 | 0.41431 | 1.1394 | 0 | 0 | 0 | 0 | 0 | 0 | 0 | 0
| Bendigo | High Voltage | BETS 22kV Feeder exits BET9 | 0 | 0 | 0 | 0 | 0 | 0 | 1.0358 | 0 | 0 | 0 | 0
| Bendigo | High Voltage | BGO 13 Emu Creek-Pilcher Swer Aug | 0 | 0 | 0.35641 | 0 | 0 | 0 | 0 | 0 | 0 | 0 | 0
| Bendigo | High Voltage | BGO 21 Reconfiguration | 0.29002 | 0 | 0 | 0 | 0 | 0 | 0 | 0 | 0 | 0 | 0
| Bendigo | High Voltage | BGO 23 Extend 66kV line to AXL ZSS Site | 0 | 0 | 0 | 0.72505 | 0 | 0 | 0 | 0 | 0 | 0 | 0
| Bendigo | High Voltage | BGO 23 Longlea Swer Aug | 0 | 0 | 0 | 0 | 0 | 0 | 0.25895 | 0 | 0 | 0 | 0
| Bendigo | High Voltage | BGO 23 Murphy's Lane SWER Aug | 0 | 0 | 0 | 0 | 0 | 0 | 0 | 0 | 0.25895 | 0 | 0
| Bendigo | High Voltage | BGO 31 New feeder | 0 | 0 | 0 | 0 | 0 | 0 | 0 | 0 | 0.62147 | 0 | 0
| Bendigo | High Voltage | BGO 32 New feeder | 0 | 0 | 0 | 0 | 0 | 0 | 0 | 0 | 0.72505 | 0 | 0
| Bendigo | High Voltage | CMN 1 Vaughan SWER upgrade | 0 | 0 | 0 | 0 | 0 | 0 | 0.35641 | 0 | 0 | 0 | 0
| Bendigo | High Voltage | CMN 2 Penrose SWER upgrade | 0 | 0 | 0 | 0 | 0 | 0 | 0 | 0 | 0.35641 | 0 | 0
| Bendigo | High Voltage | CMN 3 to BET 4 Tie to transfer Ravenswood via subsidiary to BETS-CMN Line | 0 | 0 | 0 | 1.0358 | 0 | 0 | 0 | 0 | 0 | 0 | 0
| Bendigo | High Voltage | CMN 4 North Muckleford Swer Aug | 0 | 0 | 0 | 0 | 0 | 0.25895 | 0 | 0 | 0 | 0 | 0
| Bendigo | High Voltage | CMN 5 1.0 MVAr Cap Bk near Don KRC | 0 | 0 | 0 | 0 | 0.093221 | 0 | 0 | 0 | 0 | 0 | 0
| Bendigo | High Voltage | EHK 21/22/33 Rohs Road Tie | 0 | 0 | 0 | 0 | 0.41431 | 0 | 0 | 0 | 0 | 0 | 0
| Bendigo | High Voltage | EHK 22/33 1.0 MVAr Cap Bk White Hills | 0 | 0.082863 | 0 | 0 | 0 | 0 | 0 | 0 | 0 | 0 | 0
| Bendigo | High Voltage | EHK 23 66kV Line section at Epsom Stg 1 | 0 | 0 | 1.4197 | 0 | 0 | 0 | 0 | 0 | 0 | 0 | 0
| Bendigo | High Voltage | EHK 23 66kV Line section at Epsom Stg 2 | 0 | 0 | 0 | 0 | 1.6563 | 0 | 0 | 0 | 0 | 0 | 0
| Bendigo | High Voltage | EHK 23 66kV Line section at Epsom Stg 3 | 0 | 0 | 0 | 0 | 0 | 2.0716 | 0 | 0 | 0 | 0 | 0
| Bendigo | High Voltage | EHK 24 Rheola Swer Aug | 0 | 0.36253 | 0 | 0 | 0 | 0 | 0 | 0 | 0 | 0 | 0
| Bendigo | High Voltage | EHK11 new feeder | 0 | 0 | 0 | 0.82863 | 0 | 0.51789 | 0 | 0 | 0 | 0 | 0
| Bendigo | High Voltage | EHK12 new feeder | 0 | 0 | 0 | 0 | 0 | 0 | 0 | 0 | 0 | 1.4501 | 0
| Bendigo | High Voltage | EHK13 new feeder | 0 | 0 | 0 | 0 | 0 | 0 | 0 | 0 | 0.51789 | 0 | 0
| Bendigo | High Voltage | EHK14 new feeder | 0 | 0 | 0 | 0 | 0 | 0 | 0 | 0 | 0.51789 | 0 | 0
| Bendigo | High Voltage | EHK22 Uprate | 0.22787 | 0 | 0 | 0 | 0 | 0 | 0 | 0 | 0 | 0 | 0
| Bendigo | High Voltage | Future New feeder (subsidiary to BGO-EHK Line) | 0 | 0.51789 | 0 | 0 | 0 | 0 | 0 | 0 | 0 | 0 | 0
| Bendigo | High Voltage | MRO 5 Reconductor 20km of 7/.064 Cu in Dunolly line Stage 2 | 0 | 0 | 0 | 0 | 0 | 0 | 0 | 0 | 0.41431 | 0 | 0
| Bendigo | High Voltage | MRO 5 Reconductor of 7/.064 Cu in Dunolly line Stage 1 - 5km | 0 | 0 | 0 | 0.34181 | 0 | 0 | 0 | 0 | 0 | 0 | 0
| Bendigo | High Voltage | MRO 7 1.0 MVAr Cap Bk at Newstead | 0 | 0 | 0.082863 | 0 | 0 | 0 | 0 | 0 | 0 | 0 | 0
| Bendigo | High Voltage | MRO 7 Woodstock West SWER Aug | 0 | 0 | 0 | 0.20716 | 0 | 0 | 0 | 0 | 0 | 0 | 0
| Bendigo | High Voltage | Tannery Lane tie (BET 5 / BGO 13) | 0 | 0 | 0 | 0 | 0 | 0.67326 | 0 | 0 | 0 | 0 | 0
| Bendigo | Sub transmission | BETS - CTN Thermal Uprate to 80 deg.C | 0 | 0 | 0 | 0 | 1.0358 | 0 | 0 | 0 | 0 | 0 | 0
| Bendigo | Sub transmission | BGO-EHK 66kV reconductor to 0.3 line (5.2km) | 0 | 0 | 0 | 0 | 0 | 0 | 0 | 0 | 3.1074 | 0 | -0.062147
| Bendigo | Sub transmission | CTN - Part Reconstruct to 331 sq mm Al (10km) Stg2 Marong-Leichardt 5064199 | 0 | 0.31074 | 2.7966 | 0 | 0 | 0 | 0 | 0 | 0 | 0 | 0
| Bendigo | Zone Substations | AXL - Aquire site for new zone substation | 0 | 0.15537 | 0 | 0 | 0 | 0 | 0 | 0 | 0 | 0 | 0
| Bendigo | Zone Substations | BDR - Aquire site for new zone substation | 0 | 0 | 0 | 0 | 0.15537 | 0 | 0 | 0 | 0 | 0 | 0
| Bendigo | Zone Substations | BGO 3rd Transformer & 22kV Bus | 0 | 0 | 0 | 0 | 0 | 0 | 0 | 0 | 0 | 4.1431 | -2.3101
| Bendigo | Zone Substations | EHK- Install 3rd Transformer, 3rd 22kV bus | 0 | 0 | 0 | 0 | 0 | 0 | 0.47123 | 4.2934 | 0 | 0 | -1.4149
| Bendigo | Zone Substations | MRO 3rd Transformer | 0 | 0 | 0 | 0 | 0 | 5.5932 | 0 | 0 | 0 | 0 | -3.322
| Bendigo | Zone Substations | Uprate CMN Cap Bk with an additional 4.5 MVAr step and VAR Controller | 0 | 0 | 0 | 0.41431 | 0 | 0 | 0 | 0 | 0 | 0 | 0
| Bendigo | Zone Substations | Uprate MRO Cap Bk with an additional 3.0 MVAr step and VAR Controller | 0 | 0 | 0 | 0 | 0.31074 | 0 | 0 | 0 | 0 | 0 | 0
| Bendigo | Low Voltage Substations | Allocation of funds | 0.12016 | 0.12016 | 0.12016 | 0.12016 | 0.12016 | 0 | 0 | 0 | 0 | 0 | 0
| Bendigo | Low Voltage | Allocation of funds | 0.22984 | 0.22984 | 0.22984 | 0.22984 | 0.22984 | 0 | 0 | 0 | 0 | 0 | 0
| Geelong | High Voltage | CRO Feeder Rearrangement (CRO 13/14/22/32) | 0 | 0 | 0 | 0 | 0 | 0 | 0.39774 | 0 | 0 | 0 | 0
| Geelong | High Voltage | CRO022 Furner Ave 22kV Tie | 0.12429 | 0 | 0 | 0 | 0 | 0 | 0 | 0 | 0 | 0 | 0
| Geelong | High Voltage | CRO13 / FNS11 22kV feeder tie | 0 | 0 | 0 | 0 | 0 | 0 | 0.64633 | 0 | 0 | 0 | 0
| Geelong | High Voltage | CRO13 / GL24 22kV feeder tie | 0 | 0 | 0 | 0 | 0 | 0 | 0.59661 | 0 | 0 | 0 | 0
| Geelong | High Voltage | FNS 31 New feeder to Lara (Design/Construct) | 0.19273 | 2.0558 | 0 | 0 | 0 | 0 | 0 | 0 | 0 | 0 | 0
| Geelong | High Voltage | FNS 33 New feeder to Heales rd / Avalon area (Design/Construct) | 0 | 0 | 0 | 0.25353 | 2.9578 | 0 | 0 | 0 | 0 | 0 | 0
| Geelong | High Voltage | FNS12 St Georges Road upgrade HV U/G cable to 300mm2 Cu | 0.42763 | 0 | 0 | 0 | 0 | 0 | 0 | 0 | 0 | 0 | 0
| Geelong | High Voltage | GL 12 3rd Phase Barabool Road - Stage 2 | 0 | 0 | 0 | 0.28588 | 0 | 0 | 0 | 0 | 0 | 0 | 0
| Geelong | High Voltage | GL12 3rd Phase Barabool Road, Shift Reg - Stage 1 | 0 | 0 | 0.27345 | 0 | 0 | 0 | 0 | 0 | 0 | 0 | 0
| Geelong | High Voltage | GL12 augment Shelford township to three phase (1.4km P98 - P113) | 0 | 0 | 0 | 0.199 | 0 | 0 | 0 | 0 | 0 | 0 | 0
| Geelong | High Voltage | GL13 new feeder to Bannockburn | 0 | 0.13494 | 3.4186 | 0 | 0 | 0 | 0 | 0 | 0 | 0 | 0
| Geelong | High Voltage | GL15 Augment Ballarat Rd P127 - P144 (2.1km 6/4.75, 7/1.60 ACSR) | 0.2231 | 0 | 0 | 0 | 0 | 0 | 0 | 0 | 0 | 0 | 0
| Geelong | High Voltage | GL15 Augment Ballarat Rd P144 - P161 (2.0km 6/4.75, 7/1.60 ACSR) | 0 | 0.21248 | 0 | 0 | 0 | 0 | 0 | 0 | 0 | 0 | 0
| Geelong | High Voltage | GL15 Augment Ballarat Rd P161 - P179 (2.0km 6/4.75, 7/1.60 ACSR) | 0 | 0 | 0 | 0 | 0.21248 | 0 | 0 | 0 | 0 | 0 | 0
| Geelong | High Voltage | GL15 Augment Ballarat Rd P179 - P196A (1.73km 6/4.75, 7/1.60 ACSR) | 0 | 0 | 0 | 0 | 0 | 0.43503 | 0 | 0 | 0 | 0 | 0
| Geelong | High Voltage | GL15 Augment Ballarat Rd P196A - P217 (2.4km 6/4.75, 7/1.60 ACSR) | 0 | 0 | 0 | 0 | 0 | 0 | 0.47232 | 0 | 0 | 0 | 0
| Geelong | High Voltage | GL15 P124A Moorabool Valley regulator to 3 x 200A | 0.20716 | 0 | 0 | 0 | 0 | 0 | 0 | 0 | 0 | 0 | 0
| Geelong | High Voltage | GL15 Shelford Rd Swer Aug | 0 | 0 | 0 | 0 | 0 | 0.27966 | 0 | 0 | 0 | 0 | 0
| Geelong | High Voltage | GL25 New feeder | 0 | 0 | 0 | 0 | 0 | 2.2373 | 0 | 0 | 0 | 0 | 0
| Geelong | High Voltage | GLE13 Uprate to 80oC | 0.12429 | 0 | 0 | 0 | 0 | 0 | 0 | 0 | 0 | 0 | 0
| Geelong | High Voltage | GLE22 - new 22kV feeder to Armstrong Creek | 0 | 0 | 0.21656 | 2.1656 | 0 | 0 | 0 | 0 | 0 | 0 | 0
| Geelong | High Voltage | GLE24 exit augment to Cu (269m underground cable) | 0 | 0 | 0.38345 | 0 | 0 | 0 | 0 | 0 | 0 | 0 | 0
| Geelong | High Voltage | GLE31 Curlewis augmention, stage 2 (2,669m augmentation) | 0 | 0 | 0 | 0.28355 | 0 | 0 | 0 | 0 | 0 | 0 | 0
| Geelong | High Voltage | GLE31 exit augment to Cu (94m underground cable) | 0 | 0 | 0 | 0.13399 | 0 | 0 | 0 | 0 | 0 | 0 | 0
| Geelong | High Voltage | TQY 5th Feeder - Messmate Road | 0 | 0 | 0 | 0 | 1.1136 | 0 | 0 | 0 | 0 | 0 | 0
| Geelong | High Voltage | WIN 12 New 1.0MVAR line cap | 0 | 0.074385 | 0 | 0 | 0 | 0 | 0 | 0 | 0 | 0 | 0
| Geelong | High Voltage | WIN 13 -WIN 11 Feeder Tie | 0 | 0 | 0 | 0.16573 | 0 | 0 | 0 | 0 | 0 | 0 | 0
| Geelong | High Voltage | WIN 13 -WIN 12 Feeder Tie | 0 | 0 | 0 | 0 | 0.42467 | 0 | 0 | 0 | 0 | 0 | 0
| Geelong | High Voltage | WPD11 - WIN12 22kV feeder tie | 0 | 0 | 0 | 0 | 2.113 | 0 | 0 | 0 | 0 | 0 | 0
| Geelong | High Voltage | WPD32 Subsidiary 22kV line (Ghazeepore Road) | 0 | 0 | 0.36045 | 0 | 0 | 0 | 0 | 0 | 0 | 0 | 0
| Geelong | Sub transmission | At TQY 66 kV/22 kV Feeders | 0 | 0 | 2.8588 | 0 | 0 | 0 | 0 | 0 | 0 | 0 | 0
| Geelong | Sub transmission | At WPD - 66 kV Line works for TQY Lines | 0 | 0 | 1.7505 | 0 | 0 | 0 | 0 | 0 | 0 | 0 | 0
| Geelong | Sub transmission | At WPD -Zone SS 66 kV works for TQY Lines | 0 | 0 | 1.968 | 0 | 0 | 0 | 0 | 0 | 0 | 0 | 0
| Geelong | Sub transmission | DDL-OGE 66kV line(DDL 31 Fdr) | 0 | 0 | 0 | 2.4859 | 0 | 0 | 0 | 0 | 0 | 0 | 0
| Geelong | Zone Substations | DDL-Install 3rd 20/33 MVA transformer and 22kV bus . | 0 | 0 | 0 | 0 | 0 | 1.2933 | 4.5983 | 0 | 0 | 0 | 0
| Geelong | Zone Substations | Future Banockburn zone substation site acquisition. (BBN) | 0 | 0 | 0 | 0 | 0 | 0 | 0.55932 | 0 | 0 | 0 | 0
| Geelong | Zone Substations | GCY PPS | 0 | 0.15537 | 0 | 0 | 0 | 0 | 0 | 0 | 0 | 0 | 0
| Geelong | Zone Substations | GCY-Install 3rd 20/33 MVA transformer & associated bus work | 0 | 0 | 0 | 0 | 0 | 0 | 1.2169 | 5.1718 | 0 | 0 | 0
| Geelong | Zone Substations | GL Cooling upgrade | 0 | 0 | 0 | 0 | 0 | 0 | 1.4915 | 0 | 0 | 0 | 0
| Geelong | Zone Substations | GL Tx 22 kV CB augmentation | 0 | 0 | 0 | 0 | 0.47232 | 0 | 0 | 0 | 0 | 0 | 0
| Geelong | Zone Substations | GLE - Replace 2 x transformers to 25/33MVA + Full switching | 3.4716 | 5.0632 | 0 | 0 | 0 | 0 | 0 | 0 | 0 | 0 | 0
| Geelong | Zone Substations | Lara Zone SS Site(Heales Rd) | 0 | 0 | 0 | 0 | 1.2429 | 0 | 0 | 0 | 0 | 0 | 0
| Geelong | Zone Substations | Torquay Sound Enclosures | 0 | 0 | 0.2531 | 0.2531 | 0 | 0 | 0 | 0 | 0 | 0 | 0
| Geelong | Zone Substations | Torquay Zone substation 2nd transformer | 0 | 0 | 0 | 4.8919 | 0 | 0 | 0 | 0 | 0 | 0 | 0
| Geelong | Zone Substations | Torquay Zone substation Design & establishment. I x transformer | 0 | 0.7366 | 8.734 | 0 | 0 | 0 | 0 | 0 | 0 | 0 | 0
| Geelong | Zone Substations | WPD - Augment Tx 2 transformer. | 0 | 0 | 0 | 0 | 0 | 0 | 0 | 0 | 4.8475 | 0 | 0
| Geelong | Low Voltage Substations | Allocation of funds | 0.12016 | 0.12016 | 0.12016 | 0.12016 | 0.12016 | 0 | 0 | 0 | 0 | 0 | 0
| Geelong | Low Voltage | Allocation of funds | 0.22984 | 0.22984 | 0.22984 | 0.22984 | 0.22984 | 0 | 0 | 0 | 0 | 0 | 0
| Horsham | High Voltage | ART 33 HV Line Cap Willaura Line | 0 | 0 | 0 | 0.074385 | 0 | 0 | 0 | 0 | 0 | 0 | 0
| Horsham | High Voltage | HSM 1 & 2 22kV HVOH Feeder Tie | 0 | 0.43503 | 0 | 0 | 0 | 0 | 0 | 0 | 0 | 0 | 0
| Horsham | High Voltage | HSM 1 & 5 22kV Fdr Tie Switch b/f P104 | 0 | 0 | 0 | 0 | 0 | 0.087006 | 0 | 0 | 0 | 0 | 0
| Horsham | High Voltage | HSM 2 Balmoral South 16 SWER Aug | 0 | 0 | 0 | 0 | 0.43503 | 0 | 0 | 0 | 0 | 0 | 0
| Horsham | High Voltage | HSM 5 New HV Backbone Route Sub/Sid 66kV .1 ACSR P130 - P163 | 0 | 0 | 0 | 0 | 0 | 0 | 0 | 0 | 0.39774 | 0 | 0
| Horsham | High Voltage | New CHM012 Feeder (Construct) | 0 | 0 | 0 | 0 | 0 | 0 | 0.87006 | 0 | 0 | 0 | 0
| Horsham | High Voltage | New CHM013 Feeder (Construct) | 0 | 0 | 0 | 0 | 0 | 0 | 0 | 0 | 0 | 1.1186 | 0
| Horsham | High Voltage | New HSM 22kV Fdr (Construct) | 0 | 0 | 0 | 0 | 0 | 0 | 0 | 0.19995 | 2.0995 | 0 | 0
| Horsham | High Voltage | STL 5 Grange P1 SWER Aug | 0 | 0 | 0 | 0 | 0 | 0.35641 | 0 | 0 | 0 | 0 | 0
| Horsham | High Voltage | STL 5 Shirreff and Dawson St, Stawell HV Aug | 0 | 0 | 0 | 0.087006 | 0 | 0 | 0 | 0 | 0 | 0 | 0
| Horsham | High Voltage | STL 7 Navaree SWER Aug | 0 | 0 | 0 | 0.35641 | 0 | 0 | 0 | 0 | 0 | 0 | 0
| Horsham | Sub transmission | HOTS-HSM #1 Exit Uprate at HSM | 0 | 0 | 0 | 0.20653 | 0 | 0 | 0 | 0 | 0 | 0 | 0
| Horsham | Sub transmission | HOTS-HSM #2 Exit Uprate at HSM | 0 | 0 | 0 | 0.20653 | 0 | 0 | 0 | 0 | 0 | 0 | 0
| Horsham | Zone Substations | ART 3rd Tx | 0 | 0 | 0 | 0 | 0 | 0 | 0 | 0 | 0 | 4.4021 | -3.9485
| Horsham | Zone Substations | ART Install High Capacity Fans | 0 | 0 | 0 | 0 | 0 | 0.34827 | 0 | 0 | 0 | 0 | 0
| Horsham | Zone Substations | STL Upgrade #3 cap bank to 6 MVAr with PLC var control | 0 | 0 | 0 | 0 | 0 | 0 | 0.34802 | 0 | 0 | 0 | 0
| Horsham | Low Voltage Substations | Allocation of funds | 0.12016 | 0.12016 | 0.12016 | 0.12016 | 0.12016 | 0 | 0 | 0 | 0 | 0 | 0
| Horsham | Low Voltage | Allocation of funds | 0.22984 | 0.22984 | 0.22984 | 0.22984 | 0.22984 | 0 | 0 | 0 | 0 | 0 | 0
| Keilor | High Voltage | Establish new SU14 feeder to ORICA site | 0 | 0 | 0 | 2.0343 | 0 | 0 | 0 | 0 | 0 | 0 | 0
| Keilor | High Voltage | GSB 21 & 22 feeders | 0 | 0 | 0 | 0 | 0 | 0.31459 | 0 | 0 | 0 | 0 | 0
| Keilor | High Voltage | GSB 23 & 24 feeders | 0 | 0 | 0 | 0 | 0 | 0 | 0 | 0 | 0.31459 | 0 | 0
| Keilor | High Voltage | MLN 13 New HV Sw- Coburns Rd | 0 | 0.056968 | 0 | 0 | 0 | 0 | 0 | 0 | 0 | 0 | 0
| Keilor | High Voltage | MLN 21 Ferris Rd 3PH steel tie to MLN 11 | 0 | 0 | 0 | 0 | 0.26216 | 0 | 0 | 0 | 0 | 0 | 0
| Keilor | High Voltage | MLN 21 Uprate | 0 | 0 | 0 | 0 | 0 | 0 | 0 | 0 | 0.41945 | 0 | 0
| Keilor | High Voltage | MLN 31 New 22kV fdr to offload MLN11 & 24 | 0 | 0 | 0 | 0 | 0 | 0 | 0 | 0.093532 | 1.2426 | 0 | 0
| Keilor | High Voltage | MLN12 & 14 HV Rearrangement - Stage 2 | 0 | 0 | 0 | 0 | 0 | 0 | 0 | 0 | 0.31074 | 0 | 0
| Keilor | High Voltage | MLN32 New 22kV Feeder to offload MLN24 & accept 5MW from BMH | 0.090803 | 1.7253 | 0 | 0 | 0 | 0 | 0 | 0 | 0 | 0 | 0
| Keilor | High Voltage | MLN33 New 22kV Feeder to offload MLN 11, MLN13 and MLN23 | 0 | 0 | 0 | 0 | 0.093532 | 1.2426 | 0 | 0 | 0 | 0 | 0
| Keilor | High Voltage | MLN34 New 22kV fdr to offload MLN12, 14 & 22 | 0 | 0 | 0 | 0 | 0 | 0 | 0 | 0 | 0.62147 | 0 | 0
| Keilor | High Voltage | RBE 4 New 22kV Feeders | 0 | 0 | 0 | 0 | 0 | 0 | 0 | 0 | 0 | 0.21 | 0
| Keilor | High Voltage | SSE 11 Stage 2 Augment | 0 | 0 | 0 | 0 | 0 | 0 | 0.20973 | 0 | 0 | 0 | 0
| Keilor | High Voltage | SSE 11 Uprate + reconductor in McIntyre Rd (design) | 0 | 0 | 0.26216 | 0 | 0 | 0 | 0 | 0 | 0 | 0 | 0
| Keilor | High Voltage | SSE/SU - SA Feeder tie for offload project | 0.93852 | 0 | 0 | 0 | 0 | 0 | 0 | 0 | 0 | 0 | 0
| Keilor | High Voltage | SSE13 South to offload SU8 south & SSE14 (former SU1) | 0 | 0 | 0 | 0 | 0.56105 | 0 | 0 | 0 | 0 | 0 | 0
| Keilor | High Voltage | SU 3 Uprate feeder | 0 | 0 | 0 | 0 | 0 | 0 | 0 | 0 | 0.15729 | 0 | 0
| Keilor | High Voltage | SU 3,4,5 & 8 HV ties and rearrangement | 0 | 0 | 0 | 0 | 0 | 0 | 0.52432 | 0 | 0 | 0 | 0
| Keilor | High Voltage | SU 8 Augment Feeder Stage 2 | 0 | 0 | 0 | 0 | 0 | 0 | 0.26216 | 0 | 0 | 0 | 0
| Keilor | High Voltage | SU5 Augment BB & HV Rearrangement to offload SU4 | 0 | 0 | 0 | 0.31459 | 0 | 0 | 0 | 0 | 0 | 0 | 0
| Keilor | High Voltage | Thermal uprate for SSE31 & SSE33 backbone conductor | 0.041945 | 0 | 0 | 0 | 0 | 0 | 0 | 0 | 0 | 0 | 0
| Keilor | High Voltage | TNA Build 5 x 22kV feeders | 0.17515 | 1.1815 | 0.059732 | 0 | 0 | 0 | 0 | 0 | 0 | 0 | 0
| Keilor | High Voltage | TNA next 2 feeder | 0 | 0 | 0 | 0 | 3.8324 | 0 | 0 | 0 | 0 | 0 | 0
| Keilor | High Voltage | TNA next 3 feeders | 0 | 0 | 0 | 3.3321 | 0 | 0 | 0 | 0 | 0 | 0 | 0
| Keilor | High Voltage | TNA24 to TNA23 HV tie | 0 | 0.20716 | 0 | 0 | 0 | 0 | 0 | 0 | 0 | 0 | 0
| Keilor | High Voltage | WND 12 Hesket Rd Tie P15 SWER Aug | 0 | 0 | 0 | 0 | 0.20973 | 0 | 0 | 0 | 0 | 0 | 0
| Keilor | High Voltage | WND 12 Kerrie Iso SWER Aug (WND12) | 0 | 0 | 0.36083 | 0 | 0 | 0 | 0 | 0 | 0 | 0 | 0
| Keilor | High Voltage | WND 12 LUCERNEDALE P61 SWER AUG | 0 | 0.36083 | 0 | 0 | 0 | 0 | 0 | 0 | 0 | 0 | 0
| Keilor | High Voltage | WND 12/13/21/22 reconfiguration (19/3.25 TIE TO ROMSEY) | 0 | 0 | 0.020973 | 0 | 0 | 0 | 0 | 0 | 0 | 0 | 0
| Keilor | High Voltage | WND 13 Cobaw line aug stage 2 | 0 | 0 | 0 | 0 | 0 | 0.31459 | 0 | 0 | 0 | 0 | 0
| Keilor | High Voltage | WND 13 Cobaw Swer Aug | 0 | 0.36083 | 0 | 0 | 0 | 0 | 0 | 0 | 0 | 0 | 0
| Keilor | High Voltage | WND 13 Stage 2 Kyneton 2nd feeder to connect to WND 13 | 0 | 0 | 0 | 0 | 0 | 0 | 0 | 0.31459 | 0 | 0 | 0
| Keilor | High Voltage | WND 14 Stage 1 Kyneton 2nd feeder WND 14 | 0 | 0 | 0 | 0 | 0 | 0.20973 | 0 | 0 | 0 | 0 | 0
| Keilor | High Voltage | WND 23 Augment supply to Malmsbury | 0 | 0 | 0 | 0 | 0 | 0.31459 | 0 | 0 | 0 | 0 | 0
| Keilor | High Voltage | WND 23 Langley Line reconductor WND 23 STG1 | 0 | 0 | 0 | 0 | 0 | 0.08389 | 0 | 0 | 0 | 0 | 0
| Keilor | High Voltage | WND 23 Langley Line reconductor WND 23 STG2 | 0 | 0 | 0 | 0 | 0 | 0 | 0.08389 | 0 | 0 | 0 | 0
| Keilor | High Voltage | WND 23 SPRING PLAINS SWER AUG | 0 | 0 | 0.36083 | 0 | 0 | 0 | 0 | 0 | 0 | 0 | 0
| Keilor | High Voltage | WND 23 Vaughan Springs SWER Aug | 0 | 0 | 0 | 0 | 0 | 0 | 0 | 0 | 0.28313 | 0 | 0
| Keilor | High Voltage | WND 24 Chanters Lane SWER Aug | 0.36083 | 0 | 0 | 0 | 0 | 0 | 0 | 0 | 0 | 0 | 0
| Keilor | High Voltage | WND 24 Little Hampton SWER Aug | 0 | 0 | 0.26216 | 0 | 0 | 0 | 0 | 0 | 0 | 0 | 0
| Keilor | High Voltage | WND 24 Spring Hill East SWER Aug | 0.36083 | 0 | 0 | 0 | 0 | 0 | 0 | 0 | 0 | 0 | 0
| Keilor | High Voltage | WND 24 Upper Coliban SWER aug | 0 | 0 | 0 | 0 | 0 | 0.31459 | 0 | 0 | 0 | 0 | 0
| Keilor | High Voltage | WND 24 Lauriston SWER aug | 0 | 0 | 0 | 0.36083 | 0 | 0 | 0 | 0 | 0 | 0 | 0
| Keilor | Sub transmission | DPTS-RBE No1 & No2 and MLN-RBE | 0 | 0 | 0 | 0 | 0 | 0 | 0 | 0 | 0.075501 | 2.4412 | -2.0789
| Keilor | Sub transmission | Establish New DPTS-TRT 66kV line | 0 | 0 | 0 | 0 | 0 | 0.22231 | 1.9736 | 0 | 0 | 0 | -1.0221
| Keilor | Sub transmission | Establish New TNA-TRT 66kV line | 0 | 0 | 0 | 0 | 0 | 0.05715 | 0.50735 | 0 | 0 | 0 | -0.37616
| Keilor | Sub transmission | Reconductor KTS-SSE (P7-P27) (1.5km) | 0 | 0 | 0 | 0 | 0 | 0 | 0.31074 | 0 | 0 | 0 | -0.057034
| Keilor | Sub transmission | Reconductor SU-SSE | 0 | 0 | 0 | 0 | 0 | 0 | 0 | 0 | 0.31074 | 0 | -0.0091658
| Keilor | Sub transmission | SBY - GSB#1 reconductor parallel cct (P4-P22, P29-P39, P42-P62, P82A-T103) (9.3 kM) (SBY-GSB section) | 0 | 0 | 0 | 0 | 0 | 0 | 0 | 0 | 1.3465 | 0 | -1.0082
| Keilor | Zone Substations | 2 x 12MVAR Capbank at SSE | 0 | 0 | 0 | 0 | 0 | 1.2429 | 0 | 0 | 0 | 0 | 0
| Keilor | Zone Substations | 3rd transformer st TNA and 3rd bus. | 0 | 0 | 0.48489 | 4.364 | 0 | 0 | 0 | 0 | 0 | 0 | 0
| Keilor | Zone Substations | Cap Bank at SA | 0 | 0 | 0 | 0 | 0 | 0 | 0 | 0 | 0.93221 | 0 | 0
| Keilor | Zone Substations | Establish TNA with two Tx and 22kV Busses and 12MVAr Cap Bank | 5.138 | 7.51 | 0.132 | 0 | 0 | 0 | 0 | 0 | 0 | 0 | 0
| Keilor | Zone Substations | Land for Rockbank East Zone Substation (RBE) | 0.051789 | 0.72505 | 0 | 0 | 0 | 0 | 0 | 0 | 0 | 0 | 0
| Keilor | Zone Substations | Land for Rockbank Zone Substation, RBK | 0 | 0 | 0 | 0 | 0 | 0.8389 | 0 | 0 | 0 | 0 | 0
| Keilor | Zone Substations | MLN - Install 3rd Transformer, 3rd 22kV Bus & 4th 66kV CB | 0.50958 | 4.3823 | 0 | 0 | 0 | 0 | 0 | 0 | 0 | 0 | 0
| Keilor | Zone Substations | SA 22kV transformer CB isolator | 0 | 0 | 0 | 0 | 0.20716 | 0 | 0 | 0 | 0 | 0 | 0
| Keilor | Zone Substations | Transformer fans at SA | 0 | 0 | 0 | 0 | 0 | 0 | 0 | 0 | 0.25895 | 0 | 0
| Keilor | Zone Substations | Uprate MLN cap bank to 12MVAr | 0 | 0 | 0 | 0.41431 | 0 | 0 | 0 | 0 | 0 | 0 | 0
| Keilor | Low Voltage Substations | Allocation of funds | 0.12016 | 0.12016 | 0.12016 | 0.12016 | 0.12016 | 0 | 0 | 0 | 0 | 0 | 0
| Keilor | Low Voltage | Allocation of funds | 0.22984 | 0.22984 | 0.22984 | 0.22984 | 0.22984 | 0 | 0 | 0 | 0 | 0 | 0
| Kerang | High Voltage | 4 x 1 MVAr Line Caps on SHL 4 and SHL 5. | 0 | 0 | 0 | 0 | 0.33145 | 0 | 0 | 0 | 0 | 0 | 0
| Kerang | High Voltage | 4 x 1 MVAr Line Caps on SHL 7 and SHL 8. | 0 | 0 | 0 | 0 | 0 | 0 | 0 | 0.33145 | 0 | 0 | 0
| Kerang | High Voltage | CHA 3 - Uprate Backbone | 0 | 0 | 0 | 0 | 0.25895 | 0 | 0 | 0 | 0 | 0 | 0
| Kerang | High Voltage | CHA 6 New line from CHA to Greens Rd | 0 | 0 | 0 | 0 | 0 | 0 | 0 | 0 | 0.41431 | 0 | 0
| Kerang | High Voltage | KGT4 - Augment Backbone | 0 | 0 | 0 | 0 | 0 | 0.82863 | 0 | 0 | 0 | 0 | 0
| Kerang | High Voltage | New SHL feeder | 0 | 0 | 0 | 0 | 0.36253 | 0 | 0 | 0 | 0 | 0 | 0
| Kerang | High Voltage | SHL 2 Nyah line reconductor st2 | 0 | 0 | 0 | 0.31074 | 0 | 0 | 0 | 0 | 0 | 0 | 0
| Kerang | High Voltage | SHL 2 Reconductor and load transfer st3 | 0 | 0 | 0 | 0 | 0 | 0.72505 | 0 | 0 | 0 | 0 | 0
| Kerang | High Voltage | SHL 7 Boys St line reconductor | 0 | 0 | 0 | 0 | 0.15537 | 0 | 0 | 0 | 0 | 0 | 0
| Kerang | High Voltage | SHL 8 Karinie St tie | 0 | 0 | 0 | 0 | 0 | 0.18644 | 0 | 0 | 0 | 0 | 0
| Kerang | High Voltage | SHL 8 Williams-Annear tie | 0 | 0.041431 | 0 | 0 | 0 | 0 | 0 | 0 | 0 | 0 | 0
| Kerang | High Voltage | SHL5 - Quarry Spur Augmentation | 0.41431 | 0 | 0 | 0 | 0 | 0 | 0 | 0 | 0 | 0 | 0
| Kerang | High Voltage | SHL7 Uprate | 0.10358 | 0 | 0 | 0 | 0 | 0 | 0 | 0 | 0 | 0 | 0
| Kerang | Sub transmission | KGTS - SHL #1 1st 20km of new line | 0 | 0 | 0 | 0 | 0 | 0 | 4.1431 | 0 | 0 | 0 | -4.0137
| Kerang | Sub transmission | KGTS - SHL #1 2nd 20km of new line | 0 | 0 | 0 | 0 | 0 | 0 | 0 | 4.1431 | 0 | 0 | -4.0137
| Kerang | Sub transmission | KGTS - SHL #1 3rd 20km of new line | 0 | 0 | 0 | 0 | 0 | 0 | 0 | 0 | 5.1789 | 0 | -5.0171
| Kerang | Sub transmission | KGTS - SHL #2 6.4km recond to 0.3 | 0 | 0 | 0 | 0 | 0 | 0 | 0 | 0 | 0 | 1.2429 | -1.2041
| Kerang | Zone Substations | CHA TX disconnect sw uprate | 0 | 0 | 0.20716 | 0 | 0 | 0 | 0 | 0 | 0 | 0 | 0
| Kerang | Zone Substations | SHL #4 trans 25/33 MVA and 3rd 22kV Bus and replace SHL 1,2,4,7 and 8 feeder CB's due to increased fault levels | 0 | 0 | 0 | 0 | 0 | 0 | 0.56342 | 5.1334 | 0 | 0 | -3.28
| Kerang | Low Voltage Substations | Allocation of funds | 0.12016 | 0.12016 | 0.12016 | 0.12016 | 0.12016 | 0 | 0 | 0 | 0 | 0 | 0
| Kerang | Low Voltage | Allocation of funds | 0.22984 | 0.22984 | 0.22984 | 0.22984 | 0.22984 | 0 | 0 | 0 | 0 | 0 | 0
| Red Cliffs | High Voltage | BBD 13 Reconductor P.57 to P.116 (6.6km) | 0 | 0.62147 | 0 | 0 | 0 | 0 | 0 | 0 | 0 | 0 | 0
| Red Cliffs | High Voltage | BBD 14 66kV Line section P.16 to P.44 Storey Sth (3.5km) | 0 | 0 | 1.6563 | 0 | 0 | 0 | 0 | 0 | 0 | 0 | 0
| Red Cliffs | High Voltage | BBD 14 New feeder exit. 6.0 km of new 66kV | 0 | 0 | 0 | 0 | 1.8012 | 0 | 0 | 0 | 0 | 0 | 0
| Red Cliffs | High Voltage | BBD14/21 Reconductor from Piambie 3 km towards Nyah | 0 | 0.31074 | 0 | 0 | 0 | 0 | 0 | 0 | 0 | 0 | 0
| Red Cliffs | High Voltage | BBD21 Uprate subsidiary to BBD 14 | 0 | 0 | 0 | 1.4128 | 0 | 0 | 0 | 0 | 0 | 0 | 0
| Red Cliffs | High Voltage | MBN 12-22 Tie | 0 | 0 | 0 | 0.10358 | 0 | 0 | 0 | 0 | 0 | 0 | 0
| Red Cliffs | High Voltage | MBN 13 Reconductor Cowana Ave | 0 | 0.15537 | 0 | 0 | 0 | 0 | 0 | 0 | 0 | 0 | 0
| Red Cliffs | High Voltage | MBN 14 / MBN 21 Tie line | 0 | 0.23823 | 0 | 0 | 0 | 0 | 0 | 0 | 0 | 0 | 0
| Red Cliffs | High Voltage | MBN 21 / RCT 23 Tie line | 0 | 0 | 0 | 0 | 0 | 0.21752 | 0 | 0 | 0 | 0 | 0
| Red Cliffs | High Voltage | MBN 22 upgrade exit to 630mm Al | 0 | 0 | 0 | 0 | 0.41431 | 0 | 0 | 0 | 0 | 0 | 0
| Red Cliffs | High Voltage | MBN 23 reconductor feeder exit to 19/4.75 AAC | 0 | 0 | 0 | 0 | 0 | 0.25895 | 0 | 0 | 0 | 0 | 0
| Red Cliffs | High Voltage | MBN11 New feeder CB | 0 | 0 | 0 | 0 | 0 | 0 | 0 | 0 | 0.31074 | 0 | 0
| Red Cliffs | High Voltage | MBN23 Uprate | 0.20716 | 0 | 0 | 0 | 0 | 0 | 0 | 0 | 0 | 0 | 0
| Red Cliffs | High Voltage | MDA 31 Crescent line tie | 0 | 0.093221 | 0 | 0 | 0 | 0 | 0 | 0 | 0 | 0 | 0
| Red Cliffs | High Voltage | MDA 31 Seventh St line reconductor | 0 | 0.20716 | 0 | 0 | 0 | 0 | 0 | 0 | 0 | 0 | 0
| Red Cliffs | High Voltage | MDA 32 Pine Ave tie | 0 | 0.15537 | 0 | 0 | 0 | 0 | 0 | 0 | 0 | 0 | 0
| Red Cliffs | High Voltage | New MDA 22kV Feeder | 0 | 0 | 0 | 0 | 0 | 0 | 0 | 0 | 0.72505 | 0 | 0
| Red Cliffs | High Voltage | New MDA 22kV Feeder MDA 11 | 0 | 0 | 0 | 0 | 1.0623 | 0 | 0 | 0 | 0 | 0 | 0
| Red Cliffs | High Voltage | New MDA 22kV Feeder MDA 12 | 0 | 0 | 0 | 0 | 1.0623 | 0 | 0 | 0 | 0 | 0 | 0
| Red Cliffs | High Voltage | RCT 21 Thermal Uprate from RCTS to Redcliff | 0 | 0 | 0 | 0.25895 | 0 | 0 | 0 | 0 | 0 | 0 | 0
| Red Cliffs | High Voltage | RCT 23 Merrinee Nth P1 SWER Aug | 0 | 0 | 0 | 0 | 0.20716 | 0 | 0 | 0 | 0 | 0 | 0
| Red Cliffs | High Voltage | RVL 1 / RVL 4 Tie reconductor and load transfer | 0 | 0 | 0 | 0 | 0 | 0.40396 | 0 | 0 | 0 | 0 | 0
| Red Cliffs | High Voltage | RVL 6 Benghazi Rd line reconductor | 0 | 0 | 0 | 0 | 0 | 0 | 0 | 0 | 0.18644 | 0 | 0
| Red Cliffs | High Voltage | RVL 6 Robinval East Line Recon to 19/3.25 and load transfer to RVL 4 | 0 | 0 | 0 | 0.67326 | 0 | 0 | 0 | 0 | 0 | 0 | 0
| Red Cliffs | High Voltage | RVL 8 / RVL 6 tie | 0 | 0 | 0 | 0 | 0 | 0.22787 | 0 | 0 | 0 | 0 | 0
| Red Cliffs | High Voltage | RVL 8 / WMN 14 tie | 0 | 0 | 0 | 0.62147 | 0 | 0 | 0 | 0 | 0 | 0 | 0
| Red Cliffs | High Voltage | WMN 13 Reconductor P.76 to P.131 to 19/3.25 AAC | 0 | 0 | 0 | 1.158 | 0 | 0 | 0 | 0 | 0 | 0 | 0
| Red Cliffs | High Voltage | WMN 14 Reconductor P.241 to P.280 to 19/3.25 AAC | 0 | 0 | 0 | 0 | 0.62147 | 0 | 0 | 0 | 0 | 0 | 0
| Red Cliffs | High Voltage | WMN 22 New feeder | 0 | 0 | 0 | 0 | 0 | 0 | 0 | 0 | 0.62147 | 0 | 0
| Red Cliffs | High Voltage | WMN14 Margooya Augment | 0 | 0 | 0 | 0.11394 | 0 | 0 | 0 | 0 | 0 | 0 | 0
| Red Cliffs | Sub transmission | Reconductor WETS-RVL | 0 | 0 | 0 | 0 | 0 | 4.3503 | 0 | 0 | 0 | 0 | -2.6365
| Red Cliffs | Sub transmission | WETS-WMN rebuild as double cct to form 2nd WETS-WMN and WETS-RVL | 0 | 0 | 0 | 0 | 0 | 9.3221 | 0 | 0 | 0 | 0 | -8.7215
| Red Cliffs | Zone Substations | MBN Install 3rd TR | 5.4875 | 0 | 0 | 0 | 0 | 0 | 0 | 0 | 0 | 0 | 0
| Red Cliffs | Zone Substations | MDA Capacitor Bank (12 MVAR) | 0 | 0 | 0 | 0 | 1.6573 | 0 | 0 | 0 | 0 | 0 | 0
| Red Cliffs | Zone Substations | MDA Install 3rd transformer & full switching | 0 | 0 | 0 | 0 | 0 | 0.46035 | 3.6828 | 0 | 0 | 0 | 0
| Red Cliffs | Zone Substations | RVL rebuild to 2 x 25/33 MVA Tx Stg 1 | 0 | 0 | 0 | 0 | 1.0358 | 6.2147 | 0 | 0 | 0 | 0 | -5.4928
| Red Cliffs | Zone Substations | RVL rebuild to 2 x 25/33 MVA Tx Stg 2 | 0 | 0 | 0 | 0 | 0 | 0 | 0 | 6.2147 | 0 | 0 | -5.5242
| Red Cliffs | Zone Substations | WMN Augment No1 transformer | 0 | 0 | 0 | 0 | 0 | 0 | 0 | 0.33898 | 2.1469 | 0 | -1.8357
| Red Cliffs | Zone Substations | WMN Cap Bank | 0 | 0 | 0 | 0 | 0 | 0 | 0 | 0 | 1.0358 | 0 | 0
| Red Cliffs | Low Voltage Substations | Allocation of funds | 0.12016 | 0.12016 | 0.12016 | 0.12016 | 0.12016 | 0 | 0 | 0 | 0 | 0 | 0
| Red Cliffs | Low Voltage | Allocation of funds | 0.22984 | 0.22984 | 0.22984 | 0.22984 | 0.22984 | 0 | 0 | 0 | 0 | 0 | 0
| Shepparton | High Voltage | CME 16 Reconductor Bundalong | 0.18644 | 0 | 0 | 0 | 0 | 0 | 0 | 0 | 0 | 0 | 0
| Shepparton | High Voltage | CME 16 Reconductor Old Spur | 0 | 0 | 0 | 0 | 0 | 0 | 0 | 0.18644 | 0 | 0 | 0
| Shepparton | High Voltage | CME 21 Pole mounted shunt cap | 0 | 0 | 0 | 0.082863 | 0 | 0 | 0 | 0 | 0 | 0 | 0
| Shepparton | High Voltage | CME 21 Reconductor Turnbull | 0 | 0 | 0 | 0 | 0 | 0 | 0.22373 | 0 | 0 | 0 | 0
| Shepparton | High Voltage | CME 22 Pole-mount capacitor | 0 | 0 | 0 | 0 | 0 | 0 | 0 | 0 | 0.10358 | 0 | 0
| Shepparton | High Voltage | CMW Distribution works | 0 | 0 | 0 | 0 | 0 | 0 | 0 | 0 | 0.80791 | 0 | 0
| Shepparton | High Voltage | ECA 10 Thermal uprate Bamawan line | 0 | 0 | 0.15537 | 0 | 0 | 0 | 0 | 0 | 0 | 0 | 0
| Shepparton | High Voltage | ECA 13 New feeder | 0 | 0 | 0 | 0 | 0 | 0 | 0 | 0 | 0.26102 | 0 | 0
| Shepparton | High Voltage | KYM 1 Reconductor Nanneella spur | 0 | 0 | 0 | 0 | 0 | 0.24859 | 0 | 0 | 0 | 0 | 0
| Shepparton | High Voltage | KYM 3 Reconductor Alston line | 0 | 0 | 0 | 0 | 0 | 0 | 0.2113 | 0 | 0 | 0 | 0
| Shepparton | High Voltage | KYM 4 Reconductor Tongala East Line p99-p135 | 0 | 0 | 0 | 0 | 0.22373 | 0 | 0 | 0 | 0 | 0 | 0
| Shepparton | High Voltage | MNA 21 Replace exit cable | 0 | 0.15537 | 0 | 0 | 0 | 0 | 0 | 0 | 0 | 0 | 0
| Shepparton | High Voltage | MNA 21 Upgrade regulator | 0.20716 | 0 | 0 | 0 | 0 | 0 | 0 | 0 | 0 | 0 | 0
| Shepparton | High Voltage | MNA 22 Reconductor Mooroopna Local | 0 | 0 | 0 | 0 | 0 | 0 | 0 | 0 | 0.37288 | 0 | 0
| Shepparton | High Voltage | MNA 34 Double circuit | 0 | 0.41431 | 0 | 0 | 0 | 0 | 0 | 0 | 0 | 0 | 0
| Shepparton | High Voltage | MNA 34 Reconductor Pogue | 0 | 0 | 0 | 0 | 0 | 0 | 0.14915 | 0 | 0 | 0 | 0
| Shepparton | High Voltage | MNA New feeder | 0 | 0 | 0 | 0 | 0 | 0 | 0.49718 | 0 | 0 | 0 | 0
| Shepparton | High Voltage | NKA 1 Reconductor 6/.144 ACSR Invergordon line | 0 | 0 | 0 | 0 | 0 | 0.31074 | 0 | 0 | 0 | 0 | 0
| Shepparton | High Voltage | SHN 11 Reconductor 2.1 km section Marungi | 0 | 0 | 0 | 0 | 0 | 0 | 0.28588 | 0 | 0 | 0 | 0
| Shepparton | High Voltage | SHN 11 Reconductor Shepparton North | 0 | 0 | 0 | 0 | 0 | 0 | 0 | 0 | 0.24859 | 0 | 0
| Shepparton | High Voltage | SHN 11 Replace Yabba North reg | 0 | 0 | 0 | 0 | 0 | 0 | 0 | 0.18644 | 0 | 0 | 0
| Shepparton | High Voltage | SHN 14 Replace 185 XLPE exit cable | 0 | 0 | 0 | 0 | 0 | 0 | 0.18644 | 0 | 0 | 0 | 0
| Shepparton | High Voltage | SHN 21 Boulevard tie | 0 | 0.2113 | 0 | 0 | 0 | 0 | 0 | 0 | 0 | 0 | 0
| Shepparton | High Voltage | SHN 22 Thermally uprate Pine Rd | 0 | 0 | 0 | 0 | 0 | 0.087006 | 0 | 0 | 0 | 0 | 0
| Shepparton | High Voltage | SHN 23 Replace 185 XLPE exit cable | 0 | 0 | 0 | 0 | 0 | 0 | 0 | 0.37288 | 0 | 0 | 0
| Shepparton | High Voltage | SHP New Feeders | 0 | 0 | 0 | 0 | 0 | 0 | 0 | 0 | 1.0565 | 0 | 0
| Shepparton | High Voltage | STN 12 Thermal uprate Archer St | 0.20716 | 0 | 0 | 0 | 0 | 0 | 0 | 0 | 0 | 0 | 0
| Shepparton | High Voltage | STN 21 Reconductor Channel Rd | 0 | 0 | 0.26102 | 0 | 0 | 0 | 0 | 0 | 0 | 0 | 0
| Shepparton | High Voltage | STN 21 River Rd tie | 0 | 0 | 0 | 0 | 0 | 0 | 0 | 0.22373 | 0 | 0 | 0
| Shepparton | High Voltage | STN 22 Bradford Rd tie | 0 | 0 | 0 | 0 | 0 | 0 | 0 | 0 | 0.18644 | 0 | 0
| Shepparton | High Voltage | STN 22 Construct Riverview Rafferty tie | 0 | 0 | 0 | 0 | 0 | 0 | 0.24859 | 0 | 0 | 0 | 0
| Shepparton | High Voltage | STN 22 Reconductor John, Hare and Macintosh | 0 | 0 | 0 | 0 | 0 | 0.19887 | 0 | 0 | 0 | 0 | 0
| Shepparton | High Voltage | STN 24 Reconductor Cosgrove Dookie | 0 | 0 | 0 | 0 | 0 | 0 | 0 | 0 | 0.2113 | 0 | 0
| Shepparton | High Voltage | STN New feeder to Lockwood Rd | 0 | 0 | 0 | 0 | 0 | 0.37288 | 0 | 0 | 0 | 0 | 0
| Shepparton | High Voltage | STN New feeder to Poplar Ave | 0 | 0 | 0 | 0 | 0 | 0 | 0.37288 | 0 | 0 | 0 | 0
| Shepparton | High Voltage | TAT Distribution works | 0 | 0 | 0 | 0 | 0 | 0 | 0 | 0 | 0.984 | 0 | 0
| Shepparton | Sub transmission | New SHTS-NKA №3 Line | 0 | 0 | 0 | 0 | 0 | 0 | 0 | 0 | 0 | 7.4577 | -6.253
| Shepparton | Sub transmission | Uprate STN-MNA 66kV line (7.5km) | 0 | 0 | 0 | 0 | 0 | 0.13051 | 1.1746 | 0 | 0 | 0 | -0.17417
| Shepparton | Zone Substations | SHN 3rd Transformer | 0 | 0 | 0 | 0 | 0 | 0 | 0 | 0 | 0 | 5.5932 | -4.4407
| Shepparton | Zone Substations | Uprate from 6 to 12 MVAr cap bank at SHN | 0 | 0 | 0 | 0 | 0 | 1.4915 | 0 | 0 | 0 | 0 | 0
| Shepparton | Low Voltage Substations | Allocation of funds | 0.12016 | 0.12016 | 0.12016 | 0.12016 | 0.12016 | 0 | 0 | 0 | 0 | 0 | 0
| Shepparton | Low Voltage | Allocation of funds | 0.22984 | 0.22984 | 0.22984 | 0.22984 | 0.22984 | 0 | 0 | 0 | 0 | 0 | 0
| Terang | High Voltage | AFD 11 New feeder to milk product (ex WBL 2) | 0 | 0 | 0 | 0 | 0 | 0 | 0 | 0 | 0.88042 | 0 | 0
| Terang | High Voltage | AFD 12 New feeder to Mepanga ( part of WBL 7) | 0 | 0 | 0 | 0 | 0 | 0 | 0 | 0 | 0.77684 | 0 | 0
| Terang | High Voltage | AFD 21 New feeder to pick part of WBL3 | 0 | 0 | 0 | 0 | 0 | 0 | 0 | 0 | 0.56968 | 0 | 0
| Terang | High Voltage | CDN 1 Centre Spur Rd SWER aug | 0 | 0 | 0 | 0 | 0 | 0 | 0.24859 | 0 | 0 | 0 | 0
| Terang | High Voltage | CDN 6 / TRG1 Tie augment | 0 | 0 | 0 | 0 | 0.50754 | 0 | 0 | 0 | 0 | 0 | 0
| Terang | High Voltage | CDN ZSS feeder exits uprate | 0 | 0.2113 | 0 | 0 | 0 | 0 | 0 | 0 | 0 | 0 | 0
| Terang | High Voltage | CLC 3 Barongarook West P10 SWER Aug | 0 | 0 | 0.35641 | 0 | 0 | 0 | 0 | 0 | 0 | 0 | 0
| Terang | High Voltage | CLC 3 Mingawalla Swer Aug | 0 | 0 | 0 | 0 | 0 | 0.35641 | 0 | 0 | 0 | 0 | 0
| Terang | High Voltage | CLC 5 New subsidiary 22kV works (CLC - P216) | 0 | 0 | 0 | 0 | 0 | 0 | 1.3672 | 0 | 0 | 0 | 0
| Terang | High Voltage | CLC 6 / COB 11 Design of tie line for Lavers Hill | 0 | 0 | 0.082863 | 0 | 0 | 0 | 0 | 0 | 0 | 0 | 0
| Terang | High Voltage | CLC 6 Box Car Swer Aug | 0 | 0 | 0 | 0 | 0 | 0.24859 | 0 | 0 | 0 | 0 | 0
| Terang | High Voltage | CLC 6 Boxcar SWER Aug | 0 | 0.35641 | 0 | 0 | 0 | 0 | 0 | 0 | 0 | 0 | 0
| Terang | High Voltage | CLC 6 Recond Laver Hill b/w P 169-193 | 0 | 0 | 0.52825 | 0 | 0 | 0 | 0 | 0 | 0 | 0 | 0
| Terang | High Voltage | CLC 6 Riverslea P3 swer Aug | 0 | 0 | 0.17401 | 0 | 0 | 0 | 0 | 0 | 0 | 0 | 0
| Terang | High Voltage | CLC 6 Riverslea P8 SWER Aug | 0 | 0 | 0.35641 | 0 | 0 | 0 | 0 | 0 | 0 | 0 | 0
| Terang | High Voltage | CLC 6 Uprate backbone to 65 deg 14km | 0 | 0.11394 | 0.5904 | 0 | 0 | 0 | 0 | 0 | 0 | 0 | 0
| Terang | High Voltage | CLC 7 Uprate backbone b/w pole 135 to pole 199 with 3 by 19/3.25 aac | 0 | 0 | 0 | 0 | 0.89367 | 0 | 0 | 0 | 0 | 0 | 0
| Terang | High Voltage | CLC 7 Uprate backbone b/w pole 248 to pole 279 with 3 by 19/3.25 aac | 0 | 0.62147 | 0 | 0 | 0 | 0 | 0 | 0 | 0 | 0 | 0
| Terang | High Voltage | CLC006 - re cond pole 386 to pole 388 Gellibrand with 3 by 19/3.25 aac | 0 | 0 | 0.32109 | 0 | 0 | 0 | 0 | 0 | 0 | 0 | 0
| Terang | High Voltage | CLC006 - re cond pole 388 to pole 420 Gellibrand with 3 by 19/3.25 aac | 0 | 0 | 0 | 0 | 0.49718 | 0 | 0 | 0 | 0 | 0 | 0
| Terang | High Voltage | CLC006 - re cond pole 454 to pole 469 Gellibrand with 3 by 19/3.25 aac | 0 | 0 | 0 | 0.37288 | 0 | 0 | 0 | 0 | 0 | 0 | 0
| Terang | High Voltage | CLC006 - re cond pole 471 to pole 486 Gellibrand with 3 by 19/3.25 aac | 0 | 0 | 0 | 0.60076 | 0 | 0 | 0 | 0 | 0 | 0 | 0
| Terang | High Voltage | CLC006 reconductor Pole 2 CLC-CDN to pole 23 Gellibrand with 3 by 19/3.25 aac | 0 | 0 | 0.31074 | 0 | 0 | 0 | 0 | 0 | 0 | 0 | 0
| Terang | High Voltage | HTN 1 Thermal uprate | 0 | 0 | 0.34181 | 0 | 0 | 0 | 0 | 0 | 0 | 0 | 0
| Terang | High Voltage | HTN 2 Strathdownie SWER aug | 0 | 0 | 0 | 0 | 0.43503 | 0 | 0 | 0 | 0 | 0 | 0
| Terang | High Voltage | KRT 12 / KRT 31 Tie Cons | 0 | 0 | 0 | 0 | 0.29002 | 0 | 0 | 0 | 0 | 0 | 0
| Terang | High Voltage | LRN set up 22kV distribution works | 0 | 0 | 0 | 0 | 0 | 0 | 0 | 2.0819 | 1.0254 | 0 | 0
| Terang | High Voltage | New COB022 feeder to pick up load off CDN001 | 0 | 0 | 0 | 0.049718 | 0.93221 | 0 | 0 | 0 | 0 | 0 | 0
| Terang | High Voltage | New feeder SSN 11 to keenedy's creek | 0 | 0 | 0 | 0 | 0 | 0 | 0 | 0 | 0.27345 | 0 | 0
| Terang | High Voltage | New feeder SSN 12 to Lowerheytesbury | 0 | 0 | 0 | 0 | 0 | 0 | 0 | 0 | 0.27345 | 0 | 0
| Terang | High Voltage | PLD 1 Add 3rd phase & re conductor - Narrawong | 0 | 0.93221 | 0 | 0 | 0 | 0 | 0 | 0 | 0 | 0 | 0
| Terang | High Voltage | PLD 3 Brugman P19 swer Aug | 0 | 0 | 0 | 0 | 0 | 0.23823 | 0 | 0 | 0 | 0 | 0
| Terang | High Voltage | PLD 5 Thermal uprate on backbone | 0 | 0.18644 | 0 | 0 | 0 | 0 | 0 | 0 | 0 | 0 | 0
| Terang | High Voltage | WBL4 feeder to Allansford | 0 | 0.13021 | 4.4272 | 0 | 0 | 0 | 0 | 0 | 0 | 0 | 0
| Terang | Sub transmission | Cut in AFD into TRG-WBL #1 line (TRG-AFD & AFD-WBL lines) | 0 | 0 | 0 | 0 | 0 | 0 | 0 | 0 | 1.8644 | 0 | -0.088782
| Terang | Zone Substations | AFD Build zonesubstation at allansford | 0 | 0 | 0 | 0 | 0 | 11.6091 | 0 | 0 | 0 | 0 | -1.5479
| Terang | Zone Substations | CDN - 22kV bus uprate | 0.1063 | 0 | 0 | 0 | 0 | 0 | 0 | 0 | 0 | 0 | 0
| Terang | Zone Substations | CLC - Augment 3rd 10/13.5 MVA transformer with new 20/33 MVA | 0 | 0 | 0 | 0 | 0 | 0 | 0 | 4.226 | 0 | 0 | -0.6339
| Terang | Zone Substations | COB - Install Fans on Tx 2 | 0 | 0 | 0 | 0 | 0 | 0 | 0.31074 | 0 | 0 | 0 | 0
| Terang | Zone Substations | KRT Uprate Cap bank (6 to 9MVAr) with VAr control | 0 | 0 | 0 | 0 | 0 | 0 | 0 | 0 | 0.87006 | 0 | 0
| Terang | Zone Substations | Lorne (LRN) Package Zone Substation (CLC5) | 0 | 0 | 0 | 0 | 0 | 0 | 1.3051 | 11.7458 | 0 | 0 | -7.1187
| Terang | Zone Substations | PLD Install 3rd transformer | 0 | 0 | 0 | 0 | 0 | 0 | 0 | 0 | 3.3559 | 0 | -2.3044
| Terang | Zone Substations | PLD Install high capacity fans on transformer (x2) | 0 | 0 | 0 | 0 | 0 | 0 | 0 | 0 | 0.24859 | 0 | 0
| Terang | Zone Substations | TRG- Install High capacity fans on transformers (x2) | 0 | 0 | 0 | 0 | 0 | 0 | 0 | 0 | 0.31182 | 0 | 0
| Terang | Low Voltage Substations | Allocation of funds | 0.12016 | 0.12016 | 0.12016 | 0.12016 | 0.12016 | 0 | 0 | 0 | 0 | 0 | 0
| Terang | Low Voltage | Allocation of funds | 0.22984 | 0.22984 | 0.22984 | 0.22984 | 0.22984 | 0 | 0 | 0 | 0 | 0 | 0
|  |  |  | 25.7623 | 40.446 | 47.9362 | 39.4465 | 41.6007 | 79.068 | 66.4704 | 47.2677 | 47.2001 | 38.4169 | -102.5798
Note on B5: Rohan Harris: Insert names of sub- regions here, and they will flow through to the rest of the model
Note on J5: Danny Jutrisa: Need to review this row to split the costs accordingly.
Note on O5: Unused capacity

## Selection
PAL Pricing Model
Selection
| Category | MCR ($/MVA)
| LV Lines | 802607.5542
| Dist S/S | 569773.0057
| HV Lines | 362684.5852
| ZSS Transformers | 176864.7051
| SubT Lines | 77238.3839
| Tariff Class | MCR | Energy | Approximate MD | Approximate MD
|  | $/MVA | kWh | MW | MVA
| Residential | 802607.5542 | 3278563681.196 | 1068.5974 | 1335.7467
| Small Commercial | 686190.2799 | 2068464965.0861 | 674.1843 | 842.7304
| Large Low Voltage | 362684.5852 | 2336563837.0294 | 533.0969 | 630.1382
| High Voltage | 176864.7051 | 1779619406.3757 | 338.3564 | 375.9516
| Subtransmission | 77238.3839 | 1006308559.6789 | 163.9954 | 172.6267
| Total |  | 10469520449.366 | 2778.2305 | 3357.1937
| check |  | 0
Energy & Revenue Summary
| Tariff Class | Energy Allocation | Customer Number Allocation
|  | % | %
| Residential | 31.32% | 86.38%
| Small Commercial | 19.76% | 13.26%
| Large Low Voltage | 22.32% | 0.3437%
| High Voltage | 17% | 0.02271%
| Subtransmission | 9.612% | 0.001484%
| check | 0 | 0
| Network replacement cost (000,$2015) | 5538401.0677
Network Assets
| Tariff Class | Avoided | Avoided | Stand Alone | Stand Alone
|  | 000,$2015 | % | 000,$2015 | %
| Residential | 1072080.4315 | 19.36% | 4651760.2532 | 83.99%
| Small Commercial | 578273.4239 | 10.44% | 3638724.9312 | 65.7%
| Large Low Voltage | 228541.4164 | 4.126% | 1846137.3192 | 33.33%
| High Voltage | 66492.5642 | 1.201% | 855320.1958 | 15.44%
| Subtransmission | 13333.41 | 0.2407% | 357821.4263 | 6.461%
| Total | 1958721.2459
Power & Load Factors
| Tariff Class | Power Factor | Load Factor
| Residential | 0.8 | 0.35
| Small Commercial | 0.8 | 0.35
| Large Low Voltage | 0.846 | 0.5
| High Voltage | 0.9 | 0.6
| Subtransmission | 0.95 | 0.7
| Asset Category | Standard Asset Life | Remaining Asset Life
|  | years | years
| Subtransmission | 50 | 32.0228
| Distribution system assets | 51 | 26.5035
| Metering | 15 | 0.81213
| Public lighting | 25 | 8.1149
| SCADA/Network control | 13 | 9.4821
| Non network - IT | 6 | 5.4201
| Non network - other | 15 | 7.2037
| VBRC | 26.5035 | 24.4092
| Asset Category | Opening RAB
000,$2015
| Subtransmission | 393175.724
| Distribution system assets | 2502400.3822
| Metering | 12139.6084
| Public lighting | 12219.4306
| SCADA/Network control | 16005.0179
| Non network - IT | 82272.0961
| Non network - other | 135369.4648
| VBRC | 100570.22
| Total | 3254151.9441
| Other Inputs | 000,$2015
| O&M | 188043.1423
| Maintenance Cost | 148576.1531
| Depreciation | 85458.3055
| Avoidable Opex | 17801.3736 | (gsl, billing, customer service, advertising)
|  | Units | 2016 | 2017 | 2018 | 2019 | 2020
| Scale Escalation | 000,$2015 | 7977.7058 | 12494.3597 | 16575.9382 | 21147.9332 | 24646.2892
| Reinforcement Capex | 000,$2015 | 39204.2373 | 62930.8968 | 62535.6279 | 50578.4789 | 53817.1236
| Tariff Category | Mapping | Energy (kWh) | Customer Number | Expected Revenue ($nom)
| Residential Single Rate | Residential | 2007038468.1509 | 507347.1073 | 188296644.0789
| Climate Saver | Residential | 26477576.9565 | 0 | 547825.437
| Climate Saver Interval | Residential | 9637581.2337 | 0 | 197880.4936
| Residential - Flexible Pricing | Residential | 21819706.6874 | 4076.4807 | 1721987.9963
| Residential Docklands - Flexible Pricing | Residential | 13909.8152 | 1.9635 | 625.5889
| Climate Saver - Flexible Pricing | Residential | 25466.6235 | 0 | 1525.9849
| Docklands single rate | Residential | 0 | 0 | 0
| Residential Two Rate 5d | Residential | 212893420.2401 | 45807.1035 | 20294739.1329
| Docklands Two Rate 5d | Residential | 3527583.6699 | 591.0588 | 290010.563
| Residential Interval | Residential | 572056187.2291 | 111425.7181 | 50250078.6515
| Residential Two Rate 5d - controlled load | Residential | 100985165.5311 | 0 | 1745730.5565
| Docklands Two Rate 5d - controlled load | Residential | 178448.3773 | 0 | 3084.8371
| Dedicated circuit | Residential | 313741937.591 | 0 | 5423656.8751
| Hot Water Interval | Residential | 10168229.0904 | 0 | 175778.1763
| Non-Residential Single Rate | Small Commercial | 299019447.5409 | 42310.1766 | 26050412.9897
| Non-Residential | Small Commercial | 19428740.8113 | 387.5109 | 1299301.307
| Non-Residential Two Rate 5d | Small Commercial | 1096801359.9969 | 30587.4425 | 74559988.6992
| Non-Residential Interval | Small Commercial | 394411508.1367 | 14759.5562 | 28892125.1849
| Non-Residential Two Rate 7d | Small Commercial | 168415246.9097 | 8299.6578 | 12991024.1084
| Public Lighting | Small Commercial | 90388661.6905 | 6372.0437 | 5500130.4724
| Large Low Voltage Demand | Large Low voltage | 1207439678.8156 | 942.3973 | 36904853.1053
| Large Low Voltage Demand A | Large Low voltage | 0 | 0 | 0
| Large Low Voltage Demand C | Large Low voltage | 561922352.0999 | 414.3262 | 16280184.896
| Large Low Voltage Demand S | Large Low voltage | 23454042.6394 | 43.2339 | 829833.5485
| Large Low Voltage Demand Docklands | Large Low voltage | 5468221.5241 | 7.0239 | 134421.2745
| Large Low Voltage Demand CXX | Large Low voltage | 471249448.9513 | 1212.8213 | 17249800.3638
| Large Low Voltage Demand EN.R | Large Low voltage | 622196.9364 | 2.8449 | 42265.5743
| Large Low Voltage Demand EN.NR | Large Low voltage | 58890127.8706 | 28.7035 | 1720717.4323
| Large Low Voltage Demand EN.R CXX | Large Low voltage | 2086602.046 | 1.9863 | 71008.6923
| Large Low Voltage Demand EN.NRCXX | Large Low voltage | 5431166.1461 | 10.0011 | 192524.9721
| Large Low Voltage | Large Low voltage | 2336563837.0294 | 2663.3384 | 66056283.1464
| High Voltage Demand | High Voltage | 1028742590.8288 | 128.1355 | 15323978.8743
| High Voltage Demand A | High Voltage | 12479525.5554 | 3.0556 | 153126.0031
| High Voltage Demand C | High Voltage | 456892703.2213 | 40.7675 | 6232332.4293
| High Voltage Demand D1 | High Voltage | 167156009.2019 | 1 | 1178066.9563
| High Voltage Demand D2 | High Voltage | 84623593.4308 | 1 | 586891.1544
| High Voltage Demand Docklands | High Voltage | 2556544.4992 | 1 | 40359.2723
| High Voltage Demand D3 | High Voltage | 27168439.6382 | 1 | 354255.9217
| High Voltage Demand D4 | High Voltage | 0 | 0 | 0
| High Voltage | High Voltage | 1485635294.0501 | 168.9031 | 21409687.3758
| High Voltage Docklands | High Voltage | 293984112.3255 | 7.0556 | 2395837.4936
| Subtransmission Demand A | Subtransmission | 128361450.8117 | 3 | 402051.2198
| Subtransmission Demand G | Subtransmission | 558681967.4452 | 6.5005 | 1526488.2891
| Subtransmission Demand S | Subtransmission | 319265141.422 | 2 | 948662.953
| Subtransmission | Subtransmission | 1006308559.6789 | 11.5005 | 3695809.0173
| Total |  | 10469520449.366 | 774816.6172 | 611971991.0994
| check |  | 0 | 0 | 0

## Avoided cost
PAL Pricing Model
Avoided Cost
| Description | Units | Residential | Small Commercial | Large Low Voltage | High Voltage | Subtransmission
| Avoided Operating Cost | 000,$2015 | 15375.9727 | 2359.9039 | 61.1901 | 4.0426 | 0.26422
| Avoided Maintenance Cost | 000,$2015 | 28760.2115 | 15513.0767 | 6130.9761 | 1783.7656 | 357.6893
| Avoided Depreciation | 000,$2015 | 16542.3515 | 8922.8401 | 3526.4261 | 1025.9896 | 205.7364
| Avoided Return on Asset | 000,$2015 | 21769.8435 | 11742.5163 | 4640.8 | 1350.2091 | 270.7504
| Total Costs Avoided | 000,$2015 | 82448.3792 | 38538.337 | 14359.3923 | 4164.0069 | 834.4403
| Asset Allocation | % | 19.36% | 10.44% | 4.126% | 1.201% | 0.2407%
| Undepreciated Network RAB | 000,$2015 | 5538401.0677
| Return on Asset | 000,$2015 | 112463.6929
| Depreciation | 000,$2015 | 85458.3055
| Maintenance Cost | 000,$2015 | 148576.1531
| Avoidable Opex | 000,$2015 | 17801.3736

## SAC - VPN
PAL Pricing Model
Standalone Cost
| Asset Category | Units | Opening RAB | Undepreciated RAB | Depreciation | Return on Asset | Depn Plus Return
| Subtransmission | 000,$2015 | 393175.724 | 613899.2014 | 12277.984 | 12465.9393 | 24743.9233
| Distribution system assets | 000,$2015 | 2502400.3822 | 4815302.829 | 94417.7025 | 97780.3398 | 192198.0424
| Metering | 000,$2015 | 12139.6084 | 224217.8426 | 14947.8562 | 4553.0048 | 19500.861
| Public lighting | 000,$2015 | 12219.4306 | 37645.0125 | 1505.8005 | 764.4259 | 2270.2264
| SCADA/Network control | 000,$2015 | 16005.0179 | 21942.8344 | 1687.9103 | 445.5748 | 2133.4852
| Non network - IT | 000,$2015 | 82272.0961 | 91074.5922 | 15179.0987 | 1849.3758 | 17028.4745
| Non network - other | 000,$2015 | 135369.4648 | 281873.1955 | 18791.5464 | 5723.764 | 24515.3103
| VBRC | 000,$2015 | 100570.22 | 109199.0374 | 4120.1729 | 2217.4138 | 6337.5867
| Total | 000,$2015 | 3254151.9441 | 6195154.5448 | 162928.0715 | 125799.8382 | 288727.9097
| Total ex PL | 000,$2015 | 3241932.5135 | 6157509.5324 | 161422.271 | 125035.4123 | 286457.6833
| Total Non-network/SCADA | 000,$2015 |  |  |  |  | 43677.27
| Total Metering | 000,$2015 |  |  |  |  | 19500.861
| Total Network | 000,$2015 |  |  |  |  | 223279.5524
Capital Cost
| Tariff Class | Units | Network Capital Cost | Metering | Non-Network/SCADA | Stand Alone Capital Cost
| Residential | 000,$2015 | 187534.8019 | 16843.9084 | 43677.27 | 248055.9803
| Small Commercial | 000,$2015 | 146694.4816 | 2585.2027 | 43677.27 | 192956.9543
| Large Low Voltage | 000,$2015 | 74426.6638 | 67.0319 | 43677.27 | 118170.9657
| High Voltage | 000,$2015 | 34482.0659 | 4.4286 | 43677.27 | 78163.7645
| Subtransmission | 000,$2015 | 1598.6394 | 0.28945 | 43677.27 | 45276.1988
Operating Cost
| Tariff Class | Units | Standalone O&M
| Residential | 000,$2015 | 161832.2337
| Small Commercial | 000,$2015 | 135569.0302
| Large Low Voltage | 000,$2015 | 123888.2156
| High Voltage | 000,$2015 | 119483.8577
| Subtransmission | 000,$2015 | 118054.003
Standalone Cost
| Tariff Class | Units | Capital Cost Allocation | Opex Allocation | Total Stand Alone Cost
| Residential | 000,$2015 | 248055.9803 | 161832.2337 | 409888.214
| Small Commercial | 000,$2015 | 192956.9543 | 135569.0302 | 328525.9845
| Large Low Voltage | 000,$2015 | 118170.9657 | 123888.2156 | 242059.1813
| High Voltage | 000,$2015 | 78163.7645 | 119483.8577 | 197647.6222
| Subtransmission | 000,$2015 | 45276.1988 | 118054.003 | 163330.2018

## LRMC
PAL Pricing Model
LRMC Estimation
| Description |  | 2016 | 2017 | 2018 | 2019 | 2020 | 2021 | 2022 | 2023 | 2024 | 2025
Demand driven augex ($2015)
| Sub transmission |  | 0 | 310735.9321 | 9373867.2864 | 2898946.6574 | 1657258.3048 | 22778423.2572 | 19942588.4807 | 5903982.7108 | 11883466.7815 | -35916987.8985
| Zone Substations |  | 15634831.2387 | 18727912.0157 | 11986319.3731 | 11041963.0792 | 5081568.277 | 36027668.1879 | 29363509.4567 | 37124154.7106 | 14007740.8155 | -36203584.6284
| High Voltage |  | 6627427.6674 | 17907392.041 | 23076017.6018 | 22005563.3112 | 31361892.7076 | 20261907.33 | 17164268.8214 | 4239539.651 | 21308858.3273 | 7957682.5748
| Low Voltage Substations |  | 1201638.8534 | 1201638.8534 | 1201638.8534 | 1201638.8534 | 1201638.8534 | 0 | 0 | 0 | 0 | 0
| Low Voltage |  | 2298361.1466 | 2298361.1466 | 2298361.1466 | 2298361.1466 | 2298361.1466 | 0 | 0 | 0 | 0 | 0
|  |  | 25762258.9061 | 40446039.9888 | 47936204.2613 | 39446473.0477 | 41600719.2894 | 79067998.775 | 66470366.7587 | 47267677.0724 | 47200065.9243 | -64162889.9521
| Assumed Opex ($2015) | 0.5%
| Sub transmission |  | 0 | 1553.6797 | 48423.0161 | 62917.7494 | 71204.0409 | 185096.1572 | 284809.0996 | 314329.0131 | 373746.3471 | 194161.4076
| Zone Substations |  | 78174.1562 | 171813.7163 | 231745.3131 | 286955.1285 | 312362.9699 | 492501.3109 | 639318.8581 | 824939.6317 | 894978.3358 | 713960.4126
| High Voltage |  | 33137.1383 | 122674.0985 | 238054.1866 | 348082.0031 | 504891.4666 | 606201.0033 | 692022.3474 | 713220.0457 | 819764.3373 | 859552.7502
| Low Voltage Substations |  | 6008.1943 | 12016.3885 | 18024.5828 | 24032.7771 | 30040.9713 | 30040.9713 | 30040.9713 | 30040.9713 | 30040.9713 | 30040.9713
| Low Voltage |  | 11491.8057 | 22983.6115 | 34475.4172 | 45967.2229 | 57459.0287 | 57459.0287 | 57459.0287 | 57459.0287 | 57459.0287 | 57459.0287
|  |  | 128811.2945 | 331041.4945 | 570722.5158 | 767954.881 | 975958.4775 | 1371298.4713 | 1703650.3051 | 1939988.6905 | 2175989.0201 | 1855174.5704
| Demand Growth (MVA) |  | 2376.645 | 2437.84 | 2481.106 | 2530.9109 | 2581.3904 | 2636.9059 | 2705.4654 | 2782.4797 | 2846.4572 | 2912.3784
| Sub transmission |  |  | 61195.0302 | 104461.0343 | 154265.8919 | 204745.3959 | 260260.9543 | 328820.4507 | 405834.777 | 469812.2366 | 535733.3942
| Zone Substations |  |  | 61195.0302 | 104461.0343 | 154265.8919 | 204745.3959 | 260260.9543 | 328820.4507 | 405834.777 | 469812.2366 | 535733.3942
| High Voltage |  |  | 61195.0302 | 104461.0343 | 154265.8919 | 204745.3959 | 260260.9543 | 328820.4507 | 405834.777 | 469812.2366 | 535733.3942
| Low Voltage Substations |  |  | 61195.0302 | 104461.0343 | 154265.8919 | 204745.3959 | 260260.9543 | 328820.4507 | 405834.777 | 469812.2366 | 535733.3942
| Low Voltage |  |  | 61195.0302 | 104461.0343 | 154265.8919 | 204745.3959 | 260260.9543 | 328820.4507 | 405834.777 | 469812.2366 | 535733.3942
| Network |  | 2016: NPV
| Sub transmission |  | 2016: 19.5734
| Zone Substations |  | 2016: 59.2621
| High Voltage |  | 2016: 75.1049
| Low Voltage Substations |  | 2016: 2.4468
| Low Voltage |  | 2016: 4.68
| Customer Category | Connected to | 2016: LRMC before diversity ($/kVA); 2017: Diversity; 2018: LRMC after diversity ($/kVA); 2019: LRMC ($'000,2015)
| Residential | Low Voltage | 2016: 161.0673; 2017: 0.6; 2018: 96.6404; 2019: 129087.0565
| Small Commercial | Low Voltage | 2016: 161.0673; 2017: 0.7; 2018: 112.7471; 2019: 95015.4071
| Large Low Voltage | Low Voltage Substations | 2016: 156.3873; 2017: 0.7; 2018: 109.4711; 2019: 68981.9234
| High Voltage | High Voltage | 2016: 153.9405; 2017: 0.5; 2018: 76.9702; 2019: 28937.0813
| Sub transmission | Sub transmission | 2016: 19.5734; 2017: 0.5; 2018: 9.7867; 2019: 1689.4472

## Summary
PAL Pricing Model
Summary
| Year Selected | 2016
| Tariff Class | Avoided Cost | Revenue | Standalone Cost
|  | 000$,2015 | 000$,2015 | 000$,2015
| Residential | 82448.3792 | 262389.8228 | 409888.214
| Small Commercial | 38538.337 | 145651.6905 | 328525.9845
| Large Low Voltage | 14359.3923 | 136079.8956 | 242059.1813
| High Voltage | 4164.0069 | 46511.7419 | 197647.6222
| Subtransmission | 834.4403 | 6412.6941 | 163330.2018
| Tariff Class | Avoided Cost | Revenue | Standalone Cost
|  | 000$,nom | 000$,nom | 000$,nom
| Residential | 84509.5887 | 268949.5684 | 420135.4194
| Small Commercial | 39501.7954 | 149292.9828 | 336739.1341
| Large Low Voltage | 14718.3771 | 139481.893 | 248110.6608
| High Voltage | 4268.1071 | 47674.5355 | 202588.8128
| Subtransmission | 855.3014 | 6573.0115 | 167413.4569