## Formats
PAL Pricing Model
Formats
| Cell Format | Purpose | Example
| Black font 10pt, yellow shading | Forecast input not linked to external file | Input
| Black font 10pt, pink shading | Input sourced from PTRM | Input
| Black font 10pt, pink shading | Input sourced from O&M model | Input
| Black font 10pt, pink shading | Input sourced from capex model | Input
| Black font 10pt, pink shading | Input sourced from other models | Input
| Tab Format | Purpose | Example
| Yellow tab, black font | Inputs and assumptions | Input
| Black tab, white font | Calculations | Calculations
| Blue tab, black font | Output | Output

## Inputs
PAL Pricing Model
Inputs
| Inflation | 2.323%
| Pre tax real WACC | 4.347%
| Select Year | 2020 | 5
| Select SAC | VPN | 1
|  | 2014 | 2015 | 2016 | 2017 | 2018 | 2019 | 2020
| Conversion to $2015 | 1.0363 | 1 | 0.97466 | 0.94996 | 0.92589 | 0.90242 | 0.87956
MCR ($/MVA, $2015)
| LV Lines |  |  | 894000 | 894000 | 894000 | 894000 | 894000
| Dist S/S |  |  | 634000 | 634000 | 634000 | 634000 | 634000
| HV Lines |  |  | 404000 | 404000 | 404000 | 404000 | 404000
| ZSS Transformers |  |  | 197000 | 197000 | 197000 | 197000 | 197000
| SubT Lines |  |  | 86000 | 86000 | 86000 | 86000 | 86000
Power Factor
| Residential | 0.8 | 0.8 | 0.8 | 0.8 | 0.8 | 0.8 | 0.8
| Small Commercial | 0.8 | 0.8 | 0.8 | 0.8 | 0.8 | 0.8 | 0.8
| Large Low Voltage | 0.846 | 0.846 | 0.846 | 0.846 | 0.846 | 0.846 | 0.846
| High Voltage | 0.9 | 0.9 | 0.9 | 0.9 | 0.9 | 0.9 | 0.9
| Subtransmission | 0.95 | 0.95 | 0.95 | 0.95 | 0.95 | 0.95 | 0.95
Load Factor
| Residential | 0.35 | 0.35 | 0.35 | 0.35 | 0.35 | 0.35 | 0.35
| Small Commercial | 0.35 | 0.35 | 0.35 | 0.35 | 0.35 | 0.35 | 0.35
| Large Low Voltage | 0.5 | 0.5 | 0.5 | 0.5 | 0.5 | 0.5 | 0.5
| High Voltage | 0.6 | 0.6 | 0.6 | 0.6 | 0.6 | 0.6 | 0.6
| Subtransmission | 0.7 | 0.7 | 0.7 | 0.7 | 0.7 | 0.7 | 0.7
Standard Asset Life (years)
| Subtransmission |  |  | 50 | 50 | 50 | 50 | 50
| Distribution system assets |  |  | 51 | 51 | 51 | 51 | 51
| Metering |  |  | 15 | 15 | 15 | 15 | 15
| Public lighting |  |  | 25 | 25 | 25 | 25 | 25
| SCADA/Network control |  |  | 13 | 13 | 13 | 13 | 13
| Non network - IT |  |  | 6 | 6 | 6 | 6 | 6
| Non network - other |  |  | 15 | 15 | 15 | 15 | 15
| VBRC |  |  | 26.5035 | 25.6062 | 25.6062 | 25.6062 | 25.6062
Remaining Asset Life (years)
| Subtransmission |  |  | 37.1195 | 37.1195 | 37.1195 | 37.1195 | 37.1195
| Distribution system assets |  |  | 31.0977 | 31.0977 | 31.0977 | 31.0977 | 31.0977
| Metering |  |  | 0.81213 | 0.81213 | 0.81213 | 0.81213 | 0.81213
| Public lighting |  |  | 8.1149 | 8.1149 | 8.1149 | 8.1149 | 8.1149
| SCADA/Network control |  |  | 9.7315 | 9.7315 | 9.7315 | 9.7315 | 9.7315
| Non network - IT |  |  | 4.8792 | 4.8792 | 4.8792 | 4.8792 | 4.8792
| Non network - other |  |  | 9.4076 | 9.4076 | 9.4076 | 9.4076 | 9.4076
| VBRC |  |  | 24.4275 | 24.4275 | 24.4275 | 24.4275 | 24.4275
Opening RAB ('000,$2015)
| Subtransmission |  |  | 397867.6361 | 397867.6361 | 397867.6361 | 397867.6361 | 397867.6361
| Distribution system assets |  |  | 2500252.1933 | 2500252.1933 | 2500252.1933 | 2500252.1933 | 2500252.1933
| Metering |  |  | 13339.1444 | 13339.1444 | 13339.1444 | 13339.1444 | 13339.1444
| Public lighting |  |  | 12648.8515 | 12648.8515 | 12648.8515 | 12648.8515 | 12648.8515
| SCADA/Network control |  |  | 15642.3453 | 15642.3453 | 15642.3453 | 15642.3453 | 15642.3453
| Non network - IT |  |  | 93503.4739 | 93503.4739 | 93503.4739 | 93503.4739 | 93503.4739
| Non network - other |  |  | 148698.2095 | 148698.2095 | 148698.2095 | 148698.2095 | 148698.2095
| VBRC |  |  | 101674.8703 | 101674.8703 | 101674.8703 | 101674.8703 | 101674.8703
| Total |  |  | 3283626.7242 | 3283626.7242 | 3283626.7242 | 3283626.7242 | 3283626.7242
Other Inputs ($000,2015)
| O&M |  |  | 227208.574 | 231054.921 | 238437.5439 | 243472.2831 | 249985.6351
| Maintenance Cost |  |  | 154501.8303 | 157117.3463 | 162137.5299 | 165561.1525 | 169990.2319
| Depreciation |  |  | 107893.7974 | 94800.1067 | 100976.7138 | 107998.9539 | 109188.6869
| Avoidable Opex (gsl, billing, customer service, advertising) |  |  | 20448.7717 | 20794.9429 | 21459.379 | 21912.5055 | 22498.7072
| Scale Escalation |  |  | 2992.2484 | 6588.8577 | 10911.1177 | 15298.932 | 19837.3302
| Reinforcement Capex |  |  | 64710.5992 | 63125.1069 | 45025.1468 | 54030.5334 | 47398.4062
Energy (kWh)
| Residential Single Rate | Residential | 2132775483.5235 | 2040084491.1435 | 2020419147.5013 | 2272899089.5895 | 2331076405.8973 | 2509366847.1791
| Climate Saver | Residential | 27120108.9359 | 32830411.225 | 32815805.8734 | 27776324.9777 | 28624275.8382 | 27810060.711
| Climate Saver Interval | Residential | 8415514.2113 | 10838176.6465 | 11027033.4446 | 8460875.0974 | 8838001.5787 | 8642037.9169
| Residential - Flexible Pricing | Residential | 12677520.9323 | 22293592.0283 | 28981669.6368 | 16023696.1842 | 16662257.6131 | 16419628.1965
| Residential Docklands - Flexible Pricing | Residential | 5430.4823 | 12747.3432 | 13384.7103 | 5674.5648 | 5528.7075 | 5627.6821
| Climate Saver - Flexible Pricing | Residential | 0 | 24088.3364 | 24088.3364 | 92437.4151 | 97255.0217 | 100166.187
| Docklands single rate | Residential | 0 | 0 | 0 | 11930.9304 | 10976.153 | 47230.7042
| Residential Two Rate 5d | Residential | 240518403.8961 | 223146098.3101 | 200753769.7384 | 237198905.7788 | 241281610.5635 | 238427280.3059
| Docklands Two Rate 5d | Residential | 3738916.9833 | 3603459.7356 | 3515311.0467 | 3443919.5271 | 3534353.049 | 3503100.3627
| Residential Interval | Residential | 561346588.4291 | 555873205.5558 | 533638277.3336 | 558736668.0293 | 572763791.606 | 467684024.6942
| Residential Two Rate 5d - controlled load | Residential | 87768313.4986 | 102774087.8326 | 154161131.7488 | 86643719.3401 | 83773204.9904 | 0
| Docklands Two Rate 5d - controlled load | Residential | 126903.9561 | 189211.304 | 236514.13 | 130691.5709 | 132818.9122 | 0
| Dedicated circuit | Residential | 335930107.6624 | 318833169.6501 | 309268174.5606 | 314989326.9613 | 299067283.1976 | 377403993.9536
| Hot Water Interval | Residential | 11051123.8724 | 10580002.4578 | 10262602.384 | 10630893.4557 | 10244581.4123 | 0
| Residential Demand | Residential |  | 0 | 27500 | 27500 | 21993.7526 | 17808.2417
| Newstead Trial | Residential |  |  | 0 | 0 | 410755.8279 | 42793.4252
| Non-Residential Single Rate | Small Commercial | 297533461.7691 | 315950044.3686 | 256404043.3781 | 256381416.1259 | 280140182.3985 | 285894018.269
| Non-Residential Flexible Pricing | Small Commercial | 19176232.7341 | 24795471.7095 | 6975587.0218 | 3773612.7817 | 3916333.2108 | 3674598.2116
| Non-Residential Two Rate 5d | Small Commercial | 1131625792.9493 | 1113035300.307 | 353574444.9789 | 383998748.5247 | 398996364.9924 | 365199397.6661
| Non-Residential Interval | Small Commercial | 403175199.4988 | 395598518.1735 | 139647216.0171 | 163350686.9437 | 170289484.6755 | 148074016.1573
| Non-Residential Two Rate 7d | Small Commercial | 174369072.5734 | 170019993.5708 | 71122123.2191 | 80592159.9243 | 84402946.0052 | 75458851.6946
| Non-Residential Demand | Small Commercial |  | 0 | 97025660.2292 | 127080.9016 | 172734.2142 | 4632749.4572
| Medium business demand | Small Commercial |  | 0 | 1098894985.9996 | 1035413018.4997 | 1079887636.3321 | 982527187.4449
| Medium business opt-out | Small Commercial |  |  | 0 | 6484999.0511 | 3020718.3546 | 11201660.14
| Public Lighting | Small Commercial | 90776064.8243 | 89331028.9955 | 84864477.5458 | 96144451.0632 | 69222326.3466 | 77997932.7813
| Large low Voltage | Large Low voltage |  | 1185612250.8201 | 2410772806.6476 | 2400802668.3671 | 2424049667.0881 | 2453821081.4794
| Large Low Voltage Demand | Large Low voltage | 1222559700.3695 | 635397084.3462 | 0 | 0 | 0 | 0
| Large Low Voltage Demand A | Large Low voltage | 0 | 0 | 0 | 0 | 0 | 0
| Large Low Voltage Demand C | Large Low voltage | 569222271.2795 | 281714300.6269 | 0 | 0 | 0 | 0
| Large Low Voltage Demand S | Large Low voltage | 24654172.6025 | 11573260.7084 | 0 | 0 | 0 | 0
| Large Low Voltage Demand Docklands | Large Low voltage | 5618256.2679 | 2632316.347 | 0 | 0 | 0 | 0
| Large Low Voltage Demand CXX | Large Low voltage | 469878787.9251 | 243457822.9245 | 0 | 0 | 0 | 0
| Large Low Voltage Demand EN.R | Large Low voltage | 943775.0954 | 985125.924 | 0 | 0 | 0 | 0
| Large Low Voltage Demand EN.NR | Large Low voltage | 60647827.8843 | 33184220.8538 | 0 | 0 | 0 | 0
| Large Low Voltage Demand EN.R CXX | Large Low voltage | 2072309.2297 | 1159474.9031 | 0 | 0 | 0 | 0
| Large Low Voltage Demand EN.NRCXX | Large Low voltage | 5151248.845 | 3200826.6853 | 0 | 0 | 0
| High Voltage | High Voltage |  | 896238014.167 | 1672048754.3302 | 1438161936.5472 | 1482596393.0828 | 1440341010.2944
| High Voltage Docklands | High Voltage |  | 41756436.3002 | 167614685.9802 | 290858047.05 | 281655255.0232 | 241645356.463
| High Voltage Demand | High Voltage | 1065131317.6297 | 556303544.556 | 0 | 0 | 0 | 0
| High Voltage Demand A | High Voltage | 12013595.3322 | 6303897.1444 | 0 | 0 | 0 | 0
| High Voltage Demand C | High Voltage | 438191763.3026 | 210544815.4656 | 0 | 0 | 0 | 0
| High Voltage Demand D1 | High Voltage | 157966136.6164 | 72616031.739 | 0 | 0 | 0 | 0
| High Voltage Demand D2 | High Voltage | 85950110.39 | 45144312.77 | 0 | 0 | 0 | 0
| High Voltage Demand Docklands | High Voltage | 2643133.9961 | 1406480.6103 | 0 | 0 | 0 | 0
| High Voltage Demand D3 | High Voltage | 26617176.4834 | 13453483.4163 | 0 | 0 | 0 | 0
| High Voltage Demand D4 | High Voltage | 0 | 0 | 0 | 0 | 0 | 0
| Subtransmission | Subtransmission |  | 542016407.1678 | 1024280533.5083 | 991231538.666 | 1040356932.8151 | 1203661913.4933
| Subtransmission Demand A | Subtransmission | 121172982.8446 | 55948916.8909 | 0 | 0 | 0 | 0
| Subtransmission Demand G | Subtransmission | 574515828.4584 | 304405930.0381 | 0 | 0 | 0 | 0
| Subtransmission Demand S | Subtransmission | 329574383.8918 | 155115871.4115 | 0 | 0 | 0 | 0
| Total |  | 10712655019.1764 | 10729983924.5103 | 10688369729.3009 | 10684392017.8684 | 10915252068.66 | 10943600373.112
Customer Number
| Residential Single Rate | Residential | 504369.9167 | 510085.3333 | 518241.6987 | 539032.4658 | 567490.75 | 567490.75
| Climate Saver | Residential | 17209.9167 | 17183.9167 | 17458.8593 | 16710.637 | 16851.1667 | 16851.1667
| Climate Saver Interval | Residential | 4665 | 4663.0833 | 4737.6927 | 4570.646 | 4604.9167 | 4604.9167
| Residential - Flexible Pricing | Residential | 2598 | 2735.8333 | 2779.6067 | 2967.2671 | 3036.0833 | 3036.0833
| Residential Docklands - Flexible Pricing | Residential | 1 | 1 | 1.016 | 1 | 1 | 1
| Climate Saver - Flexible Pricing | Residential | 0 | 0 | 0 | 61.2759 | 55.6667 | 55.6667
| Docklands single rate | Residential | 0 | 0 | 0 | 1 | 2 | 2
| Residential Two Rate 5d | Residential | 45863.0833 | 45784.5833 | 46517.1367 | 45013.527 | 45261.75 | 45261.75
| Docklands Two Rate 5d | Residential | 589.25 | 588.1667 | 597.5773 | 584.1466 | 586.5833 | 586.5833
| Residential Interval | Residential | 108902.6667 | 108999.9167 | 110743.9153 | 108683.3671 | 108582.9167 | 108582.9167
| Residential Two Rate 5d - controlled load | Residential | 43362.9167 | 43313.75 | 44006.77 | 42980.367 | 43106.3333 | 43106.3333
| Docklands Two Rate 5d - controlled load | Residential | 70.6667 | 70.4167 | 71.5433 | 69.0615 | 71.3333 | 71.3333
| Dedicated circuit | Residential | 160536.75 | 160054.5833 | 162615.4567 | 156259.0335 | 156808.8333 | 156808.8333
| Hot Water Interval | Residential | 5563.6667 | 5560.0833 | 5649.0447 | 5471.4804 | 5477.0833 | 5477.0833
| Residential Demand | Residential |  | 0 | 5 | 5 | 5 | 5
| Newstead Trial | Residential |  |  | 0 | 0 | 100 | 100
| Non-Residential Single Rate | Small Commercial | 42320.0833 | 42575.5 | 42483.708 | 42209.5435 | 45028.5833 | 45028.5833
| Non-Residential Flexible Pricing | Small Commercial | 237.4167 | 294.0833 | 172.0833 | 186.1131 | 176 | 176
| Non-Residential Two Rate 5d | Small Commercial | 30886.1667 | 30651.1667 | 24220.9108 | 24184.2011 | 24187.4167 | 24187.4167
| Non-Residential Interval | Small Commercial | 14568.5 | 14480.6667 | 12168.2633 | 12412.0013 | 12355.25 | 12355.25
| Non-Residential Two Rate 7d | Small Commercial | 8415.75 | 8343.4167 | 7410.6996 | 7219.588 | 7234.5833 | 7234.5833
| Non-Residential Demand | Small Commercial |  | 0 | 2024 | 6.354 | 8 | 8
| Medium business demand | Small Commercial |  | 0 | 8279 | 7925.7018 | 8262 | 8262
| Medium business opt-out | Small Commercial |  |  | 0 | 81 | 37 | 37
| Public Lighting | Small Commercial | 6368.8333 | 6367.1667 | 6335.3308 | 7344.7 | 8323.1667 | 8323.1667
| Large low Voltage | Large Low voltage |  | 2636.8333 | 2676.3858 | 2749.2308 | 2876.6667 | 2876.6667
| Large Low Voltage Demand | Large Low voltage | 923.0833 | 927.75 | 0 | 0 | 0 | 0
| Large Low Voltage Demand A | Large Low voltage | 0 | 0 | 0 | 0 | 0 | 0
| Large Low Voltage Demand C | Large Low voltage | 418.9167 | 404.5 | 0 | 0 | 0 | 0
| Large Low Voltage Demand S | Large Low voltage | 43.9167 | 42.8333 | 0 | 0 | 0 | 0
| Large Low Voltage Demand Docklands | Large Low voltage | 7 | 7 | 0 | 0 | 0 | 0
| Large Low Voltage Demand CXX | Large Low voltage | 1174.75 | 1203.6667 | 0 | 0 | 0 | 0
| Large Low Voltage Demand EN.R | Large Low voltage | 2.5833 | 3.4167 | 0 | 0 | 0 | 0
| Large Low Voltage Demand EN.NR | Large Low voltage | 30.3333 | 33.6667 | 0 | 0 | 0 | 0
| Large Low Voltage Demand EN.R CXX | Large Low voltage | 2.6667 | 3.1667 | 0 | 0 | 0 | 0
| Large Low Voltage Demand EN.NRCXX | Large Low voltage | 9.4167 | 10.8333 | 0 | 0 | 0 | 0
| High Voltage | High Voltage |  | 171.25 | 173.8187 | 173 | 184.75 | 184.75
| High Voltage Docklands | High Voltage |  | 7.5 | 6.5 | 9 | 10 | 10
| High Voltage Demand | High Voltage | 126.0833 | 130.4167 | 0 | 0 | 0 | 0
| High Voltage Demand A | High Voltage | 3 | 3.5 | 0 | 0 | 0 | 0
| High Voltage Demand C | High Voltage | 41 | 40.8333 | 0 | 0 | 0 | 0
| High Voltage Demand D1 | High Voltage | 1 | 1 | 0 | 0 | 0 | 0
| High Voltage Demand D2 | High Voltage | 1 | 1 | 0 | 0 | 0 | 0
| High Voltage Demand Docklands | High Voltage | 1 | 1 | 0 | 0 | 0 | 0
| High Voltage Demand D3 | High Voltage | 1 | 1 | 0 | 0 | 0 | 0
| High Voltage Demand D4 | High Voltage | 0 | 0 | 0 | 0 | 0 | 0
| Subtransmission | Subtransmission |  | 11 | 10 | 11 | 12 | 12
| Subtransmission Demand A | Subtransmission | 3 | 3 | 0 | 0 | 0 | 0
| Subtransmission Demand G | Subtransmission | 6.9167 | 6.17 | 0 | 0 | 0 | 0
| Subtransmission Demand S | Subtransmission | 2 | 2 | 0 | 0 | 0 | 0
| Total |  | 789794.25 | 795580.5867 | 807043.2032 | 822141.7663 | 855273.25 | 855273.25
Expected Revenue ($nom)
| Residential Single Rate | Residential | 203671370.8299 | 190751203.9659 | 173680804.3837 | 188069999.8857 | 196854631.7314 | 196854631.7314
| Climate Saver | Residential | 1452684.3287 | 1163675.7256 | 1024566.178 | 965132.1107 | 1033745.1037 | 1033745.1037
| Climate Saver Interval | Residential | 435626.4725 | 351319.8627 | 314985.9038 | 281724.8541 | 307205.7421 | 307205.7421
| Residential - Flexible Pricing | Residential | 1295978.8871 | 1606075.4097 | 1907592.2311 | 1242572.8697 | 1274348.7725 | 1274348.7725
| Residential Docklands - Flexible Pricing | Residential | 218.9038 | 483.1949 | 521.6532 | 287.4314 | 335.6179 | 335.6179
| Climate Saver - Flexible Pricing | Residential | 0 | 1257.0498 | 1105.6546 | 2865.5779 | 3090.1128 | 3090.1128
| Docklands single rate | Residential | 0 | 0 | 0 | 702.457 | 805.5148 | 805.5148
| Residential Two Rate 5d | Residential | 20049417.5204 | 20395049.6889 | 17776644.4302 | 19129212.0478 | 19983842.213 | 19983842.213
| Docklands Two Rate 5d | Residential | 447678.4061 | 291501.331 | 266611.3769 | 253561.5547 | 272554.2507 | 272554.2507
| Residential Interval | Residential | 44950642.102 | 47980313.1796 | 43753717.6166 | 43876210.13 | 46247278.2168 | 46247278.2168
| Residential Two Rate 5d - controlled load | Residential | 2430826.0761 | 1776655.6564 | 2358665.3158 | 1325648.9059 | 1264975.3954 | 1264975.3954
| Docklands Two Rate 5d - controlled load | Residential | 3019.1913 | 3270.8958 | 3618.6662 | 1999.581 | 2005.5656 | 2005.5656
| Dedicated circuit | Residential | 574219.9328 | 5511669.0037 | 4731803.0708 | 4819336.7025 | 4515915.9763 | 4515915.9763
| Hot Water Interval | Residential | 18692.2141 | 182896.5025 | 157017.8165 | 162652.6699 | 154693.1793 | 154693.1793
| Residential Demand | Residential |  | 0 | 2036.9555 | 2018.5091 | 1852.7172 | 1852.7172
| Newstead Trial | Residential |  |  | 0 | 0 | 42764.7595 | 42764.7595
| Non-Residential Single Rate | Small Commercial | 38476034.2563 | 27205853.1737 | 23848262.1646 | 22879918.0415 | 26396237.3691 | 26396237.3691
| Non-Residential Flexible Pricing | Small Commercial | 525753.3734 | 1613056.2895 | 403263.5884 | 255382.5726 | 273390.8748 | 273390.8748
| Non-Residential Two Rate 5d | Small Commercial | 88635900.5073 | 75623753.9598 | 28491799.7995 | 29378762.0729 | 32139472.331 | 32139472.331
| Non-Residential Interval | Small Commercial | 33494913.5551 | 28842629.9899 | 12247701.0042 | 13526776.5238 | 14843024.9809 | 14843024.9809
| Non-Residential Two Rate 7d | Small Commercial | 11384920.7338 | 13145328.8008 | 6512805.5404 | 6957224.6812 | 7726228.6054 | 7726228.6054
| Non-Residential Demand | Small Commercial |  | 0 | 5674614.8413 | 7728.5332 | 15317.8164 | 15317.8164
| Medium business demand | Small Commercial |  | 0 | 80603794.7674 | 73777155.8952 | 78965596.5447 | 78965596.5447
| Medium business opt-out | Small Commercial |  |  | 0 | 549976.4784 | 291760.8691 | 291760.8691
| Public Lighting | Small Commercial | 4586015.7691 | 5430444.7107 | 5207922.1856 | 5604149.6807 | 5063474.1398 | 5063474.1398
| Large low Voltage | Large Low voltage |  | 65009426.2986 | 149520427.4287 | 153966345.7388 | 155353042.7924 | 155353042.7924
| Large Low Voltage Demand | Large Low voltage | 65981641.4402 | 37379369.6431 | 0 | 0 | 0 | 0
| Large Low Voltage Demand A | Large Low voltage | 0 | 0 | 0 | 0 | 0 | 0
| Large Low Voltage Demand C | Large Low voltage | 21708003.4685 | 16002557.1118 | 0 | 0 | 0 | 0
| Large Low Voltage Demand S | Large Low voltage | 1210268.1799 | 807750.7009 | 0 | 0 | 0 | 0
| Large Low Voltage Demand Docklands | Large Low voltage | 178311.4274 | 136836.4591 | 0 | 0 | 0 | 0
| Large Low Voltage Demand CXX | Large Low voltage | 39901283.5736 | 17141554.9498 | 0 | 0 | 0 | 0
| Large Low Voltage Demand EN.R | Large Low voltage | 90035.6703 | 74137.279 | 0 | 0 | 0 | 0
| Large Low Voltage Demand EN.NR | Large Low voltage | 3227384.0062 | 2061891.8923 | 0 | 0 | 0 | 0
| Large Low Voltage Demand EN.R CXX | Large Low voltage | 107362.1169 | 88879.2604 | 0 | 0 | 0 | 0
| Large Low Voltage Demand EN.NRCXX | Large Low voltage | 548644.8932 | 223957.8466 | 0 | 0 | 0 | 0
| High Voltage | High Voltage |  | 23315710.6644 | 49434587.6134 | 47220779.4105 | 48472578.161 | 48472578.161
| High Voltage Docklands | High Voltage |  | 1615661.7134 | 3671477.2285 | 5667142.893 | 6295608.6 | 6295608.6
| High Voltage Demand | High Voltage | 36547800.5713 | 16393346.2963 | 0 | 0 | 0 | 0
| High Voltage Demand A | High Voltage | 200258.0609 | 165000.4724 | 0 | 0 | 0 | 0
| High Voltage Demand C | High Voltage | 10793141.7177 | 6125840.5584 | 0 | 0 | 0 | 0
| High Voltage Demand D1 | High Voltage | 1256940.8964 | 1064031.843 | 0 | 0 | 0 | 0
| High Voltage Demand D2 | High Voltage | 808908.9647 | 604047.3158 | 0 | 0 | 0 | 0
| High Voltage Demand Docklands | High Voltage | 52035.9946 | 43259.2251 | 0 | 0 | 0 | 0
| High Voltage Demand D3 | High Voltage | 703854.4901 | 361032.4997 | 0 | 0 | 0 | 0
| High Voltage Demand D4 | High Voltage | 0 | 0 | 0 | 0 | 0 | 0
| Subtransmission | Subtransmission |  | 3633418.4635 | 6720425.7439 | 7333053.641 | 7683848.0658 | 7683848.0658
| Subtransmission Demand A | Subtransmission | 849044.7226 | 375443.8235 | 0 | 0 | 0 | 0
| Subtransmission Demand G | Subtransmission | 2853677.706 | 1593301.4964 | 0 | 0 | 0 | 0
| Subtransmission Demand S | Subtransmission | 1688271.0439 | 959506.5265 | 0 | 0 | 0 | 0
| Total |  | 641140782.0043 | 617052400.7308 | 618316773.1588 | 627258321.4504 | 655479626.0193 | 655479626.0193
Note on F48: May Liao: 2017 refers to 2016 - the AER Final Decision PTRM May 2016 does not have values for the Remaining Asset Life

## LRMC - Demand
PAL Pricing Model
Load forecast in MVA
| Region | Zone Substation | Summer or Winter Peaking | 2016 | 2017 | 2018 | 2019 | 2020 | 2021 | 2022 | 2023 | 2024 | 2025
| Altona Brooklyn | AC | Summer | 2.5031 | 2.53 | 2.5572 | 2.5846 | 2.6124 | 2.6404 | 2.6688 | 2.6974 | 2.7264 | 2.7557
| Altona Brooklyn | AL | Summer | 19.3404 | 19.7401 | 20.1497 | 20.5695 | 20.9996 | 21.4403 | 21.8919 | 22.3546 | 22.8285 | 23.3141
| Altona Brooklyn | BMH | Summer | 28.1512 | 29.1772 | 30.2421 | 31.3474 | 32.4941 | 33.6838 | 34.9177 | 36.1975 | 37.5245 | 38.9004
| Altona Brooklyn | LV | Summer | 103.7949 | 110.7519 | 113.4123 | 116.1396 | 118.9357 | 121.8022 | 124.741 | 127.754 | 130.8431 | 134.0102
| Altona Brooklyn | LVN | Summer | 96.9515 | 101.9552 | 105.2743 | 108.7096 | 112.2652 | 115.9453 | 119.7543 | 123.6966 | 127.777 | 132.0004
| Altona Brooklyn | WBE | Summer | 98.4713 | 101.7833 | 105.2107 | 108.7576 | 112.4283 | 116.2272 | 120.1589 | 124.228 | 128.4396 | 132.7988
| Ballarat | ART | Summer | 18.1726 | 18.0737 | 17.8845 | 17.8313 | 17.8396 | 18.3239 | 18.6162 | 19.2466 | 19.3299 | 19.4136
| Ballarat | BAN | Summer | 93.5654 | 94.7436 | 94.1514 | 96.6393 | 97.1038 | 101.2515 | 103.3111 | 107.2714 | 108.2002 | 109.1376
| Ballarat | BAS | Summer | 85.0376 | 86.0915 | 85.8242 | 84.3442 | 84.9064 | 87.7276 | 89.6148 | 93.1407 | 94.0698 | 95.0099
| Bendigo | BGO | Summer | 43.0389 | 43.0249 | 42.4688 | 42.211 | 42.0803 | 43.0124 | 43.495 | 44.4928 | 44.7003 | 44.9097
| Bendigo | CMN | Summer | 26.7308 | 27.0335 | 26.8595 | 26.8614 | 26.939 | 27.6644 | 28.1223 | 28.9039 | 29.2023 | 29.5045
| Bendigo | CTN | Summer | 22.0954 | 21.9839 | 21.775 | 21.6957 | 21.6718 | 22.1129 | 22.3596 | 22.8361 | 22.965 | 23.0955
| Bendigo | EHK | Summer | 55.6934 | 61.4117 | 60.9286 | 60.8734 | 61.002 | 62.697 | 63.7407 | 65.5587 | 66.2115 | 66.8717
| Bendigo | MRO | Summer | 25.0573 | 25.1352 | 25.0788 | 25.1974 | 25.3932 | 26.2456 | 26.8352 | 27.7618 | 28.2013 | 28.649
| Geelong | CRO | Summer | 32.3229 | 33.3075 | 34.3271 | 35.3826 | 36.4752 | 37.606 | 38.7028 | 39.8357 | 41.0056 | 42.2138
| Geelong | DDL | Summer | 53.4378 | 56.3512 | 59.4237 | 62.6637 | 66.0801 | 69.5666 | 73.2386 | 77.1059 | 81.1786 | 85.4677
| Geelong | FNS | Summer | 59.4562 | 49.9443 | 51.556 | 53.2205 | 54.9391 | 56.7136 | 58.5454 | 60.4364 | 62.3882 | 64.4025
| Geelong | GB | Summer | 19.3689 | 19.8522 | 20.3498 | 20.8621 | 21.3894 | 21.9319 | 22.4901 | 23.0641 | 23.6544 | 24.2613
| Geelong | GCY | Summer | 44.4549 | 46.3344 | 48.2969 | 50.3456 | 52.4838 | 54.7151 | 57.0431 | 59.4717 | 62.0048 | 64.6467
| Geelong | GL | Summer | 57.2404 | 58.5643 | 59.7827 | 61.0275 | 62.299 | 63.598 | 64.9249 | 66.2802 | 67.6646 | 69.0787
| Geelong | GLE | Summer | 52.5914 | 54.6222 | 56.7404 | 58.9496 | 61.2497 | 63.6533 | 66.1608 | 68.7768 | 71.5061 | 74.3536
| Geelong | WIN | Summer | 8.9155 | 9.1288 | 9.3472 | 9.571 | 9.8001 | 10.0347 | 10.275 | 10.5211 | 10.7731 | 11.0312
| Geelong | WPD | Summer | 94.3105 | 100.4904 | 105.0681 | 109.869 | 114.9035 | 120.1826 | 125.7181 | 131.5219 | 137.6069 | 143.9865
| Horsham | CHM | Winter | 4.4532 | 5.3207 | 5.4367 | 5.5552 | 5.6763 | 5.8 | 5.9264 | 6.0556 | 6.1876 | 6.3225
| Horsham | HSM | Summer | 44.2723 | 45.8715 | 47.4358 | 47.6865 | 49.0971 | 49.179 | 50.9666 | 52.8212 | 53.7786 | 54.7553
| Horsham | NHL | Summer | 11.5585 | 11.87 | 12.1667 | 12.1322 | 12.3829 | 12.3049 | 12.6399 | 12.9848 | 13.1102 | 13.2375
| Horsham | STL | Winter | 22.2692 | 22.7877 | 23.319 | 23.8635 | 24.4213 | 24.9929 | 25.5785 | 26.1783 | 26.7929 | 27.2036
| Keilor | SSE | Summer | 88.6219 | 91.654 | 94.4179 | 97.4658 | 100.2294 | 102.6962 | 106.564 | 110.5827 | 114.7584 | 119.0974
| Keilor | SU | Summer | 93.913 | 97.4264 | 100.6066 | 104.0577 | 106.2027 | 107.9828 | 111.2374 | 114.5934 | 118.0537 | 121.6218
| Keilor | GSB | Summer | 23.8014 | 24.6201 | 25.4674 | 26.3442 | 27.1877 | 27.5523 | 28.5017 | 29.4841 | 30.5006 | 31.5525
| Keilor | MLN | Summer | 62.7924 | 65.1337 | 67.5626 | 70.0824 | 72.5236 | 73.6758 | 76.4252 | 79.2774 | 82.2364 | 85.306
| Keilor | WND | Summer | 29.3089 | 30.1257 | 30.966 | 31.8303 | 32.6413 | 32.8582 | 33.7766 | 34.7213 | 35.6927 | 36.6918
| Keilor | SA | Summer | 91.9456 | 94.4835 | 97.094 | 99.7792 | 102.2965 | 102.9521 | 105.8082 | 108.7464 | 111.769 | 114.8785
| Kerang | CHA | Summer | 15.7976 | 15.584 | 15.1813 | 14.9761 | 14.851 | 14.6733 | 14.5461 | 14.734 | 14.4304 | 14.1296
| Kerang | SHL | Summer | 39.6924 | 39.8953 | 39.6147 | 39.816 | 40.221 | 40.4869 | 40.8869 | 42.1676 | 42.0855 | 41.9919
| Red Cliffs | BBD | Summer | 29.2574 | 30.0498 | 30.8721 | 31.7253 | 32.6102 | 33.5278 | 34.4791 | 35.4651 | 36.4869 | 37.5455
| Red Cliffs | MBN | Summer | 33.4067 | 34.4817 | 35.5936 | 36.7436 | 37.9331 | 39.1633 | 40.4356 | 41.7515 | 43.1124 | 44.5198
| Red Cliffs | MDA | Summer | 56.8154 | 58.443 | 60.1272 | 61.8704 | 63.6748 | 65.5427 | 67.4767 | 69.4793 | 71.5532 | 73.7013
| Red Cliffs | OYN | Winter | 9.8698 | 9.7829 | 9.6967 | 9.6114 | 9.5269 | 9.4433 | 9.3604 | 9.2784 | 9.1971 | 9.1166
| Red Cliffs | RVL | Summer | 21.8435 | 21.9141 | 21.9851 | 22.0565 | 22.1283 | 22.2005 | 22.2731 | 22.3462 | 22.4197 | 22.4936
| Red Cliffs | WMN | Summer | 17.3626 | 17.3994 | 17.4363 | 17.4733 | 17.5105 | 17.5477 | 17.5851 | 17.6226 | 17.6602 | 17.6979
| Shepparton | CME | Summer | 35.6321 | 36.1415 | 36.2595 | 28.3868 | 28.049 | 27.9623 | 28.4741 | 28.8614 | 28.9867 | 29.1131
| Shepparton | ECA | Summer | 36.2504 | 36.8024 | 36.9458 | 37.7451 | 37.2912 | 37.1707 | 37.8452 | 38.3535 | 38.5131 | 38.6736
| Shepparton | KYM | Summer | 29.6037 | 29.9646 | 30.0247 | 30.5863 | 30.1888 | 30.0471 | 30.5101 | 30.8459 | 30.9157 | 30.9858
| Shepparton | MNA | Summer | 41.27 | 41.8675 | 42.0081 | 42.9114 | 42.3573 | 42.1909 | 42.9472 | 43.5097 | 43.6675 | 43.8262
| Shepparton | NKA | Summer | 32.1898 | 32.5922 | 32.6492 | 33.2802 | 32.8132 | 32.6389 | 33.1563 | 33.5272 | 33.5943 | 33.6616
| Shepparton | SHN | Summer | 37.4165 | 37.9713 | 38.1072 | 38.9425 | 38.4421 | 38.2973 | 38.9991 | 39.5232 | 39.6767 | 39.8313
| Shepparton | SHP | Summer | 22.9511 | 23.2111 | 23.2244 | 23.6444 | 23.2861 | 23.135 | 23.4732 | 23.7064 | 23.7252 | 23.7439
| Shepparton | STN | Summer | 48.7491 | 49.5287 | 49.7613 | 50.9127 | 50.311 | 50.1759 | 51.1557 | 51.9038 | 52.1639 | 52.426
| Terang | CDN | Winter | 18.6821 | 18.9786 | 19.198 | 19.3052 | 19.3179 | 19.2405 | 19.2683 | 19.4064 | 19.55 | 19.6948
| Terang | CLC | Summer | 46.1973 | 47.1913 | 48.2081 | 49.2479 | 50.3113 | 51.3989 | 52.511 | 53.6483 | 54.8112 | 56.0003
| Terang | COB | Summer | 15.3188 | 15.4082 | 15.4981 | 15.5885 | 15.6794 | 15.7709 | 15.8629 | 15.9554 | 16.0485 | 16.1421
| Terang | HTN | Winter | 33.9721 | 34.5636 | 35.001 | 35.2146 | 35.2399 | 35.0856 | 35.141 | 35.4162 | 35.7024 | 35.9907
| Terang | KRT | Summer | 40.1781 | 40.4194 | 36.1215 | 36.3384 | 36.5567 | 36.7763 | 36.9972 | 37.2195 | 37.4431 | 37.668
| Terang | PLD | Winter | 20.244 | 20.5698 | 20.811 | 20.9289 | 20.9429 | 20.8577 | 20.8883 | 21.0402 | 21.1983 | 21.3577
| Terang | TRG | Summer | 24.6467 | 24.7948 | 24.9438 | 25.0936 | 25.2444 | 25.396 | 25.5485 | 25.7019 | 25.8562 | 26.0115
| Terang | WBL | Summer | 55.6589 | 58.9605 | 60.6555 | 64.0614 | 67.9532 | 69.4059 | 70.8935 | 72.417 | 73.9773 | 75.5755
|  |  |  | 2376.645 | 2437.84 | 2481.106 | 2530.9109 | 2581.3904 | 2636.9059 | 2705.4654 | 2782.4797 | 2846.4572 | 2912.3784
Note on J5: Danny Jutrisa: Need to review this row to add MVA to correct year.

## LRMC - Augex
PAL Pricing Model
Forecast Demand Driven Augex ($2015,mn)
| Region | Voltage | Decription of project | 2016 | 2017 | 2018 | 2019 | 2020 | 2021 | 2022 | 2023 | 2024 | 2025 | Terminal Value
| Altona Brooklyn | High Voltage | AL 1 New feeder | 0 | 0 | 0 | 0 | 0 | 0 | 0 | 0 | 0 | 1.0358 | 0
| Altona Brooklyn | High Voltage | AL 12 Extend feeder to Civic Pde and other works. | 0 | 0 | 0.62147 | 0 | 0 | 0 | 0 | 0 | 0 | 0 | 0
| Altona Brooklyn | High Voltage | Augment LVN33 19/4.75 | 0 | 0 | 0 | 0 | 0 | 0 | 0 | 0 | 0.20716 | 0 | 0
| Altona Brooklyn | High Voltage | BLT15 Re-commission | 0 | 0 | 0 | 0 | 1.5848 | 0 | 0 | 0 | 0 | 0 | 0
| Altona Brooklyn | High Voltage | BLT20 exit cable (to 300mm2) and rerate 19/3.75 to 65oC and replace 250mm to 300mm2 | 0 | 0 | 0.30038 | 0 | 0 | 0 | 0 | 0 | 0 | 0 | 0
| Altona Brooklyn | High Voltage | BLT31 East Leg Tie to offload other feeders | 0 | 0 | 0 | 0.31074 | 0 | 0 | 0 | 0 | 0 | 0 | 0
| Altona Brooklyn | High Voltage | HV tie LV3 to LV1 Morris Rd (replace 95mm2 HV cable 500m +T joint) | 0 | 0.36253 | 0 | 0 | 0 | 0 | 0 | 0 | 0 | 0 | 0
| Altona Brooklyn | High Voltage | LV21 into Point Cook New Feeder Design& Construction | 0.47646 | 1.4294 | 0 | 0 | 0 | 0 | 0 | 0 | 0 | 0 | 0
| Altona Brooklyn | High Voltage | LVN21 - LVN24 Feeder load rearrangement | 0 | 0 | 0.31074 | 0 | 0 | 0 | 0 | 0 | 0 | 0 | 0
| Altona Brooklyn | High Voltage | LVN22 Augment 1km Cherry La to Princes Fwy | 0 | 0 | 0 | 0 | 0.15537 | 0 | 0 | 0 | 0 | 0 | 0
| Altona Brooklyn | High Voltage | LVN23-LVN24 tie in along Foundation Rd | 0 | 0 | 0 | 0 | 0.42763 | 0 | 0 | 0 | 0 | 0 | 0
| Altona Brooklyn | High Voltage | TRT Feeders x 6 | 0 | 0 | 0 | 0 | 0 | 0.503 | 5.7117 | 0 | 0 | 0 | 0
| Altona Brooklyn | High Voltage | TRT next 2 feeders | 0 | 0 | 0 | 0 | 0 | 0 | 0 | 0 | 0 | 2.0716 | 0
| Altona Brooklyn | High Voltage | TRT next 2 feeders | 0 | 0 | 0 | 0 | 0 | 0 | 0 | 0 | 0 | 2.0716 | 0
| Altona Brooklyn | High Voltage | Uprate LV1 (80/45oC) 2.4km | 0 | 0 | 0 | 0 | 0 | 0 | 0 | 0 | 0.17608 | 0 | 0
| Altona Brooklyn | High Voltage | Uprate/Augment BLT22 feeder to 65oC | 0 | 0 | 0 | 0 | 0 | 0 | 0 | 0.24859 | 0 | 0 | 0
| Altona Brooklyn | High Voltage | WBE34 Augment (Robbs Rd& Cunningham Rd) | 0 | 0 | 0 | 0 | 0 | 0 | 0 | 0 | 0.10358 | 0 | 0
| Altona Brooklyn | Sub transmission | BLTS-BMH 66kV line augmentation Stage 1 | 0 | 0 | 0 | 0 | 0 | 0 | 7.6648 | 0 | 0 | 0 | -0.074416
| Altona Brooklyn | Sub transmission | BLTS-BMH 66kV line augmentation Stage 2 | 0 | 0 | 0 | 0 | 0 | 0 | 0 | 1.7608 | 0 | 0 | -1.2116
| Altona Brooklyn | Sub transmission | BMH transfer to ATS/West DPTS | 0 | 0 | 0 | 0 | 0 | 1.533 | 0 | 0 | 0 | 0 | -1.036
| Altona Brooklyn | Sub transmission | BMH ZSS new 66/22kV 25/33 MVA Tr-3 | 0 | 0 | 0 | 0 | 0 | 1.3213 | 4.1684 | 0 | 0 | 0 | -2.2125
| Altona Brooklyn | Zone Substations | Land for Point Cook zone substation (PCK) | 0 | 0 | 1.1394 | 0 | 0 | 0 | 0 | 0 | 0 | 0 | 0
| Altona Brooklyn | Zone Substations | New TRT Zone substation with 2 x 33/25MVA Tx+12MVAr Cap bank | 0 | 0 | 0 | 0 | 0 | 0.20273 | 14.8162 | 0 | 0 | 0 | -6.6675
| Altona Brooklyn | Zone Substations | TRT 3rd Tx & Bus | 0 | 0 | 0 | 0 | 0 | 0 | 0 | 0 | 0 | 5.1789 | -4.5983
| Altona Brooklyn | Zone Substations | WBE 2nd cap bank | 0 | 0 | 1.0358 | 0 | 0 | 0 | 0 | 0 | 0 | 0 | 0
| Altona Brooklyn | Low Voltage Substations | Allocation of funds | 0.12016 | 0.12016 | 0.12016 | 0.12016 | 0.12016 | 0 | 0 | 0 | 0 | 0 | 0
| Altona Brooklyn | Low Voltage | Allocation of funds | 0.22984 | 0.22984 | 0.22984 | 0.22984 | 0.22984 | 0 | 0 | 0 | 0 | 0 | 0
| Ballarat | High Voltage | BAN 11 Glentown SWER Aug | 0 | 0 | 0 | 0 | 0 | 0.31074 | 0 | 0 | 0 | 0 | 0
| Ballarat | High Voltage | BAN 6 Evansford P30 Swer Aug | 0 | 0 | 0 | 0 | 0.43503 | 0 | 0 | 0 | 0 | 0 | 0
| Ballarat | High Voltage | BAN 6 Glenruel P35 SWER Aug | 0 | 0 | 0 | 0.35641 | 0 | 0 | 0 | 0 | 0 | 0 | 0
| Ballarat | High Voltage | BAN11 uprate feeder backbone to 65oC | 0 | 0 | 0.15537 | 0 | 0 | 0 | 0 | 0 | 0 | 0 | 0
| Ballarat | High Voltage | BAN13 new 1MVAr line cap | 0 | 0 | 0.074385 | 0 | 0 | 0 | 0 | 0 | 0 | 0 | 0
| Ballarat | High Voltage | BAN13 uprate feeder exit | 0 | 0 | 0.42763 | 0 | 0 | 0 | 0 | 0 | 0 | 0 | 0
| Ballarat | High Voltage | BAN15 uprate feeder exit | 0 | 0 | 0 | 0 | 0 | 0 | 0.43503 | 0 | 0 | 0 | 0
| Ballarat | High Voltage | BAN2 feeder exit augmentation - 300mm2 Cu | 0 | 0.42763 | 0 | 0 | 0 | 0 | 0 | 0 | 0 | 0 | 0
| Ballarat | High Voltage | BAN5 Augment feeder exit - 300 mm2 Cu | 0 | 0 | 0.42763 | 0 | 0 | 0 | 0 | 0 | 0 | 0 | 0
| Ballarat | High Voltage | BAN6 new 1MVAr line cap | 0 | 0 | 0.074385 | 0 | 0 | 0 | 0 | 0 | 0 | 0 | 0
| Ballarat | High Voltage | BAN7 new 1MVAr line cap | 0 | 0 | 0.074385 | 0 | 0 | 0 | 0 | 0 | 0 | 0 | 0
| Ballarat | High Voltage | BAN7 uprate feeder exit | 0 | 0 | 0.42763 | 0 | 0 | 0 | 0 | 0 | 0 | 0 | 0
| Ballarat | High Voltage | BAN8 Daylesford HV ring BAN8/BAN11 HV ABC | 0 | 0 | 0 | 0.47232 | 0 | 0 | 0 | 0 | 0 | 0 | 0
| Ballarat | High Voltage | BAN8 new 1MVAr line cap | 0 | 0 | 0.074385 | 0 | 0 | 0 | 0 | 0 | 0 | 0 | 0
| Ballarat | High Voltage | BAN8/ BAN11 Daylesford feeder tie upgrade - replace 500m with 19/3.25AAC | 0.12429 | 0 | 0 | 0 | 0 | 0 | 0 | 0 | 0 | 0 | 0
| Ballarat | High Voltage | BAS 11 Snakeval 33 SWER Aug | 0.22373 | 0 | 0 | 0 | 0 | 0 | 0 | 0 | 0 | 0 | 0
| Ballarat | High Voltage | BAS 11 Waterloo SWER Aug | 0 | 0 | 0 | 0 | 0 | 0 | 0 | 0 | 0.37288 | 0 | 0
| Ballarat | High Voltage | BAS 21 Capeclear Swer Aug | 0 | 0 | 0.43503 | 0 | 0 | 0 | 0 | 0 | 0 | 0 | 0
| Ballarat | High Voltage | BAS 21 Southcross P35 SWER Aug | 0 | 0 | 0 | 0 | 0.43503 | 0 | 0 | 0 | 0 | 0 | 0
| Ballarat | High Voltage | BAS 22 Buninyong 267 SWER Aug | 0 | 0 | 0 | 0 | 0 | 0.43503 | 0 | 0 | 0 | 0 | 0
| Ballarat | High Voltage | BAS 22 Corindhap P25 SWER Aug | 0 | 0 | 0 | 0.35641 | 0 | 0 | 0 | 0 | 0 | 0 | 0
| Ballarat | High Voltage | BAS 22 Dereel South P1 SWER Aug | 0 | 0 | 0 | 0.24859 | 0 | 0 | 0 | 0 | 0 | 0 | 0
| Ballarat | High Voltage | BAS 23 Greenhill 14 SWER Aug | 0 | 0.23616 | 0 | 0 | 0 | 0 | 0 | 0 | 0 | 0 | 0
| Ballarat | High Voltage | BAS13/ BAS34 22kV feeder tie | 0 | 0 | 0 | 0.62147 | 0 | 0 | 0 | 0 | 0 | 0 | 0
| Ballarat | High Voltage | BAS14 augment feeder exit to 300mm2 Cu | 0 | 0 | 0 | 0.28509 | 0 | 0 | 0 | 0 | 0 | 0 | 0
| Ballarat | High Voltage | BAS23 feeder uprate to 80oC | 0 | 0 | 0.15537 | 0 | 0 | 0 | 0 | 0 | 0 | 0 | 0
| Ballarat | High Voltage | BAS31 New 22kV Ring Road feeder (Construct) | 0 | 0 | 0 | 0.16158 | 2.113 | 0 | 0 | 0 | 0 | 0 | 0
| Ballarat | High Voltage | BAS33 New 22kV Sebastopol feeder (Construct) | 0.14915 | 2.113 | 0 | 0 | 0 | 0 | 0 | 0 | 0 | 0 | 0
| Ballarat | High Voltage | BAW 22 kv Feeders | 0 | 0 | 0 | 0 | 0 | 3.3559 | 0 | 0 | 0 | 0 | 0
| Ballarat | High Voltage | BMH 3 Mountwall 48 Swer Aug | 0 | 0 | 0.35641 | 0 | 0 | 0 | 0 | 0 | 0 | 0 | 0
| Ballarat | High Voltage | BMH 3 Uprate/Augment | 0 | 0 | 0 | 0.24859 | 0 | 0 | 0 | 0 | 0 | 0 | 0
| Ballarat | High Voltage | BMH 4 Augment Stage 2 (5km) | 0 | 0 | 0 | 0 | 0.77684 | 0 | 0 | 0 | 0 | 0 | 0
| Ballarat | High Voltage | BMH 5 Augment stage 2 (2km) | 0 | 0 | 0 | 0 | 0.27345 | 0 | 0 | 0 | 0 | 0 | 0
| Ballarat | High Voltage | BMH 6 augment stage (5.5km) | 0 | 0 | 0 | 0 | 0 | 0 | 0 | 0 | 0.43503 | 0 | 0
| Ballarat | High Voltage | BMH 7 New Feeder | 0 | 0 | 0 | 0 | 0 | 0 | 0.99435 | 0 | 0 | 0 | 0
| Ballarat | High Voltage | BMH06 extension along Fisken Str to offload BMh04 & BMH05 (1.5km of OH line) | 0 | 0 | 0.36253 | 0 | 0 | 0 | 0 | 0 | 0 | 0 | 0
| Ballarat | Sub transmission | 66kV line BAW - BAS | 0 | 0 | 0 | 0 | 0.31074 | 2.7345 | 0 | 0 | 0 | 0 | -2.7271
| Ballarat | Sub transmission | Establish BAN-BAW and BAW to BGR 66kV - to secure BAW | 0 | 0 | 0 | 0 | 0.31074 | 3.1074 | 0 | 0 | 0 | 0 | -3.061
| Ballarat | Zone Substations | BAW ZSS Ballarat West land purchase | 0 | 0 | 0 | 0.70433 | 0 | 0 | 0 | 0 | 0 | 0 | 0
| Ballarat | Zone Substations | BMH - Install second 6 MVAR cap bank (#2) | 0.87006 | 0 | 0 | 0 | 0 | 0 | 0 | 0 | 0 | 0 | 0
| Ballarat | Zone Substations | Establish BAW zone substation & Revised protection at BAS &BATS | 0 | 0 | 0 | 0 | 0 | 6.7326 | 0 | 0 | 0 | 0 | -1.0813
| Ballarat | Low Voltage Substations | Allocation of funds | 0.12016 | 0.12016 | 0.12016 | 0.12016 | 0.12016 | 0 | 0 | 0 | 0 | 0 | 0
| Ballarat | Low Voltage | Allocation of funds | 0.22984 | 0.22984 | 0.22984 | 0.22984 | 0.22984 | 0 | 0 | 0 | 0 | 0 | 0
| Bendigo | High Voltage | BET 10 BETS-CTN Line reconductor to Marong | 0 | 0 | 0 | 0 | 0 | 1.0358 | 0 | 0 | 0 | 0 | 0
| Bendigo | High Voltage | BET 1Marong South P5 Swer Aug | 0 | 0 | 0 | 0 | 0 | 0 | 0.25895 | 0 | 0 | 0 | 0
| Bendigo | High Voltage | BET 3 to BET 4 Tie to transfer Sandhurst Res | 0 | 0 | 0 | 0 | 0.4661 | 0 | 0 | 0 | 0 | 0 | 0
| Bendigo | High Voltage | BET 4 Floods Rd 36 Swer Aug | 0 | 0 | 0.25895 | 0 | 0 | 0 | 0 | 0 | 0 | 0 | 0
| Bendigo | High Voltage | BET 4 Lockwood Sth Swer Aug | 0.35636 | 0 | 0 | 0 | 0 | 0 | 0 | 0 | 0 | 0 | 0
| Bendigo | High Voltage | BET 4 Reconductor McGlashans line to 19/3.25 AAC | 0 | 0 | 0 | 0 | 0 | 0 | 0 | 0 | 0.25895 | 0 | 0
| Bendigo | High Voltage | BET 4 Replace Lockwood regulator | 0 | 0 | 0 | 0 | 0 | 0 | 0.25895 | 0 | 0 | 0 | 0
| Bendigo | High Voltage | BET 5 Coghill 117 Swer Aug | 0 | 0 | 0 | 0 | 0 | 0 | 0 | 0 | 0.20716 | 0 | 0
| Bendigo | High Voltage | BET 6 Lockwood Rd P1 Swer Aug | 0 | 0 | 0 | 0 | 0.25895 | 0 | 0 | 0 | 0 | 0 | 0
| Bendigo | High Voltage | BET 8 Uprate | 0.18644 | 0 | 0 | 0 | 0 | 0 | 0 | 0 | 0 | 0 | 0
| Bendigo | High Voltage | BETS 22kV Feeder exits BET10 | 0 | 0.41431 | 1.1394 | 0 | 0 | 0 | 0 | 0 | 0 | 0 | 0
| Bendigo | High Voltage | BETS 22kV Feeder exits BET9 | 0 | 0 | 0 | 0 | 0 | 0 | 1.0358 | 0 | 0 | 0 | 0
| Bendigo | High Voltage | BGO 13 Emu Creek-Pilcher Swer Aug | 0 | 0 | 0.35641 | 0 | 0 | 0 | 0 | 0 | 0 | 0 | 0
| Bendigo | High Voltage | BGO 21 Reconfiguration | 0.29002 | 0 | 0 | 0 | 0 | 0 | 0 | 0 | 0 | 0 | 0
| Bendigo | High Voltage | BGO 23 Extend 66kV line to AXL ZSS Site | 0 | 0 | 0 | 0.72505 | 0 | 0 | 0 | 0 | 0 | 0 | 0
| Bendigo | High Voltage | BGO 23 Longlea Swer Aug | 0 | 0 | 0 | 0 | 0 | 0 | 0.25895 | 0 | 0 | 0 | 0
| Bendigo | High Voltage | BGO 23 Murphy's Lane SWER Aug | 0 | 0 | 0 | 0 | 0 | 0 | 0 | 0 | 0.25895 | 0 | 0
| Bendigo | High Voltage | BGO 31 New feeder | 0 | 0 | 0 | 0 | 0 | 0 | 0 | 0 | 0.62147 | 0 | 0
| Bendigo | High Voltage | BGO 32 New feeder | 0 | 0 | 0 | 0 | 0 | 0 | 0 | 0 | 0.72505 | 0 | 0
| Bendigo | High Voltage | CMN 1 Vaughan SWER upgrade | 0 | 0 | 0 | 0 | 0 | 0 | 0.35641 | 0 | 0 | 0 | 0
| Bendigo | High Voltage | CMN 2 Penrose SWER upgrade | 0 | 0 | 0 | 0 | 0 | 0 | 0 | 0 | 0.35641 | 0 | 0
| Bendigo | High Voltage | CMN 3 to BET 4 Tie to transfer Ravenswood via subsidiary to BETS-CMN Line | 0 | 0 | 0 | 1.0358 | 0 | 0 | 0 | 0 | 0 | 0 | 0
| Bendigo | High Voltage | CMN 4 North Muckleford Swer Aug | 0 | 0 | 0 | 0 | 0 | 0.25895 | 0 | 0 | 0 | 0 | 0
| Bendigo | High Voltage | CMN 5 1.0 MVAr Cap Bk near Don KRC | 0 | 0 | 0 | 0 | 0.093221 | 0 | 0 | 0 | 0 | 0 | 0
| Bendigo | High Voltage | EHK 21/22/33 Rohs Road Tie | 0 | 0 | 0 | 0 | 0.41431 | 0 | 0 | 0 | 0 | 0 | 0
| Bendigo | High Voltage | EHK 22/33 1.0 MVAr Cap Bk White Hills | 0 | 0.082863 | 0 | 0 | 0 | 0 | 0 | 0 | 0 | 0 | 0
| Bendigo | High Voltage | EHK 23 66kV Line section at Epsom Stg 1 | 0 | 0 | 1.4197 | 0 | 0 | 0 | 0 | 0 | 0 | 0 | 0
| Bendigo | High Voltage | EHK 23 66kV Line section at Epsom Stg 2 | 0 | 0 | 0 | 0 | 1.6563 | 0 | 0 | 0 | 0 | 0 | 0
| Bendigo | High Voltage | EHK 23 66kV Line section at Epsom Stg 3 | 0 | 0 | 0 | 0 | 0 | 2.0716 | 0 | 0 | 0 | 0 | 0
| Bendigo | High Voltage | EHK 24 Rheola Swer Aug | 0 | 0.36253 | 0 | 0 | 0 | 0 | 0 | 0 | 0 | 0 | 0
| Bendigo | High Voltage | EHK11 new feeder | 0 | 0 | 0 | 0.82863 | 0 | 0.51789 | 0 | 0 | 0 | 0 | 0
| Bendigo | High Voltage | EHK12 new feeder | 0 | 0 | 0 | 0 | 0 | 0 | 0 | 0 | 0 | 1.4501 | 0
| Bendigo | High Voltage | EHK13 new feeder | 0 | 0 | 0 | 0 | 0 | 0 | 0 | 0 | 0.51789 | 0 | 0
| Bendigo | High Voltage | EHK14 new feeder | 0 | 0 | 0 | 0 | 0 | 0 | 0 | 0 | 0.51789 | 0 | 0
| Bendigo | High Voltage | EHK22 Uprate | 0.22787 | 0 | 0 | 0 | 0 | 0 | 0 | 0 | 0 | 0 | 0
| Bendigo | High Voltage | Future New feeder (subsidiary to BGO-EHK Line) | 0 | 0.51789 | 0 | 0 | 0 | 0 | 0 | 0 | 0 | 0 | 0
| Bendigo | High Voltage | MRO 5 Reconductor 20km of 7/.064 Cu in Dunolly line Stage 2 | 0 | 0 | 0 | 0 | 0 | 0 | 0 | 0 | 0.41431 | 0 | 0
| Bendigo | High Voltage | MRO 5 Reconductor of 7/.064 Cu in Dunolly line Stage 1 - 5km | 0 | 0 | 0 | 0.34181 | 0 | 0 | 0 | 0 | 0 | 0 | 0
| Bendigo | High Voltage | MRO 7 1.0 MVAr Cap Bk at Newstead | 0 | 0 | 0.082863 | 0 | 0 | 0 | 0 | 0 | 0 | 0 | 0
| Bendigo | High Voltage | MRO 7 Woodstock West SWER Aug | 0 | 0 | 0 | 0.20716 | 0 | 0 | 0 | 0 | 0 | 0 | 0
| Bendigo | High Voltage | Tannery Lane tie (BET 5 / BGO 13) | 0 | 0 | 0 | 0 | 0 | 0.67326 | 0 | 0 | 0 | 0 | 0
| Bendigo | Sub transmission | BETS - CTN Thermal Uprate to 80 deg.C | 0 | 0 | 0 | 0 | 1.0358 | 0 | 0 | 0 | 0 | 0 | 0
| Bendigo | Sub transmission | BGO-EHK 66kV reconductor to 0.3 line (5.2km) | 0 | 0 | 0 | 0 | 0 | 0 | 0 | 0 | 3.1074 | 0 | -0.062147
| Bendigo | Sub transmission | CTN - Part Reconstruct to 331 sq mm Al (10km) Stg2 Marong-Leichardt 5064199 | 0 | 0.31074 | 2.7966 | 0 | 0 | 0 | 0 | 0 | 0 | 0 | 0
| Bendigo | Zone Substations | AXL - Aquire site for new zone substation | 0 | 0.15537 | 0 | 0 | 0 | 0 | 0 | 0 | 0 | 0 | 0
| Bendigo | Zone Substations | BDR - Aquire site for new zone substation | 0 | 0 | 0 | 0 | 0.15537 | 0 | 0 | 0 | 0 | 0 | 0
| Bendigo | Zone Substations | BGO 3rd Transformer & 22kV Bus | 0 | 0 | 0 | 0 | 0 | 0 | 0 | 0 | 0 | 4.1431 | -2.3101
| Bendigo | Zone Substations | EHK- Install 3rd Transformer, 3rd 22kV bus | 0 | 0 | 0 | 0 | 0 | 0 | 0.47123 | 4.2934 | 0 | 0 | -1.4149
| Bendigo | Zone Substations | MRO 3rd Transformer | 0 | 0 | 0 | 0 | 0 | 5.5932 | 0 | 0 | 0 | 0 | -3.322
| Bendigo | Zone Substations | Uprate CMN Cap Bk with an additional 4.5 MVAr step and VAR Controller | 0 | 0 | 0 | 0.41431 | 0 | 0 | 0 | 0 | 0 | 0 | 0
| Bendigo | Zone Substations | Uprate MRO Cap Bk with an additional 3.0 MVAr step and VAR Controller | 0 | 0 | 0 | 0 | 0.31074 | 0 | 0 | 0 | 0 | 0 | 0
| Bendigo | Low Voltage Substations | Allocation of funds | 0.12016 | 0.12016 | 0.12016 | 0.12016 | 0.12016 | 0 | 0 | 0 | 0 | 0 | 0
| Bendigo | Low Voltage | Allocation of funds | 0.22984 | 0.22984 | 0.22984 | 0.22984 | 0.22984 | 0 | 0 | 0 | 0 | 0 | 0
| Geelong | High Voltage | CRO Feeder Rearrangement (CRO 13/14/22/32) | 0 | 0 | 0 | 0 | 0 | 0 | 0.39774 | 0 | 0 | 0 | 0
| Geelong | High Voltage | CRO022 Furner Ave 22kV Tie | 0.12429 | 0 | 0 | 0 | 0 | 0 | 0 | 0 | 0 | 0 | 0
| Geelong | High Voltage | CRO13 / FNS11 22kV feeder tie | 0 | 0 | 0 | 0 | 0 | 0 | 0.64633 | 0 | 0 | 0 | 0
| Geelong | High Voltage | CRO13 / GL24 22kV feeder tie | 0 | 0 | 0 | 0 | 0 | 0 | 0.59661 | 0 | 0 | 0 | 0
| Geelong | High Voltage | FNS 31 New feeder to Lara (Design/Construct) | 0.19273 | 2.0558 | 0 | 0 | 0 | 0 | 0 | 0 | 0 | 0 | 0
| Geelong | High Voltage | FNS 33 New feeder to Heales rd / Avalon area (Design/Construct) | 0 | 0 | 0 | 0.25353 | 2.9578 | 0 | 0 | 0 | 0 | 0 | 0
| Geelong | High Voltage | FNS12 St Georges Road upgrade HV U/G cable to 300mm2 Cu | 0.42763 | 0 | 0 | 0 | 0 | 0 | 0 | 0 | 0 | 0 | 0
| Geelong | High Voltage | GL 12 3rd Phase Barabool Road - Stage 2 | 0 | 0 | 0 | 0.28588 | 0 | 0 | 0 | 0 | 0 | 0 | 0
| Geelong | High Voltage | GL12 3rd Phase Barabool Road, Shift Reg - Stage 1 | 0 | 0 | 0.27345 | 0 | 0 | 0 | 0 | 0 | 0 | 0 | 0
| Geelong | High Voltage | GL12 augment Shelford township to three phase (1.4km P98 - P113) | 0 | 0 | 0 | 0.199 | 0 | 0 | 0 | 0 | 0 | 0 | 0
| Geelong | High Voltage | GL13 new feeder to Bannockburn | 0 | 0.13494 | 3.4186 | 0 | 0 | 0 | 0 | 0 | 0 | 0 | 0
| Geelong | High Voltage | GL15 Augment Ballarat Rd P127 - P144 (2.1km 6/4.75, 7/1.60 ACSR) | 0.2231 | 0 | 0 | 0 | 0 | 0 | 0 | 0 | 0 | 0 | 0
| Geelong | High Voltage | GL15 Augment Ballarat Rd P144 - P161 (2.0km 6/4.75, 7/1.60 ACSR) | 0 | 0.21248 | 0 | 0 | 0 | 0 | 0 | 0 | 0 | 0 | 0
| Geelong | High Voltage | GL15 Augment Ballarat Rd P161 - P179 (2.0km 6/4.75, 7/1.60 ACSR) | 0 | 0 | 0 | 0 | 0.21248 | 0 | 0 | 0 | 0 | 0 | 0
| Geelong | High Voltage | GL15 Augment Ballarat Rd P179 - P196A (1.73km 6/4.75, 7/1.60 ACSR) | 0 | 0 | 0 | 0 | 0 | 0.43503 | 0 | 0 | 0 | 0 | 0
| Geelong | High Voltage | GL15 Augment Ballarat Rd P196A - P217 (2.4km 6/4.75, 7/1.60 ACSR) | 0 | 0 | 0 | 0 | 0 | 0 | 0.47232 | 0 | 0 | 0 | 0
| Geelong | High Voltage | GL15 P124A Moorabool Valley regulator to 3 x 200A | 0.20716 | 0 | 0 | 0 | 0 | 0 | 0 | 0 | 0 | 0 | 0
| Geelong | High Voltage | GL15 Shelford Rd Swer Aug | 0 | 0 | 0 | 0 | 0 | 0.27966 | 0 | 0 | 0 | 0 | 0
| Geelong | High Voltage | GL25 New feeder | 0 | 0 | 0 | 0 | 0 | 2.2373 | 0 | 0 | 0 | 0 | 0
| Geelong | High Voltage | GLE13 Uprate to 80oC | 0.12429 | 0 | 0 | 0 | 0 | 0 | 0 | 0 | 0 | 0 | 0
| Geelong | High Voltage | GLE22 - new 22kV feeder to Armstrong Creek | 0 | 0 | 0.21656 | 2.1656 | 0 | 0 | 0 | 0 | 0 | 0 | 0
| Geelong | High Voltage | GLE24 exit augment to Cu (269m underground cable) | 0 | 0 | 0.38345 | 0 | 0 | 0 | 0 | 0 | 0 | 0 | 0
| Geelong | High Voltage | GLE31 Curlewis augmention, stage 2 (2,669m augmentation) | 0 | 0 | 0 | 0.28355 | 0 | 0 | 0 | 0 | 0 | 0 | 0
| Geelong | High Voltage | GLE31 exit augment to Cu (94m underground cable) | 0 | 0 | 0 | 0.13399 | 0 | 0 | 0 | 0 | 0 | 0 | 0
| Geelong | High Voltage | TQY 5th Feeder - Messmate Road | 0 | 0 | 0 | 0 | 1.1136 | 0 | 0 | 0 | 0 | 0 | 0
| Geelong | High Voltage | WIN 12 New 1.0MVAR line cap | 0 | 0.074385 | 0 | 0 | 0 | 0 | 0 | 0 | 0 | 0 | 0
| Geelong | High Voltage | WIN 13 -WIN 11 Feeder Tie | 0 | 0 | 0 | 0.16573 | 0 | 0 | 0 | 0 | 0 | 0 | 0
| Geelong | High Voltage | WIN 13 -WIN 12 Feeder Tie | 0 | 0 | 0 | 0 | 0.42467 | 0 | 0 | 0 | 0 | 0 | 0
| Geelong | High Voltage | WPD11 - WIN12 22kV feeder tie | 0 | 0 | 0 | 0 | 2.113 | 0 | 0 | 0 | 0 | 0 | 0
| Geelong | High Voltage | WPD32 Subsidiary 22kV line (Ghazeepore Road) | 0 | 0 | 0.36045 | 0 | 0 | 0 | 0 | 0 | 0 | 0 | 0
| Geelong | Sub transmission | At TQY 66 kV/22 kV Feeders | 0 | 0 | 2.8588 | 0 | 0 | 0 | 0 | 0 | 0 | 0 | 0
| Geelong | Sub transmission | At WPD - 66 kV Line works for TQY Lines | 0 | 0 | 1.7505 | 0 | 0 | 0 | 0 | 0 | 0 | 0 | 0
| Geelong | Sub transmission | At WPD -Zone SS 66 kV works for TQY Lines | 0 | 0 | 1.968 | 0 | 0 | 0 | 0 | 0 | 0 | 0 | 0
| Geelong | Sub transmission | DDL-OGE 66kV line(DDL 31 Fdr) | 0 | 0 | 0 | 2.4859 | 0 | 0 | 0 | 0 | 0 | 0 | 0
| Geelong | Zone Substations | DDL-Install 3rd 20/33 MVA transformer and 22kV bus . | 0 | 0 | 0 | 0 | 0 | 1.2933 | 4.5983 | 0 | 0 | 0 | 0
| Geelong | Zone Substations | Future Banockburn zone substation site acquisition. (BBN) | 0 | 0 | 0 | 0 | 0 | 0 | 0.55932 | 0 | 0 | 0 | 0
| Geelong | Zone Substations | GCY PPS | 0 | 0.15537 | 0 | 0 | 0 | 0 | 0 | 0 | 0 | 0 | 0
| Geelong | Zone Substations | GCY-Install 3rd 20/33 MVA transformer & associated bus work | 0 | 0 | 0 | 0 | 0 | 0 | 1.2169 | 5.1718 | 0 | 0 | 0
| Geelong | Zone Substations | GL Cooling upgrade | 0 | 0 | 0 | 0 | 0 | 0 | 1.4915 | 0 | 0 | 0 | 0
| Geelong | Zone Substations | GL Tx 22 kV CB augmentation | 0 | 0 | 0 | 0 | 0.47232 | 0 | 0 | 0 | 0 | 0 | 0
| Geelong | Zone Substations | GLE - Replace 2 x transformers to 25/33MVA + Full switching | 3.4716 | 5.0632 | 0 | 0 | 0 | 0 | 0 | 0 | 0 | 0 | 0
| Geelong | Zone Substations | Lara Zone SS Site(Heales Rd) | 0 | 0 | 0 | 0 | 1.2429 | 0 | 0 | 0 | 0 | 0 | 0
| Geelong | Zone Substations | Torquay Sound Enclosures | 0 | 0 | 0.2531 | 0.2531 | 0 | 0 | 0 | 0 | 0 | 0 | 0
| Geelong | Zone Substations | Torquay Zone substation 2nd transformer | 0 | 0 | 0 | 4.8919 | 0 | 0 | 0 | 0 | 0 | 0 | 0
| Geelong | Zone Substations | Torquay Zone substation Design & establishment. I x transformer | 0 | 0.7366 | 8.734 | 0 | 0 | 0 | 0 | 0 | 0 | 0 | 0
| Geelong | Zone Substations | WPD - Augment Tx 2 transformer. | 0 | 0 | 0 | 0 | 0 | 0 | 0 | 0 | 4.8475 | 0 | 0
| Geelong | Low Voltage Substations | Allocation of funds | 0.12016 | 0.12016 | 0.12016 | 0.12016 | 0.12016 | 0 | 0 | 0 | 0 | 0 | 0
| Geelong | Low Voltage | Allocation of funds | 0.22984 | 0.22984 | 0.22984 | 0.22984 | 0.22984 | 0 | 0 | 0 | 0 | 0 | 0
| Horsham | High Voltage | ART 33 HV Line Cap Willaura Line | 0 | 0 | 0 | 0.074385 | 0 | 0 | 0 | 0 | 0 | 0 | 0
| Horsham | High Voltage | HSM 1 & 2 22kV HVOH Feeder Tie | 0 | 0.43503 | 0 | 0 | 0 | 0 | 0 | 0 | 0 | 0 | 0
| Horsham | High Voltage | HSM 1 & 5 22kV Fdr Tie Switch b/f P104 | 0 | 0 | 0 | 0 | 0 | 0.087006 | 0 | 0 | 0 | 0 | 0
| Horsham | High Voltage | HSM 2 Balmoral South 16 SWER Aug | 0 | 0 | 0 | 0 | 0.43503 | 0 | 0 | 0 | 0 | 0 | 0
| Horsham | High Voltage | HSM 5 New HV Backbone Route Sub/Sid 66kV .1 ACSR P130 - P163 | 0 | 0 | 0 | 0 | 0 | 0 | 0 | 0 | 0.39774 | 0 | 0
| Horsham | High Voltage | New CHM012 Feeder (Construct) | 0 | 0 | 0 | 0 | 0 | 0 | 0.87006 | 0 | 0 | 0 | 0
| Horsham | High Voltage | New CHM013 Feeder (Construct) | 0 | 0 | 0 | 0 | 0 | 0 | 0 | 0 | 0 | 1.1186 | 0
| Horsham | High Voltage | New HSM 22kV Fdr (Construct) | 0 | 0 | 0 | 0 | 0 | 0 | 0 | 0.19995 | 2.0995 | 0 | 0
| Horsham | High Voltage | STL 5 Grange P1 SWER Aug | 0 | 0 | 0 | 0 | 0 | 0.35641 | 0 | 0 | 0 | 0 | 0
| Horsham | High Voltage | STL 5 Shirreff and Dawson St, Stawell HV Aug | 0 | 0 | 0 | 0.087006 | 0 | 0 | 0 | 0 | 0 | 0 | 0
| Horsham | High Voltage | STL 7 Navaree SWER Aug | 0 | 0 | 0 | 0.35641 | 0 | 0 | 0 | 0 | 0 | 0 | 0
| Horsham | Sub transmission | HOTS-HSM #1 Exit Uprate at HSM | 0 | 0 | 0 | 0.20653 | 0 | 0 | 0 | 0 | 0 | 0 | 0
| Horsham | Sub transmission | HOTS-HSM #2 Exit Uprate at HSM | 0 | 0 | 0 | 0.20653 | 0 | 0 | 0 | 0 | 0 | 0 | 0
| Horsham | Zone Substations | ART 3rd Tx | 0 | 0 | 0 | 0 | 0 | 0 | 0 | 0 | 0 | 4.4021 | -3.9485
| Horsham | Zone Substations | ART Install High Capacity Fans | 0 | 0 | 0 | 0 | 0 | 0.34827 | 0 | 0 | 0 | 0 | 0
| Horsham | Zone Substations | STL Upgrade #3 cap bank to 6 MVAr with PLC var control | 0 | 0 | 0 | 0 | 0 | 0 | 0.34802 | 0 | 0 | 0 | 0
| Horsham | Low Voltage Substations | Allocation of funds | 0.12016 | 0.12016 | 0.12016 | 0.12016 | 0.12016 | 0 | 0 | 0 | 0 | 0 | 0
| Horsham | Low Voltage | Allocation of funds | 0.22984 | 0.22984 | 0.22984 | 0.22984 | 0.22984 | 0 | 0 | 0 | 0 | 0 | 0
| Keilor | High Voltage | Establish new SU14 feeder to ORICA site | 0 | 0 | 0 | 2.0343 | 0 | 0 | 0 | 0 | 0 | 0 | 0
| Keilor | High Voltage | GSB 21 & 22 feeders | 0 | 0 | 0 | 0 | 0 | 0.31459 | 0 | 0 | 0 | 0 | 0
| Keilor | High Voltage | GSB 23 & 24 feeders | 0 | 0 | 0 | 0 | 0 | 0 | 0 | 0 | 0.31459 | 0 | 0
| Keilor | High Voltage | MLN 13 New HV Sw- Coburns Rd | 0 | 0.056968 | 0 | 0 | 0 | 0 | 0 | 0 | 0 | 0 | 0
| Keilor | High Voltage | MLN 21 Ferris Rd 3PH steel tie to MLN 11 | 0 | 0 | 0 | 0 | 0.26216 | 0 | 0 | 0 | 0 | 0 | 0
| Keilor | High Voltage | MLN 21 Uprate | 0 | 0 | 0 | 0 | 0 | 0 | 0 | 0 | 0.41945 | 0 | 0
| Keilor | High Voltage | MLN 31 New 22kV fdr to offload MLN11 & 24 | 0 | 0 | 0 | 0 | 0 | 0 | 0 | 0.093532 | 1.2426 | 0 | 0
| Keilor | High Voltage | MLN12 & 14 HV Rearrangement - Stage 2 | 0 | 0 | 0 | 0 | 0 | 0 | 0 | 0 | 0.31074 | 0 | 0
| Keilor | High Voltage | MLN32 New 22kV Feeder to offload MLN24 & accept 5MW from BMH | 0.090803 | 1.7253 | 0 | 0 | 0 | 0 | 0 | 0 | 0 | 0 | 0
| Keilor | High Voltage | MLN33 New 22kV Feeder to offload MLN 11, MLN13 and MLN23 | 0 | 0 | 0 | 0 | 0.093532 | 1.2426 | 0 | 0 | 0 | 0 | 0
| Keilor | High Voltage | MLN34 New 22kV fdr to offload MLN12, 14 & 22 | 0 | 0 | 0 | 0 | 0 | 0 | 0 | 0 | 0.62147 | 0 | 0
| Keilor | High Voltage | RBE 4 New 22kV Feeders | 0 | 0 | 0 | 0 | 0 | 0 | 0 | 0 | 0 | 0.21 | 0
| Keilor | High Voltage | SSE 11 Stage 2 Augment | 0 | 0 | 0 | 0 | 0 | 0 | 0.20973 | 0 | 0 | 0 | 0
| Keilor | High Voltage | SSE 11 Uprate + reconductor in McIntyre Rd (design) | 0 | 0 | 0.26216 | 0 | 0 | 0 | 0 | 0 | 0 | 0 | 0
| Keilor | High Voltage | SSE/SU - SA Feeder tie for offload project | 0.93852 | 0 | 0 | 0 | 0 | 0 | 0 | 0 | 0 | 0 | 0
| Keilor | High Voltage | SSE13 South to offload SU8 south & SSE14 (former SU1) | 0 | 0 | 0 | 0 | 0.56105 | 0 | 0 | 0 | 0 | 0 | 0
| Keilor | High Voltage | SU 3 Uprate feeder | 0 | 0 | 0 | 0 | 0 | 0 | 0 | 0 | 0.15729 | 0 | 0
| Keilor | High Voltage | SU 3,4,5 & 8 HV ties and rearrangement | 0 | 0 | 0 | 0 | 0 | 0 | 0.52432 | 0 | 0 | 0 | 0
| Keilor | High Voltage | SU 8 Augment Feeder Stage 2 | 0 | 0 | 0 | 0 | 0 | 0 | 0.26216 | 0 | 0 | 0 | 0
| Keilor | High Voltage | SU5 Augment BB & HV Rearrangement to offload SU4 | 0 | 0 | 0 | 0.31459 | 0 | 0 | 0 | 0 | 0 | 0 | 0
| Keilor | High Voltage | Thermal uprate for SSE31 & SSE33 backbone conductor | 0.041945 | 0 | 0 | 0 | 0 | 0 | 0 | 0 | 0 | 0 | 0
| Keilor | High Voltage | TNA Build 5 x 22kV feeders | 0.17515 | 1.1815 | 0.059732 | 0 | 0 | 0 | 0 | 0 | 0 | 0 | 0
| Keilor | High Voltage | TNA next 2 feeder | 0 | 0 | 0 | 0 | 3.8324 | 0 | 0 | 0 | 0 | 0 | 0
| Keilor | High Voltage | TNA next 3 feeders | 0 | 0 | 0 | 3.3321 | 0 | 0 | 0 | 0 | 0 | 0 | 0
| Keilor | High Voltage | TNA24 to TNA23 HV tie | 0 | 0.20716 | 0 | 0 | 0 | 0 | 0 | 0 | 0 | 0 | 0
| Keilor | High Voltage | WND 12 Hesket Rd Tie P15 SWER Aug | 0 | 0 | 0 | 0 | 0.20973 | 0 | 0 | 0 | 0 | 0 | 0
| Keilor | High Voltage | WND 12 Kerrie Iso SWER Aug (WND12) | 0 | 0 | 0.36083 | 0 | 0 | 0 | 0 | 0 | 0 | 0 | 0
| Keilor | High Voltage | WND 12 LUCERNEDALE P61 SWER AUG | 0 | 0.36083 | 0 | 0 | 0 | 0 | 0 | 0 | 0 | 0 | 0
| Keilor | High Voltage | WND 12/13/21/22 reconfiguration (19/3.25 TIE TO ROMSEY) | 0 | 0 | 0.020973 | 0 | 0 | 0 | 0 | 0 | 0 | 0 | 0
| Keilor | High Voltage | WND 13 Cobaw line aug stage 2 | 0 | 0 | 0 | 0 | 0 | 0.31459 | 0 | 0 | 0 | 0 | 0
| Keilor | High Voltage | WND 13 Cobaw Swer Aug | 0 | 0.36083 | 0 | 0 | 0 | 0 | 0 | 0 | 0 | 0 | 0
| Keilor | High Voltage | WND 13 Stage 2 Kyneton 2nd feeder to connect to WND 13 | 0 | 0 | 0 | 0 | 0 | 0 | 0 | 0.31459 | 0 | 0 | 0
| Keilor | High Voltage | WND 14 Stage 1 Kyneton 2nd feeder WND 14 | 0 | 0 | 0 | 0 | 0 | 0.20973 | 0 | 0 | 0 | 0 | 0
| Keilor | High Voltage | WND 23 Augment supply to Malmsbury | 0 | 0 | 0 | 0 | 0 | 0.31459 | 0 | 0 | 0 | 0 | 0
| Keilor | High Voltage | WND 23 Langley Line reconductor WND 23 STG1 | 0 | 0 | 0 | 0 | 0 | 0.08389 | 0 | 0 | 0 | 0 | 0
| Keilor | High Voltage | WND 23 Langley Line reconductor WND 23 STG2 | 0 | 0 | 0 | 0 | 0 | 0 | 0.08389 | 0 | 0 | 0 | 0
| Keilor | High Voltage | WND 23 SPRING PLAINS SWER AUG | 0 | 0 | 0.36083 | 0 | 0 | 0 | 0 | 0 | 0 | 0 | 0
| Keilor | High Voltage | WND 23 Vaughan Springs SWER Aug | 0 | 0 | 0 | 0 | 0 | 0 | 0 | 0 | 0.28313 | 0 | 0
| Keilor | High Voltage | WND 24 Chanters Lane SWER Aug | 0.36083 | 0 | 0 | 0 | 0 | 0 | 0 | 0 | 0 | 0 | 0
| Keilor | High Voltage | WND 24 Little Hampton SWER Aug | 0 | 0 | 0.26216 | 0 | 0 | 0 | 0 | 0 | 0 | 0 | 0
| Keilor | High Voltage | WND 24 Spring Hill East SWER Aug | 0.36083 | 0 | 0 | 0 | 0 | 0 | 0 | 0 | 0 | 0 | 0
| Keilor | High Voltage | WND 24 Upper Coliban SWER aug | 0 | 0 | 0 | 0 | 0 | 0.31459 | 0 | 0 | 0 | 0 | 0
| Keilor | High Voltage | WND 24 Lauriston SWER aug | 0 | 0 | 0 | 0.36083 | 0 | 0 | 0 | 0 | 0 | 0 | 0
| Keilor | Sub transmission | DPTS-RBE No1 & No2 and MLN-RBE | 0 | 0 | 0 | 0 | 0 | 0 | 0 | 0 | 0.075501 | 2.4412 | -2.0789
| Keilor | Sub transmission | Establish New DPTS-TRT 66kV line | 0 | 0 | 0 | 0 | 0 | 0.22231 | 1.9736 | 0 | 0 | 0 | -1.0221
| Keilor | Sub transmission | Establish New TNA-TRT 66kV line | 0 | 0 | 0 | 0 | 0 | 0.05715 | 0.50735 | 0 | 0 | 0 | -0.37616
| Keilor | Sub transmission | Reconductor KTS-SSE (P7-P27) (1.5km) | 0 | 0 | 0 | 0 | 0 | 0 | 0.31074 | 0 | 0 | 0 | -0.057034
| Keilor | Sub transmission | Reconductor SU-SSE | 0 | 0 | 0 | 0 | 0 | 0 | 0 | 0 | 0.31074 | 0 | -0.0091658
| Keilor | Sub transmission | SBY - GSB#1 reconductor parallel cct (P4-P22, P29-P39, P42-P62, P82A-T103) (9.3 kM) (SBY-GSB section) | 0 | 0 | 0 | 0 | 0 | 0 | 0 | 0 | 1.3465 | 0 | -1.0082
| Keilor | Zone Substations | 2 x 12MVAR Capbank at SSE | 0 | 0 | 0 | 0 | 0 | 1.2429 | 0 | 0 | 0 | 0 | 0
| Keilor | Zone Substations | 3rd transformer st TNA and 3rd bus. | 0 | 0 | 0.48489 | 4.364 | 0 | 0 | 0 | 0 | 0 | 0 | 0
| Keilor | Zone Substations | Cap Bank at SA | 0 | 0 | 0 | 0 | 0 | 0 | 0 | 0 | 0.93221 | 0 | 0
| Keilor | Zone Substations | Establish TNA with two Tx and 22kV Busses and 12MVAr Cap Bank | 5.138 | 7.51 | 0.132 | 0 | 0 | 0 | 0 | 0 | 0 | 0 | 0
| Keilor | Zone Substations | Land for Rockbank East Zone Substation (RBE) | 0.051789 | 0.72505 | 0 | 0 | 0 | 0 | 0 | 0 | 0 | 0 | 0
| Keilor | Zone Substations | Land for Rockbank Zone Substation, RBK | 0 | 0 | 0 | 0 | 0 | 0.8389 | 0 | 0 | 0 | 0 | 0
| Keilor | Zone Substations | MLN - Install 3rd Transformer, 3rd 22kV Bus & 4th 66kV CB | 0.50958 | 4.3823 | 0 | 0 | 0 | 0 | 0 | 0 | 0 | 0 | 0
| Keilor | Zone Substations | SA 22kV transformer CB isolator | 0 | 0 | 0 | 0 | 0.20716 | 0 | 0 | 0 | 0 | 0 | 0
| Keilor | Zone Substations | Transformer fans at SA | 0 | 0 | 0 | 0 | 0 | 0 | 0 | 0 | 0.25895 | 0 | 0
| Keilor | Zone Substations | Uprate MLN cap bank to 12MVAr | 0 | 0 | 0 | 0.41431 | 0 | 0 | 0 | 0 | 0 | 0 | 0
| Keilor | Low Voltage Substations | Allocation of funds | 0.12016 | 0.12016 | 0.12016 | 0.12016 | 0.12016 | 0 | 0 | 0 | 0 | 0 | 0
| Keilor | Low Voltage | Allocation of funds | 0.22984 | 0.22984 | 0.22984 | 0.22984 | 0.22984 | 0 | 0 | 0 | 0 | 0 | 0
| Kerang | High Voltage | 4 x 1 MVAr Line Caps on SHL 4 and SHL 5. | 0 | 0 | 0 | 0 | 0.33145 | 0 | 0 | 0 | 0 | 0 | 0
| Kerang | High Voltage | 4 x 1 MVAr Line Caps on SHL 7 and SHL 8. | 0 | 0 | 0 | 0 | 0 | 0 | 0 | 0.33145 | 0 | 0 | 0
| Kerang | High Voltage | CHA 3 - Uprate Backbone | 0 | 0 | 0 | 0 | 0.25895 | 0 | 0 | 0 | 0 | 0 | 0
| Kerang | High Voltage | CHA 6 New line from CHA to Greens Rd | 0 | 0 | 0 | 0 | 0 | 0 | 0 | 0 | 0.41431 | 0 | 0
| Kerang | High Voltage | KGT4 - Augment Backbone | 0 | 0 | 0 | 0 | 0 | 0.82863 | 0 | 0 | 0 | 0 | 0
| Kerang | High Voltage | New SHL feeder | 0 | 0 | 0 | 0 | 0.36253 | 0 | 0 | 0 | 0 | 0 | 0
| Kerang | High Voltage | SHL 2 Nyah line reconductor st2 | 0 | 0 | 0 | 0.31074 | 0 | 0 | 0 | 0 | 0 | 0 | 0
| Kerang | High Voltage | SHL 2 Reconductor and load transfer st3 | 0 | 0 | 0 | 0 | 0 | 0.72505 | 0 | 0 | 0 | 0 | 0
| Kerang | High Voltage | SHL 7 Boys St line reconductor | 0 | 0 | 0 | 0 | 0.15537 | 0 | 0 | 0 | 0 | 0 | 0
| Kerang | High Voltage | SHL 8 Karinie St tie | 0 | 0 | 0 | 0 | 0 | 0.18644 | 0 | 0 | 0 | 0 | 0
| Kerang | High Voltage | SHL 8 Williams-Annear tie | 0 | 0.041431 | 0 | 0 | 0 | 0 | 0 | 0 | 0 | 0 | 0
| Kerang | High Voltage | SHL5 - Quarry Spur Augmentation | 0.41431 | 0 | 0 | 0 | 0 | 0 | 0 | 0 | 0 | 0 | 0
| Kerang | High Voltage | SHL7 Uprate | 0.10358 | 0 | 0 | 0 | 0 | 0 | 0 | 0 | 0 | 0 | 0
| Kerang | Sub transmission | KGTS - SHL #1 1st 20km of new line | 0 | 0 | 0 | 0 | 0 | 0 | 4.1431 | 0 | 0 | 0 | -4.0137
| Kerang | Sub transmission | KGTS - SHL #1 2nd 20km of new line | 0 | 0 | 0 | 0 | 0 | 0 | 0 | 4.1431 | 0 | 0 | -4.0137
| Kerang | Sub transmission | KGTS - SHL #1 3rd 20km of new line | 0 | 0 | 0 | 0 | 0 | 0 | 0 | 0 | 5.1789 | 0 | -5.0171
| Kerang | Sub transmission | KGTS - SHL #2 6.4km recond to 0.3 | 0 | 0 | 0 | 0 | 0 | 0 | 0 | 0 | 0 | 1.2429 | -1.2041
| Kerang | Zone Substations | CHA TX disconnect sw uprate | 0 | 0 | 0.20716 | 0 | 0 | 0 | 0 | 0 | 0 | 0 | 0
| Kerang | Zone Substations | SHL #4 trans 25/33 MVA and 3rd 22kV Bus and replace SHL 1,2,4,7 and 8 feeder CB's due to increased fault levels | 0 | 0 | 0 | 0 | 0 | 0 | 0.56342 | 5.1334 | 0 | 0 | -3.28
| Kerang | Low Voltage Substations | Allocation of funds | 0.12016 | 0.12016 | 0.12016 | 0.12016 | 0.12016 | 0 | 0 | 0 | 0 | 0 | 0
| Kerang | Low Voltage | Allocation of funds | 0.22984 | 0.22984 | 0.22984 | 0.22984 | 0.22984 | 0 | 0 | 0 | 0 | 0 | 0
| Red Cliffs | High Voltage | BBD 13 Reconductor P.57 to P.116 (6.6km) | 0 | 0.62147 | 0 | 0 | 0 | 0 | 0 | 0 | 0 | 0 | 0
| Red Cliffs | High Voltage | BBD 14 66kV Line section P.16 to P.44 Storey Sth (3.5km) | 0 | 0 | 1.6563 | 0 | 0 | 0 | 0 | 0 | 0 | 0 | 0
| Red Cliffs | High Voltage | BBD 14 New feeder exit. 6.0 km of new 66kV | 0 | 0 | 0 | 0 | 1.8012 | 0 | 0 | 0 | 0 | 0 | 0
| Red Cliffs | High Voltage | BBD14/21 Reconductor from Piambie 3 km towards Nyah | 0 | 0.31074 | 0 | 0 | 0 | 0 | 0 | 0 | 0 | 0 | 0
| Red Cliffs | High Voltage | BBD21 Uprate subsidiary to BBD 14 | 0 | 0 | 0 | 1.4128 | 0 | 0 | 0 | 0 | 0 | 0 | 0
| Red Cliffs | High Voltage | MBN 12-22 Tie | 0 | 0 | 0 | 0.10358 | 0 | 0 | 0 | 0 | 0 | 0 | 0
| Red Cliffs | High Voltage | MBN 13 Reconductor Cowana Ave | 0 | 0.15537 | 0 | 0 | 0 | 0 | 0 | 0 | 0 | 0 | 0
| Red Cliffs | High Voltage | MBN 14 / MBN 21 Tie line | 0 | 0.23823 | 0 | 0 | 0 | 0 | 0 | 0 | 0 | 0 | 0
| Red Cliffs | High Voltage | MBN 21 / RCT 23 Tie line | 0 | 0 | 0 | 0 | 0 | 0.21752 | 0 | 0 | 0 | 0 | 0
| Red Cliffs | High Voltage | MBN 22 upgrade exit to 630mm Al | 0 | 0 | 0 | 0 | 0.41431 | 0 | 0 | 0 | 0 | 0 | 0
| Red Cliffs | High Voltage | MBN 23 reconductor feeder exit to 19/4.75 AAC | 0 | 0 | 0 | 0 | 0 | 0.25895 | 0 | 0 | 0 | 0 | 0
| Red Cliffs | High Voltage | MBN11 New feeder CB | 0 | 0 | 0 | 0 | 0 | 0 | 0 | 0 | 0.31074 | 0 | 0
| Red Cliffs | High Voltage | MBN23 Uprate | 0.20716 | 0 | 0 | 0 | 0 | 0 | 0 | 0 | 0 | 0 | 0
| Red Cliffs | High Voltage | MDA 31 Crescent line tie | 0 | 0.093221 | 0 | 0 | 0 | 0 | 0 | 0 | 0 | 0 | 0
| Red Cliffs | High Voltage | MDA 31 Seventh St line reconductor | 0 | 0.20716 | 0 | 0 | 0 | 0 | 0 | 0 | 0 | 0 | 0
| Red Cliffs | High Voltage | MDA 32 Pine Ave tie | 0 | 0.15537 | 0 | 0 | 0 | 0 | 0 | 0 | 0 | 0 | 0
| Red Cliffs | High Voltage | New MDA 22kV Feeder | 0 | 0 | 0 | 0 | 0 | 0 | 0 | 0 | 0.72505 | 0 | 0
| Red Cliffs | High Voltage | New MDA 22kV Feeder MDA 11 | 0 | 0 | 0 | 0 | 1.0623 | 0 | 0 | 0 | 0 | 0 | 0
| Red Cliffs | High Voltage | New MDA 22kV Feeder MDA 12 | 0 | 0 | 0 | 0 | 1.0623 | 0 | 0 | 0 | 0 | 0 | 0
| Red Cliffs | High Voltage | RCT 21 Thermal Uprate from RCTS to Redcliff | 0 | 0 | 0 | 0.25895 | 0 | 0 | 0 | 0 | 0 | 0 | 0
| Red Cliffs | High Voltage | RCT 23 Merrinee Nth P1 SWER Aug | 0 | 0 | 0 | 0 | 0.20716 | 0 | 0 | 0 | 0 | 0 | 0
| Red Cliffs | High Voltage | RVL 1 / RVL 4 Tie reconductor and load transfer | 0 | 0 | 0 | 0 | 0 | 0.40396 | 0 | 0 | 0 | 0 | 0
| Red Cliffs | High Voltage | RVL 6 Benghazi Rd line reconductor | 0 | 0 | 0 | 0 | 0 | 0 | 0 | 0 | 0.18644 | 0 | 0
| Red Cliffs | High Voltage | RVL 6 Robinval East Line Recon to 19/3.25 and load transfer to RVL 4 | 0 | 0 | 0 | 0.67326 | 0 | 0 | 0 | 0 | 0 | 0 | 0
| Red Cliffs | High Voltage | RVL 8 / RVL 6 tie | 0 | 0 | 0 | 0 | 0 | 0.22787 | 0 | 0 | 0 | 0 | 0
| Red Cliffs | High Voltage | RVL 8 / WMN 14 tie | 0 | 0 | 0 | 0.62147 | 0 | 0 | 0 | 0 | 0 | 0 | 0
| Red Cliffs | High Voltage | WMN 13 Reconductor P.76 to P.131 to 19/3.25 AAC | 0 | 0 | 0 | 1.158 | 0 | 0 | 0 | 0 | 0 | 0 | 0
| Red Cliffs | High Voltage | WMN 14 Reconductor P.241 to P.280 to 19/3.25 AAC | 0 | 0 | 0 | 0 | 0.62147 | 0 | 0 | 0 | 0 | 0 | 0
| Red Cliffs | High Voltage | WMN 22 New feeder | 0 | 0 | 0 | 0 | 0 | 0 | 0 | 0 | 0.62147 | 0 | 0
| Red Cliffs | High Voltage | WMN14 Margooya Augment | 0 | 0 | 0 | 0.11394 | 0 | 0 | 0 | 0 | 0 | 0 | 0
| Red Cliffs | Sub transmission | Reconductor WETS-RVL | 0 | 0 | 0 | 0 | 0 | 4.3503 | 0 | 0 | 0 | 0 | -2.6365
| Red Cliffs | Sub transmission | WETS-WMN rebuild as double cct to form 2nd WETS-WMN and WETS-RVL | 0 | 0 | 0 | 0 | 0 | 9.3221 | 0 | 0 | 0 | 0 | -8.7215
| Red Cliffs | Zone Substations | MBN Install 3rd TR | 5.4875 | 0 | 0 | 0 | 0 | 0 | 0 | 0 | 0 | 0 | 0
| Red Cliffs | Zone Substations | MDA Capacitor Bank (12 MVAR) | 0 | 0 | 0 | 0 | 1.6573 | 0 | 0 | 0 | 0 | 0 | 0
| Red Cliffs | Zone Substations | MDA Install 3rd transformer & full switching | 0 | 0 | 0 | 0 | 0 | 0.46035 | 3.6828 | 0 | 0 | 0 | 0
| Red Cliffs | Zone Substations | RVL rebuild to 2 x 25/33 MVA Tx Stg 1 | 0 | 0 | 0 | 0 | 1.0358 | 6.2147 | 0 | 0 | 0 | 0 | -5.4928
| Red Cliffs | Zone Substations | RVL rebuild to 2 x 25/33 MVA Tx Stg 2 | 0 | 0 | 0 | 0 | 0 | 0 | 0 | 6.2147 | 0 | 0 | -5.5242
| Red Cliffs | Zone Substations | WMN Augment No1 transformer | 0 | 0 | 0 | 0 | 0 | 0 | 0 | 0.33898 | 2.1469 | 0 | -1.8357
| Red Cliffs | Zone Substations | WMN Cap Bank | 0 | 0 | 0 | 0 | 0 | 0 | 0 | 0 | 1.0358 | 0 | 0
| Red Cliffs | Low Voltage Substations | Allocation of funds | 0.12016 | 0.12016 | 0.12016 | 0.12016 | 0.12016 | 0 | 0 | 0 | 0 | 0 | 0
| Red Cliffs | Low Voltage | Allocation of funds | 0.22984 | 0.22984 | 0.22984 | 0.22984 | 0.22984 | 0 | 0 | 0 | 0 | 0 | 0
| Shepparton | High Voltage | CME 16 Reconductor Bundalong | 0.18644 | 0 | 0 | 0 | 0 | 0 | 0 | 0 | 0 | 0 | 0
| Shepparton | High Voltage | CME 16 Reconductor Old Spur | 0 | 0 | 0 | 0 | 0 | 0 | 0 | 0.18644 | 0 | 0 | 0
| Shepparton | High Voltage | CME 21 Pole mounted shunt cap | 0 | 0 | 0 | 0.082863 | 0 | 0 | 0 | 0 | 0 | 0 | 0
| Shepparton | High Voltage | CME 21 Reconductor Turnbull | 0 | 0 | 0 | 0 | 0 | 0 | 0.22373 | 0 | 0 | 0 | 0
| Shepparton | High Voltage | CME 22 Pole-mount capacitor | 0 | 0 | 0 | 0 | 0 | 0 | 0 | 0 | 0.10358 | 0 | 0
| Shepparton | High Voltage | CMW Distribution works | 0 | 0 | 0 | 0 | 0 | 0 | 0 | 0 | 0.80791 | 0 | 0
| Shepparton | High Voltage | ECA 10 Thermal uprate Bamawan line | 0 | 0 | 0.15537 | 0 | 0 | 0 | 0 | 0 | 0 | 0 | 0
| Shepparton | High Voltage | ECA 13 New feeder | 0 | 0 | 0 | 0 | 0 | 0 | 0 | 0 | 0.26102 | 0 | 0
| Shepparton | High Voltage | KYM 1 Reconductor Nanneella spur | 0 | 0 | 0 | 0 | 0 | 0.24859 | 0 | 0 | 0 | 0 | 0
| Shepparton | High Voltage | KYM 3 Reconductor Alston line | 0 | 0 | 0 | 0 | 0 | 0 | 0.2113 | 0 | 0 | 0 | 0
| Shepparton | High Voltage | KYM 4 Reconductor Tongala East Line p99-p135 | 0 | 0 | 0 | 0 | 0.22373 | 0 | 0 | 0 | 0 | 0 | 0
| Shepparton | High Voltage | MNA 21 Replace exit cable | 0 | 0.15537 | 0 | 0 | 0 | 0 | 0 | 0 | 0 | 0 | 0
| Shepparton | High Voltage | MNA 21 Upgrade regulator | 0.20716 | 0 | 0 | 0 | 0 | 0 | 0 | 0 | 0 | 0 | 0
| Shepparton | High Voltage | MNA 22 Reconductor Mooroopna Local | 0 | 0 | 0 | 0 | 0 | 0 | 0 | 0 | 0.37288 | 0 | 0
| Shepparton | High Voltage | MNA 34 Double circuit | 0 | 0.41431 | 0 | 0 | 0 | 0 | 0 | 0 | 0 | 0 | 0
| Shepparton | High Voltage | MNA 34 Reconductor Pogue | 0 | 0 | 0 | 0 | 0 | 0 | 0.14915 | 0 | 0 | 0 | 0
| Shepparton | High Voltage | MNA New feeder | 0 | 0 | 0 | 0 | 0 | 0 | 0.49718 | 0 | 0 | 0 | 0
| Shepparton | High Voltage | NKA 1 Reconductor 6/.144 ACSR Invergordon line | 0 | 0 | 0 | 0 | 0 | 0.31074 | 0 | 0 | 0 | 0 | 0
| Shepparton | High Voltage | SHN 11 Reconductor 2.1 km section Marungi | 0 | 0 | 0 | 0 | 0 | 0 | 0.28588 | 0 | 0 | 0 | 0
| Shepparton | High Voltage | SHN 11 Reconductor Shepparton North | 0 | 0 | 0 | 0 | 0 | 0 | 0 | 0 | 0.24859 | 0 | 0
| Shepparton | High Voltage | SHN 11 Replace Yabba North reg | 0 | 0 | 0 | 0 | 0 | 0 | 0 | 0.18644 | 0 | 0 | 0
| Shepparton | High Voltage | SHN 14 Replace 185 XLPE exit cable | 0 | 0 | 0 | 0 | 0 | 0 | 0.18644 | 0 | 0 | 0 | 0
| Shepparton | High Voltage | SHN 21 Boulevard tie | 0 | 0.2113 | 0 | 0 | 0 | 0 | 0 | 0 | 0 | 0 | 0
| Shepparton | High Voltage | SHN 22 Thermally uprate Pine Rd | 0 | 0 | 0 | 0 | 0 | 0.087006 | 0 | 0 | 0 | 0 | 0
| Shepparton | High Voltage | SHN 23 Replace 185 XLPE exit cable | 0 | 0 | 0 | 0 | 0 | 0 | 0 | 0.37288 | 0 | 0 | 0
| Shepparton | High Voltage | SHP New Feeders | 0 | 0 | 0 | 0 | 0 | 0 | 0 | 0 | 1.0565 | 0 | 0
| Shepparton | High Voltage | STN 12 Thermal uprate Archer St | 0.20716 | 0 | 0 | 0 | 0 | 0 | 0 | 0 | 0 | 0 | 0
| Shepparton | High Voltage | STN 21 Reconductor Channel Rd | 0 | 0 | 0.26102 | 0 | 0 | 0 | 0 | 0 | 0 | 0 | 0
| Shepparton | High Voltage | STN 21 River Rd tie | 0 | 0 | 0 | 0 | 0 | 0 | 0 | 0.22373 | 0 | 0 | 0
| Shepparton | High Voltage | STN 22 Bradford Rd tie | 0 | 0 | 0 | 0 | 0 | 0 | 0 | 0 | 0.18644 | 0 | 0
| Shepparton | High Voltage | STN 22 Construct Riverview Rafferty tie | 0 | 0 | 0 | 0 | 0 | 0 | 0.24859 | 0 | 0 | 0 | 0
| Shepparton | High Voltage | STN 22 Reconductor John, Hare and Macintosh | 0 | 0 | 0 | 0 | 0 | 0.19887 | 0 | 0 | 0 | 0 | 0
| Shepparton | High Voltage | STN 24 Reconductor Cosgrove Dookie | 0 | 0 | 0 | 0 | 0 | 0 | 0 | 0 | 0.2113 | 0 | 0
| Shepparton | High Voltage | STN New feeder to Lockwood Rd | 0 | 0 | 0 | 0 | 0 | 0.37288 | 0 | 0 | 0 | 0 | 0
| Shepparton | High Voltage | STN New feeder to Poplar Ave | 0 | 0 | 0 | 0 | 0 | 0 | 0.37288 | 0 | 0 | 0 | 0
| Shepparton | High Voltage | TAT Distribution works | 0 | 0 | 0 | 0 | 0 | 0 | 0 | 0 | 0.984 | 0 | 0
| Shepparton | Sub transmission | New SHTS-NKA №3 Line | 0 | 0 | 0 | 0 | 0 | 0 | 0 | 0 | 0 | 7.4577 | -6.253
| Shepparton | Sub transmission | Uprate STN-MNA 66kV line (7.5km) | 0 | 0 | 0 | 0 | 0 | 0.13051 | 1.1746 | 0 | 0 | 0 | -0.17417
| Shepparton | Zone Substations | SHN 3rd Transformer | 0 | 0 | 0 | 0 | 0 | 0 | 0 | 0 | 0 | 5.5932 | -4.4407
| Shepparton | Zone Substations | Uprate from 6 to 12 MVAr cap bank at SHN | 0 | 0 | 0 | 0 | 0 | 1.4915 | 0 | 0 | 0 | 0 | 0
| Shepparton | Low Voltage Substations | Allocation of funds | 0.12016 | 0.12016 | 0.12016 | 0.12016 | 0.12016 | 0 | 0 | 0 | 0 | 0 | 0
| Shepparton | Low Voltage | Allocation of funds | 0.22984 | 0.22984 | 0.22984 | 0.22984 | 0.22984 | 0 | 0 | 0 | 0 | 0 | 0
| Terang | High Voltage | AFD 11 New feeder to milk product (ex WBL 2) | 0 | 0 | 0 | 0 | 0 | 0 | 0 | 0 | 0.88042 | 0 | 0
| Terang | High Voltage | AFD 12 New feeder to Mepanga ( part of WBL 7) | 0 | 0 | 0 | 0 | 0 | 0 | 0 | 0 | 0.77684 | 0 | 0
| Terang | High Voltage | AFD 21 New feeder to pick part of WBL3 | 0 | 0 | 0 | 0 | 0 | 0 | 0 | 0 | 0.56968 | 0 | 0
| Terang | High Voltage | CDN 1 Centre Spur Rd SWER aug | 0 | 0 | 0 | 0 | 0 | 0 | 0.24859 | 0 | 0 | 0 | 0
| Terang | High Voltage | CDN 6 / TRG1 Tie augment | 0 | 0 | 0 | 0 | 0.50754 | 0 | 0 | 0 | 0 | 0 | 0
| Terang | High Voltage | CDN ZSS feeder exits uprate | 0 | 0.2113 | 0 | 0 | 0 | 0 | 0 | 0 | 0 | 0 | 0
| Terang | High Voltage | CLC 3 Barongarook West P10 SWER Aug | 0 | 0 | 0.35641 | 0 | 0 | 0 | 0 | 0 | 0 | 0 | 0
| Terang | High Voltage | CLC 3 Mingawalla Swer Aug | 0 | 0 | 0 | 0 | 0 | 0.35641 | 0 | 0 | 0 | 0 | 0
| Terang | High Voltage | CLC 5 New subsidiary 22kV works (CLC - P216) | 0 | 0 | 0 | 0 | 0 | 0 | 1.3672 | 0 | 0 | 0 | 0
| Terang | High Voltage | CLC 6 / COB 11 Design of tie line for Lavers Hill | 0 | 0 | 0.082863 | 0 | 0 | 0 | 0 | 0 | 0 | 0 | 0
| Terang | High Voltage | CLC 6 Box Car Swer Aug | 0 | 0 | 0 | 0 | 0 | 0.24859 | 0 | 0 | 0 | 0 | 0
| Terang | High Voltage | CLC 6 Boxcar SWER Aug | 0 | 0.35641 | 0 | 0 | 0 | 0 | 0 | 0 | 0 | 0 | 0
| Terang | High Voltage | CLC 6 Recond Laver Hill b/w P 169-193 | 0 | 0 | 0.52825 | 0 | 0 | 0 | 0 | 0 | 0 | 0 | 0
| Terang | High Voltage | CLC 6 Riverslea P3 swer Aug | 0 | 0 | 0.17401 | 0 | 0 | 0 | 0 | 0 | 0 | 0 | 0
| Terang | High Voltage | CLC 6 Riverslea P8 SWER Aug | 0 | 0 | 0.35641 | 0 | 0 | 0 | 0 | 0 | 0 | 0 | 0
| Terang | High Voltage | CLC 6 Uprate backbone to 65 deg 14km | 0 | 0.11394 | 0.5904 | 0 | 0 | 0 | 0 | 0 | 0 | 0 | 0
| Terang | High Voltage | CLC 7 Uprate backbone b/w pole 135 to pole 199 with 3 by 19/3.25 aac | 0 | 0 | 0 | 0 | 0.89367 | 0 | 0 | 0 | 0 | 0 | 0
| Terang | High Voltage | CLC 7 Uprate backbone b/w pole 248 to pole 279 with 3 by 19/3.25 aac | 0 | 0.62147 | 0 | 0 | 0 | 0 | 0 | 0 | 0 | 0 | 0
| Terang | High Voltage | CLC006 - re cond pole 386 to pole 388 Gellibrand with 3 by 19/3.25 aac | 0 | 0 | 0.32109 | 0 | 0 | 0 | 0 | 0 | 0 | 0 | 0
| Terang | High Voltage | CLC006 - re cond pole 388 to pole 420 Gellibrand with 3 by 19/3.25 aac | 0 | 0 | 0 | 0 | 0.49718 | 0 | 0 | 0 | 0 | 0 | 0
| Terang | High Voltage | CLC006 - re cond pole 454 to pole 469 Gellibrand with 3 by 19/3.25 aac | 0 | 0 | 0 | 0.37288 | 0 | 0 | 0 | 0 | 0 | 0 | 0
| Terang | High Voltage | CLC006 - re cond pole 471 to pole 486 Gellibrand with 3 by 19/3.25 aac | 0 | 0 | 0 | 0.60076 | 0 | 0 | 0 | 0 | 0 | 0 | 0
| Terang | High Voltage | CLC006 reconductor Pole 2 CLC-CDN to pole 23 Gellibrand with 3 by 19/3.25 aac | 0 | 0 | 0.31074 | 0 | 0 | 0 | 0 | 0 | 0 | 0 | 0
| Terang | High Voltage | HTN 1 Thermal uprate | 0 | 0 | 0.34181 | 0 | 0 | 0 | 0 | 0 | 0 | 0 | 0
| Terang | High Voltage | HTN 2 Strathdownie SWER aug | 0 | 0 | 0 | 0 | 0.43503 | 0 | 0 | 0 | 0 | 0 | 0
| Terang | High Voltage | KRT 12 / KRT 31 Tie Cons | 0 | 0 | 0 | 0 | 0.29002 | 0 | 0 | 0 | 0 | 0 | 0
| Terang | High Voltage | LRN set up 22kV distribution works | 0 | 0 | 0 | 0 | 0 | 0 | 0 | 2.0819 | 1.0254 | 0 | 0
| Terang | High Voltage | New COB022 feeder to pick up load off CDN001 | 0 | 0 | 0 | 0.049718 | 0.93221 | 0 | 0 | 0 | 0 | 0 | 0
| Terang | High Voltage | New feeder SSN 11 to keenedy's creek | 0 | 0 | 0 | 0 | 0 | 0 | 0 | 0 | 0.27345 | 0 | 0
| Terang | High Voltage | New feeder SSN 12 to Lowerheytesbury | 0 | 0 | 0 | 0 | 0 | 0 | 0 | 0 | 0.27345 | 0 | 0
| Terang | High Voltage | PLD 1 Add 3rd phase & re conductor - Narrawong | 0 | 0.93221 | 0 | 0 | 0 | 0 | 0 | 0 | 0 | 0 | 0
| Terang | High Voltage | PLD 3 Brugman P19 swer Aug | 0 | 0 | 0 | 0 | 0 | 0.23823 | 0 | 0 | 0 | 0 | 0
| Terang | High Voltage | PLD 5 Thermal uprate on backbone | 0 | 0.18644 | 0 | 0 | 0 | 0 | 0 | 0 | 0 | 0 | 0
| Terang | High Voltage | WBL4 feeder to Allansford | 0 | 0.13021 | 4.4272 | 0 | 0 | 0 | 0 | 0 | 0 | 0 | 0
| Terang | Sub transmission | Cut in AFD into TRG-WBL #1 line (TRG-AFD & AFD-WBL lines) | 0 | 0 | 0 | 0 | 0 | 0 | 0 | 0 | 1.8644 | 0 | -0.088782
| Terang | Zone Substations | AFD Build zonesubstation at allansford | 0 | 0 | 0 | 0 | 0 | 11.6091 | 0 | 0 | 0 | 0 | -1.5479
| Terang | Zone Substations | CDN - 22kV bus uprate | 0.1063 | 0 | 0 | 0 | 0 | 0 | 0 | 0 | 0 | 0 | 0
| Terang | Zone Substations | CLC - Augment 3rd 10/13.5 MVA transformer with new 20/33 MVA | 0 | 0 | 0 | 0 | 0 | 0 | 0 | 4.226 | 0 | 0 | -0.6339
| Terang | Zone Substations | COB - Install Fans on Tx 2 | 0 | 0 | 0 | 0 | 0 | 0 | 0.31074 | 0 | 0 | 0 | 0
| Terang | Zone Substations | KRT Uprate Cap bank (6 to 9MVAr) with VAr control | 0 | 0 | 0 | 0 | 0 | 0 | 0 | 0 | 0.87006 | 0 | 0
| Terang | Zone Substations | Lorne (LRN) Package Zone Substation (CLC5) | 0 | 0 | 0 | 0 | 0 | 0 | 1.3051 | 11.7458 | 0 | 0 | -7.1187
| Terang | Zone Substations | PLD Install 3rd transformer | 0 | 0 | 0 | 0 | 0 | 0 | 0 | 0 | 3.3559 | 0 | -2.3044
| Terang | Zone Substations | PLD Install high capacity fans on transformer (x2) | 0 | 0 | 0 | 0 | 0 | 0 | 0 | 0 | 0.24859 | 0 | 0
| Terang | Zone Substations | TRG- Install High capacity fans on transformers (x2) | 0 | 0 | 0 | 0 | 0 | 0 | 0 | 0 | 0.31182 | 0 | 0
| Terang | Low Voltage Substations | Allocation of funds | 0.12016 | 0.12016 | 0.12016 | 0.12016 | 0.12016 | 0 | 0 | 0 | 0 | 0 | 0
| Terang | Low Voltage | Allocation of funds | 0.22984 | 0.22984 | 0.22984 | 0.22984 | 0.22984 | 0 | 0 | 0 | 0 | 0 | 0
|  |  |  | 25.7623 | 40.446 | 47.9362 | 39.4465 | 41.6007 | 79.068 | 66.4704 | 47.2677 | 47.2001 | 38.4169 | -102.5798
Note on B5: Rohan Harris: Insert names of sub- regions here, and they will flow through to the rest of the model
Note on J5: Danny Jutrisa: Need to review this row to split the costs accordingly.
Note on O5: Unused capacity

## Selection
PAL Pricing Model
Selection
| Category | MCR ($/MVA)
| LV Lines | 894000
| Dist S/S | 634000
| HV Lines | 404000
| ZSS Transformers | 197000
| SubT Lines | 86000
| Tariff Class | MCR | Energy | Approximate MD | Approximate MD
|  | $/MVA | kWh | MW | MVA
| Residential | 894000 | 3649427806.1348 | 1189.4749 | 1486.8436
| Small Commercial | 764000 | 1943458751.682 | 633.4405 | 791.8006
| Large Low Voltage | 404000 | 2453821081.4794 | 559.8497 | 661.7608
| High Voltage | 197000 | 1681986366.7574 | 319.7936 | 355.3262
| Subtransmission | 86000 | 1203661913.4933 | 196.1575 | 206.4816
| Total |  | 10932355919.5468 | 2898.7161 | 3502.2128
| check |  | 0
Energy & Revenue Summary
| Tariff Class | Energy Allocation | Customer Number Allocation
|  | % | %
| Residential | 33.38% | 87.29%
| Small Commercial | 17.78% | 12.35%
| Large Low Voltage | 22.45% | 0.3364%
| High Voltage | 15.39% | 0.02277%
| Subtransmission | 11.01% | 0.001403%
| check | 0 | 0
| Network replacement cost (000,$2015) | 4742909.6608
Network Assets
| Tariff Class | Avoided | Avoided | Stand Alone | Stand Alone
|  | 000,$2015 | % | 000,$2015 | %
| Residential | 1329238.1517 | 28.03% | 3782865.9378 | 79.76%
| Small Commercial | 604935.6631 | 12.75% | 2701771.9366 | 56.96%
| Large Low Voltage | 267351.3766 | 5.637% | 1376149.6155 | 29.01%
| High Voltage | 69999.2636 | 1.476% | 610675.6326 | 12.88%
| Subtransmission | 17757.4197 | 0.3744% | 253788.7279 | 5.351%
| Total | 2289281.8747
Power & Load Factors
| Tariff Class | Power Factor | Load Factor
| Residential | 0.8 | 0.35
| Small Commercial | 0.8 | 0.35
| Large Low Voltage | 0.846 | 0.5
| High Voltage | 0.9 | 0.6
| Subtransmission | 0.95 | 0.7
| Asset Category | Standard Asset Life | Remaining Asset Life
|  | years | years
| Subtransmission | 50 | 37.1195
| Distribution system assets | 51 | 31.0977
| Metering | 15 | 0.81213
| Public lighting | 25 | 8.1149
| SCADA/Network control | 13 | 9.7315
| Non network - IT | 6 | 4.8792
| Non network - other | 15 | 9.4076
| VBRC | 25.6062 | 24.4275
| Asset Category | Opening RAB
000,$2015
| Subtransmission | 397867.6361
| Distribution system assets | 2500252.1933
| Metering | 13339.1444
| Public lighting | 12648.8515
| SCADA/Network control | 15642.3453
| Non network - IT | 93503.4739
| Non network - other | 148698.2095
| VBRC | 101674.8703
| Total | 3283626.7242
| Other Inputs | 000,$2015
| O&M | 249985.6351
| Maintenance Cost | 169990.2319
| Depreciation | 109188.6869
| Avoidable Opex | 22498.7072 | (gsl, billing, customer service, advertising)
|  | Units | 2016 | 2017 | 2018 | 2019 | 2020
| Scale Escalation | 000,$2015 | 2992.2484 | 6588.8577 | 10911.1177 | 15298.932 | 19837.3302
| Reinforcement Capex | 000,$2015 | 64710.5992 | 63125.1069 | 45025.1468 | 54030.5334 | 47398.4062
| Tariff Category | Mapping | Energy (kWh) | Customer Number | Expected Revenue ($nom)
| Residential Single Rate | Residential | 2509366847.1791 | 567490.75 | 196854631.7314
| Climate Saver | Residential | 27810060.711 | 16851.1667 | 1033745.1037
| Climate Saver Interval | Residential | 8642037.9169 | 4604.9167 | 307205.7421
| Residential - Flexible Pricing | Residential | 16419628.1965 | 3036.0833 | 1274348.7725
| Residential Docklands - Flexible Pricing | Residential | 5627.6821 | 1 | 335.6179
| Climate Saver - Flexible Pricing | Residential | 100166.187 | 55.6667 | 3090.1128
| Docklands single rate | Residential | 47230.7042 | 2 | 805.5148
| Residential Two Rate 5d | Residential | 238427280.3059 | 45261.75 | 19983842.213
| Docklands Two Rate 5d | Residential | 3503100.3627 | 586.5833 | 272554.2507
| Residential Interval | Residential | 467684024.6942 | 108582.9167 | 46247278.2168
| Residential Two Rate 5d - controlled load | Residential | 0 | 43106.3333 | 1264975.3954
| Docklands Two Rate 5d - controlled load | Residential | 0 | 71.3333 | 2005.5656
| Dedicated circuit | Residential | 377403993.9536 | 156808.8333 | 4515915.9763
| Hot Water Interval | Residential | 0 | 5477.0833 | 154693.1793
| Residential Demand | Residential | 17808.2417 | 5 | 1852.7172
| Non-Residential Single Rate | Small Commercial | 285894018.269 | 45028.5833 | 26396237.3691
| Non-Residential Flexible Pricing | Small Commercial | 3674598.2116 | 176 | 273390.8748
| Non-Residential Two Rate 5d | Small Commercial | 365199397.6661 | 24187.4167 | 32139472.331
| Non-Residential Interval | Small Commercial | 148074016.1573 | 12355.25 | 14843024.9809
| Non-Residential Two Rate 7d | Small Commercial | 75458851.6946 | 7234.5833 | 7726228.6054
| Non-Residential Demand | Small Commercial | 4632749.4572 | 8 | 15317.8164
| Medium business demand | Small Commercial | 982527187.4449 | 8262 | 78965596.5447
| Public Lighting | Small Commercial | 77997932.7813 | 8323.1667 | 5063474.1398
| Large low Voltage | Large Low voltage | 2453821081.4794 | 2876.6667 | 155353042.7924
| Large Low Voltage Demand | Large Low voltage | 0 | 0 | 0
| Large Low Voltage Demand A | Large Low voltage | 0 | 0 | 0
| Large Low Voltage Demand C | Large Low voltage | 0 | 0 | 0
| Large Low Voltage Demand S | Large Low voltage | 0 | 0 | 0
| Large Low Voltage Demand Docklands | Large Low voltage | 0 | 0 | 0
| Large Low Voltage Demand CXX | Large Low voltage | 0 | 0 | 0
| Large Low Voltage Demand EN.R | Large Low voltage | 0 | 0 | 0
| Large Low Voltage Demand EN.NR | Large Low voltage | 0 | 0 | 0
| Large Low Voltage Demand EN.R CXX | Large Low voltage | 0 | 0 | 0
| Large Low Voltage Demand EN.NRCXX | Large Low voltage | 0 | 0 | 0
| High Voltage | High Voltage | 1440341010.2944 | 184.75 | 48472578.161
| High Voltage Docklands | High Voltage | 241645356.463 | 10 | 6295608.6
| High Voltage Demand | High Voltage | 0 | 0 | 0
| High Voltage Demand A | High Voltage | 0 | 0 | 0
| High Voltage Demand C | High Voltage | 0 | 0 | 0
| High Voltage Demand D1 | High Voltage | 0 | 0 | 0
| High Voltage Demand D2 | High Voltage | 0 | 0 | 0
| High Voltage Demand Docklands | High Voltage | 0 | 0 | 0
| High Voltage Demand D3 | High Voltage | 0 | 0 | 0
| High Voltage Demand D4 | High Voltage | 0 | 0 | 0
| Subtransmission | Subtransmission | 1203661913.4933 | 12 | 7683848.0658
| Subtransmission Demand A | Subtransmission | 0 | 0 | 0
| Subtransmission Demand G | Subtransmission | 0 | 0 | 0
| Subtransmission Demand S | Subtransmission | 0 | 0 | 0
| Total |  | 10932355919.5468 | 855136.25 | 655145100.3907
| check |  | -11244453.5652 | -137 | -334525.6286

## Avoided cost
PAL Pricing Model
Avoided Cost
| Description | Units | Residential | Small Commercial | Large Low Voltage | High Voltage | Subtransmission
| Avoided Operating Cost | 000,$2015 | 19639.895 | 2777.6872 | 75.6853 | 5.1239 | 0.31572
| Avoided Maintenance Cost | 000,$2015 | 47641.1144 | 21681.4489 | 9582.1185 | 2508.8378 | 636.4422
| Avoided Depreciation | 000,$2015 | 30600.9978 | 13926.4999 | 6154.818 | 1611.485 | 408.8017
| Avoided Return on Asset | 000,$2015 | 28891.5816 | 13148.5453 | 5811.0009 | 1521.4651 | 385.9654
| Total Costs Avoided | 000,$2015 | 126773.5888 | 51534.1813 | 21623.6228 | 5646.9118 | 1431.525
| Asset Allocation | % | 28.03% | 12.75% | 5.637% | 1.476% | 0.3744%
| Undepreciated Network RAB | 000,$2015 | 4742909.6608
| Return on Asset | 000,$2015 | 103089.248
| Depreciation | 000,$2015 | 109188.6869
| Maintenance Cost | 000,$2015 | 169990.2319
| Avoidable Opex | 000,$2015 | 22498.7072

## SAC - VPN
PAL Pricing Model
Standalone Cost
| Asset Category | Units | Opening RAB | Undepreciated RAB | Depreciation | Return on Asset | Depn Plus Return
| Subtransmission | 000,$2015 | 397867.6361 | 535928.5493 | 10718.571 | 11648.645 | 22367.216
| Distribution system assets | 000,$2015 | 2500252.1933 | 4100399.9905 | 80399.9998 | 89124.0149 | 169524.0148
| Metering | 000,$2015 | 13339.1444 | 246373.2024 | 16424.8802 | 5355.031 | 21779.9111
| Public lighting | 000,$2015 | 12648.8515 | 38967.9511 | 1558.718 | 846.9857 | 2405.7038
| SCADA/Network control | 000,$2015 | 15642.3453 | 20896.0295 | 1607.3869 | 454.1845 | 2061.5714
| Non network - IT | 000,$2015 | 93503.4739 | 114981.7351 | 19163.6225 | 2499.1791 | 21662.8016
| Non network - other | 000,$2015 | 148698.2095 | 237091.6155 | 15806.1077 | 5153.2916 | 20959.3993
| VBRC | 000,$2015 | 101674.8703 | 106581.121 | 4162.3175 | 2316.588 | 6478.9055
| Total | 000,$2015 | 3283626.7242 | 5401220.1943 | 149841.6036 | 117397.9198 | 267239.5234
| Total ex PL | 000,$2015 | 3270977.8727 | 5362252.2433 | 148282.8855 | 116550.9341 | 264833.8196
| Total Non-network/SCADA | 000,$2015 |  |  |  |  | 44683.7722
| Total Metering | 000,$2015 |  |  |  |  | 21779.9111
| Total Network | 000,$2015 |  |  |  |  | 198370.1363
Capital Cost
| Tariff Class | Units | Network Capital Cost | Metering | Non-Network/SCADA | Stand Alone Capital Cost
| Residential | 000,$2015 | 158216.7246 | 19012.4333 | 44683.7722 | 221912.9301
| Small Commercial | 000,$2015 | 113000.4376 | 2688.9447 | 44683.7722 | 160373.1546
| Large Low Voltage | 000,$2015 | 57556.8599 | 73.2673 | 44683.7722 | 102313.8994
| High Voltage | 000,$2015 | 25541.2431 | 4.9602 | 44683.7722 | 70229.9755
| Subtransmission | 000,$2015 | 1196.8491 | 0.30563 | 44683.7722 | 45880.927
Operating Cost
| Tariff Class | Units | Standalone O&M
| Residential | 000,$2015 | 212717.9755
| Small Commercial | 000,$2015 | 169896.1022
| Large Low Voltage | 000,$2015 | 155094.77
| High Voltage | 000,$2015 | 147950.9278
| Subtransmission | 000,$2015 | 146073.724
Standalone Cost
| Tariff Class | Units | Capital Cost Allocation | Opex Allocation | Total Stand Alone Cost
| Residential | 000,$2015 | 221912.9301 | 212717.9755 | 434630.9056
| Small Commercial | 000,$2015 | 160373.1546 | 169896.1022 | 330269.2568
| Large Low Voltage | 000,$2015 | 102313.8994 | 155094.77 | 257408.6694
| High Voltage | 000,$2015 | 70229.9755 | 147950.9278 | 218180.9033
| Subtransmission | 000,$2015 | 45880.927 | 146073.724 | 191954.651

## LRMC
PAL Pricing Model
LRMC Estimation
| Description |  | 2016 | 2017 | 2018 | 2019 | 2020 | 2021 | 2022 | 2023 | 2024 | 2025
Demand driven augex ($2015)
| Sub transmission |  | 0 | 310735.9321 | 9373867.2864 | 2898946.6574 | 1657258.3048 | 22778423.2572 | 19942588.4807 | 5903982.7108 | 11883466.7815 | -35916987.8985
| Zone Substations |  | 15634831.2387 | 18727912.0157 | 11986319.3731 | 11041963.0792 | 5081568.277 | 36027668.1879 | 29363509.4567 | 37124154.7106 | 14007740.8155 | -36203584.6284
| High Voltage |  | 6627427.6674 | 17907392.041 | 23076017.6018 | 22005563.3112 | 31361892.7076 | 20261907.33 | 17164268.8214 | 4239539.651 | 21308858.3273 | 7957682.5748
| Low Voltage Substations |  | 1201638.8534 | 1201638.8534 | 1201638.8534 | 1201638.8534 | 1201638.8534 | 0 | 0 | 0 | 0 | 0
| Low Voltage |  | 2298361.1466 | 2298361.1466 | 2298361.1466 | 2298361.1466 | 2298361.1466 | 0 | 0 | 0 | 0 | 0
|  |  | 25762258.9061 | 40446039.9888 | 47936204.2613 | 39446473.0477 | 41600719.2894 | 79067998.775 | 66470366.7587 | 47267677.0724 | 47200065.9243 | -64162889.9521
| Assumed Opex ($2015) | 0.5%
| Sub transmission |  | 0 | 1553.6797 | 48423.0161 | 62917.7494 | 71204.0409 | 185096.1572 | 284809.0996 | 314329.0131 | 373746.3471 | 194161.4076
| Zone Substations |  | 78174.1562 | 171813.7163 | 231745.3131 | 286955.1285 | 312362.9699 | 492501.3109 | 639318.8581 | 824939.6317 | 894978.3358 | 713960.4126
| High Voltage |  | 33137.1383 | 122674.0985 | 238054.1866 | 348082.0031 | 504891.4666 | 606201.0033 | 692022.3474 | 713220.0457 | 819764.3373 | 859552.7502
| Low Voltage Substations |  | 6008.1943 | 12016.3885 | 18024.5828 | 24032.7771 | 30040.9713 | 30040.9713 | 30040.9713 | 30040.9713 | 30040.9713 | 30040.9713
| Low Voltage |  | 11491.8057 | 22983.6115 | 34475.4172 | 45967.2229 | 57459.0287 | 57459.0287 | 57459.0287 | 57459.0287 | 57459.0287 | 57459.0287
|  |  | 128811.2945 | 331041.4945 | 570722.5158 | 767954.881 | 975958.4775 | 1371298.4713 | 1703650.3051 | 1939988.6905 | 2175989.0201 | 1855174.5704
| Demand Growth (MVA) |  | 2376.645 | 2437.84 | 2481.106 | 2530.9109 | 2581.3904 | 2636.9059 | 2705.4654 | 2782.4797 | 2846.4572 | 2912.3784
| Sub transmission |  |  | 61195.0302 | 104461.0343 | 154265.8919 | 204745.3959 | 260260.9543 | 328820.4507 | 405834.777 | 469812.2366 | 535733.3942
| Zone Substations |  |  | 61195.0302 | 104461.0343 | 154265.8919 | 204745.3959 | 260260.9543 | 328820.4507 | 405834.777 | 469812.2366 | 535733.3942
| High Voltage |  |  | 61195.0302 | 104461.0343 | 154265.8919 | 204745.3959 | 260260.9543 | 328820.4507 | 405834.777 | 469812.2366 | 535733.3942
| Low Voltage Substations |  |  | 61195.0302 | 104461.0343 | 154265.8919 | 204745.3959 | 260260.9543 | 328820.4507 | 405834.777 | 469812.2366 | 535733.3942
| Low Voltage |  |  | 61195.0302 | 104461.0343 | 154265.8919 | 204745.3959 | 260260.9543 | 328820.4507 | 405834.777 | 469812.2366 | 535733.3942
| Network |  | 2016: NPV
| Sub transmission |  | 2016: 19.5734
| Zone Substations |  | 2016: 59.2621
| High Voltage |  | 2016: 75.1049
| Low Voltage Substations |  | 2016: 2.4468
| Low Voltage |  | 2016: 4.68
| Customer Category | Connected to | 2016: LRMC before diversity ($/kVA); 2017: Diversity; 2018: LRMC after diversity ($/kVA); 2019: LRMC ($'000,2015)
| Residential | Low Voltage | 2016: 161.0673; 2017: 0.6; 2018: 96.6404; 2019: 143689.1087
| Small Commercial | Low Voltage | 2016: 161.0673; 2017: 0.7; 2018: 112.7471; 2019: 89273.2183
| Large Low Voltage | Low Voltage Substations | 2016: 156.3873; 2017: 0.7; 2018: 109.4711; 2019: 72443.6864
| High Voltage | High Voltage | 2016: 153.9405; 2017: 0.5; 2018: 76.9702; 2019: 27349.5423
| Sub transmission | Sub transmission | 2016: 19.5734; 2017: 0.5; 2018: 9.7867; 2019: 2020.7751

## Summary
PAL Pricing Model
Summary
| Year Selected | 2020
| Tariff Class | Avoided Cost | Revenue | Standalone Cost | LRMC
|  | 000$,2015 | 000$,2015 | 000$,2015 | 000$,2015
| Residential | 126773.5888 | 265743.8386 | 434630.9056 | 143689.1087
| Small Commercial | 51534.1813 | 161667.0872 | 330269.2568 | 89273.2183
| Large Low Voltage | 21623.6228 | 151826.0035 | 257408.6694 | 72443.6864
| High Voltage | 5646.9118 | 53524.7638 | 218180.9033 | 27349.5423
| Subtransmission | 1431.525 | 7509.3987 | 191954.651 | 2020.7751
| Tariff Class | Avoided Cost | Revenue | Standalone Cost | LRMC
|  | 000$,nom | 000$,nom | 000$,nom | 000$,nom
| Residential | 142199.0852 | 271960.0449 | 487515.7178 | 161172.8436
| Small Commercial | 57804.7329 | 165714.5035 | 370455.6021 | 100135.7624
| Large Low Voltage | 24254.7316 | 155353.0428 | 288729.5188 | 81258.4547
| High Voltage | 6334.014 | 54768.1868 | 244728.6153 | 30677.3669
| Subtransmission | 1605.7094 | 7683.8481 | 215311.2176 | 2266.658