{"text_format":"1","workbook":"xlsx","n_sheets":13,"sheets":["Notes","Utilisation profile chart","Forecast Ch3","Forecast Ch2","Forecast Ch1","Asset data","Utilisation profile summary","aug forecast","Tables","Utilisation profile (Inst)","Utilisation profile (RL)","Utilisation profile","Sheet1"],"not_rendered":{"charts":10,"images":0,"macros":1,"external_links":0,"defined_names":3,"comments":1,"pivot_tables":0},"unopened":[{"sheet":"Forecast Ch3","index":2,"reason":"not_a_worksheet"},{"sheet":"Forecast Ch2","index":3,"reason":"not_a_worksheet"}],"bounds":{"document_bytes":16777216,"sheet_cells":100000,"rows_first":2000,"rows_last":500,"rows_between":2000,"halvings":0,"cell_chars":16384,"cell_head_chars":4096},"cells_cut":0,"cells_raw":0,"read":"whole","date_system":"1900"}

{"sheet":"Notes","index":0,"n_rows":0,"n_cols":0,"rows_kept":0,"cut":false,"hidden":false,"merged":[]}

{"sheet":"Utilisation profile chart","index":1,"n_rows":0,"n_cols":0,"rows_kept":0,"cut":false,"hidden":false,"merged":[]}

{"sheet":"Forecast Ch1","index":4,"n_rows":0,"n_cols":0,"rows_kept":0,"cut":false,"hidden":false,"merged":[]}

{"sheet":"Asset data","index":5,"n_rows":205,"n_cols":163,"rows_kept":205,"cut":false,"hidden":false,"merged":[]}
[null,null,null,3]
[null,null,null,null,null,"Unit",null,null,null,2]
[null,null,null,null,null,"Cost","Capacity","MD growth","Utilisation Threshold",null,null,"Capacity (MVA)"]
[null,null,null,null,null,"per MVA","factor","per annum","mean","SD","Aug"]
["ID","ID","ID","segment group","network segment","$ ('000)",null,"(%)","(%)","(%)","Meth",{"$f":"0","v":0},{"$f":"L5+1","v":1},{"$f":"M5+1","v":2},3,4,5,6,7,8,9,10,11,12,13,14,15,16,17,18,19,20,21,22,23,24,25,26,27,28,29,30,31,32,33,34,35,36,37,38,39,40,41,42,43,44,45,46,47,48,49,50,51,52,53,54,55,56,57,58,59,60,61,62,63,64,65,{"$f":"BY5+1","v":66},67,68,69,70,71,72,73,74,75,76,77,78,79,80,81,82,83,84,85,86,87,88,89,90,91,92,93,94,95,96,97,98,99,100,101,102,103,104,105,106,107,108,109,110,111,112,113,114,115,116,117,118,119,120,121,122,123,124,125,126,127,128,129,{"$f":"EK5+1","v":130},131,132,133,134,135,136,137,138,139,140,141,142,143,144,145,146,147,148,149,150,151]
[]
[]
[]
[]
[]
[]
[]
[]
[]
[]
[]
[]
[]
[]
[]
[null,null,null,{"$f":"IF(A21>0,VLOOKUP(A21,IDtable,2),\"\")","v":""}]
[1,null,null,"Subtransmission Lines","Subtrans <0% Growth",71.771001154886562,1.7140551879941908,1E-3,113.40642252175499,16.743157806499088,1,0,0,0,0,0,85.736514970000002,0,0,0,0,0,0,0,0,0,0,0,0,0,0,0,0,0,0,0,0,104.0269715,0,119.4595442,0,0,0,0,0,0,102.88381800000001,0,0,0,164.61410875999999,0,0,0,135.46369369999999,0,104.5985483,0,0,0,0,0,0,102.88381800000001,31.436722159999999,0,0,74.304979639999999,29.721991859999999,0,0,0,0,0,0,0,0,0,0,0,0,0,0,0,0,98.311203840000005,35.43775952,17.71887976,104.5985483,91.452282640000007,0,101.7406644,0,0,0,0,0,0,0,0,0,0,0,0,0,0,0,0,0,0,0,0,0,0,0,0,0,0,0,0,0,0,0,0,0,0,0,0,0,0,0,0,0,0,0,0,0,0,0,0,0,0,0,0,0,0,0,0,0,0,0,0,0,0,0,0,0,0,0,0,0,0,0]
[1,null,null,"Subtransmission Lines","Subtrans 0-2% Growth",71.771001154886562,1.7140551879941908,0.96482352445195207,113.40642252175499,16.743157806499088,1,0,0,0,0,0,0,0,0,0,0,0,0,0,0,0,0,0,0,0,104.5985483,0,109.7427392,0,0,0,174.90249054,0,0,0,0,0,0,0,0,158.89834109,101.7406644,0,0,0,116.6016604,0,0,32.579875690000001,0,0,0,0,0,0,0,0,0,135.46369369999999,48.584025150000002,0,0,49.155601920000002,216.62759453000001,31.436722159999999,0,0,0,160.04149462000001,0,64.016597849999997,0,104.0269715,0,0,109.74273916,0,0,62.873444309999996,0,0,57.157676649999999,0,310.93776094000003,114.8869301,0,0,0,0,0,0,0,49.727178690000002,91.452282640000007,0,0,0,56.586099879999999,83.450207910000003,0,0,80.020747299999996,0,0,0,0,0,0,0,0,0,0,0,0,0,0,0,0,0,0,0,0,0,0,0,0,0,0,0,0,0,0,0,0,0,64.016597849999997,0,0,0,0,0,0,0,20.00518683,0,0,0,0,0,0,0,0,0,0,0,0,0,28.00726156]
[1,null,null,"Subtransmission Lines","Subtrans 2-4.5% Growth",71.771001154886562,1.7140551879941908,3.6110015167655907,113.40642252175499,16.743157806499088,1,0,0,0,0,0,0,0,0,0,0,0,0,0,0,0,0,0,0,117.7448139,0,0,0,0,0,0,0,0,0,0,104.0269715,38.29564336,0,0,0,135.46369369999999,0,104.5985483,0,0,0,0,0,0,0,97.168050300000004,104.0269715,0,0,0,0,0,0,0,0,0,0,0,0,0,0,0,0,0,0,0,0,135.46369369999999,270.92738739999999,104.0269715,179.47510467999999,0,0,0,121.7458513,148.03838256,0,104.0269715,0,0,135.46369369999999,54.87136958,184.61929562,0,49.155601920000002,0,116.6016604,0,74.304979639999999,0,74.304979639999999,0,160.04149462000001,0,0,0,0,0,0,0,0,0,38.867220119999999,0,0,0,0,0,101.7406644,0,0,0,0,0,0,0,0,0,0,26.292531260000001,78.877593779999998,0,0,0,0,0,0,0,0,0,0,0,0,0,0,0,0,0,0,0,78.877593779999998,0,0,0,0,0,0,0,0,0,0,0,0]
[1,null,null,"Subtransmission Lines","Subtrans 4.5% Growth",71.771001154886562,1.7140551879941908,5.1372961231784426,113.40642252175499,16.743157806499088,1,0,0,0,0,0,0,0,0,0,0,0,0,0,0,0,0,0,0,0,0,0,0,0,0,0,0,0,0,0,0,0,0,0,0,0,135.46369369999999,0,0,0,0,65.159751380000003,0,0,0,0,0,104.0269715,0,0,0,0,0,0,0,0,0,0,0,0,0,0,0,0,40.010373649999998,0,117.17323709999999,0,0,0,0,0,0,0,0,0,0,0,0,0,0,117.17323709999999,252.63693079999999,0,148.03838256,120.031121,0,0,116.6016604,0,0,0,0,0,0,94.310166469999999,32.579875690000001,38.867220119999999,0,0,0,0,0,0,0,0,0,0,38.29564336,0,0,0,0,0,0,0,0,0,0,0,0,0,0,0,0,0,0,0,0,0,0,0,0,0,0,0,78.877593779999998,0,0,78.877593779999998,0,0,0,0,0,0,0,0,0,0,0,0,78.306017010000005]
[null,null,null,""]
[null,null,null,""]
[2,null,null,"HV Feeders","HV Feeders - Rural Short",141.9963453631795,2.3206751054852321,1.770229007633588,86.133333333333368,12.093984571261799,1,0,49.811183149469556,0,40.08311978875895,0,11.452319939645417,0,0,0,9.1625487720393615,0,9.1625487720393615,0,15.993757157091011,0,0,9.1625487720393615,11.472411729013217,0,0,31.921696383494407,18.723469229819564,0,0,17.178479909468123,0,15.138124058151988,0,0,12.150336415095673,0,0,0,6.3185213460112637,11.254866147582565,0,0,11.610282973295698,17.178479909468123,0,0,0,0,0,28.272265331946784,15.93486742963367,0,12.834496484085381,22.166786235266493,0,37.331583875855038,39.563504546488289,0,0,0,36.253555453224173,14.414126820588196,23.793181943573664,25.334707162309968,30.763300803392344,9.1625487720393615,4.7388910095084471,3.9837168574084174,14.414126820588196,35.678514585111301,79.801642882524675,0,49.793862641393865,10.859958563456861,48.111175281840701,38.766761175006607,32.04640404163937,37.451268586658045,0,40.24108282240924,8.6394694281535589,11.141330217146423,12.242135107896823,22.707186087227981,71.696511128506103,33.093428754814752,0,11.254866147582565,10.070143395205452,42.511801431132035,13.877797288024494,21.917370918976573,23.062602912941117,0,58.509888715241964,0,29.211036869649114,0,10.756035515002726,0,38.732986184259019,7.8981516825140803,0,11.402090466225918,15.961541012070231,0,0,0,0,0,0,0,0,21.325009542788017,0,11.353593043613989,0,8.0956054745769332,0,0,0,6.9108827221998199,11.452319939645417,0,0,0,0,0,0,0,0,0,0,0,9.0828744348911936,0,0,0,0,0,0,0,0,0,0,0,0,0,0,0,0,0,0,0,0,0,0]
[2,null,null,"HV Feeders","HV Feeders - Rural Long",103.37341119890074,0.71159874608150475,1.0328431372549018,107,12.093984571261799,1,0,0,0,0,0,11.452319939645417,0,0,0,0,0,17.77084128565668,0,0,7.7942286340599471,0,0,0,7.8981516825140803,16.389357561539743,0,0,0,0,0,0,0,0,10.662504771394008,0,28.558053715195651,9.1625487720393615,0,27.686832158988501,23.503929458709663,0,6.9715045004647305,0,0,22.6673489186539,18.245423206930553,11.353593043613989,14.414126820588196,6.9715045004647305,40.320064339234378,0,0,0,9.1625487720393615,14.414126820588196,0,0,9.0828744348911936,36.376184650400049,0,0,24.618677358460996,22.10962855861672,18.245423206930553,17.672114389625253,0,12.858745195391343,10.662504771394008,14.414126820588196,9.1625487720393615,0,23.299547463416534,22.707186087227981,7.8981516825140803,22.823406696415852,31.771007963235917,9.1625487720393615,18.067887999154742,0,21.846703246027761,7.8981516825140803,7.8981516825140803,17.831463063921589,7.8981516825140803,31.520033801219181,17.939196624152377,18.125911701208299,12.150336415095673,0,0,33.472574676591577,0,0,7.8981516825140803,21.961798022190713,11.991853766203119,22.26118300427899,0,4.510260302909356,0,31.292961940346906,0,0,8.1027068828879649,0,0,0,19.153017830096644,9.0828744348911936,11.254866147582565,10.662504771394008,7.8981516825140803,6.1210675539484116,0,11.353593043613989,4.7388910095084471,0,0,8.1666195576872553,0,0,20.337740582473756,0,0,0,0,0,0,0,0,0,0,0,0,0,0,0,0,0,0,0,0,0,0,0,0,0,0,0,0,0,0,0,0,0,0,0]
[2,null,null,"HV Feeders","HV Feeders - Urban",108.13197476952932,0.64133016627078387,1.5154320987654322,74.704999999999941,12.093984571261799,1,0,0,0,0,19.350471622159496,0,0,48.968540431587293,0,0,0,0,16.147043653560857,0,11.254866147582565,5.975575286112627,10.070143395205452,0,6.9715045004647305,0,20.920575679220683,11.649773731708269,0,59.631045202981298,0,14.414126820588196,11.452319939645417,0,0,45.701719403431639,0,0,0,34.156041925258265,0,80.82008875737516,19.680427301001366,14.414126820588196,46.52375071670383,0,23.197356465769971,32.579875690370578,0,0,0,33.421652382849054,34.159506026873402,40.017301858071335,50.294425324781272,0,0,0,64.160531269854673,40.345525486105643,46.238568551237613,79.036942450983005,11.353593043613989,19.807733035357678,32.395412279364493,98.885551885399309,49.79819276841279,11.452319939645417,29.2231612253021,36.331497739564767,48.955030435288258,32.047270067043144,23.891908839605094,10.756035515002726,49.491100160230829,106.54883747840705,63.378337125156563,40.433686872210899,23.902301144450504,22.805912983259404,19.398969044771423,12.6765334504351,63.326635408550644,25.668992968170762,41.820713158912056,48.29823676905815,0,0,33.364494706199288,9.6752358110797481,37.437238975116742,11.452319939645417,24.879177799919354,39.928967266885323,42.25511150145033,11.80773676535855,7.8981516825140803,0,0,12.044681315833971,12.637042692022527,0,12.005190557421402,7.8981516825140803,0,7.8981516825140803,9.9376415084264309,0,0,11.254866147582565,0,8.8464494996580392,0,0,0,0,0,0,0,0,0,0,0,0,0,0,0,0,0,0,0,0,0,0,0,0,0,0,0,0,0,0,0,0,0,0,0,0,0,0,0,0,0,0,0,0,0,6.0405271913964587]
[null,null,null,{"$f":"IF(A31>0,VLOOKUP(A31,IDtable,2),\"\")","v":""}]
[null,null,null,""]
[3,null,null,"Zone Substation","ZSS Urban",231.86435947530003,0.47332004253056881,3.374609893530736,82.92685701741712,30.49999288375788,1,0,0,0,0,0,30,0,0,0,0,0,0,0,0,0,0,0,0,0,0,0,0,0,0,0,0,0,0,0,0,0,0,0,42,0,0,0,0,37.6,0,32.5,0,34.299999999999997,0,0,0,0,0,0,0,0,0,0,0,77.8,34.200000000000003,0,0,0,0,0,87.1,0,65.099999999999994,0,0,96.4,0,0,0,0,89.7,0,47.6,0,38.5,0,79.7,0,0,0,0,0,0,0,77.900000000000006,0,0,0,0,0,0,0,0,156,82.8,36.700000000000003,0,0,0,0,0,0,0,0,0,0,0,0,0,0,0,0,0,0,0,0,0,0,0,0,0,0,0,0,0,0,0,0,0,0,0,0,0,0,0,0,0,0,0,0,0,0,0,0,0,0,0,0,0,0,0]
[3,null,null,"Zone Substation","ZSS Rural",231.86435947530003,0.47332004253056881,2.833597820343301,79.321710074757661,30.49999288375788,1,0,0,0,0,0,0,0,0,36.9,0,0,0,0,0,0,0,0,0,0,0,0,0,0,0,0,0,0,0,0,0,49.5,0,36.6,0,15.2,43,0,0,17.2,0,0,87.2,0,0,0,38.299999999999997,47.2,0,0,0,0,0,0,0,15.2,46.2,50.4,15,0,0,0,0,22.1,0,0,0,0,37,18.5,0,0,0,0,76,33.799999999999997,30.5,0,0,0,58.800000000000004,34.200000000000003,0,0,58.2,0,0,0,36.4,32.700000000000003,0,94.199999999999989,0,0,16.399999999999999,53.8,0,0,0,0,39.700000000000003,0,0,0,0,19.100000000000001,0,0,0,0,18.8,0,0,0,0,0,0,0,0,0,0,0,34.799999999999997,0,0,0,0,0,0,0,0,0,0,0,0,0,0,0,0,0,0,0,0,0,0,20.399999999999999,0,0,0,0,0,0,0]
[null,null,null,""]
[null,null,null,""]
[4,null,null,"Distribution Substations and LV Feeders","DB Substations and LV",109,1,1.4712658227848099,137,20,1,4.7874048287500122,4.7874048287500122,4.7874048287500122,4.7874048287500122,4.7874048287500122,4.7874048287500122,4.7874048287500122,4.7874048287500122,4.7874048287500122,4.7874048287500122,4.7874048287500122,4.7874048287500122,4.7874048287500122,4.7874048287500122,4.7874048287500122,4.7874048287500122,4.7874048287500122,4.7874048287500122,4.7874048287500122,4.7874048287500122,20.907937874360243,20.907937874360243,20.907937874360243,20.907937874360243,20.907937874360243,20.907937874360243,20.907937874360243,20.907937874360243,20.907937874360243,20.907937874360243,20.907937874360243,20.907937874360243,20.907937874360243,20.907937874360243,20.907937874360243,20.907937874360243,20.907937874360243,20.907937874360243,20.907937874360243,20.907937874360243,33.290375409999704,33.290375409999704,33.290375409999704,33.290375409999704,33.290375409999704,33.290375409999704,33.290375409999704,33.290375409999704,33.290375409999704,33.290375409999704,33.290375409999704,33.290375409999704,33.290375409999704,33.290375409999704,33.290375409999704,33.290375409999704,33.290375409999704,33.290375409999704,33.290375409999704,33.290375409999704,36.140210419306193,36.140210419306193,36.140210419306193,36.140210419306193,36.140210419306193,36.140210419306193,36.140210419306193,36.140210419306193,36.140210419306193,36.140210419306193,36.140210419306193,36.140210419306193,36.140210419306193,36.140210419306193,36.140210419306193,36.140210419306193,36.140210419306193,36.140210419306193,36.140210419306193,36.140210419306193,26.968581942087635,26.968581942087635,26.968581942087635,26.968581942087635,26.968581942087635,26.968581942087635,26.968581942087635,26.968581942087635,26.968581942087635,26.968581942087635,26.968581942087635,26.968581942087635,26.968581942087635,26.968581942087635,26.968581942087635,26.968581942087635,26.968581942087635,26.968581942087635,26.968581942087635,26.968581942087635,15.349953400177007,15.349953400177007,15.349953400177007,15.349953400177007,15.349953400177007,15.349953400177007,15.349953400177007,15.349953400177007,15.349953400177007,15.349953400177007,15.349953400177007,15.349953400177007,15.349953400177007,15.349953400177007,15.349953400177007,15.349953400177007,15.349953400177007,15.349953400177007,15.349953400177007,15.349953400177007,7.4069379101148742,7.4069379101148742,7.4069379101148742,7.4069379101148742,7.4069379101148742,7.4069379101148742,7.4069379101148742,7.4069379101148742,7.4069379101148742,7.4069379101148742,7.4069379101148742,7.4069379101148742,7.4069379101148742,7.4069379101148742,7.4069379101148742,7.4069379101148742,7.4069379101148742,7.4069379101148742,7.4069379101148742,7.4069379101148742,4.2788614416240902,4.2788614416240902,4.2788614416240902,4.2788614416240902,4.2788614416240902,4.2788614416240902,4.2788614416240902,4.2788614416240902,4.2788614416240902,4.2788614416240902,4.2788614416240902,119.87137350805317]
[null,null,null,""]
[null,null,null,""]
[null,null,null,""]
[null,null,null,""]
[null,null,null,""]
[null,null,null,""]
[null,null,null,""]
[null,null,null,""]
[null,null,null,""]
[null,null,null,""]
[null,null,null,""]
[null,null,null,""]
[null,null,null,""]
[null,null,null,""]
[null,null,null,""]
[null,null,null,""]
[null,null,null,""]
[null,null,null,""]
[null,null,null,{"$f":"IF(A56>0,VLOOKUP(A56,IDtable,2),\"\")","v":""}]
[null,null,null,""]
[null,null,null,""]
[null,null,null,""]
[null,null,null,{"$f":"IF(A60>0,VLOOKUP(A60,IDtable,2),\"\")","v":""}]
[null,null,null,""]
[null,null,null,{"$f":"IF(A62>0,VLOOKUP(A62,IDtable,2),\"\")","v":""}]
[null,null,null,""]
[null,null,null,""]
[null,null,null,""]
[null,null,null,""]
[null,null,null,""]
[null,null,null,""]
[null,null,null,""]
[null,null,null,""]
[null,null,null,""]
[null,null,null,""]
[null,null,null,""]
[null,null,null,""]
[null,null,null,""]
[null,null,null,""]
[null,null,null,""]
[null,null,null,""]
[null,null,null,""]
[null,null,null,""]
[null,null,null,""]
[null,null,null,""]
[null,null,null,""]
[null,null,null,""]
[null,null,null,{"$f":"IF(A85>0,VLOOKUP(A85,IDtable,2),\"\")","v":""}]
[null,null,null,""]
[null,null,null,""]
[null,null,null,""]
[null,null,null,""]
[null,null,null,""]
[null,null,null,""]
[null,null,null,""]
[null,null,null,""]
[null,null,null,""]
[null,null,null,""]
[null,null,null,""]
[null,null,null,""]
[null,null,null,""]
[null,null,null,""]
[null,null,null,""]
[null,null,null,""]
[null,null,null,""]
[null,null,null,""]
[null,null,null,""]
[null,null,null,""]
[null,null,null,""]
[null,null,null,""]
[null,null,null,""]
[null,null,null,""]
[null,null,null,""]
[null,null,null,""]
[null,null,null,""]
[null,null,null,""]
[null,null,null,""]
[null,null,null,""]
[null,null,null,""]
[null,null,null,""]
[null,null,null,""]
[null,null,null,""]
[null,null,null,""]
[null,null,null,""]
[null,null,null,""]
[null,null,null,""]
[null,null,null,""]
[null,null,null,""]
[null,null,null,""]
[null,null,null,""]
[null,null,null,""]
[null,null,null,""]
[null,null,null,""]
[null,null,null,""]
[null,null,null,""]
[null,null,null,""]
[null,null,null,""]
[null,null,null,""]
[null,null,null,""]
[null,null,null,""]
[null,null,null,""]
[null,null,null,""]
[null,null,null,""]
[null,null,null,""]
[null,null,null,""]
[null,null,null,""]
[null,null,null,""]
[null,null,null,""]
[null,null,null,""]
[null,null,null,""]
[null,null,null,""]
[null,null,null,{"$f":"IF(A149>0,VLOOKUP(A149,IDtable,2),\"\")","v":""}]
[null,null,null,""]
[null,null,null,""]
[null,null,null,""]
[null,null,null,""]
[null,null,null,""]
[null,null,null,""]
[null,null,null,""]
[null,null,null,""]
[null,null,null,""]
[null,null,null,""]
[null,null,null,""]
[null,null,null,""]
[null,null,null,""]
[null,null,null,""]
[null,null,null,""]
[null,null,null,""]
[null,null,null,""]
[null,null,null,""]
[null,null,null,""]
[null,null,null,""]
[null,null,null,""]
[null,null,null,""]
[null,null,null,""]
[null,null,null,""]
[null,null,null,""]
[null,null,null,""]
[null,null,null,""]
[null,null,null,""]
[null,null,null,""]
[null,null,null,""]
[null,null,null,""]
[null,null,null,""]
[null,null,null,""]
[null,null,null,""]
[null,null,null,""]
[null,null,null,""]
[null,null,null,""]
[null,null,null,""]
[null,null,null,""]
[null,null,null,""]
[null,null,null,""]
[null,null,null,""]
[null,null,null,""]
[null,null,null,""]
[null,null,null,""]
[null,null,null,""]
[null,null,null,""]
[null,null,null,""]
[null,null,null,""]
[null,null,null,""]
[null,null,null,""]
[null,null,null,""]
[null,null,null,""]
[null,null,null,""]
[null,null,null,""]
[null,null,null,""]

{"sheet":"Utilisation profile summary","index":6,"n_rows":206,"n_cols":39,"rows_kept":206,"cut":false,"hidden":false,"merged":[]}
["Asset calcs",null,null,null,null,null,null,null,null,null,null,null,null,null,null,null,null,"Remaining utilisation",null,null,null,null,"AC ($ millions)",null,null,null,null,"AC (%)"]
[null,null,null,null,null,null,null,null,null,null,null,null,null,null,null,null,null,"very heavy","heavy","moderate","light","new",{"$f":"R2","v":"very heavy"},{"$f":"S2","v":"heavy"},"moderate","light","new","very heavy","heavy","moderate","light","new"]
[null,null,null,null,null,null,null,"(AC)",null,null,null,null,"WARU",null,"WAUth",null,"WAU",">",">",">",">","<=0.2",{"$f":"R3","v":">"},">",">",">","<=0.2",">",">",">",">","<=0.2"]
[null,null,null,null,null,"Capacity","Unit","Aug cost","prop total","Rank","prop cat","AC / unit","(% Util)",null,"(% Util)",null,"% Uth",{"$f":"W4","v":1},{"$f":"X4","v":0.85},{"$f":"Y4","v":0.5},{"$f":"Z4","v":0.2},null,1,0.85,0.5,0.2,0,1,0.85,0.5,0.2,0,"Uth","Uth","Uth"]
[null,null,null,null,null,null,"Cost","$ millions","%","total","%","$ ('000)",null,null,null,null,null,null,null,null,null,null,null,null,null,null,null,null,null,null,null,null,"max","min"]
[1,null,null,{"$f":"VLOOKUP(A6,IDtable,2)","v":"Subtransmission Lines"},null,{"$f":"SUMIF($A$21:$A$205,$A6,F$21:F$205)","v":8837.1483874799997},null,{"$f":"SUMIF($A$21:$A$205,$A6,H$21:H$205)/1000","v":634.25098712373108},{"$f":"H6/($H$18)","v":0.30615776568229786},{"$f":"RANK(I6,I$6:I$17)","v":1},null,{"$f":"H6*1000/(F6+0.001)","v":71.770993033376115},{"$f":"SUMIF($A$21:$A$205,$A6,N$21:N$205)/(H6*1000+0.000001)","v":45.93076127096419},null,{"$f":"SUMIF($A$21:$A$205,$A6,P$21:P$205)/(H6*1000+0.000001)","v":113.40642252157619},null,{"$f":"(O6-M6)/(O6+0.000001)","v":0.59498976473563159},{"$f":"$O6-R$4*$O6","v":0},{"$f":"$O6-S$4*$O6","v":17.010963378236426},{"$f":"$O6-T$4*$O6","v":56.703211260788095},{"$f":"$O6-U$4*$O6","v":90.725138017260946},{"$f":"$O6-V$4*$O6","v":113.40642252157619},{"$f":"SUMIF($A$21:$A$205,$A6,W$21:W$205)/1000","v":38.192074832873715},15.629624606208511,369.40884412383065,181.03289607878915,29.987547482029029,{"$f":"IF($H6=0,0,W6/$H6)","v":6.0216027421685546E-2},{"$f":"IF($H6=0,0,X6/$H6)","v":2.464264924062223E-2},{"$f":"IF($H6=0,0,Y6/$H6)","v":0.58243321906216527},{"$f":"IF($H6=0,0,Z6/$H6)","v":0.28542785073107479},{"$f":"IF($H6=0,0,AA6/$H6)","v":4.7280253544452103E-2},{"$f":"MAX(IF($A$21:$A$205=$A6,$O$21:$O$205))","v":113.40642252175499},{"$f":"MIN(IF($A$21:$A$205=$A6,$O$21:$O$205))","v":113.40642252175499},{"$f":"IF(H6=0,0,SUMIF($A$21:$A$205,$A6,$AJ$21:$AJ$205)/(H6*1000))","v":0}]
[2,null,null,"HV Feeders",null,{"$f":"SUMIF($A$21:$A$205,$A7,F$21:F$205)","v":4673.557100419006},null,{"$f":"SUMIF($A$21:$A$205,$A7,H$21:H$205)/1000","v":551.77249465961404},{"$f":"H7/($H$18)","v":0.26634477132785278},2,null,118.06261584939857,24.068439504394348,null,85.262092840034555,null,0.71771229839193695,{"$f":"$O7-R$4*$O7","v":0},12.789313926005178,42.631046420017277,68.209674272027641,85.262092840034555,99.770767159925782,99.993530934712325,226.78845923111982,87.966898035386407,37.252839298469716,{"$f":"IF($H7=0,0,W7/$H7)","v":0.18081866734128152},{"$f":"IF($H7=0,0,X7/$H7)","v":0.18122239129806186},{"$f":"IF($H7=0,0,Y7/$H7)","v":0.41101805803318375},{"$f":"IF($H7=0,0,Z7/$H7)","v":0.15942602954439183},{"$f":"IF($H7=0,0,AA7/$H7)","v":6.7514853783081058E-2},{"$f":"MAX(IF($A$21:$A$205=$A7,$O$21:$O$205))","v":107},{"$f":"MIN(IF($A$21:$A$205=$A7,$O$21:$O$205))","v":74.704999999999941},{"$f":"IF(H7=0,0,SUMIF($A$21:$A$205,$A7,$AJ$21:$AJ$205)/(H7*1000))","v":0}]
[3,null,null,"Zone Substation",null,2379.1999999999998,null,551.65168406363387,0.26628645513617644,3,null,231.86426202058334,11.866635843959656,null,81.058065942798962,null,0.85360325885474542,0,12.158709891419846,40.529032971399481,64.846452754239166,81.058065942798962,201.93067066703878,104.64038543120289,166.13081356405254,63.438088752442056,15.511725648897613,0.36604741089441822,0.1896856086079354,0.30115164761264301,0.11499663752521849,2.8118695359784875E-2,{"$f":"MAX(IF($A$21:$A$205=$A8,$O$21:$O$205))","v":82.92685701741712},{"$f":"MIN(IF($A$21:$A$205=$A8,$O$21:$O$205))","v":79.321710074757661},0]
[4,null,null,"Distribution Substations and LV Feeders",null,3063.9668850618277,null,333.97239047173923,0.16121100785367293,4,null,108.99996442521459,63.90223606979486,null,136.99999999958979,null,0.53356031676243421,0,20.549999999938478,68.499999999794895,109.59999999967184,136.99999999958979,20.618403277492643,20.417635629920031,128.89393965640787,137.65311278310696,26.389299124811721,6.1736849708950339E-2,6.1135699274661372E-2,0.38594190218641705,0.41216913945691919,7.9016409373052016E-2,{"$f":"MAX(IF($A$21:$A$205=$A9,$O$21:$O$205))","v":137},{"$f":"MIN(IF($A$21:$A$205=$A9,$O$21:$O$205))","v":137},0]
[5,null,null,0,null,0,null,0,0,5,null,0,0,null,0,null,0,0,0,0,0,0,0,0,0,0,0,0,0,0,0,0,{"$f":"MAX(IF($A$21:$A$205=$A10,$O$21:$O$205))","v":0},{"$f":"MIN(IF($A$21:$A$205=$A10,$O$21:$O$205))","v":0},0]
[6,null,null,0,null,0,null,0,0,5,null,0,0,null,0,null,0,0,0,0,0,0,0,0,0,0,0,0,0,0,0,0,{"$f":"MAX(IF($A$21:$A$205=$A11,$O$21:$O$205))","v":0},{"$f":"MIN(IF($A$21:$A$205=$A11,$O$21:$O$205))","v":0},0]
[7,null,null,0,null,0,null,0,0,5,null,0,0,null,0,null,0,0,0,0,0,0,0,0,0,0,0,0,0,0,0,0,{"$f":"MAX(IF($A$21:$A$205=$A12,$O$21:$O$205))","v":0},{"$f":"MIN(IF($A$21:$A$205=$A12,$O$21:$O$205))","v":0},0]
[8,null,null,0,null,0,null,0,0,5,null,0,0,null,0,null,0,0,0,0,0,0,0,0,0,0,0,0,0,0,0,0,{"$f":"MAX(IF($A$21:$A$205=$A13,$O$21:$O$205))","v":0},{"$f":"MIN(IF($A$21:$A$205=$A13,$O$21:$O$205))","v":0},0]
[9,null,null,{"$f":"VLOOKUP(A14,IDtable,2)","v":0},null,{"$f":"SUMIF($A$21:$A$205,$A14,F$21:F$205)","v":0},null,{"$f":"SUMIF($A$21:$A$205,$A14,H$21:H$205)/1000","v":0},{"$f":"H14/($H$18)","v":0},5,null,0,0,null,0,null,0,{"$f":"$O14-R$4*$O14","v":0},0,0,0,0,0,0,0,0,0,0,0,0,0,0,{"$f":"MAX(IF($A$21:$A$205=$A14,$O$21:$O$205))","v":0},{"$f":"MIN(IF($A$21:$A$205=$A14,$O$21:$O$205))","v":0},0]
[10,null,null,{"$f":"VLOOKUP(A15,IDtable,2)","v":0},null,{"$f":"SUMIF($A$21:$A$205,$A15,F$21:F$205)","v":0},null,{"$f":"SUMIF($A$21:$A$205,$A15,H$21:H$205)/1000","v":0},{"$f":"H15/($H$18)","v":0},5,null,0,0,null,0,null,0,0,0,0,0,0,0,0,0,0,0,0,0,0,0,0,{"$f":"MAX(IF($A$21:$A$205=$A15,$O$21:$O$205))","v":0},{"$f":"MIN(IF($A$21:$A$205=$A15,$O$21:$O$205))","v":0},0]
[11,null,null,{"$f":"VLOOKUP(A16,IDtable,2)","v":0},null,{"$f":"SUMIF($A$21:$A$205,$A16,F$21:F$205)","v":0},null,{"$f":"SUMIF($A$21:$A$205,$A16,H$21:H$205)/1000","v":0},{"$f":"H16/($H$18)","v":0},5,null,0,0,null,0,null,0,0,0,0,0,0,0,0,0,0,0,0,0,0,0,0,{"$f":"MAX(IF($A$21:$A$205=$A16,$O$21:$O$205))","v":0},{"$f":"MIN(IF($A$21:$A$205=$A16,$O$21:$O$205))","v":0},0]
[12,null,null,{"$f":"VLOOKUP(A17,IDtable,2)","v":0},null,{"$f":"SUMIF($A$21:$A$205,$A17,F$21:F$205)","v":0},null,{"$f":"SUMIF($A$21:$A$205,$A17,H$21:H$205)/1000","v":0},{"$f":"H17/($H$18)","v":0},{"$f":"RANK(I17,I$6:I$17)","v":5},null,{"$f":"H17*1000/(F17+0.001)","v":0},{"$f":"SUMIF($A$21:$A$205,$A17,N$21:N$205)/(H17*1000+0.000001)","v":0},null,{"$f":"SUMIF($A$21:$A$205,$A17,P$21:P$205)/(H17*1000+0.000001)","v":0},null,{"$f":"(O17-M17)/(O17+0.000001)","v":0},0,0,0,0,0,0,0,0,0,0,0,0,0,0,0,{"$f":"MAX(IF($A$21:$A$205=$A17,$O$21:$O$205))","v":0},{"$f":"MIN(IF($A$21:$A$205=$A17,$O$21:$O$205))","v":0},0]
[null,null,null,"Total",null,{"$f":"SUM(F6:F17)","v":18953.872372960835},null,{"$f":"SUM(H6:H17)","v":2071.6475563187182},null,null,null,109.29943001909486,{"$f":"SUMPRODUCT(M6:M17,$H6:$H17)/$H18","v":33.934230537016454},null,{"$f":"SUMPRODUCT(O6:O17,$H6:$H17)/$H18","v":101.09994266963099},null,{"$f":"SUMPRODUCT(Q6:Q17,$H6:$H17)/$H18","v":0.68663843727880025},null,null,null,null,null,{"$f":"SUM(W6:W17)","v":360.51191593733091},{"$f":"SUM(X6:X17)","v":240.68117660204376},{"$f":"SUM(Y6:Y17)","v":891.22205657541087},{"$f":"SUM(Z6:Z17)","v":470.09099564972456},{"$f":"SUM(AA6:AA17)","v":109.14141155420808},{"$f":"W18/$H18","v":0.1740218382406486},{"$f":"X18/$H18","v":0.11617863080423295},{"$f":"Y18/$H18","v":0.43019965141131294},{"$f":"Z18/$H18","v":0.22691649176323608},{"$f":"AA18/$H18","v":5.2683387780569427E-2}]
[]
[null,null,null,"segment"]
[{"$f":"'Asset data'!A21","v":0},{"$f":"'Asset data'!B21","v":0},{"$f":"'Asset data'!C21","v":0},{"$f":"'Asset data'!E21","v":0},{"$f":"IF(A21>0,VLOOKUP(A21,IDtable,2),0)","v":0},{"$f":"IF(A21>0,SUM('Asset data'!L21:FG21),0)","v":0},{"$f":"IF(A21>0,'Asset data'!F21,0)","v":0},{"$f":"IF(A21>0,F21*G21,0)","v":0},{"$f":"H21/$H$18/1000","v":0},{"$f":"IF(RANK(0,I$21:I$205)=RANK(I21,I$21:I$205),0,RANK(I21,I$21:I$205))","v":0},{"$f":"IF(A21>0,H21/(VLOOKUP(A21,$A$6:$H$17,8)*1000),0)","v":0},{"$f":"IF($A21>0,H21/F21,0)","v":0},{"$f":"IF($A21>0,SUMPRODUCT('Utilisation profile'!$F21:$FA21,'Asset data'!$L21:$FG21)/F21-0.5,0)","v":0},{"$f":"IF($A21>0,M21*H21,0)","v":0},{"$f":"IF($A21>0,'Asset data'!I21,0)","v":0},{"$f":"IF($A21>0,H21*O21,0)","v":0},{"$f":"IF($A21>0,(O21-M21)/O21,0)","v":0},{"$f":"IF($A21>0,$O21-R$4*$O21,0)","v":0},0,0,0,null,{"$f":"IF($A21>0,SUMIF('Utilisation profile'!$F21:$FA21,\"<\" & R21+0.5,'Asset data'!$L21:$FG21)*$G21,0)","v":0},{"$f":"IF($A21>0,SUMIF('Utilisation profile'!$F21:$FA21,\"<\" & S21+0.5,'Asset data'!$L21:$FG21)*G21-W21,0)","v":0},{"$f":"IF($A21>0,SUMIF('Utilisation profile'!$F21:$FA21,\"<\" & T21+0.5,'Asset data'!$L21:$FG21)*G21-X21-W21,0)","v":0},{"$f":"IF($A21>0,SUMIF('Utilisation profile'!$F21:$FA21,\"<\" & U21+0.5,'Asset data'!$L21:$FG21)*G21-Y21-X21-W21,0)","v":0},{"$f":"IF($A21>0,H21-Z21-Y21-X21-W21,0)","v":0},{"$f":"IF($A21>0,W21/$H21,0)","v":0},0,0,0,0,null,null,{"$f":"IF($A21>0,'aug forecast'!K21,0)","v":0}]
[{"$f":"'Asset data'!A22","v":1},{"$f":"'Asset data'!B22","v":0},{"$f":"'Asset data'!C22","v":0},{"$f":"'Asset data'!E22","v":"Subtrans <0% Growth"},"Subtransmission Lines",{"$f":"IF(A22>0,SUM('Asset data'!L22:FG22),0)","v":1504.39004955},{"$f":"IF(A22>0,'Asset data'!F22,0)","v":71.771001154886562},{"$f":"IF(A22>0,F22*G22,0)","v":107971.5799836529},{"$f":"H22/$H$18/1000","v":5.2118701202011661E-2},{"$f":"IF(RANK(0,I$21:I$205)=RANK(I22,I$21:I$205),0,RANK(I22,I$21:I$205))","v":9},{"$f":"IF(A22>0,H22/(VLOOKUP(A22,$A$6:$H$17,8)*1000),0)","v":0.17023478429776503},{"$f":"IF($A22>0,H22/F22,0)","v":71.771001154886562},{"$f":"IF($A22>0,SUMPRODUCT('Utilisation profile'!$F22:$FA22,'Asset data'!$L22:$FG22)/F22-0.5,0)","v":62.972644377528738},{"$f":"IF($A22>0,M22*H22,0)","v":6799255.9091904741},{"$f":"IF($A22>0,'Asset data'!I22,0)","v":113.40642252175499},{"$f":"IF($A22>0,H22*O22,0)","v":12244670.619967606},{"$f":"IF($A22>0,(O22-M22)/O22,0)","v":0.44471712468093627},0,17.010963378263256,56.703211260877495,90.725138017403992,null,{"$f":"IF($A22>0,SUMIF('Utilisation profile'!$F22:$FA22,\"<\" & R22+0.5,'Asset data'!$L22:$FG22)*$G22,0)","v":0},{"$f":"IF($A22>0,SUMIF('Utilisation profile'!$F22:$FA22,\"<\" & S22+0.5,'Asset data'!$L22:$FG22)*G22-W22,0)","v":0},{"$f":"IF($A22>0,SUMIF('Utilisation profile'!$F22:$FA22,\"<\" & T22+0.5,'Asset data'!$L22:$FG22)*G22-X22-W22,0)","v":39709.912391122089},{"$f":"IF($A22>0,SUMIF('Utilisation profile'!$F22:$FA22,\"<\" & U22+0.5,'Asset data'!$L22:$FG22)*G22-Y22-X22-W22,0)","v":62108.272077603011},{"$f":"IF($A22>0,H22-Z22-Y22-X22-W22,0)","v":6153.3955149278045},0,0,0.36778115497739539,0.57522796357158357,5.6990881451021089E-2,null,null,{"$f":"IF($A22>0,'aug forecast'!K22,0)","v":113.40642252175499}]
[{"$f":"'Asset data'!A23","v":1},{"$f":"'Asset data'!B23","v":0},{"$f":"'Asset data'!C23","v":0},{"$f":"'Asset data'!E23","v":"Subtrans 0-2% Growth"},"Subtransmission Lines",{"$f":"IF(A23>0,SUM('Asset data'!L23:FG23),0)","v":2737.2811348700002},{"$f":"IF(A23>0,'Asset data'!F23,0)","v":71.771001154886562},{"$f":"IF(A23>0,F23*G23,0)","v":196457.40749200399},{"$f":"H23/$H$18/1000","v":9.4831481780185328E-2},{"$f":"IF(RANK(0,I$21:I$205)=RANK(I23,I$21:I$205),0,RANK(I23,I$21:I$205))","v":7},{"$f":"IF(A23>0,H23/(VLOOKUP(A23,$A$6:$H$17,8)*1000),0)","v":0.30974710561022534},{"$f":"IF($A23>0,H23/F23,0)","v":71.771001154886562},{"$f":"IF($A23>0,SUMPRODUCT('Utilisation profile'!$F23:$FA23,'Asset data'!$L23:$FG23)/F23-0.5,0)","v":51.07005638014018},{"$f":"IF($A23>0,M23*H23,0)","v":10033090.876912817},{"$f":"IF($A23>0,'Asset data'!I23,0)","v":113.40642252175499},{"$f":"IF($A23>0,H23*O23,0)","v":22279531.761566799},{"$f":"IF($A23>0,(O23-M23)/O23,0)","v":0.54967227389310069},0,17.010963378263256,56.703211260877495,90.725138017403992,null,{"$f":"IF($A23>0,SUMIF('Utilisation profile'!$F23:$FA23,\"<\" & R23+0.5,'Asset data'!$L23:$FG23)*$G23,0)","v":8040.4368070718801},{"$f":"IF($A23>0,SUMIF('Utilisation profile'!$F23:$FA23,\"<\" & S23+0.5,'Asset data'!$L23:$FG23)*G23-W23,0)","v":0},{"$f":"IF($A23>0,SUMIF('Utilisation profile'!$F23:$FA23,\"<\" & T23+0.5,'Asset data'!$L23:$FG23)*G23-X23-W23,0)","v":117858.03543651884},{"$f":"IF($A23>0,SUMIF('Utilisation profile'!$F23:$FA23,\"<\" & U23+0.5,'Asset data'!$L23:$FG23)*G23-Y23-X23-W23,0)","v":55175.446455710859},{"$f":"IF($A23>0,H23-Z23-Y23-X23-W23,0)","v":15383.488792702406},{"$f":"IF($A23>0,W23/$H23,0)","v":4.0927124661355077E-2},{"$f":"IF($A23>0,X23/$H23,0)","v":0},{"$f":"IF($A23>0,Y23/$H23,0)","v":0.59991647523555858},{"$f":"IF($A23>0,Z23/$H23,0)","v":0.28085195239052796},{"$f":"IF($A23>0,AA23/$H23,0)","v":7.8304447712558414E-2},null,null,{"$f":"IF($A23>0,'aug forecast'!K23,0)","v":113.40642252175499}]
[{"$f":"'Asset data'!A24","v":1},{"$f":"'Asset data'!B24","v":0},{"$f":"'Asset data'!C24","v":0},{"$f":"'Asset data'!E24","v":"Subtrans 2-4.5% Growth"},"Subtransmission Lines",{"$f":"IF(A24>0,SUM('Asset data'!L24:FG24),0)","v":2939.0477336600002},{"$f":"IF(A24>0,'Asset data'!F24,0)","v":71.771001154886562},210938.3982867786,0.10182156595285564,6,0.33257874653591712,71.771001154886562,{"$f":"IF($A24>0,SUMPRODUCT('Utilisation profile'!$F24:$FA24,'Asset data'!$L24:$FG24)/F24-0.5,0)","v":41.77829638363901},8812646.9223151281,{"$f":"IF($A24>0,'Asset data'!I24,0)","v":113.40642252175499},23921769.122172654,0.63160555236080584,0,17.010963378263256,56.703211260877495,90.725138017403992,null,{"$f":"IF($A24>0,SUMIF('Utilisation profile'!$F24:$FA24,\"<\" & R24+0.5,'Asset data'!$L24:$FG24)*$G24,0)","v":13209.289039984456},{"$f":"IF($A24>0,SUMIF('Utilisation profile'!$F24:$FA24,\"<\" & S24+0.5,'Asset data'!$L24:$FG24)*G24-W24,0)","v":10091.568642271077},{"$f":"IF($A24>0,SUMIF('Utilisation profile'!$F24:$FA24,\"<\" & T24+0.5,'Asset data'!$L24:$FG24)*G24-X24-W24,0)","v":137302.76528484884},{"$f":"IF($A24>0,SUMIF('Utilisation profile'!$F24:$FA24,\"<\" & U24+0.5,'Asset data'!$L24:$FG24)*G24-Y24-X24-W24,0)","v":41884.112145275401},8450.6631743988237,6.262154803141122E-2,4.7841306866051071E-2,0.65091404125568741,0.19856087125650965,4.0062232590340585E-2,null,null,{"$f":"IF($A24>0,'aug forecast'!K24,0)","v":113.40642252175499}]
[{"$f":"'Asset data'!A25","v":1},{"$f":"'Asset data'!B25","v":0},{"$f":"'Asset data'!C25","v":0},{"$f":"'Asset data'!E25","v":"Subtrans 4.5% Growth"},"Subtransmission Lines",{"$f":"IF(A25>0,SUM('Asset data'!L25:FG25),0)","v":1656.4294694000002},{"$f":"IF(A25>0,'Asset data'!F25,0)","v":71.771001154886562},118883.60136129556,5.7386016747245201E-2,8,0.18743936355609248,71.771001154886562,{"$f":"IF($A25>0,SUMPRODUCT('Utilisation profile'!$F25:$FA25,'Asset data'!$L25:$FG25)/F25-0.5,0)","v":29.328157350187013},3486636.9670809829,{"$f":"IF($A25>0,'Asset data'!I25,0)","v":113.40642252175499},13482163.92688697,0.74138892050350202,0,17.010963378263256,56.703211260877495,90.725138017403992,null,{"$f":"IF($A25>0,SUMIF('Utilisation profile'!$F25:$FA25,\"<\" & R25+0.5,'Asset data'!$L25:$FG25)*$G25,0)","v":16942.348985817382},{"$f":"IF($A25>0,SUMIF('Utilisation profile'!$F25:$FA25,\"<\" & S25+0.5,'Asset data'!$L25:$FG25)*G25-W25,0)","v":5538.0559639374333},{"$f":"IF($A25>0,SUMIF('Utilisation profile'!$F25:$FA25,\"<\" & T25+0.5,'Asset data'!$L25:$FG25)*G25-X25-W25,0)","v":74538.131011340869},{"$f":"IF($A25>0,SUMIF('Utilisation profile'!$F25:$FA25,\"<\" & U25+0.5,'Asset data'!$L25:$FG25)*G25-Y25-X25-W25,0)","v":21865.065400199874},-3.637978807091713E-12,0.14251207729086537,4.6583850930852058E-2,0.62698412697655659,0.18391994480172597,-3.0601182715147073E-17,null,null,{"$f":"IF($A25>0,'aug forecast'!K25,0)","v":113.40642252175499}]
[{"$f":"'Asset data'!A26","v":0},{"$f":"'Asset data'!B26","v":0},{"$f":"'Asset data'!C26","v":0},{"$f":"'Asset data'!E26","v":0},0,{"$f":"IF(A26>0,SUM('Asset data'!L26:FG26),0)","v":0},{"$f":"IF(A26>0,'Asset data'!F26,0)","v":0},0,0,0,0,0,{"$f":"IF($A26>0,SUMPRODUCT('Utilisation profile'!$F26:$FA26,'Asset data'!$L26:$FG26)/F26-0.5,0)","v":0},0,{"$f":"IF($A26>0,'Asset data'!I26,0)","v":0},0,0,0,0,0,0,null,{"$f":"IF($A26>0,SUMIF('Utilisation profile'!$F26:$FA26,\"<\" & R26+0.5,'Asset data'!$L26:$FG26)*$G26,0)","v":0},{"$f":"IF($A26>0,SUMIF('Utilisation profile'!$F26:$FA26,\"<\" & S26+0.5,'Asset data'!$L26:$FG26)*G26-W26,0)","v":0},{"$f":"IF($A26>0,SUMIF('Utilisation profile'!$F26:$FA26,\"<\" & T26+0.5,'Asset data'!$L26:$FG26)*G26-X26-W26,0)","v":0},{"$f":"IF($A26>0,SUMIF('Utilisation profile'!$F26:$FA26,\"<\" & U26+0.5,'Asset data'!$L26:$FG26)*G26-Y26-X26-W26,0)","v":0},0,0,0,0,0,0,null,null,{"$f":"IF($A26>0,'aug forecast'!K26,0)","v":0}]
[{"$f":"'Asset data'!A27","v":0},{"$f":"'Asset data'!B27","v":0},{"$f":"'Asset data'!C27","v":0},{"$f":"'Asset data'!E27","v":0},0,{"$f":"IF(A27>0,SUM('Asset data'!L27:FG27),0)","v":0},{"$f":"IF(A27>0,'Asset data'!F27,0)","v":0},0,0,0,0,0,{"$f":"IF($A27>0,SUMPRODUCT('Utilisation profile'!$F27:$FA27,'Asset data'!$L27:$FG27)/F27-0.5,0)","v":0},0,{"$f":"IF($A27>0,'Asset data'!I27,0)","v":0},0,0,0,0,0,0,null,{"$f":"IF($A27>0,SUMIF('Utilisation profile'!$F27:$FA27,\"<\" & R27+0.5,'Asset data'!$L27:$FG27)*$G27,0)","v":0},{"$f":"IF($A27>0,SUMIF('Utilisation profile'!$F27:$FA27,\"<\" & S27+0.5,'Asset data'!$L27:$FG27)*G27-W27,0)","v":0},{"$f":"IF($A27>0,SUMIF('Utilisation profile'!$F27:$FA27,\"<\" & T27+0.5,'Asset data'!$L27:$FG27)*G27-X27-W27,0)","v":0},{"$f":"IF($A27>0,SUMIF('Utilisation profile'!$F27:$FA27,\"<\" & U27+0.5,'Asset data'!$L27:$FG27)*G27-Y27-X27-W27,0)","v":0},0,0,0,0,0,0,null,null,{"$f":"IF($A27>0,'aug forecast'!K27,0)","v":0}]
[{"$f":"'Asset data'!A28","v":2},{"$f":"'Asset data'!B28","v":0},{"$f":"'Asset data'!C28","v":0},{"$f":"'Asset data'!E28","v":"HV Feeders - Rural Short"},"HV Feeders",{"$f":"IF(A28>0,SUM('Asset data'!L28:FG28),0)","v":1512.393682998719},{"$f":"IF(A28>0,'Asset data'!F28,0)","v":141.9963453631795},214754.37573617711,0.10366356723234908,5,0.3892081932584518,141.9963453631795,{"$f":"IF($A28>0,SUMPRODUCT('Utilisation profile'!$F28:$FA28,'Asset data'!$L28:$FG28)/F28-0.5,0)","v":23.350847115414474},5014696.5951817473,{"$f":"IF($A28>0,'Asset data'!I28,0)","v":86.133333333333368},18497510.230076063,0.72889883379936771,0,12.920000000000002,43.066666666666684,68.906666666666695,null,{"$f":"IF($A28>0,SUMIF('Utilisation profile'!$F28:$FA28,\"<\" & R28+0.5,'Asset data'!$L28:$FG28)*$G28,0)","v":40564.378472341479},{"$f":"IF($A28>0,SUMIF('Utilisation profile'!$F28:$FA28,\"<\" & S28+0.5,'Asset data'!$L28:$FG28)*G28-W28,0)","v":39400.542683650761},{"$f":"IF($A28>0,SUMIF('Utilisation profile'!$F28:$FA28,\"<\" & T28+0.5,'Asset data'!$L28:$FG28)*G28-X28-W28,0)","v":92506.536226294789},{"$f":"IF($A28>0,SUMIF('Utilisation profile'!$F28:$FA28,\"<\" & U28+0.5,'Asset data'!$L28:$FG28)*G28-Y28-X28-W28,0)","v":21717.867905874082},20565.050448016016,0.18888731991274663,0.18346793888872281,0.43075507034109439,0.10112887260818468,9.5760798249251544E-2,null,null,{"$f":"IF($A28>0,'aug forecast'!K28,0)","v":86.133333333333368}]
[{"$f":"'Asset data'!A29","v":2},{"$f":"'Asset data'!B29","v":0},{"$f":"'Asset data'!C29","v":0},{"$f":"'Asset data'!E29","v":"HV Feeders - Rural Long"},"HV Feeders",{"$f":"IF(A29>0,SUM('Asset data'!L29:FG29),0)","v":1009.7004905154631},{"$f":"IF(A29>0,'Asset data'!F29,0)","v":103.37341119890074},104376.18399378675,5.038317626732871E-2,10,0.18916525380297533,103.37341119890074,{"$f":"IF($A29>0,SUMPRODUCT('Utilisation profile'!$F29:$FA29,'Asset data'!$L29:$FG29)/F29-0.5,0)","v":41.890615606787435},4372382.6021870403,{"$f":"IF($A29>0,'Asset data'!I29,0)","v":107},11168251.687335182,0.60849891956273428,0,16.049999999999997,53.5,85.6,null,{"$f":"IF($A29>0,SUMIF('Utilisation profile'!$F29:$FA29,\"<\" & R29+0.5,'Asset data'!$L29:$FG29)*$G29,0)","v":5242.8835461961571},{"$f":"IF($A29>0,SUMIF('Utilisation profile'!$F29:$FA29,\"<\" & S29+0.5,'Asset data'!$L29:$FG29)*G29-W29,0)","v":12840.892869772473},{"$f":"IF($A29>0,SUMIF('Utilisation profile'!$F29:$FA29,\"<\" & T29+0.5,'Asset data'!$L29:$FG29)*G29-X29-W29,0)","v":50023.012243282807},{"$f":"IF($A29>0,SUMIF('Utilisation profile'!$F29:$FA29,\"<\" & U29+0.5,'Asset data'!$L29:$FG29)*G29-Y29-X29-W29,0)","v":29932.09879101078},6337.2965435245314,5.0230649805210859E-2,0.1230251229584793,0.47925695622538328,0.2867713461606583,6.0715924850268284E-2,null,null,{"$f":"IF($A29>0,'aug forecast'!K29,0)","v":107}]
[{"$f":"'Asset data'!A30","v":2},{"$f":"'Asset data'!B30","v":0},{"$f":"'Asset data'!C30","v":0},{"$f":"'Asset data'!E30","v":"HV Feeders - Urban"},"HV Feeders",{"$f":"IF(A30>0,SUM('Asset data'!L30:FG30),0)","v":2151.4629269048241},{"$f":"IF(A30>0,'Asset data'!F30,0)","v":108.13197476952932},232641.93492965016,0.11229802782817501,4,0.42162655293857282,108.13197476952932,{"$f":"IF($A30>0,SUMPRODUCT('Utilisation profile'!$F30:$FA30,'Asset data'!$L30:$FG30)/F30-0.5,0)","v":16.73483205741152},3893223.7105589542,{"$f":"IF($A30>0,'Asset data'!I30,0)","v":74.704999999999941},17379515.748919502,0.77598779121328509,0,11.205749999999995,37.352499999999971,59.763999999999953,null,{"$f":"IF($A30>0,SUMIF('Utilisation profile'!$F30:$FA30,\"<\" & R30+0.5,'Asset data'!$L30:$FG30)*$G30,0)","v":53963.505141388152},{"$f":"IF($A30>0,SUMIF('Utilisation profile'!$F30:$FA30,\"<\" & S30+0.5,'Asset data'!$L30:$FG30)*G30-W30,0)","v":47752.095381289088},{"$f":"IF($A30>0,SUMIF('Utilisation profile'!$F30:$FA30,\"<\" & T30+0.5,'Asset data'!$L30:$FG30)*G30-X30-W30,0)","v":84258.910761542211},{"$f":"IF($A30>0,SUMIF('Utilisation profile'!$F30:$FA30,\"<\" & U30+0.5,'Asset data'!$L30:$FG30)*G30-Y30-X30-W30,0)","v":36316.931338501548},10350.492306929169,0.23195949241785005,0.20526005079750176,0.36218281449138445,0.15610655641032051,4.4491085882943288E-2,null,null,{"$f":"IF($A30>0,'aug forecast'!K30,0)","v":74.704999999999941}]
[{"$f":"'Asset data'!A31","v":0},{"$f":"'Asset data'!B31","v":0},{"$f":"'Asset data'!C31","v":0},{"$f":"'Asset data'!E31","v":0},0,{"$f":"IF(A31>0,SUM('Asset data'!L31:FG31),0)","v":0},{"$f":"IF(A31>0,'Asset data'!F31,0)","v":0},0,0,0,0,0,{"$f":"IF($A31>0,SUMPRODUCT('Utilisation profile'!$F31:$FA31,'Asset data'!$L31:$FG31)/F31-0.5,0)","v":0},0,{"$f":"IF($A31>0,'Asset data'!I31,0)","v":0},0,0,0,0,0,0,null,{"$f":"IF($A31>0,SUMIF('Utilisation profile'!$F31:$FA31,\"<\" & R31+0.5,'Asset data'!$L31:$FG31)*$G31,0)","v":0},{"$f":"IF($A31>0,SUMIF('Utilisation profile'!$F31:$FA31,\"<\" & S31+0.5,'Asset data'!$L31:$FG31)*G31-W31,0)","v":0},{"$f":"IF($A31>0,SUMIF('Utilisation profile'!$F31:$FA31,\"<\" & T31+0.5,'Asset data'!$L31:$FG31)*G31-X31-W31,0)","v":0},{"$f":"IF($A31>0,SUMIF('Utilisation profile'!$F31:$FA31,\"<\" & U31+0.5,'Asset data'!$L31:$FG31)*G31-Y31-X31-W31,0)","v":0},0,0,0,0,0,0,null,null,{"$f":"IF($A31>0,'aug forecast'!K31,0)","v":0}]
[{"$f":"'Asset data'!A32","v":0},{"$f":"'Asset data'!B32","v":0},{"$f":"'Asset data'!C32","v":0},{"$f":"'Asset data'!E32","v":0},0,{"$f":"IF(A32>0,SUM('Asset data'!L32:FG32),0)","v":0},{"$f":"IF(A32>0,'Asset data'!F32,0)","v":0},0,0,0,0,0,{"$f":"IF($A32>0,SUMPRODUCT('Utilisation profile'!$F32:$FA32,'Asset data'!$L32:$FG32)/F32-0.5,0)","v":0},0,{"$f":"IF($A32>0,'Asset data'!I32,0)","v":0},0,0,0,0,0,0,null,{"$f":"IF($A32>0,SUMIF('Utilisation profile'!$F32:$FA32,\"<\" & R32+0.5,'Asset data'!$L32:$FG32)*$G32,0)","v":0},{"$f":"IF($A32>0,SUMIF('Utilisation profile'!$F32:$FA32,\"<\" & S32+0.5,'Asset data'!$L32:$FG32)*G32-W32,0)","v":0},{"$f":"IF($A32>0,SUMIF('Utilisation profile'!$F32:$FA32,\"<\" & T32+0.5,'Asset data'!$L32:$FG32)*G32-X32-W32,0)","v":0},{"$f":"IF($A32>0,SUMIF('Utilisation profile'!$F32:$FA32,\"<\" & U32+0.5,'Asset data'!$L32:$FG32)*G32-Y32-X32-W32,0)","v":0},0,0,0,0,0,0,null,null,{"$f":"IF($A32>0,'aug forecast'!K32,0)","v":0}]
[{"$f":"'Asset data'!A33","v":3},{"$f":"'Asset data'!B33","v":0},{"$f":"'Asset data'!C33","v":0},{"$f":"'Asset data'!E33","v":"ZSS Urban"},"Zone Substation",{"$f":"IF(A33>0,SUM('Asset data'!L33:FG33),0)","v":1145.9000000000001},{"$f":"IF(A33>0,'Asset data'!F33,0)","v":231.86435947530003},265693.3695227463,0.12825220617877628,3,0.48163248150638865,231.86435947530001,{"$f":"IF($A33>0,SUMPRODUCT('Utilisation profile'!$F33:$FA33,'Asset data'!$L33:$FG33)/F33-0.5,0)","v":13.465180207697008},3577609.1006140108,{"$f":"IF($A33>0,'Asset data'!I33,0)","v":82.92685701741712},22033116.064888556,0.83762582241759254,0,12.439028552612569,41.46342850870856,66.341485613933699,null,{"$f":"IF($A33>0,SUMIF('Utilisation profile'!$F33:$FA33,\"<\" & R33+0.5,'Asset data'!$L33:$FG33)*$G33,0)","v":81940.864638571031},{"$f":"IF($A33>0,SUMIF('Utilisation profile'!$F33:$FA33,\"<\" & S33+0.5,'Asset data'!$L33:$FG33)*G33-W33,0)","v":59241.343845939162},{"$f":"IF($A33>0,SUMIF('Utilisation profile'!$F33:$FA33,\"<\" & T33+0.5,'Asset data'!$L33:$FG33)*G33-X33-W33,0)","v":91563.235556795975},{"$f":"IF($A33>0,SUMIF('Utilisation profile'!$F33:$FA33,\"<\" & U33+0.5,'Asset data'!$L33:$FG33)*G33-Y33-X33-W33,0)","v":25991.994697181159},6955.9307842589915,0.30840387468365477,0.22296884544899206,0.34461994938476304,9.7827035517933592E-2,2.6180294964656566E-2,null,null,{"$f":"IF($A33>0,'aug forecast'!K33,0)","v":82.92685701741712}]
[{"$f":"'Asset data'!A34","v":3},{"$f":"'Asset data'!B34","v":0},{"$f":"'Asset data'!C34","v":0},{"$f":"'Asset data'!E34","v":"ZSS Rural"},"Zone Substation",{"$f":"IF(A34>0,SUM('Asset data'!L34:FG34),0)","v":1233.3},{"$f":"IF(A34>0,'Asset data'!F34,0)","v":231.86435947530003},285958.31454088754,0.1380342489574001,2,0.51836751849361129,231.86435947530006,{"$f":"IF($A34>0,SUMPRODUCT('Utilisation profile'!$F34:$FA34,'Asset data'!$L34:$FG34)/F34-0.5,0)","v":10.381375172301953},2968640.5468880823,{"$f":"IF($A34>0,'Asset data'!I34,0)","v":79.321710074757661},22682702.519478638,0.86912315477669466,0,11.898256511213646,39.66085503737883,63.457368059806129,null,{"$f":"IF($A34>0,SUMIF('Utilisation profile'!$F34:$FA34,\"<\" & R34+0.5,'Asset data'!$L34:$FG34)*$G34,0)","v":119989.80602846776},{"$f":"IF($A34>0,SUMIF('Utilisation profile'!$F34:$FA34,\"<\" & S34+0.5,'Asset data'!$L34:$FG34)*G34-W34,0)","v":45399.041585263723},{"$f":"IF($A34>0,SUMIF('Utilisation profile'!$F34:$FA34,\"<\" & T34+0.5,'Asset data'!$L34:$FG34)*G34-X34-W34,0)","v":74567.578007256569},{"$f":"IF($A34>0,SUMIF('Utilisation profile'!$F34:$FA34,\"<\" & U34+0.5,'Asset data'!$L34:$FG34)*G34-Y34-X34-W34,0)","v":37446.094055260895},8555.7948646386212,0.41960593529554852,0.15876104759588089,0.26076380442714692,0.13094948512121929,2.9919727560204504E-2,null,null,{"$f":"IF($A34>0,'aug forecast'!K34,0)","v":79.321710074757661}]
[{"$f":"'Asset data'!A35","v":0},{"$f":"'Asset data'!B35","v":0},{"$f":"'Asset data'!C35","v":0},{"$f":"'Asset data'!E35","v":0},0,{"$f":"IF(A35>0,SUM('Asset data'!L35:FG35),0)","v":0},{"$f":"IF(A35>0,'Asset data'!F35,0)","v":0},0,0,0,0,0,{"$f":"IF($A35>0,SUMPRODUCT('Utilisation profile'!$F35:$FA35,'Asset data'!$L35:$FG35)/F35-0.5,0)","v":0},0,{"$f":"IF($A35>0,'Asset data'!I35,0)","v":0},0,0,0,0,0,0,null,{"$f":"IF($A35>0,SUMIF('Utilisation profile'!$F35:$FA35,\"<\" & R35+0.5,'Asset data'!$L35:$FG35)*$G35,0)","v":0},{"$f":"IF($A35>0,SUMIF('Utilisation profile'!$F35:$FA35,\"<\" & S35+0.5,'Asset data'!$L35:$FG35)*G35-W35,0)","v":0},{"$f":"IF($A35>0,SUMIF('Utilisation profile'!$F35:$FA35,\"<\" & T35+0.5,'Asset data'!$L35:$FG35)*G35-X35-W35,0)","v":0},{"$f":"IF($A35>0,SUMIF('Utilisation profile'!$F35:$FA35,\"<\" & U35+0.5,'Asset data'!$L35:$FG35)*G35-Y35-X35-W35,0)","v":0},0,0,0,0,0,0,null,null,{"$f":"IF($A35>0,'aug forecast'!K35,0)","v":0}]
[{"$f":"'Asset data'!A36","v":0},{"$f":"'Asset data'!B36","v":0},{"$f":"'Asset data'!C36","v":0},{"$f":"'Asset data'!E36","v":0},0,{"$f":"IF(A36>0,SUM('Asset data'!L36:FG36),0)","v":0},{"$f":"IF(A36>0,'Asset data'!F36,0)","v":0},0,0,0,0,0,{"$f":"IF($A36>0,SUMPRODUCT('Utilisation profile'!$F36:$FA36,'Asset data'!$L36:$FG36)/F36-0.5,0)","v":0},0,{"$f":"IF($A36>0,'Asset data'!I36,0)","v":0},0,0,0,0,0,0,null,{"$f":"IF($A36>0,SUMIF('Utilisation profile'!$F36:$FA36,\"<\" & R36+0.5,'Asset data'!$L36:$FG36)*$G36,0)","v":0},{"$f":"IF($A36>0,SUMIF('Utilisation profile'!$F36:$FA36,\"<\" & S36+0.5,'Asset data'!$L36:$FG36)*G36-W36,0)","v":0},{"$f":"IF($A36>0,SUMIF('Utilisation profile'!$F36:$FA36,\"<\" & T36+0.5,'Asset data'!$L36:$FG36)*G36-X36-W36,0)","v":0},{"$f":"IF($A36>0,SUMIF('Utilisation profile'!$F36:$FA36,\"<\" & U36+0.5,'Asset data'!$L36:$FG36)*G36-Y36-X36-W36,0)","v":0},0,0,0,0,0,0,null,null,{"$f":"IF($A36>0,'aug forecast'!K36,0)","v":0}]
[{"$f":"'Asset data'!A37","v":4},{"$f":"'Asset data'!B37","v":0},{"$f":"'Asset data'!C37","v":0},{"$f":"'Asset data'!E37","v":"DB Substations and LV"},"Distribution Substations and LV Feeders",{"$f":"IF(A37>0,SUM('Asset data'!L37:FG37),0)","v":3063.9668850618277},{"$f":"IF(A37>0,'Asset data'!F37,0)","v":109},333972.39047173923,0.16121100785367293,1,1,109,{"$f":"IF($A37>0,SUMPRODUCT('Utilisation profile'!$F37:$FA37,'Asset data'!$L37:$FG37)/F37-0.5,0)","v":63.902236069986202},21341582.536782689,{"$f":"IF($A37>0,'Asset data'!I37,0)","v":137},45754217.494628273,0.53356032065703507,{"$f":"IF($A37>0,$O37-R$4*$O37,0)","v":0},20.549999999999997,68.5,109.6,null,{"$f":"IF($A37>0,SUMIF('Utilisation profile'!$F37:$FA37,\"<\" & R37+0.5,'Asset data'!$L37:$FG37)*$G37,0)","v":20618.403277492642},{"$f":"IF($A37>0,SUMIF('Utilisation profile'!$F37:$FA37,\"<\" & S37+0.5,'Asset data'!$L37:$FG37)*G37-W37,0)","v":20417.635629920031},{"$f":"IF($A37>0,SUMIF('Utilisation profile'!$F37:$FA37,\"<\" & T37+0.5,'Asset data'!$L37:$FG37)*G37-X37-W37,0)","v":128893.93965640786},{"$f":"IF($A37>0,SUMIF('Utilisation profile'!$F37:$FA37,\"<\" & U37+0.5,'Asset data'!$L37:$FG37)*G37-Y37-X37-W37,0)","v":137653.11278310698},26389.299124811721,6.1736849708950332E-2,6.1135699274661365E-2,0.38594190218641705,0.41216913945691924,7.9016409373052016E-2,null,null,{"$f":"IF($A37>0,'aug forecast'!K37,0)","v":137}]
[{"$f":"'Asset data'!A38","v":0},{"$f":"'Asset data'!B38","v":0},{"$f":"'Asset data'!C38","v":0},{"$f":"'Asset data'!E38","v":0},0,{"$f":"IF(A38>0,SUM('Asset data'!L38:FG38),0)","v":0},{"$f":"IF(A38>0,'Asset data'!F38,0)","v":0},0,0,0,0,0,{"$f":"IF($A38>0,SUMPRODUCT('Utilisation profile'!$F38:$FA38,'Asset data'!$L38:$FG38)/F38-0.5,0)","v":0},0,{"$f":"IF($A38>0,'Asset data'!I38,0)","v":0},0,0,0,0,0,0,null,{"$f":"IF($A38>0,SUMIF('Utilisation profile'!$F38:$FA38,\"<\" & R38+0.5,'Asset data'!$L38:$FG38)*$G38,0)","v":0},{"$f":"IF($A38>0,SUMIF('Utilisation profile'!$F38:$FA38,\"<\" & S38+0.5,'Asset data'!$L38:$FG38)*G38-W38,0)","v":0},{"$f":"IF($A38>0,SUMIF('Utilisation profile'!$F38:$FA38,\"<\" & T38+0.5,'Asset data'!$L38:$FG38)*G38-X38-W38,0)","v":0},{"$f":"IF($A38>0,SUMIF('Utilisation profile'!$F38:$FA38,\"<\" & U38+0.5,'Asset data'!$L38:$FG38)*G38-Y38-X38-W38,0)","v":0},0,0,0,0,0,0,null,null,{"$f":"IF($A38>0,'aug forecast'!K38,0)","v":0}]
[{"$f":"'Asset data'!A39","v":0},{"$f":"'Asset data'!B39","v":0},{"$f":"'Asset data'!C39","v":0},{"$f":"'Asset data'!E39","v":0},0,{"$f":"IF(A39>0,SUM('Asset data'!L39:FG39),0)","v":0},{"$f":"IF(A39>0,'Asset data'!F39,0)","v":0},0,0,0,0,0,{"$f":"IF($A39>0,SUMPRODUCT('Utilisation profile'!$F39:$FA39,'Asset data'!$L39:$FG39)/F39-0.5,0)","v":0},0,{"$f":"IF($A39>0,'Asset data'!I39,0)","v":0},0,0,0,0,0,0,null,{"$f":"IF($A39>0,SUMIF('Utilisation profile'!$F39:$FA39,\"<\" & R39+0.5,'Asset data'!$L39:$FG39)*$G39,0)","v":0},{"$f":"IF($A39>0,SUMIF('Utilisation profile'!$F39:$FA39,\"<\" & S39+0.5,'Asset data'!$L39:$FG39)*G39-W39,0)","v":0},{"$f":"IF($A39>0,SUMIF('Utilisation profile'!$F39:$FA39,\"<\" & T39+0.5,'Asset data'!$L39:$FG39)*G39-X39-W39,0)","v":0},{"$f":"IF($A39>0,SUMIF('Utilisation profile'!$F39:$FA39,\"<\" & U39+0.5,'Asset data'!$L39:$FG39)*G39-Y39-X39-W39,0)","v":0},0,0,0,0,0,0,null,null,{"$f":"IF($A39>0,'aug forecast'!K39,0)","v":0}]
[{"$f":"'Asset data'!A40","v":0},{"$f":"'Asset data'!B40","v":0},{"$f":"'Asset data'!C40","v":0},{"$f":"'Asset data'!E40","v":0},0,{"$f":"IF(A40>0,SUM('Asset data'!L40:FG40),0)","v":0},{"$f":"IF(A40>0,'Asset data'!F40,0)","v":0},0,0,0,0,0,{"$f":"IF($A40>0,SUMPRODUCT('Utilisation profile'!$F40:$FA40,'Asset data'!$L40:$FG40)/F40-0.5,0)","v":0},0,{"$f":"IF($A40>0,'Asset data'!I40,0)","v":0},0,0,0,0,0,0,null,{"$f":"IF($A40>0,SUMIF('Utilisation profile'!$F40:$FA40,\"<\" & R40+0.5,'Asset data'!$L40:$FG40)*$G40,0)","v":0},{"$f":"IF($A40>0,SUMIF('Utilisation profile'!$F40:$FA40,\"<\" & S40+0.5,'Asset data'!$L40:$FG40)*G40-W40,0)","v":0},{"$f":"IF($A40>0,SUMIF('Utilisation profile'!$F40:$FA40,\"<\" & T40+0.5,'Asset data'!$L40:$FG40)*G40-X40-W40,0)","v":0},{"$f":"IF($A40>0,SUMIF('Utilisation profile'!$F40:$FA40,\"<\" & U40+0.5,'Asset data'!$L40:$FG40)*G40-Y40-X40-W40,0)","v":0},0,0,0,0,0,0,null,null,{"$f":"IF($A40>0,'aug forecast'!K40,0)","v":0}]
[{"$f":"'Asset data'!A41","v":0},{"$f":"'Asset data'!B41","v":0},{"$f":"'Asset data'!C41","v":0},{"$f":"'Asset data'!E41","v":0},0,{"$f":"IF(A41>0,SUM('Asset data'!L41:FG41),0)","v":0},{"$f":"IF(A41>0,'Asset data'!F41,0)","v":0},0,0,0,0,0,{"$f":"IF($A41>0,SUMPRODUCT('Utilisation profile'!$F41:$FA41,'Asset data'!$L41:$FG41)/F41-0.5,0)","v":0},0,{"$f":"IF($A41>0,'Asset data'!I41,0)","v":0},0,0,0,0,0,0,null,{"$f":"IF($A41>0,SUMIF('Utilisation profile'!$F41:$FA41,\"<\" & R41+0.5,'Asset data'!$L41:$FG41)*$G41,0)","v":0},{"$f":"IF($A41>0,SUMIF('Utilisation profile'!$F41:$FA41,\"<\" & S41+0.5,'Asset data'!$L41:$FG41)*G41-W41,0)","v":0},{"$f":"IF($A41>0,SUMIF('Utilisation profile'!$F41:$FA41,\"<\" & T41+0.5,'Asset data'!$L41:$FG41)*G41-X41-W41,0)","v":0},{"$f":"IF($A41>0,SUMIF('Utilisation profile'!$F41:$FA41,\"<\" & U41+0.5,'Asset data'!$L41:$FG41)*G41-Y41-X41-W41,0)","v":0},0,0,0,0,0,0,null,null,{"$f":"IF($A41>0,'aug forecast'!K41,0)","v":0}]
[{"$f":"'Asset data'!A42","v":0},{"$f":"'Asset data'!B42","v":0},{"$f":"'Asset data'!C42","v":0},{"$f":"'Asset data'!E42","v":0},0,{"$f":"IF(A42>0,SUM('Asset data'!L42:FG42),0)","v":0},{"$f":"IF(A42>0,'Asset data'!F42,0)","v":0},0,0,0,0,0,{"$f":"IF($A42>0,SUMPRODUCT('Utilisation profile'!$F42:$FA42,'Asset data'!$L42:$FG42)/F42-0.5,0)","v":0},0,{"$f":"IF($A42>0,'Asset data'!I42,0)","v":0},0,0,0,0,0,0,null,{"$f":"IF($A42>0,SUMIF('Utilisation profile'!$F42:$FA42,\"<\" & R42+0.5,'Asset data'!$L42:$FG42)*$G42,0)","v":0},{"$f":"IF($A42>0,SUMIF('Utilisation profile'!$F42:$FA42,\"<\" & S42+0.5,'Asset data'!$L42:$FG42)*G42-W42,0)","v":0},{"$f":"IF($A42>0,SUMIF('Utilisation profile'!$F42:$FA42,\"<\" & T42+0.5,'Asset data'!$L42:$FG42)*G42-X42-W42,0)","v":0},{"$f":"IF($A42>0,SUMIF('Utilisation profile'!$F42:$FA42,\"<\" & U42+0.5,'Asset data'!$L42:$FG42)*G42-Y42-X42-W42,0)","v":0},0,0,0,0,0,0,null,null,{"$f":"IF($A42>0,'aug forecast'!K42,0)","v":0}]
[{"$f":"'Asset data'!A43","v":0},{"$f":"'Asset data'!B43","v":0},{"$f":"'Asset data'!C43","v":0},{"$f":"'Asset data'!E43","v":0},0,{"$f":"IF(A43>0,SUM('Asset data'!L43:FG43),0)","v":0},{"$f":"IF(A43>0,'Asset data'!F43,0)","v":0},0,0,0,0,0,{"$f":"IF($A43>0,SUMPRODUCT('Utilisation profile'!$F43:$FA43,'Asset data'!$L43:$FG43)/F43-0.5,0)","v":0},0,{"$f":"IF($A43>0,'Asset data'!I43,0)","v":0},0,0,0,0,0,0,null,{"$f":"IF($A43>0,SUMIF('Utilisation profile'!$F43:$FA43,\"<\" & R43+0.5,'Asset data'!$L43:$FG43)*$G43,0)","v":0},{"$f":"IF($A43>0,SUMIF('Utilisation profile'!$F43:$FA43,\"<\" & S43+0.5,'Asset data'!$L43:$FG43)*G43-W43,0)","v":0},{"$f":"IF($A43>0,SUMIF('Utilisation profile'!$F43:$FA43,\"<\" & T43+0.5,'Asset data'!$L43:$FG43)*G43-X43-W43,0)","v":0},{"$f":"IF($A43>0,SUMIF('Utilisation profile'!$F43:$FA43,\"<\" & U43+0.5,'Asset data'!$L43:$FG43)*G43-Y43-X43-W43,0)","v":0},0,0,0,0,0,0,null,null,{"$f":"IF($A43>0,'aug forecast'!K43,0)","v":0}]
[{"$f":"'Asset data'!A44","v":0},{"$f":"'Asset data'!B44","v":0},{"$f":"'Asset data'!C44","v":0},{"$f":"'Asset data'!E44","v":0},0,{"$f":"IF(A44>0,SUM('Asset data'!L44:FG44),0)","v":0},{"$f":"IF(A44>0,'Asset data'!F44,0)","v":0},0,0,0,0,0,{"$f":"IF($A44>0,SUMPRODUCT('Utilisation profile'!$F44:$FA44,'Asset data'!$L44:$FG44)/F44-0.5,0)","v":0},0,{"$f":"IF($A44>0,'Asset data'!I44,0)","v":0},0,0,0,0,0,0,null,{"$f":"IF($A44>0,SUMIF('Utilisation profile'!$F44:$FA44,\"<\" & R44+0.5,'Asset data'!$L44:$FG44)*$G44,0)","v":0},{"$f":"IF($A44>0,SUMIF('Utilisation profile'!$F44:$FA44,\"<\" & S44+0.5,'Asset data'!$L44:$FG44)*G44-W44,0)","v":0},{"$f":"IF($A44>0,SUMIF('Utilisation profile'!$F44:$FA44,\"<\" & T44+0.5,'Asset data'!$L44:$FG44)*G44-X44-W44,0)","v":0},{"$f":"IF($A44>0,SUMIF('Utilisation profile'!$F44:$FA44,\"<\" & U44+0.5,'Asset data'!$L44:$FG44)*G44-Y44-X44-W44,0)","v":0},0,0,0,0,0,0,null,null,{"$f":"IF($A44>0,'aug forecast'!K44,0)","v":0},{"$f":"IF($A44>0,AI44*H44,0)","v":0},null,{"$f":"IF($A44>0,'Asset data'!G44,0)","v":0},{"$f":"AL44*H44","v":0}]
[{"$f":"'Asset data'!A45","v":0},{"$f":"'Asset data'!B45","v":0},{"$f":"'Asset data'!C45","v":0},{"$f":"'Asset data'!E45","v":0},0,{"$f":"IF(A45>0,SUM('Asset data'!L45:FG45),0)","v":0},{"$f":"IF(A45>0,'Asset data'!F45,0)","v":0},0,0,0,0,0,{"$f":"IF($A45>0,SUMPRODUCT('Utilisation profile'!$F45:$FA45,'Asset data'!$L45:$FG45)/F45-0.5,0)","v":0},0,{"$f":"IF($A45>0,'Asset data'!I45,0)","v":0},0,0,0,0,0,0,null,{"$f":"IF($A45>0,SUMIF('Utilisation profile'!$F45:$FA45,\"<\" & R45+0.5,'Asset data'!$L45:$FG45)*$G45,0)","v":0},{"$f":"IF($A45>0,SUMIF('Utilisation profile'!$F45:$FA45,\"<\" & S45+0.5,'Asset data'!$L45:$FG45)*G45-W45,0)","v":0},{"$f":"IF($A45>0,SUMIF('Utilisation profile'!$F45:$FA45,\"<\" & T45+0.5,'Asset data'!$L45:$FG45)*G45-X45-W45,0)","v":0},{"$f":"IF($A45>0,SUMIF('Utilisation profile'!$F45:$FA45,\"<\" & U45+0.5,'Asset data'!$L45:$FG45)*G45-Y45-X45-W45,0)","v":0},0,0,0,0,0,0,null,null,{"$f":"IF($A45>0,'aug forecast'!K45,0)","v":0},0,null,{"$f":"IF($A45>0,'Asset data'!G45,0)","v":0},0]
[{"$f":"'Asset data'!A46","v":0},{"$f":"'Asset data'!B46","v":0},{"$f":"'Asset data'!C46","v":0},{"$f":"'Asset data'!E46","v":0},0,{"$f":"IF(A46>0,SUM('Asset data'!L46:FG46),0)","v":0},{"$f":"IF(A46>0,'Asset data'!F46,0)","v":0},0,0,0,0,0,{"$f":"IF($A46>0,SUMPRODUCT('Utilisation profile'!$F46:$FA46,'Asset data'!$L46:$FG46)/F46-0.5,0)","v":0},0,{"$f":"IF($A46>0,'Asset data'!I46,0)","v":0},0,0,0,0,0,0,null,{"$f":"IF($A46>0,SUMIF('Utilisation profile'!$F46:$FA46,\"<\" & R46+0.5,'Asset data'!$L46:$FG46)*$G46,0)","v":0},{"$f":"IF($A46>0,SUMIF('Utilisation profile'!$F46:$FA46,\"<\" & S46+0.5,'Asset data'!$L46:$FG46)*G46-W46,0)","v":0},{"$f":"IF($A46>0,SUMIF('Utilisation profile'!$F46:$FA46,\"<\" & T46+0.5,'Asset data'!$L46:$FG46)*G46-X46-W46,0)","v":0},{"$f":"IF($A46>0,SUMIF('Utilisation profile'!$F46:$FA46,\"<\" & U46+0.5,'Asset data'!$L46:$FG46)*G46-Y46-X46-W46,0)","v":0},0,0,0,0,0,0,null,null,{"$f":"IF($A46>0,'aug forecast'!K46,0)","v":0},0,null,{"$f":"IF($A46>0,'Asset data'!G46,0)","v":0},0]
[{"$f":"'Asset data'!A47","v":0},{"$f":"'Asset data'!B47","v":0},{"$f":"'Asset data'!C47","v":0},{"$f":"'Asset data'!E47","v":0},0,{"$f":"IF(A47>0,SUM('Asset data'!L47:FG47),0)","v":0},{"$f":"IF(A47>0,'Asset data'!F47,0)","v":0},0,0,0,0,0,{"$f":"IF($A47>0,SUMPRODUCT('Utilisation profile'!$F47:$FA47,'Asset data'!$L47:$FG47)/F47-0.5,0)","v":0},0,{"$f":"IF($A47>0,'Asset data'!I47,0)","v":0},0,0,0,0,0,0,null,{"$f":"IF($A47>0,SUMIF('Utilisation profile'!$F47:$FA47,\"<\" & R47+0.5,'Asset data'!$L47:$FG47)*$G47,0)","v":0},{"$f":"IF($A47>0,SUMIF('Utilisation profile'!$F47:$FA47,\"<\" & S47+0.5,'Asset data'!$L47:$FG47)*G47-W47,0)","v":0},{"$f":"IF($A47>0,SUMIF('Utilisation profile'!$F47:$FA47,\"<\" & T47+0.5,'Asset data'!$L47:$FG47)*G47-X47-W47,0)","v":0},{"$f":"IF($A47>0,SUMIF('Utilisation profile'!$F47:$FA47,\"<\" & U47+0.5,'Asset data'!$L47:$FG47)*G47-Y47-X47-W47,0)","v":0},0,0,0,0,0,0,null,null,{"$f":"IF($A47>0,'aug forecast'!K47,0)","v":0},0,null,{"$f":"IF($A47>0,'Asset data'!G47,0)","v":0},0]
[{"$f":"'Asset data'!A48","v":0},{"$f":"'Asset data'!B48","v":0},{"$f":"'Asset data'!C48","v":0},{"$f":"'Asset data'!E48","v":0},0,{"$f":"IF(A48>0,SUM('Asset data'!L48:FG48),0)","v":0},{"$f":"IF(A48>0,'Asset data'!F48,0)","v":0},0,0,0,0,0,{"$f":"IF($A48>0,SUMPRODUCT('Utilisation profile'!$F48:$FA48,'Asset data'!$L48:$FG48)/F48-0.5,0)","v":0},0,{"$f":"IF($A48>0,'Asset data'!I48,0)","v":0},0,0,0,0,0,0,null,{"$f":"IF($A48>0,SUMIF('Utilisation profile'!$F48:$FA48,\"<\" & R48+0.5,'Asset data'!$L48:$FG48)*$G48,0)","v":0},{"$f":"IF($A48>0,SUMIF('Utilisation profile'!$F48:$FA48,\"<\" & S48+0.5,'Asset data'!$L48:$FG48)*G48-W48,0)","v":0},{"$f":"IF($A48>0,SUMIF('Utilisation profile'!$F48:$FA48,\"<\" & T48+0.5,'Asset data'!$L48:$FG48)*G48-X48-W48,0)","v":0},{"$f":"IF($A48>0,SUMIF('Utilisation profile'!$F48:$FA48,\"<\" & U48+0.5,'Asset data'!$L48:$FG48)*G48-Y48-X48-W48,0)","v":0},0,0,0,0,0,0,null,null,{"$f":"IF($A48>0,'aug forecast'!K48,0)","v":0},0,null,{"$f":"IF($A48>0,'Asset data'!G48,0)","v":0},0]
[{"$f":"'Asset data'!A49","v":0},{"$f":"'Asset data'!B49","v":0},{"$f":"'Asset data'!C49","v":0},{"$f":"'Asset data'!E49","v":0},0,{"$f":"IF(A49>0,SUM('Asset data'!L49:FG49),0)","v":0},{"$f":"IF(A49>0,'Asset data'!F49,0)","v":0},0,0,0,0,0,{"$f":"IF($A49>0,SUMPRODUCT('Utilisation profile'!$F49:$FA49,'Asset data'!$L49:$FG49)/F49-0.5,0)","v":0},0,{"$f":"IF($A49>0,'Asset data'!I49,0)","v":0},0,0,0,0,0,0,null,{"$f":"IF($A49>0,SUMIF('Utilisation profile'!$F49:$FA49,\"<\" & R49+0.5,'Asset data'!$L49:$FG49)*$G49,0)","v":0},{"$f":"IF($A49>0,SUMIF('Utilisation profile'!$F49:$FA49,\"<\" & S49+0.5,'Asset data'!$L49:$FG49)*G49-W49,0)","v":0},{"$f":"IF($A49>0,SUMIF('Utilisation profile'!$F49:$FA49,\"<\" & T49+0.5,'Asset data'!$L49:$FG49)*G49-X49-W49,0)","v":0},{"$f":"IF($A49>0,SUMIF('Utilisation profile'!$F49:$FA49,\"<\" & U49+0.5,'Asset data'!$L49:$FG49)*G49-Y49-X49-W49,0)","v":0},0,0,0,0,0,0,null,null,{"$f":"IF($A49>0,'aug forecast'!K49,0)","v":0},0,null,{"$f":"IF($A49>0,'Asset data'!G49,0)","v":0},0]
[{"$f":"'Asset data'!A50","v":0},{"$f":"'Asset data'!B50","v":0},{"$f":"'Asset data'!C50","v":0},{"$f":"'Asset data'!E50","v":0},0,{"$f":"IF(A50>0,SUM('Asset data'!L50:FG50),0)","v":0},{"$f":"IF(A50>0,'Asset data'!F50,0)","v":0},0,0,0,0,0,{"$f":"IF($A50>0,SUMPRODUCT('Utilisation profile'!$F50:$FA50,'Asset data'!$L50:$FG50)/F50-0.5,0)","v":0},0,{"$f":"IF($A50>0,'Asset data'!I50,0)","v":0},0,0,0,0,0,0,null,{"$f":"IF($A50>0,SUMIF('Utilisation profile'!$F50:$FA50,\"<\" & R50+0.5,'Asset data'!$L50:$FG50)*$G50,0)","v":0},{"$f":"IF($A50>0,SUMIF('Utilisation profile'!$F50:$FA50,\"<\" & S50+0.5,'Asset data'!$L50:$FG50)*G50-W50,0)","v":0},{"$f":"IF($A50>0,SUMIF('Utilisation profile'!$F50:$FA50,\"<\" & T50+0.5,'Asset data'!$L50:$FG50)*G50-X50-W50,0)","v":0},{"$f":"IF($A50>0,SUMIF('Utilisation profile'!$F50:$FA50,\"<\" & U50+0.5,'Asset data'!$L50:$FG50)*G50-Y50-X50-W50,0)","v":0},0,0,0,0,0,0,null,null,{"$f":"IF($A50>0,'aug forecast'!K50,0)","v":0},0,null,{"$f":"IF($A50>0,'Asset data'!G50,0)","v":0},0]
[{"$f":"'Asset data'!A51","v":0},{"$f":"'Asset data'!B51","v":0},{"$f":"'Asset data'!C51","v":0},{"$f":"'Asset data'!E51","v":0},0,{"$f":"IF(A51>0,SUM('Asset data'!L51:FG51),0)","v":0},{"$f":"IF(A51>0,'Asset data'!F51,0)","v":0},0,0,0,0,0,{"$f":"IF($A51>0,SUMPRODUCT('Utilisation profile'!$F51:$FA51,'Asset data'!$L51:$FG51)/F51-0.5,0)","v":0},0,{"$f":"IF($A51>0,'Asset data'!I51,0)","v":0},0,0,0,0,0,0,null,{"$f":"IF($A51>0,SUMIF('Utilisation profile'!$F51:$FA51,\"<\" & R51+0.5,'Asset data'!$L51:$FG51)*$G51,0)","v":0},{"$f":"IF($A51>0,SUMIF('Utilisation profile'!$F51:$FA51,\"<\" & S51+0.5,'Asset data'!$L51:$FG51)*G51-W51,0)","v":0},{"$f":"IF($A51>0,SUMIF('Utilisation profile'!$F51:$FA51,\"<\" & T51+0.5,'Asset data'!$L51:$FG51)*G51-X51-W51,0)","v":0},{"$f":"IF($A51>0,SUMIF('Utilisation profile'!$F51:$FA51,\"<\" & U51+0.5,'Asset data'!$L51:$FG51)*G51-Y51-X51-W51,0)","v":0},0,0,0,0,0,0,null,null,{"$f":"IF($A51>0,'aug forecast'!K51,0)","v":0},0,null,{"$f":"IF($A51>0,'Asset data'!G51,0)","v":0},0]
[{"$f":"'Asset data'!A52","v":0},{"$f":"'Asset data'!B52","v":0},{"$f":"'Asset data'!C52","v":0},{"$f":"'Asset data'!E52","v":0},0,{"$f":"IF(A52>0,SUM('Asset data'!L52:FG52),0)","v":0},{"$f":"IF(A52>0,'Asset data'!F52,0)","v":0},0,0,0,0,0,{"$f":"IF($A52>0,SUMPRODUCT('Utilisation profile'!$F52:$FA52,'Asset data'!$L52:$FG52)/F52-0.5,0)","v":0},0,{"$f":"IF($A52>0,'Asset data'!I52,0)","v":0},0,0,0,0,0,0,null,{"$f":"IF($A52>0,SUMIF('Utilisation profile'!$F52:$FA52,\"<\" & R52+0.5,'Asset data'!$L52:$FG52)*$G52,0)","v":0},{"$f":"IF($A52>0,SUMIF('Utilisation profile'!$F52:$FA52,\"<\" & S52+0.5,'Asset data'!$L52:$FG52)*G52-W52,0)","v":0},{"$f":"IF($A52>0,SUMIF('Utilisation profile'!$F52:$FA52,\"<\" & T52+0.5,'Asset data'!$L52:$FG52)*G52-X52-W52,0)","v":0},{"$f":"IF($A52>0,SUMIF('Utilisation profile'!$F52:$FA52,\"<\" & U52+0.5,'Asset data'!$L52:$FG52)*G52-Y52-X52-W52,0)","v":0},0,0,0,0,0,0,null,null,{"$f":"IF($A52>0,'aug forecast'!K52,0)","v":0},0,null,{"$f":"IF($A52>0,'Asset data'!G52,0)","v":0},0]
[{"$f":"'Asset data'!A53","v":0},{"$f":"'Asset data'!B53","v":0},{"$f":"'Asset data'!C53","v":0},{"$f":"'Asset data'!E53","v":0},0,{"$f":"IF(A53>0,SUM('Asset data'!L53:FG53),0)","v":0},{"$f":"IF(A53>0,'Asset data'!F53,0)","v":0},0,0,0,0,0,{"$f":"IF($A53>0,SUMPRODUCT('Utilisation profile'!$F53:$FA53,'Asset data'!$L53:$FG53)/F53-0.5,0)","v":0},0,{"$f":"IF($A53>0,'Asset data'!I53,0)","v":0},0,0,0,0,0,0,null,{"$f":"IF($A53>0,SUMIF('Utilisation profile'!$F53:$FA53,\"<\" & R53+0.5,'Asset data'!$L53:$FG53)*$G53,0)","v":0},{"$f":"IF($A53>0,SUMIF('Utilisation profile'!$F53:$FA53,\"<\" & S53+0.5,'Asset data'!$L53:$FG53)*G53-W53,0)","v":0},{"$f":"IF($A53>0,SUMIF('Utilisation profile'!$F53:$FA53,\"<\" & T53+0.5,'Asset data'!$L53:$FG53)*G53-X53-W53,0)","v":0},{"$f":"IF($A53>0,SUMIF('Utilisation profile'!$F53:$FA53,\"<\" & U53+0.5,'Asset data'!$L53:$FG53)*G53-Y53-X53-W53,0)","v":0},0,0,0,0,0,0,null,null,{"$f":"IF($A53>0,'aug forecast'!K53,0)","v":0},0,null,{"$f":"IF($A53>0,'Asset data'!G53,0)","v":0},0]
[{"$f":"'Asset data'!A54","v":0},{"$f":"'Asset data'!B54","v":0},{"$f":"'Asset data'!C54","v":0},{"$f":"'Asset data'!E54","v":0},0,{"$f":"IF(A54>0,SUM('Asset data'!L54:FG54),0)","v":0},{"$f":"IF(A54>0,'Asset data'!F54,0)","v":0},0,0,0,0,0,{"$f":"IF($A54>0,SUMPRODUCT('Utilisation profile'!$F54:$FA54,'Asset data'!$L54:$FG54)/F54-0.5,0)","v":0},0,{"$f":"IF($A54>0,'Asset data'!I54,0)","v":0},0,0,0,0,0,0,null,{"$f":"IF($A54>0,SUMIF('Utilisation profile'!$F54:$FA54,\"<\" & R54+0.5,'Asset data'!$L54:$FG54)*$G54,0)","v":0},{"$f":"IF($A54>0,SUMIF('Utilisation profile'!$F54:$FA54,\"<\" & S54+0.5,'Asset data'!$L54:$FG54)*G54-W54,0)","v":0},{"$f":"IF($A54>0,SUMIF('Utilisation profile'!$F54:$FA54,\"<\" & T54+0.5,'Asset data'!$L54:$FG54)*G54-X54-W54,0)","v":0},{"$f":"IF($A54>0,SUMIF('Utilisation profile'!$F54:$FA54,\"<\" & U54+0.5,'Asset data'!$L54:$FG54)*G54-Y54-X54-W54,0)","v":0},0,0,0,0,0,0,null,null,{"$f":"IF($A54>0,'aug forecast'!K54,0)","v":0},0,null,{"$f":"IF($A54>0,'Asset data'!G54,0)","v":0},0]
[{"$f":"'Asset data'!A55","v":0},{"$f":"'Asset data'!B55","v":0},{"$f":"'Asset data'!C55","v":0},{"$f":"'Asset data'!E55","v":0},0,{"$f":"IF(A55>0,SUM('Asset data'!L55:FG55),0)","v":0},{"$f":"IF(A55>0,'Asset data'!F55,0)","v":0},0,0,0,0,0,{"$f":"IF($A55>0,SUMPRODUCT('Utilisation profile'!$F55:$FA55,'Asset data'!$L55:$FG55)/F55-0.5,0)","v":0},0,{"$f":"IF($A55>0,'Asset data'!I55,0)","v":0},0,0,0,0,0,0,null,{"$f":"IF($A55>0,SUMIF('Utilisation profile'!$F55:$FA55,\"<\" & R55+0.5,'Asset data'!$L55:$FG55)*$G55,0)","v":0},{"$f":"IF($A55>0,SUMIF('Utilisation profile'!$F55:$FA55,\"<\" & S55+0.5,'Asset data'!$L55:$FG55)*G55-W55,0)","v":0},{"$f":"IF($A55>0,SUMIF('Utilisation profile'!$F55:$FA55,\"<\" & T55+0.5,'Asset data'!$L55:$FG55)*G55-X55-W55,0)","v":0},{"$f":"IF($A55>0,SUMIF('Utilisation profile'!$F55:$FA55,\"<\" & U55+0.5,'Asset data'!$L55:$FG55)*G55-Y55-X55-W55,0)","v":0},0,0,0,0,0,0,null,null,{"$f":"IF($A55>0,'aug forecast'!K55,0)","v":0},0,null,{"$f":"IF($A55>0,'Asset data'!G55,0)","v":0},0]
[{"$f":"'Asset data'!A56","v":0},{"$f":"'Asset data'!B56","v":0},{"$f":"'Asset data'!C56","v":0},{"$f":"'Asset data'!E56","v":0},0,{"$f":"IF(A56>0,SUM('Asset data'!L56:FG56),0)","v":0},{"$f":"IF(A56>0,'Asset data'!F56,0)","v":0},0,0,0,0,0,{"$f":"IF($A56>0,SUMPRODUCT('Utilisation profile'!$F56:$FA56,'Asset data'!$L56:$FG56)/F56-0.5,0)","v":0},0,{"$f":"IF($A56>0,'Asset data'!I56,0)","v":0},0,0,0,0,0,0,null,{"$f":"IF($A56>0,SUMIF('Utilisation profile'!$F56:$FA56,\"<\" & R56+0.5,'Asset data'!$L56:$FG56)*$G56,0)","v":0},{"$f":"IF($A56>0,SUMIF('Utilisation profile'!$F56:$FA56,\"<\" & S56+0.5,'Asset data'!$L56:$FG56)*G56-W56,0)","v":0},{"$f":"IF($A56>0,SUMIF('Utilisation profile'!$F56:$FA56,\"<\" & T56+0.5,'Asset data'!$L56:$FG56)*G56-X56-W56,0)","v":0},{"$f":"IF($A56>0,SUMIF('Utilisation profile'!$F56:$FA56,\"<\" & U56+0.5,'Asset data'!$L56:$FG56)*G56-Y56-X56-W56,0)","v":0},0,0,0,0,0,0,null,null,{"$f":"IF($A56>0,'aug forecast'!K56,0)","v":0},0,null,{"$f":"IF($A56>0,'Asset data'!G56,0)","v":0},0]
[{"$f":"'Asset data'!A57","v":0},{"$f":"'Asset data'!B57","v":0},{"$f":"'Asset data'!C57","v":0},{"$f":"'Asset data'!E57","v":0},0,{"$f":"IF(A57>0,SUM('Asset data'!L57:FG57),0)","v":0},{"$f":"IF(A57>0,'Asset data'!F57,0)","v":0},0,0,0,0,0,{"$f":"IF($A57>0,SUMPRODUCT('Utilisation profile'!$F57:$FA57,'Asset data'!$L57:$FG57)/F57-0.5,0)","v":0},0,{"$f":"IF($A57>0,'Asset data'!I57,0)","v":0},0,0,0,0,0,0,null,{"$f":"IF($A57>0,SUMIF('Utilisation profile'!$F57:$FA57,\"<\" & R57+0.5,'Asset data'!$L57:$FG57)*$G57,0)","v":0},{"$f":"IF($A57>0,SUMIF('Utilisation profile'!$F57:$FA57,\"<\" & S57+0.5,'Asset data'!$L57:$FG57)*G57-W57,0)","v":0},{"$f":"IF($A57>0,SUMIF('Utilisation profile'!$F57:$FA57,\"<\" & T57+0.5,'Asset data'!$L57:$FG57)*G57-X57-W57,0)","v":0},{"$f":"IF($A57>0,SUMIF('Utilisation profile'!$F57:$FA57,\"<\" & U57+0.5,'Asset data'!$L57:$FG57)*G57-Y57-X57-W57,0)","v":0},0,0,0,0,0,0,null,null,{"$f":"IF($A57>0,'aug forecast'!K57,0)","v":0},0,null,{"$f":"IF($A57>0,'Asset data'!G57,0)","v":0},0]
[{"$f":"'Asset data'!A58","v":0},{"$f":"'Asset data'!B58","v":0},{"$f":"'Asset data'!C58","v":0},{"$f":"'Asset data'!E58","v":0},0,{"$f":"IF(A58>0,SUM('Asset data'!L58:FG58),0)","v":0},{"$f":"IF(A58>0,'Asset data'!F58,0)","v":0},0,0,0,0,0,{"$f":"IF($A58>0,SUMPRODUCT('Utilisation profile'!$F58:$FA58,'Asset data'!$L58:$FG58)/F58-0.5,0)","v":0},0,{"$f":"IF($A58>0,'Asset data'!I58,0)","v":0},0,0,0,0,0,0,null,{"$f":"IF($A58>0,SUMIF('Utilisation profile'!$F58:$FA58,\"<\" & R58+0.5,'Asset data'!$L58:$FG58)*$G58,0)","v":0},{"$f":"IF($A58>0,SUMIF('Utilisation profile'!$F58:$FA58,\"<\" & S58+0.5,'Asset data'!$L58:$FG58)*G58-W58,0)","v":0},{"$f":"IF($A58>0,SUMIF('Utilisation profile'!$F58:$FA58,\"<\" & T58+0.5,'Asset data'!$L58:$FG58)*G58-X58-W58,0)","v":0},{"$f":"IF($A58>0,SUMIF('Utilisation profile'!$F58:$FA58,\"<\" & U58+0.5,'Asset data'!$L58:$FG58)*G58-Y58-X58-W58,0)","v":0},0,0,0,0,0,0,null,null,{"$f":"IF($A58>0,'aug forecast'!K58,0)","v":0},0,null,{"$f":"IF($A58>0,'Asset data'!G58,0)","v":0},0]
[{"$f":"'Asset data'!A59","v":0},{"$f":"'Asset data'!B59","v":0},{"$f":"'Asset data'!C59","v":0},{"$f":"'Asset data'!E59","v":0},0,{"$f":"IF(A59>0,SUM('Asset data'!L59:FG59),0)","v":0},{"$f":"IF(A59>0,'Asset data'!F59,0)","v":0},0,0,0,0,0,{"$f":"IF($A59>0,SUMPRODUCT('Utilisation profile'!$F59:$FA59,'Asset data'!$L59:$FG59)/F59-0.5,0)","v":0},0,{"$f":"IF($A59>0,'Asset data'!I59,0)","v":0},0,0,0,0,0,0,null,{"$f":"IF($A59>0,SUMIF('Utilisation profile'!$F59:$FA59,\"<\" & R59+0.5,'Asset data'!$L59:$FG59)*$G59,0)","v":0},{"$f":"IF($A59>0,SUMIF('Utilisation profile'!$F59:$FA59,\"<\" & S59+0.5,'Asset data'!$L59:$FG59)*G59-W59,0)","v":0},{"$f":"IF($A59>0,SUMIF('Utilisation profile'!$F59:$FA59,\"<\" & T59+0.5,'Asset data'!$L59:$FG59)*G59-X59-W59,0)","v":0},{"$f":"IF($A59>0,SUMIF('Utilisation profile'!$F59:$FA59,\"<\" & U59+0.5,'Asset data'!$L59:$FG59)*G59-Y59-X59-W59,0)","v":0},0,0,0,0,0,0,null,null,{"$f":"IF($A59>0,'aug forecast'!K59,0)","v":0},0,null,{"$f":"IF($A59>0,'Asset data'!G59,0)","v":0},0]
[{"$f":"'Asset data'!A60","v":0},{"$f":"'Asset data'!B60","v":0},{"$f":"'Asset data'!C60","v":0},{"$f":"'Asset data'!E60","v":0},0,{"$f":"IF(A60>0,SUM('Asset data'!L60:FG60),0)","v":0},{"$f":"IF(A60>0,'Asset data'!F60,0)","v":0},0,0,0,0,0,{"$f":"IF($A60>0,SUMPRODUCT('Utilisation profile'!$F60:$FA60,'Asset data'!$L60:$FG60)/F60-0.5,0)","v":0},0,{"$f":"IF($A60>0,'Asset data'!I60,0)","v":0},0,0,0,0,0,0,null,{"$f":"IF($A60>0,SUMIF('Utilisation profile'!$F60:$FA60,\"<\" & R60+0.5,'Asset data'!$L60:$FG60)*$G60,0)","v":0},{"$f":"IF($A60>0,SUMIF('Utilisation profile'!$F60:$FA60,\"<\" & S60+0.5,'Asset data'!$L60:$FG60)*G60-W60,0)","v":0},{"$f":"IF($A60>0,SUMIF('Utilisation profile'!$F60:$FA60,\"<\" & T60+0.5,'Asset data'!$L60:$FG60)*G60-X60-W60,0)","v":0},{"$f":"IF($A60>0,SUMIF('Utilisation profile'!$F60:$FA60,\"<\" & U60+0.5,'Asset data'!$L60:$FG60)*G60-Y60-X60-W60,0)","v":0},0,0,0,0,0,0,null,null,{"$f":"IF($A60>0,'aug forecast'!K60,0)","v":0},0,null,{"$f":"IF($A60>0,'Asset data'!G60,0)","v":0},0]
[{"$f":"'Asset data'!A61","v":0},{"$f":"'Asset data'!B61","v":0},{"$f":"'Asset data'!C61","v":0},{"$f":"'Asset data'!E61","v":0},0,{"$f":"IF(A61>0,SUM('Asset data'!L61:FG61),0)","v":0},{"$f":"IF(A61>0,'Asset data'!F61,0)","v":0},0,0,0,0,0,{"$f":"IF($A61>0,SUMPRODUCT('Utilisation profile'!$F61:$FA61,'Asset data'!$L61:$FG61)/F61-0.5,0)","v":0},0,{"$f":"IF($A61>0,'Asset data'!I61,0)","v":0},0,0,0,0,0,0,null,{"$f":"IF($A61>0,SUMIF('Utilisation profile'!$F61:$FA61,\"<\" & R61+0.5,'Asset data'!$L61:$FG61)*$G61,0)","v":0},{"$f":"IF($A61>0,SUMIF('Utilisation profile'!$F61:$FA61,\"<\" & S61+0.5,'Asset data'!$L61:$FG61)*G61-W61,0)","v":0},{"$f":"IF($A61>0,SUMIF('Utilisation profile'!$F61:$FA61,\"<\" & T61+0.5,'Asset data'!$L61:$FG61)*G61-X61-W61,0)","v":0},{"$f":"IF($A61>0,SUMIF('Utilisation profile'!$F61:$FA61,\"<\" & U61+0.5,'Asset data'!$L61:$FG61)*G61-Y61-X61-W61,0)","v":0},0,0,0,0,0,0,null,null,{"$f":"IF($A61>0,'aug forecast'!K61,0)","v":0},0,null,{"$f":"IF($A61>0,'Asset data'!G61,0)","v":0},0]
[]
[]
[]
[]
[]
[]
[]
[]
[]
[]
[]
[]
[]
[]
[]
[]
[]
[]
[]
[]
[]
[]
[]
[]
[]
[]
[]
[]
[]
[]
[]
[]
[]
[]
[]
[]
[]
[]
[]
[]
[]
[]
[]
[]
[]
[]
[]
[]
[]
[]
[]
[]
[]
[]
[]
[]
[]
[]
[]
[]
[]
[]
[]
[]
[]
[]
[]
[]
[]
[]
[]
[]
[]
[]
[]
[]
[]
[]
[]
[]
[]
[]
[]
[]
[]
[]
[]
[]
[]
[]
[]
[]
[]
[]
[]
[]
[]
[]
[]
[]
[]
[]
[]
[]
[]
[]
[]
[]
[]
[]
[]
[]
[]
[]
[]
[]
[]
[]
[]
[]
[]
[]
[]
[]
[]
[]
[]
[]
[]
[]
[]
[]
[]
[]
[]
[]
[]
[]
[]
[]
[]
[]
[]
[]
[null,null,null,null,null,null,null,null,null,null,null,null,null,null,null,null,null,null,null,null,null,null,null,null,null,null,null,null,null,null,null,null,null,null,{"$f":"IF($A206>0,#REF!,0)","v":0},{"$f":"IF($A206>0,AI206*H206,0)","v":0}]

{"sheet":"aug forecast","index":7,"n_rows":226,"n_cols":132,"rows_kept":226,"cut":false,"hidden":false,"merged":[]}
["Asset calcs",null,null,null,null,null,null,null,null,null,null,null,null,null,null,null,null,null,null,null,null,null,null,null,null,null,null,null,null,null,null,null,null,null,null,null,null,null,null,null,null,null,null,null,null,null,null,null,null,null,"Augmentation capacity added (MVA)",null,null,null,null,null,null,null,null,null,null,null,null,null,null,null,null,null,null,null,"Weighted average utilisation forecast (WAA)",null,null,null,null,null,null,null,null,null,null,null,null,null,null,null,null,null,null,null,null,"Weighted average remaining utilisation forecast (WARL)",null,null,null,null,null,null,null,null,null,null,null,null,null,null,null,null,null,null,null,null,"Augmentation expendiutre forecast ($ millions)"]
[null,null,null,null,null,null,null,null,null,null,null,null,null,null,null,null,null,null,null,null,null,null,null,null,null,null,null,null,null,null,null,null,null,null,null,null,null,null,null,null,null,null,null,null,null,null,null,null,null,null,1,2,3,4,5,6,7,8,9,10,11,12,13,14,15,16,17,18,19,20,0,1,2,3,4,5,6,7,8,9,10,11,12,13,14,15,16,17,18,19,20,0,1,2,3,4,5,6,7,8,9,10,11,12,13,14,15,16,17,18,19,20,1,2,3,4,5,6,7,8,9,10,11,12,13,14,15,16,17,18,19,20]
[null,null,null,null,null,null,null,null,null,null,null,null,null,null,null,null,"DNSP"]
[null,null,null,null,null,null,"Historical",null,null,null,null,null,null,null,null,null,"Forcast",null,null,null,null,null,null,null,null,null,null,null,null,null,null,null,null,null,null,null,null,null,null,null,"Model forecast"]
[null,null,null,null,"year",null,{"$f":"H5-1","v":2004},2005,2006,2007,2008,2009,2010,2011,{"$f":"P5-1","v":2012},{"$f":"IF(Tables!B19=1,Now,Now-1)","v":2013},{"$f":"P5+1","v":2014},{"$f":"Q5+1","v":2015},2016,2017,2018,2019,2020,2021,2022,2023,{"$f":"Z5+1","v":2024},2025,2026,2027,2028,2029,2030,2031,2032,2033,null,null,null,null,{"$f":"G5","v":2004},2005,2006,2007,2008,2009,2010,2011,2012,2013,2014,2015,2016,2017,2018,2019,2020,2021,2022,2023,2024,2025,2026,2027,2028,2029,2030,2031,2032,2033,{"$f":"AX5","v":2013},{"$f":"AY5","v":2014},2015,2016,2017,2018,2019,2020,2021,2022,2023,2024,2025,2026,2027,2028,2029,2030,2031,2032,2033,{"$f":"BS5","v":2013},{"$f":"BT5","v":2014},2015,2016,2017,2018,2019,2020,2021,2022,2023,2024,2025,2026,2027,2028,2029,2030,2031,2032,2033,{"$f":"AY5","v":2014},{"$f":"AZ5","v":2015},2016,2017,2018,2019,2020,2021,2022,2023,2024,2025,2026,2027,2028,2029,2030,2031,2032,2033]
[1,null,null,{"$f":"VLOOKUP(A6,IDtable,2)","v":"Subtransmission Lines"},{"$f":"D6","v":"Subtransmission Lines"},null,null,null,null,null,null,null,null,null,null,null,null,null,null,null,null,null,null,null,null,null,null,null,null,null,null,null,null,null,null,null,null,null,null,{"$f":"D6 & \" (mod)\"","v":"Subtransmission Lines (mod)"},null,null,null,null,null,null,null,null,null,null,{"$f":"SUMIF($A$21:$A$205,$A6,AY$21:AY$205)","v":529.12144798185636},393.96642334605008,349.54778036154619,357.49917634378619,387.59772775399745,420.18029226442013,443.49714910531668,451.9321899149549,446.03440326428182,432.05030422897471,418.80778388344436,412.75944330832897,414.55403190072661,419.50252927494932,420.85438260784332,412.10813468724308,{"$f":"SUMIF($A$21:$A$205,$A6,BO$21:BO$205)","v":385.66950144650377},333.68839601875186,253.93854477063331,157.83886930114048,{"$f":"SUM(IF($A$21:$A$205=$A6,CN$21:CN$205))/('Utilisation profile summary'!$H6*1000+0.000001)","v":66.569238728858423},{"$f":"SUM(IF($A$21:$A$205=$A6,CO$21:CO$205))/('Utilisation profile summary'!$H6*1000+0.000001)","v":64.143628522417401},{"$f":"SUM(IF($A$21:$A$205=$A6,CP$21:CP$205))/('Utilisation profile summary'!$H6*1000+0.000001)","v":63.14120688892254},{"$f":"SUM(IF($A$21:$A$205=$A6,CQ$21:CQ$205))/('Utilisation profile summary'!$H6*1000+0.000001)","v":62.585691493048721},{"$f":"SUM(IF($A$21:$A$205=$A6,CR$21:CR$205))/('Utilisation profile summary'!$H6*1000+0.000001)","v":62.110641300929998},{"$f":"SUM(IF($A$21:$A$205=$A6,CS$21:CS$205))/('Utilisation profile summary'!$H6*1000+0.000001)","v":61.600688837407141},{"$f":"SUM(IF($A$21:$A$205=$A6,CT$21:CT$205))/('Utilisation profile summary'!$H6*1000+0.000001)","v":61.057297020314508},{"$f":"SUM(IF($A$21:$A$205=$A6,CU$21:CU$205))/('Utilisation profile summary'!$H6*1000+0.000001)","v":60.525677418976883},{"$f":"SUM(IF($A$21:$A$205=$A6,CV$21:CV$205))/('Utilisation profile summary'!$H6*1000+0.000001)","v":60.05672616214072},{"$f":"SUM(IF($A$21:$A$205=$A6,CW$21:CW$205))/('Utilisation profile summary'!$H6*1000+0.000001)","v":59.688545925305199},{"$f":"SUM(IF($A$21:$A$205=$A6,CX$21:CX$205))/('Utilisation profile summary'!$H6*1000+0.000001)","v":59.437692255883249},{"$f":"SUM(IF($A$21:$A$205=$A6,CY$21:CY$205))/('Utilisation profile summary'!$H6*1000+0.000001)","v":59.297639500115174},{"$f":"SUM(IF($A$21:$A$205=$A6,CZ$21:CZ$205))/('Utilisation profile summary'!$H6*1000+0.000001)","v":59.245689544237138},{"$f":"SUM(IF($A$21:$A$205=$A6,DA$21:DA$205))/('Utilisation profile summary'!$H6*1000+0.000001)","v":59.257067925833837},{"$f":"SUM(IF($A$21:$A$205=$A6,DB$21:DB$205))/('Utilisation profile summary'!$H6*1000+0.000001)","v":59.319119387296062},{"$f":"SUM(IF($A$21:$A$205=$A6,DC$21:DC$205))/('Utilisation profile summary'!$H6*1000+0.000001)","v":59.437437296111398},{"$f":"SUM(IF($A$21:$A$205=$A6,DD$21:DD$205))/('Utilisation profile summary'!$H6*1000+0.000001)","v":59.634810744160795},{"$f":"SUM(IF($A$21:$A$205=$A6,DE$21:DE$205))/('Utilisation profile summary'!$H6*1000+0.000001)","v":59.952663910291108},{"$f":"SUM(IF($A$21:$A$205=$A6,DF$21:DF$205))/('Utilisation profile summary'!$H6*1000+0.000001)","v":60.450776957756318},{"$f":"SUM(IF($A$21:$A$205=$A6,DG$21:DG$205))/('Utilisation profile summary'!$H6*1000+0.000001)","v":61.196474712402093},{"$f":"SUM(IF($A$21:$A$205=$A6,DH$21:DH$205))/('Utilisation profile summary'!$H6*1000+0.000001)","v":62.238684143463665},{"$f":"'Utilisation profile summary'!$O6-'aug forecast'!BS6","v":46.837183792717767},{"$f":"'Utilisation profile summary'!$O6-'aug forecast'!BT6","v":49.262793999158788},{"$f":"'Utilisation profile summary'!$O6-'aug forecast'!BU6","v":50.26521563265365},{"$f":"'Utilisation profile summary'!$O6-'aug forecast'!BV6","v":50.820731028527469},{"$f":"'Utilisation profile summary'!$O6-'aug forecast'!BW6","v":51.295781220646191},{"$f":"'Utilisation profile summary'!$O6-'aug forecast'!BX6","v":51.805733684169049},{"$f":"'Utilisation profile summary'!$O6-'aug forecast'!BY6","v":52.349125501261682},{"$f":"'Utilisation profile summary'!$O6-'aug forecast'!BZ6","v":52.880745102599306},{"$f":"'Utilisation profile summary'!$O6-'aug forecast'!CA6","v":53.34969635943547},{"$f":"'Utilisation profile summary'!$O6-'aug forecast'!CB6","v":53.71787659627099},{"$f":"'Utilisation profile summary'!$O6-'aug forecast'!CC6","v":53.96873026569294},{"$f":"'Utilisation profile summary'!$O6-'aug forecast'!CD6","v":54.108783021461015},{"$f":"'Utilisation profile summary'!$O6-'aug forecast'!CE6","v":54.160732977339052},{"$f":"'Utilisation profile summary'!$O6-'aug forecast'!CF6","v":54.149354595742352},{"$f":"'Utilisation profile summary'!$O6-'aug forecast'!CG6","v":54.087303134280127},{"$f":"'Utilisation profile summary'!$O6-'aug forecast'!CH6","v":53.968985225464792},{"$f":"'Utilisation profile summary'!$O6-'aug forecast'!CI6","v":53.771611777415394},{"$f":"'Utilisation profile summary'!$O6-'aug forecast'!CJ6","v":53.453758611285082},{"$f":"'Utilisation profile summary'!$O6-'aug forecast'!CK6","v":52.955645563819871},{"$f":"'Utilisation profile summary'!$O6-'aug forecast'!CL6","v":52.209947809174096},{"$f":"'Utilisation profile summary'!$O6-'aug forecast'!CM6","v":51.167738378112524},{"$f":"SUMIF($A$21:$A$205,$A6,DI$21:DI$205)","v":37.975576054181062},28.275364624955891,25.087394148016568,25.658073798240874,27.818276966263557,30.156760241370268,31.83023440062658,32.435625724316637,32.01233567179991,31.008682883786832,30.058253940774165,29.624158482372415,29.752957902309923,30.108116513070222,30.205140380186595,29.57741341057627,{"$f":"SUMIF($A$21:$A$205,$A6,DY$21:DY$205)","v":27.67988623372155},23.949150256034084,18.225423590003338,11.328253670898143]
[2,null,null,"HV Feeders","HV Feeders",null,null,null,null,null,null,null,null,null,null,null,null,null,null,null,null,null,null,null,null,null,null,null,null,null,null,null,null,null,null,null,null,null,null,{"$f":"D7 & \" (mod)\"","v":"HV Feeders (mod)"},null,null,null,null,null,null,null,null,null,null,254.27420994524454,229.87723117797276,211.55240005405531,197.40395861540088,186.07542979147411,176.67851491210394,168.63985126802038,161.58853594946413,155.28472409084125,149.57267504089302,144.13912762149153,138.80163293476323,133.62183268152876,128.4708612778881,123.21151851060598,117.71009597896543,111.85460780445254,105.57236729456825,98.913350302408702,91.918726735827747,{"$f":"SUM(IF($A$21:$A$205=$A7,CN$21:CN$205))/('Utilisation profile summary'!$H7*1000+0.000001)","v":60.76613874299008},{"$f":"SUM(IF($A$21:$A$205=$A7,CO$21:CO$205))/('Utilisation profile summary'!$H7*1000+0.000001)","v":58.233328178006801},{"$f":"SUM(IF($A$21:$A$205=$A7,CP$21:CP$205))/('Utilisation profile summary'!$H7*1000+0.000001)","v":56.422875077247966},{"$f":"SUM(IF($A$21:$A$205=$A7,CQ$21:CQ$205))/('Utilisation profile summary'!$H7*1000+0.000001)","v":55.0639034362936},{"$f":"SUM(IF($A$21:$A$205=$A7,CR$21:CR$205))/('Utilisation profile summary'!$H7*1000+0.000001)","v":54.00935690381646},{"$f":"SUM(IF($A$21:$A$205=$A7,CS$21:CS$205))/('Utilisation profile summary'!$H7*1000+0.000001)","v":53.173270291251654},{"$f":"SUM(IF($A$21:$A$205=$A7,CT$21:CT$205))/('Utilisation profile summary'!$H7*1000+0.000001)","v":52.501926211249874},{"$f":"SUM(IF($A$21:$A$205=$A7,CU$21:CU$205))/('Utilisation profile summary'!$H7*1000+0.000001)","v":51.959713277240652},{"$f":"SUM(IF($A$21:$A$205=$A7,CV$21:CV$205))/('Utilisation profile summary'!$H7*1000+0.000001)","v":51.521777436495128},{"$f":"SUM(IF($A$21:$A$205=$A7,CW$21:CW$205))/('Utilisation profile summary'!$H7*1000+0.000001)","v":51.169983441048046},{"$f":"SUM(IF($A$21:$A$205=$A7,CX$21:CX$205))/('Utilisation profile summary'!$H7*1000+0.000001)","v":50.890590243692479},{"$f":"SUM(IF($A$21:$A$205=$A7,CY$21:CY$205))/('Utilisation profile summary'!$H7*1000+0.000001)","v":50.674620720649934},{"$f":"SUM(IF($A$21:$A$205=$A7,CZ$21:CZ$205))/('Utilisation profile summary'!$H7*1000+0.000001)","v":50.516042299569527},{"$f":"SUM(IF($A$21:$A$205=$A7,DA$21:DA$205))/('Utilisation profile summary'!$H7*1000+0.000001)","v":50.409326174753176},{"$f":"SUM(IF($A$21:$A$205=$A7,DB$21:DB$205))/('Utilisation profile summary'!$H7*1000+0.000001)","v":50.350776722308019},{"$f":"SUM(IF($A$21:$A$205=$A7,DC$21:DC$205))/('Utilisation profile summary'!$H7*1000+0.000001)","v":50.33836045274073},{"$f":"SUM(IF($A$21:$A$205=$A7,DD$21:DD$205))/('Utilisation profile summary'!$H7*1000+0.000001)","v":50.371509223924107},{"$f":"SUM(IF($A$21:$A$205=$A7,DE$21:DE$205))/('Utilisation profile summary'!$H7*1000+0.000001)","v":50.450845366481872},{"$f":"SUM(IF($A$21:$A$205=$A7,DF$21:DF$205))/('Utilisation profile summary'!$H7*1000+0.000001)","v":50.577830375206382},{"$f":"SUM(IF($A$21:$A$205=$A7,DG$21:DG$205))/('Utilisation profile summary'!$H7*1000+0.000001)","v":50.753813042475706},{"$f":"SUM(IF($A$21:$A$205=$A7,DH$21:DH$205))/('Utilisation profile summary'!$H7*1000+0.000001)","v":50.980109012364416},{"$f":"'Utilisation profile summary'!$O7-'aug forecast'!BS7","v":24.495954097044475},{"$f":"'Utilisation profile summary'!$O7-'aug forecast'!BT7","v":27.028764662027754},{"$f":"'Utilisation profile summary'!$O7-'aug forecast'!BU7","v":28.839217762786589},{"$f":"'Utilisation profile summary'!$O7-'aug forecast'!BV7","v":30.198189403740955},{"$f":"'Utilisation profile summary'!$O7-'aug forecast'!BW7","v":31.252735936218095},{"$f":"'Utilisation profile summary'!$O7-'aug forecast'!BX7","v":32.0888225487829},{"$f":"'Utilisation profile summary'!$O7-'aug forecast'!BY7","v":32.760166628784681},{"$f":"'Utilisation profile summary'!$O7-'aug forecast'!BZ7","v":33.302379562793902},{"$f":"'Utilisation profile summary'!$O7-'aug forecast'!CA7","v":33.740315403539427},{"$f":"'Utilisation profile summary'!$O7-'aug forecast'!CB7","v":34.092109398986508},{"$f":"'Utilisation profile summary'!$O7-'aug forecast'!CC7","v":34.371502596342076},{"$f":"'Utilisation profile summary'!$O7-'aug forecast'!CD7","v":34.587472119384621},{"$f":"'Utilisation profile summary'!$O7-'aug forecast'!CE7","v":34.746050540465028},{"$f":"'Utilisation profile summary'!$O7-'aug forecast'!CF7","v":34.852766665281379},{"$f":"'Utilisation profile summary'!$O7-'aug forecast'!CG7","v":34.911316117726535},{"$f":"'Utilisation profile summary'!$O7-'aug forecast'!CH7","v":34.923732387293825},{"$f":"'Utilisation profile summary'!$O7-'aug forecast'!CI7","v":34.890583616110447},{"$f":"'Utilisation profile summary'!$O7-'aug forecast'!CJ7","v":34.811247473552683},{"$f":"'Utilisation profile summary'!$O7-'aug forecast'!CK7","v":34.684262464828173},{"$f":"'Utilisation profile summary'!$O7-'aug forecast'!CL7","v":34.508279797558849},{"$f":"'Utilisation profile summary'!$O7-'aug forecast'!CM7","v":34.281983827670139},33.590712657292173,30.267007439887223,27.78025007367679,25.868041598662849,24.343563290108062,23.083350500929612,22.007104314233263,21.062775147665697,20.216797665053264,19.447519581742554,18.718008215813683,18.006483363380003,17.318088415481348,16.637635847528411,15.949181917871712,15.237280027912869,14.488967861085245,13.695671943848808,12.862155016341157,11.992085851487541]
[3,null,null,"Zone Substation","Zone Substation",null,null,null,null,null,null,null,null,null,null,null,null,null,null,null,null,null,null,null,null,null,null,null,null,null,null,null,null,null,null,null,null,null,null,"Zone Substation (mod)",null,null,null,null,null,null,null,null,null,null,59.46290812411447,61.823315231181283,64.169085286721256,66.495754981609338,68.801592469762397,71.088079672254409,73.360405763483129,75.627957824999413,77.904638389298952,80.208730080166418,78.889366561100772,73.297033695518635,66.976041455547389,60.099833853272131,52.909001378125154,45.689744234231107,38.73273224649887,32.282392342028267,26.502469538016314,21.475301244365404,{"$f":"SUM(IF($A$21:$A$205=$A8,CN$21:CN$205))/('Utilisation profile summary'!$H8*1000+0.000001)","v":68.559894081920078},{"$f":"SUM(IF($A$21:$A$205=$A8,CO$21:CO$205))/('Utilisation profile summary'!$H8*1000+0.000001)","v":68.959135583459826},{"$f":"SUM(IF($A$21:$A$205=$A8,CP$21:CP$205))/('Utilisation profile summary'!$H8*1000+0.000001)","v":69.336665696696244},{"$f":"SUM(IF($A$21:$A$205=$A8,CQ$21:CQ$205))/('Utilisation profile summary'!$H8*1000+0.000001)","v":69.695168572478778},{"$f":"SUM(IF($A$21:$A$205=$A8,CR$21:CR$205))/('Utilisation profile summary'!$H8*1000+0.000001)","v":70.037417010792538},{"$f":"SUM(IF($A$21:$A$205=$A8,CS$21:CS$205))/('Utilisation profile summary'!$H8*1000+0.000001)","v":70.366160964017922},{"$f":"SUM(IF($A$21:$A$205=$A8,CT$21:CT$205))/('Utilisation profile summary'!$H8*1000+0.000001)","v":70.684015883327802},{"$f":"SUM(IF($A$21:$A$205=$A8,CU$21:CU$205))/('Utilisation profile summary'!$H8*1000+0.000001)","v":70.993354219922182},{"$f":"SUM(IF($A$21:$A$205=$A8,CV$21:CV$205))/('Utilisation profile summary'!$H8*1000+0.000001)","v":71.296202757832376},{"$f":"SUM(IF($A$21:$A$205=$A8,CW$21:CW$205))/('Utilisation profile summary'!$H8*1000+0.000001)","v":71.594151344748809},{"$f":"SUM(IF($A$21:$A$205=$A8,CX$21:CX$205))/('Utilisation profile summary'!$H8*1000+0.000001)","v":71.888283330009543},{"$f":"SUM(IF($A$21:$A$205=$A8,CY$21:CY$205))/('Utilisation profile summary'!$H8*1000+0.000001)","v":72.263181814005279},{"$f":"SUM(IF($A$21:$A$205=$A8,CZ$21:CZ$205))/('Utilisation profile summary'!$H8*1000+0.000001)","v":72.811666566382868},{"$f":"SUM(IF($A$21:$A$205=$A8,DA$21:DA$205))/('Utilisation profile summary'!$H8*1000+0.000001)","v":73.543216905190363},{"$f":"SUM(IF($A$21:$A$205=$A8,DB$21:DB$205))/('Utilisation profile summary'!$H8*1000+0.000001)","v":74.465363773767194},{"$f":"SUM(IF($A$21:$A$205=$A8,DC$21:DC$205))/('Utilisation profile summary'!$H8*1000+0.000001)","v":75.582666935582253},{"$f":"SUM(IF($A$21:$A$205=$A8,DD$21:DD$205))/('Utilisation profile summary'!$H8*1000+0.000001)","v":76.895914440160553},{"$f":"SUM(IF($A$21:$A$205=$A8,DE$21:DE$205))/('Utilisation profile summary'!$H8*1000+0.000001)","v":78.401890540186599},{"$f":"SUM(IF($A$21:$A$205=$A8,DF$21:DF$205))/('Utilisation profile summary'!$H8*1000+0.000001)","v":80.09394132291952},{"$f":"SUM(IF($A$21:$A$205=$A8,DG$21:DG$205))/('Utilisation profile summary'!$H8*1000+0.000001)","v":81.963110564240836},{"$f":"SUM(IF($A$21:$A$205=$A8,DH$21:DH$205))/('Utilisation profile summary'!$H8*1000+0.000001)","v":83.999269492767937},{"$f":"'Utilisation profile summary'!$O8-'aug forecast'!BS8","v":12.498171860878884},{"$f":"'Utilisation profile summary'!$O8-'aug forecast'!BT8","v":12.098930359339136},{"$f":"'Utilisation profile summary'!$O8-'aug forecast'!BU8","v":11.721400246102718},{"$f":"'Utilisation profile summary'!$O8-'aug forecast'!BV8","v":11.362897370320184},{"$f":"'Utilisation profile summary'!$O8-'aug forecast'!BW8","v":11.020648932006424},{"$f":"'Utilisation profile summary'!$O8-'aug forecast'!BX8","v":10.691904978781039},{"$f":"'Utilisation profile summary'!$O8-'aug forecast'!BY8","v":10.374050059471159},{"$f":"'Utilisation profile summary'!$O8-'aug forecast'!BZ8","v":10.06471172287678},{"$f":"'Utilisation profile summary'!$O8-'aug forecast'!CA8","v":9.761863184966586},{"$f":"'Utilisation profile summary'!$O8-'aug forecast'!CB8","v":9.4639145980501524},{"$f":"'Utilisation profile summary'!$O8-'aug forecast'!CC8","v":9.1697826127894189},{"$f":"'Utilisation profile summary'!$O8-'aug forecast'!CD8","v":8.794884128793683},{"$f":"'Utilisation profile summary'!$O8-'aug forecast'!CE8","v":8.2463993764160932},{"$f":"'Utilisation profile summary'!$O8-'aug forecast'!CF8","v":7.5148490376085988},{"$f":"'Utilisation profile summary'!$O8-'aug forecast'!CG8","v":6.5927021690317673},{"$f":"'Utilisation profile summary'!$O8-'aug forecast'!CH8","v":5.4753990072167085},{"$f":"'Utilisation profile summary'!$O8-'aug forecast'!CI8","v":4.1621515026384088},{"$f":"'Utilisation profile summary'!$O8-'aug forecast'!CJ8","v":2.6561754026123623},{"$f":"'Utilisation profile summary'!$O8-'aug forecast'!CK8","v":0.96412461987944198},{"$f":"'Utilisation profile summary'!$O8-'aug forecast'!CL8","v":-0.90504462144187414},{"$f":"'Utilisation profile summary'!$O8-'aug forecast'!CM8","v":-2.941203549968975},13.787329104736417,14.334623386717411,14.878523858121524,15.41799563663734,15.952637168882081,16.482792059536365,17.009663493198126,17.535427999518497,18.06330908028967,18.597545824365017,18.291632447101783,16.994969769250915,15.529356952281638,13.935009480960897,12.267711715016755,10.59382328146028,8.980740153062758,7.4851362227147149,6.144978123945803,4.9793569675638985]
[4,null,null,"Distribution Substations and LV Feeders","Distribution Substations and LV Feeders",null,null,null,null,null,null,null,null,null,null,null,null,null,null,null,null,null,null,null,null,null,null,null,null,null,null,null,null,null,null,null,null,null,null,"Distribution Substations and LV Feeders (mod)",null,null,null,null,null,null,null,null,null,null,36.26655349153134,35.906057976225398,35.387172046875015,34.74632983097969,34.023623014785663,33.260630584585094,32.498179209407908,31.774219672690482,31.121996307257895,30.568658039053826,30.117166030680423,29.770128802946811,29.543371454207616,29.430716148358151,29.419270809798416,29.490499257121996,29.621383159110479,29.785565931038381,29.954401099986132,30.097867025318788,{"$f":"SUM(IF($A$21:$A$205=$A9,CN$21:CN$205))/('Utilisation profile summary'!$H9*1000+0.000001)","v":72.711374421707802},{"$f":"SUM(IF($A$21:$A$205=$A9,CO$21:CO$205))/('Utilisation profile summary'!$H9*1000+0.000001)","v":72.916724710163393},{"$f":"SUM(IF($A$21:$A$205=$A9,CP$21:CP$205))/('Utilisation profile summary'!$H9*1000+0.000001)","v":73.141113018792197},{"$f":"SUM(IF($A$21:$A$205=$A9,CQ$21:CQ$205))/('Utilisation profile summary'!$H9*1000+0.000001)","v":73.387862558774472},{"$f":"SUM(IF($A$21:$A$205=$A9,CR$21:CR$205))/('Utilisation profile summary'!$H9*1000+0.000001)","v":73.659382199110539},{"$f":"SUM(IF($A$21:$A$205=$A9,CS$21:CS$205))/('Utilisation profile summary'!$H9*1000+0.000001)","v":73.957131909977832},{"$f":"SUM(IF($A$21:$A$205=$A9,CT$21:CT$205))/('Utilisation profile summary'!$H9*1000+0.000001)","v":74.281632016998927},{"$f":"SUM(IF($A$21:$A$205=$A9,CU$21:CU$205))/('Utilisation profile summary'!$H9*1000+0.000001)","v":74.632514240608259},{"$f":"SUM(IF($A$21:$A$205=$A9,CV$21:CV$205))/('Utilisation profile summary'!$H9*1000+0.000001)","v":75.008610065044593},{"$f":"SUM(IF($A$21:$A$205=$A9,CW$21:CW$205))/('Utilisation profile summary'!$H9*1000+0.000001)","v":75.408069721062787},{"$f":"SUM(IF($A$21:$A$205=$A9,CX$21:CX$205))/('Utilisation profile summary'!$H9*1000+0.000001)","v":75.828503135409122},{"$f":"SUM(IF($A$21:$A$205=$A9,CY$21:CY$205))/('Utilisation profile summary'!$H9*1000+0.000001)","v":76.267516891636618},{"$f":"SUM(IF($A$21:$A$205=$A9,CZ$21:CZ$205))/('Utilisation profile summary'!$H9*1000+0.000001)","v":76.722711156446763},{"$f":"SUM(IF($A$21:$A$205=$A9,DA$21:DA$205))/('Utilisation profile summary'!$H9*1000+0.000001)","v":77.191377598927076},{"$f":"SUM(IF($A$21:$A$205=$A9,DB$21:DB$205))/('Utilisation profile summary'!$H9*1000+0.000001)","v":77.670981476087164},{"$f":"SUM(IF($A$21:$A$205=$A9,DC$21:DC$205))/('Utilisation profile summary'!$H9*1000+0.000001)","v":78.159301453595361},{"$f":"SUM(IF($A$21:$A$205=$A9,DD$21:DD$205))/('Utilisation profile summary'!$H9*1000+0.000001)","v":78.654546410245231},{"$f":"SUM(IF($A$21:$A$205=$A9,DE$21:DE$205))/('Utilisation profile summary'!$H9*1000+0.000001)","v":79.155447236550387},{"$f":"SUM(IF($A$21:$A$205=$A9,DF$21:DF$205))/('Utilisation profile summary'!$H9*1000+0.000001)","v":79.661323843454397},{"$f":"SUM(IF($A$21:$A$205=$A9,DG$21:DG$205))/('Utilisation profile summary'!$H9*1000+0.000001)","v":80.172129290380056},{"$f":"SUM(IF($A$21:$A$205=$A9,DH$21:DH$205))/('Utilisation profile summary'!$H9*1000+0.000001)","v":80.688473930061534},{"$f":"'Utilisation profile summary'!$O9-'aug forecast'!BS9","v":64.288625577881987},{"$f":"'Utilisation profile summary'!$O9-'aug forecast'!BT9","v":64.083275289426396},{"$f":"'Utilisation profile summary'!$O9-'aug forecast'!BU9","v":63.858886980797593},{"$f":"'Utilisation profile summary'!$O9-'aug forecast'!BV9","v":63.612137440815317},{"$f":"'Utilisation profile summary'!$O9-'aug forecast'!BW9","v":63.340617800479251},{"$f":"'Utilisation profile summary'!$O9-'aug forecast'!BX9","v":63.042868089611957},{"$f":"'Utilisation profile summary'!$O9-'aug forecast'!BY9","v":62.718367982590863},{"$f":"'Utilisation profile summary'!$O9-'aug forecast'!BZ9","v":62.36748575898153},{"$f":"'Utilisation profile summary'!$O9-'aug forecast'!CA9","v":61.991389934545197},{"$f":"'Utilisation profile summary'!$O9-'aug forecast'!CB9","v":61.591930278527002},{"$f":"'Utilisation profile summary'!$O9-'aug forecast'!CC9","v":61.171496864180668},{"$f":"'Utilisation profile summary'!$O9-'aug forecast'!CD9","v":60.732483107953172},{"$f":"'Utilisation profile summary'!$O9-'aug forecast'!CE9","v":60.277288843143026},{"$f":"'Utilisation profile summary'!$O9-'aug forecast'!CF9","v":59.808622400662713},{"$f":"'Utilisation profile summary'!$O9-'aug forecast'!CG9","v":59.329018523502626},{"$f":"'Utilisation profile summary'!$O9-'aug forecast'!CH9","v":58.840698545994428},{"$f":"'Utilisation profile summary'!$O9-'aug forecast'!CI9","v":58.345453589344558},{"$f":"'Utilisation profile summary'!$O9-'aug forecast'!CJ9","v":57.844552763039403},{"$f":"'Utilisation profile summary'!$O9-'aug forecast'!CK9","v":57.338676156135392},{"$f":"'Utilisation profile summary'!$O9-'aug forecast'!CL9","v":56.827870709209733},{"$f":"'Utilisation profile summary'!$O9-'aug forecast'!CM9","v":56.311526069528256},3.9530543305769159,3.9137603194085684,3.8572017531093765,3.7873499515767861,3.7085749086116371,3.6254087337197753,3.5423015338254618,3.4633899443232625,3.3922975974911105,3.3319837262568672,3.2827710973441664,3.2449440395212021,3.2202274885086304,3.2079480601710384,3.2067005182680273,3.2144644190262976,3.2287307643430423,3.2466266864831836,3.2650297198984886,3.2806675057597476]
[5,null,null,0,0,null,null,null,null,null,null,null,null,null,null,null,null,null,null,null,null,null,null,null,null,null,null,null,null,null,null,null,null,null,null,null,null,null,null,"0 (mod)",null,null,null,null,null,null,null,null,null,null,0,0,0,0,0,0,0,0,0,0,0,0,0,0,0,0,0,0,0,0,{"$f":"SUM(IF($A$21:$A$205=$A10,CN$21:CN$205))/('Utilisation profile summary'!$H10*1000+0.000001)","v":0},{"$f":"SUM(IF($A$21:$A$205=$A10,CO$21:CO$205))/('Utilisation profile summary'!$H10*1000+0.000001)","v":0},{"$f":"SUM(IF($A$21:$A$205=$A10,CP$21:CP$205))/('Utilisation profile summary'!$H10*1000+0.000001)","v":0},{"$f":"SUM(IF($A$21:$A$205=$A10,CQ$21:CQ$205))/('Utilisation profile summary'!$H10*1000+0.000001)","v":0},{"$f":"SUM(IF($A$21:$A$205=$A10,CR$21:CR$205))/('Utilisation profile summary'!$H10*1000+0.000001)","v":0},{"$f":"SUM(IF($A$21:$A$205=$A10,CS$21:CS$205))/('Utilisation profile summary'!$H10*1000+0.000001)","v":0},{"$f":"SUM(IF($A$21:$A$205=$A10,CT$21:CT$205))/('Utilisation profile summary'!$H10*1000+0.000001)","v":0},{"$f":"SUM(IF($A$21:$A$205=$A10,CU$21:CU$205))/('Utilisation profile summary'!$H10*1000+0.000001)","v":0},{"$f":"SUM(IF($A$21:$A$205=$A10,CV$21:CV$205))/('Utilisation profile summary'!$H10*1000+0.000001)","v":0},{"$f":"SUM(IF($A$21:$A$205=$A10,CW$21:CW$205))/('Utilisation profile summary'!$H10*1000+0.000001)","v":0},{"$f":"SUM(IF($A$21:$A$205=$A10,CX$21:CX$205))/('Utilisation profile summary'!$H10*1000+0.000001)","v":0},{"$f":"SUM(IF($A$21:$A$205=$A10,CY$21:CY$205))/('Utilisation profile summary'!$H10*1000+0.000001)","v":0},{"$f":"SUM(IF($A$21:$A$205=$A10,CZ$21:CZ$205))/('Utilisation profile summary'!$H10*1000+0.000001)","v":0},{"$f":"SUM(IF($A$21:$A$205=$A10,DA$21:DA$205))/('Utilisation profile summary'!$H10*1000+0.000001)","v":0},{"$f":"SUM(IF($A$21:$A$205=$A10,DB$21:DB$205))/('Utilisation profile summary'!$H10*1000+0.000001)","v":0},{"$f":"SUM(IF($A$21:$A$205=$A10,DC$21:DC$205))/('Utilisation profile summary'!$H10*1000+0.000001)","v":0},{"$f":"SUM(IF($A$21:$A$205=$A10,DD$21:DD$205))/('Utilisation profile summary'!$H10*1000+0.000001)","v":0},{"$f":"SUM(IF($A$21:$A$205=$A10,DE$21:DE$205))/('Utilisation profile summary'!$H10*1000+0.000001)","v":0},{"$f":"SUM(IF($A$21:$A$205=$A10,DF$21:DF$205))/('Utilisation profile summary'!$H10*1000+0.000001)","v":0},{"$f":"SUM(IF($A$21:$A$205=$A10,DG$21:DG$205))/('Utilisation profile summary'!$H10*1000+0.000001)","v":0},{"$f":"SUM(IF($A$21:$A$205=$A10,DH$21:DH$205))/('Utilisation profile summary'!$H10*1000+0.000001)","v":0},{"$f":"'Utilisation profile summary'!$O10-'aug forecast'!BS10","v":0},{"$f":"'Utilisation profile summary'!$O10-'aug forecast'!BT10","v":0},{"$f":"'Utilisation profile summary'!$O10-'aug forecast'!BU10","v":0},{"$f":"'Utilisation profile summary'!$O10-'aug forecast'!BV10","v":0},{"$f":"'Utilisation profile summary'!$O10-'aug forecast'!BW10","v":0},{"$f":"'Utilisation profile summary'!$O10-'aug forecast'!BX10","v":0},{"$f":"'Utilisation profile summary'!$O10-'aug forecast'!BY10","v":0},{"$f":"'Utilisation profile summary'!$O10-'aug forecast'!BZ10","v":0},{"$f":"'Utilisation profile summary'!$O10-'aug forecast'!CA10","v":0},{"$f":"'Utilisation profile summary'!$O10-'aug forecast'!CB10","v":0},{"$f":"'Utilisation profile summary'!$O10-'aug forecast'!CC10","v":0},{"$f":"'Utilisation profile summary'!$O10-'aug forecast'!CD10","v":0},{"$f":"'Utilisation profile summary'!$O10-'aug forecast'!CE10","v":0},{"$f":"'Utilisation profile summary'!$O10-'aug forecast'!CF10","v":0},{"$f":"'Utilisation profile summary'!$O10-'aug forecast'!CG10","v":0},{"$f":"'Utilisation profile summary'!$O10-'aug forecast'!CH10","v":0},{"$f":"'Utilisation profile summary'!$O10-'aug forecast'!CI10","v":0},{"$f":"'Utilisation profile summary'!$O10-'aug forecast'!CJ10","v":0},{"$f":"'Utilisation profile summary'!$O10-'aug forecast'!CK10","v":0},{"$f":"'Utilisation profile summary'!$O10-'aug forecast'!CL10","v":0},{"$f":"'Utilisation profile summary'!$O10-'aug forecast'!CM10","v":0},0,0,0,0,0,0,0,0,0,0,0,0,0,0,0,0,0,0,0,0]
[6,null,null,0,0,null,null,null,null,null,null,null,null,null,null,null,null,null,null,null,null,null,null,null,null,null,null,null,null,null,null,null,null,null,null,null,null,null,null,"0 (mod)",null,null,null,null,null,null,null,null,null,null,0,0,0,0,0,0,0,0,0,0,0,0,0,0,0,0,0,0,0,0,{"$f":"SUM(IF($A$21:$A$205=$A11,CN$21:CN$205))/('Utilisation profile summary'!$H11*1000+0.000001)","v":0},{"$f":"SUM(IF($A$21:$A$205=$A11,CO$21:CO$205))/('Utilisation profile summary'!$H11*1000+0.000001)","v":0},{"$f":"SUM(IF($A$21:$A$205=$A11,CP$21:CP$205))/('Utilisation profile summary'!$H11*1000+0.000001)","v":0},{"$f":"SUM(IF($A$21:$A$205=$A11,CQ$21:CQ$205))/('Utilisation profile summary'!$H11*1000+0.000001)","v":0},{"$f":"SUM(IF($A$21:$A$205=$A11,CR$21:CR$205))/('Utilisation profile summary'!$H11*1000+0.000001)","v":0},{"$f":"SUM(IF($A$21:$A$205=$A11,CS$21:CS$205))/('Utilisation profile summary'!$H11*1000+0.000001)","v":0},{"$f":"SUM(IF($A$21:$A$205=$A11,CT$21:CT$205))/('Utilisation profile summary'!$H11*1000+0.000001)","v":0},{"$f":"SUM(IF($A$21:$A$205=$A11,CU$21:CU$205))/('Utilisation profile summary'!$H11*1000+0.000001)","v":0},{"$f":"SUM(IF($A$21:$A$205=$A11,CV$21:CV$205))/('Utilisation profile summary'!$H11*1000+0.000001)","v":0},{"$f":"SUM(IF($A$21:$A$205=$A11,CW$21:CW$205))/('Utilisation profile summary'!$H11*1000+0.000001)","v":0},{"$f":"SUM(IF($A$21:$A$205=$A11,CX$21:CX$205))/('Utilisation profile summary'!$H11*1000+0.000001)","v":0},{"$f":"SUM(IF($A$21:$A$205=$A11,CY$21:CY$205))/('Utilisation profile summary'!$H11*1000+0.000001)","v":0},{"$f":"SUM(IF($A$21:$A$205=$A11,CZ$21:CZ$205))/('Utilisation profile summary'!$H11*1000+0.000001)","v":0},{"$f":"SUM(IF($A$21:$A$205=$A11,DA$21:DA$205))/('Utilisation profile summary'!$H11*1000+0.000001)","v":0},{"$f":"SUM(IF($A$21:$A$205=$A11,DB$21:DB$205))/('Utilisation profile summary'!$H11*1000+0.000001)","v":0},{"$f":"SUM(IF($A$21:$A$205=$A11,DC$21:DC$205))/('Utilisation profile summary'!$H11*1000+0.000001)","v":0},{"$f":"SUM(IF($A$21:$A$205=$A11,DD$21:DD$205))/('Utilisation profile summary'!$H11*1000+0.000001)","v":0},{"$f":"SUM(IF($A$21:$A$205=$A11,DE$21:DE$205))/('Utilisation profile summary'!$H11*1000+0.000001)","v":0},{"$f":"SUM(IF($A$21:$A$205=$A11,DF$21:DF$205))/('Utilisation profile summary'!$H11*1000+0.000001)","v":0},{"$f":"SUM(IF($A$21:$A$205=$A11,DG$21:DG$205))/('Utilisation profile summary'!$H11*1000+0.000001)","v":0},{"$f":"SUM(IF($A$21:$A$205=$A11,DH$21:DH$205))/('Utilisation profile summary'!$H11*1000+0.000001)","v":0},{"$f":"'Utilisation profile summary'!$O11-'aug forecast'!BS11","v":0},{"$f":"'Utilisation profile summary'!$O11-'aug forecast'!BT11","v":0},{"$f":"'Utilisation profile summary'!$O11-'aug forecast'!BU11","v":0},{"$f":"'Utilisation profile summary'!$O11-'aug forecast'!BV11","v":0},{"$f":"'Utilisation profile summary'!$O11-'aug forecast'!BW11","v":0},{"$f":"'Utilisation profile summary'!$O11-'aug forecast'!BX11","v":0},{"$f":"'Utilisation profile summary'!$O11-'aug forecast'!BY11","v":0},{"$f":"'Utilisation profile summary'!$O11-'aug forecast'!BZ11","v":0},{"$f":"'Utilisation profile summary'!$O11-'aug forecast'!CA11","v":0},{"$f":"'Utilisation profile summary'!$O11-'aug forecast'!CB11","v":0},{"$f":"'Utilisation profile summary'!$O11-'aug forecast'!CC11","v":0},{"$f":"'Utilisation profile summary'!$O11-'aug forecast'!CD11","v":0},{"$f":"'Utilisation profile summary'!$O11-'aug forecast'!CE11","v":0},{"$f":"'Utilisation profile summary'!$O11-'aug forecast'!CF11","v":0},{"$f":"'Utilisation profile summary'!$O11-'aug forecast'!CG11","v":0},{"$f":"'Utilisation profile summary'!$O11-'aug forecast'!CH11","v":0},{"$f":"'Utilisation profile summary'!$O11-'aug forecast'!CI11","v":0},{"$f":"'Utilisation profile summary'!$O11-'aug forecast'!CJ11","v":0},{"$f":"'Utilisation profile summary'!$O11-'aug forecast'!CK11","v":0},{"$f":"'Utilisation profile summary'!$O11-'aug forecast'!CL11","v":0},{"$f":"'Utilisation profile summary'!$O11-'aug forecast'!CM11","v":0},0,0,0,0,0,0,0,0,0,0,0,0,0,0,0,0,0,0,0,0]
[7,null,null,0,0,null,null,null,null,null,null,null,null,null,null,null,null,null,null,null,null,null,null,null,null,null,null,null,null,null,null,null,null,null,null,null,null,null,null,"0 (mod)",null,null,null,null,null,null,null,null,null,null,0,0,0,0,0,0,0,0,0,0,0,0,0,0,0,0,0,0,0,0,{"$f":"SUM(IF($A$21:$A$205=$A12,CN$21:CN$205))/('Utilisation profile summary'!$H12*1000+0.000001)","v":0},{"$f":"SUM(IF($A$21:$A$205=$A12,CO$21:CO$205))/('Utilisation profile summary'!$H12*1000+0.000001)","v":0},{"$f":"SUM(IF($A$21:$A$205=$A12,CP$21:CP$205))/('Utilisation profile summary'!$H12*1000+0.000001)","v":0},{"$f":"SUM(IF($A$21:$A$205=$A12,CQ$21:CQ$205))/('Utilisation profile summary'!$H12*1000+0.000001)","v":0},{"$f":"SUM(IF($A$21:$A$205=$A12,CR$21:CR$205))/('Utilisation profile summary'!$H12*1000+0.000001)","v":0},{"$f":"SUM(IF($A$21:$A$205=$A12,CS$21:CS$205))/('Utilisation profile summary'!$H12*1000+0.000001)","v":0},{"$f":"SUM(IF($A$21:$A$205=$A12,CT$21:CT$205))/('Utilisation profile summary'!$H12*1000+0.000001)","v":0},{"$f":"SUM(IF($A$21:$A$205=$A12,CU$21:CU$205))/('Utilisation profile summary'!$H12*1000+0.000001)","v":0},{"$f":"SUM(IF($A$21:$A$205=$A12,CV$21:CV$205))/('Utilisation profile summary'!$H12*1000+0.000001)","v":0},{"$f":"SUM(IF($A$21:$A$205=$A12,CW$21:CW$205))/('Utilisation profile summary'!$H12*1000+0.000001)","v":0},{"$f":"SUM(IF($A$21:$A$205=$A12,CX$21:CX$205))/('Utilisation profile summary'!$H12*1000+0.000001)","v":0},{"$f":"SUM(IF($A$21:$A$205=$A12,CY$21:CY$205))/('Utilisation profile summary'!$H12*1000+0.000001)","v":0},{"$f":"SUM(IF($A$21:$A$205=$A12,CZ$21:CZ$205))/('Utilisation profile summary'!$H12*1000+0.000001)","v":0},{"$f":"SUM(IF($A$21:$A$205=$A12,DA$21:DA$205))/('Utilisation profile summary'!$H12*1000+0.000001)","v":0},{"$f":"SUM(IF($A$21:$A$205=$A12,DB$21:DB$205))/('Utilisation profile summary'!$H12*1000+0.000001)","v":0},{"$f":"SUM(IF($A$21:$A$205=$A12,DC$21:DC$205))/('Utilisation profile summary'!$H12*1000+0.000001)","v":0},{"$f":"SUM(IF($A$21:$A$205=$A12,DD$21:DD$205))/('Utilisation profile summary'!$H12*1000+0.000001)","v":0},{"$f":"SUM(IF($A$21:$A$205=$A12,DE$21:DE$205))/('Utilisation profile summary'!$H12*1000+0.000001)","v":0},{"$f":"SUM(IF($A$21:$A$205=$A12,DF$21:DF$205))/('Utilisation profile summary'!$H12*1000+0.000001)","v":0},{"$f":"SUM(IF($A$21:$A$205=$A12,DG$21:DG$205))/('Utilisation profile summary'!$H12*1000+0.000001)","v":0},{"$f":"SUM(IF($A$21:$A$205=$A12,DH$21:DH$205))/('Utilisation profile summary'!$H12*1000+0.000001)","v":0},{"$f":"'Utilisation profile summary'!$O12-'aug forecast'!BS12","v":0},{"$f":"'Utilisation profile summary'!$O12-'aug forecast'!BT12","v":0},{"$f":"'Utilisation profile summary'!$O12-'aug forecast'!BU12","v":0},{"$f":"'Utilisation profile summary'!$O12-'aug forecast'!BV12","v":0},{"$f":"'Utilisation profile summary'!$O12-'aug forecast'!BW12","v":0},{"$f":"'Utilisation profile summary'!$O12-'aug forecast'!BX12","v":0},{"$f":"'Utilisation profile summary'!$O12-'aug forecast'!BY12","v":0},{"$f":"'Utilisation profile summary'!$O12-'aug forecast'!BZ12","v":0},{"$f":"'Utilisation profile summary'!$O12-'aug forecast'!CA12","v":0},{"$f":"'Utilisation profile summary'!$O12-'aug forecast'!CB12","v":0},{"$f":"'Utilisation profile summary'!$O12-'aug forecast'!CC12","v":0},{"$f":"'Utilisation profile summary'!$O12-'aug forecast'!CD12","v":0},{"$f":"'Utilisation profile summary'!$O12-'aug forecast'!CE12","v":0},{"$f":"'Utilisation profile summary'!$O12-'aug forecast'!CF12","v":0},{"$f":"'Utilisation profile summary'!$O12-'aug forecast'!CG12","v":0},{"$f":"'Utilisation profile summary'!$O12-'aug forecast'!CH12","v":0},{"$f":"'Utilisation profile summary'!$O12-'aug forecast'!CI12","v":0},{"$f":"'Utilisation profile summary'!$O12-'aug forecast'!CJ12","v":0},{"$f":"'Utilisation profile summary'!$O12-'aug forecast'!CK12","v":0},{"$f":"'Utilisation profile summary'!$O12-'aug forecast'!CL12","v":0},{"$f":"'Utilisation profile summary'!$O12-'aug forecast'!CM12","v":0},0,0,0,0,0,0,0,0,0,0,0,0,0,0,0,0,0,0,0,0]
[8,null,null,0,0,null,null,null,null,null,null,null,null,null,null,null,null,null,null,null,null,null,null,null,null,null,null,null,null,null,null,null,null,null,null,null,null,null,null,"0 (mod)",null,null,null,null,null,null,null,null,null,null,0,0,0,0,0,0,0,0,0,0,0,0,0,0,0,0,0,0,0,0,{"$f":"SUM(IF($A$21:$A$205=$A13,CN$21:CN$205))/('Utilisation profile summary'!$H13*1000+0.000001)","v":0},{"$f":"SUM(IF($A$21:$A$205=$A13,CO$21:CO$205))/('Utilisation profile summary'!$H13*1000+0.000001)","v":0},{"$f":"SUM(IF($A$21:$A$205=$A13,CP$21:CP$205))/('Utilisation profile summary'!$H13*1000+0.000001)","v":0},{"$f":"SUM(IF($A$21:$A$205=$A13,CQ$21:CQ$205))/('Utilisation profile summary'!$H13*1000+0.000001)","v":0},{"$f":"SUM(IF($A$21:$A$205=$A13,CR$21:CR$205))/('Utilisation profile summary'!$H13*1000+0.000001)","v":0},{"$f":"SUM(IF($A$21:$A$205=$A13,CS$21:CS$205))/('Utilisation profile summary'!$H13*1000+0.000001)","v":0},{"$f":"SUM(IF($A$21:$A$205=$A13,CT$21:CT$205))/('Utilisation profile summary'!$H13*1000+0.000001)","v":0},{"$f":"SUM(IF($A$21:$A$205=$A13,CU$21:CU$205))/('Utilisation profile summary'!$H13*1000+0.000001)","v":0},{"$f":"SUM(IF($A$21:$A$205=$A13,CV$21:CV$205))/('Utilisation profile summary'!$H13*1000+0.000001)","v":0},{"$f":"SUM(IF($A$21:$A$205=$A13,CW$21:CW$205))/('Utilisation profile summary'!$H13*1000+0.000001)","v":0},{"$f":"SUM(IF($A$21:$A$205=$A13,CX$21:CX$205))/('Utilisation profile summary'!$H13*1000+0.000001)","v":0},{"$f":"SUM(IF($A$21:$A$205=$A13,CY$21:CY$205))/('Utilisation profile summary'!$H13*1000+0.000001)","v":0},{"$f":"SUM(IF($A$21:$A$205=$A13,CZ$21:CZ$205))/('Utilisation profile summary'!$H13*1000+0.000001)","v":0},{"$f":"SUM(IF($A$21:$A$205=$A13,DA$21:DA$205))/('Utilisation profile summary'!$H13*1000+0.000001)","v":0},{"$f":"SUM(IF($A$21:$A$205=$A13,DB$21:DB$205))/('Utilisation profile summary'!$H13*1000+0.000001)","v":0},{"$f":"SUM(IF($A$21:$A$205=$A13,DC$21:DC$205))/('Utilisation profile summary'!$H13*1000+0.000001)","v":0},{"$f":"SUM(IF($A$21:$A$205=$A13,DD$21:DD$205))/('Utilisation profile summary'!$H13*1000+0.000001)","v":0},{"$f":"SUM(IF($A$21:$A$205=$A13,DE$21:DE$205))/('Utilisation profile summary'!$H13*1000+0.000001)","v":0},{"$f":"SUM(IF($A$21:$A$205=$A13,DF$21:DF$205))/('Utilisation profile summary'!$H13*1000+0.000001)","v":0},{"$f":"SUM(IF($A$21:$A$205=$A13,DG$21:DG$205))/('Utilisation profile summary'!$H13*1000+0.000001)","v":0},{"$f":"SUM(IF($A$21:$A$205=$A13,DH$21:DH$205))/('Utilisation profile summary'!$H13*1000+0.000001)","v":0},{"$f":"'Utilisation profile summary'!$O13-'aug forecast'!BS13","v":0},{"$f":"'Utilisation profile summary'!$O13-'aug forecast'!BT13","v":0},{"$f":"'Utilisation profile summary'!$O13-'aug forecast'!BU13","v":0},{"$f":"'Utilisation profile summary'!$O13-'aug forecast'!BV13","v":0},{"$f":"'Utilisation profile summary'!$O13-'aug forecast'!BW13","v":0},{"$f":"'Utilisation profile summary'!$O13-'aug forecast'!BX13","v":0},{"$f":"'Utilisation profile summary'!$O13-'aug forecast'!BY13","v":0},{"$f":"'Utilisation profile summary'!$O13-'aug forecast'!BZ13","v":0},{"$f":"'Utilisation profile summary'!$O13-'aug forecast'!CA13","v":0},{"$f":"'Utilisation profile summary'!$O13-'aug forecast'!CB13","v":0},{"$f":"'Utilisation profile summary'!$O13-'aug forecast'!CC13","v":0},{"$f":"'Utilisation profile summary'!$O13-'aug forecast'!CD13","v":0},{"$f":"'Utilisation profile summary'!$O13-'aug forecast'!CE13","v":0},{"$f":"'Utilisation profile summary'!$O13-'aug forecast'!CF13","v":0},{"$f":"'Utilisation profile summary'!$O13-'aug forecast'!CG13","v":0},{"$f":"'Utilisation profile summary'!$O13-'aug forecast'!CH13","v":0},{"$f":"'Utilisation profile summary'!$O13-'aug forecast'!CI13","v":0},{"$f":"'Utilisation profile summary'!$O13-'aug forecast'!CJ13","v":0},{"$f":"'Utilisation profile summary'!$O13-'aug forecast'!CK13","v":0},{"$f":"'Utilisation profile summary'!$O13-'aug forecast'!CL13","v":0},{"$f":"'Utilisation profile summary'!$O13-'aug forecast'!CM13","v":0},0,0,0,0,0,0,0,0,0,0,0,0,0,0,0,0,0,0,0,0]
[9,null,null,{"$f":"VLOOKUP(A14,IDtable,2)","v":0},{"$f":"D14","v":0},null,null,null,null,null,null,null,null,null,null,null,null,null,null,null,null,null,null,null,null,null,null,null,null,null,null,null,null,null,null,null,null,null,null,{"$f":"D14 & \" (mod)\"","v":"0 (mod)"},null,null,null,null,null,null,null,null,null,null,0,0,0,0,0,0,0,0,0,0,0,0,0,0,0,0,0,0,0,0,{"$f":"SUM(IF($A$21:$A$205=$A14,CN$21:CN$205))/('Utilisation profile summary'!$H14*1000+0.000001)","v":0},{"$f":"SUM(IF($A$21:$A$205=$A14,CO$21:CO$205))/('Utilisation profile summary'!$H14*1000+0.000001)","v":0},{"$f":"SUM(IF($A$21:$A$205=$A14,CP$21:CP$205))/('Utilisation profile summary'!$H14*1000+0.000001)","v":0},{"$f":"SUM(IF($A$21:$A$205=$A14,CQ$21:CQ$205))/('Utilisation profile summary'!$H14*1000+0.000001)","v":0},{"$f":"SUM(IF($A$21:$A$205=$A14,CR$21:CR$205))/('Utilisation profile summary'!$H14*1000+0.000001)","v":0},{"$f":"SUM(IF($A$21:$A$205=$A14,CS$21:CS$205))/('Utilisation profile summary'!$H14*1000+0.000001)","v":0},{"$f":"SUM(IF($A$21:$A$205=$A14,CT$21:CT$205))/('Utilisation profile summary'!$H14*1000+0.000001)","v":0},{"$f":"SUM(IF($A$21:$A$205=$A14,CU$21:CU$205))/('Utilisation profile summary'!$H14*1000+0.000001)","v":0},{"$f":"SUM(IF($A$21:$A$205=$A14,CV$21:CV$205))/('Utilisation profile summary'!$H14*1000+0.000001)","v":0},{"$f":"SUM(IF($A$21:$A$205=$A14,CW$21:CW$205))/('Utilisation profile summary'!$H14*1000+0.000001)","v":0},{"$f":"SUM(IF($A$21:$A$205=$A14,CX$21:CX$205))/('Utilisation profile summary'!$H14*1000+0.000001)","v":0},{"$f":"SUM(IF($A$21:$A$205=$A14,CY$21:CY$205))/('Utilisation profile summary'!$H14*1000+0.000001)","v":0},{"$f":"SUM(IF($A$21:$A$205=$A14,CZ$21:CZ$205))/('Utilisation profile summary'!$H14*1000+0.000001)","v":0},{"$f":"SUM(IF($A$21:$A$205=$A14,DA$21:DA$205))/('Utilisation profile summary'!$H14*1000+0.000001)","v":0},{"$f":"SUM(IF($A$21:$A$205=$A14,DB$21:DB$205))/('Utilisation profile summary'!$H14*1000+0.000001)","v":0},{"$f":"SUM(IF($A$21:$A$205=$A14,DC$21:DC$205))/('Utilisation profile summary'!$H14*1000+0.000001)","v":0},{"$f":"SUM(IF($A$21:$A$205=$A14,DD$21:DD$205))/('Utilisation profile summary'!$H14*1000+0.000001)","v":0},{"$f":"SUM(IF($A$21:$A$205=$A14,DE$21:DE$205))/('Utilisation profile summary'!$H14*1000+0.000001)","v":0},{"$f":"SUM(IF($A$21:$A$205=$A14,DF$21:DF$205))/('Utilisation profile summary'!$H14*1000+0.000001)","v":0},{"$f":"SUM(IF($A$21:$A$205=$A14,DG$21:DG$205))/('Utilisation profile summary'!$H14*1000+0.000001)","v":0},{"$f":"SUM(IF($A$21:$A$205=$A14,DH$21:DH$205))/('Utilisation profile summary'!$H14*1000+0.000001)","v":0},{"$f":"'Utilisation profile summary'!$O14-'aug forecast'!BS14","v":0},{"$f":"'Utilisation profile summary'!$O14-'aug forecast'!BT14","v":0},{"$f":"'Utilisation profile summary'!$O14-'aug forecast'!BU14","v":0},{"$f":"'Utilisation profile summary'!$O14-'aug forecast'!BV14","v":0},{"$f":"'Utilisation profile summary'!$O14-'aug forecast'!BW14","v":0},{"$f":"'Utilisation profile summary'!$O14-'aug forecast'!BX14","v":0},{"$f":"'Utilisation profile summary'!$O14-'aug forecast'!BY14","v":0},{"$f":"'Utilisation profile summary'!$O14-'aug forecast'!BZ14","v":0},{"$f":"'Utilisation profile summary'!$O14-'aug forecast'!CA14","v":0},{"$f":"'Utilisation profile summary'!$O14-'aug forecast'!CB14","v":0},{"$f":"'Utilisation profile summary'!$O14-'aug forecast'!CC14","v":0},{"$f":"'Utilisation profile summary'!$O14-'aug forecast'!CD14","v":0},{"$f":"'Utilisation profile summary'!$O14-'aug forecast'!CE14","v":0},{"$f":"'Utilisation profile summary'!$O14-'aug forecast'!CF14","v":0},{"$f":"'Utilisation profile summary'!$O14-'aug forecast'!CG14","v":0},{"$f":"'Utilisation profile summary'!$O14-'aug forecast'!CH14","v":0},{"$f":"'Utilisation profile summary'!$O14-'aug forecast'!CI14","v":0},{"$f":"'Utilisation profile summary'!$O14-'aug forecast'!CJ14","v":0},{"$f":"'Utilisation profile summary'!$O14-'aug forecast'!CK14","v":0},{"$f":"'Utilisation profile summary'!$O14-'aug forecast'!CL14","v":0},{"$f":"'Utilisation profile summary'!$O14-'aug forecast'!CM14","v":0},0,0,0,0,0,0,0,0,0,0,0,0,0,0,0,0,0,0,0,0]
[10,null,null,{"$f":"VLOOKUP(A15,IDtable,2)","v":0},{"$f":"D15","v":0},null,null,null,null,null,null,null,null,null,null,null,null,null,null,null,null,null,null,null,null,null,null,null,null,null,null,null,null,null,null,null,null,null,null,{"$f":"D15 & \" (mod)\"","v":"0 (mod)"},null,null,null,null,null,null,null,null,null,null,0,0,0,0,0,0,0,0,0,0,0,0,0,0,0,0,0,0,0,0,{"$f":"SUM(IF($A$21:$A$205=$A15,CN$21:CN$205))/('Utilisation profile summary'!$H15*1000+0.000001)","v":0},{"$f":"SUM(IF($A$21:$A$205=$A15,CO$21:CO$205))/('Utilisation profile summary'!$H15*1000+0.000001)","v":0},{"$f":"SUM(IF($A$21:$A$205=$A15,CP$21:CP$205))/('Utilisation profile summary'!$H15*1000+0.000001)","v":0},{"$f":"SUM(IF($A$21:$A$205=$A15,CQ$21:CQ$205))/('Utilisation profile summary'!$H15*1000+0.000001)","v":0},{"$f":"SUM(IF($A$21:$A$205=$A15,CR$21:CR$205))/('Utilisation profile summary'!$H15*1000+0.000001)","v":0},{"$f":"SUM(IF($A$21:$A$205=$A15,CS$21:CS$205))/('Utilisation profile summary'!$H15*1000+0.000001)","v":0},{"$f":"SUM(IF($A$21:$A$205=$A15,CT$21:CT$205))/('Utilisation profile summary'!$H15*1000+0.000001)","v":0},{"$f":"SUM(IF($A$21:$A$205=$A15,CU$21:CU$205))/('Utilisation profile summary'!$H15*1000+0.000001)","v":0},{"$f":"SUM(IF($A$21:$A$205=$A15,CV$21:CV$205))/('Utilisation profile summary'!$H15*1000+0.000001)","v":0},{"$f":"SUM(IF($A$21:$A$205=$A15,CW$21:CW$205))/('Utilisation profile summary'!$H15*1000+0.000001)","v":0},{"$f":"SUM(IF($A$21:$A$205=$A15,CX$21:CX$205))/('Utilisation profile summary'!$H15*1000+0.000001)","v":0},{"$f":"SUM(IF($A$21:$A$205=$A15,CY$21:CY$205))/('Utilisation profile summary'!$H15*1000+0.000001)","v":0},{"$f":"SUM(IF($A$21:$A$205=$A15,CZ$21:CZ$205))/('Utilisation profile summary'!$H15*1000+0.000001)","v":0},{"$f":"SUM(IF($A$21:$A$205=$A15,DA$21:DA$205))/('Utilisation profile summary'!$H15*1000+0.000001)","v":0},{"$f":"SUM(IF($A$21:$A$205=$A15,DB$21:DB$205))/('Utilisation profile summary'!$H15*1000+0.000001)","v":0},{"$f":"SUM(IF($A$21:$A$205=$A15,DC$21:DC$205))/('Utilisation profile summary'!$H15*1000+0.000001)","v":0},{"$f":"SUM(IF($A$21:$A$205=$A15,DD$21:DD$205))/('Utilisation profile summary'!$H15*1000+0.000001)","v":0},{"$f":"SUM(IF($A$21:$A$205=$A15,DE$21:DE$205))/('Utilisation profile summary'!$H15*1000+0.000001)","v":0},{"$f":"SUM(IF($A$21:$A$205=$A15,DF$21:DF$205))/('Utilisation profile summary'!$H15*1000+0.000001)","v":0},{"$f":"SUM(IF($A$21:$A$205=$A15,DG$21:DG$205))/('Utilisation profile summary'!$H15*1000+0.000001)","v":0},{"$f":"SUM(IF($A$21:$A$205=$A15,DH$21:DH$205))/('Utilisation profile summary'!$H15*1000+0.000001)","v":0},{"$f":"'Utilisation profile summary'!$O15-'aug forecast'!BS15","v":0},{"$f":"'Utilisation profile summary'!$O15-'aug forecast'!BT15","v":0},{"$f":"'Utilisation profile summary'!$O15-'aug forecast'!BU15","v":0},{"$f":"'Utilisation profile summary'!$O15-'aug forecast'!BV15","v":0},{"$f":"'Utilisation profile summary'!$O15-'aug forecast'!BW15","v":0},{"$f":"'Utilisation profile summary'!$O15-'aug forecast'!BX15","v":0},{"$f":"'Utilisation profile summary'!$O15-'aug forecast'!BY15","v":0},{"$f":"'Utilisation profile summary'!$O15-'aug forecast'!BZ15","v":0},{"$f":"'Utilisation profile summary'!$O15-'aug forecast'!CA15","v":0},{"$f":"'Utilisation profile summary'!$O15-'aug forecast'!CB15","v":0},{"$f":"'Utilisation profile summary'!$O15-'aug forecast'!CC15","v":0},{"$f":"'Utilisation profile summary'!$O15-'aug forecast'!CD15","v":0},{"$f":"'Utilisation profile summary'!$O15-'aug forecast'!CE15","v":0},{"$f":"'Utilisation profile summary'!$O15-'aug forecast'!CF15","v":0},{"$f":"'Utilisation profile summary'!$O15-'aug forecast'!CG15","v":0},{"$f":"'Utilisation profile summary'!$O15-'aug forecast'!CH15","v":0},{"$f":"'Utilisation profile summary'!$O15-'aug forecast'!CI15","v":0},{"$f":"'Utilisation profile summary'!$O15-'aug forecast'!CJ15","v":0},{"$f":"'Utilisation profile summary'!$O15-'aug forecast'!CK15","v":0},{"$f":"'Utilisation profile summary'!$O15-'aug forecast'!CL15","v":0},{"$f":"'Utilisation profile summary'!$O15-'aug forecast'!CM15","v":0},0,0,0,0,0,0,0,0,0,0,0,0,0,0,0,0,0,0,0,0]
[11,null,null,{"$f":"VLOOKUP(A16,IDtable,2)","v":0},{"$f":"D16","v":0},null,null,null,null,null,null,null,null,null,null,null,null,null,null,null,null,null,null,null,null,null,null,null,null,null,null,null,null,null,null,null,null,null,null,{"$f":"D16 & \" (mod)\"","v":"0 (mod)"},null,null,null,null,null,null,null,null,null,null,0,0,0,0,0,0,0,0,0,0,0,0,0,0,0,0,0,0,0,0,{"$f":"SUM(IF($A$21:$A$205=$A16,CN$21:CN$205))/('Utilisation profile summary'!$H16*1000+0.000001)","v":0},{"$f":"SUM(IF($A$21:$A$205=$A16,CO$21:CO$205))/('Utilisation profile summary'!$H16*1000+0.000001)","v":0},{"$f":"SUM(IF($A$21:$A$205=$A16,CP$21:CP$205))/('Utilisation profile summary'!$H16*1000+0.000001)","v":0},{"$f":"SUM(IF($A$21:$A$205=$A16,CQ$21:CQ$205))/('Utilisation profile summary'!$H16*1000+0.000001)","v":0},{"$f":"SUM(IF($A$21:$A$205=$A16,CR$21:CR$205))/('Utilisation profile summary'!$H16*1000+0.000001)","v":0},{"$f":"SUM(IF($A$21:$A$205=$A16,CS$21:CS$205))/('Utilisation profile summary'!$H16*1000+0.000001)","v":0},{"$f":"SUM(IF($A$21:$A$205=$A16,CT$21:CT$205))/('Utilisation profile summary'!$H16*1000+0.000001)","v":0},{"$f":"SUM(IF($A$21:$A$205=$A16,CU$21:CU$205))/('Utilisation profile summary'!$H16*1000+0.000001)","v":0},{"$f":"SUM(IF($A$21:$A$205=$A16,CV$21:CV$205))/('Utilisation profile summary'!$H16*1000+0.000001)","v":0},{"$f":"SUM(IF($A$21:$A$205=$A16,CW$21:CW$205))/('Utilisation profile summary'!$H16*1000+0.000001)","v":0},{"$f":"SUM(IF($A$21:$A$205=$A16,CX$21:CX$205))/('Utilisation profile summary'!$H16*1000+0.000001)","v":0},{"$f":"SUM(IF($A$21:$A$205=$A16,CY$21:CY$205))/('Utilisation profile summary'!$H16*1000+0.000001)","v":0},{"$f":"SUM(IF($A$21:$A$205=$A16,CZ$21:CZ$205))/('Utilisation profile summary'!$H16*1000+0.000001)","v":0},{"$f":"SUM(IF($A$21:$A$205=$A16,DA$21:DA$205))/('Utilisation profile summary'!$H16*1000+0.000001)","v":0},{"$f":"SUM(IF($A$21:$A$205=$A16,DB$21:DB$205))/('Utilisation profile summary'!$H16*1000+0.000001)","v":0},{"$f":"SUM(IF($A$21:$A$205=$A16,DC$21:DC$205))/('Utilisation profile summary'!$H16*1000+0.000001)","v":0},{"$f":"SUM(IF($A$21:$A$205=$A16,DD$21:DD$205))/('Utilisation profile summary'!$H16*1000+0.000001)","v":0},{"$f":"SUM(IF($A$21:$A$205=$A16,DE$21:DE$205))/('Utilisation profile summary'!$H16*1000+0.000001)","v":0},{"$f":"SUM(IF($A$21:$A$205=$A16,DF$21:DF$205))/('Utilisation profile summary'!$H16*1000+0.000001)","v":0},{"$f":"SUM(IF($A$21:$A$205=$A16,DG$21:DG$205))/('Utilisation profile summary'!$H16*1000+0.000001)","v":0},{"$f":"SUM(IF($A$21:$A$205=$A16,DH$21:DH$205))/('Utilisation profile summary'!$H16*1000+0.000001)","v":0},{"$f":"'Utilisation profile summary'!$O16-'aug forecast'!BS16","v":0},{"$f":"'Utilisation profile summary'!$O16-'aug forecast'!BT16","v":0},{"$f":"'Utilisation profile summary'!$O16-'aug forecast'!BU16","v":0},{"$f":"'Utilisation profile summary'!$O16-'aug forecast'!BV16","v":0},{"$f":"'Utilisation profile summary'!$O16-'aug forecast'!BW16","v":0},{"$f":"'Utilisation profile summary'!$O16-'aug forecast'!BX16","v":0},{"$f":"'Utilisation profile summary'!$O16-'aug forecast'!BY16","v":0},{"$f":"'Utilisation profile summary'!$O16-'aug forecast'!BZ16","v":0},{"$f":"'Utilisation profile summary'!$O16-'aug forecast'!CA16","v":0},{"$f":"'Utilisation profile summary'!$O16-'aug forecast'!CB16","v":0},{"$f":"'Utilisation profile summary'!$O16-'aug forecast'!CC16","v":0},{"$f":"'Utilisation profile summary'!$O16-'aug forecast'!CD16","v":0},{"$f":"'Utilisation profile summary'!$O16-'aug forecast'!CE16","v":0},{"$f":"'Utilisation profile summary'!$O16-'aug forecast'!CF16","v":0},{"$f":"'Utilisation profile summary'!$O16-'aug forecast'!CG16","v":0},{"$f":"'Utilisation profile summary'!$O16-'aug forecast'!CH16","v":0},{"$f":"'Utilisation profile summary'!$O16-'aug forecast'!CI16","v":0},{"$f":"'Utilisation profile summary'!$O16-'aug forecast'!CJ16","v":0},{"$f":"'Utilisation profile summary'!$O16-'aug forecast'!CK16","v":0},{"$f":"'Utilisation profile summary'!$O16-'aug forecast'!CL16","v":0},{"$f":"'Utilisation profile summary'!$O16-'aug forecast'!CM16","v":0},0,0,0,0,0,0,0,0,0,0,0,0,0,0,0,0,0,0,0,0]
[12,null,null,{"$f":"VLOOKUP(A17,IDtable,2)","v":0},{"$f":"D17","v":0},null,null,null,null,null,null,null,null,null,null,null,null,null,null,null,null,null,null,null,null,null,null,null,null,null,null,null,null,null,null,null,null,null,null,{"$f":"D17 & \" (mod)\"","v":"0 (mod)"},null,null,null,null,null,null,null,null,null,null,0,0,0,0,0,0,0,0,0,0,0,0,0,0,0,0,0,0,0,0,{"$f":"SUM(IF($A$21:$A$205=$A17,CN$21:CN$205))/('Utilisation profile summary'!$H17*1000+0.000001)","v":0},{"$f":"SUM(IF($A$21:$A$205=$A17,CO$21:CO$205))/('Utilisation profile summary'!$H17*1000+0.000001)","v":0},{"$f":"SUM(IF($A$21:$A$205=$A17,CP$21:CP$205))/('Utilisation profile summary'!$H17*1000+0.000001)","v":0},{"$f":"SUM(IF($A$21:$A$205=$A17,CQ$21:CQ$205))/('Utilisation profile summary'!$H17*1000+0.000001)","v":0},{"$f":"SUM(IF($A$21:$A$205=$A17,CR$21:CR$205))/('Utilisation profile summary'!$H17*1000+0.000001)","v":0},{"$f":"SUM(IF($A$21:$A$205=$A17,CS$21:CS$205))/('Utilisation profile summary'!$H17*1000+0.000001)","v":0},{"$f":"SUM(IF($A$21:$A$205=$A17,CT$21:CT$205))/('Utilisation profile summary'!$H17*1000+0.000001)","v":0},{"$f":"SUM(IF($A$21:$A$205=$A17,CU$21:CU$205))/('Utilisation profile summary'!$H17*1000+0.000001)","v":0},{"$f":"SUM(IF($A$21:$A$205=$A17,CV$21:CV$205))/('Utilisation profile summary'!$H17*1000+0.000001)","v":0},{"$f":"SUM(IF($A$21:$A$205=$A17,CW$21:CW$205))/('Utilisation profile summary'!$H17*1000+0.000001)","v":0},{"$f":"SUM(IF($A$21:$A$205=$A17,CX$21:CX$205))/('Utilisation profile summary'!$H17*1000+0.000001)","v":0},{"$f":"SUM(IF($A$21:$A$205=$A17,CY$21:CY$205))/('Utilisation profile summary'!$H17*1000+0.000001)","v":0},{"$f":"SUM(IF($A$21:$A$205=$A17,CZ$21:CZ$205))/('Utilisation profile summary'!$H17*1000+0.000001)","v":0},{"$f":"SUM(IF($A$21:$A$205=$A17,DA$21:DA$205))/('Utilisation profile summary'!$H17*1000+0.000001)","v":0},{"$f":"SUM(IF($A$21:$A$205=$A17,DB$21:DB$205))/('Utilisation profile summary'!$H17*1000+0.000001)","v":0},{"$f":"SUM(IF($A$21:$A$205=$A17,DC$21:DC$205))/('Utilisation profile summary'!$H17*1000+0.000001)","v":0},{"$f":"SUM(IF($A$21:$A$205=$A17,DD$21:DD$205))/('Utilisation profile summary'!$H17*1000+0.000001)","v":0},{"$f":"SUM(IF($A$21:$A$205=$A17,DE$21:DE$205))/('Utilisation profile summary'!$H17*1000+0.000001)","v":0},{"$f":"SUM(IF($A$21:$A$205=$A17,DF$21:DF$205))/('Utilisation profile summary'!$H17*1000+0.000001)","v":0},{"$f":"SUM(IF($A$21:$A$205=$A17,DG$21:DG$205))/('Utilisation profile summary'!$H17*1000+0.000001)","v":0},{"$f":"SUM(IF($A$21:$A$205=$A17,DH$21:DH$205))/('Utilisation profile summary'!$H17*1000+0.000001)","v":0},{"$f":"'Utilisation profile summary'!$O17-'aug forecast'!BS17","v":0},{"$f":"'Utilisation profile summary'!$O17-'aug forecast'!BT17","v":0},{"$f":"'Utilisation profile summary'!$O17-'aug forecast'!BU17","v":0},{"$f":"'Utilisation profile summary'!$O17-'aug forecast'!BV17","v":0},{"$f":"'Utilisation profile summary'!$O17-'aug forecast'!BW17","v":0},{"$f":"'Utilisation profile summary'!$O17-'aug forecast'!BX17","v":0},{"$f":"'Utilisation profile summary'!$O17-'aug forecast'!BY17","v":0},{"$f":"'Utilisation profile summary'!$O17-'aug forecast'!BZ17","v":0},{"$f":"'Utilisation profile summary'!$O17-'aug forecast'!CA17","v":0},{"$f":"'Utilisation profile summary'!$O17-'aug forecast'!CB17","v":0},{"$f":"'Utilisation profile summary'!$O17-'aug forecast'!CC17","v":0},{"$f":"'Utilisation profile summary'!$O17-'aug forecast'!CD17","v":0},{"$f":"'Utilisation profile summary'!$O17-'aug forecast'!CE17","v":0},{"$f":"'Utilisation profile summary'!$O17-'aug forecast'!CF17","v":0},{"$f":"'Utilisation profile summary'!$O17-'aug forecast'!CG17","v":0},{"$f":"'Utilisation profile summary'!$O17-'aug forecast'!CH17","v":0},{"$f":"'Utilisation profile summary'!$O17-'aug forecast'!CI17","v":0},{"$f":"'Utilisation profile summary'!$O17-'aug forecast'!CJ17","v":0},{"$f":"'Utilisation profile summary'!$O17-'aug forecast'!CK17","v":0},{"$f":"'Utilisation profile summary'!$O17-'aug forecast'!CL17","v":0},{"$f":"'Utilisation profile summary'!$O17-'aug forecast'!CM17","v":0},0,0,0,0,0,0,0,0,0,0,0,0,0,0,0,0,0,0,0,0]
[null,null,null,"Total",null,null,{"$f":"SUM(G6:G14)","v":0},{"$f":"SUM(H6:H14)","v":0},0,0,0,0,0,0,0,0,0,0,0,0,0,0,0,0,0,0,0,0,0,0,0,0,0,0,0,0,null,null,null,{"$f":"D18 & \" (mod)\"","v":"Total (mod)"},0,0,0,0,0,0,0,0,0,0,{"$f":"SUM(AY6:AY17)","v":879.1251195427468},721.57302773142953,660.65643774919772,656.14521977177617,676.49837303001959,701.20751743336359,717.99558534622815,720.92290336210897,710.34576205167991,692.40036738908805,671.95344409671713,654.62823874155765,644.6952774920104,637.50394055446759,626.39417330637286,604.99847415756153,565.87822465656564,501.32872158638679,409.30876571104443,301.33076430665244,{"$f":"SUM(CN21:CN205)/('Utilisation profile summary'!$H$18*1000)","v":66.543877833042231},{"$f":"SUM(CO21:CO205)/('Utilisation profile summary'!$H$18*1000)","v":65.26607491222596},{"$f":"SUM(CP21:CP205)/('Utilisation profile summary'!$H$18*1000)","v":64.613676048466587},{"$f":"SUM(CQ21:CQ205)/('Utilisation profile summary'!$H$18*1000)","v":64.216888907088332},{"$f":"SUM(CR21:CR205)/('Utilisation profile summary'!$H$18*1000)","v":63.925483724919772},{"$f":"SUM(CS21:CS205)/('Utilisation profile summary'!$H$18*1000)","v":63.682211113378123},{"$f":"SUM(CT21:CT205)/('Utilisation profile summary'!$H$18*1000)","v":63.473991952308467},{"$f":"SUM(CU21:CU205)/('Utilisation profile summary'!$H$18*1000)","v":63.305755589045575},{"$f":"SUM(CV21:CV205)/('Utilisation profile summary'!$H$18*1000)","v":63.18681584918918},{"$f":"SUM(CW21:CW205)/('Utilisation profile summary'!$H$18*1000)","v":63.124133086005742},{"$f":"SUM(CX21:CX205)/('Utilisation profile summary'!$H$18*1000)","v":63.119019227961559},{"$f":"SUM(CY21:CY205)/('Utilisation profile summary'!$H$18*1000)","v":63.189222874391838},{"$f":"SUM(CZ21:CZ205)/('Utilisation profile summary'!$H$18*1000)","v":63.350517845279242},{"$f":"SUM(DA21:DA205)/('Utilisation profile summary'!$H$18*1000)","v":63.595934279319444},{"$f":"SUM(DB21:DB205)/('Utilisation profile summary'!$H$18*1000)","v":63.922210120751615},{"$f":"SUM(DC21:DC205)/('Utilisation profile summary'!$H$18*1000)","v":64.331372312878244},{"$f":"SUM(DD21:DD205)/('Utilisation profile summary'!$H$18*1000)","v":64.830167689926242},{"$f":"SUM(DE21:DE205)/('Utilisation profile summary'!$H$18*1000)","v":65.430383436071608},{"$f":"SUM(DF21:DF205)/('Utilisation profile summary'!$H$18*1000)","v":66.148829489345843},{"$f":"SUM(DG21:DG205)/('Utilisation profile summary'!$H$18*1000)","v":67.004084623292698},{"$f":"SUM(DH21:DH205)/('Utilisation profile summary'!$H$18*1000)","v":68.00887986536803},{"$f":"'Utilisation profile summary'!$O$18-'aug forecast'!BS18","v":34.55606483658876},{"$f":"'Utilisation profile summary'!$O$18-'aug forecast'!BT18","v":35.833867757405031},{"$f":"'Utilisation profile summary'!$O$18-'aug forecast'!BU18","v":36.486266621164404},{"$f":"'Utilisation profile summary'!$O$18-'aug forecast'!BV18","v":36.883053762542659},{"$f":"'Utilisation profile summary'!$O$18-'aug forecast'!BW18","v":37.174458944711219},{"$f":"'Utilisation profile summary'!$O$18-'aug forecast'!BX18","v":37.417731556252868},{"$f":"'Utilisation profile summary'!$O$18-'aug forecast'!BY18","v":37.625950717322524},{"$f":"'Utilisation profile summary'!$O$18-'aug forecast'!BZ18","v":37.794187080585417},{"$f":"'Utilisation profile summary'!$O$18-'aug forecast'!CA18","v":37.913126820441811},{"$f":"'Utilisation profile summary'!$O$18-'aug forecast'!CB18","v":37.975809583625249},{"$f":"'Utilisation profile summary'!$O$18-'aug forecast'!CC18","v":37.980923441669432},{"$f":"'Utilisation profile summary'!$O$18-'aug forecast'!CD18","v":37.910719795239153},{"$f":"'Utilisation profile summary'!$O$18-'aug forecast'!CE18","v":37.749424824351749},{"$f":"'Utilisation profile summary'!$O$18-'aug forecast'!CF18","v":37.504008390311547},{"$f":"'Utilisation profile summary'!$O$18-'aug forecast'!CG18","v":37.177732548879376},{"$f":"'Utilisation profile summary'!$O$18-'aug forecast'!CH18","v":36.768570356752747},{"$f":"'Utilisation profile summary'!$O$18-'aug forecast'!CI18","v":36.269774979704749},{"$f":"'Utilisation profile summary'!$O$18-'aug forecast'!CJ18","v":35.669559233559383},{"$f":"'Utilisation profile summary'!$O$18-'aug forecast'!CK18","v":34.951113180285148},{"$f":"'Utilisation profile summary'!$O$18-'aug forecast'!CL18","v":34.095858046338293},{"$f":"'Utilisation profile summary'!$O$18-'aug forecast'!CM18","v":33.091062804262961},{"$f":"SUM(DI6:DI17)","v":89.306672146786568},76.790755770969099,71.603369832924258,70.731460985117849,71.823052333865334,73.348311535556022,74.389303741883438,74.497218815824098,73.684740014633945,72.385732016151266,70.350665701033805,67.870555654524537,65.820630758581544,63.888709901730572,61.628734531343092,58.622981138975717,54.378325012212599,48.376585109080793,40.497586450188784,31.58036399570933]
[null,null,null,"%",null,null,"RRR model",null,null,null,null,"recursive","1st year",null,null,null,null,null,null,null,null,null,null,null,null,null,null,null,null,null,null,null,null,null,null,null,null,null,null,null,null,null,null,null,null,null,null,null,null,null,{"$f":"AY18/('Utilisation profile summary'!$F$18)","v":4.6382348801550802E-2},{"$f":"AZ18/('Utilisation profile summary'!$F$18)","v":3.8069952858857975E-2},{"$f":"BA18/('Utilisation profile summary'!$F$18)","v":3.4856013839772139E-2},{"$f":"BB18/('Utilisation profile summary'!$F$18)","v":3.4618003480271296E-2},{"$f":"BC18/('Utilisation profile summary'!$F$18)","v":3.5691829074205268E-2},{"$f":"BD18/('Utilisation profile summary'!$F$18)","v":3.6995475311614442E-2},{"$f":"BE18/('Utilisation profile summary'!$F$18)","v":3.7881208188913648E-2},{"$f":"BF18/('Utilisation profile summary'!$F$18)","v":3.8035652513444228E-2},{"$f":"BG18/('Utilisation profile summary'!$F$18)","v":3.7477606057168725E-2},{"$f":"BH18/('Utilisation profile summary'!$F$18)","v":3.6530813005623629E-2},{"$f":"BI18/('Utilisation profile summary'!$F$18)","v":3.5452040135888575E-2},{"$f":"BJ18/('Utilisation profile summary'!$F$18)","v":3.4537968065852097E-2},{"$f":"BK18/('Utilisation profile summary'!$F$18)","v":3.4013908335254917E-2},{"$f":"BL18/('Utilisation profile summary'!$F$18)","v":3.3634495791156439E-2},{"$f":"BM18/('Utilisation profile summary'!$F$18)","v":3.304834816762682E-2},{"$f":"BN18/('Utilisation profile summary'!$F$18)","v":3.1919518199385925E-2},{"$f":"BO18/('Utilisation profile summary'!$F$18)","v":2.9855546851936952E-2},{"$f":"BP18/('Utilisation profile summary'!$F$18)","v":2.6449936547086335E-2},{"$f":"BQ18/('Utilisation profile summary'!$F$18)","v":2.1594994292298549E-2},{"$f":"BR18/('Utilisation profile summary'!$F$18)","v":1.5898110865013741E-2},{"$f":"BS18/'Utilisation profile summary'!$O$18","v":0.65819896704086933},{"$f":"BT18/'Utilisation profile summary'!$O$18","v":0.64555995966782065},{"$f":"BU18/'Utilisation profile summary'!$O$18","v":0.63910695043228383},{"$f":"BV18/'Utilisation profile summary'!$O$18","v":0.63518224848982219},{"$f":"BW18/'Utilisation profile summary'!$O$18","v":0.63229990083982601},{"$f":"BX18/'Utilisation profile summary'!$O$18","v":0.62989364219004018},{"$f":"BY18/'Utilisation profile summary'!$O$18","v":0.6278341043152259},{"$f":"BZ18/'Utilisation profile summary'!$O$18","v":0.62617004438778712},{"$f":"CA18/'Utilisation profile summary'!$O$18","v":0.62499358734225685},{"$f":"CB18/'Utilisation profile summary'!$O$18","v":0.62437357944187388},{"$f":"CC18/'Utilisation profile summary'!$O$18","v":0.62432299723669016},{"$f":"CD18/'Utilisation profile summary'!$O$18","v":0.62501739571582371},{"$f":"CE18/'Utilisation profile summary'!$O$18","v":0.62661279692603478},{"$f":"CF18/'Utilisation profile summary'!$O$18","v":0.62904026055815732},{"$f":"CG18/'Utilisation profile summary'!$O$18","v":0.63226752095827798},{"$f":"CH18/'Utilisation profile summary'!$O$18","v":0.63631462703294384},{"$f":"CI18/'Utilisation profile summary'!$O$18","v":0.6412483130853478},{"$f":"CJ18/'Utilisation profile summary'!$O$18","v":0.64718516854041674},{"$f":"CK18/'Utilisation profile summary'!$O$18","v":0.65429146389828796},{"$f":"CL18/'Utilisation profile summary'!$O$18","v":0.66275096556923951},{"$f":"CM18/'Utilisation profile summary'!$O$18","v":0.67268959872315481},{"$f":"CN18/'Utilisation profile summary'!$O$18","v":0.34180103295913061},{"$f":"CO18/'Utilisation profile summary'!$O$18","v":0.35444004033217935},{"$f":"CP18/'Utilisation profile summary'!$O$18","v":0.36089304956771623},{"$f":"CQ18/'Utilisation profile summary'!$O$18","v":0.36481775151017776},{"$f":"CR18/'Utilisation profile summary'!$O$18","v":0.36770009916017399},{"$f":"CS18/'Utilisation profile summary'!$O$18","v":0.37010635780995976},{"$f":"CT18/'Utilisation profile summary'!$O$18","v":0.37216589568477404},{"$f":"CU18/'Utilisation profile summary'!$O$18","v":0.37382995561221283},{"$f":"CV18/'Utilisation profile summary'!$O$18","v":0.37500641265774309},{"$f":"CW18/'Utilisation profile summary'!$O$18","v":0.37562642055812612},{"$f":"CX18/'Utilisation profile summary'!$O$18","v":0.3756770027633099},{"$f":"CY18/'Utilisation profile summary'!$O$18","v":0.37498260428417635},{"$f":"CZ18/'Utilisation profile summary'!$O$18","v":0.37338720307396522},{"$f":"DA18/'Utilisation profile summary'!$O$18","v":0.37095973944184268},{"$f":"DB18/'Utilisation profile summary'!$O$18","v":0.36773247904172202},{"$f":"DC18/'Utilisation profile summary'!$O$18","v":0.36368537296705622},{"$f":"DD18/'Utilisation profile summary'!$O$18","v":0.35875168691465226},{"$f":"DE18/'Utilisation profile summary'!$O$18","v":0.3528148314595832},{"$f":"DF18/'Utilisation profile summary'!$O$18","v":0.34570853610171209},{"$f":"DG18/'Utilisation profile summary'!$O$18","v":0.33724903443076049},{"$f":"DH18/'Utilisation profile summary'!$O$18","v":0.32731040127684519},{"$f":"DI18/('Utilisation profile summary'!$H$18)","v":4.3109008515658416E-2},{"$f":"DJ18/('Utilisation profile summary'!$H$18)","v":3.7067480680654456E-2},{"$f":"DK18/('Utilisation profile summary'!$H$18)","v":3.4563490114197903E-2},{"$f":"DL18/('Utilisation profile summary'!$H$18)","v":3.4142613095253724E-2},{"$f":"DM18/('Utilisation profile summary'!$H$18)","v":3.4669532524872933E-2},{"$f":"DN18/('Utilisation profile summary'!$H$18)","v":3.5405786718805926E-2},{"$f":"DO18/('Utilisation profile summary'!$H$18)","v":3.590828155831291E-2},{"$f":"DP18/('Utilisation profile summary'!$H$18)","v":3.5960372983619066E-2},{"$f":"DQ18/('Utilisation profile summary'!$H$18)","v":3.5568183299272416E-2},{"$f":"DR18/('Utilisation profile summary'!$H$18)","v":3.4941142278457564E-2},{"$f":"DS18/('Utilisation profile summary'!$H$18)","v":3.3958800321250454E-2},{"$f":"DT18/('Utilisation profile summary'!$H$18)","v":3.2761632376855324E-2},{"$f":"DU18/('Utilisation profile summary'!$H$18)","v":3.1772118069901649E-2},{"$f":"DV18/('Utilisation profile summary'!$H$18)","v":3.0839565208311642E-2},{"$f":"DW18/('Utilisation profile summary'!$H$18)","v":2.974865794298345E-2},{"$f":"DX18/('Utilisation profile summary'!$H$18)","v":2.8297757965716784E-2},{"$f":"DY18/('Utilisation profile summary'!$H$18)","v":2.6248830234831034E-2},{"$f":"DZ18/('Utilisation profile summary'!$H$18)","v":2.3351744828181656E-2},{"$f":"EA18/('Utilisation profile summary'!$H$18)","v":1.9548492371044182E-2},{"$f":"EB18/('Utilisation profile summary'!$H$18)","v":1.5244081407277158E-2}]
[null,null,null,"segments",null,"Uth","Uth","SD","Uth (S/R)","Meth (D/P)","Uth",{"$f":"IF(Tables!B18=1,TRUE,FALSE)","v":false},{"$f":"IF(Tables!B19=1,TRUE,FALSE)","v":false},null,null,null,null,null,null,null,null,null,null,null,null,null,null,null,null,null,null,null,null,null,null,null,null,null,null,null,null,null,null,null,null,null,null,null,null,null,"% of cap   ↑",{"$f":"AZ18/AY18","v":0.82078536000283586},{"$f":"BA18/AZ18","v":0.91557806674987707},0.99317161277835886,1.0310192814714443,1.0365250610916805,1.0239416542114581,1.0040770696584007,null,null,null,null,null,null,null,null,null,null,null,null,"% of total Uth  ↑",null,null,null,null,null,null,null,null,null,null,null,null,null,null,null,null,null,null,null,null,"% of total life  ↑",null,null,null,null,null,null,null,null,null,null,null,null,null,null,null,null,null,null,null,null,"% of AC   ↑",{"$f":"DJ18/DI18","v":0.85985463263880202},{"$f":"DK18/DJ18","v":0.93244778116891591},0.98782307522898882,1.0154328969534103,1.0212363461608482,1.014192449485668,1.0014506799837124,0.98909383713774868,0.98237073241725903,0.97188580873004948,0.96474645944291582,0.96979655056343517,0.97064870338394482,0.96462637336293644,0.95122805270585731,0.92759399054271152,0.88962992328682611,0.83713197942504136,0.77980854574018976]
[{"$f":"'Asset data'!A21","v":0},{"$f":"'Asset data'!B21","v":0},{"$f":"'Asset data'!C21","v":0},{"$f":"'Asset data'!E21","v":0},{"$f":"IF(A21>0,VLOOKUP(A21,IDtable,2),0)","v":0},{"$f":"'Asset data'!I21","v":0},{"$f":"F21","v":0},{"$f":"'Asset data'!J21","v":0},"S",{"$f":"IF(A21=0,0,IF('Asset data'!$D$1=1,1,IF('Asset data'!$D$1=2,2,'Asset data'!K21)))","v":0},{"$f":"IF(A21>0,IF(I21=\"S\",F21,IF(I21=\"R\",G21,9999)),0)","v":0},null,null,null,null,null,null,null,null,null,null,null,null,null,null,null,null,null,null,null,null,null,null,null,null,null,null,null,null,null,null,null,null,null,null,null,null,null,null,{"$f":"'Utilisation profile summary'!H21","v":0},{"$f":"Aug_calc('Asset data'!$M$5:$FG$5,'Asset data'!M21:FG21,'Asset data'!H21/100,'Asset data'!G21,'Asset data'!I21,'Asset data'!J21,J21,20)","v":0},0,0,0,0,0,0,0,0,0,0,0,0,0,0,0,0,0,0,0,0,0,0,0,0,0,0,0,0,0,0,0,0,0,0,0,0,0,0,0,0,{"$f":"BS21*$AX21","v":0},0,0,0,0,0,0,0,0,0,{"$f":"CC21*$AX21","v":0},0,0,0,0,0,0,0,0,0,{"$f":"CM21*$AX21","v":0},{"$f":"IF('Asset data'!$F21=0,0,AY21*'Asset data'!$F21/1000)","v":0},{"$f":"IF('Asset data'!$F21=0,0,AZ21*'Asset data'!$F21/1000)","v":0},{"$f":"IF('Asset data'!$F21=0,0,BA21*'Asset data'!$F21/1000)","v":0},{"$f":"IF('Asset data'!$F21=0,0,BB21*'Asset data'!$F21/1000)","v":0},{"$f":"IF('Asset data'!$F21=0,0,BC21*'Asset data'!$F21/1000)","v":0},{"$f":"IF('Asset data'!$F21=0,0,BD21*'Asset data'!$F21/1000)","v":0},{"$f":"IF('Asset data'!$F21=0,0,BE21*'Asset data'!$F21/1000)","v":0},{"$f":"IF('Asset data'!$F21=0,0,BF21*'Asset data'!$F21/1000)","v":0},{"$f":"IF('Asset data'!$F21=0,0,BG21*'Asset data'!$F21/1000)","v":0},{"$f":"IF('Asset data'!$F21=0,0,BH21*'Asset data'!$F21/1000)","v":0},{"$f":"IF('Asset data'!$F21=0,0,BI21*'Asset data'!$F21/1000)","v":0},{"$f":"IF('Asset data'!$F21=0,0,BJ21*'Asset data'!$F21/1000)","v":0},{"$f":"IF('Asset data'!$F21=0,0,BK21*'Asset data'!$F21/1000)","v":0},{"$f":"IF('Asset data'!$F21=0,0,BL21*'Asset data'!$F21/1000)","v":0},{"$f":"IF('Asset data'!$F21=0,0,BM21*'Asset data'!$F21/1000)","v":0},{"$f":"IF('Asset data'!$F21=0,0,BN21*'Asset data'!$F21/1000)","v":0},{"$f":"IF('Asset data'!$F21=0,0,BO21*'Asset data'!$F21/1000)","v":0},{"$f":"IF('Asset data'!$F21=0,0,BP21*'Asset data'!$F21/1000)","v":0},{"$f":"IF('Asset data'!$F21=0,0,BQ21*'Asset data'!$F21/1000)","v":0},{"$f":"IF('Asset data'!$F21=0,0,BR21*'Asset data'!$F21/1000)","v":0}]
[{"$f":"'Asset data'!A22","v":1},{"$f":"'Asset data'!B22","v":0},{"$f":"'Asset data'!C22","v":0},{"$f":"'Asset data'!E22","v":"Subtrans <0% Growth"},{"$f":"IF(A22>0,VLOOKUP(A22,IDtable,2),0)","v":"Subtransmission Lines"},{"$f":"'Asset data'!I22","v":113.40642252175499},{"$f":"F22","v":113.40642252175499},{"$f":"'Asset data'!J22","v":16.743157806499088},"S",{"$f":"IF(A22=0,0,IF('Asset data'!$D$1=1,1,IF('Asset data'!$D$1=2,2,'Asset data'!K22)))","v":1},{"$f":"IF(A22>0,IF(I22=\"S\",F22,IF(I22=\"R\",G22,9999)),0)","v":113.40642252175499},null,null,null,null,null,null,null,null,null,null,null,null,null,null,null,null,null,null,null,null,null,null,null,null,null,null,null,null,null,null,null,null,null,null,null,null,null,null,{"$f":"'Utilisation profile summary'!H22","v":107971.5799836529},{"$f":"Aug_calc('Asset data'!$M$5:$FG$5,'Asset data'!M22:FG22,'Asset data'!H22/100,'Asset data'!G22,'Asset data'!I22,'Asset data'!J22,J22,20)","v":1.4205025074401165E-3},1.4206573298982215E-3,1.4208121675703808E-3,1.420967020586692E-3,1.4211218887743233E-3,1.421276772224201E-3,1.4214316709303891E-3,1.4215865848928239E-3,1.4217415141402415E-3,1.4218964586340426E-3,1.4220514182796068E-3,1.4222063931425917E-3,1.4223613832823317E-3,1.422516388665686E-3,1.4226714092928916E-3,1.4228264452472031E-3,1.4229814963767217E-3,1.4231365628418931E-3,1.4232916445930182E-3,1.4234467415459907E-3,49.527355622471262,49.527804129984347,49.528252636506039,49.528701142035743,49.529149646572876,49.52959815011684,49.53004665266706,49.53049515422294,49.530943654783883,49.531392154349319,49.531840652918639,49.53228915049128,49.532737647066647,49.533186142644141,49.533634637223173,49.534083130803175,49.534531623383543,49.534980114963673,49.535428605543011,49.535877095120931,49.536325583696879,5347546.8389704777,5347595.2650352996,5347643.6909930799,5347692.1168437535,5347740.542587257,5347788.9682235271,5347837.3937525013,5347885.8191741146,5347934.2444883035,5347982.6696950058,5348031.0947941551,5348079.519785692,5348127.9446695521,5348176.3694456695,5348224.7941139815,5348273.2186744269,5348321.6431269404,5348370.0674714567,5348418.4917079154,5348466.9158362495,{"$f":"CM22*$AX22","v":5348515.3398563992},{"$f":"IF('Asset data'!$F22=0,0,AY22*'Asset data'!$F22/1000)","v":1.0195088710200387E-4},{"$f":"IF('Asset data'!$F22=0,0,AZ22*'Asset data'!$F22/1000)","v":1.0196199886482331E-4},{"$f":"IF('Asset data'!$F22=0,0,BA22*'Asset data'!$F22/1000)","v":1.0197311171957067E-4},{"$f":"IF('Asset data'!$F22=0,0,BB22*'Asset data'!$F22/1000)","v":1.0198422567558319E-4},{"$f":"IF('Asset data'!$F22=0,0,BC22*'Asset data'!$F22/1000)","v":1.0199534072045653E-4},{"$f":"IF('Asset data'!$F22=0,0,BD22*'Asset data'!$F22/1000)","v":1.0200645686071657E-4},{"$f":"IF('Asset data'!$F22=0,0,BE22*'Asset data'!$F22/1000)","v":1.0201757409593729E-4},{"$f":"IF('Asset data'!$F22=0,0,BF22*'Asset data'!$F22/1000)","v":1.0202869242611411E-4},{"$f":"IF('Asset data'!$F22=0,0,BG22*'Asset data'!$F22/1000)","v":1.0203981185330945E-4},{"$f":"IF('Asset data'!$F22=0,0,BH22*'Asset data'!$F22/1000)","v":1.0205093237475299E-4},{"$f":"IF('Asset data'!$F22=0,0,BI22*'Asset data'!$F22/1000)","v":1.0206205398365374E-4},{"$f":"IF('Asset data'!$F22=0,0,BJ22*'Asset data'!$F22/1000)","v":1.02073176684724E-4},{"$f":"IF('Asset data'!$F22=0,0,BK22*'Asset data'!$F22/1000)","v":1.0208430048222228E-4},{"$f":"IF('Asset data'!$F22=0,0,BL22*'Asset data'!$F22/1000)","v":1.0209542537377E-4},{"$f":"IF('Asset data'!$F22=0,0,BM22*'Asset data'!$F22/1000)","v":1.0210655135938422E-4},{"$f":"IF('Asset data'!$F22=0,0,BN22*'Asset data'!$F22/1000)","v":1.0211767844504016E-4},{"$f":"IF('Asset data'!$F22=0,0,BO22*'Asset data'!$F22/1000)","v":1.0212880661983589E-4},{"$f":"IF('Asset data'!$F22=0,0,BP22*'Asset data'!$F22/1000)","v":1.021399358952868E-4},{"$f":"IF('Asset data'!$F22=0,0,BQ22*'Asset data'!$F22/1000)","v":1.0215106626782589E-4},{"$f":"IF('Asset data'!$F22=0,0,BR22*'Asset data'!$F22/1000)","v":1.0216219773141681E-4}]
[{"$f":"'Asset data'!A23","v":1},{"$f":"'Asset data'!B23","v":0},{"$f":"'Asset data'!C23","v":0},{"$f":"'Asset data'!E23","v":"Subtrans 0-2% Growth"},{"$f":"IF(A23>0,VLOOKUP(A23,IDtable,2),0)","v":"Subtransmission Lines"},{"$f":"'Asset data'!I23","v":113.40642252175499},{"$f":"F23","v":113.40642252175499},{"$f":"'Asset data'!J23","v":16.743157806499088},"S",{"$f":"IF(A23=0,0,IF('Asset data'!$D$1=1,1,IF('Asset data'!$D$1=2,2,'Asset data'!K23)))","v":1},{"$f":"IF(A23>0,IF(I23=\"S\",F23,IF(I23=\"R\",G23,9999)),0)","v":113.40642252175499},null,null,null,null,null,null,null,null,null,null,null,null,null,null,null,null,null,null,null,null,null,null,null,null,null,null,null,null,null,null,null,null,null,null,null,null,null,null,{"$f":"'Utilisation profile summary'!H23","v":196457.40749200399},{"$f":"Aug_calc('Asset data'!$M$5:$FG$5,'Asset data'!M23:FG23,'Asset data'!H23/100,'Asset data'!G23,'Asset data'!I23,'Asset data'!J23,J23,20)","v":33.8793738965241},31.590843973590658,29.589873895359691,27.869974568327567,26.422192872547161,25.235622440832486,24.29786836933437,23.595454301105455,23.114165906056165,22.839329962151709,22.755328889692166,22.84687171663051,23.09948067579214,23.498127748085338,24.027904442761621,24.674047948454152,25.421955449675188,26.257191576097942,27.165491790849526,28.132762481361254,61.42994361985982,61.264364118603922,61.158261450207071,61.103237100877685,61.091639449369744,61.116481267767377,61.171373044919989,61.250468986983769,61.348423273884151,61.460354690256061,61.581818136117064,61.708796124447574,61.837671967966457,61.965199442737777,62.08850466016797,62.205077129256445,62.312762080042909,62.409753304355398,62.494585856832416,62.566128077791944,62.623572546967587,{"$f":"BS23*$AX23","v":12068367.465937631},{"$f":"BT23*$AX23","v":12035838.146387078},{"$f":"BU23*$AX23","v":12014993.49122585},{"$f":"BV23*$AX23","v":12004183.550207663},{"$f":"BW23*$AX23","v":12001905.105659418},{"$f":"BX23*$AX23","v":12006785.464899205},{"$f":"BY23*$AX23","v":12017569.361131234},{"$f":"BZ23*$AX23","v":12033108.344852222},{"$f":"CA23*$AX23","v":12052352.1901094},{"$f":"CB23*$AX23","v":12074341.945986733},{"$f":"CC23*$AX23","v":12098204.339665631},{"$f":"CD23*$AX23","v":12123150.106061593},{"$f":"CE23*$AX23","v":12148468.720167659},{"$f":"CF23*$AX23","v":12173522.437245233},{"$f":"CG23*$AX23","v":12197746.660591807},{"$f":"CH23*$AX23","v":12220648.185653871},{"$f":"CI23*$AX23","v":12241803.691911284},{"$f":"CJ23*$AX23","v":12260858.336389191},{"$f":"CK23*$AX23","v":12277524.319719754},{"$f":"CL23*$AX23","v":12291579.318975683},{"$f":"CM23*$AX23","v":12302864.710464684},{"$f":"IF('Asset data'!$F23=0,0,AY23*'Asset data'!$F23/1000)","v":2.4315565830542649},{"$f":"IF('Asset data'!$F23=0,0,AZ23*'Asset data'!$F23/1000)","v":2.2673064993124163},{"$f":"IF('Asset data'!$F23=0,0,BA23*'Asset data'!$F23/1000)","v":2.1236948735168082},{"$f":"IF('Asset data'!$F23=0,0,BB23*'Asset data'!$F23/1000)","v":2.0002559769300969},{"$f":"IF('Asset data'!$F23=0,0,BC23*'Asset data'!$F23/1000)","v":1.8963472351702177},{"$f":"IF('Asset data'!$F23=0,0,BD23*'Asset data'!$F23/1000)","v":1.8111858873452695},{"$f":"IF('Asset data'!$F23=0,0,BE23*'Asset data'!$F23/1000)","v":1.7438823387967788},{"$f":"IF('Asset data'!$F23=0,0,BF23*'Asset data'!$F23/1000)","v":1.6934693778947127},{"$f":"IF('Asset data'!$F23=0,0,BG23*'Asset data'!$F23/1000)","v":1.6589268279377967},{"$f":"IF('Asset data'!$F23=0,0,BH23*'Asset data'!$F23/1000)","v":1.6392015770904256},{"$f":"IF('Asset data'!$F23=0,0,BI23*'Asset data'!$F23/1000)","v":1.6331727360219199},{"$f":"IF('Asset data'!$F23=0,0,BJ23*'Asset data'!$F23/1000)","v":1.6397428563598335},{"$f":"IF('Asset data'!$F23=0,0,BK23*'Asset data'!$F23/1000)","v":1.6578728542595575},{"$f":"IF('Asset data'!$F23=0,0,BL23*'Asset data'!$F23/1000)","v":1.6864841537455046},{"$f":"IF('Asset data'!$F23=0,0,BM23*'Asset data'!$F23/1000)","v":1.7245067575109483},{"$f":"IF('Asset data'!$F23=0,0,BN23*'Asset data'!$F23/1000)","v":1.7708811238042295},{"$f":"IF('Asset data'!$F23=0,0,BO23*'Asset data'!$F23/1000)","v":1.8245591939381127},{"$f":"IF('Asset data'!$F23=0,0,BP23*'Asset data'!$F23/1000)","v":1.884504926932203},{"$f":"IF('Asset data'!$F23=0,0,BQ23*'Asset data'!$F23/1000)","v":1.9496945426941226},{"$f":"IF('Asset data'!$F23=0,0,BR23*'Asset data'!$F23/1000)","v":2.0191165285399277}]
[{"$f":"'Asset data'!A24","v":1},{"$f":"'Asset data'!B24","v":0},{"$f":"'Asset data'!C24","v":0},{"$f":"'Asset data'!E24","v":"Subtrans 2-4.5% Growth"},"Subtransmission Lines",{"$f":"'Asset data'!I24","v":113.40642252175499},113.40642252175499,{"$f":"'Asset data'!J24","v":16.743157806499088},"S",{"$f":"IF(A24=0,0,IF('Asset data'!$D$1=1,1,IF('Asset data'!$D$1=2,2,'Asset data'!K24)))","v":1},113.40642252175499,null,null,null,null,null,null,null,null,null,null,null,null,null,null,null,null,null,null,null,null,null,null,null,null,null,null,null,null,null,null,null,null,null,null,null,null,null,null,{"$f":"'Utilisation profile summary'!H24","v":210938.3982867786},{"$f":"Aug_calc('Asset data'!$M$5:$FG$5,'Asset data'!M24:FG24,'Asset data'!H24/100,'Asset data'!G24,'Asset data'!I24,'Asset data'!J24,J24,20)","v":174.23808737160891},160.43767188493447,154.31488806390081,155.85919171962928,163.98647910967114,177.14699553400169,193.61285998187901,211.49498251150931,228.72830719393917,243.20421692501805,253.0362523967903,256.84331517989489,253.92511842259353,244.26613820205748,228.42450375702435,207.3179903826701,181.96534106702651,153.02962654838441,120.20555348684894,81.80962862880493,70.721703616360983,69.174532283989691,68.159924671346729,67.44213228810878,66.838585600597114,66.222041503695621,65.51662044646659,64.691349382712502,63.753568713974559,62.741551999523708,61.714818451424186,60.742621623328617,59.892956915600429,59.224601977479111,58.783412247737772,58.602151076135314,58.702870069357701,59.100810028216273,59.81100385831936,60.859134516843234,62.296220682493683,14917922.884947464,14591565.042221842,14377545.337521363,14226135.3618987,14098824.190343698,13968771.366070129,13819970.978140472,13645889.621799758,13448075.669591872,13234602.484806161,13018024.954702748,12812951.312964782,12633724.400435794,12492742.680301424,12399678.825369209,12361443.884159802,12382689.387267189,12466630.204803122,12616437.35379822,12837528.356102513,13140665.010084907,{"$f":"IF('Asset data'!$F24=0,0,AY24*'Asset data'!$F24/1000)","v":12.505241969972969},{"$f":"IF('Asset data'!$F24=0,0,AZ24*'Asset data'!$F24/1000)","v":11.514772334140943},{"$f":"IF('Asset data'!$F24=0,0,BA24*'Asset data'!$F24/1000)","v":11.075334009450417},{"$f":"IF('Asset data'!$F24=0,0,BB24*'Asset data'!$F24/1000)","v":11.1861702289092},{"$f":"IF('Asset data'!$F24=0,0,BC24*'Asset data'!$F24/1000)","v":11.769473781565988},{"$f":"IF('Asset data'!$F24=0,0,BD24*'Asset data'!$F24/1000)","v":12.714017221055519},{"$f":"IF('Asset data'!$F24=0,0,BE24*'Asset data'!$F24/1000)","v":13.895788797360328},{"$f":"IF('Asset data'!$F24=0,0,BF24*'Asset data'!$F24/1000)","v":15.179206634086247},{"$f":"IF('Asset data'!$F24=0,0,BG24*'Asset data'!$F24/1000)","v":16.416059599771454},{"$f":"IF('Asset data'!$F24=0,0,BH24*'Asset data'!$F24/1000)","v":17.455010133798751},{"$f":"IF('Asset data'!$F24=0,0,BI24*'Asset data'!$F24/1000)","v":18.160665162998203},{"$f":"IF('Asset data'!$F24=0,0,BJ24*'Asset data'!$F24/1000)","v":18.433901870401129},{"$f":"IF('Asset data'!$F24=0,0,BK24*'Asset data'!$F24/1000)","v":18.224459967562666},{"$f":"IF('Asset data'!$F24=0,0,BL24*'Asset data'!$F24/1000)","v":17.531225286999547},{"$f":"IF('Asset data'!$F24=0,0,BM24*'Asset data'!$F24/1000)","v":16.394255322949785},{"$f":"IF('Asset data'!$F24=0,0,BN24*'Asset data'!$F24/1000)","v":14.879419727183377},{"$f":"IF('Asset data'!$F24=0,0,BO24*'Asset data'!$F24/1000)","v":13.059834703870887},{"$f":"IF('Asset data'!$F24=0,0,BP24*'Asset data'!$F24/1000)","v":10.983089503735957},{"$f":"IF('Asset data'!$F24=0,0,BQ24*'Asset data'!$F24/1000)","v":8.6272729181284138},{"$f":"IF('Asset data'!$F24=0,0,BR24*'Asset data'!$F24/1000)","v":5.8715589507988}]
[{"$f":"'Asset data'!A25","v":1},{"$f":"'Asset data'!B25","v":0},{"$f":"'Asset data'!C25","v":0},{"$f":"'Asset data'!E25","v":"Subtrans 4.5% Growth"},"Subtransmission Lines",{"$f":"'Asset data'!I25","v":113.40642252175499},113.40642252175499,{"$f":"'Asset data'!J25","v":16.743157806499088},"S",{"$f":"IF(A25=0,0,IF('Asset data'!$D$1=1,1,IF('Asset data'!$D$1=2,2,'Asset data'!K25)))","v":1},113.40642252175499,null,null,null,null,null,null,null,null,null,null,null,null,null,null,null,null,null,null,null,null,null,null,null,null,null,null,null,null,null,null,null,null,null,null,null,null,null,null,{"$f":"'Utilisation profile summary'!H25","v":118883.60136129556},{"$f":"Aug_calc('Asset data'!$M$5:$FG$5,'Asset data'!M25:FG25,'Asset data'!H25/100,'Asset data'!G25,'Asset data'!I25,'Asset data'!J25,J25,20)","v":321.00256621121588},201.93648683019507,165.64159759011812,173.76858908880877,197.18763464989036,217.79625301281371,225.58499932243237,216.84033151575525,194.19050842277235,166.0053354453463,143.01478054554363,133.06783420541043,137.52801044095762,151.73684080841787,168.40055173664805,180.11467352967358,178.28078194830573,154.40015475770667,106.56607620129024,47.895054744232731,83.17184264981293,73.249473895027435,69.876670816520488,68.277083529222068,66.83231014619372,65.164175839125974,63.425679294175751,61.922643487058103,60.922412045853505,60.568421466251372,60.850735624691417,61.618300290550685,62.635350256717764,63.670785982341258,64.580477532428205,65.340281584570334,66.036213315211569,66.865215775534097,68.121967201143619,70.121949608890745,73.037001701708547,9887768.1860647611,8708161.2544610668,8307190.2778056962,8117025.5803999156,7945265.717474563,7746951.9034960195,7540273.1732781678,7361586.8635530397,7242675.7476278385,7200592.0726767648,7234154.5965474006,7325405.4483024301,7446316.0110447565,7569412.3390850229,7677559.7466872986,7767887.9887348609,7850622.8591750897,7949177.6571956063,8098584.7926880084,8336349.9039802225,8682901.7949301843,{"$f":"IF('Asset data'!$F25=0,0,AY25*'Asset data'!$F25/1000)","v":23.038675550266724},{"$f":"IF('Asset data'!$F25=0,0,AZ25*'Asset data'!$F25/1000)","v":14.493183829503666},{"$f":"IF('Asset data'!$F25=0,0,BA25*'Asset data'!$F25/1000)","v":11.888263291937623},{"$f":"IF('Asset data'!$F25=0,0,BB25*'Asset data'!$F25/1000)","v":12.471545608175902},{"$f":"IF('Asset data'!$F25=0,0,BC25*'Asset data'!$F25/1000)","v":14.15235395418663},{"$f":"IF('Asset data'!$F25=0,0,BD25*'Asset data'!$F25/1000)","v":15.63145512651262},{"$f":"IF('Asset data'!$F25=0,0,BE25*'Asset data'!$F25/1000)","v":16.190461246895378},{"$f":"IF('Asset data'!$F25=0,0,BF25*'Asset data'!$F25/1000)","v":15.562847683643255},{"$f":"IF('Asset data'!$F25=0,0,BG25*'Asset data'!$F25/1000)","v":13.937247204278803},{"$f":"IF('Asset data'!$F25=0,0,BH25*'Asset data'!$F25/1000)","v":11.914369121965281},{"$f":"IF('Asset data'!$F25=0,0,BI25*'Asset data'!$F25/1000)","v":10.264313979700061},{"$f":"IF('Asset data'!$F25=0,0,BJ25*'Asset data'!$F25/1000)","v":9.5504116824347651},{"$f":"IF('Asset data'!$F25=0,0,BK25*'Asset data'!$F25/1000)","v":9.870522996187221},{"$f":"IF('Asset data'!$F25=0,0,BL25*'Asset data'!$F25/1000)","v":10.890304976899797},{"$f":"IF('Asset data'!$F25=0,0,BM25*'Asset data'!$F25/1000)","v":12.086276193174502},{"$f":"IF('Asset data'!$F25=0,0,BN25*'Asset data'!$F25/1000)","v":12.92701044191022},{"$f":"IF('Asset data'!$F25=0,0,BO25*'Asset data'!$F25/1000)","v":12.79539020710593},{"$f":"IF('Asset data'!$F25=0,0,BP25*'Asset data'!$F25/1000)","v":11.081453685430029},{"$f":"IF('Asset data'!$F25=0,0,BQ25*'Asset data'!$F25/1000)","v":7.6483539781145318},{"$f":"IF('Asset data'!$F25=0,0,BR25*'Asset data'!$F25/1000)","v":3.4374760293616822}]
[{"$f":"'Asset data'!A26","v":0},{"$f":"'Asset data'!B26","v":0},{"$f":"'Asset data'!C26","v":0},{"$f":"'Asset data'!E26","v":0},0,{"$f":"'Asset data'!I26","v":0},0,{"$f":"'Asset data'!J26","v":0},"S",{"$f":"IF(A26=0,0,IF('Asset data'!$D$1=1,1,IF('Asset data'!$D$1=2,2,'Asset data'!K26)))","v":0},0,null,null,null,null,null,null,null,null,null,null,null,null,null,null,null,null,null,null,null,null,null,null,null,null,null,null,null,null,null,null,null,null,null,null,null,null,null,null,{"$f":"'Utilisation profile summary'!H26","v":0},{"$f":"Aug_calc('Asset data'!$M$5:$FG$5,'Asset data'!M26:FG26,'Asset data'!H26/100,'Asset data'!G26,'Asset data'!I26,'Asset data'!J26,J26,20)","v":0},0,0,0,0,0,0,0,0,0,0,0,0,0,0,0,0,0,0,0,0,0,0,0,0,0,0,0,0,0,0,0,0,0,0,0,0,0,0,0,0,0,0,0,0,0,0,0,0,0,0,0,0,0,0,0,0,0,0,0,0,0,{"$f":"IF('Asset data'!$F26=0,0,AY26*'Asset data'!$F26/1000)","v":0},{"$f":"IF('Asset data'!$F26=0,0,AZ26*'Asset data'!$F26/1000)","v":0},{"$f":"IF('Asset data'!$F26=0,0,BA26*'Asset data'!$F26/1000)","v":0},{"$f":"IF('Asset data'!$F26=0,0,BB26*'Asset data'!$F26/1000)","v":0},{"$f":"IF('Asset data'!$F26=0,0,BC26*'Asset data'!$F26/1000)","v":0},{"$f":"IF('Asset data'!$F26=0,0,BD26*'Asset data'!$F26/1000)","v":0},{"$f":"IF('Asset data'!$F26=0,0,BE26*'Asset data'!$F26/1000)","v":0},{"$f":"IF('Asset data'!$F26=0,0,BF26*'Asset data'!$F26/1000)","v":0},{"$f":"IF('Asset data'!$F26=0,0,BG26*'Asset data'!$F26/1000)","v":0},{"$f":"IF('Asset data'!$F26=0,0,BH26*'Asset data'!$F26/1000)","v":0},{"$f":"IF('Asset data'!$F26=0,0,BI26*'Asset data'!$F26/1000)","v":0},{"$f":"IF('Asset data'!$F26=0,0,BJ26*'Asset data'!$F26/1000)","v":0},{"$f":"IF('Asset data'!$F26=0,0,BK26*'Asset data'!$F26/1000)","v":0},{"$f":"IF('Asset data'!$F26=0,0,BL26*'Asset data'!$F26/1000)","v":0},{"$f":"IF('Asset data'!$F26=0,0,BM26*'Asset data'!$F26/1000)","v":0},{"$f":"IF('Asset data'!$F26=0,0,BN26*'Asset data'!$F26/1000)","v":0},{"$f":"IF('Asset data'!$F26=0,0,BO26*'Asset data'!$F26/1000)","v":0},{"$f":"IF('Asset data'!$F26=0,0,BP26*'Asset data'!$F26/1000)","v":0},{"$f":"IF('Asset data'!$F26=0,0,BQ26*'Asset data'!$F26/1000)","v":0},{"$f":"IF('Asset data'!$F26=0,0,BR26*'Asset data'!$F26/1000)","v":0}]
[{"$f":"'Asset data'!A27","v":0},{"$f":"'Asset data'!B27","v":0},{"$f":"'Asset data'!C27","v":0},{"$f":"'Asset data'!E27","v":0},0,{"$f":"'Asset data'!I27","v":0},0,{"$f":"'Asset data'!J27","v":0},"S",{"$f":"IF(A27=0,0,IF('Asset data'!$D$1=1,1,IF('Asset data'!$D$1=2,2,'Asset data'!K27)))","v":0},0,null,null,null,null,null,null,null,null,null,null,null,null,null,null,null,null,null,null,null,null,null,null,null,null,null,null,null,null,null,null,null,null,null,null,null,null,null,null,{"$f":"'Utilisation profile summary'!H27","v":0},{"$f":"Aug_calc('Asset data'!$M$5:$FG$5,'Asset data'!M27:FG27,'Asset data'!H27/100,'Asset data'!G27,'Asset data'!I27,'Asset data'!J27,J27,20)","v":0},0,0,0,0,0,0,0,0,0,0,0,0,0,0,0,0,0,0,0,0,0,0,0,0,0,0,0,0,0,0,0,0,0,0,0,0,0,0,0,0,0,0,0,0,0,0,0,0,0,0,0,0,0,0,0,0,0,0,0,0,0,{"$f":"IF('Asset data'!$F27=0,0,AY27*'Asset data'!$F27/1000)","v":0},{"$f":"IF('Asset data'!$F27=0,0,AZ27*'Asset data'!$F27/1000)","v":0},{"$f":"IF('Asset data'!$F27=0,0,BA27*'Asset data'!$F27/1000)","v":0},{"$f":"IF('Asset data'!$F27=0,0,BB27*'Asset data'!$F27/1000)","v":0},{"$f":"IF('Asset data'!$F27=0,0,BC27*'Asset data'!$F27/1000)","v":0},{"$f":"IF('Asset data'!$F27=0,0,BD27*'Asset data'!$F27/1000)","v":0},{"$f":"IF('Asset data'!$F27=0,0,BE27*'Asset data'!$F27/1000)","v":0},{"$f":"IF('Asset data'!$F27=0,0,BF27*'Asset data'!$F27/1000)","v":0},{"$f":"IF('Asset data'!$F27=0,0,BG27*'Asset data'!$F27/1000)","v":0},{"$f":"IF('Asset data'!$F27=0,0,BH27*'Asset data'!$F27/1000)","v":0},{"$f":"IF('Asset data'!$F27=0,0,BI27*'Asset data'!$F27/1000)","v":0},{"$f":"IF('Asset data'!$F27=0,0,BJ27*'Asset data'!$F27/1000)","v":0},{"$f":"IF('Asset data'!$F27=0,0,BK27*'Asset data'!$F27/1000)","v":0},{"$f":"IF('Asset data'!$F27=0,0,BL27*'Asset data'!$F27/1000)","v":0},{"$f":"IF('Asset data'!$F27=0,0,BM27*'Asset data'!$F27/1000)","v":0},{"$f":"IF('Asset data'!$F27=0,0,BN27*'Asset data'!$F27/1000)","v":0},{"$f":"IF('Asset data'!$F27=0,0,BO27*'Asset data'!$F27/1000)","v":0},{"$f":"IF('Asset data'!$F27=0,0,BP27*'Asset data'!$F27/1000)","v":0},{"$f":"IF('Asset data'!$F27=0,0,BQ27*'Asset data'!$F27/1000)","v":0},{"$f":"IF('Asset data'!$F27=0,0,BR27*'Asset data'!$F27/1000)","v":0}]
[{"$f":"'Asset data'!A28","v":2},{"$f":"'Asset data'!B28","v":0},{"$f":"'Asset data'!C28","v":0},{"$f":"'Asset data'!E28","v":"HV Feeders - Rural Short"},"HV Feeders",{"$f":"'Asset data'!I28","v":86.133333333333368},86.133333333333368,{"$f":"'Asset data'!J28","v":12.093984571261799},"S",{"$f":"IF(A28=0,0,IF('Asset data'!$D$1=1,1,IF('Asset data'!$D$1=2,2,'Asset data'!K28)))","v":1},86.133333333333368,null,null,null,null,null,null,null,null,null,null,null,null,null,null,null,null,null,null,null,null,null,null,null,null,null,null,null,null,null,null,null,null,null,null,null,null,null,null,{"$f":"'Utilisation profile summary'!H28","v":214754.37573617711},{"$f":"Aug_calc('Asset data'!$M$5:$FG$5,'Asset data'!M28:FG28,'Asset data'!H28/100,'Asset data'!G28,'Asset data'!I28,'Asset data'!J28,J28,20)","v":181.09819879953415},160.86436789972845,145.95246748146781,134.66758721473897,125.82477534028136,118.61502729614806,112.49843236763323,107.12282706906343,102.26340978750048,97.778605943390986,93.578305241712698,89.602209914176541,85.805929230252403,82.152721421699141,78.610043900004996,75.148796713337845,71.74378790061148,68.373851750405208,65.019878055413074,61.658492388052629,62.149152884585547,56.485594093550482,52.498681878335539,49.529654205084938,47.226962730050865,45.388044831692483,43.888848015208993,42.649327407812073,41.615350715539599,40.748712458191747,40.021408661129705,39.412255979460397,38.904837083050417,38.486212018243506,38.14607944470832,37.876195943605175,37.669948827978466,37.522026028279804,37.428159749781145,37.384946425856207,37.38977167861551,13346802.530261401,12130528.497647528,11274321.653754102,10636709.969241736,10142196.899007777,9747281.2337157391,9425322.1572861634,9159129.6830325108,8937078.6639577784,8750964.3060119525,8594772.6331033409,8463954.4292234313,8354984.000888166,8265082.4364280412,8192037.4779309528,8134078.8151300531,8089786.3445662521,8058019.2760598185,8037861.0820181603,8028580.8316151751,8029617.0757592693,{"$f":"IF('Asset data'!$F28=0,0,AY28*'Asset data'!$F28/1000)","v":25.715282381388391},{"$f":"IF('Asset data'!$F28=0,0,AZ28*'Asset data'!$F28/1000)","v":22.842152340919409},{"$f":"IF('Asset data'!$F28=0,0,BA28*'Asset data'!$F28/1000)","v":20.724716979106727},{"$f":"IF('Asset data'!$F28=0,0,BB28*'Asset data'!$F28/1000)","v":19.122305223370169},{"$f":"IF('Asset data'!$F28=0,0,BC28*'Asset data'!$F28/1000)","v":17.866658254463065},{"$f":"IF('Asset data'!$F28=0,0,BD28*'Asset data'!$F28/1000)","v":16.842900381206803},{"$f":"IF('Asset data'!$F28=0,0,BE28*'Asset data'!$F28/1000)","v":15.97436625529074},{"$f":"IF('Asset data'!$F28=0,0,BF28*'Asset data'!$F28/1000)","v":15.211049948778886},{"$f":"IF('Asset data'!$F28=0,0,BG28*'Asset data'!$F28/1000)","v":14.52103045420227},{"$f":"IF('Asset data'!$F28=0,0,BH28*'Asset data'!$F28/1000)","v":13.884204698667981},{"$f":"IF('Asset data'!$F28=0,0,BI28*'Asset data'!$F28/1000)","v":13.287777349603266},{"$f":"IF('Asset data'!$F28=0,0,BJ28*'Asset data'!$F28/1000)","v":12.723186344277517},{"$f":"IF('Asset data'!$F28=0,0,BK28*'Asset data'!$F28/1000)","v":12.184128361187458},{"$f":"IF('Asset data'!$F28=0,0,BL28*'Asset data'!$F28/1000)","v":11.665386203520665},{"$f":"IF('Asset data'!$F28=0,0,BM28*'Asset data'!$F28/1000)","v":11.162338942639812},{"$f":"IF('Asset data'!$F28=0,0,BN28*'Asset data'!$F28/1000)","v":10.67085449173449},{"$f":"IF('Asset data'!$F28=0,0,BO28*'Asset data'!$F28/1000)","v":10.187355684397925},{"$f":"IF('Asset data'!$F28=0,0,BP28*'Asset data'!$F28/1000)","v":9.7088370669613724},{"$f":"IF('Asset data'!$F28=0,0,BQ28*'Asset data'!$F28/1000)","v":9.2325850598282511},{"$f":"IF('Asset data'!$F28=0,0,BR28*'Asset data'!$F28/1000)","v":8.7552805797068967}]
[{"$f":"'Asset data'!A29","v":2},{"$f":"'Asset data'!B29","v":0},{"$f":"'Asset data'!C29","v":0},{"$f":"'Asset data'!E29","v":"HV Feeders - Rural Long"},"HV Feeders",{"$f":"'Asset data'!I29","v":107},107,{"$f":"'Asset data'!J29","v":12.093984571261799},"S",{"$f":"IF(A29=0,0,IF('Asset data'!$D$1=1,1,IF('Asset data'!$D$1=2,2,'Asset data'!K29)))","v":1},107,null,null,null,null,null,null,null,null,null,null,null,null,null,null,null,null,null,null,null,null,null,null,null,null,null,null,null,null,null,null,null,null,null,null,null,null,null,null,{"$f":"'Utilisation profile summary'!H29","v":104376.18399378675},{"$f":"Aug_calc('Asset data'!$M$5:$FG$5,'Asset data'!M29:FG29,'Asset data'!H29/100,'Asset data'!G29,'Asset data'!I29,'Asset data'!J29,J29,20)","v":7.8251166525970373},7.9103896059342951,7.9681943277659553,8.0005979893815304,8.0102347595559955,8.0001995626545526,7.9739258615604394,7.9350541424457885,7.88729814954982,7.8343158044331744,7.7777050021817047,7.7195038144969708,7.6636595772020124,7.6120210974556093,7.5658445056042094,7.525758905878984,7.4917543100612951,7.463190702579344,7.4388266176492888,7.4168653437482641,64.609384393212579,64.774698062952865,64.938874984294472,65.103700604334236,65.270794308627529,65.441578372544299,65.617255072049915,65.798792329499591,65.986917861459034,66.182121421489398,66.384664406152197,66.594710348038063,66.812300625262878,67.037241863950356,67.269236014350838,67.507917154941211,67.752889440343651,68.003764992308902,68.260200610323395,68.521932273407486,68.788806512107357,6743680.9931512503,6760935.8031607503,6778071.9637102354,6795275.8329543956,6812716.4361779159,6830542.2250564992,6848878.6885675183,6867826.8547528135,6887462.6798905414,6907837.2825885126,6928977.9464223282,6950901.7402997548,6973612.9831106318,6997091.4912276659,7021306.1553553492,7046218.7820014562,7071788.0543360002,7097973.4871074678,7124739.258355909,7152057.810578974,7179913.1252207132,{"$f":"IF('Asset data'!$F29=0,0,AY29*'Asset data'!$F29/1000)","v":0.80890900140827926},{"$f":"IF('Asset data'!$F29=0,0,AZ29*'Asset data'!$F29/1000)","v":0.81772395747775628},{"$f":"IF('Asset data'!$F29=0,0,BA29*'Asset data'!$F29/1000)","v":0.82369942875689861},{"$f":"IF('Asset data'!$F29=0,0,BB29*'Asset data'!$F29/1000)","v":0.82704910579343549},{"$f":"IF('Asset data'!$F29=0,0,BC29*'Asset data'!$F29/1000)","v":0.82804529159930973},{"$f":"IF('Asset data'!$F29=0,0,BD29*'Asset data'!$F29/1000)","v":0.82700791906355497},{"$f":"IF('Asset data'!$F29=0,0,BE29*'Asset data'!$F29/1000)","v":0.82429191695663606},{"$f":"IF('Asset data'!$F29=0,0,BF29*'Asset data'!$F29/1000)","v":0.8202736147525892},{"$f":"IF('Asset data'!$F29=0,0,BG29*'Asset data'!$F29/1000)","v":0.81533691486174242},{"$f":"IF('Asset data'!$F29=0,0,BH29*'Asset data'!$F29/1000)","v":0.80985994911371728},{"$f":"IF('Asset data'!$F29=0,0,BI29*'Asset data'!$F29/1000)","v":0.80400789737427658},{"$f":"IF('Asset data'!$F29=0,0,BJ29*'Asset data'!$F29/1000)","v":0.79799144206747818},{"$f":"IF('Asset data'!$F29=0,0,BK29*'Asset data'!$F29/1000)","v":0.79221863276249749},{"$f":"IF('Asset data'!$F29=0,0,BL29*'Asset data'!$F29/1000)","v":0.78688058696198637},{"$f":"IF('Asset data'!$F29=0,0,BM29*'Asset data'!$F29/1000)","v":0.78210715514476781},{"$f":"IF('Asset data'!$F29=0,0,BN29*'Asset data'!$F29/1000)","v":0.77796336996121751},{"$f":"IF('Asset data'!$F29=0,0,BO29*'Asset data'!$F29/1000)","v":0.77444819889510308},{"$f":"IF('Asset data'!$F29=0,0,BP29*'Asset data'!$F29/1000)","v":0.77149548135354751},{"$f":"IF('Asset data'!$F29=0,0,BQ29*'Asset data'!$F29/1000)","v":0.76897688278358789},{"$f":"IF('Asset data'!$F29=0,0,BR29*'Asset data'!$F29/1000)","v":0.76670667098616563}]
[{"$f":"'Asset data'!A30","v":2},{"$f":"'Asset data'!B30","v":0},{"$f":"'Asset data'!C30","v":0},{"$f":"'Asset data'!E30","v":"HV Feeders - Urban"},"HV Feeders",{"$f":"'Asset data'!I30","v":74.704999999999941},74.704999999999941,{"$f":"'Asset data'!J30","v":12.093984571261799},"S",{"$f":"IF(A30=0,0,IF('Asset data'!$D$1=1,1,IF('Asset data'!$D$1=2,2,'Asset data'!K30)))","v":1},74.704999999999941,null,null,null,null,null,null,null,null,null,null,null,null,null,null,null,null,null,null,null,null,null,null,null,null,null,null,null,null,null,null,null,null,null,null,null,null,null,null,{"$f":"'Utilisation profile summary'!H30","v":232641.93492965016},{"$f":"Aug_calc('Asset data'!$M$5:$FG$5,'Asset data'!M30:FG30,'Asset data'!H30/100,'Asset data'!G30,'Asset data'!I30,'Asset data'!J30,J30,20)","v":65.35089449311333},61.102473672310019,57.631738244821541,54.73577341128037,52.240419691636752,50.063288053301306,48.167493038826699,46.530654737954897,45.134016153790945,43.95975329306885,42.783117377597108,41.479919206089725,40.152243874074344,38.706118758733339,37.035630104996784,35.035540359748595,32.619065593779773,29.735324841583708,26.454645629346338,22.843369004026851,57.765167942588455,56.911856688109587,56.224587900665242,55.668216336470046,55.21775024151659,54.855649919494894,54.568485075805555,54.345249848747876,54.176639845464038,54.0546906567454,53.972545223992398,53.928393113151003,53.923062924185459,53.955473391949731,54.026502361588122,54.139100634677568,54.298202554162714,54.510361798134518,54.783138319963349,55.122991466130031,55.535523854498983,13438600.441699976,13240084.460360765,13080196.91983296,12950761.562598752,12845964.258648576,12761724.5390948,12694917.954215141,12642984.079047984,12603758.321635537,12575387.826408932,12556277.35398764,12546005.72149027,12544765.696015785,12552305.729948441,12568830.046881175,12595025.12700244,12632038.905402485,12681396.042433299,12744855.300274938,12823919.393791083,12919891.726842387,{"$f":"IF('Asset data'!$F30=0,0,AY30*'Asset data'!$F30/1000)","v":7.0665212744955035},{"$f":"IF('Asset data'!$F30=0,0,AZ30*'Asset data'!$F30/1000)","v":6.6071311414900569},{"$f":"IF('Asset data'!$F30=0,0,BA30*'Asset data'!$F30/1000)","v":6.231833665813161},{"$f":"IF('Asset data'!$F30=0,0,BB30*'Asset data'!$F30/1000)","v":5.9186872694992427},{"$f":"IF('Asset data'!$F30=0,0,BC30*'Asset data'!$F30/1000)","v":5.648859744045688},{"$f":"IF('Asset data'!$F30=0,0,BD30*'Asset data'!$F30/1000)","v":5.4134422006592562},{"$f":"IF('Asset data'!$F30=0,0,BE30*'Asset data'!$F30/1000)","v":5.2084461419858883},{"$f":"IF('Asset data'!$F30=0,0,BF30*'Asset data'!$F30/1000)","v":5.0314515841342189},{"$f":"IF('Asset data'!$F30=0,0,BG30*'Asset data'!$F30/1000)","v":4.8804302959892514},{"$f":"IF('Asset data'!$F30=0,0,BH30*'Asset data'!$F30/1000)","v":4.7534549339608549},{"$f":"IF('Asset data'!$F30=0,0,BI30*'Asset data'!$F30/1000)","v":4.6262229688361423},{"$f":"IF('Asset data'!$F30=0,0,BJ30*'Asset data'!$F30/1000)","v":4.4853055770350094},{"$f":"IF('Asset data'!$F30=0,0,BK30*'Asset data'!$F30/1000)","v":4.3417414215313954},{"$f":"IF('Asset data'!$F30=0,0,BL30*'Asset data'!$F30/1000)","v":4.1853690570457589},{"$f":"IF('Asset data'!$F30=0,0,BM30*'Asset data'!$F30/1000)","v":4.0047358200871326},{"$f":"IF('Asset data'!$F30=0,0,BN30*'Asset data'!$F30/1000)","v":3.7884621662171614},{"$f":"IF('Asset data'!$F30=0,0,BO30*'Asset data'!$F30/1000)","v":3.5271639777922164},{"$f":"IF('Asset data'!$F30=0,0,BP30*'Asset data'!$F30/1000)","v":3.215339395533888},{"$f":"IF('Asset data'!$F30=0,0,BQ30*'Asset data'!$F30/1000)","v":2.8605930737293175},{"$f":"IF('Asset data'!$F30=0,0,BR30*'Asset data'!$F30/1000)","v":2.4700986007944796}]
[{"$f":"'Asset data'!A31","v":0},{"$f":"'Asset data'!B31","v":0},{"$f":"'Asset data'!C31","v":0},{"$f":"'Asset data'!E31","v":0},0,{"$f":"'Asset data'!I31","v":0},0,{"$f":"'Asset data'!J31","v":0},"S",{"$f":"IF(A31=0,0,IF('Asset data'!$D$1=1,1,IF('Asset data'!$D$1=2,2,'Asset data'!K31)))","v":0},0,null,null,null,null,null,null,null,null,null,null,null,null,null,null,null,null,null,null,null,null,null,null,null,null,null,null,null,null,null,null,null,null,null,null,null,null,null,null,{"$f":"'Utilisation profile summary'!H31","v":0},{"$f":"Aug_calc('Asset data'!$M$5:$FG$5,'Asset data'!M31:FG31,'Asset data'!H31/100,'Asset data'!G31,'Asset data'!I31,'Asset data'!J31,J31,20)","v":0},0,0,0,0,0,0,0,0,0,0,0,0,0,0,0,0,0,0,0,0,0,0,0,0,0,0,0,0,0,0,0,0,0,0,0,0,0,0,0,0,0,0,0,0,0,0,0,0,0,0,0,0,0,0,0,0,0,0,0,0,0,{"$f":"IF('Asset data'!$F31=0,0,AY31*'Asset data'!$F31/1000)","v":0},{"$f":"IF('Asset data'!$F31=0,0,AZ31*'Asset data'!$F31/1000)","v":0},{"$f":"IF('Asset data'!$F31=0,0,BA31*'Asset data'!$F31/1000)","v":0},{"$f":"IF('Asset data'!$F31=0,0,BB31*'Asset data'!$F31/1000)","v":0},{"$f":"IF('Asset data'!$F31=0,0,BC31*'Asset data'!$F31/1000)","v":0},{"$f":"IF('Asset data'!$F31=0,0,BD31*'Asset data'!$F31/1000)","v":0},{"$f":"IF('Asset data'!$F31=0,0,BE31*'Asset data'!$F31/1000)","v":0},{"$f":"IF('Asset data'!$F31=0,0,BF31*'Asset data'!$F31/1000)","v":0},{"$f":"IF('Asset data'!$F31=0,0,BG31*'Asset data'!$F31/1000)","v":0},{"$f":"IF('Asset data'!$F31=0,0,BH31*'Asset data'!$F31/1000)","v":0},{"$f":"IF('Asset data'!$F31=0,0,BI31*'Asset data'!$F31/1000)","v":0},{"$f":"IF('Asset data'!$F31=0,0,BJ31*'Asset data'!$F31/1000)","v":0},{"$f":"IF('Asset data'!$F31=0,0,BK31*'Asset data'!$F31/1000)","v":0},{"$f":"IF('Asset data'!$F31=0,0,BL31*'Asset data'!$F31/1000)","v":0},{"$f":"IF('Asset data'!$F31=0,0,BM31*'Asset data'!$F31/1000)","v":0},{"$f":"IF('Asset data'!$F31=0,0,BN31*'Asset data'!$F31/1000)","v":0},{"$f":"IF('Asset data'!$F31=0,0,BO31*'Asset data'!$F31/1000)","v":0},{"$f":"IF('Asset data'!$F31=0,0,BP31*'Asset data'!$F31/1000)","v":0},{"$f":"IF('Asset data'!$F31=0,0,BQ31*'Asset data'!$F31/1000)","v":0},{"$f":"IF('Asset data'!$F31=0,0,BR31*'Asset data'!$F31/1000)","v":0}]
[{"$f":"'Asset data'!A32","v":0},{"$f":"'Asset data'!B32","v":0},{"$f":"'Asset data'!C32","v":0},{"$f":"'Asset data'!E32","v":0},0,{"$f":"'Asset data'!I32","v":0},0,{"$f":"'Asset data'!J32","v":0},"S",{"$f":"IF(A32=0,0,IF('Asset data'!$D$1=1,1,IF('Asset data'!$D$1=2,2,'Asset data'!K32)))","v":0},0,null,null,null,null,null,null,null,null,null,null,null,null,null,null,null,null,null,null,null,null,null,null,null,null,null,null,null,null,null,null,null,null,null,null,null,null,null,null,{"$f":"'Utilisation profile summary'!H32","v":0},{"$f":"Aug_calc('Asset data'!$M$5:$FG$5,'Asset data'!M32:FG32,'Asset data'!H32/100,'Asset data'!G32,'Asset data'!I32,'Asset data'!J32,J32,20)","v":0},0,0,0,0,0,0,0,0,0,0,0,0,0,0,0,0,0,0,0,0,0,0,0,0,0,0,0,0,0,0,0,0,0,0,0,0,0,0,0,0,0,0,0,0,0,0,0,0,0,0,0,0,0,0,0,0,0,0,0,0,0,{"$f":"IF('Asset data'!$F32=0,0,AY32*'Asset data'!$F32/1000)","v":0},{"$f":"IF('Asset data'!$F32=0,0,AZ32*'Asset data'!$F32/1000)","v":0},{"$f":"IF('Asset data'!$F32=0,0,BA32*'Asset data'!$F32/1000)","v":0},{"$f":"IF('Asset data'!$F32=0,0,BB32*'Asset data'!$F32/1000)","v":0},{"$f":"IF('Asset data'!$F32=0,0,BC32*'Asset data'!$F32/1000)","v":0},{"$f":"IF('Asset data'!$F32=0,0,BD32*'Asset data'!$F32/1000)","v":0},{"$f":"IF('Asset data'!$F32=0,0,BE32*'Asset data'!$F32/1000)","v":0},{"$f":"IF('Asset data'!$F32=0,0,BF32*'Asset data'!$F32/1000)","v":0},{"$f":"IF('Asset data'!$F32=0,0,BG32*'Asset data'!$F32/1000)","v":0},{"$f":"IF('Asset data'!$F32=0,0,BH32*'Asset data'!$F32/1000)","v":0},{"$f":"IF('Asset data'!$F32=0,0,BI32*'Asset data'!$F32/1000)","v":0},{"$f":"IF('Asset data'!$F32=0,0,BJ32*'Asset data'!$F32/1000)","v":0},{"$f":"IF('Asset data'!$F32=0,0,BK32*'Asset data'!$F32/1000)","v":0},{"$f":"IF('Asset data'!$F32=0,0,BL32*'Asset data'!$F32/1000)","v":0},{"$f":"IF('Asset data'!$F32=0,0,BM32*'Asset data'!$F32/1000)","v":0},{"$f":"IF('Asset data'!$F32=0,0,BN32*'Asset data'!$F32/1000)","v":0},{"$f":"IF('Asset data'!$F32=0,0,BO32*'Asset data'!$F32/1000)","v":0},{"$f":"IF('Asset data'!$F32=0,0,BP32*'Asset data'!$F32/1000)","v":0},{"$f":"IF('Asset data'!$F32=0,0,BQ32*'Asset data'!$F32/1000)","v":0},{"$f":"IF('Asset data'!$F32=0,0,BR32*'Asset data'!$F32/1000)","v":0}]
[{"$f":"'Asset data'!A33","v":3},{"$f":"'Asset data'!B33","v":0},{"$f":"'Asset data'!C33","v":0},{"$f":"'Asset data'!E33","v":"ZSS Urban"},"Zone Substation",{"$f":"'Asset data'!I33","v":82.92685701741712},82.92685701741712,{"$f":"'Asset data'!J33","v":30.49999288375788},"S",{"$f":"IF(A33=0,0,IF('Asset data'!$D$1=1,1,IF('Asset data'!$D$1=2,2,'Asset data'!K33)))","v":1},82.92685701741712,null,null,null,null,null,null,null,null,null,null,null,null,null,null,null,null,null,null,null,null,null,null,null,null,null,null,null,null,null,null,null,null,null,null,null,null,null,null,{"$f":"'Utilisation profile summary'!H33","v":265693.3695227463},{"$f":"Aug_calc('Asset data'!$M$5:$FG$5,'Asset data'!M33:FG33,'Asset data'!H33/100,'Asset data'!G33,'Asset data'!I33,'Asset data'!J33,J33,20)","v":28.404107292028886},30.023482911435167,31.625141963583911,33.200752542540513,34.744843015207046,36.255557469190364,37.735237199500183,39.19071472930613,40.633202792402777,42.077679424780676,41.573746977126831,38.729074467704969,35.435442306459407,31.796383752951229,27.947999849060391,24.044663280636492,20.240615268778587,16.67213367369828,13.444194615319496,10.623649653311551,69.034819792302983,69.638309310740539,70.193685648650856,70.70574522698081,71.179724546793807,71.621037005417136,72.034997783630672,72.426555101152587,72.80004796949838,73.159011551384538,73.506050676743641,73.937079560926591,74.558767645075832,75.384255264107708,76.424023815219343,77.685056448170499,79.170317777525909,80.878659620471311,82.805154138378882,84.941773527891655,87.278292026970917,18342093.885012556,18502437.048637889,18649996.859210487,18786047.693973366,18911980.856538583,19029234.650682583,19139221.284696396,19243255.46775008,19342490.04643359,19437864.290040877,19530070.284613766,19644591.801213961,19809770.203083713,20029096.790083602,20305356.399952237,20640404.409279171,21035028.496497441,21488923.597046304,22000780.416876264,22568466.021863546,23189263.494836148,{"$f":"IF('Asset data'!$F33=0,0,AY33*'Asset data'!$F33/1000)","v":6.5859001437339764},{"$f":"IF('Asset data'!$F33=0,0,AZ33*'Asset data'!$F33/1000)","v":6.9613756344775313},{"$f":"IF('Asset data'!$F33=0,0,BA33*'Asset data'!$F33/1000)","v":7.3327432847018166},{"$f":"IF('Asset data'!$F33=0,0,BB33*'Asset data'!$F33/1000)","v":7.6980712223740948},{"$f":"IF('Asset data'!$F33=0,0,BC33*'Asset data'!$F33/1000)","v":8.0560907707908331},{"$f":"IF('Asset data'!$F33=0,0,BD33*'Asset data'!$F33/1000)","v":8.4063716100137533},{"$f":"IF('Asset data'!$F33=0,0,BE33*'Asset data'!$F33/1000)","v":8.7494566029106249},{"$f":"IF('Asset data'!$F33=0,0,BF33*'Asset data'!$F33/1000)","v":9.0869299680897733},{"$f":"IF('Asset data'!$F33=0,0,BG33*'Asset data'!$F33/1000)","v":9.4213915388904432},{"$f":"IF('Asset data'!$F33=0,0,BH33*'Asset data'!$F33/1000)","v":9.756314188033782},{"$f":"IF('Asset data'!$F33=0,0,BI33*'Asset data'!$F33/1000)","v":9.6394702138397044},{"$f":"IF('Asset data'!$F33=0,0,BJ33*'Asset data'!$F33/1000)","v":8.9798920445256094},{"$f":"IF('Asset data'!$F33=0,0,BK33*'Asset data'!$F33/1000)","v":8.2162161331111587},{"$f":"IF('Asset data'!$F33=0,0,BL33*'Asset data'!$F33/1000)","v":7.3724481525088734},{"$f":"IF('Asset data'!$F33=0,0,BM33*'Asset data'!$F33/1000)","v":6.4801450836181695},{"$f":"IF('Asset data'!$F33=0,0,BN33*'Asset data'!$F33/1000)","v":5.5751004503640473},{"$f":"IF('Asset data'!$F33=0,0,BO33*'Asset data'!$F33/1000)","v":4.6930772946813253},{"$f":"IF('Asset data'!$F33=0,0,BP33*'Asset data'!$F33/1000)","v":3.8656735953386323},{"$f":"IF('Asset data'!$F33=0,0,BQ33*'Asset data'!$F33/1000)","v":3.1172295731423327},{"$f":"IF('Asset data'!$F33=0,0,BR33*'Asset data'!$F33/1000)","v":2.4632457221550763}]
[{"$f":"'Asset data'!A34","v":3},{"$f":"'Asset data'!B34","v":0},{"$f":"'Asset data'!C34","v":0},{"$f":"'Asset data'!E34","v":"ZSS Rural"},"Zone Substation",{"$f":"'Asset data'!I34","v":79.321710074757661},79.321710074757661,{"$f":"'Asset data'!J34","v":30.49999288375788},"S",{"$f":"IF(A34=0,0,IF('Asset data'!$D$1=1,1,IF('Asset data'!$D$1=2,2,'Asset data'!K34)))","v":1},79.321710074757661,null,null,null,null,null,null,null,null,null,null,null,null,null,null,null,null,null,null,null,null,null,null,null,null,null,null,null,null,null,null,null,null,null,null,null,null,null,null,{"$f":"'Utilisation profile summary'!H34","v":285958.31454088754},{"$f":"Aug_calc('Asset data'!$M$5:$FG$5,'Asset data'!M34:FG34,'Asset data'!H34/100,'Asset data'!G34,'Asset data'!I34,'Asset data'!J34,J34,20)","v":31.058800832085584},31.79983231974612,32.543943323137341,33.295002439068824,34.056749454555344,34.832522203064045,35.625168563982946,36.43724309569329,37.271435596896168,38.131050655385742,37.315619583973941,34.567959227813667,31.540599149087985,28.303450100320902,24.96100152906476,21.645080953594615,18.492116977720279,15.610258668329987,13.058274922696816,10.851651591053855,68.118624827698042,68.328092711657732,68.540379989531942,68.756208231853407,68.976061132091672,69.20021394744785,69.428773720632435,69.661719670748653,69.898930214460478,70.140187742644628,70.385161946475492,70.707907811016995,71.188376916046195,71.83264700722053,72.645507663186777,73.629266998706498,74.782690744421231,76.100642110153274,77.574863430363436,79.195535854361708,80.952620728005996,19479087.144571587,19538986.227619149,19599691.539798528,19661409.420203097,19724278.185002159,19788376.546281006,19853735.113792717,19920347.945067078,19988180.272338238,20057169.868468076,20127222.278901547,20219514.142350879,20356908.277813997,20541142.667195313,20773586.93033202,21054901.091831103,21384732.202107128,21761611.35329872,22183177.197286263,22646621.952075701,23149074.981048312,{"$f":"IF('Asset data'!$F34=0,0,AY34*'Asset data'!$F34/1000)","v":7.2014289610024402},{"$f":"IF('Asset data'!$F34=0,0,AZ34*'Asset data'!$F34/1000)","v":7.3732477522398785},{"$f":"IF('Asset data'!$F34=0,0,BA34*'Asset data'!$F34/1000)","v":7.545780573419707},{"$f":"IF('Asset data'!$F34=0,0,BB34*'Asset data'!$F34/1000)","v":7.7199244142632448},{"$f":"IF('Asset data'!$F34=0,0,BC34*'Asset data'!$F34/1000)","v":7.8965463980912487},{"$f":"IF('Asset data'!$F34=0,0,BD34*'Asset data'!$F34/1000)","v":8.0764204495226117},{"$f":"IF('Asset data'!$F34=0,0,BE34*'Asset data'!$F34/1000)","v":8.260206890287499},{"$f":"IF('Asset data'!$F34=0,0,BF34*'Asset data'!$F34/1000)","v":8.4484980314287235},{"$f":"IF('Asset data'!$F34=0,0,BG34*'Asset data'!$F34/1000)","v":8.6419175413992271},{"$f":"IF('Asset data'!$F34=0,0,BH34*'Asset data'!$F34/1000)","v":8.8412316363312353},{"$f":"IF('Asset data'!$F34=0,0,BI34*'Asset data'!$F34/1000)","v":8.6521622332620787},{"$f":"IF('Asset data'!$F34=0,0,BJ34*'Asset data'!$F34/1000)","v":8.0150777247253036},{"$f":"IF('Asset data'!$F34=0,0,BK34*'Asset data'!$F34/1000)","v":7.3131408191704788},{"$f":"IF('Asset data'!$F34=0,0,BL34*'Asset data'!$F34/1000)","v":6.5625613284520226},{"$f":"IF('Asset data'!$F34=0,0,BM34*'Asset data'!$F34/1000)","v":5.787566631398585},{"$f":"IF('Asset data'!$F34=0,0,BN34*'Asset data'!$F34/1000)","v":5.0187228310962322},{"$f":"IF('Asset data'!$F34=0,0,BO34*'Asset data'!$F34/1000)","v":4.2876628583814336},{"$f":"IF('Asset data'!$F34=0,0,BP34*'Asset data'!$F34/1000)","v":3.6194626273760822},{"$f":"IF('Asset data'!$F34=0,0,BQ34*'Asset data'!$F34/1000)","v":3.0277485508034703},{"$f":"IF('Asset data'!$F34=0,0,BR34*'Asset data'!$F34/1000)","v":2.5161112454088226}]
[{"$f":"'Asset data'!A35","v":0},{"$f":"'Asset data'!B35","v":0},{"$f":"'Asset data'!C35","v":0},{"$f":"'Asset data'!E35","v":0},0,{"$f":"'Asset data'!I35","v":0},0,{"$f":"'Asset data'!J35","v":0},"S",{"$f":"IF(A35=0,0,IF('Asset data'!$D$1=1,1,IF('Asset data'!$D$1=2,2,'Asset data'!K35)))","v":0},0,null,null,null,null,null,null,null,null,null,null,null,null,null,null,null,null,null,null,null,null,null,null,null,null,null,null,null,null,null,null,null,null,null,null,null,null,null,null,{"$f":"'Utilisation profile summary'!H35","v":0},{"$f":"Aug_calc('Asset data'!$M$5:$FG$5,'Asset data'!M35:FG35,'Asset data'!H35/100,'Asset data'!G35,'Asset data'!I35,'Asset data'!J35,J35,20)","v":0},0,0,0,0,0,0,0,0,0,0,0,0,0,0,0,0,0,0,0,0,0,0,0,0,0,0,0,0,0,0,0,0,0,0,0,0,0,0,0,0,0,0,0,0,0,0,0,0,0,0,0,0,0,0,0,0,0,0,0,0,0,{"$f":"IF('Asset data'!$F35=0,0,AY35*'Asset data'!$F35/1000)","v":0},{"$f":"IF('Asset data'!$F35=0,0,AZ35*'Asset data'!$F35/1000)","v":0},{"$f":"IF('Asset data'!$F35=0,0,BA35*'Asset data'!$F35/1000)","v":0},{"$f":"IF('Asset data'!$F35=0,0,BB35*'Asset data'!$F35/1000)","v":0},{"$f":"IF('Asset data'!$F35=0,0,BC35*'Asset data'!$F35/1000)","v":0},{"$f":"IF('Asset data'!$F35=0,0,BD35*'Asset data'!$F35/1000)","v":0},{"$f":"IF('Asset data'!$F35=0,0,BE35*'Asset data'!$F35/1000)","v":0},{"$f":"IF('Asset data'!$F35=0,0,BF35*'Asset data'!$F35/1000)","v":0},{"$f":"IF('Asset data'!$F35=0,0,BG35*'Asset data'!$F35/1000)","v":0},{"$f":"IF('Asset data'!$F35=0,0,BH35*'Asset data'!$F35/1000)","v":0},{"$f":"IF('Asset data'!$F35=0,0,BI35*'Asset data'!$F35/1000)","v":0},{"$f":"IF('Asset data'!$F35=0,0,BJ35*'Asset data'!$F35/1000)","v":0},{"$f":"IF('Asset data'!$F35=0,0,BK35*'Asset data'!$F35/1000)","v":0},{"$f":"IF('Asset data'!$F35=0,0,BL35*'Asset data'!$F35/1000)","v":0},{"$f":"IF('Asset data'!$F35=0,0,BM35*'Asset data'!$F35/1000)","v":0},{"$f":"IF('Asset data'!$F35=0,0,BN35*'Asset data'!$F35/1000)","v":0},{"$f":"IF('Asset data'!$F35=0,0,BO35*'Asset data'!$F35/1000)","v":0},{"$f":"IF('Asset data'!$F35=0,0,BP35*'Asset data'!$F35/1000)","v":0},{"$f":"IF('Asset data'!$F35=0,0,BQ35*'Asset data'!$F35/1000)","v":0},{"$f":"IF('Asset data'!$F35=0,0,BR35*'Asset data'!$F35/1000)","v":0}]
[{"$f":"'Asset data'!A36","v":0},{"$f":"'Asset data'!B36","v":0},{"$f":"'Asset data'!C36","v":0},{"$f":"'Asset data'!E36","v":0},0,{"$f":"'Asset data'!I36","v":0},0,{"$f":"'Asset data'!J36","v":0},"S",{"$f":"IF(A36=0,0,IF('Asset data'!$D$1=1,1,IF('Asset data'!$D$1=2,2,'Asset data'!K36)))","v":0},0,null,null,null,null,null,null,null,null,null,null,null,null,null,null,null,null,null,null,null,null,null,null,null,null,null,null,null,null,null,null,null,null,null,null,null,null,null,null,{"$f":"'Utilisation profile summary'!H36","v":0},{"$f":"Aug_calc('Asset data'!$M$5:$FG$5,'Asset data'!M36:FG36,'Asset data'!H36/100,'Asset data'!G36,'Asset data'!I36,'Asset data'!J36,J36,20)","v":0},0,0,0,0,0,0,0,0,0,0,0,0,0,0,0,0,0,0,0,0,0,0,0,0,0,0,0,0,0,0,0,0,0,0,0,0,0,0,0,0,0,0,0,0,0,0,0,0,0,0,0,0,0,0,0,0,0,0,0,0,0,{"$f":"IF('Asset data'!$F36=0,0,AY36*'Asset data'!$F36/1000)","v":0},{"$f":"IF('Asset data'!$F36=0,0,AZ36*'Asset data'!$F36/1000)","v":0},{"$f":"IF('Asset data'!$F36=0,0,BA36*'Asset data'!$F36/1000)","v":0},{"$f":"IF('Asset data'!$F36=0,0,BB36*'Asset data'!$F36/1000)","v":0},{"$f":"IF('Asset data'!$F36=0,0,BC36*'Asset data'!$F36/1000)","v":0},{"$f":"IF('Asset data'!$F36=0,0,BD36*'Asset data'!$F36/1000)","v":0},{"$f":"IF('Asset data'!$F36=0,0,BE36*'Asset data'!$F36/1000)","v":0},{"$f":"IF('Asset data'!$F36=0,0,BF36*'Asset data'!$F36/1000)","v":0},{"$f":"IF('Asset data'!$F36=0,0,BG36*'Asset data'!$F36/1000)","v":0},{"$f":"IF('Asset data'!$F36=0,0,BH36*'Asset data'!$F36/1000)","v":0},{"$f":"IF('Asset data'!$F36=0,0,BI36*'Asset data'!$F36/1000)","v":0},{"$f":"IF('Asset data'!$F36=0,0,BJ36*'Asset data'!$F36/1000)","v":0},{"$f":"IF('Asset data'!$F36=0,0,BK36*'Asset data'!$F36/1000)","v":0},{"$f":"IF('Asset data'!$F36=0,0,BL36*'Asset data'!$F36/1000)","v":0},{"$f":"IF('Asset data'!$F36=0,0,BM36*'Asset data'!$F36/1000)","v":0},{"$f":"IF('Asset data'!$F36=0,0,BN36*'Asset data'!$F36/1000)","v":0},{"$f":"IF('Asset data'!$F36=0,0,BO36*'Asset data'!$F36/1000)","v":0},{"$f":"IF('Asset data'!$F36=0,0,BP36*'Asset data'!$F36/1000)","v":0},{"$f":"IF('Asset data'!$F36=0,0,BQ36*'Asset data'!$F36/1000)","v":0},{"$f":"IF('Asset data'!$F36=0,0,BR36*'Asset data'!$F36/1000)","v":0}]
[{"$f":"'Asset data'!A37","v":4},{"$f":"'Asset data'!B37","v":0},{"$f":"'Asset data'!C37","v":0},{"$f":"'Asset data'!E37","v":"DB Substations and LV"},"Distribution Substations and LV Feeders",{"$f":"'Asset data'!I37","v":137},137,{"$f":"'Asset data'!J37","v":20},"S",{"$f":"IF(A37=0,0,IF('Asset data'!$D$1=1,1,IF('Asset data'!$D$1=2,2,'Asset data'!K37)))","v":1},137,null,null,null,null,null,null,null,null,null,null,null,null,null,null,null,null,null,null,null,null,null,null,null,null,null,null,null,null,null,null,null,null,null,null,null,null,null,null,{"$f":"'Utilisation profile summary'!H37","v":333972.39047173923},{"$f":"Aug_calc('Asset data'!$M$5:$FG$5,'Asset data'!M37:FG37,'Asset data'!H37/100,'Asset data'!G37,'Asset data'!I37,'Asset data'!J37,J37,20)","v":36.26655349153134},35.906057976225398,35.387172046875015,34.74632983097969,34.023623014785663,33.260630584585094,32.498179209407908,31.774219672690482,31.121996307257895,30.568658039053826,30.117166030680423,29.770128802946811,29.543371454207616,29.430716148358151,29.419270809798416,29.490499257121996,29.621383159110479,29.785565931038381,29.954401099986132,30.097867025318788,72.711374421925512,72.916724710381729,73.1411130190112,73.387862558994215,73.659382199331091,73.95713191019928,74.281632017221355,74.632514240831739,75.008610065269195,75.408069721288584,75.828503135636183,76.267516891864986,76.722711156676496,77.191377599158201,77.670981476319739,78.1593014538294,78.654546410480748,79.155447236787396,79.661323843692927,80.17212929062012,80.688473930303147,24283591.53017614,24352172.856895924,24427112.356722817,24509519.890438747,24600199.953782082,24699640.136482999,24808014.212933496,24925199.187926695,25050804.809460513,25184213.305678327,25324626.458102189,25471244.931719899,25623267.248468027,25779788.900597528,25939963.353932679,26103048.744136687,26268446.886178613,26435733.932529513,26604682.752221484,26775277.668397743,26947722.522019953,{"$f":"IF('Asset data'!$F37=0,0,AY37*'Asset data'!$F37/1000)","v":3.9530543305769159},{"$f":"IF('Asset data'!$F37=0,0,AZ37*'Asset data'!$F37/1000)","v":3.9137603194085684},{"$f":"IF('Asset data'!$F37=0,0,BA37*'Asset data'!$F37/1000)","v":3.8572017531093765},{"$f":"IF('Asset data'!$F37=0,0,BB37*'Asset data'!$F37/1000)","v":3.7873499515767861},{"$f":"IF('Asset data'!$F37=0,0,BC37*'Asset data'!$F37/1000)","v":3.7085749086116371},{"$f":"IF('Asset data'!$F37=0,0,BD37*'Asset data'!$F37/1000)","v":3.6254087337197753},{"$f":"IF('Asset data'!$F37=0,0,BE37*'Asset data'!$F37/1000)","v":3.5423015338254618},{"$f":"IF('Asset data'!$F37=0,0,BF37*'Asset data'!$F37/1000)","v":3.4633899443232625},{"$f":"IF('Asset data'!$F37=0,0,BG37*'Asset data'!$F37/1000)","v":3.3922975974911105},{"$f":"IF('Asset data'!$F37=0,0,BH37*'Asset data'!$F37/1000)","v":3.3319837262568672},{"$f":"IF('Asset data'!$F37=0,0,BI37*'Asset data'!$F37/1000)","v":3.2827710973441664},{"$f":"IF('Asset data'!$F37=0,0,BJ37*'Asset data'!$F37/1000)","v":3.2449440395212021},{"$f":"IF('Asset data'!$F37=0,0,BK37*'Asset data'!$F37/1000)","v":3.2202274885086304},{"$f":"IF('Asset data'!$F37=0,0,BL37*'Asset data'!$F37/1000)","v":3.2079480601710384},{"$f":"IF('Asset data'!$F37=0,0,BM37*'Asset data'!$F37/1000)","v":3.2067005182680273},{"$f":"IF('Asset data'!$F37=0,0,BN37*'Asset data'!$F37/1000)","v":3.2144644190262976},{"$f":"IF('Asset data'!$F37=0,0,BO37*'Asset data'!$F37/1000)","v":3.2287307643430423},{"$f":"IF('Asset data'!$F37=0,0,BP37*'Asset data'!$F37/1000)","v":3.2466266864831836},{"$f":"IF('Asset data'!$F37=0,0,BQ37*'Asset data'!$F37/1000)","v":3.2650297198984886},{"$f":"IF('Asset data'!$F37=0,0,BR37*'Asset data'!$F37/1000)","v":3.2806675057597476}]
[{"$f":"'Asset data'!A38","v":0},{"$f":"'Asset data'!B38","v":0},{"$f":"'Asset data'!C38","v":0},{"$f":"'Asset data'!E38","v":0},0,{"$f":"'Asset data'!I38","v":0},0,{"$f":"'Asset data'!J38","v":0},"S",{"$f":"IF(A38=0,0,IF('Asset data'!$D$1=1,1,IF('Asset data'!$D$1=2,2,'Asset data'!K38)))","v":0},0,null,null,null,null,null,null,null,null,null,null,null,null,null,null,null,null,null,null,null,null,null,null,null,null,null,null,null,null,null,null,null,null,null,null,null,null,null,null,{"$f":"'Utilisation profile summary'!H38","v":0},{"$f":"Aug_calc('Asset data'!$M$5:$FG$5,'Asset data'!M38:FG38,'Asset data'!H38/100,'Asset data'!G38,'Asset data'!I38,'Asset data'!J38,J38,20)","v":0},0,0,0,0,0,0,0,0,0,0,0,0,0,0,0,0,0,0,0,0,0,0,0,0,0,0,0,0,0,0,0,0,0,0,0,0,0,0,0,0,0,0,0,0,0,0,0,0,0,0,0,0,0,0,0,0,0,0,0,0,0,{"$f":"IF('Asset data'!$F38=0,0,AY38*'Asset data'!$F38/1000)","v":0},{"$f":"IF('Asset data'!$F38=0,0,AZ38*'Asset data'!$F38/1000)","v":0},{"$f":"IF('Asset data'!$F38=0,0,BA38*'Asset data'!$F38/1000)","v":0},{"$f":"IF('Asset data'!$F38=0,0,BB38*'Asset data'!$F38/1000)","v":0},{"$f":"IF('Asset data'!$F38=0,0,BC38*'Asset data'!$F38/1000)","v":0},{"$f":"IF('Asset data'!$F38=0,0,BD38*'Asset data'!$F38/1000)","v":0},{"$f":"IF('Asset data'!$F38=0,0,BE38*'Asset data'!$F38/1000)","v":0},{"$f":"IF('Asset data'!$F38=0,0,BF38*'Asset data'!$F38/1000)","v":0},{"$f":"IF('Asset data'!$F38=0,0,BG38*'Asset data'!$F38/1000)","v":0},{"$f":"IF('Asset data'!$F38=0,0,BH38*'Asset data'!$F38/1000)","v":0},{"$f":"IF('Asset data'!$F38=0,0,BI38*'Asset data'!$F38/1000)","v":0},{"$f":"IF('Asset data'!$F38=0,0,BJ38*'Asset data'!$F38/1000)","v":0},{"$f":"IF('Asset data'!$F38=0,0,BK38*'Asset data'!$F38/1000)","v":0},{"$f":"IF('Asset data'!$F38=0,0,BL38*'Asset data'!$F38/1000)","v":0},{"$f":"IF('Asset data'!$F38=0,0,BM38*'Asset data'!$F38/1000)","v":0},{"$f":"IF('Asset data'!$F38=0,0,BN38*'Asset data'!$F38/1000)","v":0},{"$f":"IF('Asset data'!$F38=0,0,BO38*'Asset data'!$F38/1000)","v":0},{"$f":"IF('Asset data'!$F38=0,0,BP38*'Asset data'!$F38/1000)","v":0},{"$f":"IF('Asset data'!$F38=0,0,BQ38*'Asset data'!$F38/1000)","v":0},{"$f":"IF('Asset data'!$F38=0,0,BR38*'Asset data'!$F38/1000)","v":0}]
[{"$f":"'Asset data'!A39","v":0},{"$f":"'Asset data'!B39","v":0},{"$f":"'Asset data'!C39","v":0},{"$f":"'Asset data'!E39","v":0},0,{"$f":"'Asset data'!I39","v":0},0,{"$f":"'Asset data'!J39","v":0},"S",{"$f":"IF(A39=0,0,IF('Asset data'!$D$1=1,1,IF('Asset data'!$D$1=2,2,'Asset data'!K39)))","v":0},0,null,null,null,null,null,null,null,null,null,null,null,null,null,null,null,null,null,null,null,null,null,null,null,null,null,null,null,null,null,null,null,null,null,null,null,null,null,null,{"$f":"'Utilisation profile summary'!H39","v":0},{"$f":"Aug_calc('Asset data'!$M$5:$FG$5,'Asset data'!M39:FG39,'Asset data'!H39/100,'Asset data'!G39,'Asset data'!I39,'Asset data'!J39,J39,20)","v":0},0,0,0,0,0,0,0,0,0,0,0,0,0,0,0,0,0,0,0,0,0,0,0,0,0,0,0,0,0,0,0,0,0,0,0,0,0,0,0,0,0,0,0,0,0,0,0,0,0,0,0,0,0,0,0,0,0,0,0,0,0,{"$f":"IF('Asset data'!$F39=0,0,AY39*'Asset data'!$F39/1000)","v":0},{"$f":"IF('Asset data'!$F39=0,0,AZ39*'Asset data'!$F39/1000)","v":0},{"$f":"IF('Asset data'!$F39=0,0,BA39*'Asset data'!$F39/1000)","v":0},{"$f":"IF('Asset data'!$F39=0,0,BB39*'Asset data'!$F39/1000)","v":0},{"$f":"IF('Asset data'!$F39=0,0,BC39*'Asset data'!$F39/1000)","v":0},{"$f":"IF('Asset data'!$F39=0,0,BD39*'Asset data'!$F39/1000)","v":0},{"$f":"IF('Asset data'!$F39=0,0,BE39*'Asset data'!$F39/1000)","v":0},{"$f":"IF('Asset data'!$F39=0,0,BF39*'Asset data'!$F39/1000)","v":0},{"$f":"IF('Asset data'!$F39=0,0,BG39*'Asset data'!$F39/1000)","v":0},{"$f":"IF('Asset data'!$F39=0,0,BH39*'Asset data'!$F39/1000)","v":0},{"$f":"IF('Asset data'!$F39=0,0,BI39*'Asset data'!$F39/1000)","v":0},{"$f":"IF('Asset data'!$F39=0,0,BJ39*'Asset data'!$F39/1000)","v":0},{"$f":"IF('Asset data'!$F39=0,0,BK39*'Asset data'!$F39/1000)","v":0},{"$f":"IF('Asset data'!$F39=0,0,BL39*'Asset data'!$F39/1000)","v":0},{"$f":"IF('Asset data'!$F39=0,0,BM39*'Asset data'!$F39/1000)","v":0},{"$f":"IF('Asset data'!$F39=0,0,BN39*'Asset data'!$F39/1000)","v":0},{"$f":"IF('Asset data'!$F39=0,0,BO39*'Asset data'!$F39/1000)","v":0},{"$f":"IF('Asset data'!$F39=0,0,BP39*'Asset data'!$F39/1000)","v":0},{"$f":"IF('Asset data'!$F39=0,0,BQ39*'Asset data'!$F39/1000)","v":0},{"$f":"IF('Asset data'!$F39=0,0,BR39*'Asset data'!$F39/1000)","v":0}]
[{"$f":"'Asset data'!A40","v":0},{"$f":"'Asset data'!B40","v":0},{"$f":"'Asset data'!C40","v":0},{"$f":"'Asset data'!E40","v":0},0,{"$f":"'Asset data'!I40","v":0},0,{"$f":"'Asset data'!J40","v":0},"S",{"$f":"IF(A40=0,0,IF('Asset data'!$D$1=1,1,IF('Asset data'!$D$1=2,2,'Asset data'!K40)))","v":0},0,null,null,null,null,null,null,null,null,null,null,null,null,null,null,null,null,null,null,null,null,null,null,null,null,null,null,null,null,null,null,null,null,null,null,null,null,null,null,{"$f":"'Utilisation profile summary'!H40","v":0},{"$f":"Aug_calc('Asset data'!$M$5:$FG$5,'Asset data'!M40:FG40,'Asset data'!H40/100,'Asset data'!G40,'Asset data'!I40,'Asset data'!J40,J40,20)","v":0},0,0,0,0,0,0,0,0,0,0,0,0,0,0,0,0,0,0,0,0,0,0,0,0,0,0,0,0,0,0,0,0,0,0,0,0,0,0,0,0,0,0,0,0,0,0,0,0,0,0,0,0,0,0,0,0,0,0,0,0,0,{"$f":"IF('Asset data'!$F40=0,0,AY40*'Asset data'!$F40/1000)","v":0},{"$f":"IF('Asset data'!$F40=0,0,AZ40*'Asset data'!$F40/1000)","v":0},{"$f":"IF('Asset data'!$F40=0,0,BA40*'Asset data'!$F40/1000)","v":0},{"$f":"IF('Asset data'!$F40=0,0,BB40*'Asset data'!$F40/1000)","v":0},{"$f":"IF('Asset data'!$F40=0,0,BC40*'Asset data'!$F40/1000)","v":0},{"$f":"IF('Asset data'!$F40=0,0,BD40*'Asset data'!$F40/1000)","v":0},{"$f":"IF('Asset data'!$F40=0,0,BE40*'Asset data'!$F40/1000)","v":0},{"$f":"IF('Asset data'!$F40=0,0,BF40*'Asset data'!$F40/1000)","v":0},{"$f":"IF('Asset data'!$F40=0,0,BG40*'Asset data'!$F40/1000)","v":0},{"$f":"IF('Asset data'!$F40=0,0,BH40*'Asset data'!$F40/1000)","v":0},{"$f":"IF('Asset data'!$F40=0,0,BI40*'Asset data'!$F40/1000)","v":0},{"$f":"IF('Asset data'!$F40=0,0,BJ40*'Asset data'!$F40/1000)","v":0},{"$f":"IF('Asset data'!$F40=0,0,BK40*'Asset data'!$F40/1000)","v":0},{"$f":"IF('Asset data'!$F40=0,0,BL40*'Asset data'!$F40/1000)","v":0},{"$f":"IF('Asset data'!$F40=0,0,BM40*'Asset data'!$F40/1000)","v":0},{"$f":"IF('Asset data'!$F40=0,0,BN40*'Asset data'!$F40/1000)","v":0},{"$f":"IF('Asset data'!$F40=0,0,BO40*'Asset data'!$F40/1000)","v":0},{"$f":"IF('Asset data'!$F40=0,0,BP40*'Asset data'!$F40/1000)","v":0},{"$f":"IF('Asset data'!$F40=0,0,BQ40*'Asset data'!$F40/1000)","v":0},{"$f":"IF('Asset data'!$F40=0,0,BR40*'Asset data'!$F40/1000)","v":0}]
[{"$f":"'Asset data'!A41","v":0},{"$f":"'Asset data'!B41","v":0},{"$f":"'Asset data'!C41","v":0},{"$f":"'Asset data'!E41","v":0},0,{"$f":"'Asset data'!I41","v":0},0,{"$f":"'Asset data'!J41","v":0},"S",{"$f":"IF(A41=0,0,IF('Asset data'!$D$1=1,1,IF('Asset data'!$D$1=2,2,'Asset data'!K41)))","v":0},0,null,null,null,null,null,null,null,null,null,null,null,null,null,null,null,null,null,null,null,null,null,null,null,null,null,null,null,null,null,null,null,null,null,null,null,null,null,null,{"$f":"'Utilisation profile summary'!H41","v":0},{"$f":"Aug_calc('Asset data'!$M$5:$FG$5,'Asset data'!M41:FG41,'Asset data'!H41/100,'Asset data'!G41,'Asset data'!I41,'Asset data'!J41,J41,20)","v":0},0,0,0,0,0,0,0,0,0,0,0,0,0,0,0,0,0,0,0,0,0,0,0,0,0,0,0,0,0,0,0,0,0,0,0,0,0,0,0,0,0,0,0,0,0,0,0,0,0,0,0,0,0,0,0,0,0,0,0,0,0,{"$f":"IF('Asset data'!$F41=0,0,AY41*'Asset data'!$F41/1000)","v":0},{"$f":"IF('Asset data'!$F41=0,0,AZ41*'Asset data'!$F41/1000)","v":0},{"$f":"IF('Asset data'!$F41=0,0,BA41*'Asset data'!$F41/1000)","v":0},{"$f":"IF('Asset data'!$F41=0,0,BB41*'Asset data'!$F41/1000)","v":0},{"$f":"IF('Asset data'!$F41=0,0,BC41*'Asset data'!$F41/1000)","v":0},{"$f":"IF('Asset data'!$F41=0,0,BD41*'Asset data'!$F41/1000)","v":0},{"$f":"IF('Asset data'!$F41=0,0,BE41*'Asset data'!$F41/1000)","v":0},{"$f":"IF('Asset data'!$F41=0,0,BF41*'Asset data'!$F41/1000)","v":0},{"$f":"IF('Asset data'!$F41=0,0,BG41*'Asset data'!$F41/1000)","v":0},{"$f":"IF('Asset data'!$F41=0,0,BH41*'Asset data'!$F41/1000)","v":0},{"$f":"IF('Asset data'!$F41=0,0,BI41*'Asset data'!$F41/1000)","v":0},{"$f":"IF('Asset data'!$F41=0,0,BJ41*'Asset data'!$F41/1000)","v":0},{"$f":"IF('Asset data'!$F41=0,0,BK41*'Asset data'!$F41/1000)","v":0},{"$f":"IF('Asset data'!$F41=0,0,BL41*'Asset data'!$F41/1000)","v":0},{"$f":"IF('Asset data'!$F41=0,0,BM41*'Asset data'!$F41/1000)","v":0},{"$f":"IF('Asset data'!$F41=0,0,BN41*'Asset data'!$F41/1000)","v":0},{"$f":"IF('Asset data'!$F41=0,0,BO41*'Asset data'!$F41/1000)","v":0},{"$f":"IF('Asset data'!$F41=0,0,BP41*'Asset data'!$F41/1000)","v":0},{"$f":"IF('Asset data'!$F41=0,0,BQ41*'Asset data'!$F41/1000)","v":0},{"$f":"IF('Asset data'!$F41=0,0,BR41*'Asset data'!$F41/1000)","v":0}]
[{"$f":"'Asset data'!A42","v":0},{"$f":"'Asset data'!B42","v":0},{"$f":"'Asset data'!C42","v":0},{"$f":"'Asset data'!E42","v":0},0,{"$f":"'Asset data'!I42","v":0},0,{"$f":"'Asset data'!J42","v":0},"S",{"$f":"IF(A42=0,0,IF('Asset data'!$D$1=1,1,IF('Asset data'!$D$1=2,2,'Asset data'!K42)))","v":0},0,null,null,null,null,null,null,null,null,null,null,null,null,null,null,null,null,null,null,null,null,null,null,null,null,null,null,null,null,null,null,null,null,null,null,null,null,null,null,{"$f":"'Utilisation profile summary'!H42","v":0},{"$f":"Aug_calc('Asset data'!$M$5:$FG$5,'Asset data'!M42:FG42,'Asset data'!H42/100,'Asset data'!G42,'Asset data'!I42,'Asset data'!J42,J42,20)","v":0},0,0,0,0,0,0,0,0,0,0,0,0,0,0,0,0,0,0,0,0,0,0,0,0,0,0,0,0,0,0,0,0,0,0,0,0,0,0,0,0,0,0,0,0,0,0,0,0,0,0,0,0,0,0,0,0,0,0,0,0,0,{"$f":"IF('Asset data'!$F42=0,0,AY42*'Asset data'!$F42/1000)","v":0},{"$f":"IF('Asset data'!$F42=0,0,AZ42*'Asset data'!$F42/1000)","v":0},{"$f":"IF('Asset data'!$F42=0,0,BA42*'Asset data'!$F42/1000)","v":0},{"$f":"IF('Asset data'!$F42=0,0,BB42*'Asset data'!$F42/1000)","v":0},{"$f":"IF('Asset data'!$F42=0,0,BC42*'Asset data'!$F42/1000)","v":0},{"$f":"IF('Asset data'!$F42=0,0,BD42*'Asset data'!$F42/1000)","v":0},{"$f":"IF('Asset data'!$F42=0,0,BE42*'Asset data'!$F42/1000)","v":0},{"$f":"IF('Asset data'!$F42=0,0,BF42*'Asset data'!$F42/1000)","v":0},{"$f":"IF('Asset data'!$F42=0,0,BG42*'Asset data'!$F42/1000)","v":0},{"$f":"IF('Asset data'!$F42=0,0,BH42*'Asset data'!$F42/1000)","v":0},{"$f":"IF('Asset data'!$F42=0,0,BI42*'Asset data'!$F42/1000)","v":0},{"$f":"IF('Asset data'!$F42=0,0,BJ42*'Asset data'!$F42/1000)","v":0},{"$f":"IF('Asset data'!$F42=0,0,BK42*'Asset data'!$F42/1000)","v":0},{"$f":"IF('Asset data'!$F42=0,0,BL42*'Asset data'!$F42/1000)","v":0},{"$f":"IF('Asset data'!$F42=0,0,BM42*'Asset data'!$F42/1000)","v":0},{"$f":"IF('Asset data'!$F42=0,0,BN42*'Asset data'!$F42/1000)","v":0},{"$f":"IF('Asset data'!$F42=0,0,BO42*'Asset data'!$F42/1000)","v":0},{"$f":"IF('Asset data'!$F42=0,0,BP42*'Asset data'!$F42/1000)","v":0},{"$f":"IF('Asset data'!$F42=0,0,BQ42*'Asset data'!$F42/1000)","v":0},{"$f":"IF('Asset data'!$F42=0,0,BR42*'Asset data'!$F42/1000)","v":0}]
[{"$f":"'Asset data'!A43","v":0},{"$f":"'Asset data'!B43","v":0},{"$f":"'Asset data'!C43","v":0},{"$f":"'Asset data'!E43","v":0},0,{"$f":"'Asset data'!I43","v":0},0,{"$f":"'Asset data'!J43","v":0},"S",{"$f":"IF(A43=0,0,IF('Asset data'!$D$1=1,1,IF('Asset data'!$D$1=2,2,'Asset data'!K43)))","v":0},0,null,null,null,null,null,null,null,null,null,null,null,null,null,null,null,null,null,null,null,null,null,null,null,null,null,null,null,null,null,null,null,null,null,null,null,null,null,null,{"$f":"'Utilisation profile summary'!H43","v":0},{"$f":"Aug_calc('Asset data'!$M$5:$FG$5,'Asset data'!M43:FG43,'Asset data'!H43/100,'Asset data'!G43,'Asset data'!I43,'Asset data'!J43,J43,20)","v":0},0,0,0,0,0,0,0,0,0,0,0,0,0,0,0,0,0,0,0,0,0,0,0,0,0,0,0,0,0,0,0,0,0,0,0,0,0,0,0,0,0,0,0,0,0,0,0,0,0,0,0,0,0,0,0,0,0,0,0,0,0,{"$f":"IF('Asset data'!$F43=0,0,AY43*'Asset data'!$F43/1000)","v":0},{"$f":"IF('Asset data'!$F43=0,0,AZ43*'Asset data'!$F43/1000)","v":0},{"$f":"IF('Asset data'!$F43=0,0,BA43*'Asset data'!$F43/1000)","v":0},{"$f":"IF('Asset data'!$F43=0,0,BB43*'Asset data'!$F43/1000)","v":0},{"$f":"IF('Asset data'!$F43=0,0,BC43*'Asset data'!$F43/1000)","v":0},{"$f":"IF('Asset data'!$F43=0,0,BD43*'Asset data'!$F43/1000)","v":0},{"$f":"IF('Asset data'!$F43=0,0,BE43*'Asset data'!$F43/1000)","v":0},{"$f":"IF('Asset data'!$F43=0,0,BF43*'Asset data'!$F43/1000)","v":0},{"$f":"IF('Asset data'!$F43=0,0,BG43*'Asset data'!$F43/1000)","v":0},{"$f":"IF('Asset data'!$F43=0,0,BH43*'Asset data'!$F43/1000)","v":0},{"$f":"IF('Asset data'!$F43=0,0,BI43*'Asset data'!$F43/1000)","v":0},{"$f":"IF('Asset data'!$F43=0,0,BJ43*'Asset data'!$F43/1000)","v":0},{"$f":"IF('Asset data'!$F43=0,0,BK43*'Asset data'!$F43/1000)","v":0},{"$f":"IF('Asset data'!$F43=0,0,BL43*'Asset data'!$F43/1000)","v":0},{"$f":"IF('Asset data'!$F43=0,0,BM43*'Asset data'!$F43/1000)","v":0},{"$f":"IF('Asset data'!$F43=0,0,BN43*'Asset data'!$F43/1000)","v":0},{"$f":"IF('Asset data'!$F43=0,0,BO43*'Asset data'!$F43/1000)","v":0},{"$f":"IF('Asset data'!$F43=0,0,BP43*'Asset data'!$F43/1000)","v":0},{"$f":"IF('Asset data'!$F43=0,0,BQ43*'Asset data'!$F43/1000)","v":0},{"$f":"IF('Asset data'!$F43=0,0,BR43*'Asset data'!$F43/1000)","v":0}]
[{"$f":"'Asset data'!A44","v":0},{"$f":"'Asset data'!B44","v":0},{"$f":"'Asset data'!C44","v":0},{"$f":"'Asset data'!E44","v":0},0,{"$f":"'Asset data'!I44","v":0},0,{"$f":"'Asset data'!J44","v":0},"S",{"$f":"IF(A44=0,0,IF('Asset data'!$D$1=1,1,IF('Asset data'!$D$1=2,2,'Asset data'!K44)))","v":0},0,null,null,null,null,null,null,null,null,null,null,null,null,null,null,null,null,null,null,null,null,null,null,null,null,null,null,null,null,null,null,null,null,null,null,null,null,null,null,{"$f":"'Utilisation profile summary'!H44","v":0},{"$f":"Aug_calc('Asset data'!$M$5:$FG$5,'Asset data'!M44:FG44,'Asset data'!H44/100,'Asset data'!G44,'Asset data'!I44,'Asset data'!J44,J44,20)","v":0},0,0,0,0,0,0,0,0,0,0,0,0,0,0,0,0,0,0,0,0,0,0,0,0,0,0,0,0,0,0,0,0,0,0,0,0,0,0,0,0,0,0,0,0,0,0,0,0,0,0,0,0,0,0,0,0,0,0,0,0,0,{"$f":"IF('Asset data'!$F44=0,0,AY44*'Asset data'!$F44/1000)","v":0},{"$f":"IF('Asset data'!$F44=0,0,AZ44*'Asset data'!$F44/1000)","v":0},{"$f":"IF('Asset data'!$F44=0,0,BA44*'Asset data'!$F44/1000)","v":0},{"$f":"IF('Asset data'!$F44=0,0,BB44*'Asset data'!$F44/1000)","v":0},{"$f":"IF('Asset data'!$F44=0,0,BC44*'Asset data'!$F44/1000)","v":0},{"$f":"IF('Asset data'!$F44=0,0,BD44*'Asset data'!$F44/1000)","v":0},{"$f":"IF('Asset data'!$F44=0,0,BE44*'Asset data'!$F44/1000)","v":0},{"$f":"IF('Asset data'!$F44=0,0,BF44*'Asset data'!$F44/1000)","v":0},{"$f":"IF('Asset data'!$F44=0,0,BG44*'Asset data'!$F44/1000)","v":0},{"$f":"IF('Asset data'!$F44=0,0,BH44*'Asset data'!$F44/1000)","v":0},{"$f":"IF('Asset data'!$F44=0,0,BI44*'Asset data'!$F44/1000)","v":0},{"$f":"IF('Asset data'!$F44=0,0,BJ44*'Asset data'!$F44/1000)","v":0},{"$f":"IF('Asset data'!$F44=0,0,BK44*'Asset data'!$F44/1000)","v":0},{"$f":"IF('Asset data'!$F44=0,0,BL44*'Asset data'!$F44/1000)","v":0},{"$f":"IF('Asset data'!$F44=0,0,BM44*'Asset data'!$F44/1000)","v":0},{"$f":"IF('Asset data'!$F44=0,0,BN44*'Asset data'!$F44/1000)","v":0},{"$f":"IF('Asset data'!$F44=0,0,BO44*'Asset data'!$F44/1000)","v":0},{"$f":"IF('Asset data'!$F44=0,0,BP44*'Asset data'!$F44/1000)","v":0},{"$f":"IF('Asset data'!$F44=0,0,BQ44*'Asset data'!$F44/1000)","v":0},{"$f":"IF('Asset data'!$F44=0,0,BR44*'Asset data'!$F44/1000)","v":0}]
[{"$f":"'Asset data'!A45","v":0},{"$f":"'Asset data'!B45","v":0},{"$f":"'Asset data'!C45","v":0},{"$f":"'Asset data'!E45","v":0},0,{"$f":"'Asset data'!I45","v":0},0,{"$f":"'Asset data'!J45","v":0},"S",{"$f":"IF(A45=0,0,IF('Asset data'!$D$1=1,1,IF('Asset data'!$D$1=2,2,'Asset data'!K45)))","v":0},0,null,null,null,null,null,null,null,null,null,null,null,null,null,null,null,null,null,null,null,null,null,null,null,null,null,null,null,null,null,null,null,null,null,null,null,null,null,null,{"$f":"'Utilisation profile summary'!H45","v":0},{"$f":"Aug_calc('Asset data'!$M$5:$FG$5,'Asset data'!M45:FG45,'Asset data'!H45/100,'Asset data'!G45,'Asset data'!I45,'Asset data'!J45,J45,20)","v":0},0,0,0,0,0,0,0,0,0,0,0,0,0,0,0,0,0,0,0,0,0,0,0,0,0,0,0,0,0,0,0,0,0,0,0,0,0,0,0,0,0,0,0,0,0,0,0,0,0,0,0,0,0,0,0,0,0,0,0,0,0,{"$f":"IF('Asset data'!$F45=0,0,AY45*'Asset data'!$F45/1000)","v":0},{"$f":"IF('Asset data'!$F45=0,0,AZ45*'Asset data'!$F45/1000)","v":0},{"$f":"IF('Asset data'!$F45=0,0,BA45*'Asset data'!$F45/1000)","v":0},{"$f":"IF('Asset data'!$F45=0,0,BB45*'Asset data'!$F45/1000)","v":0},{"$f":"IF('Asset data'!$F45=0,0,BC45*'Asset data'!$F45/1000)","v":0},{"$f":"IF('Asset data'!$F45=0,0,BD45*'Asset data'!$F45/1000)","v":0},{"$f":"IF('Asset data'!$F45=0,0,BE45*'Asset data'!$F45/1000)","v":0},{"$f":"IF('Asset data'!$F45=0,0,BF45*'Asset data'!$F45/1000)","v":0},{"$f":"IF('Asset data'!$F45=0,0,BG45*'Asset data'!$F45/1000)","v":0},{"$f":"IF('Asset data'!$F45=0,0,BH45*'Asset data'!$F45/1000)","v":0},{"$f":"IF('Asset data'!$F45=0,0,BI45*'Asset data'!$F45/1000)","v":0},{"$f":"IF('Asset data'!$F45=0,0,BJ45*'Asset data'!$F45/1000)","v":0},{"$f":"IF('Asset data'!$F45=0,0,BK45*'Asset data'!$F45/1000)","v":0},{"$f":"IF('Asset data'!$F45=0,0,BL45*'Asset data'!$F45/1000)","v":0},{"$f":"IF('Asset data'!$F45=0,0,BM45*'Asset data'!$F45/1000)","v":0},{"$f":"IF('Asset data'!$F45=0,0,BN45*'Asset data'!$F45/1000)","v":0},{"$f":"IF('Asset data'!$F45=0,0,BO45*'Asset data'!$F45/1000)","v":0},{"$f":"IF('Asset data'!$F45=0,0,BP45*'Asset data'!$F45/1000)","v":0},{"$f":"IF('Asset data'!$F45=0,0,BQ45*'Asset data'!$F45/1000)","v":0},{"$f":"IF('Asset data'!$F45=0,0,BR45*'Asset data'!$F45/1000)","v":0}]
[{"$f":"'Asset data'!A46","v":0},{"$f":"'Asset data'!B46","v":0},{"$f":"'Asset data'!C46","v":0},{"$f":"'Asset data'!E46","v":0},0,{"$f":"'Asset data'!I46","v":0},0,{"$f":"'Asset data'!J46","v":0},"S",{"$f":"IF(A46=0,0,IF('Asset data'!$D$1=1,1,IF('Asset data'!$D$1=2,2,'Asset data'!K46)))","v":0},0,null,null,null,null,null,null,null,null,null,null,null,null,null,null,null,null,null,null,null,null,null,null,null,null,null,null,null,null,null,null,null,null,null,null,null,null,null,null,{"$f":"'Utilisation profile summary'!H46","v":0},{"$f":"Aug_calc('Asset data'!$M$5:$FG$5,'Asset data'!M46:FG46,'Asset data'!H46/100,'Asset data'!G46,'Asset data'!I46,'Asset data'!J46,J46,20)","v":0},0,0,0,0,0,0,0,0,0,0,0,0,0,0,0,0,0,0,0,0,0,0,0,0,0,0,0,0,0,0,0,0,0,0,0,0,0,0,0,0,0,0,0,0,0,0,0,0,0,0,0,0,0,0,0,0,0,0,0,0,0,{"$f":"IF('Asset data'!$F46=0,0,AY46*'Asset data'!$F46/1000)","v":0},{"$f":"IF('Asset data'!$F46=0,0,AZ46*'Asset data'!$F46/1000)","v":0},{"$f":"IF('Asset data'!$F46=0,0,BA46*'Asset data'!$F46/1000)","v":0},{"$f":"IF('Asset data'!$F46=0,0,BB46*'Asset data'!$F46/1000)","v":0},{"$f":"IF('Asset data'!$F46=0,0,BC46*'Asset data'!$F46/1000)","v":0},{"$f":"IF('Asset data'!$F46=0,0,BD46*'Asset data'!$F46/1000)","v":0},{"$f":"IF('Asset data'!$F46=0,0,BE46*'Asset data'!$F46/1000)","v":0},{"$f":"IF('Asset data'!$F46=0,0,BF46*'Asset data'!$F46/1000)","v":0},{"$f":"IF('Asset data'!$F46=0,0,BG46*'Asset data'!$F46/1000)","v":0},{"$f":"IF('Asset data'!$F46=0,0,BH46*'Asset data'!$F46/1000)","v":0},{"$f":"IF('Asset data'!$F46=0,0,BI46*'Asset data'!$F46/1000)","v":0},{"$f":"IF('Asset data'!$F46=0,0,BJ46*'Asset data'!$F46/1000)","v":0},{"$f":"IF('Asset data'!$F46=0,0,BK46*'Asset data'!$F46/1000)","v":0},{"$f":"IF('Asset data'!$F46=0,0,BL46*'Asset data'!$F46/1000)","v":0},{"$f":"IF('Asset data'!$F46=0,0,BM46*'Asset data'!$F46/1000)","v":0},{"$f":"IF('Asset data'!$F46=0,0,BN46*'Asset data'!$F46/1000)","v":0},{"$f":"IF('Asset data'!$F46=0,0,BO46*'Asset data'!$F46/1000)","v":0},{"$f":"IF('Asset data'!$F46=0,0,BP46*'Asset data'!$F46/1000)","v":0},{"$f":"IF('Asset data'!$F46=0,0,BQ46*'Asset data'!$F46/1000)","v":0},{"$f":"IF('Asset data'!$F46=0,0,BR46*'Asset data'!$F46/1000)","v":0}]
[{"$f":"'Asset data'!A47","v":0},{"$f":"'Asset data'!B47","v":0},{"$f":"'Asset data'!C47","v":0},{"$f":"'Asset data'!E47","v":0},0,{"$f":"'Asset data'!I47","v":0},0,{"$f":"'Asset data'!J47","v":0},"S",{"$f":"IF(A47=0,0,IF('Asset data'!$D$1=1,1,IF('Asset data'!$D$1=2,2,'Asset data'!K47)))","v":0},0,null,null,null,null,null,null,null,null,null,null,null,null,null,null,null,null,null,null,null,null,null,null,null,null,null,null,null,null,null,null,null,null,null,null,null,null,null,null,{"$f":"'Utilisation profile summary'!H47","v":0},{"$f":"Aug_calc('Asset data'!$M$5:$FG$5,'Asset data'!M47:FG47,'Asset data'!H47/100,'Asset data'!G47,'Asset data'!I47,'Asset data'!J47,J47,20)","v":0},0,0,0,0,0,0,0,0,0,0,0,0,0,0,0,0,0,0,0,0,0,0,0,0,0,0,0,0,0,0,0,0,0,0,0,0,0,0,0,0,0,0,0,0,0,0,0,0,0,0,0,0,0,0,0,0,0,0,0,0,0,{"$f":"IF('Asset data'!$F47=0,0,AY47*'Asset data'!$F47/1000)","v":0},{"$f":"IF('Asset data'!$F47=0,0,AZ47*'Asset data'!$F47/1000)","v":0},{"$f":"IF('Asset data'!$F47=0,0,BA47*'Asset data'!$F47/1000)","v":0},{"$f":"IF('Asset data'!$F47=0,0,BB47*'Asset data'!$F47/1000)","v":0},{"$f":"IF('Asset data'!$F47=0,0,BC47*'Asset data'!$F47/1000)","v":0},{"$f":"IF('Asset data'!$F47=0,0,BD47*'Asset data'!$F47/1000)","v":0},{"$f":"IF('Asset data'!$F47=0,0,BE47*'Asset data'!$F47/1000)","v":0},{"$f":"IF('Asset data'!$F47=0,0,BF47*'Asset data'!$F47/1000)","v":0},{"$f":"IF('Asset data'!$F47=0,0,BG47*'Asset data'!$F47/1000)","v":0},{"$f":"IF('Asset data'!$F47=0,0,BH47*'Asset data'!$F47/1000)","v":0},{"$f":"IF('Asset data'!$F47=0,0,BI47*'Asset data'!$F47/1000)","v":0},{"$f":"IF('Asset data'!$F47=0,0,BJ47*'Asset data'!$F47/1000)","v":0},{"$f":"IF('Asset data'!$F47=0,0,BK47*'Asset data'!$F47/1000)","v":0},{"$f":"IF('Asset data'!$F47=0,0,BL47*'Asset data'!$F47/1000)","v":0},{"$f":"IF('Asset data'!$F47=0,0,BM47*'Asset data'!$F47/1000)","v":0},{"$f":"IF('Asset data'!$F47=0,0,BN47*'Asset data'!$F47/1000)","v":0},{"$f":"IF('Asset data'!$F47=0,0,BO47*'Asset data'!$F47/1000)","v":0},{"$f":"IF('Asset data'!$F47=0,0,BP47*'Asset data'!$F47/1000)","v":0},{"$f":"IF('Asset data'!$F47=0,0,BQ47*'Asset data'!$F47/1000)","v":0},{"$f":"IF('Asset data'!$F47=0,0,BR47*'Asset data'!$F47/1000)","v":0}]
[{"$f":"'Asset data'!A48","v":0},{"$f":"'Asset data'!B48","v":0},{"$f":"'Asset data'!C48","v":0},{"$f":"'Asset data'!E48","v":0},0,{"$f":"'Asset data'!I48","v":0},0,{"$f":"'Asset data'!J48","v":0},"S",{"$f":"IF(A48=0,0,IF('Asset data'!$D$1=1,1,IF('Asset data'!$D$1=2,2,'Asset data'!K48)))","v":0},0,null,null,null,null,null,null,null,null,null,null,null,null,null,null,null,null,null,null,null,null,null,null,null,null,null,null,null,null,null,null,null,null,null,null,null,null,null,null,{"$f":"'Utilisation profile summary'!H48","v":0},{"$f":"Aug_calc('Asset data'!$M$5:$FG$5,'Asset data'!M48:FG48,'Asset data'!H48/100,'Asset data'!G48,'Asset data'!I48,'Asset data'!J48,J48,20)","v":0},0,0,0,0,0,0,0,0,0,0,0,0,0,0,0,0,0,0,0,0,0,0,0,0,0,0,0,0,0,0,0,0,0,0,0,0,0,0,0,0,0,0,0,0,0,0,0,0,0,0,0,0,0,0,0,0,0,0,0,0,0,{"$f":"IF('Asset data'!$F48=0,0,AY48*'Asset data'!$F48/1000)","v":0},{"$f":"IF('Asset data'!$F48=0,0,AZ48*'Asset data'!$F48/1000)","v":0},{"$f":"IF('Asset data'!$F48=0,0,BA48*'Asset data'!$F48/1000)","v":0},{"$f":"IF('Asset data'!$F48=0,0,BB48*'Asset data'!$F48/1000)","v":0},{"$f":"IF('Asset data'!$F48=0,0,BC48*'Asset data'!$F48/1000)","v":0},{"$f":"IF('Asset data'!$F48=0,0,BD48*'Asset data'!$F48/1000)","v":0},{"$f":"IF('Asset data'!$F48=0,0,BE48*'Asset data'!$F48/1000)","v":0},{"$f":"IF('Asset data'!$F48=0,0,BF48*'Asset data'!$F48/1000)","v":0},{"$f":"IF('Asset data'!$F48=0,0,BG48*'Asset data'!$F48/1000)","v":0},{"$f":"IF('Asset data'!$F48=0,0,BH48*'Asset data'!$F48/1000)","v":0},{"$f":"IF('Asset data'!$F48=0,0,BI48*'Asset data'!$F48/1000)","v":0},{"$f":"IF('Asset data'!$F48=0,0,BJ48*'Asset data'!$F48/1000)","v":0},{"$f":"IF('Asset data'!$F48=0,0,BK48*'Asset data'!$F48/1000)","v":0},{"$f":"IF('Asset data'!$F48=0,0,BL48*'Asset data'!$F48/1000)","v":0},{"$f":"IF('Asset data'!$F48=0,0,BM48*'Asset data'!$F48/1000)","v":0},{"$f":"IF('Asset data'!$F48=0,0,BN48*'Asset data'!$F48/1000)","v":0},{"$f":"IF('Asset data'!$F48=0,0,BO48*'Asset data'!$F48/1000)","v":0},{"$f":"IF('Asset data'!$F48=0,0,BP48*'Asset data'!$F48/1000)","v":0},{"$f":"IF('Asset data'!$F48=0,0,BQ48*'Asset data'!$F48/1000)","v":0},{"$f":"IF('Asset data'!$F48=0,0,BR48*'Asset data'!$F48/1000)","v":0}]
[{"$f":"'Asset data'!A49","v":0},{"$f":"'Asset data'!B49","v":0},{"$f":"'Asset data'!C49","v":0},{"$f":"'Asset data'!E49","v":0},0,{"$f":"'Asset data'!I49","v":0},0,{"$f":"'Asset data'!J49","v":0},"S",{"$f":"IF(A49=0,0,IF('Asset data'!$D$1=1,1,IF('Asset data'!$D$1=2,2,'Asset data'!K49)))","v":0},0,null,null,null,null,null,null,null,null,null,null,null,null,null,null,null,null,null,null,null,null,null,null,null,null,null,null,null,null,null,null,null,null,null,null,null,null,null,null,{"$f":"'Utilisation profile summary'!H49","v":0},{"$f":"Aug_calc('Asset data'!$M$5:$FG$5,'Asset data'!M49:FG49,'Asset data'!H49/100,'Asset data'!G49,'Asset data'!I49,'Asset data'!J49,J49,20)","v":0},0,0,0,0,0,0,0,0,0,0,0,0,0,0,0,0,0,0,0,0,0,0,0,0,0,0,0,0,0,0,0,0,0,0,0,0,0,0,0,0,0,0,0,0,0,0,0,0,0,0,0,0,0,0,0,0,0,0,0,0,0,{"$f":"IF('Asset data'!$F49=0,0,AY49*'Asset data'!$F49/1000)","v":0},{"$f":"IF('Asset data'!$F49=0,0,AZ49*'Asset data'!$F49/1000)","v":0},{"$f":"IF('Asset data'!$F49=0,0,BA49*'Asset data'!$F49/1000)","v":0},{"$f":"IF('Asset data'!$F49=0,0,BB49*'Asset data'!$F49/1000)","v":0},{"$f":"IF('Asset data'!$F49=0,0,BC49*'Asset data'!$F49/1000)","v":0},{"$f":"IF('Asset data'!$F49=0,0,BD49*'Asset data'!$F49/1000)","v":0},{"$f":"IF('Asset data'!$F49=0,0,BE49*'Asset data'!$F49/1000)","v":0},{"$f":"IF('Asset data'!$F49=0,0,BF49*'Asset data'!$F49/1000)","v":0},{"$f":"IF('Asset data'!$F49=0,0,BG49*'Asset data'!$F49/1000)","v":0},{"$f":"IF('Asset data'!$F49=0,0,BH49*'Asset data'!$F49/1000)","v":0},{"$f":"IF('Asset data'!$F49=0,0,BI49*'Asset data'!$F49/1000)","v":0},{"$f":"IF('Asset data'!$F49=0,0,BJ49*'Asset data'!$F49/1000)","v":0},{"$f":"IF('Asset data'!$F49=0,0,BK49*'Asset data'!$F49/1000)","v":0},{"$f":"IF('Asset data'!$F49=0,0,BL49*'Asset data'!$F49/1000)","v":0},{"$f":"IF('Asset data'!$F49=0,0,BM49*'Asset data'!$F49/1000)","v":0},{"$f":"IF('Asset data'!$F49=0,0,BN49*'Asset data'!$F49/1000)","v":0},{"$f":"IF('Asset data'!$F49=0,0,BO49*'Asset data'!$F49/1000)","v":0},{"$f":"IF('Asset data'!$F49=0,0,BP49*'Asset data'!$F49/1000)","v":0},{"$f":"IF('Asset data'!$F49=0,0,BQ49*'Asset data'!$F49/1000)","v":0},{"$f":"IF('Asset data'!$F49=0,0,BR49*'Asset data'!$F49/1000)","v":0}]
[{"$f":"'Asset data'!A50","v":0},{"$f":"'Asset data'!B50","v":0},{"$f":"'Asset data'!C50","v":0},{"$f":"'Asset data'!E50","v":0},0,{"$f":"'Asset data'!I50","v":0},0,{"$f":"'Asset data'!J50","v":0},"S",{"$f":"IF(A50=0,0,IF('Asset data'!$D$1=1,1,IF('Asset data'!$D$1=2,2,'Asset data'!K50)))","v":0},0,null,null,null,null,null,null,null,null,null,null,null,null,null,null,null,null,null,null,null,null,null,null,null,null,null,null,null,null,null,null,null,null,null,null,null,null,null,null,{"$f":"'Utilisation profile summary'!H50","v":0},{"$f":"Aug_calc('Asset data'!$M$5:$FG$5,'Asset data'!M50:FG50,'Asset data'!H50/100,'Asset data'!G50,'Asset data'!I50,'Asset data'!J50,J50,20)","v":0},0,0,0,0,0,0,0,0,0,0,0,0,0,0,0,0,0,0,0,0,0,0,0,0,0,0,0,0,0,0,0,0,0,0,0,0,0,0,0,0,0,0,0,0,0,0,0,0,0,0,0,0,0,0,0,0,0,0,0,0,0,{"$f":"IF('Asset data'!$F50=0,0,AY50*'Asset data'!$F50/1000)","v":0},{"$f":"IF('Asset data'!$F50=0,0,AZ50*'Asset data'!$F50/1000)","v":0},{"$f":"IF('Asset data'!$F50=0,0,BA50*'Asset data'!$F50/1000)","v":0},{"$f":"IF('Asset data'!$F50=0,0,BB50*'Asset data'!$F50/1000)","v":0},{"$f":"IF('Asset data'!$F50=0,0,BC50*'Asset data'!$F50/1000)","v":0},{"$f":"IF('Asset data'!$F50=0,0,BD50*'Asset data'!$F50/1000)","v":0},{"$f":"IF('Asset data'!$F50=0,0,BE50*'Asset data'!$F50/1000)","v":0},{"$f":"IF('Asset data'!$F50=0,0,BF50*'Asset data'!$F50/1000)","v":0},{"$f":"IF('Asset data'!$F50=0,0,BG50*'Asset data'!$F50/1000)","v":0},{"$f":"IF('Asset data'!$F50=0,0,BH50*'Asset data'!$F50/1000)","v":0},{"$f":"IF('Asset data'!$F50=0,0,BI50*'Asset data'!$F50/1000)","v":0},{"$f":"IF('Asset data'!$F50=0,0,BJ50*'Asset data'!$F50/1000)","v":0},{"$f":"IF('Asset data'!$F50=0,0,BK50*'Asset data'!$F50/1000)","v":0},{"$f":"IF('Asset data'!$F50=0,0,BL50*'Asset data'!$F50/1000)","v":0},{"$f":"IF('Asset data'!$F50=0,0,BM50*'Asset data'!$F50/1000)","v":0},{"$f":"IF('Asset data'!$F50=0,0,BN50*'Asset data'!$F50/1000)","v":0},{"$f":"IF('Asset data'!$F50=0,0,BO50*'Asset data'!$F50/1000)","v":0},{"$f":"IF('Asset data'!$F50=0,0,BP50*'Asset data'!$F50/1000)","v":0},{"$f":"IF('Asset data'!$F50=0,0,BQ50*'Asset data'!$F50/1000)","v":0},{"$f":"IF('Asset data'!$F50=0,0,BR50*'Asset data'!$F50/1000)","v":0}]
[{"$f":"'Asset data'!A51","v":0},{"$f":"'Asset data'!B51","v":0},{"$f":"'Asset data'!C51","v":0},{"$f":"'Asset data'!E51","v":0},0,{"$f":"'Asset data'!I51","v":0},0,{"$f":"'Asset data'!J51","v":0},"S",{"$f":"IF(A51=0,0,IF('Asset data'!$D$1=1,1,IF('Asset data'!$D$1=2,2,'Asset data'!K51)))","v":0},0,null,null,null,null,null,null,null,null,null,null,null,null,null,null,null,null,null,null,null,null,null,null,null,null,null,null,null,null,null,null,null,null,null,null,null,null,null,null,{"$f":"'Utilisation profile summary'!H51","v":0},{"$f":"Aug_calc('Asset data'!$M$5:$FG$5,'Asset data'!M51:FG51,'Asset data'!H51/100,'Asset data'!G51,'Asset data'!I51,'Asset data'!J51,J51,20)","v":0},0,0,0,0,0,0,0,0,0,0,0,0,0,0,0,0,0,0,0,0,0,0,0,0,0,0,0,0,0,0,0,0,0,0,0,0,0,0,0,0,0,0,0,0,0,0,0,0,0,0,0,0,0,0,0,0,0,0,0,0,0,{"$f":"IF('Asset data'!$F51=0,0,AY51*'Asset data'!$F51/1000)","v":0},{"$f":"IF('Asset data'!$F51=0,0,AZ51*'Asset data'!$F51/1000)","v":0},{"$f":"IF('Asset data'!$F51=0,0,BA51*'Asset data'!$F51/1000)","v":0},{"$f":"IF('Asset data'!$F51=0,0,BB51*'Asset data'!$F51/1000)","v":0},{"$f":"IF('Asset data'!$F51=0,0,BC51*'Asset data'!$F51/1000)","v":0},{"$f":"IF('Asset data'!$F51=0,0,BD51*'Asset data'!$F51/1000)","v":0},{"$f":"IF('Asset data'!$F51=0,0,BE51*'Asset data'!$F51/1000)","v":0},{"$f":"IF('Asset data'!$F51=0,0,BF51*'Asset data'!$F51/1000)","v":0},{"$f":"IF('Asset data'!$F51=0,0,BG51*'Asset data'!$F51/1000)","v":0},{"$f":"IF('Asset data'!$F51=0,0,BH51*'Asset data'!$F51/1000)","v":0},{"$f":"IF('Asset data'!$F51=0,0,BI51*'Asset data'!$F51/1000)","v":0},{"$f":"IF('Asset data'!$F51=0,0,BJ51*'Asset data'!$F51/1000)","v":0},{"$f":"IF('Asset data'!$F51=0,0,BK51*'Asset data'!$F51/1000)","v":0},{"$f":"IF('Asset data'!$F51=0,0,BL51*'Asset data'!$F51/1000)","v":0},{"$f":"IF('Asset data'!$F51=0,0,BM51*'Asset data'!$F51/1000)","v":0},{"$f":"IF('Asset data'!$F51=0,0,BN51*'Asset data'!$F51/1000)","v":0},{"$f":"IF('Asset data'!$F51=0,0,BO51*'Asset data'!$F51/1000)","v":0},{"$f":"IF('Asset data'!$F51=0,0,BP51*'Asset data'!$F51/1000)","v":0},{"$f":"IF('Asset data'!$F51=0,0,BQ51*'Asset data'!$F51/1000)","v":0},{"$f":"IF('Asset data'!$F51=0,0,BR51*'Asset data'!$F51/1000)","v":0}]
[{"$f":"'Asset data'!A52","v":0},{"$f":"'Asset data'!B52","v":0},{"$f":"'Asset data'!C52","v":0},{"$f":"'Asset data'!E52","v":0},0,{"$f":"'Asset data'!I52","v":0},0,{"$f":"'Asset data'!J52","v":0},"S",{"$f":"IF(A52=0,0,IF('Asset data'!$D$1=1,1,IF('Asset data'!$D$1=2,2,'Asset data'!K52)))","v":0},0,null,null,null,null,null,null,null,null,null,null,null,null,null,null,null,null,null,null,null,null,null,null,null,null,null,null,null,null,null,null,null,null,null,null,null,null,null,null,{"$f":"'Utilisation profile summary'!H52","v":0},{"$f":"Aug_calc('Asset data'!$M$5:$FG$5,'Asset data'!M52:FG52,'Asset data'!H52/100,'Asset data'!G52,'Asset data'!I52,'Asset data'!J52,J52,20)","v":0},0,0,0,0,0,0,0,0,0,0,0,0,0,0,0,0,0,0,0,0,0,0,0,0,0,0,0,0,0,0,0,0,0,0,0,0,0,0,0,0,0,0,0,0,0,0,0,0,0,0,0,0,0,0,0,0,0,0,0,0,0,{"$f":"IF('Asset data'!$F52=0,0,AY52*'Asset data'!$F52/1000)","v":0},{"$f":"IF('Asset data'!$F52=0,0,AZ52*'Asset data'!$F52/1000)","v":0},{"$f":"IF('Asset data'!$F52=0,0,BA52*'Asset data'!$F52/1000)","v":0},{"$f":"IF('Asset data'!$F52=0,0,BB52*'Asset data'!$F52/1000)","v":0},{"$f":"IF('Asset data'!$F52=0,0,BC52*'Asset data'!$F52/1000)","v":0},{"$f":"IF('Asset data'!$F52=0,0,BD52*'Asset data'!$F52/1000)","v":0},{"$f":"IF('Asset data'!$F52=0,0,BE52*'Asset data'!$F52/1000)","v":0},{"$f":"IF('Asset data'!$F52=0,0,BF52*'Asset data'!$F52/1000)","v":0},{"$f":"IF('Asset data'!$F52=0,0,BG52*'Asset data'!$F52/1000)","v":0},{"$f":"IF('Asset data'!$F52=0,0,BH52*'Asset data'!$F52/1000)","v":0},{"$f":"IF('Asset data'!$F52=0,0,BI52*'Asset data'!$F52/1000)","v":0},{"$f":"IF('Asset data'!$F52=0,0,BJ52*'Asset data'!$F52/1000)","v":0},{"$f":"IF('Asset data'!$F52=0,0,BK52*'Asset data'!$F52/1000)","v":0},{"$f":"IF('Asset data'!$F52=0,0,BL52*'Asset data'!$F52/1000)","v":0},{"$f":"IF('Asset data'!$F52=0,0,BM52*'Asset data'!$F52/1000)","v":0},{"$f":"IF('Asset data'!$F52=0,0,BN52*'Asset data'!$F52/1000)","v":0},{"$f":"IF('Asset data'!$F52=0,0,BO52*'Asset data'!$F52/1000)","v":0},{"$f":"IF('Asset data'!$F52=0,0,BP52*'Asset data'!$F52/1000)","v":0},{"$f":"IF('Asset data'!$F52=0,0,BQ52*'Asset data'!$F52/1000)","v":0},{"$f":"IF('Asset data'!$F52=0,0,BR52*'Asset data'!$F52/1000)","v":0}]
[{"$f":"'Asset data'!A53","v":0},{"$f":"'Asset data'!B53","v":0},{"$f":"'Asset data'!C53","v":0},{"$f":"'Asset data'!E53","v":0},0,{"$f":"'Asset data'!I53","v":0},0,{"$f":"'Asset data'!J53","v":0},"S",{"$f":"IF(A53=0,0,IF('Asset data'!$D$1=1,1,IF('Asset data'!$D$1=2,2,'Asset data'!K53)))","v":0},0,null,null,null,null,null,null,null,null,null,null,null,null,null,null,null,null,null,null,null,null,null,null,null,null,null,null,null,null,null,null,null,null,null,null,null,null,null,null,{"$f":"'Utilisation profile summary'!H53","v":0},{"$f":"Aug_calc('Asset data'!$M$5:$FG$5,'Asset data'!M53:FG53,'Asset data'!H53/100,'Asset data'!G53,'Asset data'!I53,'Asset data'!J53,J53,20)","v":0},0,0,0,0,0,0,0,0,0,0,0,0,0,0,0,0,0,0,0,0,0,0,0,0,0,0,0,0,0,0,0,0,0,0,0,0,0,0,0,0,0,0,0,0,0,0,0,0,0,0,0,0,0,0,0,0,0,0,0,0,0,{"$f":"IF('Asset data'!$F53=0,0,AY53*'Asset data'!$F53/1000)","v":0},{"$f":"IF('Asset data'!$F53=0,0,AZ53*'Asset data'!$F53/1000)","v":0},{"$f":"IF('Asset data'!$F53=0,0,BA53*'Asset data'!$F53/1000)","v":0},{"$f":"IF('Asset data'!$F53=0,0,BB53*'Asset data'!$F53/1000)","v":0},{"$f":"IF('Asset data'!$F53=0,0,BC53*'Asset data'!$F53/1000)","v":0},{"$f":"IF('Asset data'!$F53=0,0,BD53*'Asset data'!$F53/1000)","v":0},{"$f":"IF('Asset data'!$F53=0,0,BE53*'Asset data'!$F53/1000)","v":0},{"$f":"IF('Asset data'!$F53=0,0,BF53*'Asset data'!$F53/1000)","v":0},{"$f":"IF('Asset data'!$F53=0,0,BG53*'Asset data'!$F53/1000)","v":0},{"$f":"IF('Asset data'!$F53=0,0,BH53*'Asset data'!$F53/1000)","v":0},{"$f":"IF('Asset data'!$F53=0,0,BI53*'Asset data'!$F53/1000)","v":0},{"$f":"IF('Asset data'!$F53=0,0,BJ53*'Asset data'!$F53/1000)","v":0},{"$f":"IF('Asset data'!$F53=0,0,BK53*'Asset data'!$F53/1000)","v":0},{"$f":"IF('Asset data'!$F53=0,0,BL53*'Asset data'!$F53/1000)","v":0},{"$f":"IF('Asset data'!$F53=0,0,BM53*'Asset data'!$F53/1000)","v":0},{"$f":"IF('Asset data'!$F53=0,0,BN53*'Asset data'!$F53/1000)","v":0},{"$f":"IF('Asset data'!$F53=0,0,BO53*'Asset data'!$F53/1000)","v":0},{"$f":"IF('Asset data'!$F53=0,0,BP53*'Asset data'!$F53/1000)","v":0},{"$f":"IF('Asset data'!$F53=0,0,BQ53*'Asset data'!$F53/1000)","v":0},{"$f":"IF('Asset data'!$F53=0,0,BR53*'Asset data'!$F53/1000)","v":0}]
[{"$f":"'Asset data'!A54","v":0},{"$f":"'Asset data'!B54","v":0},{"$f":"'Asset data'!C54","v":0},{"$f":"'Asset data'!E54","v":0},0,{"$f":"'Asset data'!I54","v":0},0,{"$f":"'Asset data'!J54","v":0},"S",{"$f":"IF(A54=0,0,IF('Asset data'!$D$1=1,1,IF('Asset data'!$D$1=2,2,'Asset data'!K54)))","v":0},0,null,null,null,null,null,null,null,null,null,null,null,null,null,null,null,null,null,null,null,null,null,null,null,null,null,null,null,null,null,null,null,null,null,null,null,null,null,null,{"$f":"'Utilisation profile summary'!H54","v":0},{"$f":"Aug_calc('Asset data'!$M$5:$FG$5,'Asset data'!M54:FG54,'Asset data'!H54/100,'Asset data'!G54,'Asset data'!I54,'Asset data'!J54,J54,20)","v":0},0,0,0,0,0,0,0,0,0,0,0,0,0,0,0,0,0,0,0,0,0,0,0,0,0,0,0,0,0,0,0,0,0,0,0,0,0,0,0,0,0,0,0,0,0,0,0,0,0,0,0,0,0,0,0,0,0,0,0,0,0,{"$f":"IF('Asset data'!$F54=0,0,AY54*'Asset data'!$F54/1000)","v":0},{"$f":"IF('Asset data'!$F54=0,0,AZ54*'Asset data'!$F54/1000)","v":0},{"$f":"IF('Asset data'!$F54=0,0,BA54*'Asset data'!$F54/1000)","v":0},{"$f":"IF('Asset data'!$F54=0,0,BB54*'Asset data'!$F54/1000)","v":0},{"$f":"IF('Asset data'!$F54=0,0,BC54*'Asset data'!$F54/1000)","v":0},{"$f":"IF('Asset data'!$F54=0,0,BD54*'Asset data'!$F54/1000)","v":0},{"$f":"IF('Asset data'!$F54=0,0,BE54*'Asset data'!$F54/1000)","v":0},{"$f":"IF('Asset data'!$F54=0,0,BF54*'Asset data'!$F54/1000)","v":0},{"$f":"IF('Asset data'!$F54=0,0,BG54*'Asset data'!$F54/1000)","v":0},{"$f":"IF('Asset data'!$F54=0,0,BH54*'Asset data'!$F54/1000)","v":0},{"$f":"IF('Asset data'!$F54=0,0,BI54*'Asset data'!$F54/1000)","v":0},{"$f":"IF('Asset data'!$F54=0,0,BJ54*'Asset data'!$F54/1000)","v":0},{"$f":"IF('Asset data'!$F54=0,0,BK54*'Asset data'!$F54/1000)","v":0},{"$f":"IF('Asset data'!$F54=0,0,BL54*'Asset data'!$F54/1000)","v":0},{"$f":"IF('Asset data'!$F54=0,0,BM54*'Asset data'!$F54/1000)","v":0},{"$f":"IF('Asset data'!$F54=0,0,BN54*'Asset data'!$F54/1000)","v":0},{"$f":"IF('Asset data'!$F54=0,0,BO54*'Asset data'!$F54/1000)","v":0},{"$f":"IF('Asset data'!$F54=0,0,BP54*'Asset data'!$F54/1000)","v":0},{"$f":"IF('Asset data'!$F54=0,0,BQ54*'Asset data'!$F54/1000)","v":0},{"$f":"IF('Asset data'!$F54=0,0,BR54*'Asset data'!$F54/1000)","v":0}]
[{"$f":"'Asset data'!A55","v":0},{"$f":"'Asset data'!B55","v":0},{"$f":"'Asset data'!C55","v":0},{"$f":"'Asset data'!E55","v":0},0,{"$f":"'Asset data'!I55","v":0},0,{"$f":"'Asset data'!J55","v":0},"S",{"$f":"IF(A55=0,0,IF('Asset data'!$D$1=1,1,IF('Asset data'!$D$1=2,2,'Asset data'!K55)))","v":0},0,null,null,null,null,null,null,null,null,null,null,null,null,null,null,null,null,null,null,null,null,null,null,null,null,null,null,null,null,null,null,null,null,null,null,null,null,null,null,{"$f":"'Utilisation profile summary'!H55","v":0},{"$f":"Aug_calc('Asset data'!$M$5:$FG$5,'Asset data'!M55:FG55,'Asset data'!H55/100,'Asset data'!G55,'Asset data'!I55,'Asset data'!J55,J55,20)","v":0},0,0,0,0,0,0,0,0,0,0,0,0,0,0,0,0,0,0,0,0,0,0,0,0,0,0,0,0,0,0,0,0,0,0,0,0,0,0,0,0,0,0,0,0,0,0,0,0,0,0,0,0,0,0,0,0,0,0,0,0,0,{"$f":"IF('Asset data'!$F55=0,0,AY55*'Asset data'!$F55/1000)","v":0},{"$f":"IF('Asset data'!$F55=0,0,AZ55*'Asset data'!$F55/1000)","v":0},{"$f":"IF('Asset data'!$F55=0,0,BA55*'Asset data'!$F55/1000)","v":0},{"$f":"IF('Asset data'!$F55=0,0,BB55*'Asset data'!$F55/1000)","v":0},{"$f":"IF('Asset data'!$F55=0,0,BC55*'Asset data'!$F55/1000)","v":0},{"$f":"IF('Asset data'!$F55=0,0,BD55*'Asset data'!$F55/1000)","v":0},{"$f":"IF('Asset data'!$F55=0,0,BE55*'Asset data'!$F55/1000)","v":0},{"$f":"IF('Asset data'!$F55=0,0,BF55*'Asset data'!$F55/1000)","v":0},{"$f":"IF('Asset data'!$F55=0,0,BG55*'Asset data'!$F55/1000)","v":0},{"$f":"IF('Asset data'!$F55=0,0,BH55*'Asset data'!$F55/1000)","v":0},{"$f":"IF('Asset data'!$F55=0,0,BI55*'Asset data'!$F55/1000)","v":0},{"$f":"IF('Asset data'!$F55=0,0,BJ55*'Asset data'!$F55/1000)","v":0},{"$f":"IF('Asset data'!$F55=0,0,BK55*'Asset data'!$F55/1000)","v":0},{"$f":"IF('Asset data'!$F55=0,0,BL55*'Asset data'!$F55/1000)","v":0},{"$f":"IF('Asset data'!$F55=0,0,BM55*'Asset data'!$F55/1000)","v":0},{"$f":"IF('Asset data'!$F55=0,0,BN55*'Asset data'!$F55/1000)","v":0},{"$f":"IF('Asset data'!$F55=0,0,BO55*'Asset data'!$F55/1000)","v":0},{"$f":"IF('Asset data'!$F55=0,0,BP55*'Asset data'!$F55/1000)","v":0},{"$f":"IF('Asset data'!$F55=0,0,BQ55*'Asset data'!$F55/1000)","v":0},{"$f":"IF('Asset data'!$F55=0,0,BR55*'Asset data'!$F55/1000)","v":0}]
[{"$f":"'Asset data'!A56","v":0},{"$f":"'Asset data'!B56","v":0},{"$f":"'Asset data'!C56","v":0},{"$f":"'Asset data'!E56","v":0},0,{"$f":"'Asset data'!I56","v":0},0,{"$f":"'Asset data'!J56","v":0},"S",{"$f":"IF(A56=0,0,IF('Asset data'!$D$1=1,1,IF('Asset data'!$D$1=2,2,'Asset data'!K56)))","v":0},0,null,null,null,null,null,null,null,null,null,null,null,null,null,null,null,null,null,null,null,null,null,null,null,null,null,null,null,null,null,null,null,null,null,null,null,null,null,null,{"$f":"'Utilisation profile summary'!H56","v":0},{"$f":"Aug_calc('Asset data'!$M$5:$FG$5,'Asset data'!M56:FG56,'Asset data'!H56/100,'Asset data'!G56,'Asset data'!I56,'Asset data'!J56,J56,20)","v":0},0,0,0,0,0,0,0,0,0,0,0,0,0,0,0,0,0,0,0,0,0,0,0,0,0,0,0,0,0,0,0,0,0,0,0,0,0,0,0,0,0,0,0,0,0,0,0,0,0,0,0,0,0,0,0,0,0,0,0,0,0,{"$f":"IF('Asset data'!$F56=0,0,AY56*'Asset data'!$F56/1000)","v":0},{"$f":"IF('Asset data'!$F56=0,0,AZ56*'Asset data'!$F56/1000)","v":0},{"$f":"IF('Asset data'!$F56=0,0,BA56*'Asset data'!$F56/1000)","v":0},{"$f":"IF('Asset data'!$F56=0,0,BB56*'Asset data'!$F56/1000)","v":0},{"$f":"IF('Asset data'!$F56=0,0,BC56*'Asset data'!$F56/1000)","v":0},{"$f":"IF('Asset data'!$F56=0,0,BD56*'Asset data'!$F56/1000)","v":0},{"$f":"IF('Asset data'!$F56=0,0,BE56*'Asset data'!$F56/1000)","v":0},{"$f":"IF('Asset data'!$F56=0,0,BF56*'Asset data'!$F56/1000)","v":0},{"$f":"IF('Asset data'!$F56=0,0,BG56*'Asset data'!$F56/1000)","v":0},{"$f":"IF('Asset data'!$F56=0,0,BH56*'Asset data'!$F56/1000)","v":0},{"$f":"IF('Asset data'!$F56=0,0,BI56*'Asset data'!$F56/1000)","v":0},{"$f":"IF('Asset data'!$F56=0,0,BJ56*'Asset data'!$F56/1000)","v":0},{"$f":"IF('Asset data'!$F56=0,0,BK56*'Asset data'!$F56/1000)","v":0},{"$f":"IF('Asset data'!$F56=0,0,BL56*'Asset data'!$F56/1000)","v":0},{"$f":"IF('Asset data'!$F56=0,0,BM56*'Asset data'!$F56/1000)","v":0},{"$f":"IF('Asset data'!$F56=0,0,BN56*'Asset data'!$F56/1000)","v":0},{"$f":"IF('Asset data'!$F56=0,0,BO56*'Asset data'!$F56/1000)","v":0},{"$f":"IF('Asset data'!$F56=0,0,BP56*'Asset data'!$F56/1000)","v":0},{"$f":"IF('Asset data'!$F56=0,0,BQ56*'Asset data'!$F56/1000)","v":0},{"$f":"IF('Asset data'!$F56=0,0,BR56*'Asset data'!$F56/1000)","v":0}]
[{"$f":"'Asset data'!A57","v":0},{"$f":"'Asset data'!B57","v":0},{"$f":"'Asset data'!C57","v":0},{"$f":"'Asset data'!E57","v":0},0,{"$f":"'Asset data'!I57","v":0},0,{"$f":"'Asset data'!J57","v":0},"S",{"$f":"IF(A57=0,0,IF('Asset data'!$D$1=1,1,IF('Asset data'!$D$1=2,2,'Asset data'!K57)))","v":0},0,null,null,null,null,null,null,null,null,null,null,null,null,null,null,null,null,null,null,null,null,null,null,null,null,null,null,null,null,null,null,null,null,null,null,null,null,null,null,{"$f":"'Utilisation profile summary'!H57","v":0},{"$f":"Aug_calc('Asset data'!$M$5:$FG$5,'Asset data'!M57:FG57,'Asset data'!H57/100,'Asset data'!G57,'Asset data'!I57,'Asset data'!J57,J57,20)","v":0},0,0,0,0,0,0,0,0,0,0,0,0,0,0,0,0,0,0,0,0,0,0,0,0,0,0,0,0,0,0,0,0,0,0,0,0,0,0,0,0,0,0,0,0,0,0,0,0,0,0,0,0,0,0,0,0,0,0,0,0,0,{"$f":"IF('Asset data'!$F57=0,0,AY57*'Asset data'!$F57/1000)","v":0},{"$f":"IF('Asset data'!$F57=0,0,AZ57*'Asset data'!$F57/1000)","v":0},{"$f":"IF('Asset data'!$F57=0,0,BA57*'Asset data'!$F57/1000)","v":0},{"$f":"IF('Asset data'!$F57=0,0,BB57*'Asset data'!$F57/1000)","v":0},{"$f":"IF('Asset data'!$F57=0,0,BC57*'Asset data'!$F57/1000)","v":0},{"$f":"IF('Asset data'!$F57=0,0,BD57*'Asset data'!$F57/1000)","v":0},{"$f":"IF('Asset data'!$F57=0,0,BE57*'Asset data'!$F57/1000)","v":0},{"$f":"IF('Asset data'!$F57=0,0,BF57*'Asset data'!$F57/1000)","v":0},{"$f":"IF('Asset data'!$F57=0,0,BG57*'Asset data'!$F57/1000)","v":0},{"$f":"IF('Asset data'!$F57=0,0,BH57*'Asset data'!$F57/1000)","v":0},{"$f":"IF('Asset data'!$F57=0,0,BI57*'Asset data'!$F57/1000)","v":0},{"$f":"IF('Asset data'!$F57=0,0,BJ57*'Asset data'!$F57/1000)","v":0},{"$f":"IF('Asset data'!$F57=0,0,BK57*'Asset data'!$F57/1000)","v":0},{"$f":"IF('Asset data'!$F57=0,0,BL57*'Asset data'!$F57/1000)","v":0},{"$f":"IF('Asset data'!$F57=0,0,BM57*'Asset data'!$F57/1000)","v":0},{"$f":"IF('Asset data'!$F57=0,0,BN57*'Asset data'!$F57/1000)","v":0},{"$f":"IF('Asset data'!$F57=0,0,BO57*'Asset data'!$F57/1000)","v":0},{"$f":"IF('Asset data'!$F57=0,0,BP57*'Asset data'!$F57/1000)","v":0},{"$f":"IF('Asset data'!$F57=0,0,BQ57*'Asset data'!$F57/1000)","v":0},{"$f":"IF('Asset data'!$F57=0,0,BR57*'Asset data'!$F57/1000)","v":0}]
[{"$f":"'Asset data'!A58","v":0},{"$f":"'Asset data'!B58","v":0},{"$f":"'Asset data'!C58","v":0},{"$f":"'Asset data'!E58","v":0},0,{"$f":"'Asset data'!I58","v":0},0,{"$f":"'Asset data'!J58","v":0},"S",{"$f":"IF(A58=0,0,IF('Asset data'!$D$1=1,1,IF('Asset data'!$D$1=2,2,'Asset data'!K58)))","v":0},0,null,null,null,null,null,null,null,null,null,null,null,null,null,null,null,null,null,null,null,null,null,null,null,null,null,null,null,null,null,null,null,null,null,null,null,null,null,null,{"$f":"'Utilisation profile summary'!H58","v":0},{"$f":"Aug_calc('Asset data'!$M$5:$FG$5,'Asset data'!M58:FG58,'Asset data'!H58/100,'Asset data'!G58,'Asset data'!I58,'Asset data'!J58,J58,20)","v":0},0,0,0,0,0,0,0,0,0,0,0,0,0,0,0,0,0,0,0,0,0,0,0,0,0,0,0,0,0,0,0,0,0,0,0,0,0,0,0,0,0,0,0,0,0,0,0,0,0,0,0,0,0,0,0,0,0,0,0,0,0,{"$f":"IF('Asset data'!$F58=0,0,AY58*'Asset data'!$F58/1000)","v":0},{"$f":"IF('Asset data'!$F58=0,0,AZ58*'Asset data'!$F58/1000)","v":0},{"$f":"IF('Asset data'!$F58=0,0,BA58*'Asset data'!$F58/1000)","v":0},{"$f":"IF('Asset data'!$F58=0,0,BB58*'Asset data'!$F58/1000)","v":0},{"$f":"IF('Asset data'!$F58=0,0,BC58*'Asset data'!$F58/1000)","v":0},{"$f":"IF('Asset data'!$F58=0,0,BD58*'Asset data'!$F58/1000)","v":0},{"$f":"IF('Asset data'!$F58=0,0,BE58*'Asset data'!$F58/1000)","v":0},{"$f":"IF('Asset data'!$F58=0,0,BF58*'Asset data'!$F58/1000)","v":0},{"$f":"IF('Asset data'!$F58=0,0,BG58*'Asset data'!$F58/1000)","v":0},{"$f":"IF('Asset data'!$F58=0,0,BH58*'Asset data'!$F58/1000)","v":0},{"$f":"IF('Asset data'!$F58=0,0,BI58*'Asset data'!$F58/1000)","v":0},{"$f":"IF('Asset data'!$F58=0,0,BJ58*'Asset data'!$F58/1000)","v":0},{"$f":"IF('Asset data'!$F58=0,0,BK58*'Asset data'!$F58/1000)","v":0},{"$f":"IF('Asset data'!$F58=0,0,BL58*'Asset data'!$F58/1000)","v":0},{"$f":"IF('Asset data'!$F58=0,0,BM58*'Asset data'!$F58/1000)","v":0},{"$f":"IF('Asset data'!$F58=0,0,BN58*'Asset data'!$F58/1000)","v":0},{"$f":"IF('Asset data'!$F58=0,0,BO58*'Asset data'!$F58/1000)","v":0},{"$f":"IF('Asset data'!$F58=0,0,BP58*'Asset data'!$F58/1000)","v":0},{"$f":"IF('Asset data'!$F58=0,0,BQ58*'Asset data'!$F58/1000)","v":0},{"$f":"IF('Asset data'!$F58=0,0,BR58*'Asset data'!$F58/1000)","v":0}]
[{"$f":"'Asset data'!A59","v":0},{"$f":"'Asset data'!B59","v":0},{"$f":"'Asset data'!C59","v":0},{"$f":"'Asset data'!E59","v":0},0,{"$f":"'Asset data'!I59","v":0},0,{"$f":"'Asset data'!J59","v":0},"S",{"$f":"IF(A59=0,0,IF('Asset data'!$D$1=1,1,IF('Asset data'!$D$1=2,2,'Asset data'!K59)))","v":0},0,null,null,null,null,null,null,null,null,null,null,null,null,null,null,null,null,null,null,null,null,null,null,null,null,null,null,null,null,null,null,null,null,null,null,null,null,null,null,{"$f":"'Utilisation profile summary'!H59","v":0},{"$f":"Aug_calc('Asset data'!$M$5:$FG$5,'Asset data'!M59:FG59,'Asset data'!H59/100,'Asset data'!G59,'Asset data'!I59,'Asset data'!J59,J59,20)","v":0},0,0,0,0,0,0,0,0,0,0,0,0,0,0,0,0,0,0,0,0,0,0,0,0,0,0,0,0,0,0,0,0,0,0,0,0,0,0,0,0,0,0,0,0,0,0,0,0,0,0,0,0,0,0,0,0,0,0,0,0,0,{"$f":"IF('Asset data'!$F59=0,0,AY59*'Asset data'!$F59/1000)","v":0},{"$f":"IF('Asset data'!$F59=0,0,AZ59*'Asset data'!$F59/1000)","v":0},{"$f":"IF('Asset data'!$F59=0,0,BA59*'Asset data'!$F59/1000)","v":0},{"$f":"IF('Asset data'!$F59=0,0,BB59*'Asset data'!$F59/1000)","v":0},{"$f":"IF('Asset data'!$F59=0,0,BC59*'Asset data'!$F59/1000)","v":0},{"$f":"IF('Asset data'!$F59=0,0,BD59*'Asset data'!$F59/1000)","v":0},{"$f":"IF('Asset data'!$F59=0,0,BE59*'Asset data'!$F59/1000)","v":0},{"$f":"IF('Asset data'!$F59=0,0,BF59*'Asset data'!$F59/1000)","v":0},{"$f":"IF('Asset data'!$F59=0,0,BG59*'Asset data'!$F59/1000)","v":0},{"$f":"IF('Asset data'!$F59=0,0,BH59*'Asset data'!$F59/1000)","v":0},{"$f":"IF('Asset data'!$F59=0,0,BI59*'Asset data'!$F59/1000)","v":0},{"$f":"IF('Asset data'!$F59=0,0,BJ59*'Asset data'!$F59/1000)","v":0},{"$f":"IF('Asset data'!$F59=0,0,BK59*'Asset data'!$F59/1000)","v":0},{"$f":"IF('Asset data'!$F59=0,0,BL59*'Asset data'!$F59/1000)","v":0},{"$f":"IF('Asset data'!$F59=0,0,BM59*'Asset data'!$F59/1000)","v":0},{"$f":"IF('Asset data'!$F59=0,0,BN59*'Asset data'!$F59/1000)","v":0},{"$f":"IF('Asset data'!$F59=0,0,BO59*'Asset data'!$F59/1000)","v":0},{"$f":"IF('Asset data'!$F59=0,0,BP59*'Asset data'!$F59/1000)","v":0},{"$f":"IF('Asset data'!$F59=0,0,BQ59*'Asset data'!$F59/1000)","v":0},{"$f":"IF('Asset data'!$F59=0,0,BR59*'Asset data'!$F59/1000)","v":0}]
[{"$f":"'Asset data'!A60","v":0},{"$f":"'Asset data'!B60","v":0},{"$f":"'Asset data'!C60","v":0},{"$f":"'Asset data'!E60","v":0},0,{"$f":"'Asset data'!I60","v":0},0,{"$f":"'Asset data'!J60","v":0},"S",{"$f":"IF(A60=0,0,IF('Asset data'!$D$1=1,1,IF('Asset data'!$D$1=2,2,'Asset data'!K60)))","v":0},0,null,null,null,null,null,null,null,null,null,null,null,null,null,null,null,null,null,null,null,null,null,null,null,null,null,null,null,null,null,null,null,null,null,null,null,null,null,null,{"$f":"'Utilisation profile summary'!H60","v":0},{"$f":"Aug_calc('Asset data'!$M$5:$FG$5,'Asset data'!M60:FG60,'Asset data'!H60/100,'Asset data'!G60,'Asset data'!I60,'Asset data'!J60,J60,20)","v":0},0,0,0,0,0,0,0,0,0,0,0,0,0,0,0,0,0,0,0,0,0,0,0,0,0,0,0,0,0,0,0,0,0,0,0,0,0,0,0,0,0,0,0,0,0,0,0,0,0,0,0,0,0,0,0,0,0,0,0,0,0,{"$f":"IF('Asset data'!$F60=0,0,AY60*'Asset data'!$F60/1000)","v":0},{"$f":"IF('Asset data'!$F60=0,0,AZ60*'Asset data'!$F60/1000)","v":0},{"$f":"IF('Asset data'!$F60=0,0,BA60*'Asset data'!$F60/1000)","v":0},{"$f":"IF('Asset data'!$F60=0,0,BB60*'Asset data'!$F60/1000)","v":0},{"$f":"IF('Asset data'!$F60=0,0,BC60*'Asset data'!$F60/1000)","v":0},{"$f":"IF('Asset data'!$F60=0,0,BD60*'Asset data'!$F60/1000)","v":0},{"$f":"IF('Asset data'!$F60=0,0,BE60*'Asset data'!$F60/1000)","v":0},{"$f":"IF('Asset data'!$F60=0,0,BF60*'Asset data'!$F60/1000)","v":0},{"$f":"IF('Asset data'!$F60=0,0,BG60*'Asset data'!$F60/1000)","v":0},{"$f":"IF('Asset data'!$F60=0,0,BH60*'Asset data'!$F60/1000)","v":0},{"$f":"IF('Asset data'!$F60=0,0,BI60*'Asset data'!$F60/1000)","v":0},{"$f":"IF('Asset data'!$F60=0,0,BJ60*'Asset data'!$F60/1000)","v":0},{"$f":"IF('Asset data'!$F60=0,0,BK60*'Asset data'!$F60/1000)","v":0},{"$f":"IF('Asset data'!$F60=0,0,BL60*'Asset data'!$F60/1000)","v":0},{"$f":"IF('Asset data'!$F60=0,0,BM60*'Asset data'!$F60/1000)","v":0},{"$f":"IF('Asset data'!$F60=0,0,BN60*'Asset data'!$F60/1000)","v":0},{"$f":"IF('Asset data'!$F60=0,0,BO60*'Asset data'!$F60/1000)","v":0},{"$f":"IF('Asset data'!$F60=0,0,BP60*'Asset data'!$F60/1000)","v":0},{"$f":"IF('Asset data'!$F60=0,0,BQ60*'Asset data'!$F60/1000)","v":0},{"$f":"IF('Asset data'!$F60=0,0,BR60*'Asset data'!$F60/1000)","v":0}]
[{"$f":"'Asset data'!A61","v":0},{"$f":"'Asset data'!B61","v":0},{"$f":"'Asset data'!C61","v":0},{"$f":"'Asset data'!E61","v":0},0,{"$f":"'Asset data'!I61","v":0},0,{"$f":"'Asset data'!J61","v":0},"S",{"$f":"IF(A61=0,0,IF('Asset data'!$D$1=1,1,IF('Asset data'!$D$1=2,2,'Asset data'!K61)))","v":0},0,null,null,null,null,null,null,null,null,null,null,null,null,null,null,null,null,null,null,null,null,null,null,null,null,null,null,null,null,null,null,null,null,null,null,null,null,null,null,{"$f":"'Utilisation profile summary'!H61","v":0},{"$f":"Aug_calc('Asset data'!$M$5:$FG$5,'Asset data'!M61:FG61,'Asset data'!H61/100,'Asset data'!G61,'Asset data'!I61,'Asset data'!J61,J61,20)","v":0},0,0,0,0,0,0,0,0,0,0,0,0,0,0,0,0,0,0,0,0,0,0,0,0,0,0,0,0,0,0,0,0,0,0,0,0,0,0,0,0,0,0,0,0,0,0,0,0,0,0,0,0,0,0,0,0,0,0,0,0,0,{"$f":"IF('Asset data'!$F61=0,0,AY61*'Asset data'!$F61/1000)","v":0},{"$f":"IF('Asset data'!$F61=0,0,AZ61*'Asset data'!$F61/1000)","v":0},{"$f":"IF('Asset data'!$F61=0,0,BA61*'Asset data'!$F61/1000)","v":0},{"$f":"IF('Asset data'!$F61=0,0,BB61*'Asset data'!$F61/1000)","v":0},{"$f":"IF('Asset data'!$F61=0,0,BC61*'Asset data'!$F61/1000)","v":0},{"$f":"IF('Asset data'!$F61=0,0,BD61*'Asset data'!$F61/1000)","v":0},{"$f":"IF('Asset data'!$F61=0,0,BE61*'Asset data'!$F61/1000)","v":0},{"$f":"IF('Asset data'!$F61=0,0,BF61*'Asset data'!$F61/1000)","v":0},{"$f":"IF('Asset data'!$F61=0,0,BG61*'Asset data'!$F61/1000)","v":0},{"$f":"IF('Asset data'!$F61=0,0,BH61*'Asset data'!$F61/1000)","v":0},{"$f":"IF('Asset data'!$F61=0,0,BI61*'Asset data'!$F61/1000)","v":0},{"$f":"IF('Asset data'!$F61=0,0,BJ61*'Asset data'!$F61/1000)","v":0},{"$f":"IF('Asset data'!$F61=0,0,BK61*'Asset data'!$F61/1000)","v":0},{"$f":"IF('Asset data'!$F61=0,0,BL61*'Asset data'!$F61/1000)","v":0},{"$f":"IF('Asset data'!$F61=0,0,BM61*'Asset data'!$F61/1000)","v":0},{"$f":"IF('Asset data'!$F61=0,0,BN61*'Asset data'!$F61/1000)","v":0},{"$f":"IF('Asset data'!$F61=0,0,BO61*'Asset data'!$F61/1000)","v":0},{"$f":"IF('Asset data'!$F61=0,0,BP61*'Asset data'!$F61/1000)","v":0},{"$f":"IF('Asset data'!$F61=0,0,BQ61*'Asset data'!$F61/1000)","v":0},{"$f":"IF('Asset data'!$F61=0,0,BR61*'Asset data'!$F61/1000)","v":0}]
[]
[]
[]
[]
[]
[]
[]
[]
[]
[]
[]
[]
[]
[]
[]
[]
[]
[]
[]
[]
[]
[]
[]
[]
[]
[]
[]
[]
[]
[]
[]
[]
[]
[]
[]
[]
[]
[]
[]
[]
[]
[]
[]
[]
[]
[]
[]
[]
[]
[]
[]
[]
[]
[]
[]
[]
[]
[]
[]
[]
[]
[]
[]
[]
[]
[]
[]
[]
[]
[]
[]
[]
[]
[]
[]
[]
[]
[]
[]
[]
[]
[]
[]
[]
[]
[]
[]
[]
[]
[]
[]
[]
[]
[]
[]
[]
[]
[]
[]
[]
[]
[]
[]
[]
[]
[]
[]
[]
[]
[]
[]
[]
[]
[]
[]
[]
[]
[]
[]
[]
[]
[]
[]
[]
[]
[]
[]
[]
[]
[]
[]
[]
[]
[]
[]
[]
[]
[]
[]
[]
[]
[]
[]
[]
[null,null,null,null,null,null,{"$f":"F206+VLOOKUP(A206,IDtable,5)","v":{"$error":"#N/A"}}]
[null,null,null,null,null,null,{"$error":"#N/A"}]
[null,null,null,null,null,null,{"$error":"#N/A"}]
[null,null,null,null,null,null,{"$error":"#N/A"}]
[null,null,null,null,null,null,{"$error":"#N/A"}]
[null,null,null,null,null,null,{"$error":"#N/A"}]
[null,null,null,null,null,null,{"$error":"#N/A"}]
[null,null,null,null,null,null,{"$error":"#N/A"}]
[null,null,null,null,null,null,{"$error":"#N/A"}]
[null,null,null,null,null,null,{"$error":"#N/A"}]
[null,null,null,null,null,null,{"$error":"#N/A"}]
[null,null,null,null,null,null,{"$error":"#N/A"}]
[null,null,null,null,null,null,{"$error":"#N/A"}]
[null,null,null,null,null,null,{"$error":"#N/A"}]
[null,null,null,null,null,null,{"$error":"#N/A"}]
[null,null,null,null,null,null,{"$error":"#N/A"}]
[null,null,null,null,null,null,{"$error":"#N/A"}]
[null,null,null,null,null,null,{"$error":"#N/A"}]
[null,null,null,null,null,null,{"$error":"#N/A"}]
[null,null,null,null,null,null,{"$error":"#N/A"}]
[null,null,null,null,null,null,{"$error":"#N/A"}]

{"sheet":"Tables","index":8,"n_rows":17,"n_cols":3,"rows_kept":17,"cut":false,"hidden":false,"merged":[]}
["ID","Asset cat"]
[1,"Subtransmission Lines"]
[2,"HV Feeders"]
[3,"Zone Substation"]
[4,"Distribution Substations and LV Feeders"]
[5]
[6]
[7]
[8]
[9]
[10]
[11]
[12]
[]
[]
[]
["Now",2014,"latest utilisation profile data (the model assumes the first year of the forecast is the subsequent year) "]

{"sheet":"Utilisation profile (Inst)","index":9,"n_rows":61,"n_cols":157,"rows_kept":61,"cut":false,"hidden":false,"merged":[]}
["Asset calcs"]
[]
[null,null,null,null,null,"Installation date"]
[null,null,null,null,"St life","Quantity"]
["ID","ID","ID","EDB ID",null,0,{"$f":"F5+1","v":1},{"$f":"G5+1","v":2},3,4,5,6,7,8,9,10,11,12,13,14,15,16,17,18,19,20,21,22,23,24,25,26,27,28,29,30,31,32,33,34,35,36,37,38,39,40,41,42,43,44,45,46,47,48,49,50,51,52,53,54,55,56,57,58,59,60,61,62,63,64,65,{"$f":"BS5+1","v":66},67,68,69,70,71,72,73,74,75,76,77,78,79,80,81,82,83,84,85,86,87,88,89,{"$f":"CQ5+1","v":90},91,92,93,94,95,96,97,98,99,100,101,102,103,104,105,106,107,108,109,110,111,112,113,114,115,116,117,118,119,120,121,{"$f":"DW5+1","v":122},123,124,125,126,127,128,129,130,131,132,133,134,135,136,137,138,139,140,141,142,143,144,145,146,147,148,149,150,151]
[1,null,null,{"$f":"VLOOKUP(A6,IDtable,2)","v":"Subtransmission Lines"},{"$f":"0.5*SUM(G6:K6)/5","v":8.5736514970000002},{"$f":"SUMIF($A$19:$A$205,$A6,F$19:F$205)","v":0},{"$f":"SUMIF($A$19:$A$205,$A6,G$19:G$205)","v":0},0,0,0,85.736514970000002,0,0,0,0,0,0,0,0,0,0,0,0,117.7448139,104.5985483,0,109.7427392,0,0,0,174.90249054,104.0269715,0,119.4595442,104.0269715,38.29564336,0,0,0,294.36203479,340.0881761,104.5985483,0,0,281.21576915999998,65.159751380000003,0,32.579875690000001,135.46369369999999,97.168050300000004,208.62551980000001,104.0269715,0,0,0,0,0,238.34751169999998,80.020747310000004,0,0,123.46058156000001,246.34958639000001,31.436722159999999,0,0,0,160.04149462000001,40.010373649999998,64.016597849999997,{"$f":"SUMIF($A$19:$A$205,$A6,BS$19:BS$205)","v":117.17323709999999},239.4906652,270.92738739999999,104.0269715,289.21784384,0,0,62.873444309999996,121.7458513,246.34958640000002,92.595436169999999,121.74585125999999,415.53630924000004,206.33921273999999,135.46369369999999,273.78527108000003,437.25622641999996,0,197.19398448000001,120.031121,116.6016604,49.727178690000002,282.35892268000003,0,74.304979639999999,0,216.62759450000001,{"$f":"SUMIF($A$19:$A$205,$A6,CT$19:CT$205)","v":83.450207910000003},0,94.310166469999999,112.60062299000001,38.867220119999999,0,0,0,0,38.867220119999999,0,0,0,0,0,140.03630776,0,0,0,0,0,0,0,0,0,0,26.292531260000001,78.877593779999998,0,0,0,0,0,0,0,0,0,64.016597849999997,0,0,0,0,0,{"$f":"SUMIF($A$19:$A$205,$A6,EK$19:EK$205)","v":78.877593779999998},0,20.00518683,78.877593779999998,78.877593779999998,0,0,0,0,0,0,0,0,0,0,0,{"$f":"SUMIF($A$19:$A$205,$A6,FA$19:FA$205)","v":106.31327857000001}]
[2,null,null,"HV Feeders",{"$f":"0.5*SUM(G7:K7)/5","v":13.214941443967884},0,{"$f":"SUMIF($A$19:$A$205,$A7,G$19:G$205)","v":49.811183149469556},0,40.08311978875895,19.350471622159496,22.904639879290833,0,48.968540431587293,0,9.1625487720393615,0,26.933390057696041,16.147043653560857,15.993757157091011,19.049094781642513,5.975575286112627,19.232692167244814,11.472411729013217,14.869656182978812,16.389357561539743,52.842272062715089,30.373242961527833,0,59.631045202981298,17.178479909468123,14.414126820588196,26.590443997797404,0,10.662504771394008,57.852055818527312,28.558053715195651,9.1625487720393615,0,68.16139543025804,34.758795606292225,80.82008875737516,26.651931801466098,26.024409793883894,63.702230626171954,22.6673489186539,41.442779672700524,43.933468733984569,14.414126820588196,6.9715045004647305,68.592329671181162,49.356519812482723,34.159506026873402,52.851798342156712,81.62376033208713,14.414126820588196,37.331583875855038,39.563504546488289,73.243405704745868,76.721710136505692,46.238568551237613,115.29049790420717,50.386397222663184,65.710543537548062,75.975542648605014,147.32096707841691,58.960741540452148,29.049956144545206,43.869382854104529,65.159751380741156,93.79609379243891,111.84891294956782,47.191456303021624,83.257084243624561,68.249210406201769,177.4834194566636,133.91610626339909,81.642639685889634,79.421457730263285,22.805912983259404,81.486755113208417,29.214154561102738,82.366117308211145,55.742591139989173,72.426050928654121,151.51478169878345,51.032625378967126,18.125911701208299,56.769697268877522,19.7453792062852,79.94904040624877,58.802691904261494,46.796548718895927,62.991570179826439,50.153263183964413,92.279423502791232,19.890005448717201,51.472219873928104,0,27.31097713374605,12.637042692022527,70.025948124605918,19.903342239935483,7.8981516825140803,19.504797349113883,23.859692694584311,9.9376415084264309,0,19.153017830096644,20.337740582473756,11.254866147582565,19.508954271052048,7.8981516825140803,6.1210675539484116,21.325009542788017,11.353593043613989,16.092484053122437,0,8.0956054745769332,8.1666195576872553,0,0,27.248623304673576,11.452319939645417,0,0,0,0,0,0,0,0,0,0,0,9.0828744348911936,0,0,0,0,0,0,0,0,0,0,0,0,0,0,0,0,0,0,0,0,0,6.0405271913964587]
[3,null,null,"Zone Substation",3,0,{"$f":"SUMIF($A$19:$A$205,$A8,G$19:G$205)","v":0},0,0,0,30,0,0,36.9,0,0,0,0,0,0,0,0,0,0,0,0,0,0,0,0,0,0,0,0,0,49.5,0,36.6,42,15.2,43,0,0,54.8,0,32.5,87.2,34.299999999999997,0,0,38.299999999999997,47.2,0,0,0,0,0,0,0,93,80.400000000000006,50.4,15,0,0,0,87.1,22.1,65.099999999999994,0,0,96.4,37,18.5,0,0,89.7,0,123.6,33.799999999999997,69,0,79.7,0,58.800000000000004,34.200000000000003,0,0,58.2,0,77.900000000000006,0,36.4,32.700000000000003,0,94.199999999999989,0,0,16.399999999999999,209.8,82.8,36.700000000000003,0,0,39.700000000000003,0,0,0,0,19.100000000000001,0,0,0,0,18.8,0,0,0,0,0,0,0,0,0,0,0,34.799999999999997,0,0,0,0,0,0,0,0,0,0,0,0,0,0,0,0,0,0,0,0,0,0,20.399999999999999,0,0,0,0,0,0,0]
[4,null,null,"Distribution Substations and LV Feeders",2.3937024143750061,4.7874048287500122,4.7874048287500122,4.7874048287500122,4.7874048287500122,4.7874048287500122,4.7874048287500122,4.7874048287500122,4.7874048287500122,4.7874048287500122,4.7874048287500122,4.7874048287500122,4.7874048287500122,4.7874048287500122,4.7874048287500122,4.7874048287500122,4.7874048287500122,4.7874048287500122,4.7874048287500122,4.7874048287500122,4.7874048287500122,20.907937874360243,20.907937874360243,20.907937874360243,20.907937874360243,20.907937874360243,20.907937874360243,20.907937874360243,20.907937874360243,20.907937874360243,20.907937874360243,20.907937874360243,20.907937874360243,20.907937874360243,20.907937874360243,20.907937874360243,20.907937874360243,20.907937874360243,20.907937874360243,20.907937874360243,20.907937874360243,33.290375409999704,33.290375409999704,33.290375409999704,33.290375409999704,33.290375409999704,33.290375409999704,33.290375409999704,33.290375409999704,33.290375409999704,33.290375409999704,33.290375409999704,33.290375409999704,33.290375409999704,33.290375409999704,33.290375409999704,33.290375409999704,33.290375409999704,33.290375409999704,33.290375409999704,33.290375409999704,36.140210419306193,36.140210419306193,36.140210419306193,36.140210419306193,36.140210419306193,36.140210419306193,36.140210419306193,36.140210419306193,36.140210419306193,36.140210419306193,36.140210419306193,36.140210419306193,36.140210419306193,36.140210419306193,36.140210419306193,36.140210419306193,36.140210419306193,36.140210419306193,36.140210419306193,36.140210419306193,26.968581942087635,26.968581942087635,26.968581942087635,26.968581942087635,26.968581942087635,26.968581942087635,26.968581942087635,26.968581942087635,26.968581942087635,26.968581942087635,26.968581942087635,26.968581942087635,26.968581942087635,26.968581942087635,26.968581942087635,26.968581942087635,26.968581942087635,26.968581942087635,26.968581942087635,26.968581942087635,15.349953400177007,15.349953400177007,15.349953400177007,15.349953400177007,15.349953400177007,15.349953400177007,15.349953400177007,15.349953400177007,15.349953400177007,15.349953400177007,15.349953400177007,15.349953400177007,15.349953400177007,15.349953400177007,15.349953400177007,15.349953400177007,15.349953400177007,15.349953400177007,15.349953400177007,15.349953400177007,7.4069379101148742,7.4069379101148742,7.4069379101148742,7.4069379101148742,7.4069379101148742,7.4069379101148742,7.4069379101148742,7.4069379101148742,7.4069379101148742,7.4069379101148742,7.4069379101148742,7.4069379101148742,7.4069379101148742,7.4069379101148742,7.4069379101148742,7.4069379101148742,7.4069379101148742,7.4069379101148742,7.4069379101148742,7.4069379101148742,4.2788614416240902,4.2788614416240902,4.2788614416240902,4.2788614416240902,4.2788614416240902,4.2788614416240902,4.2788614416240902,4.2788614416240902,4.2788614416240902,4.2788614416240902,4.2788614416240902,119.87137350805317]
[5,null,null,0,0,0,0,0,0,0,0,0,0,0,0,0,0,0,0,0,0,0,0,0,0,0,0,0,0,0,0,0,0,0,0,0,0,0,0,0,0,0,0,0,0,0,0,0,0,0,0,0,0,0,0,0,0,0,0,0,0,0,0,0,0,0,0,0,0,0,0,0,0,0,0,0,0,0,0,0,0,0,0,0,0,0,0,0,0,0,0,0,0,0,0,0,0,0,0,0,0,0,0,0,0,0,0,0,0,0,0,0,0,0,0,0,0,0,0,0,0,0,0,0,0,0,0,0,0,0,0,0,0,0,0,0,0,0,0,0,0,0,0,0,0,0,0,0,0,0,0,0,0,0,0,0,0]
[6,null,null,0,0,0,0,0,0,0,0,0,0,0,0,0,0,0,0,0,0,0,0,0,0,0,0,0,0,0,0,0,0,0,0,0,0,0,0,0,0,0,0,0,0,0,0,0,0,0,0,0,0,0,0,0,0,0,0,0,0,0,0,0,0,0,0,0,0,{"$f":"SUMIF($A$19:$A$205,$A11,BR$19:BR$205)","v":0},0,0,0,0,0,0,0,0,0,0,0,0,0,0,0,0,0,0,0,0,0,0,0,0,0,0,0,0,0,0,0,0,0,0,0,0,0,0,0,0,0,0,0,0,0,0,0,0,0,0,0,0,0,0,0,0,0,0,0,{"$f":"SUMIF($A$19:$A$205,$A11,DZ$19:DZ$205)","v":0},0,0,0,0,0,0,0,0,0,0,0,0,0,0,0,0,0,0,0,0,0,0,0,0,0,0,0]
[7,null,null,0,0,0,{"$f":"SUMIF($A$19:$A$205,$A12,G$19:G$205)","v":0},0,0,0,0,0,0,0,0,0,0,0,0,0,0,0,0,0,0,0,0,0,0,0,0,0,0,0,0,0,0,0,0,0,0,0,0,0,0,0,0,0,0,0,0,0,0,0,0,0,0,0,0,0,0,0,0,0,0,0,0,0,0,0,0,0,0,0,0,0,0,0,0,0,0,0,0,0,0,0,0,0,0,0,0,0,0,0,0,0,0,0,0,0,0,0,0,0,0,0,0,0,0,0,0,0,0,0,0,0,0,0,0,0,0,0,0,0,0,0,0,0,0,0,0,0,0,0,0,0,0,0,0,0,0,0,0,0,0,0,0,0,0,0,0,0,0,0,0,0,0]
[8,null,null,0,0,0,0,0,0,0,0,0,0,0,0,0,0,0,0,0,0,0,0,0,0,0,0,0,0,0,0,0,0,0,0,0,0,0,0,0,0,0,0,0,0,0,0,0,0,0,0,0,0,0,0,0,0,0,0,0,0,0,0,0,0,0,0,0,0,0,0,0,0,0,0,0,0,0,0,0,0,0,0,0,0,0,0,0,0,0,0,0,0,0,0,0,0,0,0,0,0,0,0,0,0,0,0,0,0,0,0,0,0,0,0,0,0,0,0,0,0,0,0,0,0,0,0,0,0,0,0,0,0,0,0,0,0,0,0,0,0,0,0,0,0,0,0,0,0,0,0,0,0,0,0,0,0]
[9,null,null,{"$f":"VLOOKUP(A14,IDtable,2)","v":0},0,0,{"$f":"SUMIF($A$19:$A$205,$A14,G$19:G$205)","v":0},0,0,0,0,0,0,0,0,0,0,0,0,0,0,{"$f":"SUMIF($A$19:$A$205,$A14,V$19:V$205)","v":0},0,0,0,0,0,0,0,0,0,0,0,0,0,0,0,0,0,0,0,0,0,0,0,0,0,0,0,0,0,0,0,0,0,0,0,0,0,0,0,0,0,0,0,0,0,0,0,0,0,0,0,0,0,0,0,0,0,0,0,0,0,0,0,0,0,0,0,0,0,0,0,0,0,0,0,0,0,0,0,0,0,0,0,0,0,0,0,0,0,0,0,0,0,0,0,0,0,0,0,0,0,0,0,0,0,0,0,0,0,0,0,0,0,0,0,0,0,0,0,0,0,0,0,0,0,0,0,0,0,0,0,0,0,0,0]
[10,null,null,{"$f":"VLOOKUP(A15,IDtable,2)","v":0},0,0,0,0,0,0,0,0,0,0,0,0,0,0,0,0,0,0,0,0,0,0,0,0,0,0,0,0,0,0,0,0,0,0,0,0,0,0,0,0,0,0,0,0,0,0,0,0,0,0,0,0,0,0,0,0,0,0,0,0,0,0,0,0,0,0,0,0,0,0,0,0,0,0,0,0,0,0,0,0,0,0,0,0,0,0,0,0,0,0,0,0,0,0,0,0,0,0,0,0,0,0,0,0,0,0,0,0,0,0,0,0,0,0,0,0,0,0,0,0,0,0,0,0,0,0,0,0,0,0,0,0,0,0,0,0,0,0,0,0,0,0,0,0,0,0,0,0,0,0,0,0,0]
[11,null,null,{"$f":"VLOOKUP(A16,IDtable,2)","v":0},0,0,0,0,0,0,0,0,0,0,0,0,0,0,0,0,0,0,0,0,0,0,0,0,0,0,0,0,0,0,0,0,0,0,0,0,0,0,0,0,0,0,0,0,0,0,0,0,0,0,0,0,0,0,0,0,0,0,0,0,0,0,0,0,0,0,0,0,0,0,0,0,0,0,0,0,0,0,0,0,0,0,0,0,0,0,0,0,0,0,0,0,0,0,0,0,0,0,0,0,0,0,0,0,0,0,0,0,0,0,0,0,0,0,0,0,0,0,0,0,0,0,0,0,0,0,0,0,0,0,0,0,0,0,0,0,0,0,0,0,0,0,0,0,0,0,0,0,0,0,0,0,0]
[12,null,null,{"$f":"VLOOKUP(A17,IDtable,2)","v":0},0,0,0,0,0,0,0,0,0,0,0,0,0,0,0,0,0,0,0,0,0,0,0,0,0,0,0,0,0,0,0,0,0,0,0,0,0,0,0,0,0,0,0,0,0,0,0,0,0,0,0,0,0,0,0,0,0,0,0,0,0,0,0,0,0,0,0,0,0,0,0,0,0,0,0,0,0,0,0,0,0,0,0,0,0,0,0,0,0,0,0,0,0,0,0,0,0,0,0,0,0,0,0,0,0,0,0,0,0,0,{"$f":"SUMIF($A$19:$A$205,$A17,DK$19:DK$205)","v":0},0,0,0,0,0,0,0,0,0,0,0,0,0,0,0,0,0,0,0,0,0,0,0,0,0,0,0,0,0,0,0,0,0,0,0,0,0,0,0,0,0,0]
[null,null,null,"Total",null,{"$f":"SUM(F6:F17)","v":4.7874048287500122},54.59858797821957,4.7874048287500122,44.870524617508963,24.137876450909509,143.42855967804084,4.7874048287500122,53.755945260337306,41.687404828750012,13.949953600789375,4.7874048287500122,31.720794886446054,20.93444848231087,20.781161985841024,23.836499610392526,10.762980114862639,24.020096995994827,16.25981655776323,137.40187491172881,125.77531069028976,73.75020993707534,161.02392003588807,20.907937874360243,80.538983077341541,38.086417783828367,210.22455523494844,151.52535337215764,20.907937874360243,151.02998684575425,182.78696519288755,137.26163494955591,30.070486646399605,57.507937874360245,131.06933330461828,365.22876827065244,484.81620273173542,152.15841797582635,46.932347668244134,139.41016850053219,324.79105595301411,172.39290646270024,164.42384414398427,114.58437792058791,175.72557361046444,199.05075538118089,329.5724150224824,218.67685293687313,86.142173752156424,114.91413574208684,47.704502230587899,70.621959285854743,72.853879956487987,344.88129281474551,190.03283285650539,172.52894396123733,228.98087331420689,257.53735419266292,360.35050533754776,140.70264021860473,180.61134248841662,95.100951959758333,152.29016656385139,262.15108789341076,206.41033545004734,{"$f":"SUM(BR6:BR17)","v":193.95290206174508},265.162360468874,419.22233192232784,427.32468206293072,226.91639232550796,502.84147371596976,170.05631668270527,207.48285010519584,178.43511245956947,304.29197470256554,397.77655193251462,226.94980115040892,240.25217898751731,587.11911079929541,314.90547408796033,381.91868581808961,385.98647840105474,482.35072006329585,83.73827921096516,302.10794562837282,226.94874334833642,280.27293424634911,123.49230935098356,408.71907480191408,109.82184512605205,193.55298508487888,{"$f":"SUM(CR6:CR17)","v":141.05858739080483},295.06839631601571,110.41878985208764,70.67955907583368,343.71579110411017,292.39515305669352,122.43914430202312,34.866733624601714,46.473379291201518,90.528274636671952,25.287594908603438,54.217173520177006,34.502971230273651,35.687693982650764,45.70481954775957,34.858907671229055,23.248105082691087,161.50732871412544,36.674962942965024,45.503546443790995,31.442437453299444,15.349953400177007,23.445558874753942,23.516572957864263,15.349953400177007,15.349953400177007,42.598576704850586,26.802273339822424,41.642484660177004,94.227547180176998,7.4069379101148742,42.206937910114874,7.4069379101148742,7.4069379101148742,7.4069379101148742,7.4069379101148742,7.4069379101148742,7.4069379101148742,7.4069379101148742,80.506410195006069,7.4069379101148742,7.4069379101148742,7.4069379101148742,7.4069379101148742,7.4069379101148742,{"$f":"SUM(EK6:EK17)","v":86.284531690114875},7.4069379101148742,27.412124740114873,86.284531690114875,86.284531690114875,4.2788614416240902,4.2788614416240902,4.2788614416240902,4.2788614416240902,24.67886144162409,4.2788614416240902,4.2788614416240902,4.2788614416240902,4.2788614416240902,4.2788614416240902,4.2788614416240902,232.22517926944965]
[]
[null,null,null,"EDB categories"]
[{"$f":"'Asset data'!A21","v":0},{"$f":"'Asset data'!B21","v":0},{"$f":"'Asset data'!C21","v":0},{"$f":"'Asset data'!E21","v":0},{"$f":"'Asset data'!I21","v":0},{"$f":"'Asset data'!L21","v":0},{"$f":"'Asset data'!M21","v":0},{"$f":"'Asset data'!N21","v":0},{"$f":"'Asset data'!O21","v":0},{"$f":"'Asset data'!P21","v":0},{"$f":"'Asset data'!Q21","v":0},{"$f":"'Asset data'!R21","v":0},{"$f":"'Asset data'!S21","v":0},{"$f":"'Asset data'!T21","v":0},{"$f":"'Asset data'!U21","v":0},{"$f":"'Asset data'!V21","v":0},{"$f":"'Asset data'!W21","v":0},{"$f":"'Asset data'!X21","v":0},{"$f":"'Asset data'!Y21","v":0},{"$f":"'Asset data'!Z21","v":0},{"$f":"'Asset data'!AA21","v":0},{"$f":"'Asset data'!AB21","v":0},{"$f":"'Asset data'!AC21","v":0},{"$f":"'Asset data'!AD21","v":0},{"$f":"'Asset data'!AE21","v":0},{"$f":"'Asset data'!AF21","v":0},{"$f":"'Asset data'!AG21","v":0},{"$f":"'Asset data'!AH21","v":0},{"$f":"'Asset data'!AI21","v":0},{"$f":"'Asset data'!AJ21","v":0},{"$f":"'Asset data'!AK21","v":0},{"$f":"'Asset data'!AL21","v":0},{"$f":"'Asset data'!AM21","v":0},{"$f":"'Asset data'!AN21","v":0},{"$f":"'Asset data'!AO21","v":0},{"$f":"'Asset data'!AP21","v":0},{"$f":"'Asset data'!AQ21","v":0},{"$f":"'Asset data'!AR21","v":0},{"$f":"'Asset data'!AS21","v":0},{"$f":"'Asset data'!AT21","v":0},{"$f":"'Asset data'!AU21","v":0},{"$f":"'Asset data'!AV21","v":0},{"$f":"'Asset data'!AW21","v":0},{"$f":"'Asset data'!AX21","v":0},{"$f":"'Asset data'!AY21","v":0},{"$f":"'Asset data'!AZ21","v":0},{"$f":"'Asset data'!BA21","v":0},{"$f":"'Asset data'!BB21","v":0},{"$f":"'Asset data'!BC21","v":0},{"$f":"'Asset data'!BD21","v":0},{"$f":"'Asset data'!BE21","v":0},{"$f":"'Asset data'!BF21","v":0},{"$f":"'Asset data'!BG21","v":0},{"$f":"'Asset data'!BH21","v":0},{"$f":"'Asset data'!BI21","v":0},{"$f":"'Asset data'!BJ21","v":0},{"$f":"'Asset data'!BK21","v":0},{"$f":"'Asset data'!BL21","v":0},{"$f":"'Asset data'!BM21","v":0},{"$f":"'Asset data'!BN21","v":0},{"$f":"'Asset data'!BO21","v":0},{"$f":"'Asset data'!BP21","v":0},{"$f":"'Asset data'!BQ21","v":0},{"$f":"'Asset data'!BR21","v":0},{"$f":"'Asset data'!BS21","v":0},{"$f":"'Asset data'!BT21","v":0},{"$f":"'Asset data'!BU21","v":0},{"$f":"'Asset data'!BV21","v":0},{"$f":"'Asset data'!BW21","v":0},{"$f":"'Asset data'!BX21","v":0},{"$f":"'Asset data'!BY21","v":0},{"$f":"'Asset data'!BZ21","v":0},{"$f":"'Asset data'!CA21","v":0},{"$f":"'Asset data'!CB21","v":0},{"$f":"'Asset data'!CC21","v":0},{"$f":"'Asset data'!CD21","v":0},{"$f":"'Asset data'!CE21","v":0},{"$f":"'Asset data'!CF21","v":0},{"$f":"'Asset data'!CG21","v":0},{"$f":"'Asset data'!CH21","v":0},{"$f":"'Asset data'!CI21","v":0},{"$f":"'Asset data'!CJ21","v":0},{"$f":"'Asset data'!CK21","v":0},{"$f":"'Asset data'!CL21","v":0},{"$f":"'Asset data'!CM21","v":0},{"$f":"'Asset data'!CN21","v":0},{"$f":"'Asset data'!CO21","v":0},{"$f":"'Asset data'!CP21","v":0},{"$f":"'Asset data'!CQ21","v":0},{"$f":"'Asset data'!CR21","v":0},{"$f":"'Asset data'!CS21","v":0},{"$f":"'Asset data'!CT21","v":0},{"$f":"'Asset data'!CU21","v":0},{"$f":"'Asset data'!CV21","v":0},{"$f":"'Asset data'!CW21","v":0},{"$f":"'Asset data'!CX21","v":0},{"$f":"'Asset data'!CY21","v":0},{"$f":"'Asset data'!CZ21","v":0},{"$f":"'Asset data'!DA21","v":0},{"$f":"'Asset data'!DB21","v":0},{"$f":"'Asset data'!DC21","v":0},{"$f":"'Asset data'!DD21","v":0},{"$f":"'Asset data'!DE21","v":0},{"$f":"'Asset data'!DF21","v":0},{"$f":"'Asset data'!DG21","v":0},{"$f":"'Asset data'!DH21","v":0},{"$f":"'Asset data'!DI21","v":0},{"$f":"'Asset data'!DJ21","v":0},{"$f":"'Asset data'!DK21","v":0},{"$f":"'Asset data'!DL21","v":0},{"$f":"'Asset data'!DM21","v":0},{"$f":"'Asset data'!DN21","v":0},{"$f":"'Asset data'!DO21","v":0},{"$f":"'Asset data'!DP21","v":0},{"$f":"'Asset data'!DQ21","v":0},{"$f":"'Asset data'!DR21","v":0},{"$f":"'Asset data'!DS21","v":0},{"$f":"'Asset data'!DT21","v":0},{"$f":"'Asset data'!DU21","v":0},{"$f":"'Asset data'!DV21","v":0},{"$f":"'Asset data'!DW21","v":0},{"$f":"'Asset data'!DX21","v":0},{"$f":"'Asset data'!DY21","v":0},{"$f":"'Asset data'!DZ21","v":0},{"$f":"'Asset data'!EA21","v":0},{"$f":"'Asset data'!EB21","v":0},{"$f":"'Asset data'!EC21","v":0},{"$f":"'Asset data'!ED21","v":0},{"$f":"'Asset data'!EE21","v":0},{"$f":"'Asset data'!EF21","v":0},{"$f":"'Asset data'!EG21","v":0},{"$f":"'Asset data'!EH21","v":0},{"$f":"'Asset data'!EI21","v":0},{"$f":"'Asset data'!EJ21","v":0},{"$f":"'Asset data'!EK21","v":0},{"$f":"'Asset data'!EL21","v":0},{"$f":"'Asset data'!EM21","v":0},{"$f":"'Asset data'!EN21","v":0},{"$f":"'Asset data'!EO21","v":0},{"$f":"'Asset data'!EP21","v":0},{"$f":"'Asset data'!EQ21","v":0},{"$f":"'Asset data'!ER21","v":0},{"$f":"'Asset data'!ES21","v":0},{"$f":"'Asset data'!ET21","v":0},{"$f":"'Asset data'!EU21","v":0},{"$f":"'Asset data'!EV21","v":0},{"$f":"'Asset data'!EW21","v":0},{"$f":"'Asset data'!EX21","v":0},{"$f":"'Asset data'!EY21","v":0},{"$f":"'Asset data'!EZ21","v":0},{"$f":"'Asset data'!FA21","v":0},{"$f":"'Asset data'!FB21","v":0},{"$f":"'Asset data'!FC21","v":0},{"$f":"'Asset data'!FD21","v":0},{"$f":"'Asset data'!FE21","v":0},{"$f":"'Asset data'!FF21","v":0},{"$f":"'Asset data'!FG21","v":0}]
[{"$f":"'Asset data'!A22","v":1},{"$f":"'Asset data'!B22","v":0},{"$f":"'Asset data'!C22","v":0},{"$f":"'Asset data'!E22","v":"Subtrans <0% Growth"},{"$f":"'Asset data'!I22","v":113.40642252175499},{"$f":"'Asset data'!L22","v":0},{"$f":"'Asset data'!M22","v":0},{"$f":"'Asset data'!N22","v":0},{"$f":"'Asset data'!O22","v":0},{"$f":"'Asset data'!P22","v":0},{"$f":"'Asset data'!Q22","v":85.736514970000002},{"$f":"'Asset data'!R22","v":0},{"$f":"'Asset data'!S22","v":0},{"$f":"'Asset data'!T22","v":0},{"$f":"'Asset data'!U22","v":0},{"$f":"'Asset data'!V22","v":0},{"$f":"'Asset data'!W22","v":0},{"$f":"'Asset data'!X22","v":0},{"$f":"'Asset data'!Y22","v":0},{"$f":"'Asset data'!Z22","v":0},{"$f":"'Asset data'!AA22","v":0},{"$f":"'Asset data'!AB22","v":0},{"$f":"'Asset data'!AC22","v":0},{"$f":"'Asset data'!AD22","v":0},{"$f":"'Asset data'!AE22","v":0},{"$f":"'Asset data'!AF22","v":0},{"$f":"'Asset data'!AG22","v":0},{"$f":"'Asset data'!AH22","v":0},{"$f":"'Asset data'!AI22","v":0},{"$f":"'Asset data'!AJ22","v":0},{"$f":"'Asset data'!AK22","v":0},{"$f":"'Asset data'!AL22","v":104.0269715},{"$f":"'Asset data'!AM22","v":0},{"$f":"'Asset data'!AN22","v":119.4595442},{"$f":"'Asset data'!AO22","v":0},{"$f":"'Asset data'!AP22","v":0},{"$f":"'Asset data'!AQ22","v":0},{"$f":"'Asset data'!AR22","v":0},{"$f":"'Asset data'!AS22","v":0},{"$f":"'Asset data'!AT22","v":0},{"$f":"'Asset data'!AU22","v":102.88381800000001},{"$f":"'Asset data'!AV22","v":0},{"$f":"'Asset data'!AW22","v":0},{"$f":"'Asset data'!AX22","v":0},{"$f":"'Asset data'!AY22","v":164.61410875999999},{"$f":"'Asset data'!AZ22","v":0},{"$f":"'Asset data'!BA22","v":0},{"$f":"'Asset data'!BB22","v":0},{"$f":"'Asset data'!BC22","v":135.46369369999999},{"$f":"'Asset data'!BD22","v":0},{"$f":"'Asset data'!BE22","v":104.5985483},{"$f":"'Asset data'!BF22","v":0},{"$f":"'Asset data'!BG22","v":0},{"$f":"'Asset data'!BH22","v":0},{"$f":"'Asset data'!BI22","v":0},{"$f":"'Asset data'!BJ22","v":0},{"$f":"'Asset data'!BK22","v":0},{"$f":"'Asset data'!BL22","v":102.88381800000001},{"$f":"'Asset data'!BM22","v":31.436722159999999},{"$f":"'Asset data'!BN22","v":0},{"$f":"'Asset data'!BO22","v":0},{"$f":"'Asset data'!BP22","v":74.304979639999999},{"$f":"'Asset data'!BQ22","v":29.721991859999999},{"$f":"'Asset data'!BR22","v":0},{"$f":"'Asset data'!BS22","v":0},{"$f":"'Asset data'!BT22","v":0},{"$f":"'Asset data'!BU22","v":0},{"$f":"'Asset data'!BV22","v":0},{"$f":"'Asset data'!BW22","v":0},{"$f":"'Asset data'!BX22","v":0},{"$f":"'Asset data'!BY22","v":0},{"$f":"'Asset data'!BZ22","v":0},{"$f":"'Asset data'!CA22","v":0},{"$f":"'Asset data'!CB22","v":0},{"$f":"'Asset data'!CC22","v":0},{"$f":"'Asset data'!CD22","v":0},{"$f":"'Asset data'!CE22","v":0},{"$f":"'Asset data'!CF22","v":0},{"$f":"'Asset data'!CG22","v":0},{"$f":"'Asset data'!CH22","v":98.311203840000005},{"$f":"'Asset data'!CI22","v":35.43775952},{"$f":"'Asset data'!CJ22","v":17.71887976},{"$f":"'Asset data'!CK22","v":104.5985483},{"$f":"'Asset data'!CL22","v":91.452282640000007},{"$f":"'Asset data'!CM22","v":0},{"$f":"'Asset data'!CN22","v":101.7406644},{"$f":"'Asset data'!CO22","v":0},{"$f":"'Asset data'!CP22","v":0},{"$f":"'Asset data'!CQ22","v":0},{"$f":"'Asset data'!CR22","v":0},{"$f":"'Asset data'!CS22","v":0},{"$f":"'Asset data'!CT22","v":0},{"$f":"'Asset data'!CU22","v":0},{"$f":"'Asset data'!CV22","v":0},{"$f":"'Asset data'!CW22","v":0},{"$f":"'Asset data'!CX22","v":0},{"$f":"'Asset data'!CY22","v":0},{"$f":"'Asset data'!CZ22","v":0},{"$f":"'Asset data'!DA22","v":0},{"$f":"'Asset data'!DB22","v":0},{"$f":"'Asset data'!DC22","v":0},{"$f":"'Asset data'!DD22","v":0},{"$f":"'Asset data'!DE22","v":0},{"$f":"'Asset data'!DF22","v":0},{"$f":"'Asset data'!DG22","v":0},{"$f":"'Asset data'!DH22","v":0},{"$f":"'Asset data'!DI22","v":0},{"$f":"'Asset data'!DJ22","v":0},{"$f":"'Asset data'!DK22","v":0},{"$f":"'Asset data'!DL22","v":0},{"$f":"'Asset data'!DM22","v":0},{"$f":"'Asset data'!DN22","v":0},{"$f":"'Asset data'!DO22","v":0},{"$f":"'Asset data'!DP22","v":0},{"$f":"'Asset data'!DQ22","v":0},{"$f":"'Asset data'!DR22","v":0},{"$f":"'Asset data'!DS22","v":0},{"$f":"'Asset data'!DT22","v":0},{"$f":"'Asset data'!DU22","v":0},{"$f":"'Asset data'!DV22","v":0},{"$f":"'Asset data'!DW22","v":0},{"$f":"'Asset data'!DX22","v":0},{"$f":"'Asset data'!DY22","v":0},{"$f":"'Asset data'!DZ22","v":0},{"$f":"'Asset data'!EA22","v":0},{"$f":"'Asset data'!EB22","v":0},{"$f":"'Asset data'!EC22","v":0},{"$f":"'Asset data'!ED22","v":0},{"$f":"'Asset data'!EE22","v":0},{"$f":"'Asset data'!EF22","v":0},{"$f":"'Asset data'!EG22","v":0},{"$f":"'Asset data'!EH22","v":0},{"$f":"'Asset data'!EI22","v":0},{"$f":"'Asset data'!EJ22","v":0},{"$f":"'Asset data'!EK22","v":0},{"$f":"'Asset data'!EL22","v":0},{"$f":"'Asset data'!EM22","v":0},{"$f":"'Asset data'!EN22","v":0},{"$f":"'Asset data'!EO22","v":0},{"$f":"'Asset data'!EP22","v":0},{"$f":"'Asset data'!EQ22","v":0},{"$f":"'Asset data'!ER22","v":0},{"$f":"'Asset data'!ES22","v":0},{"$f":"'Asset data'!ET22","v":0},{"$f":"'Asset data'!EU22","v":0},{"$f":"'Asset data'!EV22","v":0},{"$f":"'Asset data'!EW22","v":0},{"$f":"'Asset data'!EX22","v":0},{"$f":"'Asset data'!EY22","v":0},{"$f":"'Asset data'!EZ22","v":0},{"$f":"'Asset data'!FA22","v":0},{"$f":"'Asset data'!FB22","v":0},{"$f":"'Asset data'!FC22","v":0},{"$f":"'Asset data'!FD22","v":0},{"$f":"'Asset data'!FE22","v":0},{"$f":"'Asset data'!FF22","v":0},{"$f":"'Asset data'!FG22","v":0}]
[{"$f":"'Asset data'!A23","v":1},{"$f":"'Asset data'!B23","v":0},{"$f":"'Asset data'!C23","v":0},{"$f":"'Asset data'!E23","v":"Subtrans 0-2% Growth"},{"$f":"'Asset data'!I23","v":113.40642252175499},{"$f":"'Asset data'!L23","v":0},{"$f":"'Asset data'!M23","v":0},{"$f":"'Asset data'!N23","v":0},{"$f":"'Asset data'!O23","v":0},{"$f":"'Asset data'!P23","v":0},{"$f":"'Asset data'!Q23","v":0},{"$f":"'Asset data'!R23","v":0},{"$f":"'Asset data'!S23","v":0},{"$f":"'Asset data'!T23","v":0},{"$f":"'Asset data'!U23","v":0},{"$f":"'Asset data'!V23","v":0},{"$f":"'Asset data'!W23","v":0},{"$f":"'Asset data'!X23","v":0},{"$f":"'Asset data'!Y23","v":0},{"$f":"'Asset data'!Z23","v":0},{"$f":"'Asset data'!AA23","v":0},{"$f":"'Asset data'!AB23","v":0},{"$f":"'Asset data'!AC23","v":0},{"$f":"'Asset data'!AD23","v":0},{"$f":"'Asset data'!AE23","v":104.5985483},{"$f":"'Asset data'!AF23","v":0},{"$f":"'Asset data'!AG23","v":109.7427392},{"$f":"'Asset data'!AH23","v":0},{"$f":"'Asset data'!AI23","v":0},{"$f":"'Asset data'!AJ23","v":0},{"$f":"'Asset data'!AK23","v":174.90249054},{"$f":"'Asset data'!AL23","v":0},{"$f":"'Asset data'!AM23","v":0},{"$f":"'Asset data'!AN23","v":0},{"$f":"'Asset data'!AO23","v":0},{"$f":"'Asset data'!AP23","v":0},{"$f":"'Asset data'!AQ23","v":0},{"$f":"'Asset data'!AR23","v":0},{"$f":"'Asset data'!AS23","v":0},{"$f":"'Asset data'!AT23","v":158.89834109},{"$f":"'Asset data'!AU23","v":101.7406644},{"$f":"'Asset data'!AV23","v":0},{"$f":"'Asset data'!AW23","v":0},{"$f":"'Asset data'!AX23","v":0},{"$f":"'Asset data'!AY23","v":116.6016604},{"$f":"'Asset data'!AZ23","v":0},{"$f":"'Asset data'!BA23","v":0},{"$f":"'Asset data'!BB23","v":32.579875690000001},{"$f":"'Asset data'!BC23","v":0},{"$f":"'Asset data'!BD23","v":0},{"$f":"'Asset data'!BE23","v":0},{"$f":"'Asset data'!BF23","v":0},{"$f":"'Asset data'!BG23","v":0},{"$f":"'Asset data'!BH23","v":0},{"$f":"'Asset data'!BI23","v":0},{"$f":"'Asset data'!BJ23","v":0},{"$f":"'Asset data'!BK23","v":0},{"$f":"'Asset data'!BL23","v":135.46369369999999},{"$f":"'Asset data'!BM23","v":48.584025150000002},{"$f":"'Asset data'!BN23","v":0},{"$f":"'Asset data'!BO23","v":0},{"$f":"'Asset data'!BP23","v":49.155601920000002},{"$f":"'Asset data'!BQ23","v":216.62759453000001},{"$f":"'Asset data'!BR23","v":31.436722159999999},{"$f":"'Asset data'!BS23","v":0},{"$f":"'Asset data'!BT23","v":0},{"$f":"'Asset data'!BU23","v":0},{"$f":"'Asset data'!BV23","v":160.04149462000001},{"$f":"'Asset data'!BW23","v":0},{"$f":"'Asset data'!BX23","v":64.016597849999997},{"$f":"'Asset data'!BY23","v":0},{"$f":"'Asset data'!BZ23","v":104.0269715},{"$f":"'Asset data'!CA23","v":0},{"$f":"'Asset data'!CB23","v":0},{"$f":"'Asset data'!CC23","v":109.74273916},{"$f":"'Asset data'!CD23","v":0},{"$f":"'Asset data'!CE23","v":0},{"$f":"'Asset data'!CF23","v":62.873444309999996},{"$f":"'Asset data'!CG23","v":0},{"$f":"'Asset data'!CH23","v":0},{"$f":"'Asset data'!CI23","v":57.157676649999999},{"$f":"'Asset data'!CJ23","v":0},{"$f":"'Asset data'!CK23","v":310.93776094000003},{"$f":"'Asset data'!CL23","v":114.8869301},{"$f":"'Asset data'!CM23","v":0},{"$f":"'Asset data'!CN23","v":0},{"$f":"'Asset data'!CO23","v":0},{"$f":"'Asset data'!CP23","v":0},{"$f":"'Asset data'!CQ23","v":0},{"$f":"'Asset data'!CR23","v":0},{"$f":"'Asset data'!CS23","v":0},{"$f":"'Asset data'!CT23","v":49.727178690000002},{"$f":"'Asset data'!CU23","v":91.452282640000007},{"$f":"'Asset data'!CV23","v":0},{"$f":"'Asset data'!CW23","v":0},{"$f":"'Asset data'!CX23","v":0},{"$f":"'Asset data'!CY23","v":56.586099879999999},{"$f":"'Asset data'!CZ23","v":83.450207910000003},{"$f":"'Asset data'!DA23","v":0},{"$f":"'Asset data'!DB23","v":0},{"$f":"'Asset data'!DC23","v":80.020747299999996},{"$f":"'Asset data'!DD23","v":0},{"$f":"'Asset data'!DE23","v":0},{"$f":"'Asset data'!DF23","v":0},{"$f":"'Asset data'!DG23","v":0},{"$f":"'Asset data'!DH23","v":0},{"$f":"'Asset data'!DI23","v":0},{"$f":"'Asset data'!DJ23","v":0},{"$f":"'Asset data'!DK23","v":0},{"$f":"'Asset data'!DL23","v":0},{"$f":"'Asset data'!DM23","v":0},{"$f":"'Asset data'!DN23","v":0},{"$f":"'Asset data'!DO23","v":0},{"$f":"'Asset data'!DP23","v":0},{"$f":"'Asset data'!DQ23","v":0},{"$f":"'Asset data'!DR23","v":0},{"$f":"'Asset data'!DS23","v":0},{"$f":"'Asset data'!DT23","v":0},{"$f":"'Asset data'!DU23","v":0},{"$f":"'Asset data'!DV23","v":0},{"$f":"'Asset data'!DW23","v":0},{"$f":"'Asset data'!DX23","v":0},{"$f":"'Asset data'!DY23","v":0},{"$f":"'Asset data'!DZ23","v":0},{"$f":"'Asset data'!EA23","v":0},{"$f":"'Asset data'!EB23","v":0},{"$f":"'Asset data'!EC23","v":0},{"$f":"'Asset data'!ED23","v":0},{"$f":"'Asset data'!EE23","v":0},{"$f":"'Asset data'!EF23","v":0},{"$f":"'Asset data'!EG23","v":0},{"$f":"'Asset data'!EH23","v":0},{"$f":"'Asset data'!EI23","v":0},{"$f":"'Asset data'!EJ23","v":0},{"$f":"'Asset data'!EK23","v":64.016597849999997},{"$f":"'Asset data'!EL23","v":0},{"$f":"'Asset data'!EM23","v":0},{"$f":"'Asset data'!EN23","v":0},{"$f":"'Asset data'!EO23","v":0},{"$f":"'Asset data'!EP23","v":0},{"$f":"'Asset data'!EQ23","v":0},{"$f":"'Asset data'!ER23","v":0},{"$f":"'Asset data'!ES23","v":20.00518683},{"$f":"'Asset data'!ET23","v":0},{"$f":"'Asset data'!EU23","v":0},{"$f":"'Asset data'!EV23","v":0},{"$f":"'Asset data'!EW23","v":0},{"$f":"'Asset data'!EX23","v":0},{"$f":"'Asset data'!EY23","v":0},{"$f":"'Asset data'!EZ23","v":0},{"$f":"'Asset data'!FA23","v":0},{"$f":"'Asset data'!FB23","v":0},{"$f":"'Asset data'!FC23","v":0},{"$f":"'Asset data'!FD23","v":0},{"$f":"'Asset data'!FE23","v":0},{"$f":"'Asset data'!FF23","v":0},{"$f":"'Asset data'!FG23","v":28.00726156}]
[{"$f":"'Asset data'!A24","v":1},{"$f":"'Asset data'!B24","v":0},{"$f":"'Asset data'!C24","v":0},{"$f":"'Asset data'!E24","v":"Subtrans 2-4.5% Growth"},{"$f":"'Asset data'!I24","v":113.40642252175499},{"$f":"'Asset data'!L24","v":0},{"$f":"'Asset data'!M24","v":0},{"$f":"'Asset data'!N24","v":0},{"$f":"'Asset data'!O24","v":0},{"$f":"'Asset data'!P24","v":0},{"$f":"'Asset data'!Q24","v":0},{"$f":"'Asset data'!R24","v":0},{"$f":"'Asset data'!S24","v":0},{"$f":"'Asset data'!T24","v":0},{"$f":"'Asset data'!U24","v":0},{"$f":"'Asset data'!V24","v":0},{"$f":"'Asset data'!W24","v":0},{"$f":"'Asset data'!X24","v":0},{"$f":"'Asset data'!Y24","v":0},{"$f":"'Asset data'!Z24","v":0},{"$f":"'Asset data'!AA24","v":0},{"$f":"'Asset data'!AB24","v":0},{"$f":"'Asset data'!AC24","v":0},{"$f":"'Asset data'!AD24","v":117.7448139},{"$f":"'Asset data'!AE24","v":0},{"$f":"'Asset data'!AF24","v":0},{"$f":"'Asset data'!AG24","v":0},{"$f":"'Asset data'!AH24","v":0},{"$f":"'Asset data'!AI24","v":0},{"$f":"'Asset data'!AJ24","v":0},{"$f":"'Asset data'!AK24","v":0},{"$f":"'Asset data'!AL24","v":0},{"$f":"'Asset data'!AM24","v":0},{"$f":"'Asset data'!AN24","v":0},{"$f":"'Asset data'!AO24","v":104.0269715},{"$f":"'Asset data'!AP24","v":38.29564336},{"$f":"'Asset data'!AQ24","v":0},{"$f":"'Asset data'!AR24","v":0},{"$f":"'Asset data'!AS24","v":0},{"$f":"'Asset data'!AT24","v":135.46369369999999},{"$f":"'Asset data'!AU24","v":0},{"$f":"'Asset data'!AV24","v":104.5985483},{"$f":"'Asset data'!AW24","v":0},{"$f":"'Asset data'!AX24","v":0},{"$f":"'Asset data'!AY24","v":0},{"$f":"'Asset data'!AZ24","v":0},{"$f":"'Asset data'!BA24","v":0},{"$f":"'Asset data'!BB24","v":0},{"$f":"'Asset data'!BC24","v":0},{"$f":"'Asset data'!BD24","v":97.168050300000004},{"$f":"'Asset data'!BE24","v":104.0269715},{"$f":"'Asset data'!BF24","v":0},{"$f":"'Asset data'!BG24","v":0},{"$f":"'Asset data'!BH24","v":0},{"$f":"'Asset data'!BI24","v":0},{"$f":"'Asset data'!BJ24","v":0},{"$f":"'Asset data'!BK24","v":0},{"$f":"'Asset data'!BL24","v":0},{"$f":"'Asset data'!BM24","v":0},{"$f":"'Asset data'!BN24","v":0},{"$f":"'Asset data'!BO24","v":0},{"$f":"'Asset data'!BP24","v":0},{"$f":"'Asset data'!BQ24","v":0},{"$f":"'Asset data'!BR24","v":0},{"$f":"'Asset data'!BS24","v":0},{"$f":"'Asset data'!BT24","v":0},{"$f":"'Asset data'!BU24","v":0},{"$f":"'Asset data'!BV24","v":0},{"$f":"'Asset data'!BW24","v":0},{"$f":"'Asset data'!BX24","v":0},{"$f":"'Asset data'!BY24","v":0},{"$f":"'Asset data'!BZ24","v":135.46369369999999},{"$f":"'Asset data'!CA24","v":270.92738739999999},{"$f":"'Asset data'!CB24","v":104.0269715},{"$f":"'Asset data'!CC24","v":179.47510467999999},{"$f":"'Asset data'!CD24","v":0},{"$f":"'Asset data'!CE24","v":0},{"$f":"'Asset data'!CF24","v":0},{"$f":"'Asset data'!CG24","v":121.7458513},{"$f":"'Asset data'!CH24","v":148.03838256},{"$f":"'Asset data'!CI24","v":0},{"$f":"'Asset data'!CJ24","v":104.0269715},{"$f":"'Asset data'!CK24","v":0},{"$f":"'Asset data'!CL24","v":0},{"$f":"'Asset data'!CM24","v":135.46369369999999},{"$f":"'Asset data'!CN24","v":54.87136958},{"$f":"'Asset data'!CO24","v":184.61929562},{"$f":"'Asset data'!CP24","v":0},{"$f":"'Asset data'!CQ24","v":49.155601920000002},{"$f":"'Asset data'!CR24","v":0},{"$f":"'Asset data'!CS24","v":116.6016604},{"$f":"'Asset data'!CT24","v":0},{"$f":"'Asset data'!CU24","v":74.304979639999999},{"$f":"'Asset data'!CV24","v":0},{"$f":"'Asset data'!CW24","v":74.304979639999999},{"$f":"'Asset data'!CX24","v":0},{"$f":"'Asset data'!CY24","v":160.04149462000001},{"$f":"'Asset data'!CZ24","v":0},{"$f":"'Asset data'!DA24","v":0},{"$f":"'Asset data'!DB24","v":0},{"$f":"'Asset data'!DC24","v":0},{"$f":"'Asset data'!DD24","v":0},{"$f":"'Asset data'!DE24","v":0},{"$f":"'Asset data'!DF24","v":0},{"$f":"'Asset data'!DG24","v":0},{"$f":"'Asset data'!DH24","v":0},{"$f":"'Asset data'!DI24","v":38.867220119999999},{"$f":"'Asset data'!DJ24","v":0},{"$f":"'Asset data'!DK24","v":0},{"$f":"'Asset data'!DL24","v":0},{"$f":"'Asset data'!DM24","v":0},{"$f":"'Asset data'!DN24","v":0},{"$f":"'Asset data'!DO24","v":101.7406644},{"$f":"'Asset data'!DP24","v":0},{"$f":"'Asset data'!DQ24","v":0},{"$f":"'Asset data'!DR24","v":0},{"$f":"'Asset data'!DS24","v":0},{"$f":"'Asset data'!DT24","v":0},{"$f":"'Asset data'!DU24","v":0},{"$f":"'Asset data'!DV24","v":0},{"$f":"'Asset data'!DW24","v":0},{"$f":"'Asset data'!DX24","v":0},{"$f":"'Asset data'!DY24","v":0},{"$f":"'Asset data'!DZ24","v":26.292531260000001},{"$f":"'Asset data'!EA24","v":78.877593779999998},{"$f":"'Asset data'!EB24","v":0},{"$f":"'Asset data'!EC24","v":0},{"$f":"'Asset data'!ED24","v":0},{"$f":"'Asset data'!EE24","v":0},{"$f":"'Asset data'!EF24","v":0},{"$f":"'Asset data'!EG24","v":0},{"$f":"'Asset data'!EH24","v":0},{"$f":"'Asset data'!EI24","v":0},{"$f":"'Asset data'!EJ24","v":0},{"$f":"'Asset data'!EK24","v":0},{"$f":"'Asset data'!EL24","v":0},{"$f":"'Asset data'!EM24","v":0},{"$f":"'Asset data'!EN24","v":0},{"$f":"'Asset data'!EO24","v":0},{"$f":"'Asset data'!EP24","v":0},{"$f":"'Asset data'!EQ24","v":0},{"$f":"'Asset data'!ER24","v":0},{"$f":"'Asset data'!ES24","v":0},{"$f":"'Asset data'!ET24","v":0},{"$f":"'Asset data'!EU24","v":78.877593779999998},{"$f":"'Asset data'!EV24","v":0},{"$f":"'Asset data'!EW24","v":0},{"$f":"'Asset data'!EX24","v":0},{"$f":"'Asset data'!EY24","v":0},{"$f":"'Asset data'!EZ24","v":0},{"$f":"'Asset data'!FA24","v":0},{"$f":"'Asset data'!FB24","v":0},{"$f":"'Asset data'!FC24","v":0},{"$f":"'Asset data'!FD24","v":0},{"$f":"'Asset data'!FE24","v":0},{"$f":"'Asset data'!FF24","v":0},{"$f":"'Asset data'!FG24","v":0}]
[{"$f":"'Asset data'!A25","v":1},{"$f":"'Asset data'!B25","v":0},{"$f":"'Asset data'!C25","v":0},{"$f":"'Asset data'!E25","v":"Subtrans 4.5% Growth"},{"$f":"'Asset data'!I25","v":113.40642252175499},{"$f":"'Asset data'!L25","v":0},{"$f":"'Asset data'!M25","v":0},{"$f":"'Asset data'!N25","v":0},{"$f":"'Asset data'!O25","v":0},{"$f":"'Asset data'!P25","v":0},{"$f":"'Asset data'!Q25","v":0},{"$f":"'Asset data'!R25","v":0},{"$f":"'Asset data'!S25","v":0},{"$f":"'Asset data'!T25","v":0},{"$f":"'Asset data'!U25","v":0},{"$f":"'Asset data'!V25","v":0},{"$f":"'Asset data'!W25","v":0},{"$f":"'Asset data'!X25","v":0},{"$f":"'Asset data'!Y25","v":0},{"$f":"'Asset data'!Z25","v":0},{"$f":"'Asset data'!AA25","v":0},{"$f":"'Asset data'!AB25","v":0},{"$f":"'Asset data'!AC25","v":0},{"$f":"'Asset data'!AD25","v":0},{"$f":"'Asset data'!AE25","v":0},{"$f":"'Asset data'!AF25","v":0},{"$f":"'Asset data'!AG25","v":0},{"$f":"'Asset data'!AH25","v":0},{"$f":"'Asset data'!AI25","v":0},{"$f":"'Asset data'!AJ25","v":0},{"$f":"'Asset data'!AK25","v":0},{"$f":"'Asset data'!AL25","v":0},{"$f":"'Asset data'!AM25","v":0},{"$f":"'Asset data'!AN25","v":0},{"$f":"'Asset data'!AO25","v":0},{"$f":"'Asset data'!AP25","v":0},{"$f":"'Asset data'!AQ25","v":0},{"$f":"'Asset data'!AR25","v":0},{"$f":"'Asset data'!AS25","v":0},{"$f":"'Asset data'!AT25","v":0},{"$f":"'Asset data'!AU25","v":135.46369369999999},{"$f":"'Asset data'!AV25","v":0},{"$f":"'Asset data'!AW25","v":0},{"$f":"'Asset data'!AX25","v":0},{"$f":"'Asset data'!AY25","v":0},{"$f":"'Asset data'!AZ25","v":65.159751380000003},{"$f":"'Asset data'!BA25","v":0},{"$f":"'Asset data'!BB25","v":0},{"$f":"'Asset data'!BC25","v":0},{"$f":"'Asset data'!BD25","v":0},{"$f":"'Asset data'!BE25","v":0},{"$f":"'Asset data'!BF25","v":104.0269715},{"$f":"'Asset data'!BG25","v":0},{"$f":"'Asset data'!BH25","v":0},{"$f":"'Asset data'!BI25","v":0},{"$f":"'Asset data'!BJ25","v":0},{"$f":"'Asset data'!BK25","v":0},{"$f":"'Asset data'!BL25","v":0},{"$f":"'Asset data'!BM25","v":0},{"$f":"'Asset data'!BN25","v":0},{"$f":"'Asset data'!BO25","v":0},{"$f":"'Asset data'!BP25","v":0},{"$f":"'Asset data'!BQ25","v":0},{"$f":"'Asset data'!BR25","v":0},{"$f":"'Asset data'!BS25","v":0},{"$f":"'Asset data'!BT25","v":0},{"$f":"'Asset data'!BU25","v":0},{"$f":"'Asset data'!BV25","v":0},{"$f":"'Asset data'!BW25","v":40.010373649999998},{"$f":"'Asset data'!BX25","v":0},{"$f":"'Asset data'!BY25","v":117.17323709999999},{"$f":"'Asset data'!BZ25","v":0},{"$f":"'Asset data'!CA25","v":0},{"$f":"'Asset data'!CB25","v":0},{"$f":"'Asset data'!CC25","v":0},{"$f":"'Asset data'!CD25","v":0},{"$f":"'Asset data'!CE25","v":0},{"$f":"'Asset data'!CF25","v":0},{"$f":"'Asset data'!CG25","v":0},{"$f":"'Asset data'!CH25","v":0},{"$f":"'Asset data'!CI25","v":0},{"$f":"'Asset data'!CJ25","v":0},{"$f":"'Asset data'!CK25","v":0},{"$f":"'Asset data'!CL25","v":0},{"$f":"'Asset data'!CM25","v":0},{"$f":"'Asset data'!CN25","v":117.17323709999999},{"$f":"'Asset data'!CO25","v":252.63693079999999},{"$f":"'Asset data'!CP25","v":0},{"$f":"'Asset data'!CQ25","v":148.03838256},{"$f":"'Asset data'!CR25","v":120.031121},{"$f":"'Asset data'!CS25","v":0},{"$f":"'Asset data'!CT25","v":0},{"$f":"'Asset data'!CU25","v":116.6016604},{"$f":"'Asset data'!CV25","v":0},{"$f":"'Asset data'!CW25","v":0},{"$f":"'Asset data'!CX25","v":0},{"$f":"'Asset data'!CY25","v":0},{"$f":"'Asset data'!CZ25","v":0},{"$f":"'Asset data'!DA25","v":0},{"$f":"'Asset data'!DB25","v":94.310166469999999},{"$f":"'Asset data'!DC25","v":32.579875690000001},{"$f":"'Asset data'!DD25","v":38.867220119999999},{"$f":"'Asset data'!DE25","v":0},{"$f":"'Asset data'!DF25","v":0},{"$f":"'Asset data'!DG25","v":0},{"$f":"'Asset data'!DH25","v":0},{"$f":"'Asset data'!DI25","v":0},{"$f":"'Asset data'!DJ25","v":0},{"$f":"'Asset data'!DK25","v":0},{"$f":"'Asset data'!DL25","v":0},{"$f":"'Asset data'!DM25","v":0},{"$f":"'Asset data'!DN25","v":0},{"$f":"'Asset data'!DO25","v":38.29564336},{"$f":"'Asset data'!DP25","v":0},{"$f":"'Asset data'!DQ25","v":0},{"$f":"'Asset data'!DR25","v":0},{"$f":"'Asset data'!DS25","v":0},{"$f":"'Asset data'!DT25","v":0},{"$f":"'Asset data'!DU25","v":0},{"$f":"'Asset data'!DV25","v":0},{"$f":"'Asset data'!DW25","v":0},{"$f":"'Asset data'!DX25","v":0},{"$f":"'Asset data'!DY25","v":0},{"$f":"'Asset data'!DZ25","v":0},{"$f":"'Asset data'!EA25","v":0},{"$f":"'Asset data'!EB25","v":0},{"$f":"'Asset data'!EC25","v":0},{"$f":"'Asset data'!ED25","v":0},{"$f":"'Asset data'!EE25","v":0},{"$f":"'Asset data'!EF25","v":0},{"$f":"'Asset data'!EG25","v":0},{"$f":"'Asset data'!EH25","v":0},{"$f":"'Asset data'!EI25","v":0},{"$f":"'Asset data'!EJ25","v":0},{"$f":"'Asset data'!EK25","v":0},{"$f":"'Asset data'!EL25","v":0},{"$f":"'Asset data'!EM25","v":0},{"$f":"'Asset data'!EN25","v":0},{"$f":"'Asset data'!EO25","v":0},{"$f":"'Asset data'!EP25","v":0},{"$f":"'Asset data'!EQ25","v":78.877593779999998},{"$f":"'Asset data'!ER25","v":0},{"$f":"'Asset data'!ES25","v":0},{"$f":"'Asset data'!ET25","v":78.877593779999998},{"$f":"'Asset data'!EU25","v":0},{"$f":"'Asset data'!EV25","v":0},{"$f":"'Asset data'!EW25","v":0},{"$f":"'Asset data'!EX25","v":0},{"$f":"'Asset data'!EY25","v":0},{"$f":"'Asset data'!EZ25","v":0},{"$f":"'Asset data'!FA25","v":0},{"$f":"'Asset data'!FB25","v":0},{"$f":"'Asset data'!FC25","v":0},{"$f":"'Asset data'!FD25","v":0},{"$f":"'Asset data'!FE25","v":0},{"$f":"'Asset data'!FF25","v":0},{"$f":"'Asset data'!FG25","v":78.306017010000005}]
[{"$f":"'Asset data'!A26","v":0},{"$f":"'Asset data'!B26","v":0},{"$f":"'Asset data'!C26","v":0},{"$f":"'Asset data'!E26","v":0},{"$f":"'Asset data'!I26","v":0},{"$f":"'Asset data'!L26","v":0},{"$f":"'Asset data'!M26","v":0},{"$f":"'Asset data'!N26","v":0},{"$f":"'Asset data'!O26","v":0},{"$f":"'Asset data'!P26","v":0},{"$f":"'Asset data'!Q26","v":0},{"$f":"'Asset data'!R26","v":0},{"$f":"'Asset data'!S26","v":0},{"$f":"'Asset data'!T26","v":0},{"$f":"'Asset data'!U26","v":0},{"$f":"'Asset data'!V26","v":0},{"$f":"'Asset data'!W26","v":0},{"$f":"'Asset data'!X26","v":0},{"$f":"'Asset data'!Y26","v":0},{"$f":"'Asset data'!Z26","v":0},{"$f":"'Asset data'!AA26","v":0},{"$f":"'Asset data'!AB26","v":0},{"$f":"'Asset data'!AC26","v":0},{"$f":"'Asset data'!AD26","v":0},{"$f":"'Asset data'!AE26","v":0},{"$f":"'Asset data'!AF26","v":0},{"$f":"'Asset data'!AG26","v":0},{"$f":"'Asset data'!AH26","v":0},{"$f":"'Asset data'!AI26","v":0},{"$f":"'Asset data'!AJ26","v":0},{"$f":"'Asset data'!AK26","v":0},{"$f":"'Asset data'!AL26","v":0},{"$f":"'Asset data'!AM26","v":0},{"$f":"'Asset data'!AN26","v":0},{"$f":"'Asset data'!AO26","v":0},{"$f":"'Asset data'!AP26","v":0},{"$f":"'Asset data'!AQ26","v":0},{"$f":"'Asset data'!AR26","v":0},{"$f":"'Asset data'!AS26","v":0},{"$f":"'Asset data'!AT26","v":0},{"$f":"'Asset data'!AU26","v":0},{"$f":"'Asset data'!AV26","v":0},{"$f":"'Asset data'!AW26","v":0},{"$f":"'Asset data'!AX26","v":0},{"$f":"'Asset data'!AY26","v":0},{"$f":"'Asset data'!AZ26","v":0},{"$f":"'Asset data'!BA26","v":0},{"$f":"'Asset data'!BB26","v":0},{"$f":"'Asset data'!BC26","v":0},{"$f":"'Asset data'!BD26","v":0},{"$f":"'Asset data'!BE26","v":0},{"$f":"'Asset data'!BF26","v":0},{"$f":"'Asset data'!BG26","v":0},{"$f":"'Asset data'!BH26","v":0},{"$f":"'Asset data'!BI26","v":0},{"$f":"'Asset data'!BJ26","v":0},{"$f":"'Asset data'!BK26","v":0},{"$f":"'Asset data'!BL26","v":0},{"$f":"'Asset data'!BM26","v":0},{"$f":"'Asset data'!BN26","v":0},{"$f":"'Asset data'!BO26","v":0},{"$f":"'Asset data'!BP26","v":0},{"$f":"'Asset data'!BQ26","v":0},{"$f":"'Asset data'!BR26","v":0},{"$f":"'Asset data'!BS26","v":0},{"$f":"'Asset data'!BT26","v":0},{"$f":"'Asset data'!BU26","v":0},{"$f":"'Asset data'!BV26","v":0},{"$f":"'Asset data'!BW26","v":0},{"$f":"'Asset data'!BX26","v":0},{"$f":"'Asset data'!BY26","v":0},{"$f":"'Asset data'!BZ26","v":0},{"$f":"'Asset data'!CA26","v":0},{"$f":"'Asset data'!CB26","v":0},{"$f":"'Asset data'!CC26","v":0},{"$f":"'Asset data'!CD26","v":0},{"$f":"'Asset data'!CE26","v":0},{"$f":"'Asset data'!CF26","v":0},{"$f":"'Asset data'!CG26","v":0},{"$f":"'Asset data'!CH26","v":0},{"$f":"'Asset data'!CI26","v":0},{"$f":"'Asset data'!CJ26","v":0},{"$f":"'Asset data'!CK26","v":0},{"$f":"'Asset data'!CL26","v":0},{"$f":"'Asset data'!CM26","v":0},{"$f":"'Asset data'!CN26","v":0},{"$f":"'Asset data'!CO26","v":0},{"$f":"'Asset data'!CP26","v":0},{"$f":"'Asset data'!CQ26","v":0},{"$f":"'Asset data'!CR26","v":0},{"$f":"'Asset data'!CS26","v":0},{"$f":"'Asset data'!CT26","v":0},{"$f":"'Asset data'!CU26","v":0},{"$f":"'Asset data'!CV26","v":0},{"$f":"'Asset data'!CW26","v":0},{"$f":"'Asset data'!CX26","v":0},{"$f":"'Asset data'!CY26","v":0},{"$f":"'Asset data'!CZ26","v":0},{"$f":"'Asset data'!DA26","v":0},{"$f":"'Asset data'!DB26","v":0},{"$f":"'Asset data'!DC26","v":0},{"$f":"'Asset data'!DD26","v":0},{"$f":"'Asset data'!DE26","v":0},{"$f":"'Asset data'!DF26","v":0},{"$f":"'Asset data'!DG26","v":0},{"$f":"'Asset data'!DH26","v":0},{"$f":"'Asset data'!DI26","v":0},{"$f":"'Asset data'!DJ26","v":0},{"$f":"'Asset data'!DK26","v":0},{"$f":"'Asset data'!DL26","v":0},{"$f":"'Asset data'!DM26","v":0},{"$f":"'Asset data'!DN26","v":0},{"$f":"'Asset data'!DO26","v":0},{"$f":"'Asset data'!DP26","v":0},{"$f":"'Asset data'!DQ26","v":0},{"$f":"'Asset data'!DR26","v":0},{"$f":"'Asset data'!DS26","v":0},{"$f":"'Asset data'!DT26","v":0},{"$f":"'Asset data'!DU26","v":0},{"$f":"'Asset data'!DV26","v":0},{"$f":"'Asset data'!DW26","v":0},{"$f":"'Asset data'!DX26","v":0},{"$f":"'Asset data'!DY26","v":0},{"$f":"'Asset data'!DZ26","v":0},{"$f":"'Asset data'!EA26","v":0},{"$f":"'Asset data'!EB26","v":0},{"$f":"'Asset data'!EC26","v":0},{"$f":"'Asset data'!ED26","v":0},{"$f":"'Asset data'!EE26","v":0},{"$f":"'Asset data'!EF26","v":0},{"$f":"'Asset data'!EG26","v":0},{"$f":"'Asset data'!EH26","v":0},{"$f":"'Asset data'!EI26","v":0},{"$f":"'Asset data'!EJ26","v":0},{"$f":"'Asset data'!EK26","v":0},{"$f":"'Asset data'!EL26","v":0},{"$f":"'Asset data'!EM26","v":0},{"$f":"'Asset data'!EN26","v":0},{"$f":"'Asset data'!EO26","v":0},{"$f":"'Asset data'!EP26","v":0},{"$f":"'Asset data'!EQ26","v":0},{"$f":"'Asset data'!ER26","v":0},{"$f":"'Asset data'!ES26","v":0},{"$f":"'Asset data'!ET26","v":0},{"$f":"'Asset data'!EU26","v":0},{"$f":"'Asset data'!EV26","v":0},{"$f":"'Asset data'!EW26","v":0},{"$f":"'Asset data'!EX26","v":0},{"$f":"'Asset data'!EY26","v":0},{"$f":"'Asset data'!EZ26","v":0},{"$f":"'Asset data'!FA26","v":0},{"$f":"'Asset data'!FB26","v":0},{"$f":"'Asset data'!FC26","v":0},{"$f":"'Asset data'!FD26","v":0},{"$f":"'Asset data'!FE26","v":0},{"$f":"'Asset data'!FF26","v":0},{"$f":"'Asset data'!FG26","v":0}]
[{"$f":"'Asset data'!A27","v":0},{"$f":"'Asset data'!B27","v":0},{"$f":"'Asset data'!C27","v":0},{"$f":"'Asset data'!E27","v":0},{"$f":"'Asset data'!I27","v":0},{"$f":"'Asset data'!L27","v":0},{"$f":"'Asset data'!M27","v":0},{"$f":"'Asset data'!N27","v":0},{"$f":"'Asset data'!O27","v":0},{"$f":"'Asset data'!P27","v":0},{"$f":"'Asset data'!Q27","v":0},{"$f":"'Asset data'!R27","v":0},{"$f":"'Asset data'!S27","v":0},{"$f":"'Asset data'!T27","v":0},{"$f":"'Asset data'!U27","v":0},{"$f":"'Asset data'!V27","v":0},{"$f":"'Asset data'!W27","v":0},{"$f":"'Asset data'!X27","v":0},{"$f":"'Asset data'!Y27","v":0},{"$f":"'Asset data'!Z27","v":0},{"$f":"'Asset data'!AA27","v":0},{"$f":"'Asset data'!AB27","v":0},{"$f":"'Asset data'!AC27","v":0},{"$f":"'Asset data'!AD27","v":0},{"$f":"'Asset data'!AE27","v":0},{"$f":"'Asset data'!AF27","v":0},{"$f":"'Asset data'!AG27","v":0},{"$f":"'Asset data'!AH27","v":0},{"$f":"'Asset data'!AI27","v":0},{"$f":"'Asset data'!AJ27","v":0},{"$f":"'Asset data'!AK27","v":0},{"$f":"'Asset data'!AL27","v":0},{"$f":"'Asset data'!AM27","v":0},{"$f":"'Asset data'!AN27","v":0},{"$f":"'Asset data'!AO27","v":0},{"$f":"'Asset data'!AP27","v":0},{"$f":"'Asset data'!AQ27","v":0},{"$f":"'Asset data'!AR27","v":0},{"$f":"'Asset data'!AS27","v":0},{"$f":"'Asset data'!AT27","v":0},{"$f":"'Asset data'!AU27","v":0},{"$f":"'Asset data'!AV27","v":0},{"$f":"'Asset data'!AW27","v":0},{"$f":"'Asset data'!AX27","v":0},{"$f":"'Asset data'!AY27","v":0},{"$f":"'Asset data'!AZ27","v":0},{"$f":"'Asset data'!BA27","v":0},{"$f":"'Asset data'!BB27","v":0},{"$f":"'Asset data'!BC27","v":0},{"$f":"'Asset data'!BD27","v":0},{"$f":"'Asset data'!BE27","v":0},{"$f":"'Asset data'!BF27","v":0},{"$f":"'Asset data'!BG27","v":0},{"$f":"'Asset data'!BH27","v":0},{"$f":"'Asset data'!BI27","v":0},{"$f":"'Asset data'!BJ27","v":0},{"$f":"'Asset data'!BK27","v":0},{"$f":"'Asset data'!BL27","v":0},{"$f":"'Asset data'!BM27","v":0},{"$f":"'Asset data'!BN27","v":0},{"$f":"'Asset data'!BO27","v":0},{"$f":"'Asset data'!BP27","v":0},{"$f":"'Asset data'!BQ27","v":0},{"$f":"'Asset data'!BR27","v":0},{"$f":"'Asset data'!BS27","v":0},{"$f":"'Asset data'!BT27","v":0},{"$f":"'Asset data'!BU27","v":0},{"$f":"'Asset data'!BV27","v":0},{"$f":"'Asset data'!BW27","v":0},{"$f":"'Asset data'!BX27","v":0},{"$f":"'Asset data'!BY27","v":0},{"$f":"'Asset data'!BZ27","v":0},{"$f":"'Asset data'!CA27","v":0},{"$f":"'Asset data'!CB27","v":0},{"$f":"'Asset data'!CC27","v":0},{"$f":"'Asset data'!CD27","v":0},{"$f":"'Asset data'!CE27","v":0},{"$f":"'Asset data'!CF27","v":0},{"$f":"'Asset data'!CG27","v":0},{"$f":"'Asset data'!CH27","v":0},{"$f":"'Asset data'!CI27","v":0},{"$f":"'Asset data'!CJ27","v":0},{"$f":"'Asset data'!CK27","v":0},{"$f":"'Asset data'!CL27","v":0},{"$f":"'Asset data'!CM27","v":0},{"$f":"'Asset data'!CN27","v":0},{"$f":"'Asset data'!CO27","v":0},{"$f":"'Asset data'!CP27","v":0},{"$f":"'Asset data'!CQ27","v":0},{"$f":"'Asset data'!CR27","v":0},{"$f":"'Asset data'!CS27","v":0},{"$f":"'Asset data'!CT27","v":0},{"$f":"'Asset data'!CU27","v":0},{"$f":"'Asset data'!CV27","v":0},{"$f":"'Asset data'!CW27","v":0},{"$f":"'Asset data'!CX27","v":0},{"$f":"'Asset data'!CY27","v":0},{"$f":"'Asset data'!CZ27","v":0},{"$f":"'Asset data'!DA27","v":0},{"$f":"'Asset data'!DB27","v":0},{"$f":"'Asset data'!DC27","v":0},{"$f":"'Asset data'!DD27","v":0},{"$f":"'Asset data'!DE27","v":0},{"$f":"'Asset data'!DF27","v":0},{"$f":"'Asset data'!DG27","v":0},{"$f":"'Asset data'!DH27","v":0},{"$f":"'Asset data'!DI27","v":0},{"$f":"'Asset data'!DJ27","v":0},{"$f":"'Asset data'!DK27","v":0},{"$f":"'Asset data'!DL27","v":0},{"$f":"'Asset data'!DM27","v":0},{"$f":"'Asset data'!DN27","v":0},{"$f":"'Asset data'!DO27","v":0},{"$f":"'Asset data'!DP27","v":0},{"$f":"'Asset data'!DQ27","v":0},{"$f":"'Asset data'!DR27","v":0},{"$f":"'Asset data'!DS27","v":0},{"$f":"'Asset data'!DT27","v":0},{"$f":"'Asset data'!DU27","v":0},{"$f":"'Asset data'!DV27","v":0},{"$f":"'Asset data'!DW27","v":0},{"$f":"'Asset data'!DX27","v":0},{"$f":"'Asset data'!DY27","v":0},{"$f":"'Asset data'!DZ27","v":0},{"$f":"'Asset data'!EA27","v":0},{"$f":"'Asset data'!EB27","v":0},{"$f":"'Asset data'!EC27","v":0},{"$f":"'Asset data'!ED27","v":0},{"$f":"'Asset data'!EE27","v":0},{"$f":"'Asset data'!EF27","v":0},{"$f":"'Asset data'!EG27","v":0},{"$f":"'Asset data'!EH27","v":0},{"$f":"'Asset data'!EI27","v":0},{"$f":"'Asset data'!EJ27","v":0},{"$f":"'Asset data'!EK27","v":0},{"$f":"'Asset data'!EL27","v":0},{"$f":"'Asset data'!EM27","v":0},{"$f":"'Asset data'!EN27","v":0},{"$f":"'Asset data'!EO27","v":0},{"$f":"'Asset data'!EP27","v":0},{"$f":"'Asset data'!EQ27","v":0},{"$f":"'Asset data'!ER27","v":0},{"$f":"'Asset data'!ES27","v":0},{"$f":"'Asset data'!ET27","v":0},{"$f":"'Asset data'!EU27","v":0},{"$f":"'Asset data'!EV27","v":0},{"$f":"'Asset data'!EW27","v":0},{"$f":"'Asset data'!EX27","v":0},{"$f":"'Asset data'!EY27","v":0},{"$f":"'Asset data'!EZ27","v":0},{"$f":"'Asset data'!FA27","v":0},{"$f":"'Asset data'!FB27","v":0},{"$f":"'Asset data'!FC27","v":0},{"$f":"'Asset data'!FD27","v":0},{"$f":"'Asset data'!FE27","v":0},{"$f":"'Asset data'!FF27","v":0},{"$f":"'Asset data'!FG27","v":0}]
[{"$f":"'Asset data'!A28","v":2},{"$f":"'Asset data'!B28","v":0},{"$f":"'Asset data'!C28","v":0},{"$f":"'Asset data'!E28","v":"HV Feeders - Rural Short"},{"$f":"'Asset data'!I28","v":86.133333333333368},{"$f":"'Asset data'!L28","v":0},{"$f":"'Asset data'!M28","v":49.811183149469556},{"$f":"'Asset data'!N28","v":0},{"$f":"'Asset data'!O28","v":40.08311978875895},{"$f":"'Asset data'!P28","v":0},{"$f":"'Asset data'!Q28","v":11.452319939645417},{"$f":"'Asset data'!R28","v":0},{"$f":"'Asset data'!S28","v":0},{"$f":"'Asset data'!T28","v":0},{"$f":"'Asset data'!U28","v":9.1625487720393615},{"$f":"'Asset data'!V28","v":0},{"$f":"'Asset data'!W28","v":9.1625487720393615},{"$f":"'Asset data'!X28","v":0},{"$f":"'Asset data'!Y28","v":15.993757157091011},{"$f":"'Asset data'!Z28","v":0},{"$f":"'Asset data'!AA28","v":0},{"$f":"'Asset data'!AB28","v":9.1625487720393615},{"$f":"'Asset data'!AC28","v":11.472411729013217},{"$f":"'Asset data'!AD28","v":0},{"$f":"'Asset data'!AE28","v":0},{"$f":"'Asset data'!AF28","v":31.921696383494407},{"$f":"'Asset data'!AG28","v":18.723469229819564},{"$f":"'Asset data'!AH28","v":0},{"$f":"'Asset data'!AI28","v":0},{"$f":"'Asset data'!AJ28","v":17.178479909468123},{"$f":"'Asset data'!AK28","v":0},{"$f":"'Asset data'!AL28","v":15.138124058151988},{"$f":"'Asset data'!AM28","v":0},{"$f":"'Asset data'!AN28","v":0},{"$f":"'Asset data'!AO28","v":12.150336415095673},{"$f":"'Asset data'!AP28","v":0},{"$f":"'Asset data'!AQ28","v":0},{"$f":"'Asset data'!AR28","v":0},{"$f":"'Asset data'!AS28","v":6.3185213460112637},{"$f":"'Asset data'!AT28","v":11.254866147582565},{"$f":"'Asset data'!AU28","v":0},{"$f":"'Asset data'!AV28","v":0},{"$f":"'Asset data'!AW28","v":11.610282973295698},{"$f":"'Asset data'!AX28","v":17.178479909468123},{"$f":"'Asset data'!AY28","v":0},{"$f":"'Asset data'!AZ28","v":0},{"$f":"'Asset data'!BA28","v":0},{"$f":"'Asset data'!BB28","v":0},{"$f":"'Asset data'!BC28","v":0},{"$f":"'Asset data'!BD28","v":28.272265331946784},{"$f":"'Asset data'!BE28","v":15.93486742963367},{"$f":"'Asset data'!BF28","v":0},{"$f":"'Asset data'!BG28","v":12.834496484085381},{"$f":"'Asset data'!BH28","v":22.166786235266493},{"$f":"'Asset data'!BI28","v":0},{"$f":"'Asset data'!BJ28","v":37.331583875855038},{"$f":"'Asset data'!BK28","v":39.563504546488289},{"$f":"'Asset data'!BL28","v":0},{"$f":"'Asset data'!BM28","v":0},{"$f":"'Asset data'!BN28","v":0},{"$f":"'Asset data'!BO28","v":36.253555453224173},{"$f":"'Asset data'!BP28","v":14.414126820588196},{"$f":"'Asset data'!BQ28","v":23.793181943573664},{"$f":"'Asset data'!BR28","v":25.334707162309968},{"$f":"'Asset data'!BS28","v":30.763300803392344},{"$f":"'Asset data'!BT28","v":9.1625487720393615},{"$f":"'Asset data'!BU28","v":4.7388910095084471},{"$f":"'Asset data'!BV28","v":3.9837168574084174},{"$f":"'Asset data'!BW28","v":14.414126820588196},{"$f":"'Asset data'!BX28","v":35.678514585111301},{"$f":"'Asset data'!BY28","v":79.801642882524675},{"$f":"'Asset data'!BZ28","v":0},{"$f":"'Asset data'!CA28","v":49.793862641393865},{"$f":"'Asset data'!CB28","v":10.859958563456861},{"$f":"'Asset data'!CC28","v":48.111175281840701},{"$f":"'Asset data'!CD28","v":38.766761175006607},{"$f":"'Asset data'!CE28","v":32.04640404163937},{"$f":"'Asset data'!CF28","v":37.451268586658045},{"$f":"'Asset data'!CG28","v":0},{"$f":"'Asset data'!CH28","v":40.24108282240924},{"$f":"'Asset data'!CI28","v":8.6394694281535589},{"$f":"'Asset data'!CJ28","v":11.141330217146423},{"$f":"'Asset data'!CK28","v":12.242135107896823},{"$f":"'Asset data'!CL28","v":22.707186087227981},{"$f":"'Asset data'!CM28","v":71.696511128506103},{"$f":"'Asset data'!CN28","v":33.093428754814752},{"$f":"'Asset data'!CO28","v":0},{"$f":"'Asset data'!CP28","v":11.254866147582565},{"$f":"'Asset data'!CQ28","v":10.070143395205452},{"$f":"'Asset data'!CR28","v":42.511801431132035},{"$f":"'Asset data'!CS28","v":13.877797288024494},{"$f":"'Asset data'!CT28","v":21.917370918976573},{"$f":"'Asset data'!CU28","v":23.062602912941117},{"$f":"'Asset data'!CV28","v":0},{"$f":"'Asset data'!CW28","v":58.509888715241964},{"$f":"'Asset data'!CX28","v":0},{"$f":"'Asset data'!CY28","v":29.211036869649114},{"$f":"'Asset data'!CZ28","v":0},{"$f":"'Asset data'!DA28","v":10.756035515002726},{"$f":"'Asset data'!DB28","v":0},{"$f":"'Asset data'!DC28","v":38.732986184259019},{"$f":"'Asset data'!DD28","v":7.8981516825140803},{"$f":"'Asset data'!DE28","v":0},{"$f":"'Asset data'!DF28","v":11.402090466225918},{"$f":"'Asset data'!DG28","v":15.961541012070231},{"$f":"'Asset data'!DH28","v":0},{"$f":"'Asset data'!DI28","v":0},{"$f":"'Asset data'!DJ28","v":0},{"$f":"'Asset data'!DK28","v":0},{"$f":"'Asset data'!DL28","v":0},{"$f":"'Asset data'!DM28","v":0},{"$f":"'Asset data'!DN28","v":0},{"$f":"'Asset data'!DO28","v":0},{"$f":"'Asset data'!DP28","v":21.325009542788017},{"$f":"'Asset data'!DQ28","v":0},{"$f":"'Asset data'!DR28","v":11.353593043613989},{"$f":"'Asset data'!DS28","v":0},{"$f":"'Asset data'!DT28","v":8.0956054745769332},{"$f":"'Asset data'!DU28","v":0},{"$f":"'Asset data'!DV28","v":0},{"$f":"'Asset data'!DW28","v":0},{"$f":"'Asset data'!DX28","v":6.9108827221998199},{"$f":"'Asset data'!DY28","v":11.452319939645417},{"$f":"'Asset data'!DZ28","v":0},{"$f":"'Asset data'!EA28","v":0},{"$f":"'Asset data'!EB28","v":0},{"$f":"'Asset data'!EC28","v":0},{"$f":"'Asset data'!ED28","v":0},{"$f":"'Asset data'!EE28","v":0},{"$f":"'Asset data'!EF28","v":0},{"$f":"'Asset data'!EG28","v":0},{"$f":"'Asset data'!EH28","v":0},{"$f":"'Asset data'!EI28","v":0},{"$f":"'Asset data'!EJ28","v":0},{"$f":"'Asset data'!EK28","v":9.0828744348911936},{"$f":"'Asset data'!EL28","v":0},{"$f":"'Asset data'!EM28","v":0},{"$f":"'Asset data'!EN28","v":0},{"$f":"'Asset data'!EO28","v":0},{"$f":"'Asset data'!EP28","v":0},{"$f":"'Asset data'!EQ28","v":0},{"$f":"'Asset data'!ER28","v":0},{"$f":"'Asset data'!ES28","v":0},{"$f":"'Asset data'!ET28","v":0},{"$f":"'Asset data'!EU28","v":0},{"$f":"'Asset data'!EV28","v":0},{"$f":"'Asset data'!EW28","v":0},{"$f":"'Asset data'!EX28","v":0},{"$f":"'Asset data'!EY28","v":0},{"$f":"'Asset data'!EZ28","v":0},{"$f":"'Asset data'!FA28","v":0},{"$f":"'Asset data'!FB28","v":0},{"$f":"'Asset data'!FC28","v":0},{"$f":"'Asset data'!FD28","v":0},{"$f":"'Asset data'!FE28","v":0},{"$f":"'Asset data'!FF28","v":0},{"$f":"'Asset data'!FG28","v":0}]
[{"$f":"'Asset data'!A29","v":2},{"$f":"'Asset data'!B29","v":0},{"$f":"'Asset data'!C29","v":0},{"$f":"'Asset data'!E29","v":"HV Feeders - Rural Long"},{"$f":"'Asset data'!I29","v":107},{"$f":"'Asset data'!L29","v":0},{"$f":"'Asset data'!M29","v":0},{"$f":"'Asset data'!N29","v":0},{"$f":"'Asset data'!O29","v":0},{"$f":"'Asset data'!P29","v":0},{"$f":"'Asset data'!Q29","v":11.452319939645417},{"$f":"'Asset data'!R29","v":0},{"$f":"'Asset data'!S29","v":0},{"$f":"'Asset data'!T29","v":0},{"$f":"'Asset data'!U29","v":0},{"$f":"'Asset data'!V29","v":0},{"$f":"'Asset data'!W29","v":17.77084128565668},{"$f":"'Asset data'!X29","v":0},{"$f":"'Asset data'!Y29","v":0},{"$f":"'Asset data'!Z29","v":7.7942286340599471},{"$f":"'Asset data'!AA29","v":0},{"$f":"'Asset data'!AB29","v":0},{"$f":"'Asset data'!AC29","v":0},{"$f":"'Asset data'!AD29","v":7.8981516825140803},{"$f":"'Asset data'!AE29","v":16.389357561539743},{"$f":"'Asset data'!AF29","v":0},{"$f":"'Asset data'!AG29","v":0},{"$f":"'Asset data'!AH29","v":0},{"$f":"'Asset data'!AI29","v":0},{"$f":"'Asset data'!AJ29","v":0},{"$f":"'Asset data'!AK29","v":0},{"$f":"'Asset data'!AL29","v":0},{"$f":"'Asset data'!AM29","v":0},{"$f":"'Asset data'!AN29","v":10.662504771394008},{"$f":"'Asset data'!AO29","v":0},{"$f":"'Asset data'!AP29","v":28.558053715195651},{"$f":"'Asset data'!AQ29","v":9.1625487720393615},{"$f":"'Asset data'!AR29","v":0},{"$f":"'Asset data'!AS29","v":27.686832158988501},{"$f":"'Asset data'!AT29","v":23.503929458709663},{"$f":"'Asset data'!AU29","v":0},{"$f":"'Asset data'!AV29","v":6.9715045004647305},{"$f":"'Asset data'!AW29","v":0},{"$f":"'Asset data'!AX29","v":0},{"$f":"'Asset data'!AY29","v":22.6673489186539},{"$f":"'Asset data'!AZ29","v":18.245423206930553},{"$f":"'Asset data'!BA29","v":11.353593043613989},{"$f":"'Asset data'!BB29","v":14.414126820588196},{"$f":"'Asset data'!BC29","v":6.9715045004647305},{"$f":"'Asset data'!BD29","v":40.320064339234378},{"$f":"'Asset data'!BE29","v":0},{"$f":"'Asset data'!BF29","v":0},{"$f":"'Asset data'!BG29","v":0},{"$f":"'Asset data'!BH29","v":9.1625487720393615},{"$f":"'Asset data'!BI29","v":14.414126820588196},{"$f":"'Asset data'!BJ29","v":0},{"$f":"'Asset data'!BK29","v":0},{"$f":"'Asset data'!BL29","v":9.0828744348911936},{"$f":"'Asset data'!BM29","v":36.376184650400049},{"$f":"'Asset data'!BN29","v":0},{"$f":"'Asset data'!BO29","v":0},{"$f":"'Asset data'!BP29","v":24.618677358460996},{"$f":"'Asset data'!BQ29","v":22.10962855861672},{"$f":"'Asset data'!BR29","v":18.245423206930553},{"$f":"'Asset data'!BS29","v":17.672114389625253},{"$f":"'Asset data'!BT29","v":0},{"$f":"'Asset data'!BU29","v":12.858745195391343},{"$f":"'Asset data'!BV29","v":10.662504771394008},{"$f":"'Asset data'!BW29","v":14.414126820588196},{"$f":"'Asset data'!BX29","v":9.1625487720393615},{"$f":"'Asset data'!BY29","v":0},{"$f":"'Asset data'!BZ29","v":23.299547463416534},{"$f":"'Asset data'!CA29","v":22.707186087227981},{"$f":"'Asset data'!CB29","v":7.8981516825140803},{"$f":"'Asset data'!CC29","v":22.823406696415852},{"$f":"'Asset data'!CD29","v":31.771007963235917},{"$f":"'Asset data'!CE29","v":9.1625487720393615},{"$f":"'Asset data'!CF29","v":18.067887999154742},{"$f":"'Asset data'!CG29","v":0},{"$f":"'Asset data'!CH29","v":21.846703246027761},{"$f":"'Asset data'!CI29","v":7.8981516825140803},{"$f":"'Asset data'!CJ29","v":7.8981516825140803},{"$f":"'Asset data'!CK29","v":17.831463063921589},{"$f":"'Asset data'!CL29","v":7.8981516825140803},{"$f":"'Asset data'!CM29","v":31.520033801219181},{"$f":"'Asset data'!CN29","v":17.939196624152377},{"$f":"'Asset data'!CO29","v":18.125911701208299},{"$f":"'Asset data'!CP29","v":12.150336415095673},{"$f":"'Asset data'!CQ29","v":0},{"$f":"'Asset data'!CR29","v":0},{"$f":"'Asset data'!CS29","v":33.472574676591577},{"$f":"'Asset data'!CT29","v":0},{"$f":"'Asset data'!CU29","v":0},{"$f":"'Asset data'!CV29","v":7.8981516825140803},{"$f":"'Asset data'!CW29","v":21.961798022190713},{"$f":"'Asset data'!CX29","v":11.991853766203119},{"$f":"'Asset data'!CY29","v":22.26118300427899},{"$f":"'Asset data'!CZ29","v":0},{"$f":"'Asset data'!DA29","v":4.510260302909356},{"$f":"'Asset data'!DB29","v":0},{"$f":"'Asset data'!DC29","v":31.292961940346906},{"$f":"'Asset data'!DD29","v":0},{"$f":"'Asset data'!DE29","v":0},{"$f":"'Asset data'!DF29","v":8.1027068828879649},{"$f":"'Asset data'!DG29","v":0},{"$f":"'Asset data'!DH29","v":0},{"$f":"'Asset data'!DI29","v":0},{"$f":"'Asset data'!DJ29","v":19.153017830096644},{"$f":"'Asset data'!DK29","v":9.0828744348911936},{"$f":"'Asset data'!DL29","v":11.254866147582565},{"$f":"'Asset data'!DM29","v":10.662504771394008},{"$f":"'Asset data'!DN29","v":7.8981516825140803},{"$f":"'Asset data'!DO29","v":6.1210675539484116},{"$f":"'Asset data'!DP29","v":0},{"$f":"'Asset data'!DQ29","v":11.353593043613989},{"$f":"'Asset data'!DR29","v":4.7388910095084471},{"$f":"'Asset data'!DS29","v":0},{"$f":"'Asset data'!DT29","v":0},{"$f":"'Asset data'!DU29","v":8.1666195576872553},{"$f":"'Asset data'!DV29","v":0},{"$f":"'Asset data'!DW29","v":0},{"$f":"'Asset data'!DX29","v":20.337740582473756},{"$f":"'Asset data'!DY29","v":0},{"$f":"'Asset data'!DZ29","v":0},{"$f":"'Asset data'!EA29","v":0},{"$f":"'Asset data'!EB29","v":0},{"$f":"'Asset data'!EC29","v":0},{"$f":"'Asset data'!ED29","v":0},{"$f":"'Asset data'!EE29","v":0},{"$f":"'Asset data'!EF29","v":0},{"$f":"'Asset data'!EG29","v":0},{"$f":"'Asset data'!EH29","v":0},{"$f":"'Asset data'!EI29","v":0},{"$f":"'Asset data'!EJ29","v":0},{"$f":"'Asset data'!EK29","v":0},{"$f":"'Asset data'!EL29","v":0},{"$f":"'Asset data'!EM29","v":0},{"$f":"'Asset data'!EN29","v":0},{"$f":"'Asset data'!EO29","v":0},{"$f":"'Asset data'!EP29","v":0},{"$f":"'Asset data'!EQ29","v":0},{"$f":"'Asset data'!ER29","v":0},{"$f":"'Asset data'!ES29","v":0},{"$f":"'Asset data'!ET29","v":0},{"$f":"'Asset data'!EU29","v":0},{"$f":"'Asset data'!EV29","v":0},{"$f":"'Asset data'!EW29","v":0},{"$f":"'Asset data'!EX29","v":0},{"$f":"'Asset data'!EY29","v":0},{"$f":"'Asset data'!EZ29","v":0},{"$f":"'Asset data'!FA29","v":0},{"$f":"'Asset data'!FB29","v":0},{"$f":"'Asset data'!FC29","v":0},{"$f":"'Asset data'!FD29","v":0},{"$f":"'Asset data'!FE29","v":0},{"$f":"'Asset data'!FF29","v":0},{"$f":"'Asset data'!FG29","v":0}]
[{"$f":"'Asset data'!A30","v":2},{"$f":"'Asset data'!B30","v":0},{"$f":"'Asset data'!C30","v":0},{"$f":"'Asset data'!E30","v":"HV Feeders - Urban"},{"$f":"'Asset data'!I30","v":74.704999999999941},{"$f":"'Asset data'!L30","v":0},{"$f":"'Asset data'!M30","v":0},{"$f":"'Asset data'!N30","v":0},{"$f":"'Asset data'!O30","v":0},{"$f":"'Asset data'!P30","v":19.350471622159496},{"$f":"'Asset data'!Q30","v":0},{"$f":"'Asset data'!R30","v":0},{"$f":"'Asset data'!S30","v":48.968540431587293},{"$f":"'Asset data'!T30","v":0},{"$f":"'Asset data'!U30","v":0},{"$f":"'Asset data'!V30","v":0},{"$f":"'Asset data'!W30","v":0},{"$f":"'Asset data'!X30","v":16.147043653560857},{"$f":"'Asset data'!Y30","v":0},{"$f":"'Asset data'!Z30","v":11.254866147582565},{"$f":"'Asset data'!AA30","v":5.975575286112627},{"$f":"'Asset data'!AB30","v":10.070143395205452},{"$f":"'Asset data'!AC30","v":0},{"$f":"'Asset data'!AD30","v":6.9715045004647305},{"$f":"'Asset data'!AE30","v":0},{"$f":"'Asset data'!AF30","v":20.920575679220683},{"$f":"'Asset data'!AG30","v":11.649773731708269},{"$f":"'Asset data'!AH30","v":0},{"$f":"'Asset data'!AI30","v":59.631045202981298},{"$f":"'Asset data'!AJ30","v":0},{"$f":"'Asset data'!AK30","v":14.414126820588196},{"$f":"'Asset data'!AL30","v":11.452319939645417},{"$f":"'Asset data'!AM30","v":0},{"$f":"'Asset data'!AN30","v":0},{"$f":"'Asset data'!AO30","v":45.701719403431639},{"$f":"'Asset data'!AP30","v":0},{"$f":"'Asset data'!AQ30","v":0},{"$f":"'Asset data'!AR30","v":0},{"$f":"'Asset data'!AS30","v":34.156041925258265},{"$f":"'Asset data'!AT30","v":0},{"$f":"'Asset data'!AU30","v":80.82008875737516},{"$f":"'Asset data'!AV30","v":19.680427301001366},{"$f":"'Asset data'!AW30","v":14.414126820588196},{"$f":"'Asset data'!AX30","v":46.52375071670383},{"$f":"'Asset data'!AY30","v":0},{"$f":"'Asset data'!AZ30","v":23.197356465769971},{"$f":"'Asset data'!BA30","v":32.579875690370578},{"$f":"'Asset data'!BB30","v":0},{"$f":"'Asset data'!BC30","v":0},{"$f":"'Asset data'!BD30","v":0},{"$f":"'Asset data'!BE30","v":33.421652382849054},{"$f":"'Asset data'!BF30","v":34.159506026873402},{"$f":"'Asset data'!BG30","v":40.017301858071335},{"$f":"'Asset data'!BH30","v":50.294425324781272},{"$f":"'Asset data'!BI30","v":0},{"$f":"'Asset data'!BJ30","v":0},{"$f":"'Asset data'!BK30","v":0},{"$f":"'Asset data'!BL30","v":64.160531269854673},{"$f":"'Asset data'!BM30","v":40.345525486105643},{"$f":"'Asset data'!BN30","v":46.238568551237613},{"$f":"'Asset data'!BO30","v":79.036942450983005},{"$f":"'Asset data'!BP30","v":11.353593043613989},{"$f":"'Asset data'!BQ30","v":19.807733035357678},{"$f":"'Asset data'!BR30","v":32.395412279364493},{"$f":"'Asset data'!BS30","v":98.885551885399309},{"$f":"'Asset data'!BT30","v":49.79819276841279},{"$f":"'Asset data'!BU30","v":11.452319939645417},{"$f":"'Asset data'!BV30","v":29.2231612253021},{"$f":"'Asset data'!BW30","v":36.331497739564767},{"$f":"'Asset data'!BX30","v":48.955030435288258},{"$f":"'Asset data'!BY30","v":32.047270067043144},{"$f":"'Asset data'!BZ30","v":23.891908839605094},{"$f":"'Asset data'!CA30","v":10.756035515002726},{"$f":"'Asset data'!CB30","v":49.491100160230829},{"$f":"'Asset data'!CC30","v":106.54883747840705},{"$f":"'Asset data'!CD30","v":63.378337125156563},{"$f":"'Asset data'!CE30","v":40.433686872210899},{"$f":"'Asset data'!CF30","v":23.902301144450504},{"$f":"'Asset data'!CG30","v":22.805912983259404},{"$f":"'Asset data'!CH30","v":19.398969044771423},{"$f":"'Asset data'!CI30","v":12.6765334504351},{"$f":"'Asset data'!CJ30","v":63.326635408550644},{"$f":"'Asset data'!CK30","v":25.668992968170762},{"$f":"'Asset data'!CL30","v":41.820713158912056},{"$f":"'Asset data'!CM30","v":48.29823676905815},{"$f":"'Asset data'!CN30","v":0},{"$f":"'Asset data'!CO30","v":0},{"$f":"'Asset data'!CP30","v":33.364494706199288},{"$f":"'Asset data'!CQ30","v":9.6752358110797481},{"$f":"'Asset data'!CR30","v":37.437238975116742},{"$f":"'Asset data'!CS30","v":11.452319939645417},{"$f":"'Asset data'!CT30","v":24.879177799919354},{"$f":"'Asset data'!CU30","v":39.928967266885323},{"$f":"'Asset data'!CV30","v":42.25511150145033},{"$f":"'Asset data'!CW30","v":11.80773676535855},{"$f":"'Asset data'!CX30","v":7.8981516825140803},{"$f":"'Asset data'!CY30","v":0},{"$f":"'Asset data'!CZ30","v":0},{"$f":"'Asset data'!DA30","v":12.044681315833971},{"$f":"'Asset data'!DB30","v":12.637042692022527},{"$f":"'Asset data'!DC30","v":0},{"$f":"'Asset data'!DD30","v":12.005190557421402},{"$f":"'Asset data'!DE30","v":7.8981516825140803},{"$f":"'Asset data'!DF30","v":0},{"$f":"'Asset data'!DG30","v":7.8981516825140803},{"$f":"'Asset data'!DH30","v":9.9376415084264309},{"$f":"'Asset data'!DI30","v":0},{"$f":"'Asset data'!DJ30","v":0},{"$f":"'Asset data'!DK30","v":11.254866147582565},{"$f":"'Asset data'!DL30","v":0},{"$f":"'Asset data'!DM30","v":8.8464494996580392},{"$f":"'Asset data'!DN30","v":0},{"$f":"'Asset data'!DO30","v":0},{"$f":"'Asset data'!DP30","v":0},{"$f":"'Asset data'!DQ30","v":0},{"$f":"'Asset data'!DR30","v":0},{"$f":"'Asset data'!DS30","v":0},{"$f":"'Asset data'!DT30","v":0},{"$f":"'Asset data'!DU30","v":0},{"$f":"'Asset data'!DV30","v":0},{"$f":"'Asset data'!DW30","v":0},{"$f":"'Asset data'!DX30","v":0},{"$f":"'Asset data'!DY30","v":0},{"$f":"'Asset data'!DZ30","v":0},{"$f":"'Asset data'!EA30","v":0},{"$f":"'Asset data'!EB30","v":0},{"$f":"'Asset data'!EC30","v":0},{"$f":"'Asset data'!ED30","v":0},{"$f":"'Asset data'!EE30","v":0},{"$f":"'Asset data'!EF30","v":0},{"$f":"'Asset data'!EG30","v":0},{"$f":"'Asset data'!EH30","v":0},{"$f":"'Asset data'!EI30","v":0},{"$f":"'Asset data'!EJ30","v":0},{"$f":"'Asset data'!EK30","v":0},{"$f":"'Asset data'!EL30","v":0},{"$f":"'Asset data'!EM30","v":0},{"$f":"'Asset data'!EN30","v":0},{"$f":"'Asset data'!EO30","v":0},{"$f":"'Asset data'!EP30","v":0},{"$f":"'Asset data'!EQ30","v":0},{"$f":"'Asset data'!ER30","v":0},{"$f":"'Asset data'!ES30","v":0},{"$f":"'Asset data'!ET30","v":0},{"$f":"'Asset data'!EU30","v":0},{"$f":"'Asset data'!EV30","v":0},{"$f":"'Asset data'!EW30","v":0},{"$f":"'Asset data'!EX30","v":0},{"$f":"'Asset data'!EY30","v":0},{"$f":"'Asset data'!EZ30","v":0},{"$f":"'Asset data'!FA30","v":0},{"$f":"'Asset data'!FB30","v":0},{"$f":"'Asset data'!FC30","v":0},{"$f":"'Asset data'!FD30","v":0},{"$f":"'Asset data'!FE30","v":0},{"$f":"'Asset data'!FF30","v":0},{"$f":"'Asset data'!FG30","v":6.0405271913964587}]
[{"$f":"'Asset data'!A31","v":0},{"$f":"'Asset data'!B31","v":0},{"$f":"'Asset data'!C31","v":0},{"$f":"'Asset data'!E31","v":0},{"$f":"'Asset data'!I31","v":0},{"$f":"'Asset data'!L31","v":0},{"$f":"'Asset data'!M31","v":0},{"$f":"'Asset data'!N31","v":0},{"$f":"'Asset data'!O31","v":0},{"$f":"'Asset data'!P31","v":0},{"$f":"'Asset data'!Q31","v":0},{"$f":"'Asset data'!R31","v":0},{"$f":"'Asset data'!S31","v":0},{"$f":"'Asset data'!T31","v":0},{"$f":"'Asset data'!U31","v":0},{"$f":"'Asset data'!V31","v":0},{"$f":"'Asset data'!W31","v":0},{"$f":"'Asset data'!X31","v":0},{"$f":"'Asset data'!Y31","v":0},{"$f":"'Asset data'!Z31","v":0},{"$f":"'Asset data'!AA31","v":0},{"$f":"'Asset data'!AB31","v":0},{"$f":"'Asset data'!AC31","v":0},{"$f":"'Asset data'!AD31","v":0},{"$f":"'Asset data'!AE31","v":0},{"$f":"'Asset data'!AF31","v":0},{"$f":"'Asset data'!AG31","v":0},{"$f":"'Asset data'!AH31","v":0},{"$f":"'Asset data'!AI31","v":0},{"$f":"'Asset data'!AJ31","v":0},{"$f":"'Asset data'!AK31","v":0},{"$f":"'Asset data'!AL31","v":0},{"$f":"'Asset data'!AM31","v":0},{"$f":"'Asset data'!AN31","v":0},{"$f":"'Asset data'!AO31","v":0},{"$f":"'Asset data'!AP31","v":0},{"$f":"'Asset data'!AQ31","v":0},{"$f":"'Asset data'!AR31","v":0},{"$f":"'Asset data'!AS31","v":0},{"$f":"'Asset data'!AT31","v":0},{"$f":"'Asset data'!AU31","v":0},{"$f":"'Asset data'!AV31","v":0},{"$f":"'Asset data'!AW31","v":0},{"$f":"'Asset data'!AX31","v":0},{"$f":"'Asset data'!AY31","v":0},{"$f":"'Asset data'!AZ31","v":0},{"$f":"'Asset data'!BA31","v":0},{"$f":"'Asset data'!BB31","v":0},{"$f":"'Asset data'!BC31","v":0},{"$f":"'Asset data'!BD31","v":0},{"$f":"'Asset data'!BE31","v":0},{"$f":"'Asset data'!BF31","v":0},{"$f":"'Asset data'!BG31","v":0},{"$f":"'Asset data'!BH31","v":0},{"$f":"'Asset data'!BI31","v":0},{"$f":"'Asset data'!BJ31","v":0},{"$f":"'Asset data'!BK31","v":0},{"$f":"'Asset data'!BL31","v":0},{"$f":"'Asset data'!BM31","v":0},{"$f":"'Asset data'!BN31","v":0},{"$f":"'Asset data'!BO31","v":0},{"$f":"'Asset data'!BP31","v":0},{"$f":"'Asset data'!BQ31","v":0},{"$f":"'Asset data'!BR31","v":0},{"$f":"'Asset data'!BS31","v":0},{"$f":"'Asset data'!BT31","v":0},{"$f":"'Asset data'!BU31","v":0},{"$f":"'Asset data'!BV31","v":0},{"$f":"'Asset data'!BW31","v":0},{"$f":"'Asset data'!BX31","v":0},{"$f":"'Asset data'!BY31","v":0},{"$f":"'Asset data'!BZ31","v":0},{"$f":"'Asset data'!CA31","v":0},{"$f":"'Asset data'!CB31","v":0},{"$f":"'Asset data'!CC31","v":0},{"$f":"'Asset data'!CD31","v":0},{"$f":"'Asset data'!CE31","v":0},{"$f":"'Asset data'!CF31","v":0},{"$f":"'Asset data'!CG31","v":0},{"$f":"'Asset data'!CH31","v":0},{"$f":"'Asset data'!CI31","v":0},{"$f":"'Asset data'!CJ31","v":0},{"$f":"'Asset data'!CK31","v":0},{"$f":"'Asset data'!CL31","v":0},{"$f":"'Asset data'!CM31","v":0},{"$f":"'Asset data'!CN31","v":0},{"$f":"'Asset data'!CO31","v":0},{"$f":"'Asset data'!CP31","v":0},{"$f":"'Asset data'!CQ31","v":0},{"$f":"'Asset data'!CR31","v":0},{"$f":"'Asset data'!CS31","v":0},{"$f":"'Asset data'!CT31","v":0},{"$f":"'Asset data'!CU31","v":0},{"$f":"'Asset data'!CV31","v":0},{"$f":"'Asset data'!CW31","v":0},{"$f":"'Asset data'!CX31","v":0},{"$f":"'Asset data'!CY31","v":0},{"$f":"'Asset data'!CZ31","v":0},{"$f":"'Asset data'!DA31","v":0},{"$f":"'Asset data'!DB31","v":0},{"$f":"'Asset data'!DC31","v":0},{"$f":"'Asset data'!DD31","v":0},{"$f":"'Asset data'!DE31","v":0},{"$f":"'Asset data'!DF31","v":0},{"$f":"'Asset data'!DG31","v":0},{"$f":"'Asset data'!DH31","v":0},{"$f":"'Asset data'!DI31","v":0},{"$f":"'Asset data'!DJ31","v":0},{"$f":"'Asset data'!DK31","v":0},{"$f":"'Asset data'!DL31","v":0},{"$f":"'Asset data'!DM31","v":0},{"$f":"'Asset data'!DN31","v":0},{"$f":"'Asset data'!DO31","v":0},{"$f":"'Asset data'!DP31","v":0},{"$f":"'Asset data'!DQ31","v":0},{"$f":"'Asset data'!DR31","v":0},{"$f":"'Asset data'!DS31","v":0},{"$f":"'Asset data'!DT31","v":0},{"$f":"'Asset data'!DU31","v":0},{"$f":"'Asset data'!DV31","v":0},{"$f":"'Asset data'!DW31","v":0},{"$f":"'Asset data'!DX31","v":0},{"$f":"'Asset data'!DY31","v":0},{"$f":"'Asset data'!DZ31","v":0},{"$f":"'Asset data'!EA31","v":0},{"$f":"'Asset data'!EB31","v":0},{"$f":"'Asset data'!EC31","v":0},{"$f":"'Asset data'!ED31","v":0},{"$f":"'Asset data'!EE31","v":0},{"$f":"'Asset data'!EF31","v":0},{"$f":"'Asset data'!EG31","v":0},{"$f":"'Asset data'!EH31","v":0},{"$f":"'Asset data'!EI31","v":0},{"$f":"'Asset data'!EJ31","v":0},{"$f":"'Asset data'!EK31","v":0},{"$f":"'Asset data'!EL31","v":0},{"$f":"'Asset data'!EM31","v":0},{"$f":"'Asset data'!EN31","v":0},{"$f":"'Asset data'!EO31","v":0},{"$f":"'Asset data'!EP31","v":0},{"$f":"'Asset data'!EQ31","v":0},{"$f":"'Asset data'!ER31","v":0},{"$f":"'Asset data'!ES31","v":0},{"$f":"'Asset data'!ET31","v":0},{"$f":"'Asset data'!EU31","v":0},{"$f":"'Asset data'!EV31","v":0},{"$f":"'Asset data'!EW31","v":0},{"$f":"'Asset data'!EX31","v":0},{"$f":"'Asset data'!EY31","v":0},{"$f":"'Asset data'!EZ31","v":0},{"$f":"'Asset data'!FA31","v":0},{"$f":"'Asset data'!FB31","v":0},{"$f":"'Asset data'!FC31","v":0},{"$f":"'Asset data'!FD31","v":0},{"$f":"'Asset data'!FE31","v":0},{"$f":"'Asset data'!FF31","v":0},{"$f":"'Asset data'!FG31","v":0}]
[{"$f":"'Asset data'!A32","v":0},{"$f":"'Asset data'!B32","v":0},{"$f":"'Asset data'!C32","v":0},{"$f":"'Asset data'!E32","v":0},{"$f":"'Asset data'!I32","v":0},{"$f":"'Asset data'!L32","v":0},{"$f":"'Asset data'!M32","v":0},{"$f":"'Asset data'!N32","v":0},{"$f":"'Asset data'!O32","v":0},{"$f":"'Asset data'!P32","v":0},{"$f":"'Asset data'!Q32","v":0},{"$f":"'Asset data'!R32","v":0},{"$f":"'Asset data'!S32","v":0},{"$f":"'Asset data'!T32","v":0},{"$f":"'Asset data'!U32","v":0},{"$f":"'Asset data'!V32","v":0},{"$f":"'Asset data'!W32","v":0},{"$f":"'Asset data'!X32","v":0},{"$f":"'Asset data'!Y32","v":0},{"$f":"'Asset data'!Z32","v":0},{"$f":"'Asset data'!AA32","v":0},{"$f":"'Asset data'!AB32","v":0},{"$f":"'Asset data'!AC32","v":0},{"$f":"'Asset data'!AD32","v":0},{"$f":"'Asset data'!AE32","v":0},{"$f":"'Asset data'!AF32","v":0},{"$f":"'Asset data'!AG32","v":0},{"$f":"'Asset data'!AH32","v":0},{"$f":"'Asset data'!AI32","v":0},{"$f":"'Asset data'!AJ32","v":0},{"$f":"'Asset data'!AK32","v":0},{"$f":"'Asset data'!AL32","v":0},{"$f":"'Asset data'!AM32","v":0},{"$f":"'Asset data'!AN32","v":0},{"$f":"'Asset data'!AO32","v":0},{"$f":"'Asset data'!AP32","v":0},{"$f":"'Asset data'!AQ32","v":0},{"$f":"'Asset data'!AR32","v":0},{"$f":"'Asset data'!AS32","v":0},{"$f":"'Asset data'!AT32","v":0},{"$f":"'Asset data'!AU32","v":0},{"$f":"'Asset data'!AV32","v":0},{"$f":"'Asset data'!AW32","v":0},{"$f":"'Asset data'!AX32","v":0},{"$f":"'Asset data'!AY32","v":0},{"$f":"'Asset data'!AZ32","v":0},{"$f":"'Asset data'!BA32","v":0},{"$f":"'Asset data'!BB32","v":0},{"$f":"'Asset data'!BC32","v":0},{"$f":"'Asset data'!BD32","v":0},{"$f":"'Asset data'!BE32","v":0},{"$f":"'Asset data'!BF32","v":0},{"$f":"'Asset data'!BG32","v":0},{"$f":"'Asset data'!BH32","v":0},{"$f":"'Asset data'!BI32","v":0},{"$f":"'Asset data'!BJ32","v":0},{"$f":"'Asset data'!BK32","v":0},{"$f":"'Asset data'!BL32","v":0},{"$f":"'Asset data'!BM32","v":0},{"$f":"'Asset data'!BN32","v":0},{"$f":"'Asset data'!BO32","v":0},{"$f":"'Asset data'!BP32","v":0},{"$f":"'Asset data'!BQ32","v":0},{"$f":"'Asset data'!BR32","v":0},{"$f":"'Asset data'!BS32","v":0},{"$f":"'Asset data'!BT32","v":0},{"$f":"'Asset data'!BU32","v":0},{"$f":"'Asset data'!BV32","v":0},{"$f":"'Asset data'!BW32","v":0},{"$f":"'Asset data'!BX32","v":0},{"$f":"'Asset data'!BY32","v":0},{"$f":"'Asset data'!BZ32","v":0},{"$f":"'Asset data'!CA32","v":0},{"$f":"'Asset data'!CB32","v":0},{"$f":"'Asset data'!CC32","v":0},{"$f":"'Asset data'!CD32","v":0},{"$f":"'Asset data'!CE32","v":0},{"$f":"'Asset data'!CF32","v":0},{"$f":"'Asset data'!CG32","v":0},{"$f":"'Asset data'!CH32","v":0},{"$f":"'Asset data'!CI32","v":0},{"$f":"'Asset data'!CJ32","v":0},{"$f":"'Asset data'!CK32","v":0},{"$f":"'Asset data'!CL32","v":0},{"$f":"'Asset data'!CM32","v":0},{"$f":"'Asset data'!CN32","v":0},{"$f":"'Asset data'!CO32","v":0},{"$f":"'Asset data'!CP32","v":0},{"$f":"'Asset data'!CQ32","v":0},{"$f":"'Asset data'!CR32","v":0},{"$f":"'Asset data'!CS32","v":0},{"$f":"'Asset data'!CT32","v":0},{"$f":"'Asset data'!CU32","v":0},{"$f":"'Asset data'!CV32","v":0},{"$f":"'Asset data'!CW32","v":0},{"$f":"'Asset data'!CX32","v":0},{"$f":"'Asset data'!CY32","v":0},{"$f":"'Asset data'!CZ32","v":0},{"$f":"'Asset data'!DA32","v":0},{"$f":"'Asset data'!DB32","v":0},{"$f":"'Asset data'!DC32","v":0},{"$f":"'Asset data'!DD32","v":0},{"$f":"'Asset data'!DE32","v":0},{"$f":"'Asset data'!DF32","v":0},{"$f":"'Asset data'!DG32","v":0},{"$f":"'Asset data'!DH32","v":0},{"$f":"'Asset data'!DI32","v":0},{"$f":"'Asset data'!DJ32","v":0},{"$f":"'Asset data'!DK32","v":0},{"$f":"'Asset data'!DL32","v":0},{"$f":"'Asset data'!DM32","v":0},{"$f":"'Asset data'!DN32","v":0},{"$f":"'Asset data'!DO32","v":0},{"$f":"'Asset data'!DP32","v":0},{"$f":"'Asset data'!DQ32","v":0},{"$f":"'Asset data'!DR32","v":0},{"$f":"'Asset data'!DS32","v":0},{"$f":"'Asset data'!DT32","v":0},{"$f":"'Asset data'!DU32","v":0},{"$f":"'Asset data'!DV32","v":0},{"$f":"'Asset data'!DW32","v":0},{"$f":"'Asset data'!DX32","v":0},{"$f":"'Asset data'!DY32","v":0},{"$f":"'Asset data'!DZ32","v":0},{"$f":"'Asset data'!EA32","v":0},{"$f":"'Asset data'!EB32","v":0},{"$f":"'Asset data'!EC32","v":0},{"$f":"'Asset data'!ED32","v":0},{"$f":"'Asset data'!EE32","v":0},{"$f":"'Asset data'!EF32","v":0},{"$f":"'Asset data'!EG32","v":0},{"$f":"'Asset data'!EH32","v":0},{"$f":"'Asset data'!EI32","v":0},{"$f":"'Asset data'!EJ32","v":0},{"$f":"'Asset data'!EK32","v":0},{"$f":"'Asset data'!EL32","v":0},{"$f":"'Asset data'!EM32","v":0},{"$f":"'Asset data'!EN32","v":0},{"$f":"'Asset data'!EO32","v":0},{"$f":"'Asset data'!EP32","v":0},{"$f":"'Asset data'!EQ32","v":0},{"$f":"'Asset data'!ER32","v":0},{"$f":"'Asset data'!ES32","v":0},{"$f":"'Asset data'!ET32","v":0},{"$f":"'Asset data'!EU32","v":0},{"$f":"'Asset data'!EV32","v":0},{"$f":"'Asset data'!EW32","v":0},{"$f":"'Asset data'!EX32","v":0},{"$f":"'Asset data'!EY32","v":0},{"$f":"'Asset data'!EZ32","v":0},{"$f":"'Asset data'!FA32","v":0},{"$f":"'Asset data'!FB32","v":0},{"$f":"'Asset data'!FC32","v":0},{"$f":"'Asset data'!FD32","v":0},{"$f":"'Asset data'!FE32","v":0},{"$f":"'Asset data'!FF32","v":0},{"$f":"'Asset data'!FG32","v":0}]
[{"$f":"'Asset data'!A33","v":3},{"$f":"'Asset data'!B33","v":0},{"$f":"'Asset data'!C33","v":0},{"$f":"'Asset data'!E33","v":"ZSS Urban"},{"$f":"'Asset data'!I33","v":82.92685701741712},{"$f":"'Asset data'!L33","v":0},{"$f":"'Asset data'!M33","v":0},{"$f":"'Asset data'!N33","v":0},{"$f":"'Asset data'!O33","v":0},{"$f":"'Asset data'!P33","v":0},{"$f":"'Asset data'!Q33","v":30},{"$f":"'Asset data'!R33","v":0},{"$f":"'Asset data'!S33","v":0},{"$f":"'Asset data'!T33","v":0},{"$f":"'Asset data'!U33","v":0},{"$f":"'Asset data'!V33","v":0},{"$f":"'Asset data'!W33","v":0},{"$f":"'Asset data'!X33","v":0},{"$f":"'Asset data'!Y33","v":0},{"$f":"'Asset data'!Z33","v":0},{"$f":"'Asset data'!AA33","v":0},{"$f":"'Asset data'!AB33","v":0},{"$f":"'Asset data'!AC33","v":0},{"$f":"'Asset data'!AD33","v":0},{"$f":"'Asset data'!AE33","v":0},{"$f":"'Asset data'!AF33","v":0},{"$f":"'Asset data'!AG33","v":0},{"$f":"'Asset data'!AH33","v":0},{"$f":"'Asset data'!AI33","v":0},{"$f":"'Asset data'!AJ33","v":0},{"$f":"'Asset data'!AK33","v":0},{"$f":"'Asset data'!AL33","v":0},{"$f":"'Asset data'!AM33","v":0},{"$f":"'Asset data'!AN33","v":0},{"$f":"'Asset data'!AO33","v":0},{"$f":"'Asset data'!AP33","v":0},{"$f":"'Asset data'!AQ33","v":0},{"$f":"'Asset data'!AR33","v":0},{"$f":"'Asset data'!AS33","v":42},{"$f":"'Asset data'!AT33","v":0},{"$f":"'Asset data'!AU33","v":0},{"$f":"'Asset data'!AV33","v":0},{"$f":"'Asset data'!AW33","v":0},{"$f":"'Asset data'!AX33","v":37.6},{"$f":"'Asset data'!AY33","v":0},{"$f":"'Asset data'!AZ33","v":32.5},{"$f":"'Asset data'!BA33","v":0},{"$f":"'Asset data'!BB33","v":34.299999999999997},{"$f":"'Asset data'!BC33","v":0},{"$f":"'Asset data'!BD33","v":0},{"$f":"'Asset data'!BE33","v":0},{"$f":"'Asset data'!BF33","v":0},{"$f":"'Asset data'!BG33","v":0},{"$f":"'Asset data'!BH33","v":0},{"$f":"'Asset data'!BI33","v":0},{"$f":"'Asset data'!BJ33","v":0},{"$f":"'Asset data'!BK33","v":0},{"$f":"'Asset data'!BL33","v":0},{"$f":"'Asset data'!BM33","v":0},{"$f":"'Asset data'!BN33","v":77.8},{"$f":"'Asset data'!BO33","v":34.200000000000003},{"$f":"'Asset data'!BP33","v":0},{"$f":"'Asset data'!BQ33","v":0},{"$f":"'Asset data'!BR33","v":0},{"$f":"'Asset data'!BS33","v":0},{"$f":"'Asset data'!BT33","v":0},{"$f":"'Asset data'!BU33","v":87.1},{"$f":"'Asset data'!BV33","v":0},{"$f":"'Asset data'!BW33","v":65.099999999999994},{"$f":"'Asset data'!BX33","v":0},{"$f":"'Asset data'!BY33","v":0},{"$f":"'Asset data'!BZ33","v":96.4},{"$f":"'Asset data'!CA33","v":0},{"$f":"'Asset data'!CB33","v":0},{"$f":"'Asset data'!CC33","v":0},{"$f":"'Asset data'!CD33","v":0},{"$f":"'Asset data'!CE33","v":89.7},{"$f":"'Asset data'!CF33","v":0},{"$f":"'Asset data'!CG33","v":47.6},{"$f":"'Asset data'!CH33","v":0},{"$f":"'Asset data'!CI33","v":38.5},{"$f":"'Asset data'!CJ33","v":0},{"$f":"'Asset data'!CK33","v":79.7},{"$f":"'Asset data'!CL33","v":0},{"$f":"'Asset data'!CM33","v":0},{"$f":"'Asset data'!CN33","v":0},{"$f":"'Asset data'!CO33","v":0},{"$f":"'Asset data'!CP33","v":0},{"$f":"'Asset data'!CQ33","v":0},{"$f":"'Asset data'!CR33","v":0},{"$f":"'Asset data'!CS33","v":77.900000000000006},{"$f":"'Asset data'!CT33","v":0},{"$f":"'Asset data'!CU33","v":0},{"$f":"'Asset data'!CV33","v":0},{"$f":"'Asset data'!CW33","v":0},{"$f":"'Asset data'!CX33","v":0},{"$f":"'Asset data'!CY33","v":0},{"$f":"'Asset data'!CZ33","v":0},{"$f":"'Asset data'!DA33","v":0},{"$f":"'Asset data'!DB33","v":156},{"$f":"'Asset data'!DC33","v":82.8},{"$f":"'Asset data'!DD33","v":36.700000000000003},{"$f":"'Asset data'!DE33","v":0},{"$f":"'Asset data'!DF33","v":0},{"$f":"'Asset data'!DG33","v":0},{"$f":"'Asset data'!DH33","v":0},{"$f":"'Asset data'!DI33","v":0},{"$f":"'Asset data'!DJ33","v":0},{"$f":"'Asset data'!DK33","v":0},{"$f":"'Asset data'!DL33","v":0},{"$f":"'Asset data'!DM33","v":0},{"$f":"'Asset data'!DN33","v":0},{"$f":"'Asset data'!DO33","v":0},{"$f":"'Asset data'!DP33","v":0},{"$f":"'Asset data'!DQ33","v":0},{"$f":"'Asset data'!DR33","v":0},{"$f":"'Asset data'!DS33","v":0},{"$f":"'Asset data'!DT33","v":0},{"$f":"'Asset data'!DU33","v":0},{"$f":"'Asset data'!DV33","v":0},{"$f":"'Asset data'!DW33","v":0},{"$f":"'Asset data'!DX33","v":0},{"$f":"'Asset data'!DY33","v":0},{"$f":"'Asset data'!DZ33","v":0},{"$f":"'Asset data'!EA33","v":0},{"$f":"'Asset data'!EB33","v":0},{"$f":"'Asset data'!EC33","v":0},{"$f":"'Asset data'!ED33","v":0},{"$f":"'Asset data'!EE33","v":0},{"$f":"'Asset data'!EF33","v":0},{"$f":"'Asset data'!EG33","v":0},{"$f":"'Asset data'!EH33","v":0},{"$f":"'Asset data'!EI33","v":0},{"$f":"'Asset data'!EJ33","v":0},{"$f":"'Asset data'!EK33","v":0},{"$f":"'Asset data'!EL33","v":0},{"$f":"'Asset data'!EM33","v":0},{"$f":"'Asset data'!EN33","v":0},{"$f":"'Asset data'!EO33","v":0},{"$f":"'Asset data'!EP33","v":0},{"$f":"'Asset data'!EQ33","v":0},{"$f":"'Asset data'!ER33","v":0},{"$f":"'Asset data'!ES33","v":0},{"$f":"'Asset data'!ET33","v":0},{"$f":"'Asset data'!EU33","v":0},{"$f":"'Asset data'!EV33","v":0},{"$f":"'Asset data'!EW33","v":0},{"$f":"'Asset data'!EX33","v":0},{"$f":"'Asset data'!EY33","v":0},{"$f":"'Asset data'!EZ33","v":0},{"$f":"'Asset data'!FA33","v":0},{"$f":"'Asset data'!FB33","v":0},{"$f":"'Asset data'!FC33","v":0},{"$f":"'Asset data'!FD33","v":0},{"$f":"'Asset data'!FE33","v":0},{"$f":"'Asset data'!FF33","v":0},{"$f":"'Asset data'!FG33","v":0}]
[{"$f":"'Asset data'!A34","v":3},{"$f":"'Asset data'!B34","v":0},{"$f":"'Asset data'!C34","v":0},{"$f":"'Asset data'!E34","v":"ZSS Rural"},{"$f":"'Asset data'!I34","v":79.321710074757661},{"$f":"'Asset data'!L34","v":0},{"$f":"'Asset data'!M34","v":0},{"$f":"'Asset data'!N34","v":0},{"$f":"'Asset data'!O34","v":0},{"$f":"'Asset data'!P34","v":0},{"$f":"'Asset data'!Q34","v":0},{"$f":"'Asset data'!R34","v":0},{"$f":"'Asset data'!S34","v":0},{"$f":"'Asset data'!T34","v":36.9},{"$f":"'Asset data'!U34","v":0},{"$f":"'Asset data'!V34","v":0},{"$f":"'Asset data'!W34","v":0},{"$f":"'Asset data'!X34","v":0},{"$f":"'Asset data'!Y34","v":0},{"$f":"'Asset data'!Z34","v":0},{"$f":"'Asset data'!AA34","v":0},{"$f":"'Asset data'!AB34","v":0},{"$f":"'Asset data'!AC34","v":0},{"$f":"'Asset data'!AD34","v":0},{"$f":"'Asset data'!AE34","v":0},{"$f":"'Asset data'!AF34","v":0},{"$f":"'Asset data'!AG34","v":0},{"$f":"'Asset data'!AH34","v":0},{"$f":"'Asset data'!AI34","v":0},{"$f":"'Asset data'!AJ34","v":0},{"$f":"'Asset data'!AK34","v":0},{"$f":"'Asset data'!AL34","v":0},{"$f":"'Asset data'!AM34","v":0},{"$f":"'Asset data'!AN34","v":0},{"$f":"'Asset data'!AO34","v":0},{"$f":"'Asset data'!AP34","v":49.5},{"$f":"'Asset data'!AQ34","v":0},{"$f":"'Asset data'!AR34","v":36.6},{"$f":"'Asset data'!AS34","v":0},{"$f":"'Asset data'!AT34","v":15.2},{"$f":"'Asset data'!AU34","v":43},{"$f":"'Asset data'!AV34","v":0},{"$f":"'Asset data'!AW34","v":0},{"$f":"'Asset data'!AX34","v":17.2},{"$f":"'Asset data'!AY34","v":0},{"$f":"'Asset data'!AZ34","v":0},{"$f":"'Asset data'!BA34","v":87.2},{"$f":"'Asset data'!BB34","v":0},{"$f":"'Asset data'!BC34","v":0},{"$f":"'Asset data'!BD34","v":0},{"$f":"'Asset data'!BE34","v":38.299999999999997},{"$f":"'Asset data'!BF34","v":47.2},{"$f":"'Asset data'!BG34","v":0},{"$f":"'Asset data'!BH34","v":0},{"$f":"'Asset data'!BI34","v":0},{"$f":"'Asset data'!BJ34","v":0},{"$f":"'Asset data'!BK34","v":0},{"$f":"'Asset data'!BL34","v":0},{"$f":"'Asset data'!BM34","v":0},{"$f":"'Asset data'!BN34","v":15.2},{"$f":"'Asset data'!BO34","v":46.2},{"$f":"'Asset data'!BP34","v":50.4},{"$f":"'Asset data'!BQ34","v":15},{"$f":"'Asset data'!BR34","v":0},{"$f":"'Asset data'!BS34","v":0},{"$f":"'Asset data'!BT34","v":0},{"$f":"'Asset data'!BU34","v":0},{"$f":"'Asset data'!BV34","v":22.1},{"$f":"'Asset data'!BW34","v":0},{"$f":"'Asset data'!BX34","v":0},{"$f":"'Asset data'!BY34","v":0},{"$f":"'Asset data'!BZ34","v":0},{"$f":"'Asset data'!CA34","v":37},{"$f":"'Asset data'!CB34","v":18.5},{"$f":"'Asset data'!CC34","v":0},{"$f":"'Asset data'!CD34","v":0},{"$f":"'Asset data'!CE34","v":0},{"$f":"'Asset data'!CF34","v":0},{"$f":"'Asset data'!CG34","v":76},{"$f":"'Asset data'!CH34","v":33.799999999999997},{"$f":"'Asset data'!CI34","v":30.5},{"$f":"'Asset data'!CJ34","v":0},{"$f":"'Asset data'!CK34","v":0},{"$f":"'Asset data'!CL34","v":0},{"$f":"'Asset data'!CM34","v":58.800000000000004},{"$f":"'Asset data'!CN34","v":34.200000000000003},{"$f":"'Asset data'!CO34","v":0},{"$f":"'Asset data'!CP34","v":0},{"$f":"'Asset data'!CQ34","v":58.2},{"$f":"'Asset data'!CR34","v":0},{"$f":"'Asset data'!CS34","v":0},{"$f":"'Asset data'!CT34","v":0},{"$f":"'Asset data'!CU34","v":36.4},{"$f":"'Asset data'!CV34","v":32.700000000000003},{"$f":"'Asset data'!CW34","v":0},{"$f":"'Asset data'!CX34","v":94.199999999999989},{"$f":"'Asset data'!CY34","v":0},{"$f":"'Asset data'!CZ34","v":0},{"$f":"'Asset data'!DA34","v":16.399999999999999},{"$f":"'Asset data'!DB34","v":53.8},{"$f":"'Asset data'!DC34","v":0},{"$f":"'Asset data'!DD34","v":0},{"$f":"'Asset data'!DE34","v":0},{"$f":"'Asset data'!DF34","v":0},{"$f":"'Asset data'!DG34","v":39.700000000000003},{"$f":"'Asset data'!DH34","v":0},{"$f":"'Asset data'!DI34","v":0},{"$f":"'Asset data'!DJ34","v":0},{"$f":"'Asset data'!DK34","v":0},{"$f":"'Asset data'!DL34","v":19.100000000000001},{"$f":"'Asset data'!DM34","v":0},{"$f":"'Asset data'!DN34","v":0},{"$f":"'Asset data'!DO34","v":0},{"$f":"'Asset data'!DP34","v":0},{"$f":"'Asset data'!DQ34","v":18.8},{"$f":"'Asset data'!DR34","v":0},{"$f":"'Asset data'!DS34","v":0},{"$f":"'Asset data'!DT34","v":0},{"$f":"'Asset data'!DU34","v":0},{"$f":"'Asset data'!DV34","v":0},{"$f":"'Asset data'!DW34","v":0},{"$f":"'Asset data'!DX34","v":0},{"$f":"'Asset data'!DY34","v":0},{"$f":"'Asset data'!DZ34","v":0},{"$f":"'Asset data'!EA34","v":0},{"$f":"'Asset data'!EB34","v":0},{"$f":"'Asset data'!EC34","v":34.799999999999997},{"$f":"'Asset data'!ED34","v":0},{"$f":"'Asset data'!EE34","v":0},{"$f":"'Asset data'!EF34","v":0},{"$f":"'Asset data'!EG34","v":0},{"$f":"'Asset data'!EH34","v":0},{"$f":"'Asset data'!EI34","v":0},{"$f":"'Asset data'!EJ34","v":0},{"$f":"'Asset data'!EK34","v":0},{"$f":"'Asset data'!EL34","v":0},{"$f":"'Asset data'!EM34","v":0},{"$f":"'Asset data'!EN34","v":0},{"$f":"'Asset data'!EO34","v":0},{"$f":"'Asset data'!EP34","v":0},{"$f":"'Asset data'!EQ34","v":0},{"$f":"'Asset data'!ER34","v":0},{"$f":"'Asset data'!ES34","v":0},{"$f":"'Asset data'!ET34","v":0},{"$f":"'Asset data'!EU34","v":0},{"$f":"'Asset data'!EV34","v":0},{"$f":"'Asset data'!EW34","v":0},{"$f":"'Asset data'!EX34","v":0},{"$f":"'Asset data'!EY34","v":0},{"$f":"'Asset data'!EZ34","v":20.399999999999999},{"$f":"'Asset data'!FA34","v":0},{"$f":"'Asset data'!FB34","v":0},{"$f":"'Asset data'!FC34","v":0},{"$f":"'Asset data'!FD34","v":0},{"$f":"'Asset data'!FE34","v":0},{"$f":"'Asset data'!FF34","v":0},{"$f":"'Asset data'!FG34","v":0}]
[{"$f":"'Asset data'!A35","v":0},{"$f":"'Asset data'!B35","v":0},{"$f":"'Asset data'!C35","v":0},{"$f":"'Asset data'!E35","v":0},{"$f":"'Asset data'!I35","v":0},{"$f":"'Asset data'!L35","v":0},{"$f":"'Asset data'!M35","v":0},{"$f":"'Asset data'!N35","v":0},{"$f":"'Asset data'!O35","v":0},{"$f":"'Asset data'!P35","v":0},{"$f":"'Asset data'!Q35","v":0},{"$f":"'Asset data'!R35","v":0},{"$f":"'Asset data'!S35","v":0},{"$f":"'Asset data'!T35","v":0},{"$f":"'Asset data'!U35","v":0},{"$f":"'Asset data'!V35","v":0},{"$f":"'Asset data'!W35","v":0},{"$f":"'Asset data'!X35","v":0},{"$f":"'Asset data'!Y35","v":0},{"$f":"'Asset data'!Z35","v":0},{"$f":"'Asset data'!AA35","v":0},{"$f":"'Asset data'!AB35","v":0},{"$f":"'Asset data'!AC35","v":0},{"$f":"'Asset data'!AD35","v":0},{"$f":"'Asset data'!AE35","v":0},{"$f":"'Asset data'!AF35","v":0},{"$f":"'Asset data'!AG35","v":0},{"$f":"'Asset data'!AH35","v":0},{"$f":"'Asset data'!AI35","v":0},{"$f":"'Asset data'!AJ35","v":0},{"$f":"'Asset data'!AK35","v":0},{"$f":"'Asset data'!AL35","v":0},{"$f":"'Asset data'!AM35","v":0},{"$f":"'Asset data'!AN35","v":0},{"$f":"'Asset data'!AO35","v":0},{"$f":"'Asset data'!AP35","v":0},{"$f":"'Asset data'!AQ35","v":0},{"$f":"'Asset data'!AR35","v":0},{"$f":"'Asset data'!AS35","v":0},{"$f":"'Asset data'!AT35","v":0},{"$f":"'Asset data'!AU35","v":0},{"$f":"'Asset data'!AV35","v":0},{"$f":"'Asset data'!AW35","v":0},{"$f":"'Asset data'!AX35","v":0},{"$f":"'Asset data'!AY35","v":0},{"$f":"'Asset data'!AZ35","v":0},{"$f":"'Asset data'!BA35","v":0},{"$f":"'Asset data'!BB35","v":0},{"$f":"'Asset data'!BC35","v":0},{"$f":"'Asset data'!BD35","v":0},{"$f":"'Asset data'!BE35","v":0},{"$f":"'Asset data'!BF35","v":0},{"$f":"'Asset data'!BG35","v":0},{"$f":"'Asset data'!BH35","v":0},{"$f":"'Asset data'!BI35","v":0},{"$f":"'Asset data'!BJ35","v":0},{"$f":"'Asset data'!BK35","v":0},{"$f":"'Asset data'!BL35","v":0},{"$f":"'Asset data'!BM35","v":0},{"$f":"'Asset data'!BN35","v":0},{"$f":"'Asset data'!BO35","v":0},{"$f":"'Asset data'!BP35","v":0},{"$f":"'Asset data'!BQ35","v":0},{"$f":"'Asset data'!BR35","v":0},{"$f":"'Asset data'!BS35","v":0},{"$f":"'Asset data'!BT35","v":0},{"$f":"'Asset data'!BU35","v":0},{"$f":"'Asset data'!BV35","v":0},{"$f":"'Asset data'!BW35","v":0},{"$f":"'Asset data'!BX35","v":0},{"$f":"'Asset data'!BY35","v":0},{"$f":"'Asset data'!BZ35","v":0},{"$f":"'Asset data'!CA35","v":0},{"$f":"'Asset data'!CB35","v":0},{"$f":"'Asset data'!CC35","v":0},{"$f":"'Asset data'!CD35","v":0},{"$f":"'Asset data'!CE35","v":0},{"$f":"'Asset data'!CF35","v":0},{"$f":"'Asset data'!CG35","v":0},{"$f":"'Asset data'!CH35","v":0},{"$f":"'Asset data'!CI35","v":0},{"$f":"'Asset data'!CJ35","v":0},{"$f":"'Asset data'!CK35","v":0},{"$f":"'Asset data'!CL35","v":0},{"$f":"'Asset data'!CM35","v":0},{"$f":"'Asset data'!CN35","v":0},{"$f":"'Asset data'!CO35","v":0},{"$f":"'Asset data'!CP35","v":0},{"$f":"'Asset data'!CQ35","v":0},{"$f":"'Asset data'!CR35","v":0},{"$f":"'Asset data'!CS35","v":0},{"$f":"'Asset data'!CT35","v":0},{"$f":"'Asset data'!CU35","v":0},{"$f":"'Asset data'!CV35","v":0},{"$f":"'Asset data'!CW35","v":0},{"$f":"'Asset data'!CX35","v":0},{"$f":"'Asset data'!CY35","v":0},{"$f":"'Asset data'!CZ35","v":0},{"$f":"'Asset data'!DA35","v":0},{"$f":"'Asset data'!DB35","v":0},{"$f":"'Asset data'!DC35","v":0},{"$f":"'Asset data'!DD35","v":0},{"$f":"'Asset data'!DE35","v":0},{"$f":"'Asset data'!DF35","v":0},{"$f":"'Asset data'!DG35","v":0},{"$f":"'Asset data'!DH35","v":0},{"$f":"'Asset data'!DI35","v":0},{"$f":"'Asset data'!DJ35","v":0},{"$f":"'Asset data'!DK35","v":0},{"$f":"'Asset data'!DL35","v":0},{"$f":"'Asset data'!DM35","v":0},{"$f":"'Asset data'!DN35","v":0},{"$f":"'Asset data'!DO35","v":0},{"$f":"'Asset data'!DP35","v":0},{"$f":"'Asset data'!DQ35","v":0},{"$f":"'Asset data'!DR35","v":0},{"$f":"'Asset data'!DS35","v":0},{"$f":"'Asset data'!DT35","v":0},{"$f":"'Asset data'!DU35","v":0},{"$f":"'Asset data'!DV35","v":0},{"$f":"'Asset data'!DW35","v":0},{"$f":"'Asset data'!DX35","v":0},{"$f":"'Asset data'!DY35","v":0},{"$f":"'Asset data'!DZ35","v":0},{"$f":"'Asset data'!EA35","v":0},{"$f":"'Asset data'!EB35","v":0},{"$f":"'Asset data'!EC35","v":0},{"$f":"'Asset data'!ED35","v":0},{"$f":"'Asset data'!EE35","v":0},{"$f":"'Asset data'!EF35","v":0},{"$f":"'Asset data'!EG35","v":0},{"$f":"'Asset data'!EH35","v":0},{"$f":"'Asset data'!EI35","v":0},{"$f":"'Asset data'!EJ35","v":0},{"$f":"'Asset data'!EK35","v":0},{"$f":"'Asset data'!EL35","v":0},{"$f":"'Asset data'!EM35","v":0},{"$f":"'Asset data'!EN35","v":0},{"$f":"'Asset data'!EO35","v":0},{"$f":"'Asset data'!EP35","v":0},{"$f":"'Asset data'!EQ35","v":0},{"$f":"'Asset data'!ER35","v":0},{"$f":"'Asset data'!ES35","v":0},{"$f":"'Asset data'!ET35","v":0},{"$f":"'Asset data'!EU35","v":0},{"$f":"'Asset data'!EV35","v":0},{"$f":"'Asset data'!EW35","v":0},{"$f":"'Asset data'!EX35","v":0},{"$f":"'Asset data'!EY35","v":0},{"$f":"'Asset data'!EZ35","v":0},{"$f":"'Asset data'!FA35","v":0},{"$f":"'Asset data'!FB35","v":0},{"$f":"'Asset data'!FC35","v":0},{"$f":"'Asset data'!FD35","v":0},{"$f":"'Asset data'!FE35","v":0},{"$f":"'Asset data'!FF35","v":0},{"$f":"'Asset data'!FG35","v":0}]
[{"$f":"'Asset data'!A36","v":0},{"$f":"'Asset data'!B36","v":0},{"$f":"'Asset data'!C36","v":0},{"$f":"'Asset data'!E36","v":0},{"$f":"'Asset data'!I36","v":0},{"$f":"'Asset data'!L36","v":0},{"$f":"'Asset data'!M36","v":0},{"$f":"'Asset data'!N36","v":0},{"$f":"'Asset data'!O36","v":0},{"$f":"'Asset data'!P36","v":0},{"$f":"'Asset data'!Q36","v":0},{"$f":"'Asset data'!R36","v":0},{"$f":"'Asset data'!S36","v":0},{"$f":"'Asset data'!T36","v":0},{"$f":"'Asset data'!U36","v":0},{"$f":"'Asset data'!V36","v":0},{"$f":"'Asset data'!W36","v":0},{"$f":"'Asset data'!X36","v":0},{"$f":"'Asset data'!Y36","v":0},{"$f":"'Asset data'!Z36","v":0},{"$f":"'Asset data'!AA36","v":0},{"$f":"'Asset data'!AB36","v":0},{"$f":"'Asset data'!AC36","v":0},{"$f":"'Asset data'!AD36","v":0},{"$f":"'Asset data'!AE36","v":0},{"$f":"'Asset data'!AF36","v":0},{"$f":"'Asset data'!AG36","v":0},{"$f":"'Asset data'!AH36","v":0},{"$f":"'Asset data'!AI36","v":0},{"$f":"'Asset data'!AJ36","v":0},{"$f":"'Asset data'!AK36","v":0},{"$f":"'Asset data'!AL36","v":0},{"$f":"'Asset data'!AM36","v":0},{"$f":"'Asset data'!AN36","v":0},{"$f":"'Asset data'!AO36","v":0},{"$f":"'Asset data'!AP36","v":0},{"$f":"'Asset data'!AQ36","v":0},{"$f":"'Asset data'!AR36","v":0},{"$f":"'Asset data'!AS36","v":0},{"$f":"'Asset data'!AT36","v":0},{"$f":"'Asset data'!AU36","v":0},{"$f":"'Asset data'!AV36","v":0},{"$f":"'Asset data'!AW36","v":0},{"$f":"'Asset data'!AX36","v":0},{"$f":"'Asset data'!AY36","v":0},{"$f":"'Asset data'!AZ36","v":0},{"$f":"'Asset data'!BA36","v":0},{"$f":"'Asset data'!BB36","v":0},{"$f":"'Asset data'!BC36","v":0},{"$f":"'Asset data'!BD36","v":0},{"$f":"'Asset data'!BE36","v":0},{"$f":"'Asset data'!BF36","v":0},{"$f":"'Asset data'!BG36","v":0},{"$f":"'Asset data'!BH36","v":0},{"$f":"'Asset data'!BI36","v":0},{"$f":"'Asset data'!BJ36","v":0},{"$f":"'Asset data'!BK36","v":0},{"$f":"'Asset data'!BL36","v":0},{"$f":"'Asset data'!BM36","v":0},{"$f":"'Asset data'!BN36","v":0},{"$f":"'Asset data'!BO36","v":0},{"$f":"'Asset data'!BP36","v":0},{"$f":"'Asset data'!BQ36","v":0},{"$f":"'Asset data'!BR36","v":0},{"$f":"'Asset data'!BS36","v":0},{"$f":"'Asset data'!BT36","v":0},{"$f":"'Asset data'!BU36","v":0},{"$f":"'Asset data'!BV36","v":0},{"$f":"'Asset data'!BW36","v":0},{"$f":"'Asset data'!BX36","v":0},{"$f":"'Asset data'!BY36","v":0},{"$f":"'Asset data'!BZ36","v":0},{"$f":"'Asset data'!CA36","v":0},{"$f":"'Asset data'!CB36","v":0},{"$f":"'Asset data'!CC36","v":0},{"$f":"'Asset data'!CD36","v":0},{"$f":"'Asset data'!CE36","v":0},{"$f":"'Asset data'!CF36","v":0},{"$f":"'Asset data'!CG36","v":0},{"$f":"'Asset data'!CH36","v":0},{"$f":"'Asset data'!CI36","v":0},{"$f":"'Asset data'!CJ36","v":0},{"$f":"'Asset data'!CK36","v":0},{"$f":"'Asset data'!CL36","v":0},{"$f":"'Asset data'!CM36","v":0},{"$f":"'Asset data'!CN36","v":0},{"$f":"'Asset data'!CO36","v":0},{"$f":"'Asset data'!CP36","v":0},{"$f":"'Asset data'!CQ36","v":0},{"$f":"'Asset data'!CR36","v":0},{"$f":"'Asset data'!CS36","v":0},{"$f":"'Asset data'!CT36","v":0},{"$f":"'Asset data'!CU36","v":0},{"$f":"'Asset data'!CV36","v":0},{"$f":"'Asset data'!CW36","v":0},{"$f":"'Asset data'!CX36","v":0},{"$f":"'Asset data'!CY36","v":0},{"$f":"'Asset data'!CZ36","v":0},{"$f":"'Asset data'!DA36","v":0},{"$f":"'Asset data'!DB36","v":0},{"$f":"'Asset data'!DC36","v":0},{"$f":"'Asset data'!DD36","v":0},{"$f":"'Asset data'!DE36","v":0},{"$f":"'Asset data'!DF36","v":0},{"$f":"'Asset data'!DG36","v":0},{"$f":"'Asset data'!DH36","v":0},{"$f":"'Asset data'!DI36","v":0},{"$f":"'Asset data'!DJ36","v":0},{"$f":"'Asset data'!DK36","v":0},{"$f":"'Asset data'!DL36","v":0},{"$f":"'Asset data'!DM36","v":0},{"$f":"'Asset data'!DN36","v":0},{"$f":"'Asset data'!DO36","v":0},{"$f":"'Asset data'!DP36","v":0},{"$f":"'Asset data'!DQ36","v":0},{"$f":"'Asset data'!DR36","v":0},{"$f":"'Asset data'!DS36","v":0},{"$f":"'Asset data'!DT36","v":0},{"$f":"'Asset data'!DU36","v":0},{"$f":"'Asset data'!DV36","v":0},{"$f":"'Asset data'!DW36","v":0},{"$f":"'Asset data'!DX36","v":0},{"$f":"'Asset data'!DY36","v":0},{"$f":"'Asset data'!DZ36","v":0},{"$f":"'Asset data'!EA36","v":0},{"$f":"'Asset data'!EB36","v":0},{"$f":"'Asset data'!EC36","v":0},{"$f":"'Asset data'!ED36","v":0},{"$f":"'Asset data'!EE36","v":0},{"$f":"'Asset data'!EF36","v":0},{"$f":"'Asset data'!EG36","v":0},{"$f":"'Asset data'!EH36","v":0},{"$f":"'Asset data'!EI36","v":0},{"$f":"'Asset data'!EJ36","v":0},{"$f":"'Asset data'!EK36","v":0},{"$f":"'Asset data'!EL36","v":0},{"$f":"'Asset data'!EM36","v":0},{"$f":"'Asset data'!EN36","v":0},{"$f":"'Asset data'!EO36","v":0},{"$f":"'Asset data'!EP36","v":0},{"$f":"'Asset data'!EQ36","v":0},{"$f":"'Asset data'!ER36","v":0},{"$f":"'Asset data'!ES36","v":0},{"$f":"'Asset data'!ET36","v":0},{"$f":"'Asset data'!EU36","v":0},{"$f":"'Asset data'!EV36","v":0},{"$f":"'Asset data'!EW36","v":0},{"$f":"'Asset data'!EX36","v":0},{"$f":"'Asset data'!EY36","v":0},{"$f":"'Asset data'!EZ36","v":0},{"$f":"'Asset data'!FA36","v":0},{"$f":"'Asset data'!FB36","v":0},{"$f":"'Asset data'!FC36","v":0},{"$f":"'Asset data'!FD36","v":0},{"$f":"'Asset data'!FE36","v":0},{"$f":"'Asset data'!FF36","v":0},{"$f":"'Asset data'!FG36","v":0}]
[{"$f":"'Asset data'!A37","v":4},{"$f":"'Asset data'!B37","v":0},{"$f":"'Asset data'!C37","v":0},{"$f":"'Asset data'!E37","v":"DB Substations and LV"},{"$f":"'Asset data'!I37","v":137},{"$f":"'Asset data'!L37","v":4.7874048287500122},{"$f":"'Asset data'!M37","v":4.7874048287500122},{"$f":"'Asset data'!N37","v":4.7874048287500122},{"$f":"'Asset data'!O37","v":4.7874048287500122},{"$f":"'Asset data'!P37","v":4.7874048287500122},{"$f":"'Asset data'!Q37","v":4.7874048287500122},{"$f":"'Asset data'!R37","v":4.7874048287500122},{"$f":"'Asset data'!S37","v":4.7874048287500122},{"$f":"'Asset data'!T37","v":4.7874048287500122},{"$f":"'Asset data'!U37","v":4.7874048287500122},{"$f":"'Asset data'!V37","v":4.7874048287500122},{"$f":"'Asset data'!W37","v":4.7874048287500122},{"$f":"'Asset data'!X37","v":4.7874048287500122},{"$f":"'Asset data'!Y37","v":4.7874048287500122},{"$f":"'Asset data'!Z37","v":4.7874048287500122},{"$f":"'Asset data'!AA37","v":4.7874048287500122},{"$f":"'Asset data'!AB37","v":4.7874048287500122},{"$f":"'Asset data'!AC37","v":4.7874048287500122},{"$f":"'Asset data'!AD37","v":4.7874048287500122},{"$f":"'Asset data'!AE37","v":4.7874048287500122},{"$f":"'Asset data'!AF37","v":20.907937874360243},{"$f":"'Asset data'!AG37","v":20.907937874360243},{"$f":"'Asset data'!AH37","v":20.907937874360243},{"$f":"'Asset data'!AI37","v":20.907937874360243},{"$f":"'Asset data'!AJ37","v":20.907937874360243},{"$f":"'Asset data'!AK37","v":20.907937874360243},{"$f":"'Asset data'!AL37","v":20.907937874360243},{"$f":"'Asset data'!AM37","v":20.907937874360243},{"$f":"'Asset data'!AN37","v":20.907937874360243},{"$f":"'Asset data'!AO37","v":20.907937874360243},{"$f":"'Asset data'!AP37","v":20.907937874360243},{"$f":"'Asset data'!AQ37","v":20.907937874360243},{"$f":"'Asset data'!AR37","v":20.907937874360243},{"$f":"'Asset data'!AS37","v":20.907937874360243},{"$f":"'Asset data'!AT37","v":20.907937874360243},{"$f":"'Asset data'!AU37","v":20.907937874360243},{"$f":"'Asset data'!AV37","v":20.907937874360243},{"$f":"'Asset data'!AW37","v":20.907937874360243},{"$f":"'Asset data'!AX37","v":20.907937874360243},{"$f":"'Asset data'!AY37","v":20.907937874360243},{"$f":"'Asset data'!AZ37","v":33.290375409999704},{"$f":"'Asset data'!BA37","v":33.290375409999704},{"$f":"'Asset data'!BB37","v":33.290375409999704},{"$f":"'Asset data'!BC37","v":33.290375409999704},{"$f":"'Asset data'!BD37","v":33.290375409999704},{"$f":"'Asset data'!BE37","v":33.290375409999704},{"$f":"'Asset data'!BF37","v":33.290375409999704},{"$f":"'Asset data'!BG37","v":33.290375409999704},{"$f":"'Asset data'!BH37","v":33.290375409999704},{"$f":"'Asset data'!BI37","v":33.290375409999704},{"$f":"'Asset data'!BJ37","v":33.290375409999704},{"$f":"'Asset data'!BK37","v":33.290375409999704},{"$f":"'Asset data'!BL37","v":33.290375409999704},{"$f":"'Asset data'!BM37","v":33.290375409999704},{"$f":"'Asset data'!BN37","v":33.290375409999704},{"$f":"'Asset data'!BO37","v":33.290375409999704},{"$f":"'Asset data'!BP37","v":33.290375409999704},{"$f":"'Asset data'!BQ37","v":33.290375409999704},{"$f":"'Asset data'!BR37","v":33.290375409999704},{"$f":"'Asset data'!BS37","v":33.290375409999704},{"$f":"'Asset data'!BT37","v":36.140210419306193},{"$f":"'Asset data'!BU37","v":36.140210419306193},{"$f":"'Asset data'!BV37","v":36.140210419306193},{"$f":"'Asset data'!BW37","v":36.140210419306193},{"$f":"'Asset data'!BX37","v":36.140210419306193},{"$f":"'Asset data'!BY37","v":36.140210419306193},{"$f":"'Asset data'!BZ37","v":36.140210419306193},{"$f":"'Asset data'!CA37","v":36.140210419306193},{"$f":"'Asset data'!CB37","v":36.140210419306193},{"$f":"'Asset data'!CC37","v":36.140210419306193},{"$f":"'Asset data'!CD37","v":36.140210419306193},{"$f":"'Asset data'!CE37","v":36.140210419306193},{"$f":"'Asset data'!CF37","v":36.140210419306193},{"$f":"'Asset data'!CG37","v":36.140210419306193},{"$f":"'Asset data'!CH37","v":36.140210419306193},{"$f":"'Asset data'!CI37","v":36.140210419306193},{"$f":"'Asset data'!CJ37","v":36.140210419306193},{"$f":"'Asset data'!CK37","v":36.140210419306193},{"$f":"'Asset data'!CL37","v":36.140210419306193},{"$f":"'Asset data'!CM37","v":36.140210419306193},{"$f":"'Asset data'!CN37","v":26.968581942087635},{"$f":"'Asset data'!CO37","v":26.968581942087635},{"$f":"'Asset data'!CP37","v":26.968581942087635},{"$f":"'Asset data'!CQ37","v":26.968581942087635},{"$f":"'Asset data'!CR37","v":26.968581942087635},{"$f":"'Asset data'!CS37","v":26.968581942087635},{"$f":"'Asset data'!CT37","v":26.968581942087635},{"$f":"'Asset data'!CU37","v":26.968581942087635},{"$f":"'Asset data'!CV37","v":26.968581942087635},{"$f":"'Asset data'!CW37","v":26.968581942087635},{"$f":"'Asset data'!CX37","v":26.968581942087635},{"$f":"'Asset data'!CY37","v":26.968581942087635},{"$f":"'Asset data'!CZ37","v":26.968581942087635},{"$f":"'Asset data'!DA37","v":26.968581942087635},{"$f":"'Asset data'!DB37","v":26.968581942087635},{"$f":"'Asset data'!DC37","v":26.968581942087635},{"$f":"'Asset data'!DD37","v":26.968581942087635},{"$f":"'Asset data'!DE37","v":26.968581942087635},{"$f":"'Asset data'!DF37","v":26.968581942087635},{"$f":"'Asset data'!DG37","v":26.968581942087635},{"$f":"'Asset data'!DH37","v":15.349953400177007},{"$f":"'Asset data'!DI37","v":15.349953400177007},{"$f":"'Asset data'!DJ37","v":15.349953400177007},{"$f":"'Asset data'!DK37","v":15.349953400177007},{"$f":"'Asset data'!DL37","v":15.349953400177007},{"$f":"'Asset data'!DM37","v":15.349953400177007},{"$f":"'Asset data'!DN37","v":15.349953400177007},{"$f":"'Asset data'!DO37","v":15.349953400177007},{"$f":"'Asset data'!DP37","v":15.349953400177007},{"$f":"'Asset data'!DQ37","v":15.349953400177007},{"$f":"'Asset data'!DR37","v":15.349953400177007},{"$f":"'Asset data'!DS37","v":15.349953400177007},{"$f":"'Asset data'!DT37","v":15.349953400177007},{"$f":"'Asset data'!DU37","v":15.349953400177007},{"$f":"'Asset data'!DV37","v":15.349953400177007},{"$f":"'Asset data'!DW37","v":15.349953400177007},{"$f":"'Asset data'!DX37","v":15.349953400177007},{"$f":"'Asset data'!DY37","v":15.349953400177007},{"$f":"'Asset data'!DZ37","v":15.349953400177007},{"$f":"'Asset data'!EA37","v":15.349953400177007},{"$f":"'Asset data'!EB37","v":7.4069379101148742},{"$f":"'Asset data'!EC37","v":7.4069379101148742},{"$f":"'Asset data'!ED37","v":7.4069379101148742},{"$f":"'Asset data'!EE37","v":7.4069379101148742},{"$f":"'Asset data'!EF37","v":7.4069379101148742},{"$f":"'Asset data'!EG37","v":7.4069379101148742},{"$f":"'Asset data'!EH37","v":7.4069379101148742},{"$f":"'Asset data'!EI37","v":7.4069379101148742},{"$f":"'Asset data'!EJ37","v":7.4069379101148742},{"$f":"'Asset data'!EK37","v":7.4069379101148742},{"$f":"'Asset data'!EL37","v":7.4069379101148742},{"$f":"'Asset data'!EM37","v":7.4069379101148742},{"$f":"'Asset data'!EN37","v":7.4069379101148742},{"$f":"'Asset data'!EO37","v":7.4069379101148742},{"$f":"'Asset data'!EP37","v":7.4069379101148742},{"$f":"'Asset data'!EQ37","v":7.4069379101148742},{"$f":"'Asset data'!ER37","v":7.4069379101148742},{"$f":"'Asset data'!ES37","v":7.4069379101148742},{"$f":"'Asset data'!ET37","v":7.4069379101148742},{"$f":"'Asset data'!EU37","v":7.4069379101148742},{"$f":"'Asset data'!EV37","v":4.2788614416240902},{"$f":"'Asset data'!EW37","v":4.2788614416240902},{"$f":"'Asset data'!EX37","v":4.2788614416240902},{"$f":"'Asset data'!EY37","v":4.2788614416240902},{"$f":"'Asset data'!EZ37","v":4.2788614416240902},{"$f":"'Asset data'!FA37","v":4.2788614416240902},{"$f":"'Asset data'!FB37","v":4.2788614416240902},{"$f":"'Asset data'!FC37","v":4.2788614416240902},{"$f":"'Asset data'!FD37","v":4.2788614416240902},{"$f":"'Asset data'!FE37","v":4.2788614416240902},{"$f":"'Asset data'!FF37","v":4.2788614416240902},{"$f":"'Asset data'!FG37","v":119.87137350805317}]
[{"$f":"'Asset data'!A38","v":0},{"$f":"'Asset data'!B38","v":0},{"$f":"'Asset data'!C38","v":0},{"$f":"'Asset data'!E38","v":0},{"$f":"'Asset data'!I38","v":0},{"$f":"'Asset data'!L38","v":0},{"$f":"'Asset data'!M38","v":0},{"$f":"'Asset data'!N38","v":0},{"$f":"'Asset data'!O38","v":0},{"$f":"'Asset data'!P38","v":0},{"$f":"'Asset data'!Q38","v":0},{"$f":"'Asset data'!R38","v":0},{"$f":"'Asset data'!S38","v":0},{"$f":"'Asset data'!T38","v":0},{"$f":"'Asset data'!U38","v":0},{"$f":"'Asset data'!V38","v":0},{"$f":"'Asset data'!W38","v":0},{"$f":"'Asset data'!X38","v":0},{"$f":"'Asset data'!Y38","v":0},{"$f":"'Asset data'!Z38","v":0},{"$f":"'Asset data'!AA38","v":0},{"$f":"'Asset data'!AB38","v":0},{"$f":"'Asset data'!AC38","v":0},{"$f":"'Asset data'!AD38","v":0},{"$f":"'Asset data'!AE38","v":0},{"$f":"'Asset data'!AF38","v":0},{"$f":"'Asset data'!AG38","v":0},{"$f":"'Asset data'!AH38","v":0},{"$f":"'Asset data'!AI38","v":0},{"$f":"'Asset data'!AJ38","v":0},{"$f":"'Asset data'!AK38","v":0},{"$f":"'Asset data'!AL38","v":0},{"$f":"'Asset data'!AM38","v":0},{"$f":"'Asset data'!AN38","v":0},{"$f":"'Asset data'!AO38","v":0},{"$f":"'Asset data'!AP38","v":0},{"$f":"'Asset data'!AQ38","v":0},{"$f":"'Asset data'!AR38","v":0},{"$f":"'Asset data'!AS38","v":0},{"$f":"'Asset data'!AT38","v":0},{"$f":"'Asset data'!AU38","v":0},{"$f":"'Asset data'!AV38","v":0},{"$f":"'Asset data'!AW38","v":0},{"$f":"'Asset data'!AX38","v":0},{"$f":"'Asset data'!AY38","v":0},{"$f":"'Asset data'!AZ38","v":0},{"$f":"'Asset data'!BA38","v":0},{"$f":"'Asset data'!BB38","v":0},{"$f":"'Asset data'!BC38","v":0},{"$f":"'Asset data'!BD38","v":0},{"$f":"'Asset data'!BE38","v":0},{"$f":"'Asset data'!BF38","v":0},{"$f":"'Asset data'!BG38","v":0},{"$f":"'Asset data'!BH38","v":0},{"$f":"'Asset data'!BI38","v":0},{"$f":"'Asset data'!BJ38","v":0},{"$f":"'Asset data'!BK38","v":0},{"$f":"'Asset data'!BL38","v":0},{"$f":"'Asset data'!BM38","v":0},{"$f":"'Asset data'!BN38","v":0},{"$f":"'Asset data'!BO38","v":0},{"$f":"'Asset data'!BP38","v":0},{"$f":"'Asset data'!BQ38","v":0},{"$f":"'Asset data'!BR38","v":0},{"$f":"'Asset data'!BS38","v":0},{"$f":"'Asset data'!BT38","v":0},{"$f":"'Asset data'!BU38","v":0},{"$f":"'Asset data'!BV38","v":0},{"$f":"'Asset data'!BW38","v":0},{"$f":"'Asset data'!BX38","v":0},{"$f":"'Asset data'!BY38","v":0},{"$f":"'Asset data'!BZ38","v":0},{"$f":"'Asset data'!CA38","v":0},{"$f":"'Asset data'!CB38","v":0},{"$f":"'Asset data'!CC38","v":0},{"$f":"'Asset data'!CD38","v":0},{"$f":"'Asset data'!CE38","v":0},{"$f":"'Asset data'!CF38","v":0},{"$f":"'Asset data'!CG38","v":0},{"$f":"'Asset data'!CH38","v":0},{"$f":"'Asset data'!CI38","v":0},{"$f":"'Asset data'!CJ38","v":0},{"$f":"'Asset data'!CK38","v":0},{"$f":"'Asset data'!CL38","v":0},{"$f":"'Asset data'!CM38","v":0},{"$f":"'Asset data'!CN38","v":0},{"$f":"'Asset data'!CO38","v":0},{"$f":"'Asset data'!CP38","v":0},{"$f":"'Asset data'!CQ38","v":0},{"$f":"'Asset data'!CR38","v":0},{"$f":"'Asset data'!CS38","v":0},{"$f":"'Asset data'!CT38","v":0},{"$f":"'Asset data'!CU38","v":0},{"$f":"'Asset data'!CV38","v":0},{"$f":"'Asset data'!CW38","v":0},{"$f":"'Asset data'!CX38","v":0},{"$f":"'Asset data'!CY38","v":0},{"$f":"'Asset data'!CZ38","v":0},{"$f":"'Asset data'!DA38","v":0},{"$f":"'Asset data'!DB38","v":0},{"$f":"'Asset data'!DC38","v":0},{"$f":"'Asset data'!DD38","v":0},{"$f":"'Asset data'!DE38","v":0},{"$f":"'Asset data'!DF38","v":0},{"$f":"'Asset data'!DG38","v":0},{"$f":"'Asset data'!DH38","v":0},{"$f":"'Asset data'!DI38","v":0},{"$f":"'Asset data'!DJ38","v":0},{"$f":"'Asset data'!DK38","v":0},{"$f":"'Asset data'!DL38","v":0},{"$f":"'Asset data'!DM38","v":0},{"$f":"'Asset data'!DN38","v":0},{"$f":"'Asset data'!DO38","v":0},{"$f":"'Asset data'!DP38","v":0},{"$f":"'Asset data'!DQ38","v":0},{"$f":"'Asset data'!DR38","v":0},{"$f":"'Asset data'!DS38","v":0},{"$f":"'Asset data'!DT38","v":0},{"$f":"'Asset data'!DU38","v":0},{"$f":"'Asset data'!DV38","v":0},{"$f":"'Asset data'!DW38","v":0},{"$f":"'Asset data'!DX38","v":0},{"$f":"'Asset data'!DY38","v":0},{"$f":"'Asset data'!DZ38","v":0},{"$f":"'Asset data'!EA38","v":0},{"$f":"'Asset data'!EB38","v":0},{"$f":"'Asset data'!EC38","v":0},{"$f":"'Asset data'!ED38","v":0},{"$f":"'Asset data'!EE38","v":0},{"$f":"'Asset data'!EF38","v":0},{"$f":"'Asset data'!EG38","v":0},{"$f":"'Asset data'!EH38","v":0},{"$f":"'Asset data'!EI38","v":0},{"$f":"'Asset data'!EJ38","v":0},{"$f":"'Asset data'!EK38","v":0},{"$f":"'Asset data'!EL38","v":0},{"$f":"'Asset data'!EM38","v":0},{"$f":"'Asset data'!EN38","v":0},{"$f":"'Asset data'!EO38","v":0},{"$f":"'Asset data'!EP38","v":0},{"$f":"'Asset data'!EQ38","v":0},{"$f":"'Asset data'!ER38","v":0},{"$f":"'Asset data'!ES38","v":0},{"$f":"'Asset data'!ET38","v":0},{"$f":"'Asset data'!EU38","v":0},{"$f":"'Asset data'!EV38","v":0},{"$f":"'Asset data'!EW38","v":0},{"$f":"'Asset data'!EX38","v":0},{"$f":"'Asset data'!EY38","v":0},{"$f":"'Asset data'!EZ38","v":0},{"$f":"'Asset data'!FA38","v":0},{"$f":"'Asset data'!FB38","v":0},{"$f":"'Asset data'!FC38","v":0},{"$f":"'Asset data'!FD38","v":0},{"$f":"'Asset data'!FE38","v":0},{"$f":"'Asset data'!FF38","v":0},{"$f":"'Asset data'!FG38","v":0}]
[{"$f":"'Asset data'!A39","v":0},{"$f":"'Asset data'!B39","v":0},{"$f":"'Asset data'!C39","v":0},{"$f":"'Asset data'!E39","v":0},{"$f":"'Asset data'!I39","v":0},{"$f":"'Asset data'!L39","v":0},{"$f":"'Asset data'!M39","v":0},{"$f":"'Asset data'!N39","v":0},{"$f":"'Asset data'!O39","v":0},{"$f":"'Asset data'!P39","v":0},{"$f":"'Asset data'!Q39","v":0},{"$f":"'Asset data'!R39","v":0},{"$f":"'Asset data'!S39","v":0},{"$f":"'Asset data'!T39","v":0},{"$f":"'Asset data'!U39","v":0},{"$f":"'Asset data'!V39","v":0},{"$f":"'Asset data'!W39","v":0},{"$f":"'Asset data'!X39","v":0},{"$f":"'Asset data'!Y39","v":0},{"$f":"'Asset data'!Z39","v":0},{"$f":"'Asset data'!AA39","v":0},{"$f":"'Asset data'!AB39","v":0},{"$f":"'Asset data'!AC39","v":0},{"$f":"'Asset data'!AD39","v":0},{"$f":"'Asset data'!AE39","v":0},{"$f":"'Asset data'!AF39","v":0},{"$f":"'Asset data'!AG39","v":0},{"$f":"'Asset data'!AH39","v":0},{"$f":"'Asset data'!AI39","v":0},{"$f":"'Asset data'!AJ39","v":0},{"$f":"'Asset data'!AK39","v":0},{"$f":"'Asset data'!AL39","v":0},{"$f":"'Asset data'!AM39","v":0},{"$f":"'Asset data'!AN39","v":0},{"$f":"'Asset data'!AO39","v":0},{"$f":"'Asset data'!AP39","v":0},{"$f":"'Asset data'!AQ39","v":0},{"$f":"'Asset data'!AR39","v":0},{"$f":"'Asset data'!AS39","v":0},{"$f":"'Asset data'!AT39","v":0},{"$f":"'Asset data'!AU39","v":0},{"$f":"'Asset data'!AV39","v":0},{"$f":"'Asset data'!AW39","v":0},{"$f":"'Asset data'!AX39","v":0},{"$f":"'Asset data'!AY39","v":0},{"$f":"'Asset data'!AZ39","v":0},{"$f":"'Asset data'!BA39","v":0},{"$f":"'Asset data'!BB39","v":0},{"$f":"'Asset data'!BC39","v":0},{"$f":"'Asset data'!BD39","v":0},{"$f":"'Asset data'!BE39","v":0},{"$f":"'Asset data'!BF39","v":0},{"$f":"'Asset data'!BG39","v":0},{"$f":"'Asset data'!BH39","v":0},{"$f":"'Asset data'!BI39","v":0},{"$f":"'Asset data'!BJ39","v":0},{"$f":"'Asset data'!BK39","v":0},{"$f":"'Asset data'!BL39","v":0},{"$f":"'Asset data'!BM39","v":0},{"$f":"'Asset data'!BN39","v":0},{"$f":"'Asset data'!BO39","v":0},{"$f":"'Asset data'!BP39","v":0},{"$f":"'Asset data'!BQ39","v":0},{"$f":"'Asset data'!BR39","v":0},{"$f":"'Asset data'!BS39","v":0},{"$f":"'Asset data'!BT39","v":0},{"$f":"'Asset data'!BU39","v":0},{"$f":"'Asset data'!BV39","v":0},{"$f":"'Asset data'!BW39","v":0},{"$f":"'Asset data'!BX39","v":0},{"$f":"'Asset data'!BY39","v":0},{"$f":"'Asset data'!BZ39","v":0},{"$f":"'Asset data'!CA39","v":0},{"$f":"'Asset data'!CB39","v":0},{"$f":"'Asset data'!CC39","v":0},{"$f":"'Asset data'!CD39","v":0},{"$f":"'Asset data'!CE39","v":0},{"$f":"'Asset data'!CF39","v":0},{"$f":"'Asset data'!CG39","v":0},{"$f":"'Asset data'!CH39","v":0},{"$f":"'Asset data'!CI39","v":0},{"$f":"'Asset data'!CJ39","v":0},{"$f":"'Asset data'!CK39","v":0},{"$f":"'Asset data'!CL39","v":0},{"$f":"'Asset data'!CM39","v":0},{"$f":"'Asset data'!CN39","v":0},{"$f":"'Asset data'!CO39","v":0},{"$f":"'Asset data'!CP39","v":0},{"$f":"'Asset data'!CQ39","v":0},{"$f":"'Asset data'!CR39","v":0},{"$f":"'Asset data'!CS39","v":0},{"$f":"'Asset data'!CT39","v":0},{"$f":"'Asset data'!CU39","v":0},{"$f":"'Asset data'!CV39","v":0},{"$f":"'Asset data'!CW39","v":0},{"$f":"'Asset data'!CX39","v":0},{"$f":"'Asset data'!CY39","v":0},{"$f":"'Asset data'!CZ39","v":0},{"$f":"'Asset data'!DA39","v":0},{"$f":"'Asset data'!DB39","v":0},{"$f":"'Asset data'!DC39","v":0},{"$f":"'Asset data'!DD39","v":0},{"$f":"'Asset data'!DE39","v":0},{"$f":"'Asset data'!DF39","v":0},{"$f":"'Asset data'!DG39","v":0},{"$f":"'Asset data'!DH39","v":0},{"$f":"'Asset data'!DI39","v":0},{"$f":"'Asset data'!DJ39","v":0},{"$f":"'Asset data'!DK39","v":0},{"$f":"'Asset data'!DL39","v":0},{"$f":"'Asset data'!DM39","v":0},{"$f":"'Asset data'!DN39","v":0},{"$f":"'Asset data'!DO39","v":0},{"$f":"'Asset data'!DP39","v":0},{"$f":"'Asset data'!DQ39","v":0},{"$f":"'Asset data'!DR39","v":0},{"$f":"'Asset data'!DS39","v":0},{"$f":"'Asset data'!DT39","v":0},{"$f":"'Asset data'!DU39","v":0},{"$f":"'Asset data'!DV39","v":0},{"$f":"'Asset data'!DW39","v":0},{"$f":"'Asset data'!DX39","v":0},{"$f":"'Asset data'!DY39","v":0},{"$f":"'Asset data'!DZ39","v":0},{"$f":"'Asset data'!EA39","v":0},{"$f":"'Asset data'!EB39","v":0},{"$f":"'Asset data'!EC39","v":0},{"$f":"'Asset data'!ED39","v":0},{"$f":"'Asset data'!EE39","v":0},{"$f":"'Asset data'!EF39","v":0},{"$f":"'Asset data'!EG39","v":0},{"$f":"'Asset data'!EH39","v":0},{"$f":"'Asset data'!EI39","v":0},{"$f":"'Asset data'!EJ39","v":0},{"$f":"'Asset data'!EK39","v":0},{"$f":"'Asset data'!EL39","v":0},{"$f":"'Asset data'!EM39","v":0},{"$f":"'Asset data'!EN39","v":0},{"$f":"'Asset data'!EO39","v":0},{"$f":"'Asset data'!EP39","v":0},{"$f":"'Asset data'!EQ39","v":0},{"$f":"'Asset data'!ER39","v":0},{"$f":"'Asset data'!ES39","v":0},{"$f":"'Asset data'!ET39","v":0},{"$f":"'Asset data'!EU39","v":0},{"$f":"'Asset data'!EV39","v":0},{"$f":"'Asset data'!EW39","v":0},{"$f":"'Asset data'!EX39","v":0},{"$f":"'Asset data'!EY39","v":0},{"$f":"'Asset data'!EZ39","v":0},{"$f":"'Asset data'!FA39","v":0},{"$f":"'Asset data'!FB39","v":0},{"$f":"'Asset data'!FC39","v":0},{"$f":"'Asset data'!FD39","v":0},{"$f":"'Asset data'!FE39","v":0},{"$f":"'Asset data'!FF39","v":0},{"$f":"'Asset data'!FG39","v":0}]
[{"$f":"'Asset data'!A40","v":0},{"$f":"'Asset data'!B40","v":0},{"$f":"'Asset data'!C40","v":0},{"$f":"'Asset data'!E40","v":0},{"$f":"'Asset data'!I40","v":0},{"$f":"'Asset data'!L40","v":0},{"$f":"'Asset data'!M40","v":0},{"$f":"'Asset data'!N40","v":0},{"$f":"'Asset data'!O40","v":0},{"$f":"'Asset data'!P40","v":0},{"$f":"'Asset data'!Q40","v":0},{"$f":"'Asset data'!R40","v":0},{"$f":"'Asset data'!S40","v":0},{"$f":"'Asset data'!T40","v":0},{"$f":"'Asset data'!U40","v":0},{"$f":"'Asset data'!V40","v":0},{"$f":"'Asset data'!W40","v":0},{"$f":"'Asset data'!X40","v":0},{"$f":"'Asset data'!Y40","v":0},{"$f":"'Asset data'!Z40","v":0},{"$f":"'Asset data'!AA40","v":0},{"$f":"'Asset data'!AB40","v":0},{"$f":"'Asset data'!AC40","v":0},{"$f":"'Asset data'!AD40","v":0},{"$f":"'Asset data'!AE40","v":0},{"$f":"'Asset data'!AF40","v":0},{"$f":"'Asset data'!AG40","v":0},{"$f":"'Asset data'!AH40","v":0},{"$f":"'Asset data'!AI40","v":0},{"$f":"'Asset data'!AJ40","v":0},{"$f":"'Asset data'!AK40","v":0},{"$f":"'Asset data'!AL40","v":0},{"$f":"'Asset data'!AM40","v":0},{"$f":"'Asset data'!AN40","v":0},{"$f":"'Asset data'!AO40","v":0},{"$f":"'Asset data'!AP40","v":0},{"$f":"'Asset data'!AQ40","v":0},{"$f":"'Asset data'!AR40","v":0},{"$f":"'Asset data'!AS40","v":0},{"$f":"'Asset data'!AT40","v":0},{"$f":"'Asset data'!AU40","v":0},{"$f":"'Asset data'!AV40","v":0},{"$f":"'Asset data'!AW40","v":0},{"$f":"'Asset data'!AX40","v":0},{"$f":"'Asset data'!AY40","v":0},{"$f":"'Asset data'!AZ40","v":0},{"$f":"'Asset data'!BA40","v":0},{"$f":"'Asset data'!BB40","v":0},{"$f":"'Asset data'!BC40","v":0},{"$f":"'Asset data'!BD40","v":0},{"$f":"'Asset data'!BE40","v":0},{"$f":"'Asset data'!BF40","v":0},{"$f":"'Asset data'!BG40","v":0},{"$f":"'Asset data'!BH40","v":0},{"$f":"'Asset data'!BI40","v":0},{"$f":"'Asset data'!BJ40","v":0},{"$f":"'Asset data'!BK40","v":0},{"$f":"'Asset data'!BL40","v":0},{"$f":"'Asset data'!BM40","v":0},{"$f":"'Asset data'!BN40","v":0},{"$f":"'Asset data'!BO40","v":0},{"$f":"'Asset data'!BP40","v":0},{"$f":"'Asset data'!BQ40","v":0},{"$f":"'Asset data'!BR40","v":0},{"$f":"'Asset data'!BS40","v":0},{"$f":"'Asset data'!BT40","v":0},{"$f":"'Asset data'!BU40","v":0},{"$f":"'Asset data'!BV40","v":0},{"$f":"'Asset data'!BW40","v":0},{"$f":"'Asset data'!BX40","v":0},{"$f":"'Asset data'!BY40","v":0},{"$f":"'Asset data'!BZ40","v":0},{"$f":"'Asset data'!CA40","v":0},{"$f":"'Asset data'!CB40","v":0},{"$f":"'Asset data'!CC40","v":0},{"$f":"'Asset data'!CD40","v":0},{"$f":"'Asset data'!CE40","v":0},{"$f":"'Asset data'!CF40","v":0},{"$f":"'Asset data'!CG40","v":0},{"$f":"'Asset data'!CH40","v":0},{"$f":"'Asset data'!CI40","v":0},{"$f":"'Asset data'!CJ40","v":0},{"$f":"'Asset data'!CK40","v":0},{"$f":"'Asset data'!CL40","v":0},{"$f":"'Asset data'!CM40","v":0},{"$f":"'Asset data'!CN40","v":0},{"$f":"'Asset data'!CO40","v":0},{"$f":"'Asset data'!CP40","v":0},{"$f":"'Asset data'!CQ40","v":0},{"$f":"'Asset data'!CR40","v":0},{"$f":"'Asset data'!CS40","v":0},{"$f":"'Asset data'!CT40","v":0},{"$f":"'Asset data'!CU40","v":0},{"$f":"'Asset data'!CV40","v":0},{"$f":"'Asset data'!CW40","v":0},{"$f":"'Asset data'!CX40","v":0},{"$f":"'Asset data'!CY40","v":0},{"$f":"'Asset data'!CZ40","v":0},{"$f":"'Asset data'!DA40","v":0},{"$f":"'Asset data'!DB40","v":0},{"$f":"'Asset data'!DC40","v":0},{"$f":"'Asset data'!DD40","v":0},{"$f":"'Asset data'!DE40","v":0},{"$f":"'Asset data'!DF40","v":0},{"$f":"'Asset data'!DG40","v":0},{"$f":"'Asset data'!DH40","v":0},{"$f":"'Asset data'!DI40","v":0},{"$f":"'Asset data'!DJ40","v":0},{"$f":"'Asset data'!DK40","v":0},{"$f":"'Asset data'!DL40","v":0},{"$f":"'Asset data'!DM40","v":0},{"$f":"'Asset data'!DN40","v":0},{"$f":"'Asset data'!DO40","v":0},{"$f":"'Asset data'!DP40","v":0},{"$f":"'Asset data'!DQ40","v":0},{"$f":"'Asset data'!DR40","v":0},{"$f":"'Asset data'!DS40","v":0},{"$f":"'Asset data'!DT40","v":0},{"$f":"'Asset data'!DU40","v":0},{"$f":"'Asset data'!DV40","v":0},{"$f":"'Asset data'!DW40","v":0},{"$f":"'Asset data'!DX40","v":0},{"$f":"'Asset data'!DY40","v":0},{"$f":"'Asset data'!DZ40","v":0},{"$f":"'Asset data'!EA40","v":0},{"$f":"'Asset data'!EB40","v":0},{"$f":"'Asset data'!EC40","v":0},{"$f":"'Asset data'!ED40","v":0},{"$f":"'Asset data'!EE40","v":0},{"$f":"'Asset data'!EF40","v":0},{"$f":"'Asset data'!EG40","v":0},{"$f":"'Asset data'!EH40","v":0},{"$f":"'Asset data'!EI40","v":0},{"$f":"'Asset data'!EJ40","v":0},{"$f":"'Asset data'!EK40","v":0},{"$f":"'Asset data'!EL40","v":0},{"$f":"'Asset data'!EM40","v":0},{"$f":"'Asset data'!EN40","v":0},{"$f":"'Asset data'!EO40","v":0},{"$f":"'Asset data'!EP40","v":0},{"$f":"'Asset data'!EQ40","v":0},{"$f":"'Asset data'!ER40","v":0},{"$f":"'Asset data'!ES40","v":0},{"$f":"'Asset data'!ET40","v":0},{"$f":"'Asset data'!EU40","v":0},{"$f":"'Asset data'!EV40","v":0},{"$f":"'Asset data'!EW40","v":0},{"$f":"'Asset data'!EX40","v":0},{"$f":"'Asset data'!EY40","v":0},{"$f":"'Asset data'!EZ40","v":0},{"$f":"'Asset data'!FA40","v":0},{"$f":"'Asset data'!FB40","v":0},{"$f":"'Asset data'!FC40","v":0},{"$f":"'Asset data'!FD40","v":0},{"$f":"'Asset data'!FE40","v":0},{"$f":"'Asset data'!FF40","v":0},{"$f":"'Asset data'!FG40","v":0}]
[{"$f":"'Asset data'!A41","v":0},{"$f":"'Asset data'!B41","v":0},{"$f":"'Asset data'!C41","v":0},{"$f":"'Asset data'!E41","v":0},{"$f":"'Asset data'!I41","v":0},{"$f":"'Asset data'!L41","v":0},{"$f":"'Asset data'!M41","v":0},{"$f":"'Asset data'!N41","v":0},{"$f":"'Asset data'!O41","v":0},{"$f":"'Asset data'!P41","v":0},{"$f":"'Asset data'!Q41","v":0},{"$f":"'Asset data'!R41","v":0},{"$f":"'Asset data'!S41","v":0},{"$f":"'Asset data'!T41","v":0},{"$f":"'Asset data'!U41","v":0},{"$f":"'Asset data'!V41","v":0},{"$f":"'Asset data'!W41","v":0},{"$f":"'Asset data'!X41","v":0},{"$f":"'Asset data'!Y41","v":0},{"$f":"'Asset data'!Z41","v":0},{"$f":"'Asset data'!AA41","v":0},{"$f":"'Asset data'!AB41","v":0},{"$f":"'Asset data'!AC41","v":0},{"$f":"'Asset data'!AD41","v":0},{"$f":"'Asset data'!AE41","v":0},{"$f":"'Asset data'!AF41","v":0},{"$f":"'Asset data'!AG41","v":0},{"$f":"'Asset data'!AH41","v":0},{"$f":"'Asset data'!AI41","v":0},{"$f":"'Asset data'!AJ41","v":0},{"$f":"'Asset data'!AK41","v":0},{"$f":"'Asset data'!AL41","v":0},{"$f":"'Asset data'!AM41","v":0},{"$f":"'Asset data'!AN41","v":0},{"$f":"'Asset data'!AO41","v":0},{"$f":"'Asset data'!AP41","v":0},{"$f":"'Asset data'!AQ41","v":0},{"$f":"'Asset data'!AR41","v":0},{"$f":"'Asset data'!AS41","v":0},{"$f":"'Asset data'!AT41","v":0},{"$f":"'Asset data'!AU41","v":0},{"$f":"'Asset data'!AV41","v":0},{"$f":"'Asset data'!AW41","v":0},{"$f":"'Asset data'!AX41","v":0},{"$f":"'Asset data'!AY41","v":0},{"$f":"'Asset data'!AZ41","v":0},{"$f":"'Asset data'!BA41","v":0},{"$f":"'Asset data'!BB41","v":0},{"$f":"'Asset data'!BC41","v":0},{"$f":"'Asset data'!BD41","v":0},{"$f":"'Asset data'!BE41","v":0},{"$f":"'Asset data'!BF41","v":0},{"$f":"'Asset data'!BG41","v":0},{"$f":"'Asset data'!BH41","v":0},{"$f":"'Asset data'!BI41","v":0},{"$f":"'Asset data'!BJ41","v":0},{"$f":"'Asset data'!BK41","v":0},{"$f":"'Asset data'!BL41","v":0},{"$f":"'Asset data'!BM41","v":0},{"$f":"'Asset data'!BN41","v":0},{"$f":"'Asset data'!BO41","v":0},{"$f":"'Asset data'!BP41","v":0},{"$f":"'Asset data'!BQ41","v":0},{"$f":"'Asset data'!BR41","v":0},{"$f":"'Asset data'!BS41","v":0},{"$f":"'Asset data'!BT41","v":0},{"$f":"'Asset data'!BU41","v":0},{"$f":"'Asset data'!BV41","v":0},{"$f":"'Asset data'!BW41","v":0},{"$f":"'Asset data'!BX41","v":0},{"$f":"'Asset data'!BY41","v":0},{"$f":"'Asset data'!BZ41","v":0},{"$f":"'Asset data'!CA41","v":0},{"$f":"'Asset data'!CB41","v":0},{"$f":"'Asset data'!CC41","v":0},{"$f":"'Asset data'!CD41","v":0},{"$f":"'Asset data'!CE41","v":0},{"$f":"'Asset data'!CF41","v":0},{"$f":"'Asset data'!CG41","v":0},{"$f":"'Asset data'!CH41","v":0},{"$f":"'Asset data'!CI41","v":0},{"$f":"'Asset data'!CJ41","v":0},{"$f":"'Asset data'!CK41","v":0},{"$f":"'Asset data'!CL41","v":0},{"$f":"'Asset data'!CM41","v":0},{"$f":"'Asset data'!CN41","v":0},{"$f":"'Asset data'!CO41","v":0},{"$f":"'Asset data'!CP41","v":0},{"$f":"'Asset data'!CQ41","v":0},{"$f":"'Asset data'!CR41","v":0},{"$f":"'Asset data'!CS41","v":0},{"$f":"'Asset data'!CT41","v":0},{"$f":"'Asset data'!CU41","v":0},{"$f":"'Asset data'!CV41","v":0},{"$f":"'Asset data'!CW41","v":0},{"$f":"'Asset data'!CX41","v":0},{"$f":"'Asset data'!CY41","v":0},{"$f":"'Asset data'!CZ41","v":0},{"$f":"'Asset data'!DA41","v":0},{"$f":"'Asset data'!DB41","v":0},{"$f":"'Asset data'!DC41","v":0},{"$f":"'Asset data'!DD41","v":0},{"$f":"'Asset data'!DE41","v":0},{"$f":"'Asset data'!DF41","v":0},{"$f":"'Asset data'!DG41","v":0},{"$f":"'Asset data'!DH41","v":0},{"$f":"'Asset data'!DI41","v":0},{"$f":"'Asset data'!DJ41","v":0},{"$f":"'Asset data'!DK41","v":0},{"$f":"'Asset data'!DL41","v":0},{"$f":"'Asset data'!DM41","v":0},{"$f":"'Asset data'!DN41","v":0},{"$f":"'Asset data'!DO41","v":0},{"$f":"'Asset data'!DP41","v":0},{"$f":"'Asset data'!DQ41","v":0},{"$f":"'Asset data'!DR41","v":0},{"$f":"'Asset data'!DS41","v":0},{"$f":"'Asset data'!DT41","v":0},{"$f":"'Asset data'!DU41","v":0},{"$f":"'Asset data'!DV41","v":0},{"$f":"'Asset data'!DW41","v":0},{"$f":"'Asset data'!DX41","v":0},{"$f":"'Asset data'!DY41","v":0},{"$f":"'Asset data'!DZ41","v":0},{"$f":"'Asset data'!EA41","v":0},{"$f":"'Asset data'!EB41","v":0},{"$f":"'Asset data'!EC41","v":0},{"$f":"'Asset data'!ED41","v":0},{"$f":"'Asset data'!EE41","v":0},{"$f":"'Asset data'!EF41","v":0},{"$f":"'Asset data'!EG41","v":0},{"$f":"'Asset data'!EH41","v":0},{"$f":"'Asset data'!EI41","v":0},{"$f":"'Asset data'!EJ41","v":0},{"$f":"'Asset data'!EK41","v":0},{"$f":"'Asset data'!EL41","v":0},{"$f":"'Asset data'!EM41","v":0},{"$f":"'Asset data'!EN41","v":0},{"$f":"'Asset data'!EO41","v":0},{"$f":"'Asset data'!EP41","v":0},{"$f":"'Asset data'!EQ41","v":0},{"$f":"'Asset data'!ER41","v":0},{"$f":"'Asset data'!ES41","v":0},{"$f":"'Asset data'!ET41","v":0},{"$f":"'Asset data'!EU41","v":0},{"$f":"'Asset data'!EV41","v":0},{"$f":"'Asset data'!EW41","v":0},{"$f":"'Asset data'!EX41","v":0},{"$f":"'Asset data'!EY41","v":0},{"$f":"'Asset data'!EZ41","v":0},{"$f":"'Asset data'!FA41","v":0},{"$f":"'Asset data'!FB41","v":0},{"$f":"'Asset data'!FC41","v":0},{"$f":"'Asset data'!FD41","v":0},{"$f":"'Asset data'!FE41","v":0},{"$f":"'Asset data'!FF41","v":0},{"$f":"'Asset data'!FG41","v":0}]
[{"$f":"'Asset data'!A42","v":0},{"$f":"'Asset data'!B42","v":0},{"$f":"'Asset data'!C42","v":0},{"$f":"'Asset data'!E42","v":0},{"$f":"'Asset data'!I42","v":0},{"$f":"'Asset data'!L42","v":0},{"$f":"'Asset data'!M42","v":0},{"$f":"'Asset data'!N42","v":0},{"$f":"'Asset data'!O42","v":0},{"$f":"'Asset data'!P42","v":0},{"$f":"'Asset data'!Q42","v":0},{"$f":"'Asset data'!R42","v":0},{"$f":"'Asset data'!S42","v":0},{"$f":"'Asset data'!T42","v":0},{"$f":"'Asset data'!U42","v":0},{"$f":"'Asset data'!V42","v":0},{"$f":"'Asset data'!W42","v":0},{"$f":"'Asset data'!X42","v":0},{"$f":"'Asset data'!Y42","v":0},{"$f":"'Asset data'!Z42","v":0},{"$f":"'Asset data'!AA42","v":0},{"$f":"'Asset data'!AB42","v":0},{"$f":"'Asset data'!AC42","v":0},{"$f":"'Asset data'!AD42","v":0},{"$f":"'Asset data'!AE42","v":0},{"$f":"'Asset data'!AF42","v":0},{"$f":"'Asset data'!AG42","v":0},{"$f":"'Asset data'!AH42","v":0},{"$f":"'Asset data'!AI42","v":0},{"$f":"'Asset data'!AJ42","v":0},{"$f":"'Asset data'!AK42","v":0},{"$f":"'Asset data'!AL42","v":0},{"$f":"'Asset data'!AM42","v":0},{"$f":"'Asset data'!AN42","v":0},{"$f":"'Asset data'!AO42","v":0},{"$f":"'Asset data'!AP42","v":0},{"$f":"'Asset data'!AQ42","v":0},{"$f":"'Asset data'!AR42","v":0},{"$f":"'Asset data'!AS42","v":0},{"$f":"'Asset data'!AT42","v":0},{"$f":"'Asset data'!AU42","v":0},{"$f":"'Asset data'!AV42","v":0},{"$f":"'Asset data'!AW42","v":0},{"$f":"'Asset data'!AX42","v":0},{"$f":"'Asset data'!AY42","v":0},{"$f":"'Asset data'!AZ42","v":0},{"$f":"'Asset data'!BA42","v":0},{"$f":"'Asset data'!BB42","v":0},{"$f":"'Asset data'!BC42","v":0},{"$f":"'Asset data'!BD42","v":0},{"$f":"'Asset data'!BE42","v":0},{"$f":"'Asset data'!BF42","v":0},{"$f":"'Asset data'!BG42","v":0},{"$f":"'Asset data'!BH42","v":0},{"$f":"'Asset data'!BI42","v":0},{"$f":"'Asset data'!BJ42","v":0},{"$f":"'Asset data'!BK42","v":0},{"$f":"'Asset data'!BL42","v":0},{"$f":"'Asset data'!BM42","v":0},{"$f":"'Asset data'!BN42","v":0},{"$f":"'Asset data'!BO42","v":0},{"$f":"'Asset data'!BP42","v":0},{"$f":"'Asset data'!BQ42","v":0},{"$f":"'Asset data'!BR42","v":0},{"$f":"'Asset data'!BS42","v":0},{"$f":"'Asset data'!BT42","v":0},{"$f":"'Asset data'!BU42","v":0},{"$f":"'Asset data'!BV42","v":0},{"$f":"'Asset data'!BW42","v":0},{"$f":"'Asset data'!BX42","v":0},{"$f":"'Asset data'!BY42","v":0},{"$f":"'Asset data'!BZ42","v":0},{"$f":"'Asset data'!CA42","v":0},{"$f":"'Asset data'!CB42","v":0},{"$f":"'Asset data'!CC42","v":0},{"$f":"'Asset data'!CD42","v":0},{"$f":"'Asset data'!CE42","v":0},{"$f":"'Asset data'!CF42","v":0},{"$f":"'Asset data'!CG42","v":0},{"$f":"'Asset data'!CH42","v":0},{"$f":"'Asset data'!CI42","v":0},{"$f":"'Asset data'!CJ42","v":0},{"$f":"'Asset data'!CK42","v":0},{"$f":"'Asset data'!CL42","v":0},{"$f":"'Asset data'!CM42","v":0},{"$f":"'Asset data'!CN42","v":0},{"$f":"'Asset data'!CO42","v":0},{"$f":"'Asset data'!CP42","v":0},{"$f":"'Asset data'!CQ42","v":0},{"$f":"'Asset data'!CR42","v":0},{"$f":"'Asset data'!CS42","v":0},{"$f":"'Asset data'!CT42","v":0},{"$f":"'Asset data'!CU42","v":0},{"$f":"'Asset data'!CV42","v":0},{"$f":"'Asset data'!CW42","v":0},{"$f":"'Asset data'!CX42","v":0},{"$f":"'Asset data'!CY42","v":0},{"$f":"'Asset data'!CZ42","v":0},{"$f":"'Asset data'!DA42","v":0},{"$f":"'Asset data'!DB42","v":0},{"$f":"'Asset data'!DC42","v":0},{"$f":"'Asset data'!DD42","v":0},{"$f":"'Asset data'!DE42","v":0},{"$f":"'Asset data'!DF42","v":0},{"$f":"'Asset data'!DG42","v":0},{"$f":"'Asset data'!DH42","v":0},{"$f":"'Asset data'!DI42","v":0},{"$f":"'Asset data'!DJ42","v":0},{"$f":"'Asset data'!DK42","v":0},{"$f":"'Asset data'!DL42","v":0},{"$f":"'Asset data'!DM42","v":0},{"$f":"'Asset data'!DN42","v":0},{"$f":"'Asset data'!DO42","v":0},{"$f":"'Asset data'!DP42","v":0},{"$f":"'Asset data'!DQ42","v":0},{"$f":"'Asset data'!DR42","v":0},{"$f":"'Asset data'!DS42","v":0},{"$f":"'Asset data'!DT42","v":0},{"$f":"'Asset data'!DU42","v":0},{"$f":"'Asset data'!DV42","v":0},{"$f":"'Asset data'!DW42","v":0},{"$f":"'Asset data'!DX42","v":0},{"$f":"'Asset data'!DY42","v":0},{"$f":"'Asset data'!DZ42","v":0},{"$f":"'Asset data'!EA42","v":0},{"$f":"'Asset data'!EB42","v":0},{"$f":"'Asset data'!EC42","v":0},{"$f":"'Asset data'!ED42","v":0},{"$f":"'Asset data'!EE42","v":0},{"$f":"'Asset data'!EF42","v":0},{"$f":"'Asset data'!EG42","v":0},{"$f":"'Asset data'!EH42","v":0},{"$f":"'Asset data'!EI42","v":0},{"$f":"'Asset data'!EJ42","v":0},{"$f":"'Asset data'!EK42","v":0},{"$f":"'Asset data'!EL42","v":0},{"$f":"'Asset data'!EM42","v":0},{"$f":"'Asset data'!EN42","v":0},{"$f":"'Asset data'!EO42","v":0},{"$f":"'Asset data'!EP42","v":0},{"$f":"'Asset data'!EQ42","v":0},{"$f":"'Asset data'!ER42","v":0},{"$f":"'Asset data'!ES42","v":0},{"$f":"'Asset data'!ET42","v":0},{"$f":"'Asset data'!EU42","v":0},{"$f":"'Asset data'!EV42","v":0},{"$f":"'Asset data'!EW42","v":0},{"$f":"'Asset data'!EX42","v":0},{"$f":"'Asset data'!EY42","v":0},{"$f":"'Asset data'!EZ42","v":0},{"$f":"'Asset data'!FA42","v":0},{"$f":"'Asset data'!FB42","v":0},{"$f":"'Asset data'!FC42","v":0},{"$f":"'Asset data'!FD42","v":0},{"$f":"'Asset data'!FE42","v":0},{"$f":"'Asset data'!FF42","v":0},{"$f":"'Asset data'!FG42","v":0}]
[{"$f":"'Asset data'!A43","v":0},{"$f":"'Asset data'!B43","v":0},{"$f":"'Asset data'!C43","v":0},{"$f":"'Asset data'!E43","v":0},{"$f":"'Asset data'!I43","v":0},{"$f":"'Asset data'!L43","v":0},{"$f":"'Asset data'!M43","v":0},{"$f":"'Asset data'!N43","v":0},{"$f":"'Asset data'!O43","v":0},{"$f":"'Asset data'!P43","v":0},{"$f":"'Asset data'!Q43","v":0},{"$f":"'Asset data'!R43","v":0},{"$f":"'Asset data'!S43","v":0},{"$f":"'Asset data'!T43","v":0},{"$f":"'Asset data'!U43","v":0},{"$f":"'Asset data'!V43","v":0},{"$f":"'Asset data'!W43","v":0},{"$f":"'Asset data'!X43","v":0},{"$f":"'Asset data'!Y43","v":0},{"$f":"'Asset data'!Z43","v":0},{"$f":"'Asset data'!AA43","v":0},{"$f":"'Asset data'!AB43","v":0},{"$f":"'Asset data'!AC43","v":0},{"$f":"'Asset data'!AD43","v":0},{"$f":"'Asset data'!AE43","v":0},{"$f":"'Asset data'!AF43","v":0},{"$f":"'Asset data'!AG43","v":0},{"$f":"'Asset data'!AH43","v":0},{"$f":"'Asset data'!AI43","v":0},{"$f":"'Asset data'!AJ43","v":0},{"$f":"'Asset data'!AK43","v":0},{"$f":"'Asset data'!AL43","v":0},{"$f":"'Asset data'!AM43","v":0},{"$f":"'Asset data'!AN43","v":0},{"$f":"'Asset data'!AO43","v":0},{"$f":"'Asset data'!AP43","v":0},{"$f":"'Asset data'!AQ43","v":0},{"$f":"'Asset data'!AR43","v":0},{"$f":"'Asset data'!AS43","v":0},{"$f":"'Asset data'!AT43","v":0},{"$f":"'Asset data'!AU43","v":0},{"$f":"'Asset data'!AV43","v":0},{"$f":"'Asset data'!AW43","v":0},{"$f":"'Asset data'!AX43","v":0},{"$f":"'Asset data'!AY43","v":0},{"$f":"'Asset data'!AZ43","v":0},{"$f":"'Asset data'!BA43","v":0},{"$f":"'Asset data'!BB43","v":0},{"$f":"'Asset data'!BC43","v":0},{"$f":"'Asset data'!BD43","v":0},{"$f":"'Asset data'!BE43","v":0},{"$f":"'Asset data'!BF43","v":0},{"$f":"'Asset data'!BG43","v":0},{"$f":"'Asset data'!BH43","v":0},{"$f":"'Asset data'!BI43","v":0},{"$f":"'Asset data'!BJ43","v":0},{"$f":"'Asset data'!BK43","v":0},{"$f":"'Asset data'!BL43","v":0},{"$f":"'Asset data'!BM43","v":0},{"$f":"'Asset data'!BN43","v":0},{"$f":"'Asset data'!BO43","v":0},{"$f":"'Asset data'!BP43","v":0},{"$f":"'Asset data'!BQ43","v":0},{"$f":"'Asset data'!BR43","v":0},{"$f":"'Asset data'!BS43","v":0},{"$f":"'Asset data'!BT43","v":0},{"$f":"'Asset data'!BU43","v":0},{"$f":"'Asset data'!BV43","v":0},{"$f":"'Asset data'!BW43","v":0},{"$f":"'Asset data'!BX43","v":0},{"$f":"'Asset data'!BY43","v":0},{"$f":"'Asset data'!BZ43","v":0},{"$f":"'Asset data'!CA43","v":0},{"$f":"'Asset data'!CB43","v":0},{"$f":"'Asset data'!CC43","v":0},{"$f":"'Asset data'!CD43","v":0},{"$f":"'Asset data'!CE43","v":0},{"$f":"'Asset data'!CF43","v":0},{"$f":"'Asset data'!CG43","v":0},{"$f":"'Asset data'!CH43","v":0},{"$f":"'Asset data'!CI43","v":0},{"$f":"'Asset data'!CJ43","v":0},{"$f":"'Asset data'!CK43","v":0},{"$f":"'Asset data'!CL43","v":0},{"$f":"'Asset data'!CM43","v":0},{"$f":"'Asset data'!CN43","v":0},{"$f":"'Asset data'!CO43","v":0},{"$f":"'Asset data'!CP43","v":0},{"$f":"'Asset data'!CQ43","v":0},{"$f":"'Asset data'!CR43","v":0},{"$f":"'Asset data'!CS43","v":0},{"$f":"'Asset data'!CT43","v":0},{"$f":"'Asset data'!CU43","v":0},{"$f":"'Asset data'!CV43","v":0},{"$f":"'Asset data'!CW43","v":0},{"$f":"'Asset data'!CX43","v":0},{"$f":"'Asset data'!CY43","v":0},{"$f":"'Asset data'!CZ43","v":0},{"$f":"'Asset data'!DA43","v":0},{"$f":"'Asset data'!DB43","v":0},{"$f":"'Asset data'!DC43","v":0},{"$f":"'Asset data'!DD43","v":0},{"$f":"'Asset data'!DE43","v":0},{"$f":"'Asset data'!DF43","v":0},{"$f":"'Asset data'!DG43","v":0},{"$f":"'Asset data'!DH43","v":0},{"$f":"'Asset data'!DI43","v":0},{"$f":"'Asset data'!DJ43","v":0},{"$f":"'Asset data'!DK43","v":0},{"$f":"'Asset data'!DL43","v":0},{"$f":"'Asset data'!DM43","v":0},{"$f":"'Asset data'!DN43","v":0},{"$f":"'Asset data'!DO43","v":0},{"$f":"'Asset data'!DP43","v":0},{"$f":"'Asset data'!DQ43","v":0},{"$f":"'Asset data'!DR43","v":0},{"$f":"'Asset data'!DS43","v":0},{"$f":"'Asset data'!DT43","v":0},{"$f":"'Asset data'!DU43","v":0},{"$f":"'Asset data'!DV43","v":0},{"$f":"'Asset data'!DW43","v":0},{"$f":"'Asset data'!DX43","v":0},{"$f":"'Asset data'!DY43","v":0},{"$f":"'Asset data'!DZ43","v":0},{"$f":"'Asset data'!EA43","v":0},{"$f":"'Asset data'!EB43","v":0},{"$f":"'Asset data'!EC43","v":0},{"$f":"'Asset data'!ED43","v":0},{"$f":"'Asset data'!EE43","v":0},{"$f":"'Asset data'!EF43","v":0},{"$f":"'Asset data'!EG43","v":0},{"$f":"'Asset data'!EH43","v":0},{"$f":"'Asset data'!EI43","v":0},{"$f":"'Asset data'!EJ43","v":0},{"$f":"'Asset data'!EK43","v":0},{"$f":"'Asset data'!EL43","v":0},{"$f":"'Asset data'!EM43","v":0},{"$f":"'Asset data'!EN43","v":0},{"$f":"'Asset data'!EO43","v":0},{"$f":"'Asset data'!EP43","v":0},{"$f":"'Asset data'!EQ43","v":0},{"$f":"'Asset data'!ER43","v":0},{"$f":"'Asset data'!ES43","v":0},{"$f":"'Asset data'!ET43","v":0},{"$f":"'Asset data'!EU43","v":0},{"$f":"'Asset data'!EV43","v":0},{"$f":"'Asset data'!EW43","v":0},{"$f":"'Asset data'!EX43","v":0},{"$f":"'Asset data'!EY43","v":0},{"$f":"'Asset data'!EZ43","v":0},{"$f":"'Asset data'!FA43","v":0},{"$f":"'Asset data'!FB43","v":0},{"$f":"'Asset data'!FC43","v":0},{"$f":"'Asset data'!FD43","v":0},{"$f":"'Asset data'!FE43","v":0},{"$f":"'Asset data'!FF43","v":0},{"$f":"'Asset data'!FG43","v":0}]
[{"$f":"'Asset data'!A44","v":0},{"$f":"'Asset data'!B44","v":0},{"$f":"'Asset data'!C44","v":0},{"$f":"'Asset data'!E44","v":0},{"$f":"'Asset data'!I44","v":0},{"$f":"'Asset data'!L44","v":0},{"$f":"'Asset data'!M44","v":0},{"$f":"'Asset data'!N44","v":0},{"$f":"'Asset data'!O44","v":0},{"$f":"'Asset data'!P44","v":0},{"$f":"'Asset data'!Q44","v":0},{"$f":"'Asset data'!R44","v":0},{"$f":"'Asset data'!S44","v":0},{"$f":"'Asset data'!T44","v":0},{"$f":"'Asset data'!U44","v":0},{"$f":"'Asset data'!V44","v":0},{"$f":"'Asset data'!W44","v":0},{"$f":"'Asset data'!X44","v":0},{"$f":"'Asset data'!Y44","v":0},{"$f":"'Asset data'!Z44","v":0},{"$f":"'Asset data'!AA44","v":0},{"$f":"'Asset data'!AB44","v":0},{"$f":"'Asset data'!AC44","v":0},{"$f":"'Asset data'!AD44","v":0},{"$f":"'Asset data'!AE44","v":0},{"$f":"'Asset data'!AF44","v":0},{"$f":"'Asset data'!AG44","v":0},{"$f":"'Asset data'!AH44","v":0},{"$f":"'Asset data'!AI44","v":0},{"$f":"'Asset data'!AJ44","v":0},{"$f":"'Asset data'!AK44","v":0},{"$f":"'Asset data'!AL44","v":0},{"$f":"'Asset data'!AM44","v":0},{"$f":"'Asset data'!AN44","v":0},{"$f":"'Asset data'!AO44","v":0},{"$f":"'Asset data'!AP44","v":0},{"$f":"'Asset data'!AQ44","v":0},{"$f":"'Asset data'!AR44","v":0},{"$f":"'Asset data'!AS44","v":0},{"$f":"'Asset data'!AT44","v":0},{"$f":"'Asset data'!AU44","v":0},{"$f":"'Asset data'!AV44","v":0},{"$f":"'Asset data'!AW44","v":0},{"$f":"'Asset data'!AX44","v":0},{"$f":"'Asset data'!AY44","v":0},{"$f":"'Asset data'!AZ44","v":0},{"$f":"'Asset data'!BA44","v":0},{"$f":"'Asset data'!BB44","v":0},{"$f":"'Asset data'!BC44","v":0},{"$f":"'Asset data'!BD44","v":0},{"$f":"'Asset data'!BE44","v":0},{"$f":"'Asset data'!BF44","v":0},{"$f":"'Asset data'!BG44","v":0},{"$f":"'Asset data'!BH44","v":0},{"$f":"'Asset data'!BI44","v":0},{"$f":"'Asset data'!BJ44","v":0},{"$f":"'Asset data'!BK44","v":0},{"$f":"'Asset data'!BL44","v":0},{"$f":"'Asset data'!BM44","v":0},{"$f":"'Asset data'!BN44","v":0},{"$f":"'Asset data'!BO44","v":0},{"$f":"'Asset data'!BP44","v":0},{"$f":"'Asset data'!BQ44","v":0},{"$f":"'Asset data'!BR44","v":0},{"$f":"'Asset data'!BS44","v":0},{"$f":"'Asset data'!BT44","v":0},{"$f":"'Asset data'!BU44","v":0},{"$f":"'Asset data'!BV44","v":0},{"$f":"'Asset data'!BW44","v":0},{"$f":"'Asset data'!BX44","v":0},{"$f":"'Asset data'!BY44","v":0},{"$f":"'Asset data'!BZ44","v":0},{"$f":"'Asset data'!CA44","v":0},{"$f":"'Asset data'!CB44","v":0},{"$f":"'Asset data'!CC44","v":0},{"$f":"'Asset data'!CD44","v":0},{"$f":"'Asset data'!CE44","v":0},{"$f":"'Asset data'!CF44","v":0},{"$f":"'Asset data'!CG44","v":0},{"$f":"'Asset data'!CH44","v":0},{"$f":"'Asset data'!CI44","v":0},{"$f":"'Asset data'!CJ44","v":0},{"$f":"'Asset data'!CK44","v":0},{"$f":"'Asset data'!CL44","v":0},{"$f":"'Asset data'!CM44","v":0},{"$f":"'Asset data'!CN44","v":0},{"$f":"'Asset data'!CO44","v":0},{"$f":"'Asset data'!CP44","v":0},{"$f":"'Asset data'!CQ44","v":0},{"$f":"'Asset data'!CR44","v":0},{"$f":"'Asset data'!CS44","v":0},{"$f":"'Asset data'!CT44","v":0},{"$f":"'Asset data'!CU44","v":0},{"$f":"'Asset data'!CV44","v":0},{"$f":"'Asset data'!CW44","v":0},{"$f":"'Asset data'!CX44","v":0},{"$f":"'Asset data'!CY44","v":0},{"$f":"'Asset data'!CZ44","v":0},{"$f":"'Asset data'!DA44","v":0},{"$f":"'Asset data'!DB44","v":0},{"$f":"'Asset data'!DC44","v":0},{"$f":"'Asset data'!DD44","v":0},{"$f":"'Asset data'!DE44","v":0},{"$f":"'Asset data'!DF44","v":0},{"$f":"'Asset data'!DG44","v":0},{"$f":"'Asset data'!DH44","v":0},{"$f":"'Asset data'!DI44","v":0},{"$f":"'Asset data'!DJ44","v":0},{"$f":"'Asset data'!DK44","v":0},{"$f":"'Asset data'!DL44","v":0},{"$f":"'Asset data'!DM44","v":0},{"$f":"'Asset data'!DN44","v":0},{"$f":"'Asset data'!DO44","v":0},{"$f":"'Asset data'!DP44","v":0},{"$f":"'Asset data'!DQ44","v":0},{"$f":"'Asset data'!DR44","v":0},{"$f":"'Asset data'!DS44","v":0},{"$f":"'Asset data'!DT44","v":0},{"$f":"'Asset data'!DU44","v":0},{"$f":"'Asset data'!DV44","v":0},{"$f":"'Asset data'!DW44","v":0},{"$f":"'Asset data'!DX44","v":0},{"$f":"'Asset data'!DY44","v":0},{"$f":"'Asset data'!DZ44","v":0},{"$f":"'Asset data'!EA44","v":0},{"$f":"'Asset data'!EB44","v":0},{"$f":"'Asset data'!EC44","v":0},{"$f":"'Asset data'!ED44","v":0},{"$f":"'Asset data'!EE44","v":0},{"$f":"'Asset data'!EF44","v":0},{"$f":"'Asset data'!EG44","v":0},{"$f":"'Asset data'!EH44","v":0},{"$f":"'Asset data'!EI44","v":0},{"$f":"'Asset data'!EJ44","v":0},{"$f":"'Asset data'!EK44","v":0},{"$f":"'Asset data'!EL44","v":0},{"$f":"'Asset data'!EM44","v":0},{"$f":"'Asset data'!EN44","v":0},{"$f":"'Asset data'!EO44","v":0},{"$f":"'Asset data'!EP44","v":0},{"$f":"'Asset data'!EQ44","v":0},{"$f":"'Asset data'!ER44","v":0},{"$f":"'Asset data'!ES44","v":0},{"$f":"'Asset data'!ET44","v":0},{"$f":"'Asset data'!EU44","v":0},{"$f":"'Asset data'!EV44","v":0},{"$f":"'Asset data'!EW44","v":0},{"$f":"'Asset data'!EX44","v":0},{"$f":"'Asset data'!EY44","v":0},{"$f":"'Asset data'!EZ44","v":0},{"$f":"'Asset data'!FA44","v":0},{"$f":"'Asset data'!FB44","v":0},{"$f":"'Asset data'!FC44","v":0},{"$f":"'Asset data'!FD44","v":0},{"$f":"'Asset data'!FE44","v":0},{"$f":"'Asset data'!FF44","v":0},{"$f":"'Asset data'!FG44","v":0}]
[{"$f":"'Asset data'!A45","v":0},{"$f":"'Asset data'!B45","v":0},{"$f":"'Asset data'!C45","v":0},{"$f":"'Asset data'!E45","v":0},{"$f":"'Asset data'!I45","v":0},{"$f":"'Asset data'!L45","v":0},{"$f":"'Asset data'!M45","v":0},{"$f":"'Asset data'!N45","v":0},{"$f":"'Asset data'!O45","v":0},{"$f":"'Asset data'!P45","v":0},{"$f":"'Asset data'!Q45","v":0},{"$f":"'Asset data'!R45","v":0},{"$f":"'Asset data'!S45","v":0},{"$f":"'Asset data'!T45","v":0},{"$f":"'Asset data'!U45","v":0},{"$f":"'Asset data'!V45","v":0},{"$f":"'Asset data'!W45","v":0},{"$f":"'Asset data'!X45","v":0},{"$f":"'Asset data'!Y45","v":0},{"$f":"'Asset data'!Z45","v":0},{"$f":"'Asset data'!AA45","v":0},{"$f":"'Asset data'!AB45","v":0},{"$f":"'Asset data'!AC45","v":0},{"$f":"'Asset data'!AD45","v":0},{"$f":"'Asset data'!AE45","v":0},{"$f":"'Asset data'!AF45","v":0},{"$f":"'Asset data'!AG45","v":0},{"$f":"'Asset data'!AH45","v":0},{"$f":"'Asset data'!AI45","v":0},{"$f":"'Asset data'!AJ45","v":0},{"$f":"'Asset data'!AK45","v":0},{"$f":"'Asset data'!AL45","v":0},{"$f":"'Asset data'!AM45","v":0},{"$f":"'Asset data'!AN45","v":0},{"$f":"'Asset data'!AO45","v":0},{"$f":"'Asset data'!AP45","v":0},{"$f":"'Asset data'!AQ45","v":0},{"$f":"'Asset data'!AR45","v":0},{"$f":"'Asset data'!AS45","v":0},{"$f":"'Asset data'!AT45","v":0},{"$f":"'Asset data'!AU45","v":0},{"$f":"'Asset data'!AV45","v":0},{"$f":"'Asset data'!AW45","v":0},{"$f":"'Asset data'!AX45","v":0},{"$f":"'Asset data'!AY45","v":0},{"$f":"'Asset data'!AZ45","v":0},{"$f":"'Asset data'!BA45","v":0},{"$f":"'Asset data'!BB45","v":0},{"$f":"'Asset data'!BC45","v":0},{"$f":"'Asset data'!BD45","v":0},{"$f":"'Asset data'!BE45","v":0},{"$f":"'Asset data'!BF45","v":0},{"$f":"'Asset data'!BG45","v":0},{"$f":"'Asset data'!BH45","v":0},{"$f":"'Asset data'!BI45","v":0},{"$f":"'Asset data'!BJ45","v":0},{"$f":"'Asset data'!BK45","v":0},{"$f":"'Asset data'!BL45","v":0},{"$f":"'Asset data'!BM45","v":0},{"$f":"'Asset data'!BN45","v":0},{"$f":"'Asset data'!BO45","v":0},{"$f":"'Asset data'!BP45","v":0},{"$f":"'Asset data'!BQ45","v":0},{"$f":"'Asset data'!BR45","v":0},{"$f":"'Asset data'!BS45","v":0},{"$f":"'Asset data'!BT45","v":0},{"$f":"'Asset data'!BU45","v":0},{"$f":"'Asset data'!BV45","v":0},{"$f":"'Asset data'!BW45","v":0},{"$f":"'Asset data'!BX45","v":0},{"$f":"'Asset data'!BY45","v":0},{"$f":"'Asset data'!BZ45","v":0},{"$f":"'Asset data'!CA45","v":0},{"$f":"'Asset data'!CB45","v":0},{"$f":"'Asset data'!CC45","v":0},{"$f":"'Asset data'!CD45","v":0},{"$f":"'Asset data'!CE45","v":0},{"$f":"'Asset data'!CF45","v":0},{"$f":"'Asset data'!CG45","v":0},{"$f":"'Asset data'!CH45","v":0},{"$f":"'Asset data'!CI45","v":0},{"$f":"'Asset data'!CJ45","v":0},{"$f":"'Asset data'!CK45","v":0},{"$f":"'Asset data'!CL45","v":0},{"$f":"'Asset data'!CM45","v":0},{"$f":"'Asset data'!CN45","v":0},{"$f":"'Asset data'!CO45","v":0},{"$f":"'Asset data'!CP45","v":0},{"$f":"'Asset data'!CQ45","v":0},{"$f":"'Asset data'!CR45","v":0},{"$f":"'Asset data'!CS45","v":0},{"$f":"'Asset data'!CT45","v":0},{"$f":"'Asset data'!CU45","v":0},{"$f":"'Asset data'!CV45","v":0},{"$f":"'Asset data'!CW45","v":0},{"$f":"'Asset data'!CX45","v":0},{"$f":"'Asset data'!CY45","v":0},{"$f":"'Asset data'!CZ45","v":0},{"$f":"'Asset data'!DA45","v":0},{"$f":"'Asset data'!DB45","v":0},{"$f":"'Asset data'!DC45","v":0},{"$f":"'Asset data'!DD45","v":0},{"$f":"'Asset data'!DE45","v":0},{"$f":"'Asset data'!DF45","v":0},{"$f":"'Asset data'!DG45","v":0},{"$f":"'Asset data'!DH45","v":0},{"$f":"'Asset data'!DI45","v":0},{"$f":"'Asset data'!DJ45","v":0},{"$f":"'Asset data'!DK45","v":0},{"$f":"'Asset data'!DL45","v":0},{"$f":"'Asset data'!DM45","v":0},{"$f":"'Asset data'!DN45","v":0},{"$f":"'Asset data'!DO45","v":0},{"$f":"'Asset data'!DP45","v":0},{"$f":"'Asset data'!DQ45","v":0},{"$f":"'Asset data'!DR45","v":0},{"$f":"'Asset data'!DS45","v":0},{"$f":"'Asset data'!DT45","v":0},{"$f":"'Asset data'!DU45","v":0},{"$f":"'Asset data'!DV45","v":0},{"$f":"'Asset data'!DW45","v":0},{"$f":"'Asset data'!DX45","v":0},{"$f":"'Asset data'!DY45","v":0},{"$f":"'Asset data'!DZ45","v":0},{"$f":"'Asset data'!EA45","v":0},{"$f":"'Asset data'!EB45","v":0},{"$f":"'Asset data'!EC45","v":0},{"$f":"'Asset data'!ED45","v":0},{"$f":"'Asset data'!EE45","v":0},{"$f":"'Asset data'!EF45","v":0},{"$f":"'Asset data'!EG45","v":0},{"$f":"'Asset data'!EH45","v":0},{"$f":"'Asset data'!EI45","v":0},{"$f":"'Asset data'!EJ45","v":0},{"$f":"'Asset data'!EK45","v":0},{"$f":"'Asset data'!EL45","v":0},{"$f":"'Asset data'!EM45","v":0},{"$f":"'Asset data'!EN45","v":0},{"$f":"'Asset data'!EO45","v":0},{"$f":"'Asset data'!EP45","v":0},{"$f":"'Asset data'!EQ45","v":0},{"$f":"'Asset data'!ER45","v":0},{"$f":"'Asset data'!ES45","v":0},{"$f":"'Asset data'!ET45","v":0},{"$f":"'Asset data'!EU45","v":0},{"$f":"'Asset data'!EV45","v":0},{"$f":"'Asset data'!EW45","v":0},{"$f":"'Asset data'!EX45","v":0},{"$f":"'Asset data'!EY45","v":0},{"$f":"'Asset data'!EZ45","v":0},{"$f":"'Asset data'!FA45","v":0},{"$f":"'Asset data'!FB45","v":0},{"$f":"'Asset data'!FC45","v":0},{"$f":"'Asset data'!FD45","v":0},{"$f":"'Asset data'!FE45","v":0},{"$f":"'Asset data'!FF45","v":0},{"$f":"'Asset data'!FG45","v":0}]
[{"$f":"'Asset data'!A46","v":0},{"$f":"'Asset data'!B46","v":0},{"$f":"'Asset data'!C46","v":0},{"$f":"'Asset data'!E46","v":0},{"$f":"'Asset data'!I46","v":0},{"$f":"'Asset data'!L46","v":0},{"$f":"'Asset data'!M46","v":0},{"$f":"'Asset data'!N46","v":0},{"$f":"'Asset data'!O46","v":0},{"$f":"'Asset data'!P46","v":0},{"$f":"'Asset data'!Q46","v":0},{"$f":"'Asset data'!R46","v":0},{"$f":"'Asset data'!S46","v":0},{"$f":"'Asset data'!T46","v":0},{"$f":"'Asset data'!U46","v":0},{"$f":"'Asset data'!V46","v":0},{"$f":"'Asset data'!W46","v":0},{"$f":"'Asset data'!X46","v":0},{"$f":"'Asset data'!Y46","v":0},{"$f":"'Asset data'!Z46","v":0},{"$f":"'Asset data'!AA46","v":0},{"$f":"'Asset data'!AB46","v":0},{"$f":"'Asset data'!AC46","v":0},{"$f":"'Asset data'!AD46","v":0},{"$f":"'Asset data'!AE46","v":0},{"$f":"'Asset data'!AF46","v":0},{"$f":"'Asset data'!AG46","v":0},{"$f":"'Asset data'!AH46","v":0},{"$f":"'Asset data'!AI46","v":0},{"$f":"'Asset data'!AJ46","v":0},{"$f":"'Asset data'!AK46","v":0},{"$f":"'Asset data'!AL46","v":0},{"$f":"'Asset data'!AM46","v":0},{"$f":"'Asset data'!AN46","v":0},{"$f":"'Asset data'!AO46","v":0},{"$f":"'Asset data'!AP46","v":0},{"$f":"'Asset data'!AQ46","v":0},{"$f":"'Asset data'!AR46","v":0},{"$f":"'Asset data'!AS46","v":0},{"$f":"'Asset data'!AT46","v":0},{"$f":"'Asset data'!AU46","v":0},{"$f":"'Asset data'!AV46","v":0},{"$f":"'Asset data'!AW46","v":0},{"$f":"'Asset data'!AX46","v":0},{"$f":"'Asset data'!AY46","v":0},{"$f":"'Asset data'!AZ46","v":0},{"$f":"'Asset data'!BA46","v":0},{"$f":"'Asset data'!BB46","v":0},{"$f":"'Asset data'!BC46","v":0},{"$f":"'Asset data'!BD46","v":0},{"$f":"'Asset data'!BE46","v":0},{"$f":"'Asset data'!BF46","v":0},{"$f":"'Asset data'!BG46","v":0},{"$f":"'Asset data'!BH46","v":0},{"$f":"'Asset data'!BI46","v":0},{"$f":"'Asset data'!BJ46","v":0},{"$f":"'Asset data'!BK46","v":0},{"$f":"'Asset data'!BL46","v":0},{"$f":"'Asset data'!BM46","v":0},{"$f":"'Asset data'!BN46","v":0},{"$f":"'Asset data'!BO46","v":0},{"$f":"'Asset data'!BP46","v":0},{"$f":"'Asset data'!BQ46","v":0},{"$f":"'Asset data'!BR46","v":0},{"$f":"'Asset data'!BS46","v":0},{"$f":"'Asset data'!BT46","v":0},{"$f":"'Asset data'!BU46","v":0},{"$f":"'Asset data'!BV46","v":0},{"$f":"'Asset data'!BW46","v":0},{"$f":"'Asset data'!BX46","v":0},{"$f":"'Asset data'!BY46","v":0},{"$f":"'Asset data'!BZ46","v":0},{"$f":"'Asset data'!CA46","v":0},{"$f":"'Asset data'!CB46","v":0},{"$f":"'Asset data'!CC46","v":0},{"$f":"'Asset data'!CD46","v":0},{"$f":"'Asset data'!CE46","v":0},{"$f":"'Asset data'!CF46","v":0},{"$f":"'Asset data'!CG46","v":0},{"$f":"'Asset data'!CH46","v":0},{"$f":"'Asset data'!CI46","v":0},{"$f":"'Asset data'!CJ46","v":0},{"$f":"'Asset data'!CK46","v":0},{"$f":"'Asset data'!CL46","v":0},{"$f":"'Asset data'!CM46","v":0},{"$f":"'Asset data'!CN46","v":0},{"$f":"'Asset data'!CO46","v":0},{"$f":"'Asset data'!CP46","v":0},{"$f":"'Asset data'!CQ46","v":0},{"$f":"'Asset data'!CR46","v":0},{"$f":"'Asset data'!CS46","v":0},{"$f":"'Asset data'!CT46","v":0},{"$f":"'Asset data'!CU46","v":0},{"$f":"'Asset data'!CV46","v":0},{"$f":"'Asset data'!CW46","v":0},{"$f":"'Asset data'!CX46","v":0},{"$f":"'Asset data'!CY46","v":0},{"$f":"'Asset data'!CZ46","v":0},{"$f":"'Asset data'!DA46","v":0},{"$f":"'Asset data'!DB46","v":0},{"$f":"'Asset data'!DC46","v":0},{"$f":"'Asset data'!DD46","v":0},{"$f":"'Asset data'!DE46","v":0},{"$f":"'Asset data'!DF46","v":0},{"$f":"'Asset data'!DG46","v":0},{"$f":"'Asset data'!DH46","v":0},{"$f":"'Asset data'!DI46","v":0},{"$f":"'Asset data'!DJ46","v":0},{"$f":"'Asset data'!DK46","v":0},{"$f":"'Asset data'!DL46","v":0},{"$f":"'Asset data'!DM46","v":0},{"$f":"'Asset data'!DN46","v":0},{"$f":"'Asset data'!DO46","v":0},{"$f":"'Asset data'!DP46","v":0},{"$f":"'Asset data'!DQ46","v":0},{"$f":"'Asset data'!DR46","v":0},{"$f":"'Asset data'!DS46","v":0},{"$f":"'Asset data'!DT46","v":0},{"$f":"'Asset data'!DU46","v":0},{"$f":"'Asset data'!DV46","v":0},{"$f":"'Asset data'!DW46","v":0},{"$f":"'Asset data'!DX46","v":0},{"$f":"'Asset data'!DY46","v":0},{"$f":"'Asset data'!DZ46","v":0},{"$f":"'Asset data'!EA46","v":0},{"$f":"'Asset data'!EB46","v":0},{"$f":"'Asset data'!EC46","v":0},{"$f":"'Asset data'!ED46","v":0},{"$f":"'Asset data'!EE46","v":0},{"$f":"'Asset data'!EF46","v":0},{"$f":"'Asset data'!EG46","v":0},{"$f":"'Asset data'!EH46","v":0},{"$f":"'Asset data'!EI46","v":0},{"$f":"'Asset data'!EJ46","v":0},{"$f":"'Asset data'!EK46","v":0},{"$f":"'Asset data'!EL46","v":0},{"$f":"'Asset data'!EM46","v":0},{"$f":"'Asset data'!EN46","v":0},{"$f":"'Asset data'!EO46","v":0},{"$f":"'Asset data'!EP46","v":0},{"$f":"'Asset data'!EQ46","v":0},{"$f":"'Asset data'!ER46","v":0},{"$f":"'Asset data'!ES46","v":0},{"$f":"'Asset data'!ET46","v":0},{"$f":"'Asset data'!EU46","v":0},{"$f":"'Asset data'!EV46","v":0},{"$f":"'Asset data'!EW46","v":0},{"$f":"'Asset data'!EX46","v":0},{"$f":"'Asset data'!EY46","v":0},{"$f":"'Asset data'!EZ46","v":0},{"$f":"'Asset data'!FA46","v":0},{"$f":"'Asset data'!FB46","v":0},{"$f":"'Asset data'!FC46","v":0},{"$f":"'Asset data'!FD46","v":0},{"$f":"'Asset data'!FE46","v":0},{"$f":"'Asset data'!FF46","v":0},{"$f":"'Asset data'!FG46","v":0}]
[{"$f":"'Asset data'!A47","v":0},{"$f":"'Asset data'!B47","v":0},{"$f":"'Asset data'!C47","v":0},{"$f":"'Asset data'!E47","v":0},{"$f":"'Asset data'!I47","v":0},{"$f":"'Asset data'!L47","v":0},{"$f":"'Asset data'!M47","v":0},{"$f":"'Asset data'!N47","v":0},{"$f":"'Asset data'!O47","v":0},{"$f":"'Asset data'!P47","v":0},{"$f":"'Asset data'!Q47","v":0},{"$f":"'Asset data'!R47","v":0},{"$f":"'Asset data'!S47","v":0},{"$f":"'Asset data'!T47","v":0},{"$f":"'Asset data'!U47","v":0},{"$f":"'Asset data'!V47","v":0},{"$f":"'Asset data'!W47","v":0},{"$f":"'Asset data'!X47","v":0},{"$f":"'Asset data'!Y47","v":0},{"$f":"'Asset data'!Z47","v":0},{"$f":"'Asset data'!AA47","v":0},{"$f":"'Asset data'!AB47","v":0},{"$f":"'Asset data'!AC47","v":0},{"$f":"'Asset data'!AD47","v":0},{"$f":"'Asset data'!AE47","v":0},{"$f":"'Asset data'!AF47","v":0},{"$f":"'Asset data'!AG47","v":0},{"$f":"'Asset data'!AH47","v":0},{"$f":"'Asset data'!AI47","v":0},{"$f":"'Asset data'!AJ47","v":0},{"$f":"'Asset data'!AK47","v":0},{"$f":"'Asset data'!AL47","v":0},{"$f":"'Asset data'!AM47","v":0},{"$f":"'Asset data'!AN47","v":0},{"$f":"'Asset data'!AO47","v":0},{"$f":"'Asset data'!AP47","v":0},{"$f":"'Asset data'!AQ47","v":0},{"$f":"'Asset data'!AR47","v":0},{"$f":"'Asset data'!AS47","v":0},{"$f":"'Asset data'!AT47","v":0},{"$f":"'Asset data'!AU47","v":0},{"$f":"'Asset data'!AV47","v":0},{"$f":"'Asset data'!AW47","v":0},{"$f":"'Asset data'!AX47","v":0},{"$f":"'Asset data'!AY47","v":0},{"$f":"'Asset data'!AZ47","v":0},{"$f":"'Asset data'!BA47","v":0},{"$f":"'Asset data'!BB47","v":0},{"$f":"'Asset data'!BC47","v":0},{"$f":"'Asset data'!BD47","v":0},{"$f":"'Asset data'!BE47","v":0},{"$f":"'Asset data'!BF47","v":0},{"$f":"'Asset data'!BG47","v":0},{"$f":"'Asset data'!BH47","v":0},{"$f":"'Asset data'!BI47","v":0},{"$f":"'Asset data'!BJ47","v":0},{"$f":"'Asset data'!BK47","v":0},{"$f":"'Asset data'!BL47","v":0},{"$f":"'Asset data'!BM47","v":0},{"$f":"'Asset data'!BN47","v":0},{"$f":"'Asset data'!BO47","v":0},{"$f":"'Asset data'!BP47","v":0},{"$f":"'Asset data'!BQ47","v":0},{"$f":"'Asset data'!BR47","v":0},{"$f":"'Asset data'!BS47","v":0},{"$f":"'Asset data'!BT47","v":0},{"$f":"'Asset data'!BU47","v":0},{"$f":"'Asset data'!BV47","v":0},{"$f":"'Asset data'!BW47","v":0},{"$f":"'Asset data'!BX47","v":0},{"$f":"'Asset data'!BY47","v":0},{"$f":"'Asset data'!BZ47","v":0},{"$f":"'Asset data'!CA47","v":0},{"$f":"'Asset data'!CB47","v":0},{"$f":"'Asset data'!CC47","v":0},{"$f":"'Asset data'!CD47","v":0},{"$f":"'Asset data'!CE47","v":0},{"$f":"'Asset data'!CF47","v":0},{"$f":"'Asset data'!CG47","v":0},{"$f":"'Asset data'!CH47","v":0},{"$f":"'Asset data'!CI47","v":0},{"$f":"'Asset data'!CJ47","v":0},{"$f":"'Asset data'!CK47","v":0},{"$f":"'Asset data'!CL47","v":0},{"$f":"'Asset data'!CM47","v":0},{"$f":"'Asset data'!CN47","v":0},{"$f":"'Asset data'!CO47","v":0},{"$f":"'Asset data'!CP47","v":0},{"$f":"'Asset data'!CQ47","v":0},{"$f":"'Asset data'!CR47","v":0},{"$f":"'Asset data'!CS47","v":0},{"$f":"'Asset data'!CT47","v":0},{"$f":"'Asset data'!CU47","v":0},{"$f":"'Asset data'!CV47","v":0},{"$f":"'Asset data'!CW47","v":0},{"$f":"'Asset data'!CX47","v":0},{"$f":"'Asset data'!CY47","v":0},{"$f":"'Asset data'!CZ47","v":0},{"$f":"'Asset data'!DA47","v":0},{"$f":"'Asset data'!DB47","v":0},{"$f":"'Asset data'!DC47","v":0},{"$f":"'Asset data'!DD47","v":0},{"$f":"'Asset data'!DE47","v":0},{"$f":"'Asset data'!DF47","v":0},{"$f":"'Asset data'!DG47","v":0},{"$f":"'Asset data'!DH47","v":0},{"$f":"'Asset data'!DI47","v":0},{"$f":"'Asset data'!DJ47","v":0},{"$f":"'Asset data'!DK47","v":0},{"$f":"'Asset data'!DL47","v":0},{"$f":"'Asset data'!DM47","v":0},{"$f":"'Asset data'!DN47","v":0},{"$f":"'Asset data'!DO47","v":0},{"$f":"'Asset data'!DP47","v":0},{"$f":"'Asset data'!DQ47","v":0},{"$f":"'Asset data'!DR47","v":0},{"$f":"'Asset data'!DS47","v":0},{"$f":"'Asset data'!DT47","v":0},{"$f":"'Asset data'!DU47","v":0},{"$f":"'Asset data'!DV47","v":0},{"$f":"'Asset data'!DW47","v":0},{"$f":"'Asset data'!DX47","v":0},{"$f":"'Asset data'!DY47","v":0},{"$f":"'Asset data'!DZ47","v":0},{"$f":"'Asset data'!EA47","v":0},{"$f":"'Asset data'!EB47","v":0},{"$f":"'Asset data'!EC47","v":0},{"$f":"'Asset data'!ED47","v":0},{"$f":"'Asset data'!EE47","v":0},{"$f":"'Asset data'!EF47","v":0},{"$f":"'Asset data'!EG47","v":0},{"$f":"'Asset data'!EH47","v":0},{"$f":"'Asset data'!EI47","v":0},{"$f":"'Asset data'!EJ47","v":0},{"$f":"'Asset data'!EK47","v":0},{"$f":"'Asset data'!EL47","v":0},{"$f":"'Asset data'!EM47","v":0},{"$f":"'Asset data'!EN47","v":0},{"$f":"'Asset data'!EO47","v":0},{"$f":"'Asset data'!EP47","v":0},{"$f":"'Asset data'!EQ47","v":0},{"$f":"'Asset data'!ER47","v":0},{"$f":"'Asset data'!ES47","v":0},{"$f":"'Asset data'!ET47","v":0},{"$f":"'Asset data'!EU47","v":0},{"$f":"'Asset data'!EV47","v":0},{"$f":"'Asset data'!EW47","v":0},{"$f":"'Asset data'!EX47","v":0},{"$f":"'Asset data'!EY47","v":0},{"$f":"'Asset data'!EZ47","v":0},{"$f":"'Asset data'!FA47","v":0},{"$f":"'Asset data'!FB47","v":0},{"$f":"'Asset data'!FC47","v":0},{"$f":"'Asset data'!FD47","v":0},{"$f":"'Asset data'!FE47","v":0},{"$f":"'Asset data'!FF47","v":0},{"$f":"'Asset data'!FG47","v":0}]
[{"$f":"'Asset data'!A48","v":0},{"$f":"'Asset data'!B48","v":0},{"$f":"'Asset data'!C48","v":0},{"$f":"'Asset data'!E48","v":0},{"$f":"'Asset data'!I48","v":0},{"$f":"'Asset data'!L48","v":0},{"$f":"'Asset data'!M48","v":0},{"$f":"'Asset data'!N48","v":0},{"$f":"'Asset data'!O48","v":0},{"$f":"'Asset data'!P48","v":0},{"$f":"'Asset data'!Q48","v":0},{"$f":"'Asset data'!R48","v":0},{"$f":"'Asset data'!S48","v":0},{"$f":"'Asset data'!T48","v":0},{"$f":"'Asset data'!U48","v":0},{"$f":"'Asset data'!V48","v":0},{"$f":"'Asset data'!W48","v":0},{"$f":"'Asset data'!X48","v":0},{"$f":"'Asset data'!Y48","v":0},{"$f":"'Asset data'!Z48","v":0},{"$f":"'Asset data'!AA48","v":0},{"$f":"'Asset data'!AB48","v":0},{"$f":"'Asset data'!AC48","v":0},{"$f":"'Asset data'!AD48","v":0},{"$f":"'Asset data'!AE48","v":0},{"$f":"'Asset data'!AF48","v":0},{"$f":"'Asset data'!AG48","v":0},{"$f":"'Asset data'!AH48","v":0},{"$f":"'Asset data'!AI48","v":0},{"$f":"'Asset data'!AJ48","v":0},{"$f":"'Asset data'!AK48","v":0},{"$f":"'Asset data'!AL48","v":0},{"$f":"'Asset data'!AM48","v":0},{"$f":"'Asset data'!AN48","v":0},{"$f":"'Asset data'!AO48","v":0},{"$f":"'Asset data'!AP48","v":0},{"$f":"'Asset data'!AQ48","v":0},{"$f":"'Asset data'!AR48","v":0},{"$f":"'Asset data'!AS48","v":0},{"$f":"'Asset data'!AT48","v":0},{"$f":"'Asset data'!AU48","v":0},{"$f":"'Asset data'!AV48","v":0},{"$f":"'Asset data'!AW48","v":0},{"$f":"'Asset data'!AX48","v":0},{"$f":"'Asset data'!AY48","v":0},{"$f":"'Asset data'!AZ48","v":0},{"$f":"'Asset data'!BA48","v":0},{"$f":"'Asset data'!BB48","v":0},{"$f":"'Asset data'!BC48","v":0},{"$f":"'Asset data'!BD48","v":0},{"$f":"'Asset data'!BE48","v":0},{"$f":"'Asset data'!BF48","v":0},{"$f":"'Asset data'!BG48","v":0},{"$f":"'Asset data'!BH48","v":0},{"$f":"'Asset data'!BI48","v":0},{"$f":"'Asset data'!BJ48","v":0},{"$f":"'Asset data'!BK48","v":0},{"$f":"'Asset data'!BL48","v":0},{"$f":"'Asset data'!BM48","v":0},{"$f":"'Asset data'!BN48","v":0},{"$f":"'Asset data'!BO48","v":0},{"$f":"'Asset data'!BP48","v":0},{"$f":"'Asset data'!BQ48","v":0},{"$f":"'Asset data'!BR48","v":0},{"$f":"'Asset data'!BS48","v":0},{"$f":"'Asset data'!BT48","v":0},{"$f":"'Asset data'!BU48","v":0},{"$f":"'Asset data'!BV48","v":0},{"$f":"'Asset data'!BW48","v":0},{"$f":"'Asset data'!BX48","v":0},{"$f":"'Asset data'!BY48","v":0},{"$f":"'Asset data'!BZ48","v":0},{"$f":"'Asset data'!CA48","v":0},{"$f":"'Asset data'!CB48","v":0},{"$f":"'Asset data'!CC48","v":0},{"$f":"'Asset data'!CD48","v":0},{"$f":"'Asset data'!CE48","v":0},{"$f":"'Asset data'!CF48","v":0},{"$f":"'Asset data'!CG48","v":0},{"$f":"'Asset data'!CH48","v":0},{"$f":"'Asset data'!CI48","v":0},{"$f":"'Asset data'!CJ48","v":0},{"$f":"'Asset data'!CK48","v":0},{"$f":"'Asset data'!CL48","v":0},{"$f":"'Asset data'!CM48","v":0},{"$f":"'Asset data'!CN48","v":0},{"$f":"'Asset data'!CO48","v":0},{"$f":"'Asset data'!CP48","v":0},{"$f":"'Asset data'!CQ48","v":0},{"$f":"'Asset data'!CR48","v":0},{"$f":"'Asset data'!CS48","v":0},{"$f":"'Asset data'!CT48","v":0},{"$f":"'Asset data'!CU48","v":0},{"$f":"'Asset data'!CV48","v":0},{"$f":"'Asset data'!CW48","v":0},{"$f":"'Asset data'!CX48","v":0},{"$f":"'Asset data'!CY48","v":0},{"$f":"'Asset data'!CZ48","v":0},{"$f":"'Asset data'!DA48","v":0},{"$f":"'Asset data'!DB48","v":0},{"$f":"'Asset data'!DC48","v":0},{"$f":"'Asset data'!DD48","v":0},{"$f":"'Asset data'!DE48","v":0},{"$f":"'Asset data'!DF48","v":0},{"$f":"'Asset data'!DG48","v":0},{"$f":"'Asset data'!DH48","v":0},{"$f":"'Asset data'!DI48","v":0},{"$f":"'Asset data'!DJ48","v":0},{"$f":"'Asset data'!DK48","v":0},{"$f":"'Asset data'!DL48","v":0},{"$f":"'Asset data'!DM48","v":0},{"$f":"'Asset data'!DN48","v":0},{"$f":"'Asset data'!DO48","v":0},{"$f":"'Asset data'!DP48","v":0},{"$f":"'Asset data'!DQ48","v":0},{"$f":"'Asset data'!DR48","v":0},{"$f":"'Asset data'!DS48","v":0},{"$f":"'Asset data'!DT48","v":0},{"$f":"'Asset data'!DU48","v":0},{"$f":"'Asset data'!DV48","v":0},{"$f":"'Asset data'!DW48","v":0},{"$f":"'Asset data'!DX48","v":0},{"$f":"'Asset data'!DY48","v":0},{"$f":"'Asset data'!DZ48","v":0},{"$f":"'Asset data'!EA48","v":0},{"$f":"'Asset data'!EB48","v":0},{"$f":"'Asset data'!EC48","v":0},{"$f":"'Asset data'!ED48","v":0},{"$f":"'Asset data'!EE48","v":0},{"$f":"'Asset data'!EF48","v":0},{"$f":"'Asset data'!EG48","v":0},{"$f":"'Asset data'!EH48","v":0},{"$f":"'Asset data'!EI48","v":0},{"$f":"'Asset data'!EJ48","v":0},{"$f":"'Asset data'!EK48","v":0},{"$f":"'Asset data'!EL48","v":0},{"$f":"'Asset data'!EM48","v":0},{"$f":"'Asset data'!EN48","v":0},{"$f":"'Asset data'!EO48","v":0},{"$f":"'Asset data'!EP48","v":0},{"$f":"'Asset data'!EQ48","v":0},{"$f":"'Asset data'!ER48","v":0},{"$f":"'Asset data'!ES48","v":0},{"$f":"'Asset data'!ET48","v":0},{"$f":"'Asset data'!EU48","v":0},{"$f":"'Asset data'!EV48","v":0},{"$f":"'Asset data'!EW48","v":0},{"$f":"'Asset data'!EX48","v":0},{"$f":"'Asset data'!EY48","v":0},{"$f":"'Asset data'!EZ48","v":0},{"$f":"'Asset data'!FA48","v":0},{"$f":"'Asset data'!FB48","v":0},{"$f":"'Asset data'!FC48","v":0},{"$f":"'Asset data'!FD48","v":0},{"$f":"'Asset data'!FE48","v":0},{"$f":"'Asset data'!FF48","v":0},{"$f":"'Asset data'!FG48","v":0}]
[{"$f":"'Asset data'!A49","v":0},{"$f":"'Asset data'!B49","v":0},{"$f":"'Asset data'!C49","v":0},{"$f":"'Asset data'!E49","v":0},{"$f":"'Asset data'!I49","v":0},{"$f":"'Asset data'!L49","v":0},{"$f":"'Asset data'!M49","v":0},{"$f":"'Asset data'!N49","v":0},{"$f":"'Asset data'!O49","v":0},{"$f":"'Asset data'!P49","v":0},{"$f":"'Asset data'!Q49","v":0},{"$f":"'Asset data'!R49","v":0},{"$f":"'Asset data'!S49","v":0},{"$f":"'Asset data'!T49","v":0},{"$f":"'Asset data'!U49","v":0},{"$f":"'Asset data'!V49","v":0},{"$f":"'Asset data'!W49","v":0},{"$f":"'Asset data'!X49","v":0},{"$f":"'Asset data'!Y49","v":0},{"$f":"'Asset data'!Z49","v":0},{"$f":"'Asset data'!AA49","v":0},{"$f":"'Asset data'!AB49","v":0},{"$f":"'Asset data'!AC49","v":0},{"$f":"'Asset data'!AD49","v":0},{"$f":"'Asset data'!AE49","v":0},{"$f":"'Asset data'!AF49","v":0},{"$f":"'Asset data'!AG49","v":0},{"$f":"'Asset data'!AH49","v":0},{"$f":"'Asset data'!AI49","v":0},{"$f":"'Asset data'!AJ49","v":0},{"$f":"'Asset data'!AK49","v":0},{"$f":"'Asset data'!AL49","v":0},{"$f":"'Asset data'!AM49","v":0},{"$f":"'Asset data'!AN49","v":0},{"$f":"'Asset data'!AO49","v":0},{"$f":"'Asset data'!AP49","v":0},{"$f":"'Asset data'!AQ49","v":0},{"$f":"'Asset data'!AR49","v":0},{"$f":"'Asset data'!AS49","v":0},{"$f":"'Asset data'!AT49","v":0},{"$f":"'Asset data'!AU49","v":0},{"$f":"'Asset data'!AV49","v":0},{"$f":"'Asset data'!AW49","v":0},{"$f":"'Asset data'!AX49","v":0},{"$f":"'Asset data'!AY49","v":0},{"$f":"'Asset data'!AZ49","v":0},{"$f":"'Asset data'!BA49","v":0},{"$f":"'Asset data'!BB49","v":0},{"$f":"'Asset data'!BC49","v":0},{"$f":"'Asset data'!BD49","v":0},{"$f":"'Asset data'!BE49","v":0},{"$f":"'Asset data'!BF49","v":0},{"$f":"'Asset data'!BG49","v":0},{"$f":"'Asset data'!BH49","v":0},{"$f":"'Asset data'!BI49","v":0},{"$f":"'Asset data'!BJ49","v":0},{"$f":"'Asset data'!BK49","v":0},{"$f":"'Asset data'!BL49","v":0},{"$f":"'Asset data'!BM49","v":0},{"$f":"'Asset data'!BN49","v":0},{"$f":"'Asset data'!BO49","v":0},{"$f":"'Asset data'!BP49","v":0},{"$f":"'Asset data'!BQ49","v":0},{"$f":"'Asset data'!BR49","v":0},{"$f":"'Asset data'!BS49","v":0},{"$f":"'Asset data'!BT49","v":0},{"$f":"'Asset data'!BU49","v":0},{"$f":"'Asset data'!BV49","v":0},{"$f":"'Asset data'!BW49","v":0},{"$f":"'Asset data'!BX49","v":0},{"$f":"'Asset data'!BY49","v":0},{"$f":"'Asset data'!BZ49","v":0},{"$f":"'Asset data'!CA49","v":0},{"$f":"'Asset data'!CB49","v":0},{"$f":"'Asset data'!CC49","v":0},{"$f":"'Asset data'!CD49","v":0},{"$f":"'Asset data'!CE49","v":0},{"$f":"'Asset data'!CF49","v":0},{"$f":"'Asset data'!CG49","v":0},{"$f":"'Asset data'!CH49","v":0},{"$f":"'Asset data'!CI49","v":0},{"$f":"'Asset data'!CJ49","v":0},{"$f":"'Asset data'!CK49","v":0},{"$f":"'Asset data'!CL49","v":0},{"$f":"'Asset data'!CM49","v":0},{"$f":"'Asset data'!CN49","v":0},{"$f":"'Asset data'!CO49","v":0},{"$f":"'Asset data'!CP49","v":0},{"$f":"'Asset data'!CQ49","v":0},{"$f":"'Asset data'!CR49","v":0},{"$f":"'Asset data'!CS49","v":0},{"$f":"'Asset data'!CT49","v":0},{"$f":"'Asset data'!CU49","v":0},{"$f":"'Asset data'!CV49","v":0},{"$f":"'Asset data'!CW49","v":0},{"$f":"'Asset data'!CX49","v":0},{"$f":"'Asset data'!CY49","v":0},{"$f":"'Asset data'!CZ49","v":0},{"$f":"'Asset data'!DA49","v":0},{"$f":"'Asset data'!DB49","v":0},{"$f":"'Asset data'!DC49","v":0},{"$f":"'Asset data'!DD49","v":0},{"$f":"'Asset data'!DE49","v":0},{"$f":"'Asset data'!DF49","v":0},{"$f":"'Asset data'!DG49","v":0},{"$f":"'Asset data'!DH49","v":0},{"$f":"'Asset data'!DI49","v":0},{"$f":"'Asset data'!DJ49","v":0},{"$f":"'Asset data'!DK49","v":0},{"$f":"'Asset data'!DL49","v":0},{"$f":"'Asset data'!DM49","v":0},{"$f":"'Asset data'!DN49","v":0},{"$f":"'Asset data'!DO49","v":0},{"$f":"'Asset data'!DP49","v":0},{"$f":"'Asset data'!DQ49","v":0},{"$f":"'Asset data'!DR49","v":0},{"$f":"'Asset data'!DS49","v":0},{"$f":"'Asset data'!DT49","v":0},{"$f":"'Asset data'!DU49","v":0},{"$f":"'Asset data'!DV49","v":0},{"$f":"'Asset data'!DW49","v":0},{"$f":"'Asset data'!DX49","v":0},{"$f":"'Asset data'!DY49","v":0},{"$f":"'Asset data'!DZ49","v":0},{"$f":"'Asset data'!EA49","v":0},{"$f":"'Asset data'!EB49","v":0},{"$f":"'Asset data'!EC49","v":0},{"$f":"'Asset data'!ED49","v":0},{"$f":"'Asset data'!EE49","v":0},{"$f":"'Asset data'!EF49","v":0},{"$f":"'Asset data'!EG49","v":0},{"$f":"'Asset data'!EH49","v":0},{"$f":"'Asset data'!EI49","v":0},{"$f":"'Asset data'!EJ49","v":0},{"$f":"'Asset data'!EK49","v":0},{"$f":"'Asset data'!EL49","v":0},{"$f":"'Asset data'!EM49","v":0},{"$f":"'Asset data'!EN49","v":0},{"$f":"'Asset data'!EO49","v":0},{"$f":"'Asset data'!EP49","v":0},{"$f":"'Asset data'!EQ49","v":0},{"$f":"'Asset data'!ER49","v":0},{"$f":"'Asset data'!ES49","v":0},{"$f":"'Asset data'!ET49","v":0},{"$f":"'Asset data'!EU49","v":0},{"$f":"'Asset data'!EV49","v":0},{"$f":"'Asset data'!EW49","v":0},{"$f":"'Asset data'!EX49","v":0},{"$f":"'Asset data'!EY49","v":0},{"$f":"'Asset data'!EZ49","v":0},{"$f":"'Asset data'!FA49","v":0},{"$f":"'Asset data'!FB49","v":0},{"$f":"'Asset data'!FC49","v":0},{"$f":"'Asset data'!FD49","v":0},{"$f":"'Asset data'!FE49","v":0},{"$f":"'Asset data'!FF49","v":0},{"$f":"'Asset data'!FG49","v":0}]
[{"$f":"'Asset data'!A50","v":0},{"$f":"'Asset data'!B50","v":0},{"$f":"'Asset data'!C50","v":0},{"$f":"'Asset data'!E50","v":0},{"$f":"'Asset data'!I50","v":0},{"$f":"'Asset data'!L50","v":0},{"$f":"'Asset data'!M50","v":0},{"$f":"'Asset data'!N50","v":0},{"$f":"'Asset data'!O50","v":0},{"$f":"'Asset data'!P50","v":0},{"$f":"'Asset data'!Q50","v":0},{"$f":"'Asset data'!R50","v":0},{"$f":"'Asset data'!S50","v":0},{"$f":"'Asset data'!T50","v":0},{"$f":"'Asset data'!U50","v":0},{"$f":"'Asset data'!V50","v":0},{"$f":"'Asset data'!W50","v":0},{"$f":"'Asset data'!X50","v":0},{"$f":"'Asset data'!Y50","v":0},{"$f":"'Asset data'!Z50","v":0},{"$f":"'Asset data'!AA50","v":0},{"$f":"'Asset data'!AB50","v":0},{"$f":"'Asset data'!AC50","v":0},{"$f":"'Asset data'!AD50","v":0},{"$f":"'Asset data'!AE50","v":0},{"$f":"'Asset data'!AF50","v":0},{"$f":"'Asset data'!AG50","v":0},{"$f":"'Asset data'!AH50","v":0},{"$f":"'Asset data'!AI50","v":0},{"$f":"'Asset data'!AJ50","v":0},{"$f":"'Asset data'!AK50","v":0},{"$f":"'Asset data'!AL50","v":0},{"$f":"'Asset data'!AM50","v":0},{"$f":"'Asset data'!AN50","v":0},{"$f":"'Asset data'!AO50","v":0},{"$f":"'Asset data'!AP50","v":0},{"$f":"'Asset data'!AQ50","v":0},{"$f":"'Asset data'!AR50","v":0},{"$f":"'Asset data'!AS50","v":0},{"$f":"'Asset data'!AT50","v":0},{"$f":"'Asset data'!AU50","v":0},{"$f":"'Asset data'!AV50","v":0},{"$f":"'Asset data'!AW50","v":0},{"$f":"'Asset data'!AX50","v":0},{"$f":"'Asset data'!AY50","v":0},{"$f":"'Asset data'!AZ50","v":0},{"$f":"'Asset data'!BA50","v":0},{"$f":"'Asset data'!BB50","v":0},{"$f":"'Asset data'!BC50","v":0},{"$f":"'Asset data'!BD50","v":0},{"$f":"'Asset data'!BE50","v":0},{"$f":"'Asset data'!BF50","v":0},{"$f":"'Asset data'!BG50","v":0},{"$f":"'Asset data'!BH50","v":0},{"$f":"'Asset data'!BI50","v":0},{"$f":"'Asset data'!BJ50","v":0},{"$f":"'Asset data'!BK50","v":0},{"$f":"'Asset data'!BL50","v":0},{"$f":"'Asset data'!BM50","v":0},{"$f":"'Asset data'!BN50","v":0},{"$f":"'Asset data'!BO50","v":0},{"$f":"'Asset data'!BP50","v":0},{"$f":"'Asset data'!BQ50","v":0},{"$f":"'Asset data'!BR50","v":0},{"$f":"'Asset data'!BS50","v":0},{"$f":"'Asset data'!BT50","v":0},{"$f":"'Asset data'!BU50","v":0},{"$f":"'Asset data'!BV50","v":0},{"$f":"'Asset data'!BW50","v":0},{"$f":"'Asset data'!BX50","v":0},{"$f":"'Asset data'!BY50","v":0},{"$f":"'Asset data'!BZ50","v":0},{"$f":"'Asset data'!CA50","v":0},{"$f":"'Asset data'!CB50","v":0},{"$f":"'Asset data'!CC50","v":0},{"$f":"'Asset data'!CD50","v":0},{"$f":"'Asset data'!CE50","v":0},{"$f":"'Asset data'!CF50","v":0},{"$f":"'Asset data'!CG50","v":0},{"$f":"'Asset data'!CH50","v":0},{"$f":"'Asset data'!CI50","v":0},{"$f":"'Asset data'!CJ50","v":0},{"$f":"'Asset data'!CK50","v":0},{"$f":"'Asset data'!CL50","v":0},{"$f":"'Asset data'!CM50","v":0},{"$f":"'Asset data'!CN50","v":0},{"$f":"'Asset data'!CO50","v":0},{"$f":"'Asset data'!CP50","v":0},{"$f":"'Asset data'!CQ50","v":0},{"$f":"'Asset data'!CR50","v":0},{"$f":"'Asset data'!CS50","v":0},{"$f":"'Asset data'!CT50","v":0},{"$f":"'Asset data'!CU50","v":0},{"$f":"'Asset data'!CV50","v":0},{"$f":"'Asset data'!CW50","v":0},{"$f":"'Asset data'!CX50","v":0},{"$f":"'Asset data'!CY50","v":0},{"$f":"'Asset data'!CZ50","v":0},{"$f":"'Asset data'!DA50","v":0},{"$f":"'Asset data'!DB50","v":0},{"$f":"'Asset data'!DC50","v":0},{"$f":"'Asset data'!DD50","v":0},{"$f":"'Asset data'!DE50","v":0},{"$f":"'Asset data'!DF50","v":0},{"$f":"'Asset data'!DG50","v":0},{"$f":"'Asset data'!DH50","v":0},{"$f":"'Asset data'!DI50","v":0},{"$f":"'Asset data'!DJ50","v":0},{"$f":"'Asset data'!DK50","v":0},{"$f":"'Asset data'!DL50","v":0},{"$f":"'Asset data'!DM50","v":0},{"$f":"'Asset data'!DN50","v":0},{"$f":"'Asset data'!DO50","v":0},{"$f":"'Asset data'!DP50","v":0},{"$f":"'Asset data'!DQ50","v":0},{"$f":"'Asset data'!DR50","v":0},{"$f":"'Asset data'!DS50","v":0},{"$f":"'Asset data'!DT50","v":0},{"$f":"'Asset data'!DU50","v":0},{"$f":"'Asset data'!DV50","v":0},{"$f":"'Asset data'!DW50","v":0},{"$f":"'Asset data'!DX50","v":0},{"$f":"'Asset data'!DY50","v":0},{"$f":"'Asset data'!DZ50","v":0},{"$f":"'Asset data'!EA50","v":0},{"$f":"'Asset data'!EB50","v":0},{"$f":"'Asset data'!EC50","v":0},{"$f":"'Asset data'!ED50","v":0},{"$f":"'Asset data'!EE50","v":0},{"$f":"'Asset data'!EF50","v":0},{"$f":"'Asset data'!EG50","v":0},{"$f":"'Asset data'!EH50","v":0},{"$f":"'Asset data'!EI50","v":0},{"$f":"'Asset data'!EJ50","v":0},{"$f":"'Asset data'!EK50","v":0},{"$f":"'Asset data'!EL50","v":0},{"$f":"'Asset data'!EM50","v":0},{"$f":"'Asset data'!EN50","v":0},{"$f":"'Asset data'!EO50","v":0},{"$f":"'Asset data'!EP50","v":0},{"$f":"'Asset data'!EQ50","v":0},{"$f":"'Asset data'!ER50","v":0},{"$f":"'Asset data'!ES50","v":0},{"$f":"'Asset data'!ET50","v":0},{"$f":"'Asset data'!EU50","v":0},{"$f":"'Asset data'!EV50","v":0},{"$f":"'Asset data'!EW50","v":0},{"$f":"'Asset data'!EX50","v":0},{"$f":"'Asset data'!EY50","v":0},{"$f":"'Asset data'!EZ50","v":0},{"$f":"'Asset data'!FA50","v":0},{"$f":"'Asset data'!FB50","v":0},{"$f":"'Asset data'!FC50","v":0},{"$f":"'Asset data'!FD50","v":0},{"$f":"'Asset data'!FE50","v":0},{"$f":"'Asset data'!FF50","v":0},{"$f":"'Asset data'!FG50","v":0}]
[{"$f":"'Asset data'!A51","v":0},{"$f":"'Asset data'!B51","v":0},{"$f":"'Asset data'!C51","v":0},{"$f":"'Asset data'!E51","v":0},{"$f":"'Asset data'!I51","v":0},{"$f":"'Asset data'!L51","v":0},{"$f":"'Asset data'!M51","v":0},{"$f":"'Asset data'!N51","v":0},{"$f":"'Asset data'!O51","v":0},{"$f":"'Asset data'!P51","v":0},{"$f":"'Asset data'!Q51","v":0},{"$f":"'Asset data'!R51","v":0},{"$f":"'Asset data'!S51","v":0},{"$f":"'Asset data'!T51","v":0},{"$f":"'Asset data'!U51","v":0},{"$f":"'Asset data'!V51","v":0},{"$f":"'Asset data'!W51","v":0},{"$f":"'Asset data'!X51","v":0},{"$f":"'Asset data'!Y51","v":0},{"$f":"'Asset data'!Z51","v":0},{"$f":"'Asset data'!AA51","v":0},{"$f":"'Asset data'!AB51","v":0},{"$f":"'Asset data'!AC51","v":0},{"$f":"'Asset data'!AD51","v":0},{"$f":"'Asset data'!AE51","v":0},{"$f":"'Asset data'!AF51","v":0},{"$f":"'Asset data'!AG51","v":0},{"$f":"'Asset data'!AH51","v":0},{"$f":"'Asset data'!AI51","v":0},{"$f":"'Asset data'!AJ51","v":0},{"$f":"'Asset data'!AK51","v":0},{"$f":"'Asset data'!AL51","v":0},{"$f":"'Asset data'!AM51","v":0},{"$f":"'Asset data'!AN51","v":0},{"$f":"'Asset data'!AO51","v":0},{"$f":"'Asset data'!AP51","v":0},{"$f":"'Asset data'!AQ51","v":0},{"$f":"'Asset data'!AR51","v":0},{"$f":"'Asset data'!AS51","v":0},{"$f":"'Asset data'!AT51","v":0},{"$f":"'Asset data'!AU51","v":0},{"$f":"'Asset data'!AV51","v":0},{"$f":"'Asset data'!AW51","v":0},{"$f":"'Asset data'!AX51","v":0},{"$f":"'Asset data'!AY51","v":0},{"$f":"'Asset data'!AZ51","v":0},{"$f":"'Asset data'!BA51","v":0},{"$f":"'Asset data'!BB51","v":0},{"$f":"'Asset data'!BC51","v":0},{"$f":"'Asset data'!BD51","v":0},{"$f":"'Asset data'!BE51","v":0},{"$f":"'Asset data'!BF51","v":0},{"$f":"'Asset data'!BG51","v":0},{"$f":"'Asset data'!BH51","v":0},{"$f":"'Asset data'!BI51","v":0},{"$f":"'Asset data'!BJ51","v":0},{"$f":"'Asset data'!BK51","v":0},{"$f":"'Asset data'!BL51","v":0},{"$f":"'Asset data'!BM51","v":0},{"$f":"'Asset data'!BN51","v":0},{"$f":"'Asset data'!BO51","v":0},{"$f":"'Asset data'!BP51","v":0},{"$f":"'Asset data'!BQ51","v":0},{"$f":"'Asset data'!BR51","v":0},{"$f":"'Asset data'!BS51","v":0},{"$f":"'Asset data'!BT51","v":0},{"$f":"'Asset data'!BU51","v":0},{"$f":"'Asset data'!BV51","v":0},{"$f":"'Asset data'!BW51","v":0},{"$f":"'Asset data'!BX51","v":0},{"$f":"'Asset data'!BY51","v":0},{"$f":"'Asset data'!BZ51","v":0},{"$f":"'Asset data'!CA51","v":0},{"$f":"'Asset data'!CB51","v":0},{"$f":"'Asset data'!CC51","v":0},{"$f":"'Asset data'!CD51","v":0},{"$f":"'Asset data'!CE51","v":0},{"$f":"'Asset data'!CF51","v":0},{"$f":"'Asset data'!CG51","v":0},{"$f":"'Asset data'!CH51","v":0},{"$f":"'Asset data'!CI51","v":0},{"$f":"'Asset data'!CJ51","v":0},{"$f":"'Asset data'!CK51","v":0},{"$f":"'Asset data'!CL51","v":0},{"$f":"'Asset data'!CM51","v":0},{"$f":"'Asset data'!CN51","v":0},{"$f":"'Asset data'!CO51","v":0},{"$f":"'Asset data'!CP51","v":0},{"$f":"'Asset data'!CQ51","v":0},{"$f":"'Asset data'!CR51","v":0},{"$f":"'Asset data'!CS51","v":0},{"$f":"'Asset data'!CT51","v":0},{"$f":"'Asset data'!CU51","v":0},{"$f":"'Asset data'!CV51","v":0},{"$f":"'Asset data'!CW51","v":0},{"$f":"'Asset data'!CX51","v":0},{"$f":"'Asset data'!CY51","v":0},{"$f":"'Asset data'!CZ51","v":0},{"$f":"'Asset data'!DA51","v":0},{"$f":"'Asset data'!DB51","v":0},{"$f":"'Asset data'!DC51","v":0},{"$f":"'Asset data'!DD51","v":0},{"$f":"'Asset data'!DE51","v":0},{"$f":"'Asset data'!DF51","v":0},{"$f":"'Asset data'!DG51","v":0},{"$f":"'Asset data'!DH51","v":0},{"$f":"'Asset data'!DI51","v":0},{"$f":"'Asset data'!DJ51","v":0},{"$f":"'Asset data'!DK51","v":0},{"$f":"'Asset data'!DL51","v":0},{"$f":"'Asset data'!DM51","v":0},{"$f":"'Asset data'!DN51","v":0},{"$f":"'Asset data'!DO51","v":0},{"$f":"'Asset data'!DP51","v":0},{"$f":"'Asset data'!DQ51","v":0},{"$f":"'Asset data'!DR51","v":0},{"$f":"'Asset data'!DS51","v":0},{"$f":"'Asset data'!DT51","v":0},{"$f":"'Asset data'!DU51","v":0},{"$f":"'Asset data'!DV51","v":0},{"$f":"'Asset data'!DW51","v":0},{"$f":"'Asset data'!DX51","v":0},{"$f":"'Asset data'!DY51","v":0},{"$f":"'Asset data'!DZ51","v":0},{"$f":"'Asset data'!EA51","v":0},{"$f":"'Asset data'!EB51","v":0},{"$f":"'Asset data'!EC51","v":0},{"$f":"'Asset data'!ED51","v":0},{"$f":"'Asset data'!EE51","v":0},{"$f":"'Asset data'!EF51","v":0},{"$f":"'Asset data'!EG51","v":0},{"$f":"'Asset data'!EH51","v":0},{"$f":"'Asset data'!EI51","v":0},{"$f":"'Asset data'!EJ51","v":0},{"$f":"'Asset data'!EK51","v":0},{"$f":"'Asset data'!EL51","v":0},{"$f":"'Asset data'!EM51","v":0},{"$f":"'Asset data'!EN51","v":0},{"$f":"'Asset data'!EO51","v":0},{"$f":"'Asset data'!EP51","v":0},{"$f":"'Asset data'!EQ51","v":0},{"$f":"'Asset data'!ER51","v":0},{"$f":"'Asset data'!ES51","v":0},{"$f":"'Asset data'!ET51","v":0},{"$f":"'Asset data'!EU51","v":0},{"$f":"'Asset data'!EV51","v":0},{"$f":"'Asset data'!EW51","v":0},{"$f":"'Asset data'!EX51","v":0},{"$f":"'Asset data'!EY51","v":0},{"$f":"'Asset data'!EZ51","v":0},{"$f":"'Asset data'!FA51","v":0},{"$f":"'Asset data'!FB51","v":0},{"$f":"'Asset data'!FC51","v":0},{"$f":"'Asset data'!FD51","v":0},{"$f":"'Asset data'!FE51","v":0},{"$f":"'Asset data'!FF51","v":0},{"$f":"'Asset data'!FG51","v":0}]
[{"$f":"'Asset data'!A52","v":0},{"$f":"'Asset data'!B52","v":0},{"$f":"'Asset data'!C52","v":0},{"$f":"'Asset data'!E52","v":0},{"$f":"'Asset data'!I52","v":0},{"$f":"'Asset data'!L52","v":0},{"$f":"'Asset data'!M52","v":0},{"$f":"'Asset data'!N52","v":0},{"$f":"'Asset data'!O52","v":0},{"$f":"'Asset data'!P52","v":0},{"$f":"'Asset data'!Q52","v":0},{"$f":"'Asset data'!R52","v":0},{"$f":"'Asset data'!S52","v":0},{"$f":"'Asset data'!T52","v":0},{"$f":"'Asset data'!U52","v":0},{"$f":"'Asset data'!V52","v":0},{"$f":"'Asset data'!W52","v":0},{"$f":"'Asset data'!X52","v":0},{"$f":"'Asset data'!Y52","v":0},{"$f":"'Asset data'!Z52","v":0},{"$f":"'Asset data'!AA52","v":0},{"$f":"'Asset data'!AB52","v":0},{"$f":"'Asset data'!AC52","v":0},{"$f":"'Asset data'!AD52","v":0},{"$f":"'Asset data'!AE52","v":0},{"$f":"'Asset data'!AF52","v":0},{"$f":"'Asset data'!AG52","v":0},{"$f":"'Asset data'!AH52","v":0},{"$f":"'Asset data'!AI52","v":0},{"$f":"'Asset data'!AJ52","v":0},{"$f":"'Asset data'!AK52","v":0},{"$f":"'Asset data'!AL52","v":0},{"$f":"'Asset data'!AM52","v":0},{"$f":"'Asset data'!AN52","v":0},{"$f":"'Asset data'!AO52","v":0},{"$f":"'Asset data'!AP52","v":0},{"$f":"'Asset data'!AQ52","v":0},{"$f":"'Asset data'!AR52","v":0},{"$f":"'Asset data'!AS52","v":0},{"$f":"'Asset data'!AT52","v":0},{"$f":"'Asset data'!AU52","v":0},{"$f":"'Asset data'!AV52","v":0},{"$f":"'Asset data'!AW52","v":0},{"$f":"'Asset data'!AX52","v":0},{"$f":"'Asset data'!AY52","v":0},{"$f":"'Asset data'!AZ52","v":0},{"$f":"'Asset data'!BA52","v":0},{"$f":"'Asset data'!BB52","v":0},{"$f":"'Asset data'!BC52","v":0},{"$f":"'Asset data'!BD52","v":0},{"$f":"'Asset data'!BE52","v":0},{"$f":"'Asset data'!BF52","v":0},{"$f":"'Asset data'!BG52","v":0},{"$f":"'Asset data'!BH52","v":0},{"$f":"'Asset data'!BI52","v":0},{"$f":"'Asset data'!BJ52","v":0},{"$f":"'Asset data'!BK52","v":0},{"$f":"'Asset data'!BL52","v":0},{"$f":"'Asset data'!BM52","v":0},{"$f":"'Asset data'!BN52","v":0},{"$f":"'Asset data'!BO52","v":0},{"$f":"'Asset data'!BP52","v":0},{"$f":"'Asset data'!BQ52","v":0},{"$f":"'Asset data'!BR52","v":0},{"$f":"'Asset data'!BS52","v":0},{"$f":"'Asset data'!BT52","v":0},{"$f":"'Asset data'!BU52","v":0},{"$f":"'Asset data'!BV52","v":0},{"$f":"'Asset data'!BW52","v":0},{"$f":"'Asset data'!BX52","v":0},{"$f":"'Asset data'!BY52","v":0},{"$f":"'Asset data'!BZ52","v":0},{"$f":"'Asset data'!CA52","v":0},{"$f":"'Asset data'!CB52","v":0},{"$f":"'Asset data'!CC52","v":0},{"$f":"'Asset data'!CD52","v":0},{"$f":"'Asset data'!CE52","v":0},{"$f":"'Asset data'!CF52","v":0},{"$f":"'Asset data'!CG52","v":0},{"$f":"'Asset data'!CH52","v":0},{"$f":"'Asset data'!CI52","v":0},{"$f":"'Asset data'!CJ52","v":0},{"$f":"'Asset data'!CK52","v":0},{"$f":"'Asset data'!CL52","v":0},{"$f":"'Asset data'!CM52","v":0},{"$f":"'Asset data'!CN52","v":0},{"$f":"'Asset data'!CO52","v":0},{"$f":"'Asset data'!CP52","v":0},{"$f":"'Asset data'!CQ52","v":0},{"$f":"'Asset data'!CR52","v":0},{"$f":"'Asset data'!CS52","v":0},{"$f":"'Asset data'!CT52","v":0},{"$f":"'Asset data'!CU52","v":0},{"$f":"'Asset data'!CV52","v":0},{"$f":"'Asset data'!CW52","v":0},{"$f":"'Asset data'!CX52","v":0},{"$f":"'Asset data'!CY52","v":0},{"$f":"'Asset data'!CZ52","v":0},{"$f":"'Asset data'!DA52","v":0},{"$f":"'Asset data'!DB52","v":0},{"$f":"'Asset data'!DC52","v":0},{"$f":"'Asset data'!DD52","v":0},{"$f":"'Asset data'!DE52","v":0},{"$f":"'Asset data'!DF52","v":0},{"$f":"'Asset data'!DG52","v":0},{"$f":"'Asset data'!DH52","v":0},{"$f":"'Asset data'!DI52","v":0},{"$f":"'Asset data'!DJ52","v":0},{"$f":"'Asset data'!DK52","v":0},{"$f":"'Asset data'!DL52","v":0},{"$f":"'Asset data'!DM52","v":0},{"$f":"'Asset data'!DN52","v":0},{"$f":"'Asset data'!DO52","v":0},{"$f":"'Asset data'!DP52","v":0},{"$f":"'Asset data'!DQ52","v":0},{"$f":"'Asset data'!DR52","v":0},{"$f":"'Asset data'!DS52","v":0},{"$f":"'Asset data'!DT52","v":0},{"$f":"'Asset data'!DU52","v":0},{"$f":"'Asset data'!DV52","v":0},{"$f":"'Asset data'!DW52","v":0},{"$f":"'Asset data'!DX52","v":0},{"$f":"'Asset data'!DY52","v":0},{"$f":"'Asset data'!DZ52","v":0},{"$f":"'Asset data'!EA52","v":0},{"$f":"'Asset data'!EB52","v":0},{"$f":"'Asset data'!EC52","v":0},{"$f":"'Asset data'!ED52","v":0},{"$f":"'Asset data'!EE52","v":0},{"$f":"'Asset data'!EF52","v":0},{"$f":"'Asset data'!EG52","v":0},{"$f":"'Asset data'!EH52","v":0},{"$f":"'Asset data'!EI52","v":0},{"$f":"'Asset data'!EJ52","v":0},{"$f":"'Asset data'!EK52","v":0},{"$f":"'Asset data'!EL52","v":0},{"$f":"'Asset data'!EM52","v":0},{"$f":"'Asset data'!EN52","v":0},{"$f":"'Asset data'!EO52","v":0},{"$f":"'Asset data'!EP52","v":0},{"$f":"'Asset data'!EQ52","v":0},{"$f":"'Asset data'!ER52","v":0},{"$f":"'Asset data'!ES52","v":0},{"$f":"'Asset data'!ET52","v":0},{"$f":"'Asset data'!EU52","v":0},{"$f":"'Asset data'!EV52","v":0},{"$f":"'Asset data'!EW52","v":0},{"$f":"'Asset data'!EX52","v":0},{"$f":"'Asset data'!EY52","v":0},{"$f":"'Asset data'!EZ52","v":0},{"$f":"'Asset data'!FA52","v":0},{"$f":"'Asset data'!FB52","v":0},{"$f":"'Asset data'!FC52","v":0},{"$f":"'Asset data'!FD52","v":0},{"$f":"'Asset data'!FE52","v":0},{"$f":"'Asset data'!FF52","v":0},{"$f":"'Asset data'!FG52","v":0}]
[{"$f":"'Asset data'!A53","v":0},{"$f":"'Asset data'!B53","v":0},{"$f":"'Asset data'!C53","v":0},{"$f":"'Asset data'!E53","v":0},{"$f":"'Asset data'!I53","v":0},{"$f":"'Asset data'!L53","v":0},{"$f":"'Asset data'!M53","v":0},{"$f":"'Asset data'!N53","v":0},{"$f":"'Asset data'!O53","v":0},{"$f":"'Asset data'!P53","v":0},{"$f":"'Asset data'!Q53","v":0},{"$f":"'Asset data'!R53","v":0},{"$f":"'Asset data'!S53","v":0},{"$f":"'Asset data'!T53","v":0},{"$f":"'Asset data'!U53","v":0},{"$f":"'Asset data'!V53","v":0},{"$f":"'Asset data'!W53","v":0},{"$f":"'Asset data'!X53","v":0},{"$f":"'Asset data'!Y53","v":0},{"$f":"'Asset data'!Z53","v":0},{"$f":"'Asset data'!AA53","v":0},{"$f":"'Asset data'!AB53","v":0},{"$f":"'Asset data'!AC53","v":0},{"$f":"'Asset data'!AD53","v":0},{"$f":"'Asset data'!AE53","v":0},{"$f":"'Asset data'!AF53","v":0},{"$f":"'Asset data'!AG53","v":0},{"$f":"'Asset data'!AH53","v":0},{"$f":"'Asset data'!AI53","v":0},{"$f":"'Asset data'!AJ53","v":0},{"$f":"'Asset data'!AK53","v":0},{"$f":"'Asset data'!AL53","v":0},{"$f":"'Asset data'!AM53","v":0},{"$f":"'Asset data'!AN53","v":0},{"$f":"'Asset data'!AO53","v":0},{"$f":"'Asset data'!AP53","v":0},{"$f":"'Asset data'!AQ53","v":0},{"$f":"'Asset data'!AR53","v":0},{"$f":"'Asset data'!AS53","v":0},{"$f":"'Asset data'!AT53","v":0},{"$f":"'Asset data'!AU53","v":0},{"$f":"'Asset data'!AV53","v":0},{"$f":"'Asset data'!AW53","v":0},{"$f":"'Asset data'!AX53","v":0},{"$f":"'Asset data'!AY53","v":0},{"$f":"'Asset data'!AZ53","v":0},{"$f":"'Asset data'!BA53","v":0},{"$f":"'Asset data'!BB53","v":0},{"$f":"'Asset data'!BC53","v":0},{"$f":"'Asset data'!BD53","v":0},{"$f":"'Asset data'!BE53","v":0},{"$f":"'Asset data'!BF53","v":0},{"$f":"'Asset data'!BG53","v":0},{"$f":"'Asset data'!BH53","v":0},{"$f":"'Asset data'!BI53","v":0},{"$f":"'Asset data'!BJ53","v":0},{"$f":"'Asset data'!BK53","v":0},{"$f":"'Asset data'!BL53","v":0},{"$f":"'Asset data'!BM53","v":0},{"$f":"'Asset data'!BN53","v":0},{"$f":"'Asset data'!BO53","v":0},{"$f":"'Asset data'!BP53","v":0},{"$f":"'Asset data'!BQ53","v":0},{"$f":"'Asset data'!BR53","v":0},{"$f":"'Asset data'!BS53","v":0},{"$f":"'Asset data'!BT53","v":0},{"$f":"'Asset data'!BU53","v":0},{"$f":"'Asset data'!BV53","v":0},{"$f":"'Asset data'!BW53","v":0},{"$f":"'Asset data'!BX53","v":0},{"$f":"'Asset data'!BY53","v":0},{"$f":"'Asset data'!BZ53","v":0},{"$f":"'Asset data'!CA53","v":0},{"$f":"'Asset data'!CB53","v":0},{"$f":"'Asset data'!CC53","v":0},{"$f":"'Asset data'!CD53","v":0},{"$f":"'Asset data'!CE53","v":0},{"$f":"'Asset data'!CF53","v":0},{"$f":"'Asset data'!CG53","v":0},{"$f":"'Asset data'!CH53","v":0},{"$f":"'Asset data'!CI53","v":0},{"$f":"'Asset data'!CJ53","v":0},{"$f":"'Asset data'!CK53","v":0},{"$f":"'Asset data'!CL53","v":0},{"$f":"'Asset data'!CM53","v":0},{"$f":"'Asset data'!CN53","v":0},{"$f":"'Asset data'!CO53","v":0},{"$f":"'Asset data'!CP53","v":0},{"$f":"'Asset data'!CQ53","v":0},{"$f":"'Asset data'!CR53","v":0},{"$f":"'Asset data'!CS53","v":0},{"$f":"'Asset data'!CT53","v":0},{"$f":"'Asset data'!CU53","v":0},{"$f":"'Asset data'!CV53","v":0},{"$f":"'Asset data'!CW53","v":0},{"$f":"'Asset data'!CX53","v":0},{"$f":"'Asset data'!CY53","v":0},{"$f":"'Asset data'!CZ53","v":0},{"$f":"'Asset data'!DA53","v":0},{"$f":"'Asset data'!DB53","v":0},{"$f":"'Asset data'!DC53","v":0},{"$f":"'Asset data'!DD53","v":0},{"$f":"'Asset data'!DE53","v":0},{"$f":"'Asset data'!DF53","v":0},{"$f":"'Asset data'!DG53","v":0},{"$f":"'Asset data'!DH53","v":0},{"$f":"'Asset data'!DI53","v":0},{"$f":"'Asset data'!DJ53","v":0},{"$f":"'Asset data'!DK53","v":0},{"$f":"'Asset data'!DL53","v":0},{"$f":"'Asset data'!DM53","v":0},{"$f":"'Asset data'!DN53","v":0},{"$f":"'Asset data'!DO53","v":0},{"$f":"'Asset data'!DP53","v":0},{"$f":"'Asset data'!DQ53","v":0},{"$f":"'Asset data'!DR53","v":0},{"$f":"'Asset data'!DS53","v":0},{"$f":"'Asset data'!DT53","v":0},{"$f":"'Asset data'!DU53","v":0},{"$f":"'Asset data'!DV53","v":0},{"$f":"'Asset data'!DW53","v":0},{"$f":"'Asset data'!DX53","v":0},{"$f":"'Asset data'!DY53","v":0},{"$f":"'Asset data'!DZ53","v":0},{"$f":"'Asset data'!EA53","v":0},{"$f":"'Asset data'!EB53","v":0},{"$f":"'Asset data'!EC53","v":0},{"$f":"'Asset data'!ED53","v":0},{"$f":"'Asset data'!EE53","v":0},{"$f":"'Asset data'!EF53","v":0},{"$f":"'Asset data'!EG53","v":0},{"$f":"'Asset data'!EH53","v":0},{"$f":"'Asset data'!EI53","v":0},{"$f":"'Asset data'!EJ53","v":0},{"$f":"'Asset data'!EK53","v":0},{"$f":"'Asset data'!EL53","v":0},{"$f":"'Asset data'!EM53","v":0},{"$f":"'Asset data'!EN53","v":0},{"$f":"'Asset data'!EO53","v":0},{"$f":"'Asset data'!EP53","v":0},{"$f":"'Asset data'!EQ53","v":0},{"$f":"'Asset data'!ER53","v":0},{"$f":"'Asset data'!ES53","v":0},{"$f":"'Asset data'!ET53","v":0},{"$f":"'Asset data'!EU53","v":0},{"$f":"'Asset data'!EV53","v":0},{"$f":"'Asset data'!EW53","v":0},{"$f":"'Asset data'!EX53","v":0},{"$f":"'Asset data'!EY53","v":0},{"$f":"'Asset data'!EZ53","v":0},{"$f":"'Asset data'!FA53","v":0},{"$f":"'Asset data'!FB53","v":0},{"$f":"'Asset data'!FC53","v":0},{"$f":"'Asset data'!FD53","v":0},{"$f":"'Asset data'!FE53","v":0},{"$f":"'Asset data'!FF53","v":0},{"$f":"'Asset data'!FG53","v":0}]
[{"$f":"'Asset data'!A54","v":0},{"$f":"'Asset data'!B54","v":0},{"$f":"'Asset data'!C54","v":0},{"$f":"'Asset data'!E54","v":0},{"$f":"'Asset data'!I54","v":0},{"$f":"'Asset data'!L54","v":0},{"$f":"'Asset data'!M54","v":0},{"$f":"'Asset data'!N54","v":0},{"$f":"'Asset data'!O54","v":0},{"$f":"'Asset data'!P54","v":0},{"$f":"'Asset data'!Q54","v":0},{"$f":"'Asset data'!R54","v":0},{"$f":"'Asset data'!S54","v":0},{"$f":"'Asset data'!T54","v":0},{"$f":"'Asset data'!U54","v":0},{"$f":"'Asset data'!V54","v":0},{"$f":"'Asset data'!W54","v":0},{"$f":"'Asset data'!X54","v":0},{"$f":"'Asset data'!Y54","v":0},{"$f":"'Asset data'!Z54","v":0},{"$f":"'Asset data'!AA54","v":0},{"$f":"'Asset data'!AB54","v":0},{"$f":"'Asset data'!AC54","v":0},{"$f":"'Asset data'!AD54","v":0},{"$f":"'Asset data'!AE54","v":0},{"$f":"'Asset data'!AF54","v":0},{"$f":"'Asset data'!AG54","v":0},{"$f":"'Asset data'!AH54","v":0},{"$f":"'Asset data'!AI54","v":0},{"$f":"'Asset data'!AJ54","v":0},{"$f":"'Asset data'!AK54","v":0},{"$f":"'Asset data'!AL54","v":0},{"$f":"'Asset data'!AM54","v":0},{"$f":"'Asset data'!AN54","v":0},{"$f":"'Asset data'!AO54","v":0},{"$f":"'Asset data'!AP54","v":0},{"$f":"'Asset data'!AQ54","v":0},{"$f":"'Asset data'!AR54","v":0},{"$f":"'Asset data'!AS54","v":0},{"$f":"'Asset data'!AT54","v":0},{"$f":"'Asset data'!AU54","v":0},{"$f":"'Asset data'!AV54","v":0},{"$f":"'Asset data'!AW54","v":0},{"$f":"'Asset data'!AX54","v":0},{"$f":"'Asset data'!AY54","v":0},{"$f":"'Asset data'!AZ54","v":0},{"$f":"'Asset data'!BA54","v":0},{"$f":"'Asset data'!BB54","v":0},{"$f":"'Asset data'!BC54","v":0},{"$f":"'Asset data'!BD54","v":0},{"$f":"'Asset data'!BE54","v":0},{"$f":"'Asset data'!BF54","v":0},{"$f":"'Asset data'!BG54","v":0},{"$f":"'Asset data'!BH54","v":0},{"$f":"'Asset data'!BI54","v":0},{"$f":"'Asset data'!BJ54","v":0},{"$f":"'Asset data'!BK54","v":0},{"$f":"'Asset data'!BL54","v":0},{"$f":"'Asset data'!BM54","v":0},{"$f":"'Asset data'!BN54","v":0},{"$f":"'Asset data'!BO54","v":0},{"$f":"'Asset data'!BP54","v":0},{"$f":"'Asset data'!BQ54","v":0},{"$f":"'Asset data'!BR54","v":0},{"$f":"'Asset data'!BS54","v":0},{"$f":"'Asset data'!BT54","v":0},{"$f":"'Asset data'!BU54","v":0},{"$f":"'Asset data'!BV54","v":0},{"$f":"'Asset data'!BW54","v":0},{"$f":"'Asset data'!BX54","v":0},{"$f":"'Asset data'!BY54","v":0},{"$f":"'Asset data'!BZ54","v":0},{"$f":"'Asset data'!CA54","v":0},{"$f":"'Asset data'!CB54","v":0},{"$f":"'Asset data'!CC54","v":0},{"$f":"'Asset data'!CD54","v":0},{"$f":"'Asset data'!CE54","v":0},{"$f":"'Asset data'!CF54","v":0},{"$f":"'Asset data'!CG54","v":0},{"$f":"'Asset data'!CH54","v":0},{"$f":"'Asset data'!CI54","v":0},{"$f":"'Asset data'!CJ54","v":0},{"$f":"'Asset data'!CK54","v":0},{"$f":"'Asset data'!CL54","v":0},{"$f":"'Asset data'!CM54","v":0},{"$f":"'Asset data'!CN54","v":0},{"$f":"'Asset data'!CO54","v":0},{"$f":"'Asset data'!CP54","v":0},{"$f":"'Asset data'!CQ54","v":0},{"$f":"'Asset data'!CR54","v":0},{"$f":"'Asset data'!CS54","v":0},{"$f":"'Asset data'!CT54","v":0},{"$f":"'Asset data'!CU54","v":0},{"$f":"'Asset data'!CV54","v":0},{"$f":"'Asset data'!CW54","v":0},{"$f":"'Asset data'!CX54","v":0},{"$f":"'Asset data'!CY54","v":0},{"$f":"'Asset data'!CZ54","v":0},{"$f":"'Asset data'!DA54","v":0},{"$f":"'Asset data'!DB54","v":0},{"$f":"'Asset data'!DC54","v":0},{"$f":"'Asset data'!DD54","v":0},{"$f":"'Asset data'!DE54","v":0},{"$f":"'Asset data'!DF54","v":0},{"$f":"'Asset data'!DG54","v":0},{"$f":"'Asset data'!DH54","v":0},{"$f":"'Asset data'!DI54","v":0},{"$f":"'Asset data'!DJ54","v":0},{"$f":"'Asset data'!DK54","v":0},{"$f":"'Asset data'!DL54","v":0},{"$f":"'Asset data'!DM54","v":0},{"$f":"'Asset data'!DN54","v":0},{"$f":"'Asset data'!DO54","v":0},{"$f":"'Asset data'!DP54","v":0},{"$f":"'Asset data'!DQ54","v":0},{"$f":"'Asset data'!DR54","v":0},{"$f":"'Asset data'!DS54","v":0},{"$f":"'Asset data'!DT54","v":0},{"$f":"'Asset data'!DU54","v":0},{"$f":"'Asset data'!DV54","v":0},{"$f":"'Asset data'!DW54","v":0},{"$f":"'Asset data'!DX54","v":0},{"$f":"'Asset data'!DY54","v":0},{"$f":"'Asset data'!DZ54","v":0},{"$f":"'Asset data'!EA54","v":0},{"$f":"'Asset data'!EB54","v":0},{"$f":"'Asset data'!EC54","v":0},{"$f":"'Asset data'!ED54","v":0},{"$f":"'Asset data'!EE54","v":0},{"$f":"'Asset data'!EF54","v":0},{"$f":"'Asset data'!EG54","v":0},{"$f":"'Asset data'!EH54","v":0},{"$f":"'Asset data'!EI54","v":0},{"$f":"'Asset data'!EJ54","v":0},{"$f":"'Asset data'!EK54","v":0},{"$f":"'Asset data'!EL54","v":0},{"$f":"'Asset data'!EM54","v":0},{"$f":"'Asset data'!EN54","v":0},{"$f":"'Asset data'!EO54","v":0},{"$f":"'Asset data'!EP54","v":0},{"$f":"'Asset data'!EQ54","v":0},{"$f":"'Asset data'!ER54","v":0},{"$f":"'Asset data'!ES54","v":0},{"$f":"'Asset data'!ET54","v":0},{"$f":"'Asset data'!EU54","v":0},{"$f":"'Asset data'!EV54","v":0},{"$f":"'Asset data'!EW54","v":0},{"$f":"'Asset data'!EX54","v":0},{"$f":"'Asset data'!EY54","v":0},{"$f":"'Asset data'!EZ54","v":0},{"$f":"'Asset data'!FA54","v":0},{"$f":"'Asset data'!FB54","v":0},{"$f":"'Asset data'!FC54","v":0},{"$f":"'Asset data'!FD54","v":0},{"$f":"'Asset data'!FE54","v":0},{"$f":"'Asset data'!FF54","v":0},{"$f":"'Asset data'!FG54","v":0}]
[{"$f":"'Asset data'!A55","v":0},{"$f":"'Asset data'!B55","v":0},{"$f":"'Asset data'!C55","v":0},{"$f":"'Asset data'!E55","v":0},{"$f":"'Asset data'!I55","v":0},{"$f":"'Asset data'!L55","v":0},{"$f":"'Asset data'!M55","v":0},{"$f":"'Asset data'!N55","v":0},{"$f":"'Asset data'!O55","v":0},{"$f":"'Asset data'!P55","v":0},{"$f":"'Asset data'!Q55","v":0},{"$f":"'Asset data'!R55","v":0},{"$f":"'Asset data'!S55","v":0},{"$f":"'Asset data'!T55","v":0},{"$f":"'Asset data'!U55","v":0},{"$f":"'Asset data'!V55","v":0},{"$f":"'Asset data'!W55","v":0},{"$f":"'Asset data'!X55","v":0},{"$f":"'Asset data'!Y55","v":0},{"$f":"'Asset data'!Z55","v":0},{"$f":"'Asset data'!AA55","v":0},{"$f":"'Asset data'!AB55","v":0},{"$f":"'Asset data'!AC55","v":0},{"$f":"'Asset data'!AD55","v":0},{"$f":"'Asset data'!AE55","v":0},{"$f":"'Asset data'!AF55","v":0},{"$f":"'Asset data'!AG55","v":0},{"$f":"'Asset data'!AH55","v":0},{"$f":"'Asset data'!AI55","v":0},{"$f":"'Asset data'!AJ55","v":0},{"$f":"'Asset data'!AK55","v":0},{"$f":"'Asset data'!AL55","v":0},{"$f":"'Asset data'!AM55","v":0},{"$f":"'Asset data'!AN55","v":0},{"$f":"'Asset data'!AO55","v":0},{"$f":"'Asset data'!AP55","v":0},{"$f":"'Asset data'!AQ55","v":0},{"$f":"'Asset data'!AR55","v":0},{"$f":"'Asset data'!AS55","v":0},{"$f":"'Asset data'!AT55","v":0},{"$f":"'Asset data'!AU55","v":0},{"$f":"'Asset data'!AV55","v":0},{"$f":"'Asset data'!AW55","v":0},{"$f":"'Asset data'!AX55","v":0},{"$f":"'Asset data'!AY55","v":0},{"$f":"'Asset data'!AZ55","v":0},{"$f":"'Asset data'!BA55","v":0},{"$f":"'Asset data'!BB55","v":0},{"$f":"'Asset data'!BC55","v":0},{"$f":"'Asset data'!BD55","v":0},{"$f":"'Asset data'!BE55","v":0},{"$f":"'Asset data'!BF55","v":0},{"$f":"'Asset data'!BG55","v":0},{"$f":"'Asset data'!BH55","v":0},{"$f":"'Asset data'!BI55","v":0},{"$f":"'Asset data'!BJ55","v":0},{"$f":"'Asset data'!BK55","v":0},{"$f":"'Asset data'!BL55","v":0},{"$f":"'Asset data'!BM55","v":0},{"$f":"'Asset data'!BN55","v":0},{"$f":"'Asset data'!BO55","v":0},{"$f":"'Asset data'!BP55","v":0},{"$f":"'Asset data'!BQ55","v":0},{"$f":"'Asset data'!BR55","v":0},{"$f":"'Asset data'!BS55","v":0},{"$f":"'Asset data'!BT55","v":0},{"$f":"'Asset data'!BU55","v":0},{"$f":"'Asset data'!BV55","v":0},{"$f":"'Asset data'!BW55","v":0},{"$f":"'Asset data'!BX55","v":0},{"$f":"'Asset data'!BY55","v":0},{"$f":"'Asset data'!BZ55","v":0},{"$f":"'Asset data'!CA55","v":0},{"$f":"'Asset data'!CB55","v":0},{"$f":"'Asset data'!CC55","v":0},{"$f":"'Asset data'!CD55","v":0},{"$f":"'Asset data'!CE55","v":0},{"$f":"'Asset data'!CF55","v":0},{"$f":"'Asset data'!CG55","v":0},{"$f":"'Asset data'!CH55","v":0},{"$f":"'Asset data'!CI55","v":0},{"$f":"'Asset data'!CJ55","v":0},{"$f":"'Asset data'!CK55","v":0},{"$f":"'Asset data'!CL55","v":0},{"$f":"'Asset data'!CM55","v":0},{"$f":"'Asset data'!CN55","v":0},{"$f":"'Asset data'!CO55","v":0},{"$f":"'Asset data'!CP55","v":0},{"$f":"'Asset data'!CQ55","v":0},{"$f":"'Asset data'!CR55","v":0},{"$f":"'Asset data'!CS55","v":0},{"$f":"'Asset data'!CT55","v":0},{"$f":"'Asset data'!CU55","v":0},{"$f":"'Asset data'!CV55","v":0},{"$f":"'Asset data'!CW55","v":0},{"$f":"'Asset data'!CX55","v":0},{"$f":"'Asset data'!CY55","v":0},{"$f":"'Asset data'!CZ55","v":0},{"$f":"'Asset data'!DA55","v":0},{"$f":"'Asset data'!DB55","v":0},{"$f":"'Asset data'!DC55","v":0},{"$f":"'Asset data'!DD55","v":0},{"$f":"'Asset data'!DE55","v":0},{"$f":"'Asset data'!DF55","v":0},{"$f":"'Asset data'!DG55","v":0},{"$f":"'Asset data'!DH55","v":0},{"$f":"'Asset data'!DI55","v":0},{"$f":"'Asset data'!DJ55","v":0},{"$f":"'Asset data'!DK55","v":0},{"$f":"'Asset data'!DL55","v":0},{"$f":"'Asset data'!DM55","v":0},{"$f":"'Asset data'!DN55","v":0},{"$f":"'Asset data'!DO55","v":0},{"$f":"'Asset data'!DP55","v":0},{"$f":"'Asset data'!DQ55","v":0},{"$f":"'Asset data'!DR55","v":0},{"$f":"'Asset data'!DS55","v":0},{"$f":"'Asset data'!DT55","v":0},{"$f":"'Asset data'!DU55","v":0},{"$f":"'Asset data'!DV55","v":0},{"$f":"'Asset data'!DW55","v":0},{"$f":"'Asset data'!DX55","v":0},{"$f":"'Asset data'!DY55","v":0},{"$f":"'Asset data'!DZ55","v":0},{"$f":"'Asset data'!EA55","v":0},{"$f":"'Asset data'!EB55","v":0},{"$f":"'Asset data'!EC55","v":0},{"$f":"'Asset data'!ED55","v":0},{"$f":"'Asset data'!EE55","v":0},{"$f":"'Asset data'!EF55","v":0},{"$f":"'Asset data'!EG55","v":0},{"$f":"'Asset data'!EH55","v":0},{"$f":"'Asset data'!EI55","v":0},{"$f":"'Asset data'!EJ55","v":0},{"$f":"'Asset data'!EK55","v":0},{"$f":"'Asset data'!EL55","v":0},{"$f":"'Asset data'!EM55","v":0},{"$f":"'Asset data'!EN55","v":0},{"$f":"'Asset data'!EO55","v":0},{"$f":"'Asset data'!EP55","v":0},{"$f":"'Asset data'!EQ55","v":0},{"$f":"'Asset data'!ER55","v":0},{"$f":"'Asset data'!ES55","v":0},{"$f":"'Asset data'!ET55","v":0},{"$f":"'Asset data'!EU55","v":0},{"$f":"'Asset data'!EV55","v":0},{"$f":"'Asset data'!EW55","v":0},{"$f":"'Asset data'!EX55","v":0},{"$f":"'Asset data'!EY55","v":0},{"$f":"'Asset data'!EZ55","v":0},{"$f":"'Asset data'!FA55","v":0},{"$f":"'Asset data'!FB55","v":0},{"$f":"'Asset data'!FC55","v":0},{"$f":"'Asset data'!FD55","v":0},{"$f":"'Asset data'!FE55","v":0},{"$f":"'Asset data'!FF55","v":0},{"$f":"'Asset data'!FG55","v":0}]
[{"$f":"'Asset data'!A56","v":0},{"$f":"'Asset data'!B56","v":0},{"$f":"'Asset data'!C56","v":0},{"$f":"'Asset data'!E56","v":0},{"$f":"'Asset data'!I56","v":0},{"$f":"'Asset data'!L56","v":0},{"$f":"'Asset data'!M56","v":0},{"$f":"'Asset data'!N56","v":0},{"$f":"'Asset data'!O56","v":0},{"$f":"'Asset data'!P56","v":0},{"$f":"'Asset data'!Q56","v":0},{"$f":"'Asset data'!R56","v":0},{"$f":"'Asset data'!S56","v":0},{"$f":"'Asset data'!T56","v":0},{"$f":"'Asset data'!U56","v":0},{"$f":"'Asset data'!V56","v":0},{"$f":"'Asset data'!W56","v":0},{"$f":"'Asset data'!X56","v":0},{"$f":"'Asset data'!Y56","v":0},{"$f":"'Asset data'!Z56","v":0},{"$f":"'Asset data'!AA56","v":0},{"$f":"'Asset data'!AB56","v":0},{"$f":"'Asset data'!AC56","v":0},{"$f":"'Asset data'!AD56","v":0},{"$f":"'Asset data'!AE56","v":0},{"$f":"'Asset data'!AF56","v":0},{"$f":"'Asset data'!AG56","v":0},{"$f":"'Asset data'!AH56","v":0},{"$f":"'Asset data'!AI56","v":0},{"$f":"'Asset data'!AJ56","v":0},{"$f":"'Asset data'!AK56","v":0},{"$f":"'Asset data'!AL56","v":0},{"$f":"'Asset data'!AM56","v":0},{"$f":"'Asset data'!AN56","v":0},{"$f":"'Asset data'!AO56","v":0},{"$f":"'Asset data'!AP56","v":0},{"$f":"'Asset data'!AQ56","v":0},{"$f":"'Asset data'!AR56","v":0},{"$f":"'Asset data'!AS56","v":0},{"$f":"'Asset data'!AT56","v":0},{"$f":"'Asset data'!AU56","v":0},{"$f":"'Asset data'!AV56","v":0},{"$f":"'Asset data'!AW56","v":0},{"$f":"'Asset data'!AX56","v":0},{"$f":"'Asset data'!AY56","v":0},{"$f":"'Asset data'!AZ56","v":0},{"$f":"'Asset data'!BA56","v":0},{"$f":"'Asset data'!BB56","v":0},{"$f":"'Asset data'!BC56","v":0},{"$f":"'Asset data'!BD56","v":0},{"$f":"'Asset data'!BE56","v":0},{"$f":"'Asset data'!BF56","v":0},{"$f":"'Asset data'!BG56","v":0},{"$f":"'Asset data'!BH56","v":0},{"$f":"'Asset data'!BI56","v":0},{"$f":"'Asset data'!BJ56","v":0},{"$f":"'Asset data'!BK56","v":0},{"$f":"'Asset data'!BL56","v":0},{"$f":"'Asset data'!BM56","v":0},{"$f":"'Asset data'!BN56","v":0},{"$f":"'Asset data'!BO56","v":0},{"$f":"'Asset data'!BP56","v":0},{"$f":"'Asset data'!BQ56","v":0},{"$f":"'Asset data'!BR56","v":0},{"$f":"'Asset data'!BS56","v":0},{"$f":"'Asset data'!BT56","v":0},{"$f":"'Asset data'!BU56","v":0},{"$f":"'Asset data'!BV56","v":0},{"$f":"'Asset data'!BW56","v":0},{"$f":"'Asset data'!BX56","v":0},{"$f":"'Asset data'!BY56","v":0},{"$f":"'Asset data'!BZ56","v":0},{"$f":"'Asset data'!CA56","v":0},{"$f":"'Asset data'!CB56","v":0},{"$f":"'Asset data'!CC56","v":0},{"$f":"'Asset data'!CD56","v":0},{"$f":"'Asset data'!CE56","v":0},{"$f":"'Asset data'!CF56","v":0},{"$f":"'Asset data'!CG56","v":0},{"$f":"'Asset data'!CH56","v":0},{"$f":"'Asset data'!CI56","v":0},{"$f":"'Asset data'!CJ56","v":0},{"$f":"'Asset data'!CK56","v":0},{"$f":"'Asset data'!CL56","v":0},{"$f":"'Asset data'!CM56","v":0},{"$f":"'Asset data'!CN56","v":0},{"$f":"'Asset data'!CO56","v":0},{"$f":"'Asset data'!CP56","v":0},{"$f":"'Asset data'!CQ56","v":0},{"$f":"'Asset data'!CR56","v":0},{"$f":"'Asset data'!CS56","v":0},{"$f":"'Asset data'!CT56","v":0},{"$f":"'Asset data'!CU56","v":0},{"$f":"'Asset data'!CV56","v":0},{"$f":"'Asset data'!CW56","v":0},{"$f":"'Asset data'!CX56","v":0},{"$f":"'Asset data'!CY56","v":0},{"$f":"'Asset data'!CZ56","v":0},{"$f":"'Asset data'!DA56","v":0},{"$f":"'Asset data'!DB56","v":0},{"$f":"'Asset data'!DC56","v":0},{"$f":"'Asset data'!DD56","v":0},{"$f":"'Asset data'!DE56","v":0},{"$f":"'Asset data'!DF56","v":0},{"$f":"'Asset data'!DG56","v":0},{"$f":"'Asset data'!DH56","v":0},{"$f":"'Asset data'!DI56","v":0},{"$f":"'Asset data'!DJ56","v":0},{"$f":"'Asset data'!DK56","v":0},{"$f":"'Asset data'!DL56","v":0},{"$f":"'Asset data'!DM56","v":0},{"$f":"'Asset data'!DN56","v":0},{"$f":"'Asset data'!DO56","v":0},{"$f":"'Asset data'!DP56","v":0},{"$f":"'Asset data'!DQ56","v":0},{"$f":"'Asset data'!DR56","v":0},{"$f":"'Asset data'!DS56","v":0},{"$f":"'Asset data'!DT56","v":0},{"$f":"'Asset data'!DU56","v":0},{"$f":"'Asset data'!DV56","v":0},{"$f":"'Asset data'!DW56","v":0},{"$f":"'Asset data'!DX56","v":0},{"$f":"'Asset data'!DY56","v":0},{"$f":"'Asset data'!DZ56","v":0},{"$f":"'Asset data'!EA56","v":0},{"$f":"'Asset data'!EB56","v":0},{"$f":"'Asset data'!EC56","v":0},{"$f":"'Asset data'!ED56","v":0},{"$f":"'Asset data'!EE56","v":0},{"$f":"'Asset data'!EF56","v":0},{"$f":"'Asset data'!EG56","v":0},{"$f":"'Asset data'!EH56","v":0},{"$f":"'Asset data'!EI56","v":0},{"$f":"'Asset data'!EJ56","v":0},{"$f":"'Asset data'!EK56","v":0},{"$f":"'Asset data'!EL56","v":0},{"$f":"'Asset data'!EM56","v":0},{"$f":"'Asset data'!EN56","v":0},{"$f":"'Asset data'!EO56","v":0},{"$f":"'Asset data'!EP56","v":0},{"$f":"'Asset data'!EQ56","v":0},{"$f":"'Asset data'!ER56","v":0},{"$f":"'Asset data'!ES56","v":0},{"$f":"'Asset data'!ET56","v":0},{"$f":"'Asset data'!EU56","v":0},{"$f":"'Asset data'!EV56","v":0},{"$f":"'Asset data'!EW56","v":0},{"$f":"'Asset data'!EX56","v":0},{"$f":"'Asset data'!EY56","v":0},{"$f":"'Asset data'!EZ56","v":0},{"$f":"'Asset data'!FA56","v":0},{"$f":"'Asset data'!FB56","v":0},{"$f":"'Asset data'!FC56","v":0},{"$f":"'Asset data'!FD56","v":0},{"$f":"'Asset data'!FE56","v":0},{"$f":"'Asset data'!FF56","v":0},{"$f":"'Asset data'!FG56","v":0}]
[{"$f":"'Asset data'!A57","v":0},{"$f":"'Asset data'!B57","v":0},{"$f":"'Asset data'!C57","v":0},{"$f":"'Asset data'!E57","v":0},{"$f":"'Asset data'!I57","v":0},{"$f":"'Asset data'!L57","v":0},{"$f":"'Asset data'!M57","v":0},{"$f":"'Asset data'!N57","v":0},{"$f":"'Asset data'!O57","v":0},{"$f":"'Asset data'!P57","v":0},{"$f":"'Asset data'!Q57","v":0},{"$f":"'Asset data'!R57","v":0},{"$f":"'Asset data'!S57","v":0},{"$f":"'Asset data'!T57","v":0},{"$f":"'Asset data'!U57","v":0},{"$f":"'Asset data'!V57","v":0},{"$f":"'Asset data'!W57","v":0},{"$f":"'Asset data'!X57","v":0},{"$f":"'Asset data'!Y57","v":0},{"$f":"'Asset data'!Z57","v":0},{"$f":"'Asset data'!AA57","v":0},{"$f":"'Asset data'!AB57","v":0},{"$f":"'Asset data'!AC57","v":0},{"$f":"'Asset data'!AD57","v":0},{"$f":"'Asset data'!AE57","v":0},{"$f":"'Asset data'!AF57","v":0},{"$f":"'Asset data'!AG57","v":0},{"$f":"'Asset data'!AH57","v":0},{"$f":"'Asset data'!AI57","v":0},{"$f":"'Asset data'!AJ57","v":0},{"$f":"'Asset data'!AK57","v":0},{"$f":"'Asset data'!AL57","v":0},{"$f":"'Asset data'!AM57","v":0},{"$f":"'Asset data'!AN57","v":0},{"$f":"'Asset data'!AO57","v":0},{"$f":"'Asset data'!AP57","v":0},{"$f":"'Asset data'!AQ57","v":0},{"$f":"'Asset data'!AR57","v":0},{"$f":"'Asset data'!AS57","v":0},{"$f":"'Asset data'!AT57","v":0},{"$f":"'Asset data'!AU57","v":0},{"$f":"'Asset data'!AV57","v":0},{"$f":"'Asset data'!AW57","v":0},{"$f":"'Asset data'!AX57","v":0},{"$f":"'Asset data'!AY57","v":0},{"$f":"'Asset data'!AZ57","v":0},{"$f":"'Asset data'!BA57","v":0},{"$f":"'Asset data'!BB57","v":0},{"$f":"'Asset data'!BC57","v":0},{"$f":"'Asset data'!BD57","v":0},{"$f":"'Asset data'!BE57","v":0},{"$f":"'Asset data'!BF57","v":0},{"$f":"'Asset data'!BG57","v":0},{"$f":"'Asset data'!BH57","v":0},{"$f":"'Asset data'!BI57","v":0},{"$f":"'Asset data'!BJ57","v":0},{"$f":"'Asset data'!BK57","v":0},{"$f":"'Asset data'!BL57","v":0},{"$f":"'Asset data'!BM57","v":0},{"$f":"'Asset data'!BN57","v":0},{"$f":"'Asset data'!BO57","v":0},{"$f":"'Asset data'!BP57","v":0},{"$f":"'Asset data'!BQ57","v":0},{"$f":"'Asset data'!BR57","v":0},{"$f":"'Asset data'!BS57","v":0},{"$f":"'Asset data'!BT57","v":0},{"$f":"'Asset data'!BU57","v":0},{"$f":"'Asset data'!BV57","v":0},{"$f":"'Asset data'!BW57","v":0},{"$f":"'Asset data'!BX57","v":0},{"$f":"'Asset data'!BY57","v":0},{"$f":"'Asset data'!BZ57","v":0},{"$f":"'Asset data'!CA57","v":0},{"$f":"'Asset data'!CB57","v":0},{"$f":"'Asset data'!CC57","v":0},{"$f":"'Asset data'!CD57","v":0},{"$f":"'Asset data'!CE57","v":0},{"$f":"'Asset data'!CF57","v":0},{"$f":"'Asset data'!CG57","v":0},{"$f":"'Asset data'!CH57","v":0},{"$f":"'Asset data'!CI57","v":0},{"$f":"'Asset data'!CJ57","v":0},{"$f":"'Asset data'!CK57","v":0},{"$f":"'Asset data'!CL57","v":0},{"$f":"'Asset data'!CM57","v":0},{"$f":"'Asset data'!CN57","v":0},{"$f":"'Asset data'!CO57","v":0},{"$f":"'Asset data'!CP57","v":0},{"$f":"'Asset data'!CQ57","v":0},{"$f":"'Asset data'!CR57","v":0},{"$f":"'Asset data'!CS57","v":0},{"$f":"'Asset data'!CT57","v":0},{"$f":"'Asset data'!CU57","v":0},{"$f":"'Asset data'!CV57","v":0},{"$f":"'Asset data'!CW57","v":0},{"$f":"'Asset data'!CX57","v":0},{"$f":"'Asset data'!CY57","v":0},{"$f":"'Asset data'!CZ57","v":0},{"$f":"'Asset data'!DA57","v":0},{"$f":"'Asset data'!DB57","v":0},{"$f":"'Asset data'!DC57","v":0},{"$f":"'Asset data'!DD57","v":0},{"$f":"'Asset data'!DE57","v":0},{"$f":"'Asset data'!DF57","v":0},{"$f":"'Asset data'!DG57","v":0},{"$f":"'Asset data'!DH57","v":0},{"$f":"'Asset data'!DI57","v":0},{"$f":"'Asset data'!DJ57","v":0},{"$f":"'Asset data'!DK57","v":0},{"$f":"'Asset data'!DL57","v":0},{"$f":"'Asset data'!DM57","v":0},{"$f":"'Asset data'!DN57","v":0},{"$f":"'Asset data'!DO57","v":0},{"$f":"'Asset data'!DP57","v":0},{"$f":"'Asset data'!DQ57","v":0},{"$f":"'Asset data'!DR57","v":0},{"$f":"'Asset data'!DS57","v":0},{"$f":"'Asset data'!DT57","v":0},{"$f":"'Asset data'!DU57","v":0},{"$f":"'Asset data'!DV57","v":0},{"$f":"'Asset data'!DW57","v":0},{"$f":"'Asset data'!DX57","v":0},{"$f":"'Asset data'!DY57","v":0},{"$f":"'Asset data'!DZ57","v":0},{"$f":"'Asset data'!EA57","v":0},{"$f":"'Asset data'!EB57","v":0},{"$f":"'Asset data'!EC57","v":0},{"$f":"'Asset data'!ED57","v":0},{"$f":"'Asset data'!EE57","v":0},{"$f":"'Asset data'!EF57","v":0},{"$f":"'Asset data'!EG57","v":0},{"$f":"'Asset data'!EH57","v":0},{"$f":"'Asset data'!EI57","v":0},{"$f":"'Asset data'!EJ57","v":0},{"$f":"'Asset data'!EK57","v":0},{"$f":"'Asset data'!EL57","v":0},{"$f":"'Asset data'!EM57","v":0},{"$f":"'Asset data'!EN57","v":0},{"$f":"'Asset data'!EO57","v":0},{"$f":"'Asset data'!EP57","v":0},{"$f":"'Asset data'!EQ57","v":0},{"$f":"'Asset data'!ER57","v":0},{"$f":"'Asset data'!ES57","v":0},{"$f":"'Asset data'!ET57","v":0},{"$f":"'Asset data'!EU57","v":0},{"$f":"'Asset data'!EV57","v":0},{"$f":"'Asset data'!EW57","v":0},{"$f":"'Asset data'!EX57","v":0},{"$f":"'Asset data'!EY57","v":0},{"$f":"'Asset data'!EZ57","v":0},{"$f":"'Asset data'!FA57","v":0},{"$f":"'Asset data'!FB57","v":0},{"$f":"'Asset data'!FC57","v":0},{"$f":"'Asset data'!FD57","v":0},{"$f":"'Asset data'!FE57","v":0},{"$f":"'Asset data'!FF57","v":0},{"$f":"'Asset data'!FG57","v":0}]
[{"$f":"'Asset data'!A58","v":0},{"$f":"'Asset data'!B58","v":0},{"$f":"'Asset data'!C58","v":0},{"$f":"'Asset data'!E58","v":0},{"$f":"'Asset data'!I58","v":0},{"$f":"'Asset data'!L58","v":0},{"$f":"'Asset data'!M58","v":0},{"$f":"'Asset data'!N58","v":0},{"$f":"'Asset data'!O58","v":0},{"$f":"'Asset data'!P58","v":0},{"$f":"'Asset data'!Q58","v":0},{"$f":"'Asset data'!R58","v":0},{"$f":"'Asset data'!S58","v":0},{"$f":"'Asset data'!T58","v":0},{"$f":"'Asset data'!U58","v":0},{"$f":"'Asset data'!V58","v":0},{"$f":"'Asset data'!W58","v":0},{"$f":"'Asset data'!X58","v":0},{"$f":"'Asset data'!Y58","v":0},{"$f":"'Asset data'!Z58","v":0},{"$f":"'Asset data'!AA58","v":0},{"$f":"'Asset data'!AB58","v":0},{"$f":"'Asset data'!AC58","v":0},{"$f":"'Asset data'!AD58","v":0},{"$f":"'Asset data'!AE58","v":0},{"$f":"'Asset data'!AF58","v":0},{"$f":"'Asset data'!AG58","v":0},{"$f":"'Asset data'!AH58","v":0},{"$f":"'Asset data'!AI58","v":0},{"$f":"'Asset data'!AJ58","v":0},{"$f":"'Asset data'!AK58","v":0},{"$f":"'Asset data'!AL58","v":0},{"$f":"'Asset data'!AM58","v":0},{"$f":"'Asset data'!AN58","v":0},{"$f":"'Asset data'!AO58","v":0},{"$f":"'Asset data'!AP58","v":0},{"$f":"'Asset data'!AQ58","v":0},{"$f":"'Asset data'!AR58","v":0},{"$f":"'Asset data'!AS58","v":0},{"$f":"'Asset data'!AT58","v":0},{"$f":"'Asset data'!AU58","v":0},{"$f":"'Asset data'!AV58","v":0},{"$f":"'Asset data'!AW58","v":0},{"$f":"'Asset data'!AX58","v":0},{"$f":"'Asset data'!AY58","v":0},{"$f":"'Asset data'!AZ58","v":0},{"$f":"'Asset data'!BA58","v":0},{"$f":"'Asset data'!BB58","v":0},{"$f":"'Asset data'!BC58","v":0},{"$f":"'Asset data'!BD58","v":0},{"$f":"'Asset data'!BE58","v":0},{"$f":"'Asset data'!BF58","v":0},{"$f":"'Asset data'!BG58","v":0},{"$f":"'Asset data'!BH58","v":0},{"$f":"'Asset data'!BI58","v":0},{"$f":"'Asset data'!BJ58","v":0},{"$f":"'Asset data'!BK58","v":0},{"$f":"'Asset data'!BL58","v":0},{"$f":"'Asset data'!BM58","v":0},{"$f":"'Asset data'!BN58","v":0},{"$f":"'Asset data'!BO58","v":0},{"$f":"'Asset data'!BP58","v":0},{"$f":"'Asset data'!BQ58","v":0},{"$f":"'Asset data'!BR58","v":0},{"$f":"'Asset data'!BS58","v":0},{"$f":"'Asset data'!BT58","v":0},{"$f":"'Asset data'!BU58","v":0},{"$f":"'Asset data'!BV58","v":0},{"$f":"'Asset data'!BW58","v":0},{"$f":"'Asset data'!BX58","v":0},{"$f":"'Asset data'!BY58","v":0},{"$f":"'Asset data'!BZ58","v":0},{"$f":"'Asset data'!CA58","v":0},{"$f":"'Asset data'!CB58","v":0},{"$f":"'Asset data'!CC58","v":0},{"$f":"'Asset data'!CD58","v":0},{"$f":"'Asset data'!CE58","v":0},{"$f":"'Asset data'!CF58","v":0},{"$f":"'Asset data'!CG58","v":0},{"$f":"'Asset data'!CH58","v":0},{"$f":"'Asset data'!CI58","v":0},{"$f":"'Asset data'!CJ58","v":0},{"$f":"'Asset data'!CK58","v":0},{"$f":"'Asset data'!CL58","v":0},{"$f":"'Asset data'!CM58","v":0},{"$f":"'Asset data'!CN58","v":0},{"$f":"'Asset data'!CO58","v":0},{"$f":"'Asset data'!CP58","v":0},{"$f":"'Asset data'!CQ58","v":0},{"$f":"'Asset data'!CR58","v":0},{"$f":"'Asset data'!CS58","v":0},{"$f":"'Asset data'!CT58","v":0},{"$f":"'Asset data'!CU58","v":0},{"$f":"'Asset data'!CV58","v":0},{"$f":"'Asset data'!CW58","v":0},{"$f":"'Asset data'!CX58","v":0},{"$f":"'Asset data'!CY58","v":0},{"$f":"'Asset data'!CZ58","v":0},{"$f":"'Asset data'!DA58","v":0},{"$f":"'Asset data'!DB58","v":0},{"$f":"'Asset data'!DC58","v":0},{"$f":"'Asset data'!DD58","v":0},{"$f":"'Asset data'!DE58","v":0},{"$f":"'Asset data'!DF58","v":0},{"$f":"'Asset data'!DG58","v":0},{"$f":"'Asset data'!DH58","v":0},{"$f":"'Asset data'!DI58","v":0},{"$f":"'Asset data'!DJ58","v":0},{"$f":"'Asset data'!DK58","v":0},{"$f":"'Asset data'!DL58","v":0},{"$f":"'Asset data'!DM58","v":0},{"$f":"'Asset data'!DN58","v":0},{"$f":"'Asset data'!DO58","v":0},{"$f":"'Asset data'!DP58","v":0},{"$f":"'Asset data'!DQ58","v":0},{"$f":"'Asset data'!DR58","v":0},{"$f":"'Asset data'!DS58","v":0},{"$f":"'Asset data'!DT58","v":0},{"$f":"'Asset data'!DU58","v":0},{"$f":"'Asset data'!DV58","v":0},{"$f":"'Asset data'!DW58","v":0},{"$f":"'Asset data'!DX58","v":0},{"$f":"'Asset data'!DY58","v":0},{"$f":"'Asset data'!DZ58","v":0},{"$f":"'Asset data'!EA58","v":0},{"$f":"'Asset data'!EB58","v":0},{"$f":"'Asset data'!EC58","v":0},{"$f":"'Asset data'!ED58","v":0},{"$f":"'Asset data'!EE58","v":0},{"$f":"'Asset data'!EF58","v":0},{"$f":"'Asset data'!EG58","v":0},{"$f":"'Asset data'!EH58","v":0},{"$f":"'Asset data'!EI58","v":0},{"$f":"'Asset data'!EJ58","v":0},{"$f":"'Asset data'!EK58","v":0},{"$f":"'Asset data'!EL58","v":0},{"$f":"'Asset data'!EM58","v":0},{"$f":"'Asset data'!EN58","v":0},{"$f":"'Asset data'!EO58","v":0},{"$f":"'Asset data'!EP58","v":0},{"$f":"'Asset data'!EQ58","v":0},{"$f":"'Asset data'!ER58","v":0},{"$f":"'Asset data'!ES58","v":0},{"$f":"'Asset data'!ET58","v":0},{"$f":"'Asset data'!EU58","v":0},{"$f":"'Asset data'!EV58","v":0},{"$f":"'Asset data'!EW58","v":0},{"$f":"'Asset data'!EX58","v":0},{"$f":"'Asset data'!EY58","v":0},{"$f":"'Asset data'!EZ58","v":0},{"$f":"'Asset data'!FA58","v":0},{"$f":"'Asset data'!FB58","v":0},{"$f":"'Asset data'!FC58","v":0},{"$f":"'Asset data'!FD58","v":0},{"$f":"'Asset data'!FE58","v":0},{"$f":"'Asset data'!FF58","v":0},{"$f":"'Asset data'!FG58","v":0}]
[{"$f":"'Asset data'!A59","v":0},{"$f":"'Asset data'!B59","v":0},{"$f":"'Asset data'!C59","v":0},{"$f":"'Asset data'!E59","v":0},{"$f":"'Asset data'!I59","v":0},{"$f":"'Asset data'!L59","v":0},{"$f":"'Asset data'!M59","v":0},{"$f":"'Asset data'!N59","v":0},{"$f":"'Asset data'!O59","v":0},{"$f":"'Asset data'!P59","v":0},{"$f":"'Asset data'!Q59","v":0},{"$f":"'Asset data'!R59","v":0},{"$f":"'Asset data'!S59","v":0},{"$f":"'Asset data'!T59","v":0},{"$f":"'Asset data'!U59","v":0},{"$f":"'Asset data'!V59","v":0},{"$f":"'Asset data'!W59","v":0},{"$f":"'Asset data'!X59","v":0},{"$f":"'Asset data'!Y59","v":0},{"$f":"'Asset data'!Z59","v":0},{"$f":"'Asset data'!AA59","v":0},{"$f":"'Asset data'!AB59","v":0},{"$f":"'Asset data'!AC59","v":0},{"$f":"'Asset data'!AD59","v":0},{"$f":"'Asset data'!AE59","v":0},{"$f":"'Asset data'!AF59","v":0},{"$f":"'Asset data'!AG59","v":0},{"$f":"'Asset data'!AH59","v":0},{"$f":"'Asset data'!AI59","v":0},{"$f":"'Asset data'!AJ59","v":0},{"$f":"'Asset data'!AK59","v":0},{"$f":"'Asset data'!AL59","v":0},{"$f":"'Asset data'!AM59","v":0},{"$f":"'Asset data'!AN59","v":0},{"$f":"'Asset data'!AO59","v":0},{"$f":"'Asset data'!AP59","v":0},{"$f":"'Asset data'!AQ59","v":0},{"$f":"'Asset data'!AR59","v":0},{"$f":"'Asset data'!AS59","v":0},{"$f":"'Asset data'!AT59","v":0},{"$f":"'Asset data'!AU59","v":0},{"$f":"'Asset data'!AV59","v":0},{"$f":"'Asset data'!AW59","v":0},{"$f":"'Asset data'!AX59","v":0},{"$f":"'Asset data'!AY59","v":0},{"$f":"'Asset data'!AZ59","v":0},{"$f":"'Asset data'!BA59","v":0},{"$f":"'Asset data'!BB59","v":0},{"$f":"'Asset data'!BC59","v":0},{"$f":"'Asset data'!BD59","v":0},{"$f":"'Asset data'!BE59","v":0},{"$f":"'Asset data'!BF59","v":0},{"$f":"'Asset data'!BG59","v":0},{"$f":"'Asset data'!BH59","v":0},{"$f":"'Asset data'!BI59","v":0},{"$f":"'Asset data'!BJ59","v":0},{"$f":"'Asset data'!BK59","v":0},{"$f":"'Asset data'!BL59","v":0},{"$f":"'Asset data'!BM59","v":0},{"$f":"'Asset data'!BN59","v":0},{"$f":"'Asset data'!BO59","v":0},{"$f":"'Asset data'!BP59","v":0},{"$f":"'Asset data'!BQ59","v":0},{"$f":"'Asset data'!BR59","v":0},{"$f":"'Asset data'!BS59","v":0},{"$f":"'Asset data'!BT59","v":0},{"$f":"'Asset data'!BU59","v":0},{"$f":"'Asset data'!BV59","v":0},{"$f":"'Asset data'!BW59","v":0},{"$f":"'Asset data'!BX59","v":0},{"$f":"'Asset data'!BY59","v":0},{"$f":"'Asset data'!BZ59","v":0},{"$f":"'Asset data'!CA59","v":0},{"$f":"'Asset data'!CB59","v":0},{"$f":"'Asset data'!CC59","v":0},{"$f":"'Asset data'!CD59","v":0},{"$f":"'Asset data'!CE59","v":0},{"$f":"'Asset data'!CF59","v":0},{"$f":"'Asset data'!CG59","v":0},{"$f":"'Asset data'!CH59","v":0},{"$f":"'Asset data'!CI59","v":0},{"$f":"'Asset data'!CJ59","v":0},{"$f":"'Asset data'!CK59","v":0},{"$f":"'Asset data'!CL59","v":0},{"$f":"'Asset data'!CM59","v":0},{"$f":"'Asset data'!CN59","v":0},{"$f":"'Asset data'!CO59","v":0},{"$f":"'Asset data'!CP59","v":0},{"$f":"'Asset data'!CQ59","v":0},{"$f":"'Asset data'!CR59","v":0},{"$f":"'Asset data'!CS59","v":0},{"$f":"'Asset data'!CT59","v":0},{"$f":"'Asset data'!CU59","v":0},{"$f":"'Asset data'!CV59","v":0},{"$f":"'Asset data'!CW59","v":0},{"$f":"'Asset data'!CX59","v":0},{"$f":"'Asset data'!CY59","v":0},{"$f":"'Asset data'!CZ59","v":0},{"$f":"'Asset data'!DA59","v":0},{"$f":"'Asset data'!DB59","v":0},{"$f":"'Asset data'!DC59","v":0},{"$f":"'Asset data'!DD59","v":0},{"$f":"'Asset data'!DE59","v":0},{"$f":"'Asset data'!DF59","v":0},{"$f":"'Asset data'!DG59","v":0},{"$f":"'Asset data'!DH59","v":0},{"$f":"'Asset data'!DI59","v":0},{"$f":"'Asset data'!DJ59","v":0},{"$f":"'Asset data'!DK59","v":0},{"$f":"'Asset data'!DL59","v":0},{"$f":"'Asset data'!DM59","v":0},{"$f":"'Asset data'!DN59","v":0},{"$f":"'Asset data'!DO59","v":0},{"$f":"'Asset data'!DP59","v":0},{"$f":"'Asset data'!DQ59","v":0},{"$f":"'Asset data'!DR59","v":0},{"$f":"'Asset data'!DS59","v":0},{"$f":"'Asset data'!DT59","v":0},{"$f":"'Asset data'!DU59","v":0},{"$f":"'Asset data'!DV59","v":0},{"$f":"'Asset data'!DW59","v":0},{"$f":"'Asset data'!DX59","v":0},{"$f":"'Asset data'!DY59","v":0},{"$f":"'Asset data'!DZ59","v":0},{"$f":"'Asset data'!EA59","v":0},{"$f":"'Asset data'!EB59","v":0},{"$f":"'Asset data'!EC59","v":0},{"$f":"'Asset data'!ED59","v":0},{"$f":"'Asset data'!EE59","v":0},{"$f":"'Asset data'!EF59","v":0},{"$f":"'Asset data'!EG59","v":0},{"$f":"'Asset data'!EH59","v":0},{"$f":"'Asset data'!EI59","v":0},{"$f":"'Asset data'!EJ59","v":0},{"$f":"'Asset data'!EK59","v":0},{"$f":"'Asset data'!EL59","v":0},{"$f":"'Asset data'!EM59","v":0},{"$f":"'Asset data'!EN59","v":0},{"$f":"'Asset data'!EO59","v":0},{"$f":"'Asset data'!EP59","v":0},{"$f":"'Asset data'!EQ59","v":0},{"$f":"'Asset data'!ER59","v":0},{"$f":"'Asset data'!ES59","v":0},{"$f":"'Asset data'!ET59","v":0},{"$f":"'Asset data'!EU59","v":0},{"$f":"'Asset data'!EV59","v":0},{"$f":"'Asset data'!EW59","v":0},{"$f":"'Asset data'!EX59","v":0},{"$f":"'Asset data'!EY59","v":0},{"$f":"'Asset data'!EZ59","v":0},{"$f":"'Asset data'!FA59","v":0},{"$f":"'Asset data'!FB59","v":0},{"$f":"'Asset data'!FC59","v":0},{"$f":"'Asset data'!FD59","v":0},{"$f":"'Asset data'!FE59","v":0},{"$f":"'Asset data'!FF59","v":0},{"$f":"'Asset data'!FG59","v":0}]
[{"$f":"'Asset data'!A60","v":0},{"$f":"'Asset data'!B60","v":0},{"$f":"'Asset data'!C60","v":0},{"$f":"'Asset data'!E60","v":0},{"$f":"'Asset data'!I60","v":0},{"$f":"'Asset data'!L60","v":0},{"$f":"'Asset data'!M60","v":0},{"$f":"'Asset data'!N60","v":0},{"$f":"'Asset data'!O60","v":0},{"$f":"'Asset data'!P60","v":0},{"$f":"'Asset data'!Q60","v":0},{"$f":"'Asset data'!R60","v":0},{"$f":"'Asset data'!S60","v":0},{"$f":"'Asset data'!T60","v":0},{"$f":"'Asset data'!U60","v":0},{"$f":"'Asset data'!V60","v":0},{"$f":"'Asset data'!W60","v":0},{"$f":"'Asset data'!X60","v":0},{"$f":"'Asset data'!Y60","v":0},{"$f":"'Asset data'!Z60","v":0},{"$f":"'Asset data'!AA60","v":0},{"$f":"'Asset data'!AB60","v":0},{"$f":"'Asset data'!AC60","v":0},{"$f":"'Asset data'!AD60","v":0},{"$f":"'Asset data'!AE60","v":0},{"$f":"'Asset data'!AF60","v":0},{"$f":"'Asset data'!AG60","v":0},{"$f":"'Asset data'!AH60","v":0},{"$f":"'Asset data'!AI60","v":0},{"$f":"'Asset data'!AJ60","v":0},{"$f":"'Asset data'!AK60","v":0},{"$f":"'Asset data'!AL60","v":0},{"$f":"'Asset data'!AM60","v":0},{"$f":"'Asset data'!AN60","v":0},{"$f":"'Asset data'!AO60","v":0},{"$f":"'Asset data'!AP60","v":0},{"$f":"'Asset data'!AQ60","v":0},{"$f":"'Asset data'!AR60","v":0},{"$f":"'Asset data'!AS60","v":0},{"$f":"'Asset data'!AT60","v":0},{"$f":"'Asset data'!AU60","v":0},{"$f":"'Asset data'!AV60","v":0},{"$f":"'Asset data'!AW60","v":0},{"$f":"'Asset data'!AX60","v":0},{"$f":"'Asset data'!AY60","v":0},{"$f":"'Asset data'!AZ60","v":0},{"$f":"'Asset data'!BA60","v":0},{"$f":"'Asset data'!BB60","v":0},{"$f":"'Asset data'!BC60","v":0},{"$f":"'Asset data'!BD60","v":0},{"$f":"'Asset data'!BE60","v":0},{"$f":"'Asset data'!BF60","v":0},{"$f":"'Asset data'!BG60","v":0},{"$f":"'Asset data'!BH60","v":0},{"$f":"'Asset data'!BI60","v":0},{"$f":"'Asset data'!BJ60","v":0},{"$f":"'Asset data'!BK60","v":0},{"$f":"'Asset data'!BL60","v":0},{"$f":"'Asset data'!BM60","v":0},{"$f":"'Asset data'!BN60","v":0},{"$f":"'Asset data'!BO60","v":0},{"$f":"'Asset data'!BP60","v":0},{"$f":"'Asset data'!BQ60","v":0},{"$f":"'Asset data'!BR60","v":0},{"$f":"'Asset data'!BS60","v":0},{"$f":"'Asset data'!BT60","v":0},{"$f":"'Asset data'!BU60","v":0},{"$f":"'Asset data'!BV60","v":0},{"$f":"'Asset data'!BW60","v":0},{"$f":"'Asset data'!BX60","v":0},{"$f":"'Asset data'!BY60","v":0},{"$f":"'Asset data'!BZ60","v":0},{"$f":"'Asset data'!CA60","v":0},{"$f":"'Asset data'!CB60","v":0},{"$f":"'Asset data'!CC60","v":0},{"$f":"'Asset data'!CD60","v":0},{"$f":"'Asset data'!CE60","v":0},{"$f":"'Asset data'!CF60","v":0},{"$f":"'Asset data'!CG60","v":0},{"$f":"'Asset data'!CH60","v":0},{"$f":"'Asset data'!CI60","v":0},{"$f":"'Asset data'!CJ60","v":0},{"$f":"'Asset data'!CK60","v":0},{"$f":"'Asset data'!CL60","v":0},{"$f":"'Asset data'!CM60","v":0},{"$f":"'Asset data'!CN60","v":0},{"$f":"'Asset data'!CO60","v":0},{"$f":"'Asset data'!CP60","v":0},{"$f":"'Asset data'!CQ60","v":0},{"$f":"'Asset data'!CR60","v":0},{"$f":"'Asset data'!CS60","v":0},{"$f":"'Asset data'!CT60","v":0},{"$f":"'Asset data'!CU60","v":0},{"$f":"'Asset data'!CV60","v":0},{"$f":"'Asset data'!CW60","v":0},{"$f":"'Asset data'!CX60","v":0},{"$f":"'Asset data'!CY60","v":0},{"$f":"'Asset data'!CZ60","v":0},{"$f":"'Asset data'!DA60","v":0},{"$f":"'Asset data'!DB60","v":0},{"$f":"'Asset data'!DC60","v":0},{"$f":"'Asset data'!DD60","v":0},{"$f":"'Asset data'!DE60","v":0},{"$f":"'Asset data'!DF60","v":0},{"$f":"'Asset data'!DG60","v":0},{"$f":"'Asset data'!DH60","v":0},{"$f":"'Asset data'!DI60","v":0},{"$f":"'Asset data'!DJ60","v":0},{"$f":"'Asset data'!DK60","v":0},{"$f":"'Asset data'!DL60","v":0},{"$f":"'Asset data'!DM60","v":0},{"$f":"'Asset data'!DN60","v":0},{"$f":"'Asset data'!DO60","v":0},{"$f":"'Asset data'!DP60","v":0},{"$f":"'Asset data'!DQ60","v":0},{"$f":"'Asset data'!DR60","v":0},{"$f":"'Asset data'!DS60","v":0},{"$f":"'Asset data'!DT60","v":0},{"$f":"'Asset data'!DU60","v":0},{"$f":"'Asset data'!DV60","v":0},{"$f":"'Asset data'!DW60","v":0},{"$f":"'Asset data'!DX60","v":0},{"$f":"'Asset data'!DY60","v":0},{"$f":"'Asset data'!DZ60","v":0},{"$f":"'Asset data'!EA60","v":0},{"$f":"'Asset data'!EB60","v":0},{"$f":"'Asset data'!EC60","v":0},{"$f":"'Asset data'!ED60","v":0},{"$f":"'Asset data'!EE60","v":0},{"$f":"'Asset data'!EF60","v":0},{"$f":"'Asset data'!EG60","v":0},{"$f":"'Asset data'!EH60","v":0},{"$f":"'Asset data'!EI60","v":0},{"$f":"'Asset data'!EJ60","v":0},{"$f":"'Asset data'!EK60","v":0},{"$f":"'Asset data'!EL60","v":0},{"$f":"'Asset data'!EM60","v":0},{"$f":"'Asset data'!EN60","v":0},{"$f":"'Asset data'!EO60","v":0},{"$f":"'Asset data'!EP60","v":0},{"$f":"'Asset data'!EQ60","v":0},{"$f":"'Asset data'!ER60","v":0},{"$f":"'Asset data'!ES60","v":0},{"$f":"'Asset data'!ET60","v":0},{"$f":"'Asset data'!EU60","v":0},{"$f":"'Asset data'!EV60","v":0},{"$f":"'Asset data'!EW60","v":0},{"$f":"'Asset data'!EX60","v":0},{"$f":"'Asset data'!EY60","v":0},{"$f":"'Asset data'!EZ60","v":0},{"$f":"'Asset data'!FA60","v":0},{"$f":"'Asset data'!FB60","v":0},{"$f":"'Asset data'!FC60","v":0},{"$f":"'Asset data'!FD60","v":0},{"$f":"'Asset data'!FE60","v":0},{"$f":"'Asset data'!FF60","v":0},{"$f":"'Asset data'!FG60","v":0}]
[{"$f":"'Asset data'!A61","v":0},{"$f":"'Asset data'!B61","v":0},{"$f":"'Asset data'!C61","v":0},{"$f":"'Asset data'!E61","v":0},{"$f":"'Asset data'!I61","v":0},{"$f":"'Asset data'!L61","v":0},{"$f":"'Asset data'!M61","v":0},{"$f":"'Asset data'!N61","v":0},{"$f":"'Asset data'!O61","v":0},{"$f":"'Asset data'!P61","v":0},{"$f":"'Asset data'!Q61","v":0},{"$f":"'Asset data'!R61","v":0},{"$f":"'Asset data'!S61","v":0},{"$f":"'Asset data'!T61","v":0},{"$f":"'Asset data'!U61","v":0},{"$f":"'Asset data'!V61","v":0},{"$f":"'Asset data'!W61","v":0},{"$f":"'Asset data'!X61","v":0},{"$f":"'Asset data'!Y61","v":0},{"$f":"'Asset data'!Z61","v":0},{"$f":"'Asset data'!AA61","v":0},{"$f":"'Asset data'!AB61","v":0},{"$f":"'Asset data'!AC61","v":0},{"$f":"'Asset data'!AD61","v":0},{"$f":"'Asset data'!AE61","v":0},{"$f":"'Asset data'!AF61","v":0},{"$f":"'Asset data'!AG61","v":0},{"$f":"'Asset data'!AH61","v":0},{"$f":"'Asset data'!AI61","v":0},{"$f":"'Asset data'!AJ61","v":0},{"$f":"'Asset data'!AK61","v":0},{"$f":"'Asset data'!AL61","v":0},{"$f":"'Asset data'!AM61","v":0},{"$f":"'Asset data'!AN61","v":0},{"$f":"'Asset data'!AO61","v":0},{"$f":"'Asset data'!AP61","v":0},{"$f":"'Asset data'!AQ61","v":0},{"$f":"'Asset data'!AR61","v":0},{"$f":"'Asset data'!AS61","v":0},{"$f":"'Asset data'!AT61","v":0},{"$f":"'Asset data'!AU61","v":0},{"$f":"'Asset data'!AV61","v":0},{"$f":"'Asset data'!AW61","v":0},{"$f":"'Asset data'!AX61","v":0},{"$f":"'Asset data'!AY61","v":0},{"$f":"'Asset data'!AZ61","v":0},{"$f":"'Asset data'!BA61","v":0},{"$f":"'Asset data'!BB61","v":0},{"$f":"'Asset data'!BC61","v":0},{"$f":"'Asset data'!BD61","v":0},{"$f":"'Asset data'!BE61","v":0},{"$f":"'Asset data'!BF61","v":0},{"$f":"'Asset data'!BG61","v":0},{"$f":"'Asset data'!BH61","v":0},{"$f":"'Asset data'!BI61","v":0},{"$f":"'Asset data'!BJ61","v":0},{"$f":"'Asset data'!BK61","v":0},{"$f":"'Asset data'!BL61","v":0},{"$f":"'Asset data'!BM61","v":0},{"$f":"'Asset data'!BN61","v":0},{"$f":"'Asset data'!BO61","v":0},{"$f":"'Asset data'!BP61","v":0},{"$f":"'Asset data'!BQ61","v":0},{"$f":"'Asset data'!BR61","v":0},{"$f":"'Asset data'!BS61","v":0},{"$f":"'Asset data'!BT61","v":0},{"$f":"'Asset data'!BU61","v":0},{"$f":"'Asset data'!BV61","v":0},{"$f":"'Asset data'!BW61","v":0},{"$f":"'Asset data'!BX61","v":0},{"$f":"'Asset data'!BY61","v":0},{"$f":"'Asset data'!BZ61","v":0},{"$f":"'Asset data'!CA61","v":0},{"$f":"'Asset data'!CB61","v":0},{"$f":"'Asset data'!CC61","v":0},{"$f":"'Asset data'!CD61","v":0},{"$f":"'Asset data'!CE61","v":0},{"$f":"'Asset data'!CF61","v":0},{"$f":"'Asset data'!CG61","v":0},{"$f":"'Asset data'!CH61","v":0},{"$f":"'Asset data'!CI61","v":0},{"$f":"'Asset data'!CJ61","v":0},{"$f":"'Asset data'!CK61","v":0},{"$f":"'Asset data'!CL61","v":0},{"$f":"'Asset data'!CM61","v":0},{"$f":"'Asset data'!CN61","v":0},{"$f":"'Asset data'!CO61","v":0},{"$f":"'Asset data'!CP61","v":0},{"$f":"'Asset data'!CQ61","v":0},{"$f":"'Asset data'!CR61","v":0},{"$f":"'Asset data'!CS61","v":0},{"$f":"'Asset data'!CT61","v":0},{"$f":"'Asset data'!CU61","v":0},{"$f":"'Asset data'!CV61","v":0},{"$f":"'Asset data'!CW61","v":0},{"$f":"'Asset data'!CX61","v":0},{"$f":"'Asset data'!CY61","v":0},{"$f":"'Asset data'!CZ61","v":0},{"$f":"'Asset data'!DA61","v":0},{"$f":"'Asset data'!DB61","v":0},{"$f":"'Asset data'!DC61","v":0},{"$f":"'Asset data'!DD61","v":0},{"$f":"'Asset data'!DE61","v":0},{"$f":"'Asset data'!DF61","v":0},{"$f":"'Asset data'!DG61","v":0},{"$f":"'Asset data'!DH61","v":0},{"$f":"'Asset data'!DI61","v":0},{"$f":"'Asset data'!DJ61","v":0},{"$f":"'Asset data'!DK61","v":0},{"$f":"'Asset data'!DL61","v":0},{"$f":"'Asset data'!DM61","v":0},{"$f":"'Asset data'!DN61","v":0},{"$f":"'Asset data'!DO61","v":0},{"$f":"'Asset data'!DP61","v":0},{"$f":"'Asset data'!DQ61","v":0},{"$f":"'Asset data'!DR61","v":0},{"$f":"'Asset data'!DS61","v":0},{"$f":"'Asset data'!DT61","v":0},{"$f":"'Asset data'!DU61","v":0},{"$f":"'Asset data'!DV61","v":0},{"$f":"'Asset data'!DW61","v":0},{"$f":"'Asset data'!DX61","v":0},{"$f":"'Asset data'!DY61","v":0},{"$f":"'Asset data'!DZ61","v":0},{"$f":"'Asset data'!EA61","v":0},{"$f":"'Asset data'!EB61","v":0},{"$f":"'Asset data'!EC61","v":0},{"$f":"'Asset data'!ED61","v":0},{"$f":"'Asset data'!EE61","v":0},{"$f":"'Asset data'!EF61","v":0},{"$f":"'Asset data'!EG61","v":0},{"$f":"'Asset data'!EH61","v":0},{"$f":"'Asset data'!EI61","v":0},{"$f":"'Asset data'!EJ61","v":0},{"$f":"'Asset data'!EK61","v":0},{"$f":"'Asset data'!EL61","v":0},{"$f":"'Asset data'!EM61","v":0},{"$f":"'Asset data'!EN61","v":0},{"$f":"'Asset data'!EO61","v":0},{"$f":"'Asset data'!EP61","v":0},{"$f":"'Asset data'!EQ61","v":0},{"$f":"'Asset data'!ER61","v":0},{"$f":"'Asset data'!ES61","v":0},{"$f":"'Asset data'!ET61","v":0},{"$f":"'Asset data'!EU61","v":0},{"$f":"'Asset data'!EV61","v":0},{"$f":"'Asset data'!EW61","v":0},{"$f":"'Asset data'!EX61","v":0},{"$f":"'Asset data'!EY61","v":0},{"$f":"'Asset data'!EZ61","v":0},{"$f":"'Asset data'!FA61","v":0},{"$f":"'Asset data'!FB61","v":0},{"$f":"'Asset data'!FC61","v":0},{"$f":"'Asset data'!FD61","v":0},{"$f":"'Asset data'!FE61","v":0},{"$f":"'Asset data'!FF61","v":0},{"$f":"'Asset data'!FG61","v":0}]

{"sheet":"Utilisation profile (RL)","index":10,"n_rows":61,"n_cols":157,"rows_kept":61,"cut":false,"hidden":false,"merged":[]}
["Asset calcs"]
[]
[null,null,null,null,null,"Remaining life"]
[null,null,null,null,"St life","Quantity"]
["ID","ID","ID","EDB ID",null,-10,{"$f":"F5+1","v":-9},{"$f":"G5+1","v":-8},-7,-6,-5,-4,-3,-2,-1,0,1,2,3,4,5,6,7,8,9,10,11,12,13,14,15,16,17,18,19,20,21,22,23,24,25,26,27,28,29,30,31,32,33,34,35,36,37,38,39,40,41,42,43,44,45,46,47,48,49,50,51,52,53,54,55,{"$f":"BS5+1","v":56},57,58,59,60,61,62,63,64,65,66,67,68,69,70,71,72,73,74,75,76,77,78,79,{"$f":"CQ5+1","v":80},81,82,83,84,85,86,87,88,89,90,91,92,93,94,95,96,97,98,99,100,101,102,103,104,105,106,107,108,109,110,111,{"$f":"DW5+1","v":112},113,114,115,116,117,118,119,120,121,122,123,124,125,126,127,128,129,130,131,132,133,134,135,136,137,138,139,140,141]
[1,null,null,{"$f":"VLOOKUP(A6,IDtable,2)","v":"Subtransmission Lines"},null,{"$f":"SUMIF($A$19:$A$205,$A6,F$19:F$205)","v":80},0,0,0,0,0,0,0,0,0,{"$f":"SUMIF($A$19:$A$205,$A6,P$19:P$205)","v":0},0,0,0,0,0,0,0,0,0,{"$f":"SUMIF($A$19:$A$205,$A6,Z$19:Z$205)","v":0},0,0,0,0,0,0,0,0,0,{"$f":"SUMIF($A$19:$A$205,$A6,AJ$19:AJ$205)","v":0},0,0,0,74.304979639999999,0,282.35892268000003,49.727178690000002,116.6016604,120.031121,{"$f":"SUMIF($A$19:$A$205,$A6,AT$19:AT$205)","v":197.19398448000001},0,437.25622641999996,273.78527108000003,135.46369369999999,206.33921273999999,415.53630924000004,121.74585125999999,92.595436169999999,246.34958640000002,{"$f":"SUMIF($A$19:$A$205,$A6,BD$19:BD$205)","v":121.7458513},62.873444309999996,0,0,289.21784384,104.0269715,270.92738739999999,239.4906652,117.17323709999999,64.016597849999997,{"$f":"SUMIF($A$19:$A$205,$A6,BN$19:BN$205)","v":40.010373649999998},160.04149462000001,0,0,0,31.436722159999999,246.34958639000001,123.46058156000001,0,0,{"$f":"SUMIF($A$19:$A$205,$A6,BX$19:BX$205)","v":80.020747310000004},238.34751169999998,0,0,0,0,0,104.0269715,208.62551980000001,97.168050300000004,{"$f":"SUMIF($A$19:$A$205,$A6,CH$19:CH$205)","v":135.46369369999999},32.579875690000001,0,65.159751380000003,281.21576915999998,0,0,104.5985483,340.0881761,294.36203479,0,0,0,38.29564336,104.0269715,119.4595442,{"$f":"SUMIF($A$19:$A$205,$A6,CX$19:CX$205)","v":0},104.0269715,174.90249054,0,0,0,109.7427392,0,104.5985483,117.7448139,0,0,0,0,0,0,0,0,0,0,0,0,85.736514970000002,0,0,0,0,0,0,0,0,0,0,0,0,0,0,0,0,0,0,0,0,0,0,0,0,0,0,0,0,0,0,0,0,0]
[2,null,null,"HV Feeders",null,-11,37.437238975116742,9.6752358110797481,33.364494706199288,0,0,48.29823676905815,100.33060187415401,25.668992968170762,86.38923832149176,34.593904369411675,33.276766332795916,65.317714414391446,33.972444539655953,51.68855301979346,63.378337125156563,139.64226623322179,121.18761128873693,33.463221602230703,36.134043947501915,43.188600284189569,57.594499863441818,76.572580561974007,29.2231612253021,48.903588526303466,81.844596810052167,137.6523130604059,92.498441327408315,52.629489621005256,69.045607367521939,79.036942450983005,126.04021143376229,109.49661474780852,78.574658090442867,3.9837168574084174,16.889227424604119,27.28846047324766,98.996922752325986,96.872042821600488,65.850839652961142,65.66724226735883,44.151707135738256,7.8981516825140803,21.846703246027761,32.579875690370578,80.828749011413009,46.494132647894403,78.294758679939747,59.404319752270538,40.413075467600827,103.52727484460314,39.2344148930502,62.428307257205049,9.1625487720393615,14.414126820588196,10.662504771394008,58.560464598822982,0,34.850594299093373,41.30802611987167,36.523755379204914,24.618677358460996,70.885911350563859,6.3185213460112637,48.025958382108314,30.003450114111878,0,19.121840915560405,14.414126820588196,19.232692167244814,21.113699344264614,11.254866147582565,17.178479909468123,56.467107992795235,6.9715045004647305,33.137596050407758,43.275289427108397,18.245423206930553,71.6358893502412,11.472411729013217,9.1625487720393615,26.321976122624228,0,39.497686615800674,27.686832158988501,9.1625487720393615,9.1625487720393615,37.720602487235013,0,10.662504771394008,0,11.452319939645417,0,40.08311978875895,0,49.811183149469556,0,0,16.389357561539743,7.8981516825140803,0,0,0,7.7942286340599471,0,0,17.77084128565668,0,0,0,0,0,11.452319939645417,0,0,0,0,0,0,0,0,0,0,0,0,0,0,0,0,0,0,0,0,0,0,0,0,0,0,0,0,0,0,0,0,0,0,0,0,0,0,0]
[3,null,null,"Zone Substation",null,-24,32.700000000000003,36.4,0,0,0,58.2,0,77.900000000000006,34.200000000000003,58.800000000000004,0,0,0,30.5,33.799999999999997,155.69999999999999,0,38.5,0,47.6,18.5,126.7,0,0,0,0,118.5,0,0,65.099999999999994,0,102.1,50.4,46.2,15.2,0,0,34.200000000000003,77.8,0,0,0,47.2,38.299999999999997,0,0,0,87.2,0,0,51.5,0,32.5,43,52.8,0,36.6,0,49.5,42,0,0,0,0,0,0,0,0,0,0,0,0,0,0,0,0,0,0,0,0,36.9,0,0,0,0,0,0,30,0,0,0,0,0,0,0,0,0,0,0,0,0,0,0,0,0,0,0,0,0,0,0,0,0,0,0,0,0,0,0,0,0,0,0,0,0,0,0,0,0,0,0,0,0,0,0,0,0,0,0,0,0,0,0,0,0,0,0,0,0,0,0]
[4,null,null,"Distribution Substations and LV Feeders",null,44,0,0,0,0,0,0,0,0,0,0,0,0,0,0,0,0,0,0,0,0,0,0,0,0,0,0,0,0,0,0,0,0,0,0,0,0,0,0,0,0,0,0,0,0,0,0,0,0,0,0,0,0,0,0,0,0,26.968581942087635,26.968581942087635,26.968581942087635,26.968581942087635,26.968581942087635,26.968581942087635,26.968581942087635,26.968581942087635,26.968581942087635,26.968581942087635,26.968581942087635,36.140210419306193,36.140210419306193,36.140210419306193,36.140210419306193,36.140210419306193,36.140210419306193,36.140210419306193,36.140210419306193,36.140210419306193,36.140210419306193,36.140210419306193,36.140210419306193,36.140210419306193,36.140210419306193,36.140210419306193,36.140210419306193,36.140210419306193,36.140210419306193,36.140210419306193,36.140210419306193,33.290375409999704,33.290375409999704,33.290375409999704,33.290375409999704,33.290375409999704,33.290375409999704,33.290375409999704,33.290375409999704,33.290375409999704,33.290375409999704,33.290375409999704,33.290375409999704,33.290375409999704,33.290375409999704,33.290375409999704,33.290375409999704,33.290375409999704,33.290375409999704,33.290375409999704,33.290375409999704,20.907937874360243,20.907937874360243,20.907937874360243,20.907937874360243,20.907937874360243,20.907937874360243,20.907937874360243,20.907937874360243,20.907937874360243,20.907937874360243,20.907937874360243,20.907937874360243,20.907937874360243,20.907937874360243,20.907937874360243,20.907937874360243,20.907937874360243,20.907937874360243,20.907937874360243,20.907937874360243,4.7874048287500122,4.7874048287500122,4.7874048287500122,4.7874048287500122,4.7874048287500122,4.7874048287500122,4.7874048287500122,4.7874048287500122,4.7874048287500122,4.7874048287500122,4.7874048287500122,4.7874048287500122,4.7874048287500122,4.7874048287500122,4.7874048287500122,4.7874048287500122,4.7874048287500122,4.7874048287500122,4.7874048287500122,4.7874048287500122,0,0,0,0]
[5,null,null,0,null,0,0,0,0,0,0,0,0,0,0,0,0,0,0,0,0,0,0,0,0,0,0,0,0,0,0,0,0,0,0,0,0,0,0,0,0,0,0,0,0,0,0,0,0,0,0,0,0,0,0,0,0,0,0,0,0,0,0,0,0,0,0,0,0,0,0,0,0,0,0,0,0,0,0,0,0,0,0,0,0,0,0,0,0,0,0,0,0,0,0,0,0,0,0,0,0,0,0,0,0,0,0,0,{"$f":"SUMIF($A$19:$A$205,$A10,DE$19:DE$205)","v":0},0,0,0,0,0,0,0,0,0,0,0,0,0,0,0,0,0,0,0,0,0,0,0,0,0,0,0,0,0,0,0,0,0,0,0,0,0,0,0,0,0,0,0,0,0,0,0,0]
[6,null,null,0,null,0,0,0,0,0,0,0,0,0,0,0,0,0,0,0,0,0,0,0,0,0,0,0,0,0,0,0,0,0,0,0,0,0,0,0,0,0,0,0,0,0,0,0,0,0,0,0,0,0,0,0,0,0,0,0,0,0,0,0,0,0,0,0,0,0,0,0,0,0,0,0,0,0,0,0,0,0,0,0,0,0,0,0,0,0,0,0,0,0,0,0,0,0,0,0,0,0,0,0,0,0,0,0,0,0,0,0,0,0,0,0,0,0,0,0,0,0,0,0,0,0,0,0,0,0,0,0,0,0,0,0,0,0,0,0,0,0,0,0,0,0,0,0,0,0,0,0,0,0,0,0,0]
[7,null,null,0,null,0,0,0,0,0,0,0,0,0,0,0,0,0,0,0,0,0,0,0,0,0,0,0,0,0,0,0,0,0,0,0,0,0,0,0,0,0,0,0,0,0,0,0,0,0,0,0,0,0,0,0,0,0,0,0,0,0,0,0,0,0,0,0,0,0,0,0,0,0,0,0,0,0,0,0,0,0,0,0,0,0,0,0,0,0,0,0,0,0,0,0,0,0,0,0,0,0,0,0,0,0,0,0,0,0,0,0,0,0,0,0,0,0,0,0,0,0,0,0,0,0,0,0,0,0,0,0,0,0,0,0,0,0,0,0,0,0,0,0,0,0,0,0,0,0,0,0,0,0,0,0,0]
[8,null,null,0,null,0,0,0,0,0,0,0,0,0,0,0,0,0,0,0,0,0,0,0,0,0,0,0,0,0,0,0,0,0,0,0,0,0,0,0,0,0,0,0,0,0,0,0,0,0,0,0,0,0,0,0,0,0,0,0,0,0,0,0,0,0,0,0,0,0,0,0,0,0,0,0,0,0,0,0,0,0,0,0,0,0,0,0,0,0,0,0,0,0,0,0,0,0,0,0,0,0,0,0,0,0,0,0,0,0,0,0,0,0,0,0,0,0,0,0,0,0,0,0,0,0,0,0,0,0,0,0,0,0,0,0,0,0,0,0,0,0,0,0,0,0,0,0,0,0,0,0,0,0,0,0,0]
[9,null,null,{"$f":"VLOOKUP(A14,IDtable,2)","v":0},null,0,0,0,0,0,0,0,0,0,0,0,0,0,0,0,0,0,0,0,0,0,0,0,0,0,0,0,0,0,0,0,0,0,0,0,0,0,0,0,0,0,0,0,0,0,0,0,0,0,0,0,0,0,0,0,0,0,0,0,0,0,0,0,0,0,0,0,0,0,0,0,0,0,0,0,0,0,0,0,0,0,0,0,0,0,0,0,0,0,0,0,0,0,0,0,0,0,0,0,0,0,0,0,0,0,0,0,0,0,0,{"$f":"SUMIF($A$19:$A$205,$A14,DL$19:DL$205)","v":0},0,0,0,0,0,0,0,0,0,0,0,0,0,0,0,0,0,0,0,0,0,0,0,0,0,0,0,0,0,0,0,0,0,0,0,0,0,0,0,0,0]
[10,null,null,{"$f":"VLOOKUP(A15,IDtable,2)","v":0},null,0,0,0,0,0,0,0,0,0,0,0,0,0,0,0,0,0,0,0,0,0,0,0,0,0,0,0,0,0,0,0,0,0,0,0,0,0,0,0,0,0,0,0,0,0,0,0,0,0,0,0,0,0,0,0,0,0,0,0,0,0,0,0,0,0,0,0,0,0,0,0,0,0,0,0,0,0,0,0,0,0,0,0,0,0,0,0,0,0,0,0,0,0,0,0,0,0,0,0,0,0,0,0,0,0,0,0,0,0,0,0,0,0,0,0,0,0,0,0,0,0,0,0,0,0,0,0,0,0,0,0,0,0,0,0,0,0,0,0,0,0,0,0,0,0,0,0,0,0,0,0,0]
[11,null,null,{"$f":"VLOOKUP(A16,IDtable,2)","v":0},null,0,0,0,0,0,0,0,0,0,0,0,0,0,0,0,0,0,0,0,0,0,0,0,0,0,0,0,0,0,0,0,0,0,0,0,0,0,0,0,0,0,0,0,0,0,0,0,0,0,0,0,0,0,0,0,0,0,0,0,0,0,0,0,0,0,0,0,0,0,0,0,0,0,0,0,0,0,0,0,0,0,0,0,0,0,0,0,0,0,0,0,0,0,0,0,0,0,0,0,0,0,0,0,0,0,0,0,0,0,0,0,0,0,0,0,0,0,0,0,0,0,0,0,0,0,0,0,0,0,0,0,0,0,0,0,0,0,0,0,0,0,0,0,0,0,0,0,0,0,0,0,0]
[12,null,null,{"$f":"VLOOKUP(A17,IDtable,2)","v":0},null,0,0,0,0,0,0,0,0,0,0,0,0,0,0,0,0,0,0,0,0,0,0,0,0,0,0,0,0,0,0,0,0,0,0,0,0,0,0,0,0,0,0,0,0,0,0,0,0,0,0,0,0,0,0,0,0,0,0,0,0,0,0,0,0,0,0,0,0,0,0,0,0,0,0,0,0,0,0,0,0,0,0,0,0,0,0,0,0,0,0,0,0,0,0,0,0,0,0,0,0,0,0,0,0,0,0,0,0,0,0,0,0,0,0,0,0,0,0,0,0,0,0,0,0,0,0,0,0,0,0,0,0,0,0,0,0,0,0,0,0,0,0,0,0,0,0,0,0,0,0,0,0]
[null,null,null,"Total"]
[]
[null,null,null,"EDB categories"]
[{"$f":"'Asset data'!A21","v":0},{"$f":"'Asset data'!B21","v":0},{"$f":"'Asset data'!C21","v":0},{"$f":"'Asset data'!E21","v":0},{"$f":"'Asset data'!I21","v":0},{"$f":"IF($A21>0,'Utilisation profile'!CU21,0)","v":0},{"$f":"IF($A21>0,IF(ISNA(MATCH(G$5,'Utilisation profile'!$F21:$CR21,0)),0,INDEX('Asset data'!$L21:$CX21,1,MATCH(G$5,'Utilisation profile'!$F21:$CR21,0))),0)","v":0},{"$f":"IF($A21>0,IF(ISNA(MATCH(H$5,'Utilisation profile'!$F21:$CR21,0)),0,INDEX('Asset data'!$L21:$CX21,1,MATCH(H$5,'Utilisation profile'!$F21:$CR21,0))),0)","v":0},{"$f":"IF($A21>0,IF(ISNA(MATCH(I$5,'Utilisation profile'!$F21:$CR21,0)),0,INDEX('Asset data'!$L21:$CX21,1,MATCH(I$5,'Utilisation profile'!$F21:$CR21,0))),0)","v":0},{"$f":"IF($A21>0,IF(ISNA(MATCH(J$5,'Utilisation profile'!$F21:$CR21,0)),0,INDEX('Asset data'!$L21:$CX21,1,MATCH(J$5,'Utilisation profile'!$F21:$CR21,0))),0)","v":0},{"$f":"IF($A21>0,IF(ISNA(MATCH(K$5,'Utilisation profile'!$F21:$CR21,0)),0,INDEX('Asset data'!$L21:$CX21,1,MATCH(K$5,'Utilisation profile'!$F21:$CR21,0))),0)","v":0},{"$f":"IF($A21>0,IF(ISNA(MATCH(L$5,'Utilisation profile'!$F21:$CR21,0)),0,INDEX('Asset data'!$L21:$CX21,1,MATCH(L$5,'Utilisation profile'!$F21:$CR21,0))),0)","v":0},{"$f":"IF($A21>0,IF(ISNA(MATCH(M$5,'Utilisation profile'!$F21:$CR21,0)),0,INDEX('Asset data'!$L21:$CX21,1,MATCH(M$5,'Utilisation profile'!$F21:$CR21,0))),0)","v":0},{"$f":"IF($A21>0,IF(ISNA(MATCH(N$5,'Utilisation profile'!$F21:$CR21,0)),0,INDEX('Asset data'!$L21:$CX21,1,MATCH(N$5,'Utilisation profile'!$F21:$CR21,0))),0)","v":0},{"$f":"IF($A21>0,IF(ISNA(MATCH(O$5,'Utilisation profile'!$F21:$CR21,0)),0,INDEX('Asset data'!$L21:$CX21,1,MATCH(O$5,'Utilisation profile'!$F21:$CR21,0))),0)","v":0},{"$f":"IF($A21>0,IF(ISNA(MATCH(P$5,'Utilisation profile'!$F21:$CR21,0)),0,INDEX('Asset data'!$L21:$CX21,1,MATCH(P$5,'Utilisation profile'!$F21:$CR21,0))),0)","v":0},{"$f":"IF($A21>0,IF(ISNA(MATCH(Q$5,'Utilisation profile'!$F21:$CR21,0)),0,INDEX('Asset data'!$L21:$CX21,1,MATCH(Q$5,'Utilisation profile'!$F21:$CR21,0))),0)","v":0},{"$f":"IF($A21>0,IF(ISNA(MATCH(R$5,'Utilisation profile'!$F21:$CR21,0)),0,INDEX('Asset data'!$L21:$CX21,1,MATCH(R$5,'Utilisation profile'!$F21:$CR21,0))),0)","v":0},{"$f":"IF($A21>0,IF(ISNA(MATCH(S$5,'Utilisation profile'!$F21:$CR21,0)),0,INDEX('Asset data'!$L21:$CX21,1,MATCH(S$5,'Utilisation profile'!$F21:$CR21,0))),0)","v":0},{"$f":"IF($A21>0,IF(ISNA(MATCH(T$5,'Utilisation profile'!$F21:$CR21,0)),0,INDEX('Asset data'!$L21:$CX21,1,MATCH(T$5,'Utilisation profile'!$F21:$CR21,0))),0)","v":0},{"$f":"IF($A21>0,IF(ISNA(MATCH(U$5,'Utilisation profile'!$F21:$CR21,0)),0,INDEX('Asset data'!$L21:$CX21,1,MATCH(U$5,'Utilisation profile'!$F21:$CR21,0))),0)","v":0},{"$f":"IF($A21>0,IF(ISNA(MATCH(V$5,'Utilisation profile'!$F21:$CR21,0)),0,INDEX('Asset data'!$L21:$CX21,1,MATCH(V$5,'Utilisation profile'!$F21:$CR21,0))),0)","v":0},{"$f":"IF($A21>0,IF(ISNA(MATCH(W$5,'Utilisation profile'!$F21:$CR21,0)),0,INDEX('Asset data'!$L21:$CX21,1,MATCH(W$5,'Utilisation profile'!$F21:$CR21,0))),0)","v":0},{"$f":"IF($A21>0,IF(ISNA(MATCH(X$5,'Utilisation profile'!$F21:$CR21,0)),0,INDEX('Asset data'!$L21:$CX21,1,MATCH(X$5,'Utilisation profile'!$F21:$CR21,0))),0)","v":0},{"$f":"IF($A21>0,IF(ISNA(MATCH(Y$5,'Utilisation profile'!$F21:$CR21,0)),0,INDEX('Asset data'!$L21:$CX21,1,MATCH(Y$5,'Utilisation profile'!$F21:$CR21,0))),0)","v":0},{"$f":"IF($A21>0,IF(ISNA(MATCH(Z$5,'Utilisation profile'!$F21:$CR21,0)),0,INDEX('Asset data'!$L21:$CX21,1,MATCH(Z$5,'Utilisation profile'!$F21:$CR21,0))),0)","v":0},{"$f":"IF($A21>0,IF(ISNA(MATCH(AA$5,'Utilisation profile'!$F21:$CR21,0)),0,INDEX('Asset data'!$L21:$CX21,1,MATCH(AA$5,'Utilisation profile'!$F21:$CR21,0))),0)","v":0},{"$f":"IF($A21>0,IF(ISNA(MATCH(AB$5,'Utilisation profile'!$F21:$CR21,0)),0,INDEX('Asset data'!$L21:$CX21,1,MATCH(AB$5,'Utilisation profile'!$F21:$CR21,0))),0)","v":0},{"$f":"IF($A21>0,IF(ISNA(MATCH(AC$5,'Utilisation profile'!$F21:$CR21,0)),0,INDEX('Asset data'!$L21:$CX21,1,MATCH(AC$5,'Utilisation profile'!$F21:$CR21,0))),0)","v":0},{"$f":"IF($A21>0,IF(ISNA(MATCH(AD$5,'Utilisation profile'!$F21:$CR21,0)),0,INDEX('Asset data'!$L21:$CX21,1,MATCH(AD$5,'Utilisation profile'!$F21:$CR21,0))),0)","v":0},{"$f":"IF($A21>0,IF(ISNA(MATCH(AE$5,'Utilisation profile'!$F21:$CR21,0)),0,INDEX('Asset data'!$L21:$CX21,1,MATCH(AE$5,'Utilisation profile'!$F21:$CR21,0))),0)","v":0},{"$f":"IF($A21>0,IF(ISNA(MATCH(AF$5,'Utilisation profile'!$F21:$CR21,0)),0,INDEX('Asset data'!$L21:$CX21,1,MATCH(AF$5,'Utilisation profile'!$F21:$CR21,0))),0)","v":0},{"$f":"IF($A21>0,IF(ISNA(MATCH(AG$5,'Utilisation profile'!$F21:$CR21,0)),0,INDEX('Asset data'!$L21:$CX21,1,MATCH(AG$5,'Utilisation profile'!$F21:$CR21,0))),0)","v":0},{"$f":"IF($A21>0,IF(ISNA(MATCH(AH$5,'Utilisation profile'!$F21:$CR21,0)),0,INDEX('Asset data'!$L21:$CX21,1,MATCH(AH$5,'Utilisation profile'!$F21:$CR21,0))),0)","v":0},{"$f":"IF($A21>0,IF(ISNA(MATCH(AI$5,'Utilisation profile'!$F21:$CR21,0)),0,INDEX('Asset data'!$L21:$CX21,1,MATCH(AI$5,'Utilisation profile'!$F21:$CR21,0))),0)","v":0},{"$f":"IF($A21>0,IF(ISNA(MATCH(AJ$5,'Utilisation profile'!$F21:$CR21,0)),0,INDEX('Asset data'!$L21:$CX21,1,MATCH(AJ$5,'Utilisation profile'!$F21:$CR21,0))),0)","v":0},{"$f":"IF($A21>0,IF(ISNA(MATCH(AK$5,'Utilisation profile'!$F21:$CR21,0)),0,INDEX('Asset data'!$L21:$CX21,1,MATCH(AK$5,'Utilisation profile'!$F21:$CR21,0))),0)","v":0},{"$f":"IF($A21>0,IF(ISNA(MATCH(AL$5,'Utilisation profile'!$F21:$CR21,0)),0,INDEX('Asset data'!$L21:$CX21,1,MATCH(AL$5,'Utilisation profile'!$F21:$CR21,0))),0)","v":0},{"$f":"IF($A21>0,IF(ISNA(MATCH(AM$5,'Utilisation profile'!$F21:$CR21,0)),0,INDEX('Asset data'!$L21:$CX21,1,MATCH(AM$5,'Utilisation profile'!$F21:$CR21,0))),0)","v":0},{"$f":"IF($A21>0,IF(ISNA(MATCH(AN$5,'Utilisation profile'!$F21:$CR21,0)),0,INDEX('Asset data'!$L21:$CX21,1,MATCH(AN$5,'Utilisation profile'!$F21:$CR21,0))),0)","v":0},{"$f":"IF($A21>0,IF(ISNA(MATCH(AO$5,'Utilisation profile'!$F21:$CR21,0)),0,INDEX('Asset data'!$L21:$CX21,1,MATCH(AO$5,'Utilisation profile'!$F21:$CR21,0))),0)","v":0},{"$f":"IF($A21>0,IF(ISNA(MATCH(AP$5,'Utilisation profile'!$F21:$CR21,0)),0,INDEX('Asset data'!$L21:$CX21,1,MATCH(AP$5,'Utilisation profile'!$F21:$CR21,0))),0)","v":0},{"$f":"IF($A21>0,IF(ISNA(MATCH(AQ$5,'Utilisation profile'!$F21:$CR21,0)),0,INDEX('Asset data'!$L21:$CX21,1,MATCH(AQ$5,'Utilisation profile'!$F21:$CR21,0))),0)","v":0},{"$f":"IF($A21>0,IF(ISNA(MATCH(AR$5,'Utilisation profile'!$F21:$CR21,0)),0,INDEX('Asset data'!$L21:$CX21,1,MATCH(AR$5,'Utilisation profile'!$F21:$CR21,0))),0)","v":0},{"$f":"IF($A21>0,IF(ISNA(MATCH(AS$5,'Utilisation profile'!$F21:$CR21,0)),0,INDEX('Asset data'!$L21:$CX21,1,MATCH(AS$5,'Utilisation profile'!$F21:$CR21,0))),0)","v":0},{"$f":"IF($A21>0,IF(ISNA(MATCH(AT$5,'Utilisation profile'!$F21:$CR21,0)),0,INDEX('Asset data'!$L21:$CX21,1,MATCH(AT$5,'Utilisation profile'!$F21:$CR21,0))),0)","v":0},{"$f":"IF($A21>0,IF(ISNA(MATCH(AU$5,'Utilisation profile'!$F21:$CR21,0)),0,INDEX('Asset data'!$L21:$CX21,1,MATCH(AU$5,'Utilisation profile'!$F21:$CR21,0))),0)","v":0},{"$f":"IF($A21>0,IF(ISNA(MATCH(AV$5,'Utilisation profile'!$F21:$CR21,0)),0,INDEX('Asset data'!$L21:$CX21,1,MATCH(AV$5,'Utilisation profile'!$F21:$CR21,0))),0)","v":0},{"$f":"IF($A21>0,IF(ISNA(MATCH(AW$5,'Utilisation profile'!$F21:$CR21,0)),0,INDEX('Asset data'!$L21:$CX21,1,MATCH(AW$5,'Utilisation profile'!$F21:$CR21,0))),0)","v":0},{"$f":"IF($A21>0,IF(ISNA(MATCH(AX$5,'Utilisation profile'!$F21:$CR21,0)),0,INDEX('Asset data'!$L21:$CX21,1,MATCH(AX$5,'Utilisation profile'!$F21:$CR21,0))),0)","v":0},{"$f":"IF($A21>0,IF(ISNA(MATCH(AY$5,'Utilisation profile'!$F21:$CR21,0)),0,INDEX('Asset data'!$L21:$CX21,1,MATCH(AY$5,'Utilisation profile'!$F21:$CR21,0))),0)","v":0},{"$f":"IF($A21>0,IF(ISNA(MATCH(AZ$5,'Utilisation profile'!$F21:$CR21,0)),0,INDEX('Asset data'!$L21:$CX21,1,MATCH(AZ$5,'Utilisation profile'!$F21:$CR21,0))),0)","v":0},{"$f":"IF($A21>0,IF(ISNA(MATCH(BA$5,'Utilisation profile'!$F21:$CR21,0)),0,INDEX('Asset data'!$L21:$CX21,1,MATCH(BA$5,'Utilisation profile'!$F21:$CR21,0))),0)","v":0},{"$f":"IF($A21>0,IF(ISNA(MATCH(BB$5,'Utilisation profile'!$F21:$CR21,0)),0,INDEX('Asset data'!$L21:$CX21,1,MATCH(BB$5,'Utilisation profile'!$F21:$CR21,0))),0)","v":0},{"$f":"IF($A21>0,IF(ISNA(MATCH(BC$5,'Utilisation profile'!$F21:$CR21,0)),0,INDEX('Asset data'!$L21:$CX21,1,MATCH(BC$5,'Utilisation profile'!$F21:$CR21,0))),0)","v":0},{"$f":"IF($A21>0,IF(ISNA(MATCH(BD$5,'Utilisation profile'!$F21:$CR21,0)),0,INDEX('Asset data'!$L21:$CX21,1,MATCH(BD$5,'Utilisation profile'!$F21:$CR21,0))),0)","v":0},{"$f":"IF($A21>0,IF(ISNA(MATCH(BE$5,'Utilisation profile'!$F21:$CR21,0)),0,INDEX('Asset data'!$L21:$CX21,1,MATCH(BE$5,'Utilisation profile'!$F21:$CR21,0))),0)","v":0},{"$f":"IF($A21>0,IF(ISNA(MATCH(BF$5,'Utilisation profile'!$F21:$CR21,0)),0,INDEX('Asset data'!$L21:$CX21,1,MATCH(BF$5,'Utilisation profile'!$F21:$CR21,0))),0)","v":0},{"$f":"IF($A21>0,IF(ISNA(MATCH(BG$5,'Utilisation profile'!$F21:$CR21,0)),0,INDEX('Asset data'!$L21:$CX21,1,MATCH(BG$5,'Utilisation profile'!$F21:$CR21,0))),0)","v":0},{"$f":"IF($A21>0,IF(ISNA(MATCH(BH$5,'Utilisation profile'!$F21:$CR21,0)),0,INDEX('Asset data'!$L21:$CX21,1,MATCH(BH$5,'Utilisation profile'!$F21:$CR21,0))),0)","v":0},{"$f":"IF($A21>0,IF(ISNA(MATCH(BI$5,'Utilisation profile'!$F21:$CR21,0)),0,INDEX('Asset data'!$L21:$CX21,1,MATCH(BI$5,'Utilisation profile'!$F21:$CR21,0))),0)","v":0},{"$f":"IF($A21>0,IF(ISNA(MATCH(BJ$5,'Utilisation profile'!$F21:$CR21,0)),0,INDEX('Asset data'!$L21:$CX21,1,MATCH(BJ$5,'Utilisation profile'!$F21:$CR21,0))),0)","v":0},{"$f":"IF($A21>0,IF(ISNA(MATCH(BK$5,'Utilisation profile'!$F21:$CR21,0)),0,INDEX('Asset data'!$L21:$CX21,1,MATCH(BK$5,'Utilisation profile'!$F21:$CR21,0))),0)","v":0},{"$f":"IF($A21>0,IF(ISNA(MATCH(BL$5,'Utilisation profile'!$F21:$CR21,0)),0,INDEX('Asset data'!$L21:$CX21,1,MATCH(BL$5,'Utilisation profile'!$F21:$CR21,0))),0)","v":0},{"$f":"IF($A21>0,IF(ISNA(MATCH(BM$5,'Utilisation profile'!$F21:$CR21,0)),0,INDEX('Asset data'!$L21:$CX21,1,MATCH(BM$5,'Utilisation profile'!$F21:$CR21,0))),0)","v":0},{"$f":"IF($A21>0,IF(ISNA(MATCH(BN$5,'Utilisation profile'!$F21:$CR21,0)),0,INDEX('Asset data'!$L21:$CX21,1,MATCH(BN$5,'Utilisation profile'!$F21:$CR21,0))),0)","v":0},{"$f":"IF($A21>0,IF(ISNA(MATCH(BO$5,'Utilisation profile'!$F21:$CR21,0)),0,INDEX('Asset data'!$L21:$CX21,1,MATCH(BO$5,'Utilisation profile'!$F21:$CR21,0))),0)","v":0},{"$f":"IF($A21>0,IF(ISNA(MATCH(BP$5,'Utilisation profile'!$F21:$CR21,0)),0,INDEX('Asset data'!$L21:$CX21,1,MATCH(BP$5,'Utilisation profile'!$F21:$CR21,0))),0)","v":0},{"$f":"IF($A21>0,IF(ISNA(MATCH(BQ$5,'Utilisation profile'!$F21:$CR21,0)),0,INDEX('Asset data'!$L21:$CX21,1,MATCH(BQ$5,'Utilisation profile'!$F21:$CR21,0))),0)","v":0},{"$f":"IF($A21>0,IF(ISNA(MATCH(BR$5,'Utilisation profile'!$F21:$CR21,0)),0,INDEX('Asset data'!$L21:$CX21,1,MATCH(BR$5,'Utilisation profile'!$F21:$CR21,0))),0)","v":0},{"$f":"IF($A21>0,IF(ISNA(MATCH(BS$5,'Utilisation profile'!$F21:$CR21,0)),0,INDEX('Asset data'!$L21:$CX21,1,MATCH(BS$5,'Utilisation profile'!$F21:$CR21,0))),0)","v":0},{"$f":"IF($A21>0,IF(ISNA(MATCH(BT$5,'Utilisation profile'!$F21:$CR21,0)),0,INDEX('Asset data'!$L21:$CX21,1,MATCH(BT$5,'Utilisation profile'!$F21:$CR21,0))),0)","v":0},{"$f":"IF($A21>0,IF(ISNA(MATCH(BU$5,'Utilisation profile'!$F21:$CR21,0)),0,INDEX('Asset data'!$L21:$CX21,1,MATCH(BU$5,'Utilisation profile'!$F21:$CR21,0))),0)","v":0},{"$f":"IF($A21>0,IF(ISNA(MATCH(BV$5,'Utilisation profile'!$F21:$CR21,0)),0,INDEX('Asset data'!$L21:$CX21,1,MATCH(BV$5,'Utilisation profile'!$F21:$CR21,0))),0)","v":0},{"$f":"IF($A21>0,IF(ISNA(MATCH(BW$5,'Utilisation profile'!$F21:$CR21,0)),0,INDEX('Asset data'!$L21:$CX21,1,MATCH(BW$5,'Utilisation profile'!$F21:$CR21,0))),0)","v":0},{"$f":"IF($A21>0,IF(ISNA(MATCH(BX$5,'Utilisation profile'!$F21:$CR21,0)),0,INDEX('Asset data'!$L21:$CX21,1,MATCH(BX$5,'Utilisation profile'!$F21:$CR21,0))),0)","v":0},{"$f":"IF($A21>0,IF(ISNA(MATCH(BY$5,'Utilisation profile'!$F21:$CR21,0)),0,INDEX('Asset data'!$L21:$CX21,1,MATCH(BY$5,'Utilisation profile'!$F21:$CR21,0))),0)","v":0},{"$f":"IF($A21>0,IF(ISNA(MATCH(BZ$5,'Utilisation profile'!$F21:$CR21,0)),0,INDEX('Asset data'!$L21:$CX21,1,MATCH(BZ$5,'Utilisation profile'!$F21:$CR21,0))),0)","v":0},{"$f":"IF($A21>0,IF(ISNA(MATCH(CA$5,'Utilisation profile'!$F21:$CR21,0)),0,INDEX('Asset data'!$L21:$CX21,1,MATCH(CA$5,'Utilisation profile'!$F21:$CR21,0))),0)","v":0},{"$f":"IF($A21>0,IF(ISNA(MATCH(CB$5,'Utilisation profile'!$F21:$CR21,0)),0,INDEX('Asset data'!$L21:$CX21,1,MATCH(CB$5,'Utilisation profile'!$F21:$CR21,0))),0)","v":0},{"$f":"IF($A21>0,IF(ISNA(MATCH(CC$5,'Utilisation profile'!$F21:$CR21,0)),0,INDEX('Asset data'!$L21:$CX21,1,MATCH(CC$5,'Utilisation profile'!$F21:$CR21,0))),0)","v":0},{"$f":"IF($A21>0,IF(ISNA(MATCH(CD$5,'Utilisation profile'!$F21:$CR21,0)),0,INDEX('Asset data'!$L21:$CX21,1,MATCH(CD$5,'Utilisation profile'!$F21:$CR21,0))),0)","v":0},{"$f":"IF($A21>0,IF(ISNA(MATCH(CE$5,'Utilisation profile'!$F21:$CR21,0)),0,INDEX('Asset data'!$L21:$CX21,1,MATCH(CE$5,'Utilisation profile'!$F21:$CR21,0))),0)","v":0},{"$f":"IF($A21>0,IF(ISNA(MATCH(CF$5,'Utilisation profile'!$F21:$CR21,0)),0,INDEX('Asset data'!$L21:$CX21,1,MATCH(CF$5,'Utilisation profile'!$F21:$CR21,0))),0)","v":0},{"$f":"IF($A21>0,IF(ISNA(MATCH(CG$5,'Utilisation profile'!$F21:$CR21,0)),0,INDEX('Asset data'!$L21:$CX21,1,MATCH(CG$5,'Utilisation profile'!$F21:$CR21,0))),0)","v":0},{"$f":"IF($A21>0,IF(ISNA(MATCH(CH$5,'Utilisation profile'!$F21:$CR21,0)),0,INDEX('Asset data'!$L21:$CX21,1,MATCH(CH$5,'Utilisation profile'!$F21:$CR21,0))),0)","v":0},{"$f":"IF($A21>0,IF(ISNA(MATCH(CI$5,'Utilisation profile'!$F21:$CR21,0)),0,INDEX('Asset data'!$L21:$CX21,1,MATCH(CI$5,'Utilisation profile'!$F21:$CR21,0))),0)","v":0},{"$f":"IF($A21>0,IF(ISNA(MATCH(CJ$5,'Utilisation profile'!$F21:$CR21,0)),0,INDEX('Asset data'!$L21:$CX21,1,MATCH(CJ$5,'Utilisation profile'!$F21:$CR21,0))),0)","v":0},{"$f":"IF($A21>0,IF(ISNA(MATCH(CK$5,'Utilisation profile'!$F21:$CR21,0)),0,INDEX('Asset data'!$L21:$CX21,1,MATCH(CK$5,'Utilisation profile'!$F21:$CR21,0))),0)","v":0},{"$f":"IF($A21>0,IF(ISNA(MATCH(CL$5,'Utilisation profile'!$F21:$CR21,0)),0,INDEX('Asset data'!$L21:$CX21,1,MATCH(CL$5,'Utilisation profile'!$F21:$CR21,0))),0)","v":0},{"$f":"IF($A21>0,IF(ISNA(MATCH(CM$5,'Utilisation profile'!$F21:$CR21,0)),0,INDEX('Asset data'!$L21:$CX21,1,MATCH(CM$5,'Utilisation profile'!$F21:$CR21,0))),0)","v":0},{"$f":"IF($A21>0,IF(ISNA(MATCH(CN$5,'Utilisation profile'!$F21:$CR21,0)),0,INDEX('Asset data'!$L21:$CX21,1,MATCH(CN$5,'Utilisation profile'!$F21:$CR21,0))),0)","v":0},{"$f":"IF($A21>0,IF(ISNA(MATCH(CO$5,'Utilisation profile'!$F21:$CR21,0)),0,INDEX('Asset data'!$L21:$CX21,1,MATCH(CO$5,'Utilisation profile'!$F21:$CR21,0))),0)","v":0},{"$f":"IF($A21>0,IF(ISNA(MATCH(CP$5,'Utilisation profile'!$F21:$CR21,0)),0,INDEX('Asset data'!$L21:$CX21,1,MATCH(CP$5,'Utilisation profile'!$F21:$CR21,0))),0)","v":0},{"$f":"IF($A21>0,IF(ISNA(MATCH(CQ$5,'Utilisation profile'!$F21:$CR21,0)),0,INDEX('Asset data'!$L21:$CX21,1,MATCH(CQ$5,'Utilisation profile'!$F21:$CR21,0))),0)","v":0},{"$f":"IF($A21>0,IF(ISNA(MATCH(CR$5,'Utilisation profile'!$F21:$CR21,0)),0,INDEX('Asset data'!$L21:$CX21,1,MATCH(CR$5,'Utilisation profile'!$F21:$CR21,0))),0)","v":0},{"$f":"IF($A21>0,IF(ISNA(MATCH(CS$5,'Utilisation profile'!$F21:$CR21,0)),0,INDEX('Asset data'!$L21:$CX21,1,MATCH(CS$5,'Utilisation profile'!$F21:$CR21,0))),0)","v":0},{"$f":"IF($A21>0,IF(ISNA(MATCH(CT$5,'Utilisation profile'!$F21:$CR21,0)),0,INDEX('Asset data'!$L21:$CX21,1,MATCH(CT$5,'Utilisation profile'!$F21:$CR21,0))),0)","v":0},{"$f":"IF($A21>0,IF(ISNA(MATCH(CU$5,'Utilisation profile'!$F21:$CR21,0)),0,INDEX('Asset data'!$L21:$CX21,1,MATCH(CU$5,'Utilisation profile'!$F21:$CR21,0))),0)","v":0},{"$f":"IF($A21>0,IF(ISNA(MATCH(CV$5,'Utilisation profile'!$F21:$CR21,0)),0,INDEX('Asset data'!$L21:$CX21,1,MATCH(CV$5,'Utilisation profile'!$F21:$CR21,0))),0)","v":0},{"$f":"IF($A21>0,IF(ISNA(MATCH(CW$5,'Utilisation profile'!$F21:$CR21,0)),0,INDEX('Asset data'!$L21:$CX21,1,MATCH(CW$5,'Utilisation profile'!$F21:$CR21,0))),0)","v":0},{"$f":"IF($A21>0,IF(ISNA(MATCH(CX$5,'Utilisation profile'!$F21:$CR21,0)),0,INDEX('Asset data'!$L21:$CX21,1,MATCH(CX$5,'Utilisation profile'!$F21:$CR21,0))),0)","v":0},{"$f":"IF($A21>0,IF(ISNA(MATCH(CY$5,'Utilisation profile'!$F21:$CR21,0)),0,INDEX('Asset data'!$L21:$CX21,1,MATCH(CY$5,'Utilisation profile'!$F21:$CR21,0))),0)","v":0},{"$f":"IF($A21>0,IF(ISNA(MATCH(CZ$5,'Utilisation profile'!$F21:$CR21,0)),0,INDEX('Asset data'!$L21:$CX21,1,MATCH(CZ$5,'Utilisation profile'!$F21:$CR21,0))),0)","v":0},{"$f":"IF($A21>0,IF(ISNA(MATCH(DA$5,'Utilisation profile'!$F21:$CR21,0)),0,INDEX('Asset data'!$L21:$CX21,1,MATCH(DA$5,'Utilisation profile'!$F21:$CR21,0))),0)","v":0},{"$f":"IF($A21>0,IF(ISNA(MATCH(DB$5,'Utilisation profile'!$F21:$CR21,0)),0,INDEX('Asset data'!$L21:$CX21,1,MATCH(DB$5,'Utilisation profile'!$F21:$CR21,0))),0)","v":0},{"$f":"IF($A21>0,IF(ISNA(MATCH(DC$5,'Utilisation profile'!$F21:$CR21,0)),0,INDEX('Asset data'!$L21:$CX21,1,MATCH(DC$5,'Utilisation profile'!$F21:$CR21,0))),0)","v":0},{"$f":"IF($A21>0,IF(ISNA(MATCH(DD$5,'Utilisation profile'!$F21:$CR21,0)),0,INDEX('Asset data'!$L21:$CX21,1,MATCH(DD$5,'Utilisation profile'!$F21:$CR21,0))),0)","v":0},{"$f":"IF($A21>0,IF(ISNA(MATCH(DE$5,'Utilisation profile'!$F21:$CR21,0)),0,INDEX('Asset data'!$L21:$CX21,1,MATCH(DE$5,'Utilisation profile'!$F21:$CR21,0))),0)","v":0},{"$f":"IF($A21>0,IF(ISNA(MATCH(DF$5,'Utilisation profile'!$F21:$CR21,0)),0,INDEX('Asset data'!$L21:$CX21,1,MATCH(DF$5,'Utilisation profile'!$F21:$CR21,0))),0)","v":0},{"$f":"IF($A21>0,IF(ISNA(MATCH(DG$5,'Utilisation profile'!$F21:$CR21,0)),0,INDEX('Asset data'!$L21:$CX21,1,MATCH(DG$5,'Utilisation profile'!$F21:$CR21,0))),0)","v":0},{"$f":"IF($A21>0,IF(ISNA(MATCH(DH$5,'Utilisation profile'!$F21:$CR21,0)),0,INDEX('Asset data'!$L21:$CX21,1,MATCH(DH$5,'Utilisation profile'!$F21:$CR21,0))),0)","v":0},{"$f":"IF($A21>0,IF(ISNA(MATCH(DI$5,'Utilisation profile'!$F21:$CR21,0)),0,INDEX('Asset data'!$L21:$CX21,1,MATCH(DI$5,'Utilisation profile'!$F21:$CR21,0))),0)","v":0},{"$f":"IF($A21>0,IF(ISNA(MATCH(DJ$5,'Utilisation profile'!$F21:$CR21,0)),0,INDEX('Asset data'!$L21:$CX21,1,MATCH(DJ$5,'Utilisation profile'!$F21:$CR21,0))),0)","v":0},{"$f":"IF($A21>0,IF(ISNA(MATCH(DK$5,'Utilisation profile'!$F21:$CR21,0)),0,INDEX('Asset data'!$L21:$CX21,1,MATCH(DK$5,'Utilisation profile'!$F21:$CR21,0))),0)","v":0},{"$f":"IF($A21>0,IF(ISNA(MATCH(DL$5,'Utilisation profile'!$F21:$CR21,0)),0,INDEX('Asset data'!$L21:$CX21,1,MATCH(DL$5,'Utilisation profile'!$F21:$CR21,0))),0)","v":0},{"$f":"IF($A21>0,IF(ISNA(MATCH(DM$5,'Utilisation profile'!$F21:$CR21,0)),0,INDEX('Asset data'!$L21:$CX21,1,MATCH(DM$5,'Utilisation profile'!$F21:$CR21,0))),0)","v":0},{"$f":"IF($A21>0,IF(ISNA(MATCH(DN$5,'Utilisation profile'!$F21:$CR21,0)),0,INDEX('Asset data'!$L21:$CX21,1,MATCH(DN$5,'Utilisation profile'!$F21:$CR21,0))),0)","v":0},{"$f":"IF($A21>0,IF(ISNA(MATCH(DO$5,'Utilisation profile'!$F21:$CR21,0)),0,INDEX('Asset data'!$L21:$CX21,1,MATCH(DO$5,'Utilisation profile'!$F21:$CR21,0))),0)","v":0},{"$f":"IF($A21>0,IF(ISNA(MATCH(DP$5,'Utilisation profile'!$F21:$CR21,0)),0,INDEX('Asset data'!$L21:$CX21,1,MATCH(DP$5,'Utilisation profile'!$F21:$CR21,0))),0)","v":0},{"$f":"IF($A21>0,IF(ISNA(MATCH(DQ$5,'Utilisation profile'!$F21:$CR21,0)),0,INDEX('Asset data'!$L21:$CX21,1,MATCH(DQ$5,'Utilisation profile'!$F21:$CR21,0))),0)","v":0},{"$f":"IF($A21>0,IF(ISNA(MATCH(DR$5,'Utilisation profile'!$F21:$CR21,0)),0,INDEX('Asset data'!$L21:$CX21,1,MATCH(DR$5,'Utilisation profile'!$F21:$CR21,0))),0)","v":0},{"$f":"IF($A21>0,IF(ISNA(MATCH(DS$5,'Utilisation profile'!$F21:$CR21,0)),0,INDEX('Asset data'!$L21:$CX21,1,MATCH(DS$5,'Utilisation profile'!$F21:$CR21,0))),0)","v":0},{"$f":"IF($A21>0,IF(ISNA(MATCH(DT$5,'Utilisation profile'!$F21:$CR21,0)),0,INDEX('Asset data'!$L21:$CX21,1,MATCH(DT$5,'Utilisation profile'!$F21:$CR21,0))),0)","v":0},{"$f":"IF($A21>0,IF(ISNA(MATCH(DU$5,'Utilisation profile'!$F21:$CR21,0)),0,INDEX('Asset data'!$L21:$CX21,1,MATCH(DU$5,'Utilisation profile'!$F21:$CR21,0))),0)","v":0},{"$f":"IF($A21>0,IF(ISNA(MATCH(DV$5,'Utilisation profile'!$F21:$CR21,0)),0,INDEX('Asset data'!$L21:$CX21,1,MATCH(DV$5,'Utilisation profile'!$F21:$CR21,0))),0)","v":0},{"$f":"IF($A21>0,IF(ISNA(MATCH(DW$5,'Utilisation profile'!$F21:$CR21,0)),0,INDEX('Asset data'!$L21:$CX21,1,MATCH(DW$5,'Utilisation profile'!$F21:$CR21,0))),0)","v":0},{"$f":"IF($A21>0,IF(ISNA(MATCH(DX$5,'Utilisation profile'!$F21:$CR21,0)),0,INDEX('Asset data'!$L21:$CX21,1,MATCH(DX$5,'Utilisation profile'!$F21:$CR21,0))),0)","v":0},{"$f":"IF($A21>0,IF(ISNA(MATCH(DY$5,'Utilisation profile'!$F21:$CR21,0)),0,INDEX('Asset data'!$L21:$CX21,1,MATCH(DY$5,'Utilisation profile'!$F21:$CR21,0))),0)","v":0},{"$f":"IF($A21>0,IF(ISNA(MATCH(DZ$5,'Utilisation profile'!$F21:$CR21,0)),0,INDEX('Asset data'!$L21:$CX21,1,MATCH(DZ$5,'Utilisation profile'!$F21:$CR21,0))),0)","v":0},{"$f":"IF($A21>0,IF(ISNA(MATCH(EA$5,'Utilisation profile'!$F21:$CR21,0)),0,INDEX('Asset data'!$L21:$CX21,1,MATCH(EA$5,'Utilisation profile'!$F21:$CR21,0))),0)","v":0},{"$f":"IF($A21>0,IF(ISNA(MATCH(EB$5,'Utilisation profile'!$F21:$CR21,0)),0,INDEX('Asset data'!$L21:$CX21,1,MATCH(EB$5,'Utilisation profile'!$F21:$CR21,0))),0)","v":0},{"$f":"IF($A21>0,IF(ISNA(MATCH(EC$5,'Utilisation profile'!$F21:$CR21,0)),0,INDEX('Asset data'!$L21:$CX21,1,MATCH(EC$5,'Utilisation profile'!$F21:$CR21,0))),0)","v":0},{"$f":"IF($A21>0,IF(ISNA(MATCH(ED$5,'Utilisation profile'!$F21:$CR21,0)),0,INDEX('Asset data'!$L21:$CX21,1,MATCH(ED$5,'Utilisation profile'!$F21:$CR21,0))),0)","v":0},{"$f":"IF($A21>0,IF(ISNA(MATCH(EE$5,'Utilisation profile'!$F21:$CR21,0)),0,INDEX('Asset data'!$L21:$CX21,1,MATCH(EE$5,'Utilisation profile'!$F21:$CR21,0))),0)","v":0},{"$f":"IF($A21>0,IF(ISNA(MATCH(EF$5,'Utilisation profile'!$F21:$CR21,0)),0,INDEX('Asset data'!$L21:$CX21,1,MATCH(EF$5,'Utilisation profile'!$F21:$CR21,0))),0)","v":0},{"$f":"IF($A21>0,IF(ISNA(MATCH(EG$5,'Utilisation profile'!$F21:$CR21,0)),0,INDEX('Asset data'!$L21:$CX21,1,MATCH(EG$5,'Utilisation profile'!$F21:$CR21,0))),0)","v":0},{"$f":"IF($A21>0,IF(ISNA(MATCH(EH$5,'Utilisation profile'!$F21:$CR21,0)),0,INDEX('Asset data'!$L21:$CX21,1,MATCH(EH$5,'Utilisation profile'!$F21:$CR21,0))),0)","v":0},{"$f":"IF($A21>0,IF(ISNA(MATCH(EI$5,'Utilisation profile'!$F21:$CR21,0)),0,INDEX('Asset data'!$L21:$CX21,1,MATCH(EI$5,'Utilisation profile'!$F21:$CR21,0))),0)","v":0},{"$f":"IF($A21>0,IF(ISNA(MATCH(EJ$5,'Utilisation profile'!$F21:$CR21,0)),0,INDEX('Asset data'!$L21:$CX21,1,MATCH(EJ$5,'Utilisation profile'!$F21:$CR21,0))),0)","v":0},{"$f":"IF($A21>0,IF(ISNA(MATCH(EK$5,'Utilisation profile'!$F21:$CR21,0)),0,INDEX('Asset data'!$L21:$CX21,1,MATCH(EK$5,'Utilisation profile'!$F21:$CR21,0))),0)","v":0},{"$f":"IF($A21>0,IF(ISNA(MATCH(EL$5,'Utilisation profile'!$F21:$CR21,0)),0,INDEX('Asset data'!$L21:$CX21,1,MATCH(EL$5,'Utilisation profile'!$F21:$CR21,0))),0)","v":0},{"$f":"IF($A21>0,IF(ISNA(MATCH(EM$5,'Utilisation profile'!$F21:$CR21,0)),0,INDEX('Asset data'!$L21:$CX21,1,MATCH(EM$5,'Utilisation profile'!$F21:$CR21,0))),0)","v":0},{"$f":"IF($A21>0,IF(ISNA(MATCH(EN$5,'Utilisation profile'!$F21:$CR21,0)),0,INDEX('Asset data'!$L21:$CX21,1,MATCH(EN$5,'Utilisation profile'!$F21:$CR21,0))),0)","v":0},{"$f":"IF($A21>0,IF(ISNA(MATCH(EO$5,'Utilisation profile'!$F21:$CR21,0)),0,INDEX('Asset data'!$L21:$CX21,1,MATCH(EO$5,'Utilisation profile'!$F21:$CR21,0))),0)","v":0},{"$f":"IF($A21>0,IF(ISNA(MATCH(EP$5,'Utilisation profile'!$F21:$CR21,0)),0,INDEX('Asset data'!$L21:$CX21,1,MATCH(EP$5,'Utilisation profile'!$F21:$CR21,0))),0)","v":0},{"$f":"IF($A21>0,IF(ISNA(MATCH(EQ$5,'Utilisation profile'!$F21:$CR21,0)),0,INDEX('Asset data'!$L21:$CX21,1,MATCH(EQ$5,'Utilisation profile'!$F21:$CR21,0))),0)","v":0},{"$f":"IF($A21>0,IF(ISNA(MATCH(ER$5,'Utilisation profile'!$F21:$CR21,0)),0,INDEX('Asset data'!$L21:$CX21,1,MATCH(ER$5,'Utilisation profile'!$F21:$CR21,0))),0)","v":0},{"$f":"IF($A21>0,IF(ISNA(MATCH(ES$5,'Utilisation profile'!$F21:$CR21,0)),0,INDEX('Asset data'!$L21:$CX21,1,MATCH(ES$5,'Utilisation profile'!$F21:$CR21,0))),0)","v":0},{"$f":"IF($A21>0,IF(ISNA(MATCH(ET$5,'Utilisation profile'!$F21:$CR21,0)),0,INDEX('Asset data'!$L21:$CX21,1,MATCH(ET$5,'Utilisation profile'!$F21:$CR21,0))),0)","v":0},{"$f":"IF($A21>0,IF(ISNA(MATCH(EU$5,'Utilisation profile'!$F21:$CR21,0)),0,INDEX('Asset data'!$L21:$CX21,1,MATCH(EU$5,'Utilisation profile'!$F21:$CR21,0))),0)","v":0},{"$f":"IF($A21>0,IF(ISNA(MATCH(EV$5,'Utilisation profile'!$F21:$CR21,0)),0,INDEX('Asset data'!$L21:$CX21,1,MATCH(EV$5,'Utilisation profile'!$F21:$CR21,0))),0)","v":0},{"$f":"IF($A21>0,IF(ISNA(MATCH(EW$5,'Utilisation profile'!$F21:$CR21,0)),0,INDEX('Asset data'!$L21:$CX21,1,MATCH(EW$5,'Utilisation profile'!$F21:$CR21,0))),0)","v":0},{"$f":"IF($A21>0,IF(ISNA(MATCH(EX$5,'Utilisation profile'!$F21:$CR21,0)),0,INDEX('Asset data'!$L21:$CX21,1,MATCH(EX$5,'Utilisation profile'!$F21:$CR21,0))),0)","v":0},{"$f":"IF($A21>0,IF(ISNA(MATCH(EY$5,'Utilisation profile'!$F21:$CR21,0)),0,INDEX('Asset data'!$L21:$CX21,1,MATCH(EY$5,'Utilisation profile'!$F21:$CR21,0))),0)","v":0},{"$f":"IF($A21>0,IF(ISNA(MATCH(EZ$5,'Utilisation profile'!$F21:$CR21,0)),0,INDEX('Asset data'!$L21:$CX21,1,MATCH(EZ$5,'Utilisation profile'!$F21:$CR21,0))),0)","v":0},{"$f":"IF($A21>0,IF(ISNA(MATCH(FA$5,'Utilisation profile'!$F21:$CR21,0)),0,INDEX('Asset data'!$L21:$CX21,1,MATCH(FA$5,'Utilisation profile'!$F21:$CR21,0))),0)","v":0}]
[{"$f":"'Asset data'!A22","v":1},{"$f":"'Asset data'!B22","v":0},{"$f":"'Asset data'!C22","v":0},{"$f":"'Asset data'!E22","v":"Subtrans <0% Growth"},{"$f":"'Asset data'!I22","v":113.40642252175499},{"$f":"IF($A22>0,'Utilisation profile'!CU22,0)","v":20},{"$f":"IF($A22>0,IF(ISNA(MATCH(G$5,'Utilisation profile'!$F22:$CR22,0)),0,INDEX('Asset data'!$L22:$CX22,1,MATCH(G$5,'Utilisation profile'!$F22:$CR22,0))),0)","v":0},{"$f":"IF($A22>0,IF(ISNA(MATCH(H$5,'Utilisation profile'!$F22:$CR22,0)),0,INDEX('Asset data'!$L22:$CX22,1,MATCH(H$5,'Utilisation profile'!$F22:$CR22,0))),0)","v":0},{"$f":"IF($A22>0,IF(ISNA(MATCH(I$5,'Utilisation profile'!$F22:$CR22,0)),0,INDEX('Asset data'!$L22:$CX22,1,MATCH(I$5,'Utilisation profile'!$F22:$CR22,0))),0)","v":0},{"$f":"IF($A22>0,IF(ISNA(MATCH(J$5,'Utilisation profile'!$F22:$CR22,0)),0,INDEX('Asset data'!$L22:$CX22,1,MATCH(J$5,'Utilisation profile'!$F22:$CR22,0))),0)","v":0},{"$f":"IF($A22>0,IF(ISNA(MATCH(K$5,'Utilisation profile'!$F22:$CR22,0)),0,INDEX('Asset data'!$L22:$CX22,1,MATCH(K$5,'Utilisation profile'!$F22:$CR22,0))),0)","v":0},{"$f":"IF($A22>0,IF(ISNA(MATCH(L$5,'Utilisation profile'!$F22:$CR22,0)),0,INDEX('Asset data'!$L22:$CX22,1,MATCH(L$5,'Utilisation profile'!$F22:$CR22,0))),0)","v":0},{"$f":"IF($A22>0,IF(ISNA(MATCH(M$5,'Utilisation profile'!$F22:$CR22,0)),0,INDEX('Asset data'!$L22:$CX22,1,MATCH(M$5,'Utilisation profile'!$F22:$CR22,0))),0)","v":0},{"$f":"IF($A22>0,IF(ISNA(MATCH(N$5,'Utilisation profile'!$F22:$CR22,0)),0,INDEX('Asset data'!$L22:$CX22,1,MATCH(N$5,'Utilisation profile'!$F22:$CR22,0))),0)","v":0},{"$f":"IF($A22>0,IF(ISNA(MATCH(O$5,'Utilisation profile'!$F22:$CR22,0)),0,INDEX('Asset data'!$L22:$CX22,1,MATCH(O$5,'Utilisation profile'!$F22:$CR22,0))),0)","v":0},{"$f":"IF($A22>0,IF(ISNA(MATCH(P$5,'Utilisation profile'!$F22:$CR22,0)),0,INDEX('Asset data'!$L22:$CX22,1,MATCH(P$5,'Utilisation profile'!$F22:$CR22,0))),0)","v":0},{"$f":"IF($A22>0,IF(ISNA(MATCH(Q$5,'Utilisation profile'!$F22:$CR22,0)),0,INDEX('Asset data'!$L22:$CX22,1,MATCH(Q$5,'Utilisation profile'!$F22:$CR22,0))),0)","v":0},{"$f":"IF($A22>0,IF(ISNA(MATCH(R$5,'Utilisation profile'!$F22:$CR22,0)),0,INDEX('Asset data'!$L22:$CX22,1,MATCH(R$5,'Utilisation profile'!$F22:$CR22,0))),0)","v":0},{"$f":"IF($A22>0,IF(ISNA(MATCH(S$5,'Utilisation profile'!$F22:$CR22,0)),0,INDEX('Asset data'!$L22:$CX22,1,MATCH(S$5,'Utilisation profile'!$F22:$CR22,0))),0)","v":0},{"$f":"IF($A22>0,IF(ISNA(MATCH(T$5,'Utilisation profile'!$F22:$CR22,0)),0,INDEX('Asset data'!$L22:$CX22,1,MATCH(T$5,'Utilisation profile'!$F22:$CR22,0))),0)","v":0},{"$f":"IF($A22>0,IF(ISNA(MATCH(U$5,'Utilisation profile'!$F22:$CR22,0)),0,INDEX('Asset data'!$L22:$CX22,1,MATCH(U$5,'Utilisation profile'!$F22:$CR22,0))),0)","v":0},{"$f":"IF($A22>0,IF(ISNA(MATCH(V$5,'Utilisation profile'!$F22:$CR22,0)),0,INDEX('Asset data'!$L22:$CX22,1,MATCH(V$5,'Utilisation profile'!$F22:$CR22,0))),0)","v":0},{"$f":"IF($A22>0,IF(ISNA(MATCH(W$5,'Utilisation profile'!$F22:$CR22,0)),0,INDEX('Asset data'!$L22:$CX22,1,MATCH(W$5,'Utilisation profile'!$F22:$CR22,0))),0)","v":0},{"$f":"IF($A22>0,IF(ISNA(MATCH(X$5,'Utilisation profile'!$F22:$CR22,0)),0,INDEX('Asset data'!$L22:$CX22,1,MATCH(X$5,'Utilisation profile'!$F22:$CR22,0))),0)","v":0},{"$f":"IF($A22>0,IF(ISNA(MATCH(Y$5,'Utilisation profile'!$F22:$CR22,0)),0,INDEX('Asset data'!$L22:$CX22,1,MATCH(Y$5,'Utilisation profile'!$F22:$CR22,0))),0)","v":0},{"$f":"IF($A22>0,IF(ISNA(MATCH(Z$5,'Utilisation profile'!$F22:$CR22,0)),0,INDEX('Asset data'!$L22:$CX22,1,MATCH(Z$5,'Utilisation profile'!$F22:$CR22,0))),0)","v":0},{"$f":"IF($A22>0,IF(ISNA(MATCH(AA$5,'Utilisation profile'!$F22:$CR22,0)),0,INDEX('Asset data'!$L22:$CX22,1,MATCH(AA$5,'Utilisation profile'!$F22:$CR22,0))),0)","v":0},{"$f":"IF($A22>0,IF(ISNA(MATCH(AB$5,'Utilisation profile'!$F22:$CR22,0)),0,INDEX('Asset data'!$L22:$CX22,1,MATCH(AB$5,'Utilisation profile'!$F22:$CR22,0))),0)","v":0},{"$f":"IF($A22>0,IF(ISNA(MATCH(AC$5,'Utilisation profile'!$F22:$CR22,0)),0,INDEX('Asset data'!$L22:$CX22,1,MATCH(AC$5,'Utilisation profile'!$F22:$CR22,0))),0)","v":0},{"$f":"IF($A22>0,IF(ISNA(MATCH(AD$5,'Utilisation profile'!$F22:$CR22,0)),0,INDEX('Asset data'!$L22:$CX22,1,MATCH(AD$5,'Utilisation profile'!$F22:$CR22,0))),0)","v":0},{"$f":"IF($A22>0,IF(ISNA(MATCH(AE$5,'Utilisation profile'!$F22:$CR22,0)),0,INDEX('Asset data'!$L22:$CX22,1,MATCH(AE$5,'Utilisation profile'!$F22:$CR22,0))),0)","v":0},{"$f":"IF($A22>0,IF(ISNA(MATCH(AF$5,'Utilisation profile'!$F22:$CR22,0)),0,INDEX('Asset data'!$L22:$CX22,1,MATCH(AF$5,'Utilisation profile'!$F22:$CR22,0))),0)","v":0},{"$f":"IF($A22>0,IF(ISNA(MATCH(AG$5,'Utilisation profile'!$F22:$CR22,0)),0,INDEX('Asset data'!$L22:$CX22,1,MATCH(AG$5,'Utilisation profile'!$F22:$CR22,0))),0)","v":0},{"$f":"IF($A22>0,IF(ISNA(MATCH(AH$5,'Utilisation profile'!$F22:$CR22,0)),0,INDEX('Asset data'!$L22:$CX22,1,MATCH(AH$5,'Utilisation profile'!$F22:$CR22,0))),0)","v":0},{"$f":"IF($A22>0,IF(ISNA(MATCH(AI$5,'Utilisation profile'!$F22:$CR22,0)),0,INDEX('Asset data'!$L22:$CX22,1,MATCH(AI$5,'Utilisation profile'!$F22:$CR22,0))),0)","v":0},{"$f":"IF($A22>0,IF(ISNA(MATCH(AJ$5,'Utilisation profile'!$F22:$CR22,0)),0,INDEX('Asset data'!$L22:$CX22,1,MATCH(AJ$5,'Utilisation profile'!$F22:$CR22,0))),0)","v":0},{"$f":"IF($A22>0,IF(ISNA(MATCH(AK$5,'Utilisation profile'!$F22:$CR22,0)),0,INDEX('Asset data'!$L22:$CX22,1,MATCH(AK$5,'Utilisation profile'!$F22:$CR22,0))),0)","v":0},{"$f":"IF($A22>0,IF(ISNA(MATCH(AL$5,'Utilisation profile'!$F22:$CR22,0)),0,INDEX('Asset data'!$L22:$CX22,1,MATCH(AL$5,'Utilisation profile'!$F22:$CR22,0))),0)","v":0},{"$f":"IF($A22>0,IF(ISNA(MATCH(AM$5,'Utilisation profile'!$F22:$CR22,0)),0,INDEX('Asset data'!$L22:$CX22,1,MATCH(AM$5,'Utilisation profile'!$F22:$CR22,0))),0)","v":0},{"$f":"IF($A22>0,IF(ISNA(MATCH(AN$5,'Utilisation profile'!$F22:$CR22,0)),0,INDEX('Asset data'!$L22:$CX22,1,MATCH(AN$5,'Utilisation profile'!$F22:$CR22,0))),0)","v":0},{"$f":"IF($A22>0,IF(ISNA(MATCH(AO$5,'Utilisation profile'!$F22:$CR22,0)),0,INDEX('Asset data'!$L22:$CX22,1,MATCH(AO$5,'Utilisation profile'!$F22:$CR22,0))),0)","v":0},{"$f":"IF($A22>0,IF(ISNA(MATCH(AP$5,'Utilisation profile'!$F22:$CR22,0)),0,INDEX('Asset data'!$L22:$CX22,1,MATCH(AP$5,'Utilisation profile'!$F22:$CR22,0))),0)","v":0},{"$f":"IF($A22>0,IF(ISNA(MATCH(AQ$5,'Utilisation profile'!$F22:$CR22,0)),0,INDEX('Asset data'!$L22:$CX22,1,MATCH(AQ$5,'Utilisation profile'!$F22:$CR22,0))),0)","v":0},{"$f":"IF($A22>0,IF(ISNA(MATCH(AR$5,'Utilisation profile'!$F22:$CR22,0)),0,INDEX('Asset data'!$L22:$CX22,1,MATCH(AR$5,'Utilisation profile'!$F22:$CR22,0))),0)","v":0},{"$f":"IF($A22>0,IF(ISNA(MATCH(AS$5,'Utilisation profile'!$F22:$CR22,0)),0,INDEX('Asset data'!$L22:$CX22,1,MATCH(AS$5,'Utilisation profile'!$F22:$CR22,0))),0)","v":0},{"$f":"IF($A22>0,IF(ISNA(MATCH(AT$5,'Utilisation profile'!$F22:$CR22,0)),0,INDEX('Asset data'!$L22:$CX22,1,MATCH(AT$5,'Utilisation profile'!$F22:$CR22,0))),0)","v":0},{"$f":"IF($A22>0,IF(ISNA(MATCH(AU$5,'Utilisation profile'!$F22:$CR22,0)),0,INDEX('Asset data'!$L22:$CX22,1,MATCH(AU$5,'Utilisation profile'!$F22:$CR22,0))),0)","v":0},{"$f":"IF($A22>0,IF(ISNA(MATCH(AV$5,'Utilisation profile'!$F22:$CR22,0)),0,INDEX('Asset data'!$L22:$CX22,1,MATCH(AV$5,'Utilisation profile'!$F22:$CR22,0))),0)","v":0},{"$f":"IF($A22>0,IF(ISNA(MATCH(AW$5,'Utilisation profile'!$F22:$CR22,0)),0,INDEX('Asset data'!$L22:$CX22,1,MATCH(AW$5,'Utilisation profile'!$F22:$CR22,0))),0)","v":101.7406644},{"$f":"IF($A22>0,IF(ISNA(MATCH(AX$5,'Utilisation profile'!$F22:$CR22,0)),0,INDEX('Asset data'!$L22:$CX22,1,MATCH(AX$5,'Utilisation profile'!$F22:$CR22,0))),0)","v":0},{"$f":"IF($A22>0,IF(ISNA(MATCH(AY$5,'Utilisation profile'!$F22:$CR22,0)),0,INDEX('Asset data'!$L22:$CX22,1,MATCH(AY$5,'Utilisation profile'!$F22:$CR22,0))),0)","v":91.452282640000007},{"$f":"IF($A22>0,IF(ISNA(MATCH(AZ$5,'Utilisation profile'!$F22:$CR22,0)),0,INDEX('Asset data'!$L22:$CX22,1,MATCH(AZ$5,'Utilisation profile'!$F22:$CR22,0))),0)","v":104.5985483},{"$f":"IF($A22>0,IF(ISNA(MATCH(BA$5,'Utilisation profile'!$F22:$CR22,0)),0,INDEX('Asset data'!$L22:$CX22,1,MATCH(BA$5,'Utilisation profile'!$F22:$CR22,0))),0)","v":17.71887976},{"$f":"IF($A22>0,IF(ISNA(MATCH(BB$5,'Utilisation profile'!$F22:$CR22,0)),0,INDEX('Asset data'!$L22:$CX22,1,MATCH(BB$5,'Utilisation profile'!$F22:$CR22,0))),0)","v":35.43775952},{"$f":"IF($A22>0,IF(ISNA(MATCH(BC$5,'Utilisation profile'!$F22:$CR22,0)),0,INDEX('Asset data'!$L22:$CX22,1,MATCH(BC$5,'Utilisation profile'!$F22:$CR22,0))),0)","v":98.311203840000005},{"$f":"IF($A22>0,IF(ISNA(MATCH(BD$5,'Utilisation profile'!$F22:$CR22,0)),0,INDEX('Asset data'!$L22:$CX22,1,MATCH(BD$5,'Utilisation profile'!$F22:$CR22,0))),0)","v":0},{"$f":"IF($A22>0,IF(ISNA(MATCH(BE$5,'Utilisation profile'!$F22:$CR22,0)),0,INDEX('Asset data'!$L22:$CX22,1,MATCH(BE$5,'Utilisation profile'!$F22:$CR22,0))),0)","v":0},{"$f":"IF($A22>0,IF(ISNA(MATCH(BF$5,'Utilisation profile'!$F22:$CR22,0)),0,INDEX('Asset data'!$L22:$CX22,1,MATCH(BF$5,'Utilisation profile'!$F22:$CR22,0))),0)","v":0},{"$f":"IF($A22>0,IF(ISNA(MATCH(BG$5,'Utilisation profile'!$F22:$CR22,0)),0,INDEX('Asset data'!$L22:$CX22,1,MATCH(BG$5,'Utilisation profile'!$F22:$CR22,0))),0)","v":0},{"$f":"IF($A22>0,IF(ISNA(MATCH(BH$5,'Utilisation profile'!$F22:$CR22,0)),0,INDEX('Asset data'!$L22:$CX22,1,MATCH(BH$5,'Utilisation profile'!$F22:$CR22,0))),0)","v":0},{"$f":"IF($A22>0,IF(ISNA(MATCH(BI$5,'Utilisation profile'!$F22:$CR22,0)),0,INDEX('Asset data'!$L22:$CX22,1,MATCH(BI$5,'Utilisation profile'!$F22:$CR22,0))),0)","v":0},{"$f":"IF($A22>0,IF(ISNA(MATCH(BJ$5,'Utilisation profile'!$F22:$CR22,0)),0,INDEX('Asset data'!$L22:$CX22,1,MATCH(BJ$5,'Utilisation profile'!$F22:$CR22,0))),0)","v":0},{"$f":"IF($A22>0,IF(ISNA(MATCH(BK$5,'Utilisation profile'!$F22:$CR22,0)),0,INDEX('Asset data'!$L22:$CX22,1,MATCH(BK$5,'Utilisation profile'!$F22:$CR22,0))),0)","v":0},{"$f":"IF($A22>0,IF(ISNA(MATCH(BL$5,'Utilisation profile'!$F22:$CR22,0)),0,INDEX('Asset data'!$L22:$CX22,1,MATCH(BL$5,'Utilisation profile'!$F22:$CR22,0))),0)","v":0},{"$f":"IF($A22>0,IF(ISNA(MATCH(BM$5,'Utilisation profile'!$F22:$CR22,0)),0,INDEX('Asset data'!$L22:$CX22,1,MATCH(BM$5,'Utilisation profile'!$F22:$CR22,0))),0)","v":0},{"$f":"IF($A22>0,IF(ISNA(MATCH(BN$5,'Utilisation profile'!$F22:$CR22,0)),0,INDEX('Asset data'!$L22:$CX22,1,MATCH(BN$5,'Utilisation profile'!$F22:$CR22,0))),0)","v":0},{"$f":"IF($A22>0,IF(ISNA(MATCH(BO$5,'Utilisation profile'!$F22:$CR22,0)),0,INDEX('Asset data'!$L22:$CX22,1,MATCH(BO$5,'Utilisation profile'!$F22:$CR22,0))),0)","v":0},{"$f":"IF($A22>0,IF(ISNA(MATCH(BP$5,'Utilisation profile'!$F22:$CR22,0)),0,INDEX('Asset data'!$L22:$CX22,1,MATCH(BP$5,'Utilisation profile'!$F22:$CR22,0))),0)","v":0},{"$f":"IF($A22>0,IF(ISNA(MATCH(BQ$5,'Utilisation profile'!$F22:$CR22,0)),0,INDEX('Asset data'!$L22:$CX22,1,MATCH(BQ$5,'Utilisation profile'!$F22:$CR22,0))),0)","v":0},{"$f":"IF($A22>0,IF(ISNA(MATCH(BR$5,'Utilisation profile'!$F22:$CR22,0)),0,INDEX('Asset data'!$L22:$CX22,1,MATCH(BR$5,'Utilisation profile'!$F22:$CR22,0))),0)","v":0},{"$f":"IF($A22>0,IF(ISNA(MATCH(BS$5,'Utilisation profile'!$F22:$CR22,0)),0,INDEX('Asset data'!$L22:$CX22,1,MATCH(BS$5,'Utilisation profile'!$F22:$CR22,0))),0)","v":0},{"$f":"IF($A22>0,IF(ISNA(MATCH(BT$5,'Utilisation profile'!$F22:$CR22,0)),0,INDEX('Asset data'!$L22:$CX22,1,MATCH(BT$5,'Utilisation profile'!$F22:$CR22,0))),0)","v":29.721991859999999},{"$f":"IF($A22>0,IF(ISNA(MATCH(BU$5,'Utilisation profile'!$F22:$CR22,0)),0,INDEX('Asset data'!$L22:$CX22,1,MATCH(BU$5,'Utilisation profile'!$F22:$CR22,0))),0)","v":74.304979639999999},{"$f":"IF($A22>0,IF(ISNA(MATCH(BV$5,'Utilisation profile'!$F22:$CR22,0)),0,INDEX('Asset data'!$L22:$CX22,1,MATCH(BV$5,'Utilisation profile'!$F22:$CR22,0))),0)","v":0},{"$f":"IF($A22>0,IF(ISNA(MATCH(BW$5,'Utilisation profile'!$F22:$CR22,0)),0,INDEX('Asset data'!$L22:$CX22,1,MATCH(BW$5,'Utilisation profile'!$F22:$CR22,0))),0)","v":0},{"$f":"IF($A22>0,IF(ISNA(MATCH(BX$5,'Utilisation profile'!$F22:$CR22,0)),0,INDEX('Asset data'!$L22:$CX22,1,MATCH(BX$5,'Utilisation profile'!$F22:$CR22,0))),0)","v":31.436722159999999},{"$f":"IF($A22>0,IF(ISNA(MATCH(BY$5,'Utilisation profile'!$F22:$CR22,0)),0,INDEX('Asset data'!$L22:$CX22,1,MATCH(BY$5,'Utilisation profile'!$F22:$CR22,0))),0)","v":102.88381800000001},{"$f":"IF($A22>0,IF(ISNA(MATCH(BZ$5,'Utilisation profile'!$F22:$CR22,0)),0,INDEX('Asset data'!$L22:$CX22,1,MATCH(BZ$5,'Utilisation profile'!$F22:$CR22,0))),0)","v":0},{"$f":"IF($A22>0,IF(ISNA(MATCH(CA$5,'Utilisation profile'!$F22:$CR22,0)),0,INDEX('Asset data'!$L22:$CX22,1,MATCH(CA$5,'Utilisation profile'!$F22:$CR22,0))),0)","v":0},{"$f":"IF($A22>0,IF(ISNA(MATCH(CB$5,'Utilisation profile'!$F22:$CR22,0)),0,INDEX('Asset data'!$L22:$CX22,1,MATCH(CB$5,'Utilisation profile'!$F22:$CR22,0))),0)","v":0},{"$f":"IF($A22>0,IF(ISNA(MATCH(CC$5,'Utilisation profile'!$F22:$CR22,0)),0,INDEX('Asset data'!$L22:$CX22,1,MATCH(CC$5,'Utilisation profile'!$F22:$CR22,0))),0)","v":0},{"$f":"IF($A22>0,IF(ISNA(MATCH(CD$5,'Utilisation profile'!$F22:$CR22,0)),0,INDEX('Asset data'!$L22:$CX22,1,MATCH(CD$5,'Utilisation profile'!$F22:$CR22,0))),0)","v":0},{"$f":"IF($A22>0,IF(ISNA(MATCH(CE$5,'Utilisation profile'!$F22:$CR22,0)),0,INDEX('Asset data'!$L22:$CX22,1,MATCH(CE$5,'Utilisation profile'!$F22:$CR22,0))),0)","v":0},{"$f":"IF($A22>0,IF(ISNA(MATCH(CF$5,'Utilisation profile'!$F22:$CR22,0)),0,INDEX('Asset data'!$L22:$CX22,1,MATCH(CF$5,'Utilisation profile'!$F22:$CR22,0))),0)","v":104.5985483},{"$f":"IF($A22>0,IF(ISNA(MATCH(CG$5,'Utilisation profile'!$F22:$CR22,0)),0,INDEX('Asset data'!$L22:$CX22,1,MATCH(CG$5,'Utilisation profile'!$F22:$CR22,0))),0)","v":0},{"$f":"IF($A22>0,IF(ISNA(MATCH(CH$5,'Utilisation profile'!$F22:$CR22,0)),0,INDEX('Asset data'!$L22:$CX22,1,MATCH(CH$5,'Utilisation profile'!$F22:$CR22,0))),0)","v":135.46369369999999},{"$f":"IF($A22>0,IF(ISNA(MATCH(CI$5,'Utilisation profile'!$F22:$CR22,0)),0,INDEX('Asset data'!$L22:$CX22,1,MATCH(CI$5,'Utilisation profile'!$F22:$CR22,0))),0)","v":0},{"$f":"IF($A22>0,IF(ISNA(MATCH(CJ$5,'Utilisation profile'!$F22:$CR22,0)),0,INDEX('Asset data'!$L22:$CX22,1,MATCH(CJ$5,'Utilisation profile'!$F22:$CR22,0))),0)","v":0},{"$f":"IF($A22>0,IF(ISNA(MATCH(CK$5,'Utilisation profile'!$F22:$CR22,0)),0,INDEX('Asset data'!$L22:$CX22,1,MATCH(CK$5,'Utilisation profile'!$F22:$CR22,0))),0)","v":0},{"$f":"IF($A22>0,IF(ISNA(MATCH(CL$5,'Utilisation profile'!$F22:$CR22,0)),0,INDEX('Asset data'!$L22:$CX22,1,MATCH(CL$5,'Utilisation profile'!$F22:$CR22,0))),0)","v":164.61410875999999},{"$f":"IF($A22>0,IF(ISNA(MATCH(CM$5,'Utilisation profile'!$F22:$CR22,0)),0,INDEX('Asset data'!$L22:$CX22,1,MATCH(CM$5,'Utilisation profile'!$F22:$CR22,0))),0)","v":0},{"$f":"IF($A22>0,IF(ISNA(MATCH(CN$5,'Utilisation profile'!$F22:$CR22,0)),0,INDEX('Asset data'!$L22:$CX22,1,MATCH(CN$5,'Utilisation profile'!$F22:$CR22,0))),0)","v":0},{"$f":"IF($A22>0,IF(ISNA(MATCH(CO$5,'Utilisation profile'!$F22:$CR22,0)),0,INDEX('Asset data'!$L22:$CX22,1,MATCH(CO$5,'Utilisation profile'!$F22:$CR22,0))),0)","v":0},{"$f":"IF($A22>0,IF(ISNA(MATCH(CP$5,'Utilisation profile'!$F22:$CR22,0)),0,INDEX('Asset data'!$L22:$CX22,1,MATCH(CP$5,'Utilisation profile'!$F22:$CR22,0))),0)","v":102.88381800000001},{"$f":"IF($A22>0,IF(ISNA(MATCH(CQ$5,'Utilisation profile'!$F22:$CR22,0)),0,INDEX('Asset data'!$L22:$CX22,1,MATCH(CQ$5,'Utilisation profile'!$F22:$CR22,0))),0)","v":0},{"$f":"IF($A22>0,IF(ISNA(MATCH(CR$5,'Utilisation profile'!$F22:$CR22,0)),0,INDEX('Asset data'!$L22:$CX22,1,MATCH(CR$5,'Utilisation profile'!$F22:$CR22,0))),0)","v":0},{"$f":"IF($A22>0,IF(ISNA(MATCH(CS$5,'Utilisation profile'!$F22:$CR22,0)),0,INDEX('Asset data'!$L22:$CX22,1,MATCH(CS$5,'Utilisation profile'!$F22:$CR22,0))),0)","v":0},{"$f":"IF($A22>0,IF(ISNA(MATCH(CT$5,'Utilisation profile'!$F22:$CR22,0)),0,INDEX('Asset data'!$L22:$CX22,1,MATCH(CT$5,'Utilisation profile'!$F22:$CR22,0))),0)","v":0},{"$f":"IF($A22>0,IF(ISNA(MATCH(CU$5,'Utilisation profile'!$F22:$CR22,0)),0,INDEX('Asset data'!$L22:$CX22,1,MATCH(CU$5,'Utilisation profile'!$F22:$CR22,0))),0)","v":0},{"$f":"IF($A22>0,IF(ISNA(MATCH(CV$5,'Utilisation profile'!$F22:$CR22,0)),0,INDEX('Asset data'!$L22:$CX22,1,MATCH(CV$5,'Utilisation profile'!$F22:$CR22,0))),0)","v":0},{"$f":"IF($A22>0,IF(ISNA(MATCH(CW$5,'Utilisation profile'!$F22:$CR22,0)),0,INDEX('Asset data'!$L22:$CX22,1,MATCH(CW$5,'Utilisation profile'!$F22:$CR22,0))),0)","v":119.4595442},{"$f":"IF($A22>0,IF(ISNA(MATCH(CX$5,'Utilisation profile'!$F22:$CR22,0)),0,INDEX('Asset data'!$L22:$CX22,1,MATCH(CX$5,'Utilisation profile'!$F22:$CR22,0))),0)","v":0},{"$f":"IF($A22>0,IF(ISNA(MATCH(CY$5,'Utilisation profile'!$F22:$CR22,0)),0,INDEX('Asset data'!$L22:$CX22,1,MATCH(CY$5,'Utilisation profile'!$F22:$CR22,0))),0)","v":104.0269715},{"$f":"IF($A22>0,IF(ISNA(MATCH(CZ$5,'Utilisation profile'!$F22:$CR22,0)),0,INDEX('Asset data'!$L22:$CX22,1,MATCH(CZ$5,'Utilisation profile'!$F22:$CR22,0))),0)","v":0},{"$f":"IF($A22>0,IF(ISNA(MATCH(DA$5,'Utilisation profile'!$F22:$CR22,0)),0,INDEX('Asset data'!$L22:$CX22,1,MATCH(DA$5,'Utilisation profile'!$F22:$CR22,0))),0)","v":0},{"$f":"IF($A22>0,IF(ISNA(MATCH(DB$5,'Utilisation profile'!$F22:$CR22,0)),0,INDEX('Asset data'!$L22:$CX22,1,MATCH(DB$5,'Utilisation profile'!$F22:$CR22,0))),0)","v":0},{"$f":"IF($A22>0,IF(ISNA(MATCH(DC$5,'Utilisation profile'!$F22:$CR22,0)),0,INDEX('Asset data'!$L22:$CX22,1,MATCH(DC$5,'Utilisation profile'!$F22:$CR22,0))),0)","v":0},{"$f":"IF($A22>0,IF(ISNA(MATCH(DD$5,'Utilisation profile'!$F22:$CR22,0)),0,INDEX('Asset data'!$L22:$CX22,1,MATCH(DD$5,'Utilisation profile'!$F22:$CR22,0))),0)","v":0},{"$f":"IF($A22>0,IF(ISNA(MATCH(DE$5,'Utilisation profile'!$F22:$CR22,0)),0,INDEX('Asset data'!$L22:$CX22,1,MATCH(DE$5,'Utilisation profile'!$F22:$CR22,0))),0)","v":0},{"$f":"IF($A22>0,IF(ISNA(MATCH(DF$5,'Utilisation profile'!$F22:$CR22,0)),0,INDEX('Asset data'!$L22:$CX22,1,MATCH(DF$5,'Utilisation profile'!$F22:$CR22,0))),0)","v":0},{"$f":"IF($A22>0,IF(ISNA(MATCH(DG$5,'Utilisation profile'!$F22:$CR22,0)),0,INDEX('Asset data'!$L22:$CX22,1,MATCH(DG$5,'Utilisation profile'!$F22:$CR22,0))),0)","v":0},{"$f":"IF($A22>0,IF(ISNA(MATCH(DH$5,'Utilisation profile'!$F22:$CR22,0)),0,INDEX('Asset data'!$L22:$CX22,1,MATCH(DH$5,'Utilisation profile'!$F22:$CR22,0))),0)","v":0},{"$f":"IF($A22>0,IF(ISNA(MATCH(DI$5,'Utilisation profile'!$F22:$CR22,0)),0,INDEX('Asset data'!$L22:$CX22,1,MATCH(DI$5,'Utilisation profile'!$F22:$CR22,0))),0)","v":0},{"$f":"IF($A22>0,IF(ISNA(MATCH(DJ$5,'Utilisation profile'!$F22:$CR22,0)),0,INDEX('Asset data'!$L22:$CX22,1,MATCH(DJ$5,'Utilisation profile'!$F22:$CR22,0))),0)","v":0},{"$f":"IF($A22>0,IF(ISNA(MATCH(DK$5,'Utilisation profile'!$F22:$CR22,0)),0,INDEX('Asset data'!$L22:$CX22,1,MATCH(DK$5,'Utilisation profile'!$F22:$CR22,0))),0)","v":0},{"$f":"IF($A22>0,IF(ISNA(MATCH(DL$5,'Utilisation profile'!$F22:$CR22,0)),0,INDEX('Asset data'!$L22:$CX22,1,MATCH(DL$5,'Utilisation profile'!$F22:$CR22,0))),0)","v":0},{"$f":"IF($A22>0,IF(ISNA(MATCH(DM$5,'Utilisation profile'!$F22:$CR22,0)),0,INDEX('Asset data'!$L22:$CX22,1,MATCH(DM$5,'Utilisation profile'!$F22:$CR22,0))),0)","v":0},{"$f":"IF($A22>0,IF(ISNA(MATCH(DN$5,'Utilisation profile'!$F22:$CR22,0)),0,INDEX('Asset data'!$L22:$CX22,1,MATCH(DN$5,'Utilisation profile'!$F22:$CR22,0))),0)","v":0},{"$f":"IF($A22>0,IF(ISNA(MATCH(DO$5,'Utilisation profile'!$F22:$CR22,0)),0,INDEX('Asset data'!$L22:$CX22,1,MATCH(DO$5,'Utilisation profile'!$F22:$CR22,0))),0)","v":0},{"$f":"IF($A22>0,IF(ISNA(MATCH(DP$5,'Utilisation profile'!$F22:$CR22,0)),0,INDEX('Asset data'!$L22:$CX22,1,MATCH(DP$5,'Utilisation profile'!$F22:$CR22,0))),0)","v":0},{"$f":"IF($A22>0,IF(ISNA(MATCH(DQ$5,'Utilisation profile'!$F22:$CR22,0)),0,INDEX('Asset data'!$L22:$CX22,1,MATCH(DQ$5,'Utilisation profile'!$F22:$CR22,0))),0)","v":0},{"$f":"IF($A22>0,IF(ISNA(MATCH(DR$5,'Utilisation profile'!$F22:$CR22,0)),0,INDEX('Asset data'!$L22:$CX22,1,MATCH(DR$5,'Utilisation profile'!$F22:$CR22,0))),0)","v":0},{"$f":"IF($A22>0,IF(ISNA(MATCH(DS$5,'Utilisation profile'!$F22:$CR22,0)),0,INDEX('Asset data'!$L22:$CX22,1,MATCH(DS$5,'Utilisation profile'!$F22:$CR22,0))),0)","v":0},{"$f":"IF($A22>0,IF(ISNA(MATCH(DT$5,'Utilisation profile'!$F22:$CR22,0)),0,INDEX('Asset data'!$L22:$CX22,1,MATCH(DT$5,'Utilisation profile'!$F22:$CR22,0))),0)","v":85.736514970000002},{"$f":"IF($A22>0,IF(ISNA(MATCH(DU$5,'Utilisation profile'!$F22:$CR22,0)),0,INDEX('Asset data'!$L22:$CX22,1,MATCH(DU$5,'Utilisation profile'!$F22:$CR22,0))),0)","v":0},{"$f":"IF($A22>0,IF(ISNA(MATCH(DV$5,'Utilisation profile'!$F22:$CR22,0)),0,INDEX('Asset data'!$L22:$CX22,1,MATCH(DV$5,'Utilisation profile'!$F22:$CR22,0))),0)","v":0},{"$f":"IF($A22>0,IF(ISNA(MATCH(DW$5,'Utilisation profile'!$F22:$CR22,0)),0,INDEX('Asset data'!$L22:$CX22,1,MATCH(DW$5,'Utilisation profile'!$F22:$CR22,0))),0)","v":0},{"$f":"IF($A22>0,IF(ISNA(MATCH(DX$5,'Utilisation profile'!$F22:$CR22,0)),0,INDEX('Asset data'!$L22:$CX22,1,MATCH(DX$5,'Utilisation profile'!$F22:$CR22,0))),0)","v":0},{"$f":"IF($A22>0,IF(ISNA(MATCH(DY$5,'Utilisation profile'!$F22:$CR22,0)),0,INDEX('Asset data'!$L22:$CX22,1,MATCH(DY$5,'Utilisation profile'!$F22:$CR22,0))),0)","v":0},{"$f":"IF($A22>0,IF(ISNA(MATCH(DZ$5,'Utilisation profile'!$F22:$CR22,0)),0,INDEX('Asset data'!$L22:$CX22,1,MATCH(DZ$5,'Utilisation profile'!$F22:$CR22,0))),0)","v":0},{"$f":"IF($A22>0,IF(ISNA(MATCH(EA$5,'Utilisation profile'!$F22:$CR22,0)),0,INDEX('Asset data'!$L22:$CX22,1,MATCH(EA$5,'Utilisation profile'!$F22:$CR22,0))),0)","v":0},{"$f":"IF($A22>0,IF(ISNA(MATCH(EB$5,'Utilisation profile'!$F22:$CR22,0)),0,INDEX('Asset data'!$L22:$CX22,1,MATCH(EB$5,'Utilisation profile'!$F22:$CR22,0))),0)","v":0},{"$f":"IF($A22>0,IF(ISNA(MATCH(EC$5,'Utilisation profile'!$F22:$CR22,0)),0,INDEX('Asset data'!$L22:$CX22,1,MATCH(EC$5,'Utilisation profile'!$F22:$CR22,0))),0)","v":0},{"$f":"IF($A22>0,IF(ISNA(MATCH(ED$5,'Utilisation profile'!$F22:$CR22,0)),0,INDEX('Asset data'!$L22:$CX22,1,MATCH(ED$5,'Utilisation profile'!$F22:$CR22,0))),0)","v":0},{"$f":"IF($A22>0,IF(ISNA(MATCH(EE$5,'Utilisation profile'!$F22:$CR22,0)),0,INDEX('Asset data'!$L22:$CX22,1,MATCH(EE$5,'Utilisation profile'!$F22:$CR22,0))),0)","v":0},{"$f":"IF($A22>0,IF(ISNA(MATCH(EF$5,'Utilisation profile'!$F22:$CR22,0)),0,INDEX('Asset data'!$L22:$CX22,1,MATCH(EF$5,'Utilisation profile'!$F22:$CR22,0))),0)","v":0},{"$f":"IF($A22>0,IF(ISNA(MATCH(EG$5,'Utilisation profile'!$F22:$CR22,0)),0,INDEX('Asset data'!$L22:$CX22,1,MATCH(EG$5,'Utilisation profile'!$F22:$CR22,0))),0)","v":0},{"$f":"IF($A22>0,IF(ISNA(MATCH(EH$5,'Utilisation profile'!$F22:$CR22,0)),0,INDEX('Asset data'!$L22:$CX22,1,MATCH(EH$5,'Utilisation profile'!$F22:$CR22,0))),0)","v":0},{"$f":"IF($A22>0,IF(ISNA(MATCH(EI$5,'Utilisation profile'!$F22:$CR22,0)),0,INDEX('Asset data'!$L22:$CX22,1,MATCH(EI$5,'Utilisation profile'!$F22:$CR22,0))),0)","v":0},{"$f":"IF($A22>0,IF(ISNA(MATCH(EJ$5,'Utilisation profile'!$F22:$CR22,0)),0,INDEX('Asset data'!$L22:$CX22,1,MATCH(EJ$5,'Utilisation profile'!$F22:$CR22,0))),0)","v":0},{"$f":"IF($A22>0,IF(ISNA(MATCH(EK$5,'Utilisation profile'!$F22:$CR22,0)),0,INDEX('Asset data'!$L22:$CX22,1,MATCH(EK$5,'Utilisation profile'!$F22:$CR22,0))),0)","v":0},{"$f":"IF($A22>0,IF(ISNA(MATCH(EL$5,'Utilisation profile'!$F22:$CR22,0)),0,INDEX('Asset data'!$L22:$CX22,1,MATCH(EL$5,'Utilisation profile'!$F22:$CR22,0))),0)","v":0},{"$f":"IF($A22>0,IF(ISNA(MATCH(EM$5,'Utilisation profile'!$F22:$CR22,0)),0,INDEX('Asset data'!$L22:$CX22,1,MATCH(EM$5,'Utilisation profile'!$F22:$CR22,0))),0)","v":0},{"$f":"IF($A22>0,IF(ISNA(MATCH(EN$5,'Utilisation profile'!$F22:$CR22,0)),0,INDEX('Asset data'!$L22:$CX22,1,MATCH(EN$5,'Utilisation profile'!$F22:$CR22,0))),0)","v":0},{"$f":"IF($A22>0,IF(ISNA(MATCH(EO$5,'Utilisation profile'!$F22:$CR22,0)),0,INDEX('Asset data'!$L22:$CX22,1,MATCH(EO$5,'Utilisation profile'!$F22:$CR22,0))),0)","v":0},{"$f":"IF($A22>0,IF(ISNA(MATCH(EP$5,'Utilisation profile'!$F22:$CR22,0)),0,INDEX('Asset data'!$L22:$CX22,1,MATCH(EP$5,'Utilisation profile'!$F22:$CR22,0))),0)","v":0},{"$f":"IF($A22>0,IF(ISNA(MATCH(EQ$5,'Utilisation profile'!$F22:$CR22,0)),0,INDEX('Asset data'!$L22:$CX22,1,MATCH(EQ$5,'Utilisation profile'!$F22:$CR22,0))),0)","v":0},{"$f":"IF($A22>0,IF(ISNA(MATCH(ER$5,'Utilisation profile'!$F22:$CR22,0)),0,INDEX('Asset data'!$L22:$CX22,1,MATCH(ER$5,'Utilisation profile'!$F22:$CR22,0))),0)","v":0},{"$f":"IF($A22>0,IF(ISNA(MATCH(ES$5,'Utilisation profile'!$F22:$CR22,0)),0,INDEX('Asset data'!$L22:$CX22,1,MATCH(ES$5,'Utilisation profile'!$F22:$CR22,0))),0)","v":0},{"$f":"IF($A22>0,IF(ISNA(MATCH(ET$5,'Utilisation profile'!$F22:$CR22,0)),0,INDEX('Asset data'!$L22:$CX22,1,MATCH(ET$5,'Utilisation profile'!$F22:$CR22,0))),0)","v":0},{"$f":"IF($A22>0,IF(ISNA(MATCH(EU$5,'Utilisation profile'!$F22:$CR22,0)),0,INDEX('Asset data'!$L22:$CX22,1,MATCH(EU$5,'Utilisation profile'!$F22:$CR22,0))),0)","v":0},{"$f":"IF($A22>0,IF(ISNA(MATCH(EV$5,'Utilisation profile'!$F22:$CR22,0)),0,INDEX('Asset data'!$L22:$CX22,1,MATCH(EV$5,'Utilisation profile'!$F22:$CR22,0))),0)","v":0},{"$f":"IF($A22>0,IF(ISNA(MATCH(EW$5,'Utilisation profile'!$F22:$CR22,0)),0,INDEX('Asset data'!$L22:$CX22,1,MATCH(EW$5,'Utilisation profile'!$F22:$CR22,0))),0)","v":0},{"$f":"IF($A22>0,IF(ISNA(MATCH(EX$5,'Utilisation profile'!$F22:$CR22,0)),0,INDEX('Asset data'!$L22:$CX22,1,MATCH(EX$5,'Utilisation profile'!$F22:$CR22,0))),0)","v":0},{"$f":"IF($A22>0,IF(ISNA(MATCH(EY$5,'Utilisation profile'!$F22:$CR22,0)),0,INDEX('Asset data'!$L22:$CX22,1,MATCH(EY$5,'Utilisation profile'!$F22:$CR22,0))),0)","v":0},{"$f":"IF($A22>0,IF(ISNA(MATCH(EZ$5,'Utilisation profile'!$F22:$CR22,0)),0,INDEX('Asset data'!$L22:$CX22,1,MATCH(EZ$5,'Utilisation profile'!$F22:$CR22,0))),0)","v":0},{"$f":"IF($A22>0,IF(ISNA(MATCH(FA$5,'Utilisation profile'!$F22:$CR22,0)),0,INDEX('Asset data'!$L22:$CX22,1,MATCH(FA$5,'Utilisation profile'!$F22:$CR22,0))),0)","v":0}]
[{"$f":"'Asset data'!A23","v":1},{"$f":"'Asset data'!B23","v":0},{"$f":"'Asset data'!C23","v":0},{"$f":"'Asset data'!E23","v":"Subtrans 0-2% Growth"},{"$f":"'Asset data'!I23","v":113.40642252175499},{"$f":"IF($A23>0,'Utilisation profile'!CU23,0)","v":20},{"$f":"IF($A23>0,IF(ISNA(MATCH(G$5,'Utilisation profile'!$F23:$CR23,0)),0,INDEX('Asset data'!$L23:$CX23,1,MATCH(G$5,'Utilisation profile'!$F23:$CR23,0))),0)","v":0},{"$f":"IF($A23>0,IF(ISNA(MATCH(H$5,'Utilisation profile'!$F23:$CR23,0)),0,INDEX('Asset data'!$L23:$CX23,1,MATCH(H$5,'Utilisation profile'!$F23:$CR23,0))),0)","v":0},{"$f":"IF($A23>0,IF(ISNA(MATCH(I$5,'Utilisation profile'!$F23:$CR23,0)),0,INDEX('Asset data'!$L23:$CX23,1,MATCH(I$5,'Utilisation profile'!$F23:$CR23,0))),0)","v":0},{"$f":"IF($A23>0,IF(ISNA(MATCH(J$5,'Utilisation profile'!$F23:$CR23,0)),0,INDEX('Asset data'!$L23:$CX23,1,MATCH(J$5,'Utilisation profile'!$F23:$CR23,0))),0)","v":0},{"$f":"IF($A23>0,IF(ISNA(MATCH(K$5,'Utilisation profile'!$F23:$CR23,0)),0,INDEX('Asset data'!$L23:$CX23,1,MATCH(K$5,'Utilisation profile'!$F23:$CR23,0))),0)","v":0},{"$f":"IF($A23>0,IF(ISNA(MATCH(L$5,'Utilisation profile'!$F23:$CR23,0)),0,INDEX('Asset data'!$L23:$CX23,1,MATCH(L$5,'Utilisation profile'!$F23:$CR23,0))),0)","v":0},{"$f":"IF($A23>0,IF(ISNA(MATCH(M$5,'Utilisation profile'!$F23:$CR23,0)),0,INDEX('Asset data'!$L23:$CX23,1,MATCH(M$5,'Utilisation profile'!$F23:$CR23,0))),0)","v":0},{"$f":"IF($A23>0,IF(ISNA(MATCH(N$5,'Utilisation profile'!$F23:$CR23,0)),0,INDEX('Asset data'!$L23:$CX23,1,MATCH(N$5,'Utilisation profile'!$F23:$CR23,0))),0)","v":0},{"$f":"IF($A23>0,IF(ISNA(MATCH(O$5,'Utilisation profile'!$F23:$CR23,0)),0,INDEX('Asset data'!$L23:$CX23,1,MATCH(O$5,'Utilisation profile'!$F23:$CR23,0))),0)","v":0},{"$f":"IF($A23>0,IF(ISNA(MATCH(P$5,'Utilisation profile'!$F23:$CR23,0)),0,INDEX('Asset data'!$L23:$CX23,1,MATCH(P$5,'Utilisation profile'!$F23:$CR23,0))),0)","v":0},{"$f":"IF($A23>0,IF(ISNA(MATCH(Q$5,'Utilisation profile'!$F23:$CR23,0)),0,INDEX('Asset data'!$L23:$CX23,1,MATCH(Q$5,'Utilisation profile'!$F23:$CR23,0))),0)","v":0},{"$f":"IF($A23>0,IF(ISNA(MATCH(R$5,'Utilisation profile'!$F23:$CR23,0)),0,INDEX('Asset data'!$L23:$CX23,1,MATCH(R$5,'Utilisation profile'!$F23:$CR23,0))),0)","v":0},{"$f":"IF($A23>0,IF(ISNA(MATCH(S$5,'Utilisation profile'!$F23:$CR23,0)),0,INDEX('Asset data'!$L23:$CX23,1,MATCH(S$5,'Utilisation profile'!$F23:$CR23,0))),0)","v":0},{"$f":"IF($A23>0,IF(ISNA(MATCH(T$5,'Utilisation profile'!$F23:$CR23,0)),0,INDEX('Asset data'!$L23:$CX23,1,MATCH(T$5,'Utilisation profile'!$F23:$CR23,0))),0)","v":0},{"$f":"IF($A23>0,IF(ISNA(MATCH(U$5,'Utilisation profile'!$F23:$CR23,0)),0,INDEX('Asset data'!$L23:$CX23,1,MATCH(U$5,'Utilisation profile'!$F23:$CR23,0))),0)","v":0},{"$f":"IF($A23>0,IF(ISNA(MATCH(V$5,'Utilisation profile'!$F23:$CR23,0)),0,INDEX('Asset data'!$L23:$CX23,1,MATCH(V$5,'Utilisation profile'!$F23:$CR23,0))),0)","v":0},{"$f":"IF($A23>0,IF(ISNA(MATCH(W$5,'Utilisation profile'!$F23:$CR23,0)),0,INDEX('Asset data'!$L23:$CX23,1,MATCH(W$5,'Utilisation profile'!$F23:$CR23,0))),0)","v":0},{"$f":"IF($A23>0,IF(ISNA(MATCH(X$5,'Utilisation profile'!$F23:$CR23,0)),0,INDEX('Asset data'!$L23:$CX23,1,MATCH(X$5,'Utilisation profile'!$F23:$CR23,0))),0)","v":0},{"$f":"IF($A23>0,IF(ISNA(MATCH(Y$5,'Utilisation profile'!$F23:$CR23,0)),0,INDEX('Asset data'!$L23:$CX23,1,MATCH(Y$5,'Utilisation profile'!$F23:$CR23,0))),0)","v":0},{"$f":"IF($A23>0,IF(ISNA(MATCH(Z$5,'Utilisation profile'!$F23:$CR23,0)),0,INDEX('Asset data'!$L23:$CX23,1,MATCH(Z$5,'Utilisation profile'!$F23:$CR23,0))),0)","v":0},{"$f":"IF($A23>0,IF(ISNA(MATCH(AA$5,'Utilisation profile'!$F23:$CR23,0)),0,INDEX('Asset data'!$L23:$CX23,1,MATCH(AA$5,'Utilisation profile'!$F23:$CR23,0))),0)","v":0},{"$f":"IF($A23>0,IF(ISNA(MATCH(AB$5,'Utilisation profile'!$F23:$CR23,0)),0,INDEX('Asset data'!$L23:$CX23,1,MATCH(AB$5,'Utilisation profile'!$F23:$CR23,0))),0)","v":0},{"$f":"IF($A23>0,IF(ISNA(MATCH(AC$5,'Utilisation profile'!$F23:$CR23,0)),0,INDEX('Asset data'!$L23:$CX23,1,MATCH(AC$5,'Utilisation profile'!$F23:$CR23,0))),0)","v":0},{"$f":"IF($A23>0,IF(ISNA(MATCH(AD$5,'Utilisation profile'!$F23:$CR23,0)),0,INDEX('Asset data'!$L23:$CX23,1,MATCH(AD$5,'Utilisation profile'!$F23:$CR23,0))),0)","v":0},{"$f":"IF($A23>0,IF(ISNA(MATCH(AE$5,'Utilisation profile'!$F23:$CR23,0)),0,INDEX('Asset data'!$L23:$CX23,1,MATCH(AE$5,'Utilisation profile'!$F23:$CR23,0))),0)","v":0},{"$f":"IF($A23>0,IF(ISNA(MATCH(AF$5,'Utilisation profile'!$F23:$CR23,0)),0,INDEX('Asset data'!$L23:$CX23,1,MATCH(AF$5,'Utilisation profile'!$F23:$CR23,0))),0)","v":0},{"$f":"IF($A23>0,IF(ISNA(MATCH(AG$5,'Utilisation profile'!$F23:$CR23,0)),0,INDEX('Asset data'!$L23:$CX23,1,MATCH(AG$5,'Utilisation profile'!$F23:$CR23,0))),0)","v":0},{"$f":"IF($A23>0,IF(ISNA(MATCH(AH$5,'Utilisation profile'!$F23:$CR23,0)),0,INDEX('Asset data'!$L23:$CX23,1,MATCH(AH$5,'Utilisation profile'!$F23:$CR23,0))),0)","v":0},{"$f":"IF($A23>0,IF(ISNA(MATCH(AI$5,'Utilisation profile'!$F23:$CR23,0)),0,INDEX('Asset data'!$L23:$CX23,1,MATCH(AI$5,'Utilisation profile'!$F23:$CR23,0))),0)","v":0},{"$f":"IF($A23>0,IF(ISNA(MATCH(AJ$5,'Utilisation profile'!$F23:$CR23,0)),0,INDEX('Asset data'!$L23:$CX23,1,MATCH(AJ$5,'Utilisation profile'!$F23:$CR23,0))),0)","v":0},{"$f":"IF($A23>0,IF(ISNA(MATCH(AK$5,'Utilisation profile'!$F23:$CR23,0)),0,INDEX('Asset data'!$L23:$CX23,1,MATCH(AK$5,'Utilisation profile'!$F23:$CR23,0))),0)","v":0},{"$f":"IF($A23>0,IF(ISNA(MATCH(AL$5,'Utilisation profile'!$F23:$CR23,0)),0,INDEX('Asset data'!$L23:$CX23,1,MATCH(AL$5,'Utilisation profile'!$F23:$CR23,0))),0)","v":0},{"$f":"IF($A23>0,IF(ISNA(MATCH(AM$5,'Utilisation profile'!$F23:$CR23,0)),0,INDEX('Asset data'!$L23:$CX23,1,MATCH(AM$5,'Utilisation profile'!$F23:$CR23,0))),0)","v":0},{"$f":"IF($A23>0,IF(ISNA(MATCH(AN$5,'Utilisation profile'!$F23:$CR23,0)),0,INDEX('Asset data'!$L23:$CX23,1,MATCH(AN$5,'Utilisation profile'!$F23:$CR23,0))),0)","v":0},{"$f":"IF($A23>0,IF(ISNA(MATCH(AO$5,'Utilisation profile'!$F23:$CR23,0)),0,INDEX('Asset data'!$L23:$CX23,1,MATCH(AO$5,'Utilisation profile'!$F23:$CR23,0))),0)","v":0},{"$f":"IF($A23>0,IF(ISNA(MATCH(AP$5,'Utilisation profile'!$F23:$CR23,0)),0,INDEX('Asset data'!$L23:$CX23,1,MATCH(AP$5,'Utilisation profile'!$F23:$CR23,0))),0)","v":91.452282640000007},{"$f":"IF($A23>0,IF(ISNA(MATCH(AQ$5,'Utilisation profile'!$F23:$CR23,0)),0,INDEX('Asset data'!$L23:$CX23,1,MATCH(AQ$5,'Utilisation profile'!$F23:$CR23,0))),0)","v":49.727178690000002},{"$f":"IF($A23>0,IF(ISNA(MATCH(AR$5,'Utilisation profile'!$F23:$CR23,0)),0,INDEX('Asset data'!$L23:$CX23,1,MATCH(AR$5,'Utilisation profile'!$F23:$CR23,0))),0)","v":0},{"$f":"IF($A23>0,IF(ISNA(MATCH(AS$5,'Utilisation profile'!$F23:$CR23,0)),0,INDEX('Asset data'!$L23:$CX23,1,MATCH(AS$5,'Utilisation profile'!$F23:$CR23,0))),0)","v":0},{"$f":"IF($A23>0,IF(ISNA(MATCH(AT$5,'Utilisation profile'!$F23:$CR23,0)),0,INDEX('Asset data'!$L23:$CX23,1,MATCH(AT$5,'Utilisation profile'!$F23:$CR23,0))),0)","v":0},{"$f":"IF($A23>0,IF(ISNA(MATCH(AU$5,'Utilisation profile'!$F23:$CR23,0)),0,INDEX('Asset data'!$L23:$CX23,1,MATCH(AU$5,'Utilisation profile'!$F23:$CR23,0))),0)","v":0},{"$f":"IF($A23>0,IF(ISNA(MATCH(AV$5,'Utilisation profile'!$F23:$CR23,0)),0,INDEX('Asset data'!$L23:$CX23,1,MATCH(AV$5,'Utilisation profile'!$F23:$CR23,0))),0)","v":0},{"$f":"IF($A23>0,IF(ISNA(MATCH(AW$5,'Utilisation profile'!$F23:$CR23,0)),0,INDEX('Asset data'!$L23:$CX23,1,MATCH(AW$5,'Utilisation profile'!$F23:$CR23,0))),0)","v":0},{"$f":"IF($A23>0,IF(ISNA(MATCH(AX$5,'Utilisation profile'!$F23:$CR23,0)),0,INDEX('Asset data'!$L23:$CX23,1,MATCH(AX$5,'Utilisation profile'!$F23:$CR23,0))),0)","v":0},{"$f":"IF($A23>0,IF(ISNA(MATCH(AY$5,'Utilisation profile'!$F23:$CR23,0)),0,INDEX('Asset data'!$L23:$CX23,1,MATCH(AY$5,'Utilisation profile'!$F23:$CR23,0))),0)","v":114.8869301},{"$f":"IF($A23>0,IF(ISNA(MATCH(AZ$5,'Utilisation profile'!$F23:$CR23,0)),0,INDEX('Asset data'!$L23:$CX23,1,MATCH(AZ$5,'Utilisation profile'!$F23:$CR23,0))),0)","v":310.93776094000003},{"$f":"IF($A23>0,IF(ISNA(MATCH(BA$5,'Utilisation profile'!$F23:$CR23,0)),0,INDEX('Asset data'!$L23:$CX23,1,MATCH(BA$5,'Utilisation profile'!$F23:$CR23,0))),0)","v":0},{"$f":"IF($A23>0,IF(ISNA(MATCH(BB$5,'Utilisation profile'!$F23:$CR23,0)),0,INDEX('Asset data'!$L23:$CX23,1,MATCH(BB$5,'Utilisation profile'!$F23:$CR23,0))),0)","v":57.157676649999999},{"$f":"IF($A23>0,IF(ISNA(MATCH(BC$5,'Utilisation profile'!$F23:$CR23,0)),0,INDEX('Asset data'!$L23:$CX23,1,MATCH(BC$5,'Utilisation profile'!$F23:$CR23,0))),0)","v":0},{"$f":"IF($A23>0,IF(ISNA(MATCH(BD$5,'Utilisation profile'!$F23:$CR23,0)),0,INDEX('Asset data'!$L23:$CX23,1,MATCH(BD$5,'Utilisation profile'!$F23:$CR23,0))),0)","v":0},{"$f":"IF($A23>0,IF(ISNA(MATCH(BE$5,'Utilisation profile'!$F23:$CR23,0)),0,INDEX('Asset data'!$L23:$CX23,1,MATCH(BE$5,'Utilisation profile'!$F23:$CR23,0))),0)","v":62.873444309999996},{"$f":"IF($A23>0,IF(ISNA(MATCH(BF$5,'Utilisation profile'!$F23:$CR23,0)),0,INDEX('Asset data'!$L23:$CX23,1,MATCH(BF$5,'Utilisation profile'!$F23:$CR23,0))),0)","v":0},{"$f":"IF($A23>0,IF(ISNA(MATCH(BG$5,'Utilisation profile'!$F23:$CR23,0)),0,INDEX('Asset data'!$L23:$CX23,1,MATCH(BG$5,'Utilisation profile'!$F23:$CR23,0))),0)","v":0},{"$f":"IF($A23>0,IF(ISNA(MATCH(BH$5,'Utilisation profile'!$F23:$CR23,0)),0,INDEX('Asset data'!$L23:$CX23,1,MATCH(BH$5,'Utilisation profile'!$F23:$CR23,0))),0)","v":109.74273916},{"$f":"IF($A23>0,IF(ISNA(MATCH(BI$5,'Utilisation profile'!$F23:$CR23,0)),0,INDEX('Asset data'!$L23:$CX23,1,MATCH(BI$5,'Utilisation profile'!$F23:$CR23,0))),0)","v":0},{"$f":"IF($A23>0,IF(ISNA(MATCH(BJ$5,'Utilisation profile'!$F23:$CR23,0)),0,INDEX('Asset data'!$L23:$CX23,1,MATCH(BJ$5,'Utilisation profile'!$F23:$CR23,0))),0)","v":0},{"$f":"IF($A23>0,IF(ISNA(MATCH(BK$5,'Utilisation profile'!$F23:$CR23,0)),0,INDEX('Asset data'!$L23:$CX23,1,MATCH(BK$5,'Utilisation profile'!$F23:$CR23,0))),0)","v":104.0269715},{"$f":"IF($A23>0,IF(ISNA(MATCH(BL$5,'Utilisation profile'!$F23:$CR23,0)),0,INDEX('Asset data'!$L23:$CX23,1,MATCH(BL$5,'Utilisation profile'!$F23:$CR23,0))),0)","v":0},{"$f":"IF($A23>0,IF(ISNA(MATCH(BM$5,'Utilisation profile'!$F23:$CR23,0)),0,INDEX('Asset data'!$L23:$CX23,1,MATCH(BM$5,'Utilisation profile'!$F23:$CR23,0))),0)","v":64.016597849999997},{"$f":"IF($A23>0,IF(ISNA(MATCH(BN$5,'Utilisation profile'!$F23:$CR23,0)),0,INDEX('Asset data'!$L23:$CX23,1,MATCH(BN$5,'Utilisation profile'!$F23:$CR23,0))),0)","v":0},{"$f":"IF($A23>0,IF(ISNA(MATCH(BO$5,'Utilisation profile'!$F23:$CR23,0)),0,INDEX('Asset data'!$L23:$CX23,1,MATCH(BO$5,'Utilisation profile'!$F23:$CR23,0))),0)","v":160.04149462000001},{"$f":"IF($A23>0,IF(ISNA(MATCH(BP$5,'Utilisation profile'!$F23:$CR23,0)),0,INDEX('Asset data'!$L23:$CX23,1,MATCH(BP$5,'Utilisation profile'!$F23:$CR23,0))),0)","v":0},{"$f":"IF($A23>0,IF(ISNA(MATCH(BQ$5,'Utilisation profile'!$F23:$CR23,0)),0,INDEX('Asset data'!$L23:$CX23,1,MATCH(BQ$5,'Utilisation profile'!$F23:$CR23,0))),0)","v":0},{"$f":"IF($A23>0,IF(ISNA(MATCH(BR$5,'Utilisation profile'!$F23:$CR23,0)),0,INDEX('Asset data'!$L23:$CX23,1,MATCH(BR$5,'Utilisation profile'!$F23:$CR23,0))),0)","v":0},{"$f":"IF($A23>0,IF(ISNA(MATCH(BS$5,'Utilisation profile'!$F23:$CR23,0)),0,INDEX('Asset data'!$L23:$CX23,1,MATCH(BS$5,'Utilisation profile'!$F23:$CR23,0))),0)","v":31.436722159999999},{"$f":"IF($A23>0,IF(ISNA(MATCH(BT$5,'Utilisation profile'!$F23:$CR23,0)),0,INDEX('Asset data'!$L23:$CX23,1,MATCH(BT$5,'Utilisation profile'!$F23:$CR23,0))),0)","v":216.62759453000001},{"$f":"IF($A23>0,IF(ISNA(MATCH(BU$5,'Utilisation profile'!$F23:$CR23,0)),0,INDEX('Asset data'!$L23:$CX23,1,MATCH(BU$5,'Utilisation profile'!$F23:$CR23,0))),0)","v":49.155601920000002},{"$f":"IF($A23>0,IF(ISNA(MATCH(BV$5,'Utilisation profile'!$F23:$CR23,0)),0,INDEX('Asset data'!$L23:$CX23,1,MATCH(BV$5,'Utilisation profile'!$F23:$CR23,0))),0)","v":0},{"$f":"IF($A23>0,IF(ISNA(MATCH(BW$5,'Utilisation profile'!$F23:$CR23,0)),0,INDEX('Asset data'!$L23:$CX23,1,MATCH(BW$5,'Utilisation profile'!$F23:$CR23,0))),0)","v":0},{"$f":"IF($A23>0,IF(ISNA(MATCH(BX$5,'Utilisation profile'!$F23:$CR23,0)),0,INDEX('Asset data'!$L23:$CX23,1,MATCH(BX$5,'Utilisation profile'!$F23:$CR23,0))),0)","v":48.584025150000002},{"$f":"IF($A23>0,IF(ISNA(MATCH(BY$5,'Utilisation profile'!$F23:$CR23,0)),0,INDEX('Asset data'!$L23:$CX23,1,MATCH(BY$5,'Utilisation profile'!$F23:$CR23,0))),0)","v":135.46369369999999},{"$f":"IF($A23>0,IF(ISNA(MATCH(BZ$5,'Utilisation profile'!$F23:$CR23,0)),0,INDEX('Asset data'!$L23:$CX23,1,MATCH(BZ$5,'Utilisation profile'!$F23:$CR23,0))),0)","v":0},{"$f":"IF($A23>0,IF(ISNA(MATCH(CA$5,'Utilisation profile'!$F23:$CR23,0)),0,INDEX('Asset data'!$L23:$CX23,1,MATCH(CA$5,'Utilisation profile'!$F23:$CR23,0))),0)","v":0},{"$f":"IF($A23>0,IF(ISNA(MATCH(CB$5,'Utilisation profile'!$F23:$CR23,0)),0,INDEX('Asset data'!$L23:$CX23,1,MATCH(CB$5,'Utilisation profile'!$F23:$CR23,0))),0)","v":0},{"$f":"IF($A23>0,IF(ISNA(MATCH(CC$5,'Utilisation profile'!$F23:$CR23,0)),0,INDEX('Asset data'!$L23:$CX23,1,MATCH(CC$5,'Utilisation profile'!$F23:$CR23,0))),0)","v":0},{"$f":"IF($A23>0,IF(ISNA(MATCH(CD$5,'Utilisation profile'!$F23:$CR23,0)),0,INDEX('Asset data'!$L23:$CX23,1,MATCH(CD$5,'Utilisation profile'!$F23:$CR23,0))),0)","v":0},{"$f":"IF($A23>0,IF(ISNA(MATCH(CE$5,'Utilisation profile'!$F23:$CR23,0)),0,INDEX('Asset data'!$L23:$CX23,1,MATCH(CE$5,'Utilisation profile'!$F23:$CR23,0))),0)","v":0},{"$f":"IF($A23>0,IF(ISNA(MATCH(CF$5,'Utilisation profile'!$F23:$CR23,0)),0,INDEX('Asset data'!$L23:$CX23,1,MATCH(CF$5,'Utilisation profile'!$F23:$CR23,0))),0)","v":0},{"$f":"IF($A23>0,IF(ISNA(MATCH(CG$5,'Utilisation profile'!$F23:$CR23,0)),0,INDEX('Asset data'!$L23:$CX23,1,MATCH(CG$5,'Utilisation profile'!$F23:$CR23,0))),0)","v":0},{"$f":"IF($A23>0,IF(ISNA(MATCH(CH$5,'Utilisation profile'!$F23:$CR23,0)),0,INDEX('Asset data'!$L23:$CX23,1,MATCH(CH$5,'Utilisation profile'!$F23:$CR23,0))),0)","v":0},{"$f":"IF($A23>0,IF(ISNA(MATCH(CI$5,'Utilisation profile'!$F23:$CR23,0)),0,INDEX('Asset data'!$L23:$CX23,1,MATCH(CI$5,'Utilisation profile'!$F23:$CR23,0))),0)","v":32.579875690000001},{"$f":"IF($A23>0,IF(ISNA(MATCH(CJ$5,'Utilisation profile'!$F23:$CR23,0)),0,INDEX('Asset data'!$L23:$CX23,1,MATCH(CJ$5,'Utilisation profile'!$F23:$CR23,0))),0)","v":0},{"$f":"IF($A23>0,IF(ISNA(MATCH(CK$5,'Utilisation profile'!$F23:$CR23,0)),0,INDEX('Asset data'!$L23:$CX23,1,MATCH(CK$5,'Utilisation profile'!$F23:$CR23,0))),0)","v":0},{"$f":"IF($A23>0,IF(ISNA(MATCH(CL$5,'Utilisation profile'!$F23:$CR23,0)),0,INDEX('Asset data'!$L23:$CX23,1,MATCH(CL$5,'Utilisation profile'!$F23:$CR23,0))),0)","v":116.6016604},{"$f":"IF($A23>0,IF(ISNA(MATCH(CM$5,'Utilisation profile'!$F23:$CR23,0)),0,INDEX('Asset data'!$L23:$CX23,1,MATCH(CM$5,'Utilisation profile'!$F23:$CR23,0))),0)","v":0},{"$f":"IF($A23>0,IF(ISNA(MATCH(CN$5,'Utilisation profile'!$F23:$CR23,0)),0,INDEX('Asset data'!$L23:$CX23,1,MATCH(CN$5,'Utilisation profile'!$F23:$CR23,0))),0)","v":0},{"$f":"IF($A23>0,IF(ISNA(MATCH(CO$5,'Utilisation profile'!$F23:$CR23,0)),0,INDEX('Asset data'!$L23:$CX23,1,MATCH(CO$5,'Utilisation profile'!$F23:$CR23,0))),0)","v":0},{"$f":"IF($A23>0,IF(ISNA(MATCH(CP$5,'Utilisation profile'!$F23:$CR23,0)),0,INDEX('Asset data'!$L23:$CX23,1,MATCH(CP$5,'Utilisation profile'!$F23:$CR23,0))),0)","v":101.7406644},{"$f":"IF($A23>0,IF(ISNA(MATCH(CQ$5,'Utilisation profile'!$F23:$CR23,0)),0,INDEX('Asset data'!$L23:$CX23,1,MATCH(CQ$5,'Utilisation profile'!$F23:$CR23,0))),0)","v":158.89834109},{"$f":"IF($A23>0,IF(ISNA(MATCH(CR$5,'Utilisation profile'!$F23:$CR23,0)),0,INDEX('Asset data'!$L23:$CX23,1,MATCH(CR$5,'Utilisation profile'!$F23:$CR23,0))),0)","v":0},{"$f":"IF($A23>0,IF(ISNA(MATCH(CS$5,'Utilisation profile'!$F23:$CR23,0)),0,INDEX('Asset data'!$L23:$CX23,1,MATCH(CS$5,'Utilisation profile'!$F23:$CR23,0))),0)","v":0},{"$f":"IF($A23>0,IF(ISNA(MATCH(CT$5,'Utilisation profile'!$F23:$CR23,0)),0,INDEX('Asset data'!$L23:$CX23,1,MATCH(CT$5,'Utilisation profile'!$F23:$CR23,0))),0)","v":0},{"$f":"IF($A23>0,IF(ISNA(MATCH(CU$5,'Utilisation profile'!$F23:$CR23,0)),0,INDEX('Asset data'!$L23:$CX23,1,MATCH(CU$5,'Utilisation profile'!$F23:$CR23,0))),0)","v":0},{"$f":"IF($A23>0,IF(ISNA(MATCH(CV$5,'Utilisation profile'!$F23:$CR23,0)),0,INDEX('Asset data'!$L23:$CX23,1,MATCH(CV$5,'Utilisation profile'!$F23:$CR23,0))),0)","v":0},{"$f":"IF($A23>0,IF(ISNA(MATCH(CW$5,'Utilisation profile'!$F23:$CR23,0)),0,INDEX('Asset data'!$L23:$CX23,1,MATCH(CW$5,'Utilisation profile'!$F23:$CR23,0))),0)","v":0},{"$f":"IF($A23>0,IF(ISNA(MATCH(CX$5,'Utilisation profile'!$F23:$CR23,0)),0,INDEX('Asset data'!$L23:$CX23,1,MATCH(CX$5,'Utilisation profile'!$F23:$CR23,0))),0)","v":0},{"$f":"IF($A23>0,IF(ISNA(MATCH(CY$5,'Utilisation profile'!$F23:$CR23,0)),0,INDEX('Asset data'!$L23:$CX23,1,MATCH(CY$5,'Utilisation profile'!$F23:$CR23,0))),0)","v":0},{"$f":"IF($A23>0,IF(ISNA(MATCH(CZ$5,'Utilisation profile'!$F23:$CR23,0)),0,INDEX('Asset data'!$L23:$CX23,1,MATCH(CZ$5,'Utilisation profile'!$F23:$CR23,0))),0)","v":174.90249054},{"$f":"IF($A23>0,IF(ISNA(MATCH(DA$5,'Utilisation profile'!$F23:$CR23,0)),0,INDEX('Asset data'!$L23:$CX23,1,MATCH(DA$5,'Utilisation profile'!$F23:$CR23,0))),0)","v":0},{"$f":"IF($A23>0,IF(ISNA(MATCH(DB$5,'Utilisation profile'!$F23:$CR23,0)),0,INDEX('Asset data'!$L23:$CX23,1,MATCH(DB$5,'Utilisation profile'!$F23:$CR23,0))),0)","v":0},{"$f":"IF($A23>0,IF(ISNA(MATCH(DC$5,'Utilisation profile'!$F23:$CR23,0)),0,INDEX('Asset data'!$L23:$CX23,1,MATCH(DC$5,'Utilisation profile'!$F23:$CR23,0))),0)","v":0},{"$f":"IF($A23>0,IF(ISNA(MATCH(DD$5,'Utilisation profile'!$F23:$CR23,0)),0,INDEX('Asset data'!$L23:$CX23,1,MATCH(DD$5,'Utilisation profile'!$F23:$CR23,0))),0)","v":109.7427392},{"$f":"IF($A23>0,IF(ISNA(MATCH(DE$5,'Utilisation profile'!$F23:$CR23,0)),0,INDEX('Asset data'!$L23:$CX23,1,MATCH(DE$5,'Utilisation profile'!$F23:$CR23,0))),0)","v":0},{"$f":"IF($A23>0,IF(ISNA(MATCH(DF$5,'Utilisation profile'!$F23:$CR23,0)),0,INDEX('Asset data'!$L23:$CX23,1,MATCH(DF$5,'Utilisation profile'!$F23:$CR23,0))),0)","v":104.5985483},{"$f":"IF($A23>0,IF(ISNA(MATCH(DG$5,'Utilisation profile'!$F23:$CR23,0)),0,INDEX('Asset data'!$L23:$CX23,1,MATCH(DG$5,'Utilisation profile'!$F23:$CR23,0))),0)","v":0},{"$f":"IF($A23>0,IF(ISNA(MATCH(DH$5,'Utilisation profile'!$F23:$CR23,0)),0,INDEX('Asset data'!$L23:$CX23,1,MATCH(DH$5,'Utilisation profile'!$F23:$CR23,0))),0)","v":0},{"$f":"IF($A23>0,IF(ISNA(MATCH(DI$5,'Utilisation profile'!$F23:$CR23,0)),0,INDEX('Asset data'!$L23:$CX23,1,MATCH(DI$5,'Utilisation profile'!$F23:$CR23,0))),0)","v":0},{"$f":"IF($A23>0,IF(ISNA(MATCH(DJ$5,'Utilisation profile'!$F23:$CR23,0)),0,INDEX('Asset data'!$L23:$CX23,1,MATCH(DJ$5,'Utilisation profile'!$F23:$CR23,0))),0)","v":0},{"$f":"IF($A23>0,IF(ISNA(MATCH(DK$5,'Utilisation profile'!$F23:$CR23,0)),0,INDEX('Asset data'!$L23:$CX23,1,MATCH(DK$5,'Utilisation profile'!$F23:$CR23,0))),0)","v":0},{"$f":"IF($A23>0,IF(ISNA(MATCH(DL$5,'Utilisation profile'!$F23:$CR23,0)),0,INDEX('Asset data'!$L23:$CX23,1,MATCH(DL$5,'Utilisation profile'!$F23:$CR23,0))),0)","v":0},{"$f":"IF($A23>0,IF(ISNA(MATCH(DM$5,'Utilisation profile'!$F23:$CR23,0)),0,INDEX('Asset data'!$L23:$CX23,1,MATCH(DM$5,'Utilisation profile'!$F23:$CR23,0))),0)","v":0},{"$f":"IF($A23>0,IF(ISNA(MATCH(DN$5,'Utilisation profile'!$F23:$CR23,0)),0,INDEX('Asset data'!$L23:$CX23,1,MATCH(DN$5,'Utilisation profile'!$F23:$CR23,0))),0)","v":0},{"$f":"IF($A23>0,IF(ISNA(MATCH(DO$5,'Utilisation profile'!$F23:$CR23,0)),0,INDEX('Asset data'!$L23:$CX23,1,MATCH(DO$5,'Utilisation profile'!$F23:$CR23,0))),0)","v":0},{"$f":"IF($A23>0,IF(ISNA(MATCH(DP$5,'Utilisation profile'!$F23:$CR23,0)),0,INDEX('Asset data'!$L23:$CX23,1,MATCH(DP$5,'Utilisation profile'!$F23:$CR23,0))),0)","v":0},{"$f":"IF($A23>0,IF(ISNA(MATCH(DQ$5,'Utilisation profile'!$F23:$CR23,0)),0,INDEX('Asset data'!$L23:$CX23,1,MATCH(DQ$5,'Utilisation profile'!$F23:$CR23,0))),0)","v":0},{"$f":"IF($A23>0,IF(ISNA(MATCH(DR$5,'Utilisation profile'!$F23:$CR23,0)),0,INDEX('Asset data'!$L23:$CX23,1,MATCH(DR$5,'Utilisation profile'!$F23:$CR23,0))),0)","v":0},{"$f":"IF($A23>0,IF(ISNA(MATCH(DS$5,'Utilisation profile'!$F23:$CR23,0)),0,INDEX('Asset data'!$L23:$CX23,1,MATCH(DS$5,'Utilisation profile'!$F23:$CR23,0))),0)","v":0},{"$f":"IF($A23>0,IF(ISNA(MATCH(DT$5,'Utilisation profile'!$F23:$CR23,0)),0,INDEX('Asset data'!$L23:$CX23,1,MATCH(DT$5,'Utilisation profile'!$F23:$CR23,0))),0)","v":0},{"$f":"IF($A23>0,IF(ISNA(MATCH(DU$5,'Utilisation profile'!$F23:$CR23,0)),0,INDEX('Asset data'!$L23:$CX23,1,MATCH(DU$5,'Utilisation profile'!$F23:$CR23,0))),0)","v":0},{"$f":"IF($A23>0,IF(ISNA(MATCH(DV$5,'Utilisation profile'!$F23:$CR23,0)),0,INDEX('Asset data'!$L23:$CX23,1,MATCH(DV$5,'Utilisation profile'!$F23:$CR23,0))),0)","v":0},{"$f":"IF($A23>0,IF(ISNA(MATCH(DW$5,'Utilisation profile'!$F23:$CR23,0)),0,INDEX('Asset data'!$L23:$CX23,1,MATCH(DW$5,'Utilisation profile'!$F23:$CR23,0))),0)","v":0},{"$f":"IF($A23>0,IF(ISNA(MATCH(DX$5,'Utilisation profile'!$F23:$CR23,0)),0,INDEX('Asset data'!$L23:$CX23,1,MATCH(DX$5,'Utilisation profile'!$F23:$CR23,0))),0)","v":0},{"$f":"IF($A23>0,IF(ISNA(MATCH(DY$5,'Utilisation profile'!$F23:$CR23,0)),0,INDEX('Asset data'!$L23:$CX23,1,MATCH(DY$5,'Utilisation profile'!$F23:$CR23,0))),0)","v":0},{"$f":"IF($A23>0,IF(ISNA(MATCH(DZ$5,'Utilisation profile'!$F23:$CR23,0)),0,INDEX('Asset data'!$L23:$CX23,1,MATCH(DZ$5,'Utilisation profile'!$F23:$CR23,0))),0)","v":0},{"$f":"IF($A23>0,IF(ISNA(MATCH(EA$5,'Utilisation profile'!$F23:$CR23,0)),0,INDEX('Asset data'!$L23:$CX23,1,MATCH(EA$5,'Utilisation profile'!$F23:$CR23,0))),0)","v":0},{"$f":"IF($A23>0,IF(ISNA(MATCH(EB$5,'Utilisation profile'!$F23:$CR23,0)),0,INDEX('Asset data'!$L23:$CX23,1,MATCH(EB$5,'Utilisation profile'!$F23:$CR23,0))),0)","v":0},{"$f":"IF($A23>0,IF(ISNA(MATCH(EC$5,'Utilisation profile'!$F23:$CR23,0)),0,INDEX('Asset data'!$L23:$CX23,1,MATCH(EC$5,'Utilisation profile'!$F23:$CR23,0))),0)","v":0},{"$f":"IF($A23>0,IF(ISNA(MATCH(ED$5,'Utilisation profile'!$F23:$CR23,0)),0,INDEX('Asset data'!$L23:$CX23,1,MATCH(ED$5,'Utilisation profile'!$F23:$CR23,0))),0)","v":0},{"$f":"IF($A23>0,IF(ISNA(MATCH(EE$5,'Utilisation profile'!$F23:$CR23,0)),0,INDEX('Asset data'!$L23:$CX23,1,MATCH(EE$5,'Utilisation profile'!$F23:$CR23,0))),0)","v":0},{"$f":"IF($A23>0,IF(ISNA(MATCH(EF$5,'Utilisation profile'!$F23:$CR23,0)),0,INDEX('Asset data'!$L23:$CX23,1,MATCH(EF$5,'Utilisation profile'!$F23:$CR23,0))),0)","v":0},{"$f":"IF($A23>0,IF(ISNA(MATCH(EG$5,'Utilisation profile'!$F23:$CR23,0)),0,INDEX('Asset data'!$L23:$CX23,1,MATCH(EG$5,'Utilisation profile'!$F23:$CR23,0))),0)","v":0},{"$f":"IF($A23>0,IF(ISNA(MATCH(EH$5,'Utilisation profile'!$F23:$CR23,0)),0,INDEX('Asset data'!$L23:$CX23,1,MATCH(EH$5,'Utilisation profile'!$F23:$CR23,0))),0)","v":0},{"$f":"IF($A23>0,IF(ISNA(MATCH(EI$5,'Utilisation profile'!$F23:$CR23,0)),0,INDEX('Asset data'!$L23:$CX23,1,MATCH(EI$5,'Utilisation profile'!$F23:$CR23,0))),0)","v":0},{"$f":"IF($A23>0,IF(ISNA(MATCH(EJ$5,'Utilisation profile'!$F23:$CR23,0)),0,INDEX('Asset data'!$L23:$CX23,1,MATCH(EJ$5,'Utilisation profile'!$F23:$CR23,0))),0)","v":0},{"$f":"IF($A23>0,IF(ISNA(MATCH(EK$5,'Utilisation profile'!$F23:$CR23,0)),0,INDEX('Asset data'!$L23:$CX23,1,MATCH(EK$5,'Utilisation profile'!$F23:$CR23,0))),0)","v":0},{"$f":"IF($A23>0,IF(ISNA(MATCH(EL$5,'Utilisation profile'!$F23:$CR23,0)),0,INDEX('Asset data'!$L23:$CX23,1,MATCH(EL$5,'Utilisation profile'!$F23:$CR23,0))),0)","v":0},{"$f":"IF($A23>0,IF(ISNA(MATCH(EM$5,'Utilisation profile'!$F23:$CR23,0)),0,INDEX('Asset data'!$L23:$CX23,1,MATCH(EM$5,'Utilisation profile'!$F23:$CR23,0))),0)","v":0},{"$f":"IF($A23>0,IF(ISNA(MATCH(EN$5,'Utilisation profile'!$F23:$CR23,0)),0,INDEX('Asset data'!$L23:$CX23,1,MATCH(EN$5,'Utilisation profile'!$F23:$CR23,0))),0)","v":0},{"$f":"IF($A23>0,IF(ISNA(MATCH(EO$5,'Utilisation profile'!$F23:$CR23,0)),0,INDEX('Asset data'!$L23:$CX23,1,MATCH(EO$5,'Utilisation profile'!$F23:$CR23,0))),0)","v":0},{"$f":"IF($A23>0,IF(ISNA(MATCH(EP$5,'Utilisation profile'!$F23:$CR23,0)),0,INDEX('Asset data'!$L23:$CX23,1,MATCH(EP$5,'Utilisation profile'!$F23:$CR23,0))),0)","v":0},{"$f":"IF($A23>0,IF(ISNA(MATCH(EQ$5,'Utilisation profile'!$F23:$CR23,0)),0,INDEX('Asset data'!$L23:$CX23,1,MATCH(EQ$5,'Utilisation profile'!$F23:$CR23,0))),0)","v":0},{"$f":"IF($A23>0,IF(ISNA(MATCH(ER$5,'Utilisation profile'!$F23:$CR23,0)),0,INDEX('Asset data'!$L23:$CX23,1,MATCH(ER$5,'Utilisation profile'!$F23:$CR23,0))),0)","v":0},{"$f":"IF($A23>0,IF(ISNA(MATCH(ES$5,'Utilisation profile'!$F23:$CR23,0)),0,INDEX('Asset data'!$L23:$CX23,1,MATCH(ES$5,'Utilisation profile'!$F23:$CR23,0))),0)","v":0},{"$f":"IF($A23>0,IF(ISNA(MATCH(ET$5,'Utilisation profile'!$F23:$CR23,0)),0,INDEX('Asset data'!$L23:$CX23,1,MATCH(ET$5,'Utilisation profile'!$F23:$CR23,0))),0)","v":0},{"$f":"IF($A23>0,IF(ISNA(MATCH(EU$5,'Utilisation profile'!$F23:$CR23,0)),0,INDEX('Asset data'!$L23:$CX23,1,MATCH(EU$5,'Utilisation profile'!$F23:$CR23,0))),0)","v":0},{"$f":"IF($A23>0,IF(ISNA(MATCH(EV$5,'Utilisation profile'!$F23:$CR23,0)),0,INDEX('Asset data'!$L23:$CX23,1,MATCH(EV$5,'Utilisation profile'!$F23:$CR23,0))),0)","v":0},{"$f":"IF($A23>0,IF(ISNA(MATCH(EW$5,'Utilisation profile'!$F23:$CR23,0)),0,INDEX('Asset data'!$L23:$CX23,1,MATCH(EW$5,'Utilisation profile'!$F23:$CR23,0))),0)","v":0},{"$f":"IF($A23>0,IF(ISNA(MATCH(EX$5,'Utilisation profile'!$F23:$CR23,0)),0,INDEX('Asset data'!$L23:$CX23,1,MATCH(EX$5,'Utilisation profile'!$F23:$CR23,0))),0)","v":0},{"$f":"IF($A23>0,IF(ISNA(MATCH(EY$5,'Utilisation profile'!$F23:$CR23,0)),0,INDEX('Asset data'!$L23:$CX23,1,MATCH(EY$5,'Utilisation profile'!$F23:$CR23,0))),0)","v":0},{"$f":"IF($A23>0,IF(ISNA(MATCH(EZ$5,'Utilisation profile'!$F23:$CR23,0)),0,INDEX('Asset data'!$L23:$CX23,1,MATCH(EZ$5,'Utilisation profile'!$F23:$CR23,0))),0)","v":0},{"$f":"IF($A23>0,IF(ISNA(MATCH(FA$5,'Utilisation profile'!$F23:$CR23,0)),0,INDEX('Asset data'!$L23:$CX23,1,MATCH(FA$5,'Utilisation profile'!$F23:$CR23,0))),0)","v":0}]
[{"$f":"'Asset data'!A24","v":1},{"$f":"'Asset data'!B24","v":0},{"$f":"'Asset data'!C24","v":0},{"$f":"'Asset data'!E24","v":"Subtrans 2-4.5% Growth"},{"$f":"'Asset data'!I24","v":113.40642252175499},{"$f":"IF($A24>0,'Utilisation profile'!CU24,0)","v":20},{"$f":"IF($A24>0,IF(ISNA(MATCH(G$5,'Utilisation profile'!$F24:$CR24,0)),0,INDEX('Asset data'!$L24:$CX24,1,MATCH(G$5,'Utilisation profile'!$F24:$CR24,0))),0)","v":0},{"$f":"IF($A24>0,IF(ISNA(MATCH(H$5,'Utilisation profile'!$F24:$CR24,0)),0,INDEX('Asset data'!$L24:$CX24,1,MATCH(H$5,'Utilisation profile'!$F24:$CR24,0))),0)","v":0},{"$f":"IF($A24>0,IF(ISNA(MATCH(I$5,'Utilisation profile'!$F24:$CR24,0)),0,INDEX('Asset data'!$L24:$CX24,1,MATCH(I$5,'Utilisation profile'!$F24:$CR24,0))),0)","v":0},{"$f":"IF($A24>0,IF(ISNA(MATCH(J$5,'Utilisation profile'!$F24:$CR24,0)),0,INDEX('Asset data'!$L24:$CX24,1,MATCH(J$5,'Utilisation profile'!$F24:$CR24,0))),0)","v":0},{"$f":"IF($A24>0,IF(ISNA(MATCH(K$5,'Utilisation profile'!$F24:$CR24,0)),0,INDEX('Asset data'!$L24:$CX24,1,MATCH(K$5,'Utilisation profile'!$F24:$CR24,0))),0)","v":0},{"$f":"IF($A24>0,IF(ISNA(MATCH(L$5,'Utilisation profile'!$F24:$CR24,0)),0,INDEX('Asset data'!$L24:$CX24,1,MATCH(L$5,'Utilisation profile'!$F24:$CR24,0))),0)","v":0},{"$f":"IF($A24>0,IF(ISNA(MATCH(M$5,'Utilisation profile'!$F24:$CR24,0)),0,INDEX('Asset data'!$L24:$CX24,1,MATCH(M$5,'Utilisation profile'!$F24:$CR24,0))),0)","v":0},{"$f":"IF($A24>0,IF(ISNA(MATCH(N$5,'Utilisation profile'!$F24:$CR24,0)),0,INDEX('Asset data'!$L24:$CX24,1,MATCH(N$5,'Utilisation profile'!$F24:$CR24,0))),0)","v":0},{"$f":"IF($A24>0,IF(ISNA(MATCH(O$5,'Utilisation profile'!$F24:$CR24,0)),0,INDEX('Asset data'!$L24:$CX24,1,MATCH(O$5,'Utilisation profile'!$F24:$CR24,0))),0)","v":0},{"$f":"IF($A24>0,IF(ISNA(MATCH(P$5,'Utilisation profile'!$F24:$CR24,0)),0,INDEX('Asset data'!$L24:$CX24,1,MATCH(P$5,'Utilisation profile'!$F24:$CR24,0))),0)","v":0},{"$f":"IF($A24>0,IF(ISNA(MATCH(Q$5,'Utilisation profile'!$F24:$CR24,0)),0,INDEX('Asset data'!$L24:$CX24,1,MATCH(Q$5,'Utilisation profile'!$F24:$CR24,0))),0)","v":0},{"$f":"IF($A24>0,IF(ISNA(MATCH(R$5,'Utilisation profile'!$F24:$CR24,0)),0,INDEX('Asset data'!$L24:$CX24,1,MATCH(R$5,'Utilisation profile'!$F24:$CR24,0))),0)","v":0},{"$f":"IF($A24>0,IF(ISNA(MATCH(S$5,'Utilisation profile'!$F24:$CR24,0)),0,INDEX('Asset data'!$L24:$CX24,1,MATCH(S$5,'Utilisation profile'!$F24:$CR24,0))),0)","v":0},{"$f":"IF($A24>0,IF(ISNA(MATCH(T$5,'Utilisation profile'!$F24:$CR24,0)),0,INDEX('Asset data'!$L24:$CX24,1,MATCH(T$5,'Utilisation profile'!$F24:$CR24,0))),0)","v":0},{"$f":"IF($A24>0,IF(ISNA(MATCH(U$5,'Utilisation profile'!$F24:$CR24,0)),0,INDEX('Asset data'!$L24:$CX24,1,MATCH(U$5,'Utilisation profile'!$F24:$CR24,0))),0)","v":0},{"$f":"IF($A24>0,IF(ISNA(MATCH(V$5,'Utilisation profile'!$F24:$CR24,0)),0,INDEX('Asset data'!$L24:$CX24,1,MATCH(V$5,'Utilisation profile'!$F24:$CR24,0))),0)","v":0},{"$f":"IF($A24>0,IF(ISNA(MATCH(W$5,'Utilisation profile'!$F24:$CR24,0)),0,INDEX('Asset data'!$L24:$CX24,1,MATCH(W$5,'Utilisation profile'!$F24:$CR24,0))),0)","v":0},{"$f":"IF($A24>0,IF(ISNA(MATCH(X$5,'Utilisation profile'!$F24:$CR24,0)),0,INDEX('Asset data'!$L24:$CX24,1,MATCH(X$5,'Utilisation profile'!$F24:$CR24,0))),0)","v":0},{"$f":"IF($A24>0,IF(ISNA(MATCH(Y$5,'Utilisation profile'!$F24:$CR24,0)),0,INDEX('Asset data'!$L24:$CX24,1,MATCH(Y$5,'Utilisation profile'!$F24:$CR24,0))),0)","v":0},{"$f":"IF($A24>0,IF(ISNA(MATCH(Z$5,'Utilisation profile'!$F24:$CR24,0)),0,INDEX('Asset data'!$L24:$CX24,1,MATCH(Z$5,'Utilisation profile'!$F24:$CR24,0))),0)","v":0},{"$f":"IF($A24>0,IF(ISNA(MATCH(AA$5,'Utilisation profile'!$F24:$CR24,0)),0,INDEX('Asset data'!$L24:$CX24,1,MATCH(AA$5,'Utilisation profile'!$F24:$CR24,0))),0)","v":0},{"$f":"IF($A24>0,IF(ISNA(MATCH(AB$5,'Utilisation profile'!$F24:$CR24,0)),0,INDEX('Asset data'!$L24:$CX24,1,MATCH(AB$5,'Utilisation profile'!$F24:$CR24,0))),0)","v":0},{"$f":"IF($A24>0,IF(ISNA(MATCH(AC$5,'Utilisation profile'!$F24:$CR24,0)),0,INDEX('Asset data'!$L24:$CX24,1,MATCH(AC$5,'Utilisation profile'!$F24:$CR24,0))),0)","v":0},{"$f":"IF($A24>0,IF(ISNA(MATCH(AD$5,'Utilisation profile'!$F24:$CR24,0)),0,INDEX('Asset data'!$L24:$CX24,1,MATCH(AD$5,'Utilisation profile'!$F24:$CR24,0))),0)","v":0},{"$f":"IF($A24>0,IF(ISNA(MATCH(AE$5,'Utilisation profile'!$F24:$CR24,0)),0,INDEX('Asset data'!$L24:$CX24,1,MATCH(AE$5,'Utilisation profile'!$F24:$CR24,0))),0)","v":0},{"$f":"IF($A24>0,IF(ISNA(MATCH(AF$5,'Utilisation profile'!$F24:$CR24,0)),0,INDEX('Asset data'!$L24:$CX24,1,MATCH(AF$5,'Utilisation profile'!$F24:$CR24,0))),0)","v":0},{"$f":"IF($A24>0,IF(ISNA(MATCH(AG$5,'Utilisation profile'!$F24:$CR24,0)),0,INDEX('Asset data'!$L24:$CX24,1,MATCH(AG$5,'Utilisation profile'!$F24:$CR24,0))),0)","v":0},{"$f":"IF($A24>0,IF(ISNA(MATCH(AH$5,'Utilisation profile'!$F24:$CR24,0)),0,INDEX('Asset data'!$L24:$CX24,1,MATCH(AH$5,'Utilisation profile'!$F24:$CR24,0))),0)","v":0},{"$f":"IF($A24>0,IF(ISNA(MATCH(AI$5,'Utilisation profile'!$F24:$CR24,0)),0,INDEX('Asset data'!$L24:$CX24,1,MATCH(AI$5,'Utilisation profile'!$F24:$CR24,0))),0)","v":0},{"$f":"IF($A24>0,IF(ISNA(MATCH(AJ$5,'Utilisation profile'!$F24:$CR24,0)),0,INDEX('Asset data'!$L24:$CX24,1,MATCH(AJ$5,'Utilisation profile'!$F24:$CR24,0))),0)","v":0},{"$f":"IF($A24>0,IF(ISNA(MATCH(AK$5,'Utilisation profile'!$F24:$CR24,0)),0,INDEX('Asset data'!$L24:$CX24,1,MATCH(AK$5,'Utilisation profile'!$F24:$CR24,0))),0)","v":0},{"$f":"IF($A24>0,IF(ISNA(MATCH(AL$5,'Utilisation profile'!$F24:$CR24,0)),0,INDEX('Asset data'!$L24:$CX24,1,MATCH(AL$5,'Utilisation profile'!$F24:$CR24,0))),0)","v":0},{"$f":"IF($A24>0,IF(ISNA(MATCH(AM$5,'Utilisation profile'!$F24:$CR24,0)),0,INDEX('Asset data'!$L24:$CX24,1,MATCH(AM$5,'Utilisation profile'!$F24:$CR24,0))),0)","v":0},{"$f":"IF($A24>0,IF(ISNA(MATCH(AN$5,'Utilisation profile'!$F24:$CR24,0)),0,INDEX('Asset data'!$L24:$CX24,1,MATCH(AN$5,'Utilisation profile'!$F24:$CR24,0))),0)","v":74.304979639999999},{"$f":"IF($A24>0,IF(ISNA(MATCH(AO$5,'Utilisation profile'!$F24:$CR24,0)),0,INDEX('Asset data'!$L24:$CX24,1,MATCH(AO$5,'Utilisation profile'!$F24:$CR24,0))),0)","v":0},{"$f":"IF($A24>0,IF(ISNA(MATCH(AP$5,'Utilisation profile'!$F24:$CR24,0)),0,INDEX('Asset data'!$L24:$CX24,1,MATCH(AP$5,'Utilisation profile'!$F24:$CR24,0))),0)","v":74.304979639999999},{"$f":"IF($A24>0,IF(ISNA(MATCH(AQ$5,'Utilisation profile'!$F24:$CR24,0)),0,INDEX('Asset data'!$L24:$CX24,1,MATCH(AQ$5,'Utilisation profile'!$F24:$CR24,0))),0)","v":0},{"$f":"IF($A24>0,IF(ISNA(MATCH(AR$5,'Utilisation profile'!$F24:$CR24,0)),0,INDEX('Asset data'!$L24:$CX24,1,MATCH(AR$5,'Utilisation profile'!$F24:$CR24,0))),0)","v":116.6016604},{"$f":"IF($A24>0,IF(ISNA(MATCH(AS$5,'Utilisation profile'!$F24:$CR24,0)),0,INDEX('Asset data'!$L24:$CX24,1,MATCH(AS$5,'Utilisation profile'!$F24:$CR24,0))),0)","v":0},{"$f":"IF($A24>0,IF(ISNA(MATCH(AT$5,'Utilisation profile'!$F24:$CR24,0)),0,INDEX('Asset data'!$L24:$CX24,1,MATCH(AT$5,'Utilisation profile'!$F24:$CR24,0))),0)","v":49.155601920000002},{"$f":"IF($A24>0,IF(ISNA(MATCH(AU$5,'Utilisation profile'!$F24:$CR24,0)),0,INDEX('Asset data'!$L24:$CX24,1,MATCH(AU$5,'Utilisation profile'!$F24:$CR24,0))),0)","v":0},{"$f":"IF($A24>0,IF(ISNA(MATCH(AV$5,'Utilisation profile'!$F24:$CR24,0)),0,INDEX('Asset data'!$L24:$CX24,1,MATCH(AV$5,'Utilisation profile'!$F24:$CR24,0))),0)","v":184.61929562},{"$f":"IF($A24>0,IF(ISNA(MATCH(AW$5,'Utilisation profile'!$F24:$CR24,0)),0,INDEX('Asset data'!$L24:$CX24,1,MATCH(AW$5,'Utilisation profile'!$F24:$CR24,0))),0)","v":54.87136958},{"$f":"IF($A24>0,IF(ISNA(MATCH(AX$5,'Utilisation profile'!$F24:$CR24,0)),0,INDEX('Asset data'!$L24:$CX24,1,MATCH(AX$5,'Utilisation profile'!$F24:$CR24,0))),0)","v":135.46369369999999},{"$f":"IF($A24>0,IF(ISNA(MATCH(AY$5,'Utilisation profile'!$F24:$CR24,0)),0,INDEX('Asset data'!$L24:$CX24,1,MATCH(AY$5,'Utilisation profile'!$F24:$CR24,0))),0)","v":0},{"$f":"IF($A24>0,IF(ISNA(MATCH(AZ$5,'Utilisation profile'!$F24:$CR24,0)),0,INDEX('Asset data'!$L24:$CX24,1,MATCH(AZ$5,'Utilisation profile'!$F24:$CR24,0))),0)","v":0},{"$f":"IF($A24>0,IF(ISNA(MATCH(BA$5,'Utilisation profile'!$F24:$CR24,0)),0,INDEX('Asset data'!$L24:$CX24,1,MATCH(BA$5,'Utilisation profile'!$F24:$CR24,0))),0)","v":104.0269715},{"$f":"IF($A24>0,IF(ISNA(MATCH(BB$5,'Utilisation profile'!$F24:$CR24,0)),0,INDEX('Asset data'!$L24:$CX24,1,MATCH(BB$5,'Utilisation profile'!$F24:$CR24,0))),0)","v":0},{"$f":"IF($A24>0,IF(ISNA(MATCH(BC$5,'Utilisation profile'!$F24:$CR24,0)),0,INDEX('Asset data'!$L24:$CX24,1,MATCH(BC$5,'Utilisation profile'!$F24:$CR24,0))),0)","v":148.03838256},{"$f":"IF($A24>0,IF(ISNA(MATCH(BD$5,'Utilisation profile'!$F24:$CR24,0)),0,INDEX('Asset data'!$L24:$CX24,1,MATCH(BD$5,'Utilisation profile'!$F24:$CR24,0))),0)","v":121.7458513},{"$f":"IF($A24>0,IF(ISNA(MATCH(BE$5,'Utilisation profile'!$F24:$CR24,0)),0,INDEX('Asset data'!$L24:$CX24,1,MATCH(BE$5,'Utilisation profile'!$F24:$CR24,0))),0)","v":0},{"$f":"IF($A24>0,IF(ISNA(MATCH(BF$5,'Utilisation profile'!$F24:$CR24,0)),0,INDEX('Asset data'!$L24:$CX24,1,MATCH(BF$5,'Utilisation profile'!$F24:$CR24,0))),0)","v":0},{"$f":"IF($A24>0,IF(ISNA(MATCH(BG$5,'Utilisation profile'!$F24:$CR24,0)),0,INDEX('Asset data'!$L24:$CX24,1,MATCH(BG$5,'Utilisation profile'!$F24:$CR24,0))),0)","v":0},{"$f":"IF($A24>0,IF(ISNA(MATCH(BH$5,'Utilisation profile'!$F24:$CR24,0)),0,INDEX('Asset data'!$L24:$CX24,1,MATCH(BH$5,'Utilisation profile'!$F24:$CR24,0))),0)","v":179.47510467999999},{"$f":"IF($A24>0,IF(ISNA(MATCH(BI$5,'Utilisation profile'!$F24:$CR24,0)),0,INDEX('Asset data'!$L24:$CX24,1,MATCH(BI$5,'Utilisation profile'!$F24:$CR24,0))),0)","v":104.0269715},{"$f":"IF($A24>0,IF(ISNA(MATCH(BJ$5,'Utilisation profile'!$F24:$CR24,0)),0,INDEX('Asset data'!$L24:$CX24,1,MATCH(BJ$5,'Utilisation profile'!$F24:$CR24,0))),0)","v":270.92738739999999},{"$f":"IF($A24>0,IF(ISNA(MATCH(BK$5,'Utilisation profile'!$F24:$CR24,0)),0,INDEX('Asset data'!$L24:$CX24,1,MATCH(BK$5,'Utilisation profile'!$F24:$CR24,0))),0)","v":135.46369369999999},{"$f":"IF($A24>0,IF(ISNA(MATCH(BL$5,'Utilisation profile'!$F24:$CR24,0)),0,INDEX('Asset data'!$L24:$CX24,1,MATCH(BL$5,'Utilisation profile'!$F24:$CR24,0))),0)","v":0},{"$f":"IF($A24>0,IF(ISNA(MATCH(BM$5,'Utilisation profile'!$F24:$CR24,0)),0,INDEX('Asset data'!$L24:$CX24,1,MATCH(BM$5,'Utilisation profile'!$F24:$CR24,0))),0)","v":0},{"$f":"IF($A24>0,IF(ISNA(MATCH(BN$5,'Utilisation profile'!$F24:$CR24,0)),0,INDEX('Asset data'!$L24:$CX24,1,MATCH(BN$5,'Utilisation profile'!$F24:$CR24,0))),0)","v":0},{"$f":"IF($A24>0,IF(ISNA(MATCH(BO$5,'Utilisation profile'!$F24:$CR24,0)),0,INDEX('Asset data'!$L24:$CX24,1,MATCH(BO$5,'Utilisation profile'!$F24:$CR24,0))),0)","v":0},{"$f":"IF($A24>0,IF(ISNA(MATCH(BP$5,'Utilisation profile'!$F24:$CR24,0)),0,INDEX('Asset data'!$L24:$CX24,1,MATCH(BP$5,'Utilisation profile'!$F24:$CR24,0))),0)","v":0},{"$f":"IF($A24>0,IF(ISNA(MATCH(BQ$5,'Utilisation profile'!$F24:$CR24,0)),0,INDEX('Asset data'!$L24:$CX24,1,MATCH(BQ$5,'Utilisation profile'!$F24:$CR24,0))),0)","v":0},{"$f":"IF($A24>0,IF(ISNA(MATCH(BR$5,'Utilisation profile'!$F24:$CR24,0)),0,INDEX('Asset data'!$L24:$CX24,1,MATCH(BR$5,'Utilisation profile'!$F24:$CR24,0))),0)","v":0},{"$f":"IF($A24>0,IF(ISNA(MATCH(BS$5,'Utilisation profile'!$F24:$CR24,0)),0,INDEX('Asset data'!$L24:$CX24,1,MATCH(BS$5,'Utilisation profile'!$F24:$CR24,0))),0)","v":0},{"$f":"IF($A24>0,IF(ISNA(MATCH(BT$5,'Utilisation profile'!$F24:$CR24,0)),0,INDEX('Asset data'!$L24:$CX24,1,MATCH(BT$5,'Utilisation profile'!$F24:$CR24,0))),0)","v":0},{"$f":"IF($A24>0,IF(ISNA(MATCH(BU$5,'Utilisation profile'!$F24:$CR24,0)),0,INDEX('Asset data'!$L24:$CX24,1,MATCH(BU$5,'Utilisation profile'!$F24:$CR24,0))),0)","v":0},{"$f":"IF($A24>0,IF(ISNA(MATCH(BV$5,'Utilisation profile'!$F24:$CR24,0)),0,INDEX('Asset data'!$L24:$CX24,1,MATCH(BV$5,'Utilisation profile'!$F24:$CR24,0))),0)","v":0},{"$f":"IF($A24>0,IF(ISNA(MATCH(BW$5,'Utilisation profile'!$F24:$CR24,0)),0,INDEX('Asset data'!$L24:$CX24,1,MATCH(BW$5,'Utilisation profile'!$F24:$CR24,0))),0)","v":0},{"$f":"IF($A24>0,IF(ISNA(MATCH(BX$5,'Utilisation profile'!$F24:$CR24,0)),0,INDEX('Asset data'!$L24:$CX24,1,MATCH(BX$5,'Utilisation profile'!$F24:$CR24,0))),0)","v":0},{"$f":"IF($A24>0,IF(ISNA(MATCH(BY$5,'Utilisation profile'!$F24:$CR24,0)),0,INDEX('Asset data'!$L24:$CX24,1,MATCH(BY$5,'Utilisation profile'!$F24:$CR24,0))),0)","v":0},{"$f":"IF($A24>0,IF(ISNA(MATCH(BZ$5,'Utilisation profile'!$F24:$CR24,0)),0,INDEX('Asset data'!$L24:$CX24,1,MATCH(BZ$5,'Utilisation profile'!$F24:$CR24,0))),0)","v":0},{"$f":"IF($A24>0,IF(ISNA(MATCH(CA$5,'Utilisation profile'!$F24:$CR24,0)),0,INDEX('Asset data'!$L24:$CX24,1,MATCH(CA$5,'Utilisation profile'!$F24:$CR24,0))),0)","v":0},{"$f":"IF($A24>0,IF(ISNA(MATCH(CB$5,'Utilisation profile'!$F24:$CR24,0)),0,INDEX('Asset data'!$L24:$CX24,1,MATCH(CB$5,'Utilisation profile'!$F24:$CR24,0))),0)","v":0},{"$f":"IF($A24>0,IF(ISNA(MATCH(CC$5,'Utilisation profile'!$F24:$CR24,0)),0,INDEX('Asset data'!$L24:$CX24,1,MATCH(CC$5,'Utilisation profile'!$F24:$CR24,0))),0)","v":0},{"$f":"IF($A24>0,IF(ISNA(MATCH(CD$5,'Utilisation profile'!$F24:$CR24,0)),0,INDEX('Asset data'!$L24:$CX24,1,MATCH(CD$5,'Utilisation profile'!$F24:$CR24,0))),0)","v":0},{"$f":"IF($A24>0,IF(ISNA(MATCH(CE$5,'Utilisation profile'!$F24:$CR24,0)),0,INDEX('Asset data'!$L24:$CX24,1,MATCH(CE$5,'Utilisation profile'!$F24:$CR24,0))),0)","v":0},{"$f":"IF($A24>0,IF(ISNA(MATCH(CF$5,'Utilisation profile'!$F24:$CR24,0)),0,INDEX('Asset data'!$L24:$CX24,1,MATCH(CF$5,'Utilisation profile'!$F24:$CR24,0))),0)","v":104.0269715},{"$f":"IF($A24>0,IF(ISNA(MATCH(CG$5,'Utilisation profile'!$F24:$CR24,0)),0,INDEX('Asset data'!$L24:$CX24,1,MATCH(CG$5,'Utilisation profile'!$F24:$CR24,0))),0)","v":97.168050300000004},{"$f":"IF($A24>0,IF(ISNA(MATCH(CH$5,'Utilisation profile'!$F24:$CR24,0)),0,INDEX('Asset data'!$L24:$CX24,1,MATCH(CH$5,'Utilisation profile'!$F24:$CR24,0))),0)","v":0},{"$f":"IF($A24>0,IF(ISNA(MATCH(CI$5,'Utilisation profile'!$F24:$CR24,0)),0,INDEX('Asset data'!$L24:$CX24,1,MATCH(CI$5,'Utilisation profile'!$F24:$CR24,0))),0)","v":0},{"$f":"IF($A24>0,IF(ISNA(MATCH(CJ$5,'Utilisation profile'!$F24:$CR24,0)),0,INDEX('Asset data'!$L24:$CX24,1,MATCH(CJ$5,'Utilisation profile'!$F24:$CR24,0))),0)","v":0},{"$f":"IF($A24>0,IF(ISNA(MATCH(CK$5,'Utilisation profile'!$F24:$CR24,0)),0,INDEX('Asset data'!$L24:$CX24,1,MATCH(CK$5,'Utilisation profile'!$F24:$CR24,0))),0)","v":0},{"$f":"IF($A24>0,IF(ISNA(MATCH(CL$5,'Utilisation profile'!$F24:$CR24,0)),0,INDEX('Asset data'!$L24:$CX24,1,MATCH(CL$5,'Utilisation profile'!$F24:$CR24,0))),0)","v":0},{"$f":"IF($A24>0,IF(ISNA(MATCH(CM$5,'Utilisation profile'!$F24:$CR24,0)),0,INDEX('Asset data'!$L24:$CX24,1,MATCH(CM$5,'Utilisation profile'!$F24:$CR24,0))),0)","v":0},{"$f":"IF($A24>0,IF(ISNA(MATCH(CN$5,'Utilisation profile'!$F24:$CR24,0)),0,INDEX('Asset data'!$L24:$CX24,1,MATCH(CN$5,'Utilisation profile'!$F24:$CR24,0))),0)","v":0},{"$f":"IF($A24>0,IF(ISNA(MATCH(CO$5,'Utilisation profile'!$F24:$CR24,0)),0,INDEX('Asset data'!$L24:$CX24,1,MATCH(CO$5,'Utilisation profile'!$F24:$CR24,0))),0)","v":104.5985483},{"$f":"IF($A24>0,IF(ISNA(MATCH(CP$5,'Utilisation profile'!$F24:$CR24,0)),0,INDEX('Asset data'!$L24:$CX24,1,MATCH(CP$5,'Utilisation profile'!$F24:$CR24,0))),0)","v":0},{"$f":"IF($A24>0,IF(ISNA(MATCH(CQ$5,'Utilisation profile'!$F24:$CR24,0)),0,INDEX('Asset data'!$L24:$CX24,1,MATCH(CQ$5,'Utilisation profile'!$F24:$CR24,0))),0)","v":135.46369369999999},{"$f":"IF($A24>0,IF(ISNA(MATCH(CR$5,'Utilisation profile'!$F24:$CR24,0)),0,INDEX('Asset data'!$L24:$CX24,1,MATCH(CR$5,'Utilisation profile'!$F24:$CR24,0))),0)","v":0},{"$f":"IF($A24>0,IF(ISNA(MATCH(CS$5,'Utilisation profile'!$F24:$CR24,0)),0,INDEX('Asset data'!$L24:$CX24,1,MATCH(CS$5,'Utilisation profile'!$F24:$CR24,0))),0)","v":0},{"$f":"IF($A24>0,IF(ISNA(MATCH(CT$5,'Utilisation profile'!$F24:$CR24,0)),0,INDEX('Asset data'!$L24:$CX24,1,MATCH(CT$5,'Utilisation profile'!$F24:$CR24,0))),0)","v":0},{"$f":"IF($A24>0,IF(ISNA(MATCH(CU$5,'Utilisation profile'!$F24:$CR24,0)),0,INDEX('Asset data'!$L24:$CX24,1,MATCH(CU$5,'Utilisation profile'!$F24:$CR24,0))),0)","v":38.29564336},{"$f":"IF($A24>0,IF(ISNA(MATCH(CV$5,'Utilisation profile'!$F24:$CR24,0)),0,INDEX('Asset data'!$L24:$CX24,1,MATCH(CV$5,'Utilisation profile'!$F24:$CR24,0))),0)","v":104.0269715},{"$f":"IF($A24>0,IF(ISNA(MATCH(CW$5,'Utilisation profile'!$F24:$CR24,0)),0,INDEX('Asset data'!$L24:$CX24,1,MATCH(CW$5,'Utilisation profile'!$F24:$CR24,0))),0)","v":0},{"$f":"IF($A24>0,IF(ISNA(MATCH(CX$5,'Utilisation profile'!$F24:$CR24,0)),0,INDEX('Asset data'!$L24:$CX24,1,MATCH(CX$5,'Utilisation profile'!$F24:$CR24,0))),0)","v":0},{"$f":"IF($A24>0,IF(ISNA(MATCH(CY$5,'Utilisation profile'!$F24:$CR24,0)),0,INDEX('Asset data'!$L24:$CX24,1,MATCH(CY$5,'Utilisation profile'!$F24:$CR24,0))),0)","v":0},{"$f":"IF($A24>0,IF(ISNA(MATCH(CZ$5,'Utilisation profile'!$F24:$CR24,0)),0,INDEX('Asset data'!$L24:$CX24,1,MATCH(CZ$5,'Utilisation profile'!$F24:$CR24,0))),0)","v":0},{"$f":"IF($A24>0,IF(ISNA(MATCH(DA$5,'Utilisation profile'!$F24:$CR24,0)),0,INDEX('Asset data'!$L24:$CX24,1,MATCH(DA$5,'Utilisation profile'!$F24:$CR24,0))),0)","v":0},{"$f":"IF($A24>0,IF(ISNA(MATCH(DB$5,'Utilisation profile'!$F24:$CR24,0)),0,INDEX('Asset data'!$L24:$CX24,1,MATCH(DB$5,'Utilisation profile'!$F24:$CR24,0))),0)","v":0},{"$f":"IF($A24>0,IF(ISNA(MATCH(DC$5,'Utilisation profile'!$F24:$CR24,0)),0,INDEX('Asset data'!$L24:$CX24,1,MATCH(DC$5,'Utilisation profile'!$F24:$CR24,0))),0)","v":0},{"$f":"IF($A24>0,IF(ISNA(MATCH(DD$5,'Utilisation profile'!$F24:$CR24,0)),0,INDEX('Asset data'!$L24:$CX24,1,MATCH(DD$5,'Utilisation profile'!$F24:$CR24,0))),0)","v":0},{"$f":"IF($A24>0,IF(ISNA(MATCH(DE$5,'Utilisation profile'!$F24:$CR24,0)),0,INDEX('Asset data'!$L24:$CX24,1,MATCH(DE$5,'Utilisation profile'!$F24:$CR24,0))),0)","v":0},{"$f":"IF($A24>0,IF(ISNA(MATCH(DF$5,'Utilisation profile'!$F24:$CR24,0)),0,INDEX('Asset data'!$L24:$CX24,1,MATCH(DF$5,'Utilisation profile'!$F24:$CR24,0))),0)","v":0},{"$f":"IF($A24>0,IF(ISNA(MATCH(DG$5,'Utilisation profile'!$F24:$CR24,0)),0,INDEX('Asset data'!$L24:$CX24,1,MATCH(DG$5,'Utilisation profile'!$F24:$CR24,0))),0)","v":117.7448139},{"$f":"IF($A24>0,IF(ISNA(MATCH(DH$5,'Utilisation profile'!$F24:$CR24,0)),0,INDEX('Asset data'!$L24:$CX24,1,MATCH(DH$5,'Utilisation profile'!$F24:$CR24,0))),0)","v":0},{"$f":"IF($A24>0,IF(ISNA(MATCH(DI$5,'Utilisation profile'!$F24:$CR24,0)),0,INDEX('Asset data'!$L24:$CX24,1,MATCH(DI$5,'Utilisation profile'!$F24:$CR24,0))),0)","v":0},{"$f":"IF($A24>0,IF(ISNA(MATCH(DJ$5,'Utilisation profile'!$F24:$CR24,0)),0,INDEX('Asset data'!$L24:$CX24,1,MATCH(DJ$5,'Utilisation profile'!$F24:$CR24,0))),0)","v":0},{"$f":"IF($A24>0,IF(ISNA(MATCH(DK$5,'Utilisation profile'!$F24:$CR24,0)),0,INDEX('Asset data'!$L24:$CX24,1,MATCH(DK$5,'Utilisation profile'!$F24:$CR24,0))),0)","v":0},{"$f":"IF($A24>0,IF(ISNA(MATCH(DL$5,'Utilisation profile'!$F24:$CR24,0)),0,INDEX('Asset data'!$L24:$CX24,1,MATCH(DL$5,'Utilisation profile'!$F24:$CR24,0))),0)","v":0},{"$f":"IF($A24>0,IF(ISNA(MATCH(DM$5,'Utilisation profile'!$F24:$CR24,0)),0,INDEX('Asset data'!$L24:$CX24,1,MATCH(DM$5,'Utilisation profile'!$F24:$CR24,0))),0)","v":0},{"$f":"IF($A24>0,IF(ISNA(MATCH(DN$5,'Utilisation profile'!$F24:$CR24,0)),0,INDEX('Asset data'!$L24:$CX24,1,MATCH(DN$5,'Utilisation profile'!$F24:$CR24,0))),0)","v":0},{"$f":"IF($A24>0,IF(ISNA(MATCH(DO$5,'Utilisation profile'!$F24:$CR24,0)),0,INDEX('Asset data'!$L24:$CX24,1,MATCH(DO$5,'Utilisation profile'!$F24:$CR24,0))),0)","v":0},{"$f":"IF($A24>0,IF(ISNA(MATCH(DP$5,'Utilisation profile'!$F24:$CR24,0)),0,INDEX('Asset data'!$L24:$CX24,1,MATCH(DP$5,'Utilisation profile'!$F24:$CR24,0))),0)","v":0},{"$f":"IF($A24>0,IF(ISNA(MATCH(DQ$5,'Utilisation profile'!$F24:$CR24,0)),0,INDEX('Asset data'!$L24:$CX24,1,MATCH(DQ$5,'Utilisation profile'!$F24:$CR24,0))),0)","v":0},{"$f":"IF($A24>0,IF(ISNA(MATCH(DR$5,'Utilisation profile'!$F24:$CR24,0)),0,INDEX('Asset data'!$L24:$CX24,1,MATCH(DR$5,'Utilisation profile'!$F24:$CR24,0))),0)","v":0},{"$f":"IF($A24>0,IF(ISNA(MATCH(DS$5,'Utilisation profile'!$F24:$CR24,0)),0,INDEX('Asset data'!$L24:$CX24,1,MATCH(DS$5,'Utilisation profile'!$F24:$CR24,0))),0)","v":0},{"$f":"IF($A24>0,IF(ISNA(MATCH(DT$5,'Utilisation profile'!$F24:$CR24,0)),0,INDEX('Asset data'!$L24:$CX24,1,MATCH(DT$5,'Utilisation profile'!$F24:$CR24,0))),0)","v":0},{"$f":"IF($A24>0,IF(ISNA(MATCH(DU$5,'Utilisation profile'!$F24:$CR24,0)),0,INDEX('Asset data'!$L24:$CX24,1,MATCH(DU$5,'Utilisation profile'!$F24:$CR24,0))),0)","v":0},{"$f":"IF($A24>0,IF(ISNA(MATCH(DV$5,'Utilisation profile'!$F24:$CR24,0)),0,INDEX('Asset data'!$L24:$CX24,1,MATCH(DV$5,'Utilisation profile'!$F24:$CR24,0))),0)","v":0},{"$f":"IF($A24>0,IF(ISNA(MATCH(DW$5,'Utilisation profile'!$F24:$CR24,0)),0,INDEX('Asset data'!$L24:$CX24,1,MATCH(DW$5,'Utilisation profile'!$F24:$CR24,0))),0)","v":0},{"$f":"IF($A24>0,IF(ISNA(MATCH(DX$5,'Utilisation profile'!$F24:$CR24,0)),0,INDEX('Asset data'!$L24:$CX24,1,MATCH(DX$5,'Utilisation profile'!$F24:$CR24,0))),0)","v":0},{"$f":"IF($A24>0,IF(ISNA(MATCH(DY$5,'Utilisation profile'!$F24:$CR24,0)),0,INDEX('Asset data'!$L24:$CX24,1,MATCH(DY$5,'Utilisation profile'!$F24:$CR24,0))),0)","v":0},{"$f":"IF($A24>0,IF(ISNA(MATCH(DZ$5,'Utilisation profile'!$F24:$CR24,0)),0,INDEX('Asset data'!$L24:$CX24,1,MATCH(DZ$5,'Utilisation profile'!$F24:$CR24,0))),0)","v":0},{"$f":"IF($A24>0,IF(ISNA(MATCH(EA$5,'Utilisation profile'!$F24:$CR24,0)),0,INDEX('Asset data'!$L24:$CX24,1,MATCH(EA$5,'Utilisation profile'!$F24:$CR24,0))),0)","v":0},{"$f":"IF($A24>0,IF(ISNA(MATCH(EB$5,'Utilisation profile'!$F24:$CR24,0)),0,INDEX('Asset data'!$L24:$CX24,1,MATCH(EB$5,'Utilisation profile'!$F24:$CR24,0))),0)","v":0},{"$f":"IF($A24>0,IF(ISNA(MATCH(EC$5,'Utilisation profile'!$F24:$CR24,0)),0,INDEX('Asset data'!$L24:$CX24,1,MATCH(EC$5,'Utilisation profile'!$F24:$CR24,0))),0)","v":0},{"$f":"IF($A24>0,IF(ISNA(MATCH(ED$5,'Utilisation profile'!$F24:$CR24,0)),0,INDEX('Asset data'!$L24:$CX24,1,MATCH(ED$5,'Utilisation profile'!$F24:$CR24,0))),0)","v":0},{"$f":"IF($A24>0,IF(ISNA(MATCH(EE$5,'Utilisation profile'!$F24:$CR24,0)),0,INDEX('Asset data'!$L24:$CX24,1,MATCH(EE$5,'Utilisation profile'!$F24:$CR24,0))),0)","v":0},{"$f":"IF($A24>0,IF(ISNA(MATCH(EF$5,'Utilisation profile'!$F24:$CR24,0)),0,INDEX('Asset data'!$L24:$CX24,1,MATCH(EF$5,'Utilisation profile'!$F24:$CR24,0))),0)","v":0},{"$f":"IF($A24>0,IF(ISNA(MATCH(EG$5,'Utilisation profile'!$F24:$CR24,0)),0,INDEX('Asset data'!$L24:$CX24,1,MATCH(EG$5,'Utilisation profile'!$F24:$CR24,0))),0)","v":0},{"$f":"IF($A24>0,IF(ISNA(MATCH(EH$5,'Utilisation profile'!$F24:$CR24,0)),0,INDEX('Asset data'!$L24:$CX24,1,MATCH(EH$5,'Utilisation profile'!$F24:$CR24,0))),0)","v":0},{"$f":"IF($A24>0,IF(ISNA(MATCH(EI$5,'Utilisation profile'!$F24:$CR24,0)),0,INDEX('Asset data'!$L24:$CX24,1,MATCH(EI$5,'Utilisation profile'!$F24:$CR24,0))),0)","v":0},{"$f":"IF($A24>0,IF(ISNA(MATCH(EJ$5,'Utilisation profile'!$F24:$CR24,0)),0,INDEX('Asset data'!$L24:$CX24,1,MATCH(EJ$5,'Utilisation profile'!$F24:$CR24,0))),0)","v":0},{"$f":"IF($A24>0,IF(ISNA(MATCH(EK$5,'Utilisation profile'!$F24:$CR24,0)),0,INDEX('Asset data'!$L24:$CX24,1,MATCH(EK$5,'Utilisation profile'!$F24:$CR24,0))),0)","v":0},{"$f":"IF($A24>0,IF(ISNA(MATCH(EL$5,'Utilisation profile'!$F24:$CR24,0)),0,INDEX('Asset data'!$L24:$CX24,1,MATCH(EL$5,'Utilisation profile'!$F24:$CR24,0))),0)","v":0},{"$f":"IF($A24>0,IF(ISNA(MATCH(EM$5,'Utilisation profile'!$F24:$CR24,0)),0,INDEX('Asset data'!$L24:$CX24,1,MATCH(EM$5,'Utilisation profile'!$F24:$CR24,0))),0)","v":0},{"$f":"IF($A24>0,IF(ISNA(MATCH(EN$5,'Utilisation profile'!$F24:$CR24,0)),0,INDEX('Asset data'!$L24:$CX24,1,MATCH(EN$5,'Utilisation profile'!$F24:$CR24,0))),0)","v":0},{"$f":"IF($A24>0,IF(ISNA(MATCH(EO$5,'Utilisation profile'!$F24:$CR24,0)),0,INDEX('Asset data'!$L24:$CX24,1,MATCH(EO$5,'Utilisation profile'!$F24:$CR24,0))),0)","v":0},{"$f":"IF($A24>0,IF(ISNA(MATCH(EP$5,'Utilisation profile'!$F24:$CR24,0)),0,INDEX('Asset data'!$L24:$CX24,1,MATCH(EP$5,'Utilisation profile'!$F24:$CR24,0))),0)","v":0},{"$f":"IF($A24>0,IF(ISNA(MATCH(EQ$5,'Utilisation profile'!$F24:$CR24,0)),0,INDEX('Asset data'!$L24:$CX24,1,MATCH(EQ$5,'Utilisation profile'!$F24:$CR24,0))),0)","v":0},{"$f":"IF($A24>0,IF(ISNA(MATCH(ER$5,'Utilisation profile'!$F24:$CR24,0)),0,INDEX('Asset data'!$L24:$CX24,1,MATCH(ER$5,'Utilisation profile'!$F24:$CR24,0))),0)","v":0},{"$f":"IF($A24>0,IF(ISNA(MATCH(ES$5,'Utilisation profile'!$F24:$CR24,0)),0,INDEX('Asset data'!$L24:$CX24,1,MATCH(ES$5,'Utilisation profile'!$F24:$CR24,0))),0)","v":0},{"$f":"IF($A24>0,IF(ISNA(MATCH(ET$5,'Utilisation profile'!$F24:$CR24,0)),0,INDEX('Asset data'!$L24:$CX24,1,MATCH(ET$5,'Utilisation profile'!$F24:$CR24,0))),0)","v":0},{"$f":"IF($A24>0,IF(ISNA(MATCH(EU$5,'Utilisation profile'!$F24:$CR24,0)),0,INDEX('Asset data'!$L24:$CX24,1,MATCH(EU$5,'Utilisation profile'!$F24:$CR24,0))),0)","v":0},{"$f":"IF($A24>0,IF(ISNA(MATCH(EV$5,'Utilisation profile'!$F24:$CR24,0)),0,INDEX('Asset data'!$L24:$CX24,1,MATCH(EV$5,'Utilisation profile'!$F24:$CR24,0))),0)","v":0},{"$f":"IF($A24>0,IF(ISNA(MATCH(EW$5,'Utilisation profile'!$F24:$CR24,0)),0,INDEX('Asset data'!$L24:$CX24,1,MATCH(EW$5,'Utilisation profile'!$F24:$CR24,0))),0)","v":0},{"$f":"IF($A24>0,IF(ISNA(MATCH(EX$5,'Utilisation profile'!$F24:$CR24,0)),0,INDEX('Asset data'!$L24:$CX24,1,MATCH(EX$5,'Utilisation profile'!$F24:$CR24,0))),0)","v":0},{"$f":"IF($A24>0,IF(ISNA(MATCH(EY$5,'Utilisation profile'!$F24:$CR24,0)),0,INDEX('Asset data'!$L24:$CX24,1,MATCH(EY$5,'Utilisation profile'!$F24:$CR24,0))),0)","v":0},{"$f":"IF($A24>0,IF(ISNA(MATCH(EZ$5,'Utilisation profile'!$F24:$CR24,0)),0,INDEX('Asset data'!$L24:$CX24,1,MATCH(EZ$5,'Utilisation profile'!$F24:$CR24,0))),0)","v":0},{"$f":"IF($A24>0,IF(ISNA(MATCH(FA$5,'Utilisation profile'!$F24:$CR24,0)),0,INDEX('Asset data'!$L24:$CX24,1,MATCH(FA$5,'Utilisation profile'!$F24:$CR24,0))),0)","v":0}]
[{"$f":"'Asset data'!A25","v":1},{"$f":"'Asset data'!B25","v":0},{"$f":"'Asset data'!C25","v":0},{"$f":"'Asset data'!E25","v":"Subtrans 4.5% Growth"},{"$f":"'Asset data'!I25","v":113.40642252175499},{"$f":"IF($A25>0,'Utilisation profile'!CU25,0)","v":20},{"$f":"IF($A25>0,IF(ISNA(MATCH(G$5,'Utilisation profile'!$F25:$CR25,0)),0,INDEX('Asset data'!$L25:$CX25,1,MATCH(G$5,'Utilisation profile'!$F25:$CR25,0))),0)","v":0},{"$f":"IF($A25>0,IF(ISNA(MATCH(H$5,'Utilisation profile'!$F25:$CR25,0)),0,INDEX('Asset data'!$L25:$CX25,1,MATCH(H$5,'Utilisation profile'!$F25:$CR25,0))),0)","v":0},{"$f":"IF($A25>0,IF(ISNA(MATCH(I$5,'Utilisation profile'!$F25:$CR25,0)),0,INDEX('Asset data'!$L25:$CX25,1,MATCH(I$5,'Utilisation profile'!$F25:$CR25,0))),0)","v":0},{"$f":"IF($A25>0,IF(ISNA(MATCH(J$5,'Utilisation profile'!$F25:$CR25,0)),0,INDEX('Asset data'!$L25:$CX25,1,MATCH(J$5,'Utilisation profile'!$F25:$CR25,0))),0)","v":0},{"$f":"IF($A25>0,IF(ISNA(MATCH(K$5,'Utilisation profile'!$F25:$CR25,0)),0,INDEX('Asset data'!$L25:$CX25,1,MATCH(K$5,'Utilisation profile'!$F25:$CR25,0))),0)","v":0},{"$f":"IF($A25>0,IF(ISNA(MATCH(L$5,'Utilisation profile'!$F25:$CR25,0)),0,INDEX('Asset data'!$L25:$CX25,1,MATCH(L$5,'Utilisation profile'!$F25:$CR25,0))),0)","v":0},{"$f":"IF($A25>0,IF(ISNA(MATCH(M$5,'Utilisation profile'!$F25:$CR25,0)),0,INDEX('Asset data'!$L25:$CX25,1,MATCH(M$5,'Utilisation profile'!$F25:$CR25,0))),0)","v":0},{"$f":"IF($A25>0,IF(ISNA(MATCH(N$5,'Utilisation profile'!$F25:$CR25,0)),0,INDEX('Asset data'!$L25:$CX25,1,MATCH(N$5,'Utilisation profile'!$F25:$CR25,0))),0)","v":0},{"$f":"IF($A25>0,IF(ISNA(MATCH(O$5,'Utilisation profile'!$F25:$CR25,0)),0,INDEX('Asset data'!$L25:$CX25,1,MATCH(O$5,'Utilisation profile'!$F25:$CR25,0))),0)","v":0},{"$f":"IF($A25>0,IF(ISNA(MATCH(P$5,'Utilisation profile'!$F25:$CR25,0)),0,INDEX('Asset data'!$L25:$CX25,1,MATCH(P$5,'Utilisation profile'!$F25:$CR25,0))),0)","v":0},{"$f":"IF($A25>0,IF(ISNA(MATCH(Q$5,'Utilisation profile'!$F25:$CR25,0)),0,INDEX('Asset data'!$L25:$CX25,1,MATCH(Q$5,'Utilisation profile'!$F25:$CR25,0))),0)","v":0},{"$f":"IF($A25>0,IF(ISNA(MATCH(R$5,'Utilisation profile'!$F25:$CR25,0)),0,INDEX('Asset data'!$L25:$CX25,1,MATCH(R$5,'Utilisation profile'!$F25:$CR25,0))),0)","v":0},{"$f":"IF($A25>0,IF(ISNA(MATCH(S$5,'Utilisation profile'!$F25:$CR25,0)),0,INDEX('Asset data'!$L25:$CX25,1,MATCH(S$5,'Utilisation profile'!$F25:$CR25,0))),0)","v":0},{"$f":"IF($A25>0,IF(ISNA(MATCH(T$5,'Utilisation profile'!$F25:$CR25,0)),0,INDEX('Asset data'!$L25:$CX25,1,MATCH(T$5,'Utilisation profile'!$F25:$CR25,0))),0)","v":0},{"$f":"IF($A25>0,IF(ISNA(MATCH(U$5,'Utilisation profile'!$F25:$CR25,0)),0,INDEX('Asset data'!$L25:$CX25,1,MATCH(U$5,'Utilisation profile'!$F25:$CR25,0))),0)","v":0},{"$f":"IF($A25>0,IF(ISNA(MATCH(V$5,'Utilisation profile'!$F25:$CR25,0)),0,INDEX('Asset data'!$L25:$CX25,1,MATCH(V$5,'Utilisation profile'!$F25:$CR25,0))),0)","v":0},{"$f":"IF($A25>0,IF(ISNA(MATCH(W$5,'Utilisation profile'!$F25:$CR25,0)),0,INDEX('Asset data'!$L25:$CX25,1,MATCH(W$5,'Utilisation profile'!$F25:$CR25,0))),0)","v":0},{"$f":"IF($A25>0,IF(ISNA(MATCH(X$5,'Utilisation profile'!$F25:$CR25,0)),0,INDEX('Asset data'!$L25:$CX25,1,MATCH(X$5,'Utilisation profile'!$F25:$CR25,0))),0)","v":0},{"$f":"IF($A25>0,IF(ISNA(MATCH(Y$5,'Utilisation profile'!$F25:$CR25,0)),0,INDEX('Asset data'!$L25:$CX25,1,MATCH(Y$5,'Utilisation profile'!$F25:$CR25,0))),0)","v":0},{"$f":"IF($A25>0,IF(ISNA(MATCH(Z$5,'Utilisation profile'!$F25:$CR25,0)),0,INDEX('Asset data'!$L25:$CX25,1,MATCH(Z$5,'Utilisation profile'!$F25:$CR25,0))),0)","v":0},{"$f":"IF($A25>0,IF(ISNA(MATCH(AA$5,'Utilisation profile'!$F25:$CR25,0)),0,INDEX('Asset data'!$L25:$CX25,1,MATCH(AA$5,'Utilisation profile'!$F25:$CR25,0))),0)","v":0},{"$f":"IF($A25>0,IF(ISNA(MATCH(AB$5,'Utilisation profile'!$F25:$CR25,0)),0,INDEX('Asset data'!$L25:$CX25,1,MATCH(AB$5,'Utilisation profile'!$F25:$CR25,0))),0)","v":0},{"$f":"IF($A25>0,IF(ISNA(MATCH(AC$5,'Utilisation profile'!$F25:$CR25,0)),0,INDEX('Asset data'!$L25:$CX25,1,MATCH(AC$5,'Utilisation profile'!$F25:$CR25,0))),0)","v":0},{"$f":"IF($A25>0,IF(ISNA(MATCH(AD$5,'Utilisation profile'!$F25:$CR25,0)),0,INDEX('Asset data'!$L25:$CX25,1,MATCH(AD$5,'Utilisation profile'!$F25:$CR25,0))),0)","v":0},{"$f":"IF($A25>0,IF(ISNA(MATCH(AE$5,'Utilisation profile'!$F25:$CR25,0)),0,INDEX('Asset data'!$L25:$CX25,1,MATCH(AE$5,'Utilisation profile'!$F25:$CR25,0))),0)","v":0},{"$f":"IF($A25>0,IF(ISNA(MATCH(AF$5,'Utilisation profile'!$F25:$CR25,0)),0,INDEX('Asset data'!$L25:$CX25,1,MATCH(AF$5,'Utilisation profile'!$F25:$CR25,0))),0)","v":0},{"$f":"IF($A25>0,IF(ISNA(MATCH(AG$5,'Utilisation profile'!$F25:$CR25,0)),0,INDEX('Asset data'!$L25:$CX25,1,MATCH(AG$5,'Utilisation profile'!$F25:$CR25,0))),0)","v":0},{"$f":"IF($A25>0,IF(ISNA(MATCH(AH$5,'Utilisation profile'!$F25:$CR25,0)),0,INDEX('Asset data'!$L25:$CX25,1,MATCH(AH$5,'Utilisation profile'!$F25:$CR25,0))),0)","v":0},{"$f":"IF($A25>0,IF(ISNA(MATCH(AI$5,'Utilisation profile'!$F25:$CR25,0)),0,INDEX('Asset data'!$L25:$CX25,1,MATCH(AI$5,'Utilisation profile'!$F25:$CR25,0))),0)","v":0},{"$f":"IF($A25>0,IF(ISNA(MATCH(AJ$5,'Utilisation profile'!$F25:$CR25,0)),0,INDEX('Asset data'!$L25:$CX25,1,MATCH(AJ$5,'Utilisation profile'!$F25:$CR25,0))),0)","v":0},{"$f":"IF($A25>0,IF(ISNA(MATCH(AK$5,'Utilisation profile'!$F25:$CR25,0)),0,INDEX('Asset data'!$L25:$CX25,1,MATCH(AK$5,'Utilisation profile'!$F25:$CR25,0))),0)","v":0},{"$f":"IF($A25>0,IF(ISNA(MATCH(AL$5,'Utilisation profile'!$F25:$CR25,0)),0,INDEX('Asset data'!$L25:$CX25,1,MATCH(AL$5,'Utilisation profile'!$F25:$CR25,0))),0)","v":0},{"$f":"IF($A25>0,IF(ISNA(MATCH(AM$5,'Utilisation profile'!$F25:$CR25,0)),0,INDEX('Asset data'!$L25:$CX25,1,MATCH(AM$5,'Utilisation profile'!$F25:$CR25,0))),0)","v":0},{"$f":"IF($A25>0,IF(ISNA(MATCH(AN$5,'Utilisation profile'!$F25:$CR25,0)),0,INDEX('Asset data'!$L25:$CX25,1,MATCH(AN$5,'Utilisation profile'!$F25:$CR25,0))),0)","v":0},{"$f":"IF($A25>0,IF(ISNA(MATCH(AO$5,'Utilisation profile'!$F25:$CR25,0)),0,INDEX('Asset data'!$L25:$CX25,1,MATCH(AO$5,'Utilisation profile'!$F25:$CR25,0))),0)","v":0},{"$f":"IF($A25>0,IF(ISNA(MATCH(AP$5,'Utilisation profile'!$F25:$CR25,0)),0,INDEX('Asset data'!$L25:$CX25,1,MATCH(AP$5,'Utilisation profile'!$F25:$CR25,0))),0)","v":116.6016604},{"$f":"IF($A25>0,IF(ISNA(MATCH(AQ$5,'Utilisation profile'!$F25:$CR25,0)),0,INDEX('Asset data'!$L25:$CX25,1,MATCH(AQ$5,'Utilisation profile'!$F25:$CR25,0))),0)","v":0},{"$f":"IF($A25>0,IF(ISNA(MATCH(AR$5,'Utilisation profile'!$F25:$CR25,0)),0,INDEX('Asset data'!$L25:$CX25,1,MATCH(AR$5,'Utilisation profile'!$F25:$CR25,0))),0)","v":0},{"$f":"IF($A25>0,IF(ISNA(MATCH(AS$5,'Utilisation profile'!$F25:$CR25,0)),0,INDEX('Asset data'!$L25:$CX25,1,MATCH(AS$5,'Utilisation profile'!$F25:$CR25,0))),0)","v":120.031121},{"$f":"IF($A25>0,IF(ISNA(MATCH(AT$5,'Utilisation profile'!$F25:$CR25,0)),0,INDEX('Asset data'!$L25:$CX25,1,MATCH(AT$5,'Utilisation profile'!$F25:$CR25,0))),0)","v":148.03838256},{"$f":"IF($A25>0,IF(ISNA(MATCH(AU$5,'Utilisation profile'!$F25:$CR25,0)),0,INDEX('Asset data'!$L25:$CX25,1,MATCH(AU$5,'Utilisation profile'!$F25:$CR25,0))),0)","v":0},{"$f":"IF($A25>0,IF(ISNA(MATCH(AV$5,'Utilisation profile'!$F25:$CR25,0)),0,INDEX('Asset data'!$L25:$CX25,1,MATCH(AV$5,'Utilisation profile'!$F25:$CR25,0))),0)","v":252.63693079999999},{"$f":"IF($A25>0,IF(ISNA(MATCH(AW$5,'Utilisation profile'!$F25:$CR25,0)),0,INDEX('Asset data'!$L25:$CX25,1,MATCH(AW$5,'Utilisation profile'!$F25:$CR25,0))),0)","v":117.17323709999999},{"$f":"IF($A25>0,IF(ISNA(MATCH(AX$5,'Utilisation profile'!$F25:$CR25,0)),0,INDEX('Asset data'!$L25:$CX25,1,MATCH(AX$5,'Utilisation profile'!$F25:$CR25,0))),0)","v":0},{"$f":"IF($A25>0,IF(ISNA(MATCH(AY$5,'Utilisation profile'!$F25:$CR25,0)),0,INDEX('Asset data'!$L25:$CX25,1,MATCH(AY$5,'Utilisation profile'!$F25:$CR25,0))),0)","v":0},{"$f":"IF($A25>0,IF(ISNA(MATCH(AZ$5,'Utilisation profile'!$F25:$CR25,0)),0,INDEX('Asset data'!$L25:$CX25,1,MATCH(AZ$5,'Utilisation profile'!$F25:$CR25,0))),0)","v":0},{"$f":"IF($A25>0,IF(ISNA(MATCH(BA$5,'Utilisation profile'!$F25:$CR25,0)),0,INDEX('Asset data'!$L25:$CX25,1,MATCH(BA$5,'Utilisation profile'!$F25:$CR25,0))),0)","v":0},{"$f":"IF($A25>0,IF(ISNA(MATCH(BB$5,'Utilisation profile'!$F25:$CR25,0)),0,INDEX('Asset data'!$L25:$CX25,1,MATCH(BB$5,'Utilisation profile'!$F25:$CR25,0))),0)","v":0},{"$f":"IF($A25>0,IF(ISNA(MATCH(BC$5,'Utilisation profile'!$F25:$CR25,0)),0,INDEX('Asset data'!$L25:$CX25,1,MATCH(BC$5,'Utilisation profile'!$F25:$CR25,0))),0)","v":0},{"$f":"IF($A25>0,IF(ISNA(MATCH(BD$5,'Utilisation profile'!$F25:$CR25,0)),0,INDEX('Asset data'!$L25:$CX25,1,MATCH(BD$5,'Utilisation profile'!$F25:$CR25,0))),0)","v":0},{"$f":"IF($A25>0,IF(ISNA(MATCH(BE$5,'Utilisation profile'!$F25:$CR25,0)),0,INDEX('Asset data'!$L25:$CX25,1,MATCH(BE$5,'Utilisation profile'!$F25:$CR25,0))),0)","v":0},{"$f":"IF($A25>0,IF(ISNA(MATCH(BF$5,'Utilisation profile'!$F25:$CR25,0)),0,INDEX('Asset data'!$L25:$CX25,1,MATCH(BF$5,'Utilisation profile'!$F25:$CR25,0))),0)","v":0},{"$f":"IF($A25>0,IF(ISNA(MATCH(BG$5,'Utilisation profile'!$F25:$CR25,0)),0,INDEX('Asset data'!$L25:$CX25,1,MATCH(BG$5,'Utilisation profile'!$F25:$CR25,0))),0)","v":0},{"$f":"IF($A25>0,IF(ISNA(MATCH(BH$5,'Utilisation profile'!$F25:$CR25,0)),0,INDEX('Asset data'!$L25:$CX25,1,MATCH(BH$5,'Utilisation profile'!$F25:$CR25,0))),0)","v":0},{"$f":"IF($A25>0,IF(ISNA(MATCH(BI$5,'Utilisation profile'!$F25:$CR25,0)),0,INDEX('Asset data'!$L25:$CX25,1,MATCH(BI$5,'Utilisation profile'!$F25:$CR25,0))),0)","v":0},{"$f":"IF($A25>0,IF(ISNA(MATCH(BJ$5,'Utilisation profile'!$F25:$CR25,0)),0,INDEX('Asset data'!$L25:$CX25,1,MATCH(BJ$5,'Utilisation profile'!$F25:$CR25,0))),0)","v":0},{"$f":"IF($A25>0,IF(ISNA(MATCH(BK$5,'Utilisation profile'!$F25:$CR25,0)),0,INDEX('Asset data'!$L25:$CX25,1,MATCH(BK$5,'Utilisation profile'!$F25:$CR25,0))),0)","v":0},{"$f":"IF($A25>0,IF(ISNA(MATCH(BL$5,'Utilisation profile'!$F25:$CR25,0)),0,INDEX('Asset data'!$L25:$CX25,1,MATCH(BL$5,'Utilisation profile'!$F25:$CR25,0))),0)","v":117.17323709999999},{"$f":"IF($A25>0,IF(ISNA(MATCH(BM$5,'Utilisation profile'!$F25:$CR25,0)),0,INDEX('Asset data'!$L25:$CX25,1,MATCH(BM$5,'Utilisation profile'!$F25:$CR25,0))),0)","v":0},{"$f":"IF($A25>0,IF(ISNA(MATCH(BN$5,'Utilisation profile'!$F25:$CR25,0)),0,INDEX('Asset data'!$L25:$CX25,1,MATCH(BN$5,'Utilisation profile'!$F25:$CR25,0))),0)","v":40.010373649999998},{"$f":"IF($A25>0,IF(ISNA(MATCH(BO$5,'Utilisation profile'!$F25:$CR25,0)),0,INDEX('Asset data'!$L25:$CX25,1,MATCH(BO$5,'Utilisation profile'!$F25:$CR25,0))),0)","v":0},{"$f":"IF($A25>0,IF(ISNA(MATCH(BP$5,'Utilisation profile'!$F25:$CR25,0)),0,INDEX('Asset data'!$L25:$CX25,1,MATCH(BP$5,'Utilisation profile'!$F25:$CR25,0))),0)","v":0},{"$f":"IF($A25>0,IF(ISNA(MATCH(BQ$5,'Utilisation profile'!$F25:$CR25,0)),0,INDEX('Asset data'!$L25:$CX25,1,MATCH(BQ$5,'Utilisation profile'!$F25:$CR25,0))),0)","v":0},{"$f":"IF($A25>0,IF(ISNA(MATCH(BR$5,'Utilisation profile'!$F25:$CR25,0)),0,INDEX('Asset data'!$L25:$CX25,1,MATCH(BR$5,'Utilisation profile'!$F25:$CR25,0))),0)","v":0},{"$f":"IF($A25>0,IF(ISNA(MATCH(BS$5,'Utilisation profile'!$F25:$CR25,0)),0,INDEX('Asset data'!$L25:$CX25,1,MATCH(BS$5,'Utilisation profile'!$F25:$CR25,0))),0)","v":0},{"$f":"IF($A25>0,IF(ISNA(MATCH(BT$5,'Utilisation profile'!$F25:$CR25,0)),0,INDEX('Asset data'!$L25:$CX25,1,MATCH(BT$5,'Utilisation profile'!$F25:$CR25,0))),0)","v":0},{"$f":"IF($A25>0,IF(ISNA(MATCH(BU$5,'Utilisation profile'!$F25:$CR25,0)),0,INDEX('Asset data'!$L25:$CX25,1,MATCH(BU$5,'Utilisation profile'!$F25:$CR25,0))),0)","v":0},{"$f":"IF($A25>0,IF(ISNA(MATCH(BV$5,'Utilisation profile'!$F25:$CR25,0)),0,INDEX('Asset data'!$L25:$CX25,1,MATCH(BV$5,'Utilisation profile'!$F25:$CR25,0))),0)","v":0},{"$f":"IF($A25>0,IF(ISNA(MATCH(BW$5,'Utilisation profile'!$F25:$CR25,0)),0,INDEX('Asset data'!$L25:$CX25,1,MATCH(BW$5,'Utilisation profile'!$F25:$CR25,0))),0)","v":0},{"$f":"IF($A25>0,IF(ISNA(MATCH(BX$5,'Utilisation profile'!$F25:$CR25,0)),0,INDEX('Asset data'!$L25:$CX25,1,MATCH(BX$5,'Utilisation profile'!$F25:$CR25,0))),0)","v":0},{"$f":"IF($A25>0,IF(ISNA(MATCH(BY$5,'Utilisation profile'!$F25:$CR25,0)),0,INDEX('Asset data'!$L25:$CX25,1,MATCH(BY$5,'Utilisation profile'!$F25:$CR25,0))),0)","v":0},{"$f":"IF($A25>0,IF(ISNA(MATCH(BZ$5,'Utilisation profile'!$F25:$CR25,0)),0,INDEX('Asset data'!$L25:$CX25,1,MATCH(BZ$5,'Utilisation profile'!$F25:$CR25,0))),0)","v":0},{"$f":"IF($A25>0,IF(ISNA(MATCH(CA$5,'Utilisation profile'!$F25:$CR25,0)),0,INDEX('Asset data'!$L25:$CX25,1,MATCH(CA$5,'Utilisation profile'!$F25:$CR25,0))),0)","v":0},{"$f":"IF($A25>0,IF(ISNA(MATCH(CB$5,'Utilisation profile'!$F25:$CR25,0)),0,INDEX('Asset data'!$L25:$CX25,1,MATCH(CB$5,'Utilisation profile'!$F25:$CR25,0))),0)","v":0},{"$f":"IF($A25>0,IF(ISNA(MATCH(CC$5,'Utilisation profile'!$F25:$CR25,0)),0,INDEX('Asset data'!$L25:$CX25,1,MATCH(CC$5,'Utilisation profile'!$F25:$CR25,0))),0)","v":0},{"$f":"IF($A25>0,IF(ISNA(MATCH(CD$5,'Utilisation profile'!$F25:$CR25,0)),0,INDEX('Asset data'!$L25:$CX25,1,MATCH(CD$5,'Utilisation profile'!$F25:$CR25,0))),0)","v":0},{"$f":"IF($A25>0,IF(ISNA(MATCH(CE$5,'Utilisation profile'!$F25:$CR25,0)),0,INDEX('Asset data'!$L25:$CX25,1,MATCH(CE$5,'Utilisation profile'!$F25:$CR25,0))),0)","v":104.0269715},{"$f":"IF($A25>0,IF(ISNA(MATCH(CF$5,'Utilisation profile'!$F25:$CR25,0)),0,INDEX('Asset data'!$L25:$CX25,1,MATCH(CF$5,'Utilisation profile'!$F25:$CR25,0))),0)","v":0},{"$f":"IF($A25>0,IF(ISNA(MATCH(CG$5,'Utilisation profile'!$F25:$CR25,0)),0,INDEX('Asset data'!$L25:$CX25,1,MATCH(CG$5,'Utilisation profile'!$F25:$CR25,0))),0)","v":0},{"$f":"IF($A25>0,IF(ISNA(MATCH(CH$5,'Utilisation profile'!$F25:$CR25,0)),0,INDEX('Asset data'!$L25:$CX25,1,MATCH(CH$5,'Utilisation profile'!$F25:$CR25,0))),0)","v":0},{"$f":"IF($A25>0,IF(ISNA(MATCH(CI$5,'Utilisation profile'!$F25:$CR25,0)),0,INDEX('Asset data'!$L25:$CX25,1,MATCH(CI$5,'Utilisation profile'!$F25:$CR25,0))),0)","v":0},{"$f":"IF($A25>0,IF(ISNA(MATCH(CJ$5,'Utilisation profile'!$F25:$CR25,0)),0,INDEX('Asset data'!$L25:$CX25,1,MATCH(CJ$5,'Utilisation profile'!$F25:$CR25,0))),0)","v":0},{"$f":"IF($A25>0,IF(ISNA(MATCH(CK$5,'Utilisation profile'!$F25:$CR25,0)),0,INDEX('Asset data'!$L25:$CX25,1,MATCH(CK$5,'Utilisation profile'!$F25:$CR25,0))),0)","v":65.159751380000003},{"$f":"IF($A25>0,IF(ISNA(MATCH(CL$5,'Utilisation profile'!$F25:$CR25,0)),0,INDEX('Asset data'!$L25:$CX25,1,MATCH(CL$5,'Utilisation profile'!$F25:$CR25,0))),0)","v":0},{"$f":"IF($A25>0,IF(ISNA(MATCH(CM$5,'Utilisation profile'!$F25:$CR25,0)),0,INDEX('Asset data'!$L25:$CX25,1,MATCH(CM$5,'Utilisation profile'!$F25:$CR25,0))),0)","v":0},{"$f":"IF($A25>0,IF(ISNA(MATCH(CN$5,'Utilisation profile'!$F25:$CR25,0)),0,INDEX('Asset data'!$L25:$CX25,1,MATCH(CN$5,'Utilisation profile'!$F25:$CR25,0))),0)","v":0},{"$f":"IF($A25>0,IF(ISNA(MATCH(CO$5,'Utilisation profile'!$F25:$CR25,0)),0,INDEX('Asset data'!$L25:$CX25,1,MATCH(CO$5,'Utilisation profile'!$F25:$CR25,0))),0)","v":0},{"$f":"IF($A25>0,IF(ISNA(MATCH(CP$5,'Utilisation profile'!$F25:$CR25,0)),0,INDEX('Asset data'!$L25:$CX25,1,MATCH(CP$5,'Utilisation profile'!$F25:$CR25,0))),0)","v":135.46369369999999},{"$f":"IF($A25>0,IF(ISNA(MATCH(CQ$5,'Utilisation profile'!$F25:$CR25,0)),0,INDEX('Asset data'!$L25:$CX25,1,MATCH(CQ$5,'Utilisation profile'!$F25:$CR25,0))),0)","v":0},{"$f":"IF($A25>0,IF(ISNA(MATCH(CR$5,'Utilisation profile'!$F25:$CR25,0)),0,INDEX('Asset data'!$L25:$CX25,1,MATCH(CR$5,'Utilisation profile'!$F25:$CR25,0))),0)","v":0},{"$f":"IF($A25>0,IF(ISNA(MATCH(CS$5,'Utilisation profile'!$F25:$CR25,0)),0,INDEX('Asset data'!$L25:$CX25,1,MATCH(CS$5,'Utilisation profile'!$F25:$CR25,0))),0)","v":0},{"$f":"IF($A25>0,IF(ISNA(MATCH(CT$5,'Utilisation profile'!$F25:$CR25,0)),0,INDEX('Asset data'!$L25:$CX25,1,MATCH(CT$5,'Utilisation profile'!$F25:$CR25,0))),0)","v":0},{"$f":"IF($A25>0,IF(ISNA(MATCH(CU$5,'Utilisation profile'!$F25:$CR25,0)),0,INDEX('Asset data'!$L25:$CX25,1,MATCH(CU$5,'Utilisation profile'!$F25:$CR25,0))),0)","v":0},{"$f":"IF($A25>0,IF(ISNA(MATCH(CV$5,'Utilisation profile'!$F25:$CR25,0)),0,INDEX('Asset data'!$L25:$CX25,1,MATCH(CV$5,'Utilisation profile'!$F25:$CR25,0))),0)","v":0},{"$f":"IF($A25>0,IF(ISNA(MATCH(CW$5,'Utilisation profile'!$F25:$CR25,0)),0,INDEX('Asset data'!$L25:$CX25,1,MATCH(CW$5,'Utilisation profile'!$F25:$CR25,0))),0)","v":0},{"$f":"IF($A25>0,IF(ISNA(MATCH(CX$5,'Utilisation profile'!$F25:$CR25,0)),0,INDEX('Asset data'!$L25:$CX25,1,MATCH(CX$5,'Utilisation profile'!$F25:$CR25,0))),0)","v":0},{"$f":"IF($A25>0,IF(ISNA(MATCH(CY$5,'Utilisation profile'!$F25:$CR25,0)),0,INDEX('Asset data'!$L25:$CX25,1,MATCH(CY$5,'Utilisation profile'!$F25:$CR25,0))),0)","v":0},{"$f":"IF($A25>0,IF(ISNA(MATCH(CZ$5,'Utilisation profile'!$F25:$CR25,0)),0,INDEX('Asset data'!$L25:$CX25,1,MATCH(CZ$5,'Utilisation profile'!$F25:$CR25,0))),0)","v":0},{"$f":"IF($A25>0,IF(ISNA(MATCH(DA$5,'Utilisation profile'!$F25:$CR25,0)),0,INDEX('Asset data'!$L25:$CX25,1,MATCH(DA$5,'Utilisation profile'!$F25:$CR25,0))),0)","v":0},{"$f":"IF($A25>0,IF(ISNA(MATCH(DB$5,'Utilisation profile'!$F25:$CR25,0)),0,INDEX('Asset data'!$L25:$CX25,1,MATCH(DB$5,'Utilisation profile'!$F25:$CR25,0))),0)","v":0},{"$f":"IF($A25>0,IF(ISNA(MATCH(DC$5,'Utilisation profile'!$F25:$CR25,0)),0,INDEX('Asset data'!$L25:$CX25,1,MATCH(DC$5,'Utilisation profile'!$F25:$CR25,0))),0)","v":0},{"$f":"IF($A25>0,IF(ISNA(MATCH(DD$5,'Utilisation profile'!$F25:$CR25,0)),0,INDEX('Asset data'!$L25:$CX25,1,MATCH(DD$5,'Utilisation profile'!$F25:$CR25,0))),0)","v":0},{"$f":"IF($A25>0,IF(ISNA(MATCH(DE$5,'Utilisation profile'!$F25:$CR25,0)),0,INDEX('Asset data'!$L25:$CX25,1,MATCH(DE$5,'Utilisation profile'!$F25:$CR25,0))),0)","v":0},{"$f":"IF($A25>0,IF(ISNA(MATCH(DF$5,'Utilisation profile'!$F25:$CR25,0)),0,INDEX('Asset data'!$L25:$CX25,1,MATCH(DF$5,'Utilisation profile'!$F25:$CR25,0))),0)","v":0},{"$f":"IF($A25>0,IF(ISNA(MATCH(DG$5,'Utilisation profile'!$F25:$CR25,0)),0,INDEX('Asset data'!$L25:$CX25,1,MATCH(DG$5,'Utilisation profile'!$F25:$CR25,0))),0)","v":0},{"$f":"IF($A25>0,IF(ISNA(MATCH(DH$5,'Utilisation profile'!$F25:$CR25,0)),0,INDEX('Asset data'!$L25:$CX25,1,MATCH(DH$5,'Utilisation profile'!$F25:$CR25,0))),0)","v":0},{"$f":"IF($A25>0,IF(ISNA(MATCH(DI$5,'Utilisation profile'!$F25:$CR25,0)),0,INDEX('Asset data'!$L25:$CX25,1,MATCH(DI$5,'Utilisation profile'!$F25:$CR25,0))),0)","v":0},{"$f":"IF($A25>0,IF(ISNA(MATCH(DJ$5,'Utilisation profile'!$F25:$CR25,0)),0,INDEX('Asset data'!$L25:$CX25,1,MATCH(DJ$5,'Utilisation profile'!$F25:$CR25,0))),0)","v":0},{"$f":"IF($A25>0,IF(ISNA(MATCH(DK$5,'Utilisation profile'!$F25:$CR25,0)),0,INDEX('Asset data'!$L25:$CX25,1,MATCH(DK$5,'Utilisation profile'!$F25:$CR25,0))),0)","v":0},{"$f":"IF($A25>0,IF(ISNA(MATCH(DL$5,'Utilisation profile'!$F25:$CR25,0)),0,INDEX('Asset data'!$L25:$CX25,1,MATCH(DL$5,'Utilisation profile'!$F25:$CR25,0))),0)","v":0},{"$f":"IF($A25>0,IF(ISNA(MATCH(DM$5,'Utilisation profile'!$F25:$CR25,0)),0,INDEX('Asset data'!$L25:$CX25,1,MATCH(DM$5,'Utilisation profile'!$F25:$CR25,0))),0)","v":0},{"$f":"IF($A25>0,IF(ISNA(MATCH(DN$5,'Utilisation profile'!$F25:$CR25,0)),0,INDEX('Asset data'!$L25:$CX25,1,MATCH(DN$5,'Utilisation profile'!$F25:$CR25,0))),0)","v":0},{"$f":"IF($A25>0,IF(ISNA(MATCH(DO$5,'Utilisation profile'!$F25:$CR25,0)),0,INDEX('Asset data'!$L25:$CX25,1,MATCH(DO$5,'Utilisation profile'!$F25:$CR25,0))),0)","v":0},{"$f":"IF($A25>0,IF(ISNA(MATCH(DP$5,'Utilisation profile'!$F25:$CR25,0)),0,INDEX('Asset data'!$L25:$CX25,1,MATCH(DP$5,'Utilisation profile'!$F25:$CR25,0))),0)","v":0},{"$f":"IF($A25>0,IF(ISNA(MATCH(DQ$5,'Utilisation profile'!$F25:$CR25,0)),0,INDEX('Asset data'!$L25:$CX25,1,MATCH(DQ$5,'Utilisation profile'!$F25:$CR25,0))),0)","v":0},{"$f":"IF($A25>0,IF(ISNA(MATCH(DR$5,'Utilisation profile'!$F25:$CR25,0)),0,INDEX('Asset data'!$L25:$CX25,1,MATCH(DR$5,'Utilisation profile'!$F25:$CR25,0))),0)","v":0},{"$f":"IF($A25>0,IF(ISNA(MATCH(DS$5,'Utilisation profile'!$F25:$CR25,0)),0,INDEX('Asset data'!$L25:$CX25,1,MATCH(DS$5,'Utilisation profile'!$F25:$CR25,0))),0)","v":0},{"$f":"IF($A25>0,IF(ISNA(MATCH(DT$5,'Utilisation profile'!$F25:$CR25,0)),0,INDEX('Asset data'!$L25:$CX25,1,MATCH(DT$5,'Utilisation profile'!$F25:$CR25,0))),0)","v":0},{"$f":"IF($A25>0,IF(ISNA(MATCH(DU$5,'Utilisation profile'!$F25:$CR25,0)),0,INDEX('Asset data'!$L25:$CX25,1,MATCH(DU$5,'Utilisation profile'!$F25:$CR25,0))),0)","v":0},{"$f":"IF($A25>0,IF(ISNA(MATCH(DV$5,'Utilisation profile'!$F25:$CR25,0)),0,INDEX('Asset data'!$L25:$CX25,1,MATCH(DV$5,'Utilisation profile'!$F25:$CR25,0))),0)","v":0},{"$f":"IF($A25>0,IF(ISNA(MATCH(DW$5,'Utilisation profile'!$F25:$CR25,0)),0,INDEX('Asset data'!$L25:$CX25,1,MATCH(DW$5,'Utilisation profile'!$F25:$CR25,0))),0)","v":0},{"$f":"IF($A25>0,IF(ISNA(MATCH(DX$5,'Utilisation profile'!$F25:$CR25,0)),0,INDEX('Asset data'!$L25:$CX25,1,MATCH(DX$5,'Utilisation profile'!$F25:$CR25,0))),0)","v":0},{"$f":"IF($A25>0,IF(ISNA(MATCH(DY$5,'Utilisation profile'!$F25:$CR25,0)),0,INDEX('Asset data'!$L25:$CX25,1,MATCH(DY$5,'Utilisation profile'!$F25:$CR25,0))),0)","v":0},{"$f":"IF($A25>0,IF(ISNA(MATCH(DZ$5,'Utilisation profile'!$F25:$CR25,0)),0,INDEX('Asset data'!$L25:$CX25,1,MATCH(DZ$5,'Utilisation profile'!$F25:$CR25,0))),0)","v":0},{"$f":"IF($A25>0,IF(ISNA(MATCH(EA$5,'Utilisation profile'!$F25:$CR25,0)),0,INDEX('Asset data'!$L25:$CX25,1,MATCH(EA$5,'Utilisation profile'!$F25:$CR25,0))),0)","v":0},{"$f":"IF($A25>0,IF(ISNA(MATCH(EB$5,'Utilisation profile'!$F25:$CR25,0)),0,INDEX('Asset data'!$L25:$CX25,1,MATCH(EB$5,'Utilisation profile'!$F25:$CR25,0))),0)","v":0},{"$f":"IF($A25>0,IF(ISNA(MATCH(EC$5,'Utilisation profile'!$F25:$CR25,0)),0,INDEX('Asset data'!$L25:$CX25,1,MATCH(EC$5,'Utilisation profile'!$F25:$CR25,0))),0)","v":0},{"$f":"IF($A25>0,IF(ISNA(MATCH(ED$5,'Utilisation profile'!$F25:$CR25,0)),0,INDEX('Asset data'!$L25:$CX25,1,MATCH(ED$5,'Utilisation profile'!$F25:$CR25,0))),0)","v":0},{"$f":"IF($A25>0,IF(ISNA(MATCH(EE$5,'Utilisation profile'!$F25:$CR25,0)),0,INDEX('Asset data'!$L25:$CX25,1,MATCH(EE$5,'Utilisation profile'!$F25:$CR25,0))),0)","v":0},{"$f":"IF($A25>0,IF(ISNA(MATCH(EF$5,'Utilisation profile'!$F25:$CR25,0)),0,INDEX('Asset data'!$L25:$CX25,1,MATCH(EF$5,'Utilisation profile'!$F25:$CR25,0))),0)","v":0},{"$f":"IF($A25>0,IF(ISNA(MATCH(EG$5,'Utilisation profile'!$F25:$CR25,0)),0,INDEX('Asset data'!$L25:$CX25,1,MATCH(EG$5,'Utilisation profile'!$F25:$CR25,0))),0)","v":0},{"$f":"IF($A25>0,IF(ISNA(MATCH(EH$5,'Utilisation profile'!$F25:$CR25,0)),0,INDEX('Asset data'!$L25:$CX25,1,MATCH(EH$5,'Utilisation profile'!$F25:$CR25,0))),0)","v":0},{"$f":"IF($A25>0,IF(ISNA(MATCH(EI$5,'Utilisation profile'!$F25:$CR25,0)),0,INDEX('Asset data'!$L25:$CX25,1,MATCH(EI$5,'Utilisation profile'!$F25:$CR25,0))),0)","v":0},{"$f":"IF($A25>0,IF(ISNA(MATCH(EJ$5,'Utilisation profile'!$F25:$CR25,0)),0,INDEX('Asset data'!$L25:$CX25,1,MATCH(EJ$5,'Utilisation profile'!$F25:$CR25,0))),0)","v":0},{"$f":"IF($A25>0,IF(ISNA(MATCH(EK$5,'Utilisation profile'!$F25:$CR25,0)),0,INDEX('Asset data'!$L25:$CX25,1,MATCH(EK$5,'Utilisation profile'!$F25:$CR25,0))),0)","v":0},{"$f":"IF($A25>0,IF(ISNA(MATCH(EL$5,'Utilisation profile'!$F25:$CR25,0)),0,INDEX('Asset data'!$L25:$CX25,1,MATCH(EL$5,'Utilisation profile'!$F25:$CR25,0))),0)","v":0},{"$f":"IF($A25>0,IF(ISNA(MATCH(EM$5,'Utilisation profile'!$F25:$CR25,0)),0,INDEX('Asset data'!$L25:$CX25,1,MATCH(EM$5,'Utilisation profile'!$F25:$CR25,0))),0)","v":0},{"$f":"IF($A25>0,IF(ISNA(MATCH(EN$5,'Utilisation profile'!$F25:$CR25,0)),0,INDEX('Asset data'!$L25:$CX25,1,MATCH(EN$5,'Utilisation profile'!$F25:$CR25,0))),0)","v":0},{"$f":"IF($A25>0,IF(ISNA(MATCH(EO$5,'Utilisation profile'!$F25:$CR25,0)),0,INDEX('Asset data'!$L25:$CX25,1,MATCH(EO$5,'Utilisation profile'!$F25:$CR25,0))),0)","v":0},{"$f":"IF($A25>0,IF(ISNA(MATCH(EP$5,'Utilisation profile'!$F25:$CR25,0)),0,INDEX('Asset data'!$L25:$CX25,1,MATCH(EP$5,'Utilisation profile'!$F25:$CR25,0))),0)","v":0},{"$f":"IF($A25>0,IF(ISNA(MATCH(EQ$5,'Utilisation profile'!$F25:$CR25,0)),0,INDEX('Asset data'!$L25:$CX25,1,MATCH(EQ$5,'Utilisation profile'!$F25:$CR25,0))),0)","v":0},{"$f":"IF($A25>0,IF(ISNA(MATCH(ER$5,'Utilisation profile'!$F25:$CR25,0)),0,INDEX('Asset data'!$L25:$CX25,1,MATCH(ER$5,'Utilisation profile'!$F25:$CR25,0))),0)","v":0},{"$f":"IF($A25>0,IF(ISNA(MATCH(ES$5,'Utilisation profile'!$F25:$CR25,0)),0,INDEX('Asset data'!$L25:$CX25,1,MATCH(ES$5,'Utilisation profile'!$F25:$CR25,0))),0)","v":0},{"$f":"IF($A25>0,IF(ISNA(MATCH(ET$5,'Utilisation profile'!$F25:$CR25,0)),0,INDEX('Asset data'!$L25:$CX25,1,MATCH(ET$5,'Utilisation profile'!$F25:$CR25,0))),0)","v":0},{"$f":"IF($A25>0,IF(ISNA(MATCH(EU$5,'Utilisation profile'!$F25:$CR25,0)),0,INDEX('Asset data'!$L25:$CX25,1,MATCH(EU$5,'Utilisation profile'!$F25:$CR25,0))),0)","v":0},{"$f":"IF($A25>0,IF(ISNA(MATCH(EV$5,'Utilisation profile'!$F25:$CR25,0)),0,INDEX('Asset data'!$L25:$CX25,1,MATCH(EV$5,'Utilisation profile'!$F25:$CR25,0))),0)","v":0},{"$f":"IF($A25>0,IF(ISNA(MATCH(EW$5,'Utilisation profile'!$F25:$CR25,0)),0,INDEX('Asset data'!$L25:$CX25,1,MATCH(EW$5,'Utilisation profile'!$F25:$CR25,0))),0)","v":0},{"$f":"IF($A25>0,IF(ISNA(MATCH(EX$5,'Utilisation profile'!$F25:$CR25,0)),0,INDEX('Asset data'!$L25:$CX25,1,MATCH(EX$5,'Utilisation profile'!$F25:$CR25,0))),0)","v":0},{"$f":"IF($A25>0,IF(ISNA(MATCH(EY$5,'Utilisation profile'!$F25:$CR25,0)),0,INDEX('Asset data'!$L25:$CX25,1,MATCH(EY$5,'Utilisation profile'!$F25:$CR25,0))),0)","v":0},{"$f":"IF($A25>0,IF(ISNA(MATCH(EZ$5,'Utilisation profile'!$F25:$CR25,0)),0,INDEX('Asset data'!$L25:$CX25,1,MATCH(EZ$5,'Utilisation profile'!$F25:$CR25,0))),0)","v":0},{"$f":"IF($A25>0,IF(ISNA(MATCH(FA$5,'Utilisation profile'!$F25:$CR25,0)),0,INDEX('Asset data'!$L25:$CX25,1,MATCH(FA$5,'Utilisation profile'!$F25:$CR25,0))),0)","v":0}]
[{"$f":"'Asset data'!A26","v":0},{"$f":"'Asset data'!B26","v":0},{"$f":"'Asset data'!C26","v":0},{"$f":"'Asset data'!E26","v":0},{"$f":"'Asset data'!I26","v":0},{"$f":"IF($A26>0,'Utilisation profile'!CU26,0)","v":0},{"$f":"IF($A26>0,IF(ISNA(MATCH(G$5,'Utilisation profile'!$F26:$CR26,0)),0,INDEX('Asset data'!$L26:$CX26,1,MATCH(G$5,'Utilisation profile'!$F26:$CR26,0))),0)","v":0},{"$f":"IF($A26>0,IF(ISNA(MATCH(H$5,'Utilisation profile'!$F26:$CR26,0)),0,INDEX('Asset data'!$L26:$CX26,1,MATCH(H$5,'Utilisation profile'!$F26:$CR26,0))),0)","v":0},{"$f":"IF($A26>0,IF(ISNA(MATCH(I$5,'Utilisation profile'!$F26:$CR26,0)),0,INDEX('Asset data'!$L26:$CX26,1,MATCH(I$5,'Utilisation profile'!$F26:$CR26,0))),0)","v":0},{"$f":"IF($A26>0,IF(ISNA(MATCH(J$5,'Utilisation profile'!$F26:$CR26,0)),0,INDEX('Asset data'!$L26:$CX26,1,MATCH(J$5,'Utilisation profile'!$F26:$CR26,0))),0)","v":0},{"$f":"IF($A26>0,IF(ISNA(MATCH(K$5,'Utilisation profile'!$F26:$CR26,0)),0,INDEX('Asset data'!$L26:$CX26,1,MATCH(K$5,'Utilisation profile'!$F26:$CR26,0))),0)","v":0},{"$f":"IF($A26>0,IF(ISNA(MATCH(L$5,'Utilisation profile'!$F26:$CR26,0)),0,INDEX('Asset data'!$L26:$CX26,1,MATCH(L$5,'Utilisation profile'!$F26:$CR26,0))),0)","v":0},{"$f":"IF($A26>0,IF(ISNA(MATCH(M$5,'Utilisation profile'!$F26:$CR26,0)),0,INDEX('Asset data'!$L26:$CX26,1,MATCH(M$5,'Utilisation profile'!$F26:$CR26,0))),0)","v":0},{"$f":"IF($A26>0,IF(ISNA(MATCH(N$5,'Utilisation profile'!$F26:$CR26,0)),0,INDEX('Asset data'!$L26:$CX26,1,MATCH(N$5,'Utilisation profile'!$F26:$CR26,0))),0)","v":0},{"$f":"IF($A26>0,IF(ISNA(MATCH(O$5,'Utilisation profile'!$F26:$CR26,0)),0,INDEX('Asset data'!$L26:$CX26,1,MATCH(O$5,'Utilisation profile'!$F26:$CR26,0))),0)","v":0},{"$f":"IF($A26>0,IF(ISNA(MATCH(P$5,'Utilisation profile'!$F26:$CR26,0)),0,INDEX('Asset data'!$L26:$CX26,1,MATCH(P$5,'Utilisation profile'!$F26:$CR26,0))),0)","v":0},{"$f":"IF($A26>0,IF(ISNA(MATCH(Q$5,'Utilisation profile'!$F26:$CR26,0)),0,INDEX('Asset data'!$L26:$CX26,1,MATCH(Q$5,'Utilisation profile'!$F26:$CR26,0))),0)","v":0},{"$f":"IF($A26>0,IF(ISNA(MATCH(R$5,'Utilisation profile'!$F26:$CR26,0)),0,INDEX('Asset data'!$L26:$CX26,1,MATCH(R$5,'Utilisation profile'!$F26:$CR26,0))),0)","v":0},{"$f":"IF($A26>0,IF(ISNA(MATCH(S$5,'Utilisation profile'!$F26:$CR26,0)),0,INDEX('Asset data'!$L26:$CX26,1,MATCH(S$5,'Utilisation profile'!$F26:$CR26,0))),0)","v":0},{"$f":"IF($A26>0,IF(ISNA(MATCH(T$5,'Utilisation profile'!$F26:$CR26,0)),0,INDEX('Asset data'!$L26:$CX26,1,MATCH(T$5,'Utilisation profile'!$F26:$CR26,0))),0)","v":0},{"$f":"IF($A26>0,IF(ISNA(MATCH(U$5,'Utilisation profile'!$F26:$CR26,0)),0,INDEX('Asset data'!$L26:$CX26,1,MATCH(U$5,'Utilisation profile'!$F26:$CR26,0))),0)","v":0},{"$f":"IF($A26>0,IF(ISNA(MATCH(V$5,'Utilisation profile'!$F26:$CR26,0)),0,INDEX('Asset data'!$L26:$CX26,1,MATCH(V$5,'Utilisation profile'!$F26:$CR26,0))),0)","v":0},{"$f":"IF($A26>0,IF(ISNA(MATCH(W$5,'Utilisation profile'!$F26:$CR26,0)),0,INDEX('Asset data'!$L26:$CX26,1,MATCH(W$5,'Utilisation profile'!$F26:$CR26,0))),0)","v":0},{"$f":"IF($A26>0,IF(ISNA(MATCH(X$5,'Utilisation profile'!$F26:$CR26,0)),0,INDEX('Asset data'!$L26:$CX26,1,MATCH(X$5,'Utilisation profile'!$F26:$CR26,0))),0)","v":0},{"$f":"IF($A26>0,IF(ISNA(MATCH(Y$5,'Utilisation profile'!$F26:$CR26,0)),0,INDEX('Asset data'!$L26:$CX26,1,MATCH(Y$5,'Utilisation profile'!$F26:$CR26,0))),0)","v":0},{"$f":"IF($A26>0,IF(ISNA(MATCH(Z$5,'Utilisation profile'!$F26:$CR26,0)),0,INDEX('Asset data'!$L26:$CX26,1,MATCH(Z$5,'Utilisation profile'!$F26:$CR26,0))),0)","v":0},{"$f":"IF($A26>0,IF(ISNA(MATCH(AA$5,'Utilisation profile'!$F26:$CR26,0)),0,INDEX('Asset data'!$L26:$CX26,1,MATCH(AA$5,'Utilisation profile'!$F26:$CR26,0))),0)","v":0},{"$f":"IF($A26>0,IF(ISNA(MATCH(AB$5,'Utilisation profile'!$F26:$CR26,0)),0,INDEX('Asset data'!$L26:$CX26,1,MATCH(AB$5,'Utilisation profile'!$F26:$CR26,0))),0)","v":0},{"$f":"IF($A26>0,IF(ISNA(MATCH(AC$5,'Utilisation profile'!$F26:$CR26,0)),0,INDEX('Asset data'!$L26:$CX26,1,MATCH(AC$5,'Utilisation profile'!$F26:$CR26,0))),0)","v":0},{"$f":"IF($A26>0,IF(ISNA(MATCH(AD$5,'Utilisation profile'!$F26:$CR26,0)),0,INDEX('Asset data'!$L26:$CX26,1,MATCH(AD$5,'Utilisation profile'!$F26:$CR26,0))),0)","v":0},{"$f":"IF($A26>0,IF(ISNA(MATCH(AE$5,'Utilisation profile'!$F26:$CR26,0)),0,INDEX('Asset data'!$L26:$CX26,1,MATCH(AE$5,'Utilisation profile'!$F26:$CR26,0))),0)","v":0},{"$f":"IF($A26>0,IF(ISNA(MATCH(AF$5,'Utilisation profile'!$F26:$CR26,0)),0,INDEX('Asset data'!$L26:$CX26,1,MATCH(AF$5,'Utilisation profile'!$F26:$CR26,0))),0)","v":0},{"$f":"IF($A26>0,IF(ISNA(MATCH(AG$5,'Utilisation profile'!$F26:$CR26,0)),0,INDEX('Asset data'!$L26:$CX26,1,MATCH(AG$5,'Utilisation profile'!$F26:$CR26,0))),0)","v":0},{"$f":"IF($A26>0,IF(ISNA(MATCH(AH$5,'Utilisation profile'!$F26:$CR26,0)),0,INDEX('Asset data'!$L26:$CX26,1,MATCH(AH$5,'Utilisation profile'!$F26:$CR26,0))),0)","v":0},{"$f":"IF($A26>0,IF(ISNA(MATCH(AI$5,'Utilisation profile'!$F26:$CR26,0)),0,INDEX('Asset data'!$L26:$CX26,1,MATCH(AI$5,'Utilisation profile'!$F26:$CR26,0))),0)","v":0},{"$f":"IF($A26>0,IF(ISNA(MATCH(AJ$5,'Utilisation profile'!$F26:$CR26,0)),0,INDEX('Asset data'!$L26:$CX26,1,MATCH(AJ$5,'Utilisation profile'!$F26:$CR26,0))),0)","v":0},{"$f":"IF($A26>0,IF(ISNA(MATCH(AK$5,'Utilisation profile'!$F26:$CR26,0)),0,INDEX('Asset data'!$L26:$CX26,1,MATCH(AK$5,'Utilisation profile'!$F26:$CR26,0))),0)","v":0},{"$f":"IF($A26>0,IF(ISNA(MATCH(AL$5,'Utilisation profile'!$F26:$CR26,0)),0,INDEX('Asset data'!$L26:$CX26,1,MATCH(AL$5,'Utilisation profile'!$F26:$CR26,0))),0)","v":0},{"$f":"IF($A26>0,IF(ISNA(MATCH(AM$5,'Utilisation profile'!$F26:$CR26,0)),0,INDEX('Asset data'!$L26:$CX26,1,MATCH(AM$5,'Utilisation profile'!$F26:$CR26,0))),0)","v":0},{"$f":"IF($A26>0,IF(ISNA(MATCH(AN$5,'Utilisation profile'!$F26:$CR26,0)),0,INDEX('Asset data'!$L26:$CX26,1,MATCH(AN$5,'Utilisation profile'!$F26:$CR26,0))),0)","v":0},{"$f":"IF($A26>0,IF(ISNA(MATCH(AO$5,'Utilisation profile'!$F26:$CR26,0)),0,INDEX('Asset data'!$L26:$CX26,1,MATCH(AO$5,'Utilisation profile'!$F26:$CR26,0))),0)","v":0},{"$f":"IF($A26>0,IF(ISNA(MATCH(AP$5,'Utilisation profile'!$F26:$CR26,0)),0,INDEX('Asset data'!$L26:$CX26,1,MATCH(AP$5,'Utilisation profile'!$F26:$CR26,0))),0)","v":0},{"$f":"IF($A26>0,IF(ISNA(MATCH(AQ$5,'Utilisation profile'!$F26:$CR26,0)),0,INDEX('Asset data'!$L26:$CX26,1,MATCH(AQ$5,'Utilisation profile'!$F26:$CR26,0))),0)","v":0},{"$f":"IF($A26>0,IF(ISNA(MATCH(AR$5,'Utilisation profile'!$F26:$CR26,0)),0,INDEX('Asset data'!$L26:$CX26,1,MATCH(AR$5,'Utilisation profile'!$F26:$CR26,0))),0)","v":0},{"$f":"IF($A26>0,IF(ISNA(MATCH(AS$5,'Utilisation profile'!$F26:$CR26,0)),0,INDEX('Asset data'!$L26:$CX26,1,MATCH(AS$5,'Utilisation profile'!$F26:$CR26,0))),0)","v":0},{"$f":"IF($A26>0,IF(ISNA(MATCH(AT$5,'Utilisation profile'!$F26:$CR26,0)),0,INDEX('Asset data'!$L26:$CX26,1,MATCH(AT$5,'Utilisation profile'!$F26:$CR26,0))),0)","v":0},{"$f":"IF($A26>0,IF(ISNA(MATCH(AU$5,'Utilisation profile'!$F26:$CR26,0)),0,INDEX('Asset data'!$L26:$CX26,1,MATCH(AU$5,'Utilisation profile'!$F26:$CR26,0))),0)","v":0},{"$f":"IF($A26>0,IF(ISNA(MATCH(AV$5,'Utilisation profile'!$F26:$CR26,0)),0,INDEX('Asset data'!$L26:$CX26,1,MATCH(AV$5,'Utilisation profile'!$F26:$CR26,0))),0)","v":0},{"$f":"IF($A26>0,IF(ISNA(MATCH(AW$5,'Utilisation profile'!$F26:$CR26,0)),0,INDEX('Asset data'!$L26:$CX26,1,MATCH(AW$5,'Utilisation profile'!$F26:$CR26,0))),0)","v":0},{"$f":"IF($A26>0,IF(ISNA(MATCH(AX$5,'Utilisation profile'!$F26:$CR26,0)),0,INDEX('Asset data'!$L26:$CX26,1,MATCH(AX$5,'Utilisation profile'!$F26:$CR26,0))),0)","v":0},{"$f":"IF($A26>0,IF(ISNA(MATCH(AY$5,'Utilisation profile'!$F26:$CR26,0)),0,INDEX('Asset data'!$L26:$CX26,1,MATCH(AY$5,'Utilisation profile'!$F26:$CR26,0))),0)","v":0},{"$f":"IF($A26>0,IF(ISNA(MATCH(AZ$5,'Utilisation profile'!$F26:$CR26,0)),0,INDEX('Asset data'!$L26:$CX26,1,MATCH(AZ$5,'Utilisation profile'!$F26:$CR26,0))),0)","v":0},{"$f":"IF($A26>0,IF(ISNA(MATCH(BA$5,'Utilisation profile'!$F26:$CR26,0)),0,INDEX('Asset data'!$L26:$CX26,1,MATCH(BA$5,'Utilisation profile'!$F26:$CR26,0))),0)","v":0},{"$f":"IF($A26>0,IF(ISNA(MATCH(BB$5,'Utilisation profile'!$F26:$CR26,0)),0,INDEX('Asset data'!$L26:$CX26,1,MATCH(BB$5,'Utilisation profile'!$F26:$CR26,0))),0)","v":0},{"$f":"IF($A26>0,IF(ISNA(MATCH(BC$5,'Utilisation profile'!$F26:$CR26,0)),0,INDEX('Asset data'!$L26:$CX26,1,MATCH(BC$5,'Utilisation profile'!$F26:$CR26,0))),0)","v":0},{"$f":"IF($A26>0,IF(ISNA(MATCH(BD$5,'Utilisation profile'!$F26:$CR26,0)),0,INDEX('Asset data'!$L26:$CX26,1,MATCH(BD$5,'Utilisation profile'!$F26:$CR26,0))),0)","v":0},{"$f":"IF($A26>0,IF(ISNA(MATCH(BE$5,'Utilisation profile'!$F26:$CR26,0)),0,INDEX('Asset data'!$L26:$CX26,1,MATCH(BE$5,'Utilisation profile'!$F26:$CR26,0))),0)","v":0},{"$f":"IF($A26>0,IF(ISNA(MATCH(BF$5,'Utilisation profile'!$F26:$CR26,0)),0,INDEX('Asset data'!$L26:$CX26,1,MATCH(BF$5,'Utilisation profile'!$F26:$CR26,0))),0)","v":0},{"$f":"IF($A26>0,IF(ISNA(MATCH(BG$5,'Utilisation profile'!$F26:$CR26,0)),0,INDEX('Asset data'!$L26:$CX26,1,MATCH(BG$5,'Utilisation profile'!$F26:$CR26,0))),0)","v":0},{"$f":"IF($A26>0,IF(ISNA(MATCH(BH$5,'Utilisation profile'!$F26:$CR26,0)),0,INDEX('Asset data'!$L26:$CX26,1,MATCH(BH$5,'Utilisation profile'!$F26:$CR26,0))),0)","v":0},{"$f":"IF($A26>0,IF(ISNA(MATCH(BI$5,'Utilisation profile'!$F26:$CR26,0)),0,INDEX('Asset data'!$L26:$CX26,1,MATCH(BI$5,'Utilisation profile'!$F26:$CR26,0))),0)","v":0},{"$f":"IF($A26>0,IF(ISNA(MATCH(BJ$5,'Utilisation profile'!$F26:$CR26,0)),0,INDEX('Asset data'!$L26:$CX26,1,MATCH(BJ$5,'Utilisation profile'!$F26:$CR26,0))),0)","v":0},{"$f":"IF($A26>0,IF(ISNA(MATCH(BK$5,'Utilisation profile'!$F26:$CR26,0)),0,INDEX('Asset data'!$L26:$CX26,1,MATCH(BK$5,'Utilisation profile'!$F26:$CR26,0))),0)","v":0},{"$f":"IF($A26>0,IF(ISNA(MATCH(BL$5,'Utilisation profile'!$F26:$CR26,0)),0,INDEX('Asset data'!$L26:$CX26,1,MATCH(BL$5,'Utilisation profile'!$F26:$CR26,0))),0)","v":0},{"$f":"IF($A26>0,IF(ISNA(MATCH(BM$5,'Utilisation profile'!$F26:$CR26,0)),0,INDEX('Asset data'!$L26:$CX26,1,MATCH(BM$5,'Utilisation profile'!$F26:$CR26,0))),0)","v":0},{"$f":"IF($A26>0,IF(ISNA(MATCH(BN$5,'Utilisation profile'!$F26:$CR26,0)),0,INDEX('Asset data'!$L26:$CX26,1,MATCH(BN$5,'Utilisation profile'!$F26:$CR26,0))),0)","v":0},{"$f":"IF($A26>0,IF(ISNA(MATCH(BO$5,'Utilisation profile'!$F26:$CR26,0)),0,INDEX('Asset data'!$L26:$CX26,1,MATCH(BO$5,'Utilisation profile'!$F26:$CR26,0))),0)","v":0},{"$f":"IF($A26>0,IF(ISNA(MATCH(BP$5,'Utilisation profile'!$F26:$CR26,0)),0,INDEX('Asset data'!$L26:$CX26,1,MATCH(BP$5,'Utilisation profile'!$F26:$CR26,0))),0)","v":0},{"$f":"IF($A26>0,IF(ISNA(MATCH(BQ$5,'Utilisation profile'!$F26:$CR26,0)),0,INDEX('Asset data'!$L26:$CX26,1,MATCH(BQ$5,'Utilisation profile'!$F26:$CR26,0))),0)","v":0},{"$f":"IF($A26>0,IF(ISNA(MATCH(BR$5,'Utilisation profile'!$F26:$CR26,0)),0,INDEX('Asset data'!$L26:$CX26,1,MATCH(BR$5,'Utilisation profile'!$F26:$CR26,0))),0)","v":0},{"$f":"IF($A26>0,IF(ISNA(MATCH(BS$5,'Utilisation profile'!$F26:$CR26,0)),0,INDEX('Asset data'!$L26:$CX26,1,MATCH(BS$5,'Utilisation profile'!$F26:$CR26,0))),0)","v":0},{"$f":"IF($A26>0,IF(ISNA(MATCH(BT$5,'Utilisation profile'!$F26:$CR26,0)),0,INDEX('Asset data'!$L26:$CX26,1,MATCH(BT$5,'Utilisation profile'!$F26:$CR26,0))),0)","v":0},{"$f":"IF($A26>0,IF(ISNA(MATCH(BU$5,'Utilisation profile'!$F26:$CR26,0)),0,INDEX('Asset data'!$L26:$CX26,1,MATCH(BU$5,'Utilisation profile'!$F26:$CR26,0))),0)","v":0},{"$f":"IF($A26>0,IF(ISNA(MATCH(BV$5,'Utilisation profile'!$F26:$CR26,0)),0,INDEX('Asset data'!$L26:$CX26,1,MATCH(BV$5,'Utilisation profile'!$F26:$CR26,0))),0)","v":0},{"$f":"IF($A26>0,IF(ISNA(MATCH(BW$5,'Utilisation profile'!$F26:$CR26,0)),0,INDEX('Asset data'!$L26:$CX26,1,MATCH(BW$5,'Utilisation profile'!$F26:$CR26,0))),0)","v":0},{"$f":"IF($A26>0,IF(ISNA(MATCH(BX$5,'Utilisation profile'!$F26:$CR26,0)),0,INDEX('Asset data'!$L26:$CX26,1,MATCH(BX$5,'Utilisation profile'!$F26:$CR26,0))),0)","v":0},{"$f":"IF($A26>0,IF(ISNA(MATCH(BY$5,'Utilisation profile'!$F26:$CR26,0)),0,INDEX('Asset data'!$L26:$CX26,1,MATCH(BY$5,'Utilisation profile'!$F26:$CR26,0))),0)","v":0},{"$f":"IF($A26>0,IF(ISNA(MATCH(BZ$5,'Utilisation profile'!$F26:$CR26,0)),0,INDEX('Asset data'!$L26:$CX26,1,MATCH(BZ$5,'Utilisation profile'!$F26:$CR26,0))),0)","v":0},{"$f":"IF($A26>0,IF(ISNA(MATCH(CA$5,'Utilisation profile'!$F26:$CR26,0)),0,INDEX('Asset data'!$L26:$CX26,1,MATCH(CA$5,'Utilisation profile'!$F26:$CR26,0))),0)","v":0},{"$f":"IF($A26>0,IF(ISNA(MATCH(CB$5,'Utilisation profile'!$F26:$CR26,0)),0,INDEX('Asset data'!$L26:$CX26,1,MATCH(CB$5,'Utilisation profile'!$F26:$CR26,0))),0)","v":0},{"$f":"IF($A26>0,IF(ISNA(MATCH(CC$5,'Utilisation profile'!$F26:$CR26,0)),0,INDEX('Asset data'!$L26:$CX26,1,MATCH(CC$5,'Utilisation profile'!$F26:$CR26,0))),0)","v":0},{"$f":"IF($A26>0,IF(ISNA(MATCH(CD$5,'Utilisation profile'!$F26:$CR26,0)),0,INDEX('Asset data'!$L26:$CX26,1,MATCH(CD$5,'Utilisation profile'!$F26:$CR26,0))),0)","v":0},{"$f":"IF($A26>0,IF(ISNA(MATCH(CE$5,'Utilisation profile'!$F26:$CR26,0)),0,INDEX('Asset data'!$L26:$CX26,1,MATCH(CE$5,'Utilisation profile'!$F26:$CR26,0))),0)","v":0},{"$f":"IF($A26>0,IF(ISNA(MATCH(CF$5,'Utilisation profile'!$F26:$CR26,0)),0,INDEX('Asset data'!$L26:$CX26,1,MATCH(CF$5,'Utilisation profile'!$F26:$CR26,0))),0)","v":0},{"$f":"IF($A26>0,IF(ISNA(MATCH(CG$5,'Utilisation profile'!$F26:$CR26,0)),0,INDEX('Asset data'!$L26:$CX26,1,MATCH(CG$5,'Utilisation profile'!$F26:$CR26,0))),0)","v":0},{"$f":"IF($A26>0,IF(ISNA(MATCH(CH$5,'Utilisation profile'!$F26:$CR26,0)),0,INDEX('Asset data'!$L26:$CX26,1,MATCH(CH$5,'Utilisation profile'!$F26:$CR26,0))),0)","v":0},{"$f":"IF($A26>0,IF(ISNA(MATCH(CI$5,'Utilisation profile'!$F26:$CR26,0)),0,INDEX('Asset data'!$L26:$CX26,1,MATCH(CI$5,'Utilisation profile'!$F26:$CR26,0))),0)","v":0},{"$f":"IF($A26>0,IF(ISNA(MATCH(CJ$5,'Utilisation profile'!$F26:$CR26,0)),0,INDEX('Asset data'!$L26:$CX26,1,MATCH(CJ$5,'Utilisation profile'!$F26:$CR26,0))),0)","v":0},{"$f":"IF($A26>0,IF(ISNA(MATCH(CK$5,'Utilisation profile'!$F26:$CR26,0)),0,INDEX('Asset data'!$L26:$CX26,1,MATCH(CK$5,'Utilisation profile'!$F26:$CR26,0))),0)","v":0},{"$f":"IF($A26>0,IF(ISNA(MATCH(CL$5,'Utilisation profile'!$F26:$CR26,0)),0,INDEX('Asset data'!$L26:$CX26,1,MATCH(CL$5,'Utilisation profile'!$F26:$CR26,0))),0)","v":0},{"$f":"IF($A26>0,IF(ISNA(MATCH(CM$5,'Utilisation profile'!$F26:$CR26,0)),0,INDEX('Asset data'!$L26:$CX26,1,MATCH(CM$5,'Utilisation profile'!$F26:$CR26,0))),0)","v":0},{"$f":"IF($A26>0,IF(ISNA(MATCH(CN$5,'Utilisation profile'!$F26:$CR26,0)),0,INDEX('Asset data'!$L26:$CX26,1,MATCH(CN$5,'Utilisation profile'!$F26:$CR26,0))),0)","v":0},{"$f":"IF($A26>0,IF(ISNA(MATCH(CO$5,'Utilisation profile'!$F26:$CR26,0)),0,INDEX('Asset data'!$L26:$CX26,1,MATCH(CO$5,'Utilisation profile'!$F26:$CR26,0))),0)","v":0},{"$f":"IF($A26>0,IF(ISNA(MATCH(CP$5,'Utilisation profile'!$F26:$CR26,0)),0,INDEX('Asset data'!$L26:$CX26,1,MATCH(CP$5,'Utilisation profile'!$F26:$CR26,0))),0)","v":0},{"$f":"IF($A26>0,IF(ISNA(MATCH(CQ$5,'Utilisation profile'!$F26:$CR26,0)),0,INDEX('Asset data'!$L26:$CX26,1,MATCH(CQ$5,'Utilisation profile'!$F26:$CR26,0))),0)","v":0},{"$f":"IF($A26>0,IF(ISNA(MATCH(CR$5,'Utilisation profile'!$F26:$CR26,0)),0,INDEX('Asset data'!$L26:$CX26,1,MATCH(CR$5,'Utilisation profile'!$F26:$CR26,0))),0)","v":0},{"$f":"IF($A26>0,IF(ISNA(MATCH(CS$5,'Utilisation profile'!$F26:$CR26,0)),0,INDEX('Asset data'!$L26:$CX26,1,MATCH(CS$5,'Utilisation profile'!$F26:$CR26,0))),0)","v":0},{"$f":"IF($A26>0,IF(ISNA(MATCH(CT$5,'Utilisation profile'!$F26:$CR26,0)),0,INDEX('Asset data'!$L26:$CX26,1,MATCH(CT$5,'Utilisation profile'!$F26:$CR26,0))),0)","v":0},{"$f":"IF($A26>0,IF(ISNA(MATCH(CU$5,'Utilisation profile'!$F26:$CR26,0)),0,INDEX('Asset data'!$L26:$CX26,1,MATCH(CU$5,'Utilisation profile'!$F26:$CR26,0))),0)","v":0},{"$f":"IF($A26>0,IF(ISNA(MATCH(CV$5,'Utilisation profile'!$F26:$CR26,0)),0,INDEX('Asset data'!$L26:$CX26,1,MATCH(CV$5,'Utilisation profile'!$F26:$CR26,0))),0)","v":0},{"$f":"IF($A26>0,IF(ISNA(MATCH(CW$5,'Utilisation profile'!$F26:$CR26,0)),0,INDEX('Asset data'!$L26:$CX26,1,MATCH(CW$5,'Utilisation profile'!$F26:$CR26,0))),0)","v":0},{"$f":"IF($A26>0,IF(ISNA(MATCH(CX$5,'Utilisation profile'!$F26:$CR26,0)),0,INDEX('Asset data'!$L26:$CX26,1,MATCH(CX$5,'Utilisation profile'!$F26:$CR26,0))),0)","v":0},{"$f":"IF($A26>0,IF(ISNA(MATCH(CY$5,'Utilisation profile'!$F26:$CR26,0)),0,INDEX('Asset data'!$L26:$CX26,1,MATCH(CY$5,'Utilisation profile'!$F26:$CR26,0))),0)","v":0},{"$f":"IF($A26>0,IF(ISNA(MATCH(CZ$5,'Utilisation profile'!$F26:$CR26,0)),0,INDEX('Asset data'!$L26:$CX26,1,MATCH(CZ$5,'Utilisation profile'!$F26:$CR26,0))),0)","v":0},{"$f":"IF($A26>0,IF(ISNA(MATCH(DA$5,'Utilisation profile'!$F26:$CR26,0)),0,INDEX('Asset data'!$L26:$CX26,1,MATCH(DA$5,'Utilisation profile'!$F26:$CR26,0))),0)","v":0},{"$f":"IF($A26>0,IF(ISNA(MATCH(DB$5,'Utilisation profile'!$F26:$CR26,0)),0,INDEX('Asset data'!$L26:$CX26,1,MATCH(DB$5,'Utilisation profile'!$F26:$CR26,0))),0)","v":0},{"$f":"IF($A26>0,IF(ISNA(MATCH(DC$5,'Utilisation profile'!$F26:$CR26,0)),0,INDEX('Asset data'!$L26:$CX26,1,MATCH(DC$5,'Utilisation profile'!$F26:$CR26,0))),0)","v":0},{"$f":"IF($A26>0,IF(ISNA(MATCH(DD$5,'Utilisation profile'!$F26:$CR26,0)),0,INDEX('Asset data'!$L26:$CX26,1,MATCH(DD$5,'Utilisation profile'!$F26:$CR26,0))),0)","v":0},{"$f":"IF($A26>0,IF(ISNA(MATCH(DE$5,'Utilisation profile'!$F26:$CR26,0)),0,INDEX('Asset data'!$L26:$CX26,1,MATCH(DE$5,'Utilisation profile'!$F26:$CR26,0))),0)","v":0},{"$f":"IF($A26>0,IF(ISNA(MATCH(DF$5,'Utilisation profile'!$F26:$CR26,0)),0,INDEX('Asset data'!$L26:$CX26,1,MATCH(DF$5,'Utilisation profile'!$F26:$CR26,0))),0)","v":0},{"$f":"IF($A26>0,IF(ISNA(MATCH(DG$5,'Utilisation profile'!$F26:$CR26,0)),0,INDEX('Asset data'!$L26:$CX26,1,MATCH(DG$5,'Utilisation profile'!$F26:$CR26,0))),0)","v":0},{"$f":"IF($A26>0,IF(ISNA(MATCH(DH$5,'Utilisation profile'!$F26:$CR26,0)),0,INDEX('Asset data'!$L26:$CX26,1,MATCH(DH$5,'Utilisation profile'!$F26:$CR26,0))),0)","v":0},{"$f":"IF($A26>0,IF(ISNA(MATCH(DI$5,'Utilisation profile'!$F26:$CR26,0)),0,INDEX('Asset data'!$L26:$CX26,1,MATCH(DI$5,'Utilisation profile'!$F26:$CR26,0))),0)","v":0},{"$f":"IF($A26>0,IF(ISNA(MATCH(DJ$5,'Utilisation profile'!$F26:$CR26,0)),0,INDEX('Asset data'!$L26:$CX26,1,MATCH(DJ$5,'Utilisation profile'!$F26:$CR26,0))),0)","v":0},{"$f":"IF($A26>0,IF(ISNA(MATCH(DK$5,'Utilisation profile'!$F26:$CR26,0)),0,INDEX('Asset data'!$L26:$CX26,1,MATCH(DK$5,'Utilisation profile'!$F26:$CR26,0))),0)","v":0},{"$f":"IF($A26>0,IF(ISNA(MATCH(DL$5,'Utilisation profile'!$F26:$CR26,0)),0,INDEX('Asset data'!$L26:$CX26,1,MATCH(DL$5,'Utilisation profile'!$F26:$CR26,0))),0)","v":0},{"$f":"IF($A26>0,IF(ISNA(MATCH(DM$5,'Utilisation profile'!$F26:$CR26,0)),0,INDEX('Asset data'!$L26:$CX26,1,MATCH(DM$5,'Utilisation profile'!$F26:$CR26,0))),0)","v":0},{"$f":"IF($A26>0,IF(ISNA(MATCH(DN$5,'Utilisation profile'!$F26:$CR26,0)),0,INDEX('Asset data'!$L26:$CX26,1,MATCH(DN$5,'Utilisation profile'!$F26:$CR26,0))),0)","v":0},{"$f":"IF($A26>0,IF(ISNA(MATCH(DO$5,'Utilisation profile'!$F26:$CR26,0)),0,INDEX('Asset data'!$L26:$CX26,1,MATCH(DO$5,'Utilisation profile'!$F26:$CR26,0))),0)","v":0},{"$f":"IF($A26>0,IF(ISNA(MATCH(DP$5,'Utilisation profile'!$F26:$CR26,0)),0,INDEX('Asset data'!$L26:$CX26,1,MATCH(DP$5,'Utilisation profile'!$F26:$CR26,0))),0)","v":0},{"$f":"IF($A26>0,IF(ISNA(MATCH(DQ$5,'Utilisation profile'!$F26:$CR26,0)),0,INDEX('Asset data'!$L26:$CX26,1,MATCH(DQ$5,'Utilisation profile'!$F26:$CR26,0))),0)","v":0},{"$f":"IF($A26>0,IF(ISNA(MATCH(DR$5,'Utilisation profile'!$F26:$CR26,0)),0,INDEX('Asset data'!$L26:$CX26,1,MATCH(DR$5,'Utilisation profile'!$F26:$CR26,0))),0)","v":0},{"$f":"IF($A26>0,IF(ISNA(MATCH(DS$5,'Utilisation profile'!$F26:$CR26,0)),0,INDEX('Asset data'!$L26:$CX26,1,MATCH(DS$5,'Utilisation profile'!$F26:$CR26,0))),0)","v":0},{"$f":"IF($A26>0,IF(ISNA(MATCH(DT$5,'Utilisation profile'!$F26:$CR26,0)),0,INDEX('Asset data'!$L26:$CX26,1,MATCH(DT$5,'Utilisation profile'!$F26:$CR26,0))),0)","v":0},{"$f":"IF($A26>0,IF(ISNA(MATCH(DU$5,'Utilisation profile'!$F26:$CR26,0)),0,INDEX('Asset data'!$L26:$CX26,1,MATCH(DU$5,'Utilisation profile'!$F26:$CR26,0))),0)","v":0},{"$f":"IF($A26>0,IF(ISNA(MATCH(DV$5,'Utilisation profile'!$F26:$CR26,0)),0,INDEX('Asset data'!$L26:$CX26,1,MATCH(DV$5,'Utilisation profile'!$F26:$CR26,0))),0)","v":0},{"$f":"IF($A26>0,IF(ISNA(MATCH(DW$5,'Utilisation profile'!$F26:$CR26,0)),0,INDEX('Asset data'!$L26:$CX26,1,MATCH(DW$5,'Utilisation profile'!$F26:$CR26,0))),0)","v":0},{"$f":"IF($A26>0,IF(ISNA(MATCH(DX$5,'Utilisation profile'!$F26:$CR26,0)),0,INDEX('Asset data'!$L26:$CX26,1,MATCH(DX$5,'Utilisation profile'!$F26:$CR26,0))),0)","v":0},{"$f":"IF($A26>0,IF(ISNA(MATCH(DY$5,'Utilisation profile'!$F26:$CR26,0)),0,INDEX('Asset data'!$L26:$CX26,1,MATCH(DY$5,'Utilisation profile'!$F26:$CR26,0))),0)","v":0},{"$f":"IF($A26>0,IF(ISNA(MATCH(DZ$5,'Utilisation profile'!$F26:$CR26,0)),0,INDEX('Asset data'!$L26:$CX26,1,MATCH(DZ$5,'Utilisation profile'!$F26:$CR26,0))),0)","v":0},{"$f":"IF($A26>0,IF(ISNA(MATCH(EA$5,'Utilisation profile'!$F26:$CR26,0)),0,INDEX('Asset data'!$L26:$CX26,1,MATCH(EA$5,'Utilisation profile'!$F26:$CR26,0))),0)","v":0},{"$f":"IF($A26>0,IF(ISNA(MATCH(EB$5,'Utilisation profile'!$F26:$CR26,0)),0,INDEX('Asset data'!$L26:$CX26,1,MATCH(EB$5,'Utilisation profile'!$F26:$CR26,0))),0)","v":0},{"$f":"IF($A26>0,IF(ISNA(MATCH(EC$5,'Utilisation profile'!$F26:$CR26,0)),0,INDEX('Asset data'!$L26:$CX26,1,MATCH(EC$5,'Utilisation profile'!$F26:$CR26,0))),0)","v":0},{"$f":"IF($A26>0,IF(ISNA(MATCH(ED$5,'Utilisation profile'!$F26:$CR26,0)),0,INDEX('Asset data'!$L26:$CX26,1,MATCH(ED$5,'Utilisation profile'!$F26:$CR26,0))),0)","v":0},{"$f":"IF($A26>0,IF(ISNA(MATCH(EE$5,'Utilisation profile'!$F26:$CR26,0)),0,INDEX('Asset data'!$L26:$CX26,1,MATCH(EE$5,'Utilisation profile'!$F26:$CR26,0))),0)","v":0},{"$f":"IF($A26>0,IF(ISNA(MATCH(EF$5,'Utilisation profile'!$F26:$CR26,0)),0,INDEX('Asset data'!$L26:$CX26,1,MATCH(EF$5,'Utilisation profile'!$F26:$CR26,0))),0)","v":0},{"$f":"IF($A26>0,IF(ISNA(MATCH(EG$5,'Utilisation profile'!$F26:$CR26,0)),0,INDEX('Asset data'!$L26:$CX26,1,MATCH(EG$5,'Utilisation profile'!$F26:$CR26,0))),0)","v":0},{"$f":"IF($A26>0,IF(ISNA(MATCH(EH$5,'Utilisation profile'!$F26:$CR26,0)),0,INDEX('Asset data'!$L26:$CX26,1,MATCH(EH$5,'Utilisation profile'!$F26:$CR26,0))),0)","v":0},{"$f":"IF($A26>0,IF(ISNA(MATCH(EI$5,'Utilisation profile'!$F26:$CR26,0)),0,INDEX('Asset data'!$L26:$CX26,1,MATCH(EI$5,'Utilisation profile'!$F26:$CR26,0))),0)","v":0},{"$f":"IF($A26>0,IF(ISNA(MATCH(EJ$5,'Utilisation profile'!$F26:$CR26,0)),0,INDEX('Asset data'!$L26:$CX26,1,MATCH(EJ$5,'Utilisation profile'!$F26:$CR26,0))),0)","v":0},{"$f":"IF($A26>0,IF(ISNA(MATCH(EK$5,'Utilisation profile'!$F26:$CR26,0)),0,INDEX('Asset data'!$L26:$CX26,1,MATCH(EK$5,'Utilisation profile'!$F26:$CR26,0))),0)","v":0},{"$f":"IF($A26>0,IF(ISNA(MATCH(EL$5,'Utilisation profile'!$F26:$CR26,0)),0,INDEX('Asset data'!$L26:$CX26,1,MATCH(EL$5,'Utilisation profile'!$F26:$CR26,0))),0)","v":0},{"$f":"IF($A26>0,IF(ISNA(MATCH(EM$5,'Utilisation profile'!$F26:$CR26,0)),0,INDEX('Asset data'!$L26:$CX26,1,MATCH(EM$5,'Utilisation profile'!$F26:$CR26,0))),0)","v":0},{"$f":"IF($A26>0,IF(ISNA(MATCH(EN$5,'Utilisation profile'!$F26:$CR26,0)),0,INDEX('Asset data'!$L26:$CX26,1,MATCH(EN$5,'Utilisation profile'!$F26:$CR26,0))),0)","v":0},{"$f":"IF($A26>0,IF(ISNA(MATCH(EO$5,'Utilisation profile'!$F26:$CR26,0)),0,INDEX('Asset data'!$L26:$CX26,1,MATCH(EO$5,'Utilisation profile'!$F26:$CR26,0))),0)","v":0},{"$f":"IF($A26>0,IF(ISNA(MATCH(EP$5,'Utilisation profile'!$F26:$CR26,0)),0,INDEX('Asset data'!$L26:$CX26,1,MATCH(EP$5,'Utilisation profile'!$F26:$CR26,0))),0)","v":0},{"$f":"IF($A26>0,IF(ISNA(MATCH(EQ$5,'Utilisation profile'!$F26:$CR26,0)),0,INDEX('Asset data'!$L26:$CX26,1,MATCH(EQ$5,'Utilisation profile'!$F26:$CR26,0))),0)","v":0},{"$f":"IF($A26>0,IF(ISNA(MATCH(ER$5,'Utilisation profile'!$F26:$CR26,0)),0,INDEX('Asset data'!$L26:$CX26,1,MATCH(ER$5,'Utilisation profile'!$F26:$CR26,0))),0)","v":0},{"$f":"IF($A26>0,IF(ISNA(MATCH(ES$5,'Utilisation profile'!$F26:$CR26,0)),0,INDEX('Asset data'!$L26:$CX26,1,MATCH(ES$5,'Utilisation profile'!$F26:$CR26,0))),0)","v":0},{"$f":"IF($A26>0,IF(ISNA(MATCH(ET$5,'Utilisation profile'!$F26:$CR26,0)),0,INDEX('Asset data'!$L26:$CX26,1,MATCH(ET$5,'Utilisation profile'!$F26:$CR26,0))),0)","v":0},{"$f":"IF($A26>0,IF(ISNA(MATCH(EU$5,'Utilisation profile'!$F26:$CR26,0)),0,INDEX('Asset data'!$L26:$CX26,1,MATCH(EU$5,'Utilisation profile'!$F26:$CR26,0))),0)","v":0},{"$f":"IF($A26>0,IF(ISNA(MATCH(EV$5,'Utilisation profile'!$F26:$CR26,0)),0,INDEX('Asset data'!$L26:$CX26,1,MATCH(EV$5,'Utilisation profile'!$F26:$CR26,0))),0)","v":0},{"$f":"IF($A26>0,IF(ISNA(MATCH(EW$5,'Utilisation profile'!$F26:$CR26,0)),0,INDEX('Asset data'!$L26:$CX26,1,MATCH(EW$5,'Utilisation profile'!$F26:$CR26,0))),0)","v":0},{"$f":"IF($A26>0,IF(ISNA(MATCH(EX$5,'Utilisation profile'!$F26:$CR26,0)),0,INDEX('Asset data'!$L26:$CX26,1,MATCH(EX$5,'Utilisation profile'!$F26:$CR26,0))),0)","v":0},{"$f":"IF($A26>0,IF(ISNA(MATCH(EY$5,'Utilisation profile'!$F26:$CR26,0)),0,INDEX('Asset data'!$L26:$CX26,1,MATCH(EY$5,'Utilisation profile'!$F26:$CR26,0))),0)","v":0},{"$f":"IF($A26>0,IF(ISNA(MATCH(EZ$5,'Utilisation profile'!$F26:$CR26,0)),0,INDEX('Asset data'!$L26:$CX26,1,MATCH(EZ$5,'Utilisation profile'!$F26:$CR26,0))),0)","v":0},{"$f":"IF($A26>0,IF(ISNA(MATCH(FA$5,'Utilisation profile'!$F26:$CR26,0)),0,INDEX('Asset data'!$L26:$CX26,1,MATCH(FA$5,'Utilisation profile'!$F26:$CR26,0))),0)","v":0}]
[{"$f":"'Asset data'!A27","v":0},{"$f":"'Asset data'!B27","v":0},{"$f":"'Asset data'!C27","v":0},{"$f":"'Asset data'!E27","v":0},{"$f":"'Asset data'!I27","v":0},{"$f":"IF($A27>0,'Utilisation profile'!CU27,0)","v":0},{"$f":"IF($A27>0,IF(ISNA(MATCH(G$5,'Utilisation profile'!$F27:$CR27,0)),0,INDEX('Asset data'!$L27:$CX27,1,MATCH(G$5,'Utilisation profile'!$F27:$CR27,0))),0)","v":0},{"$f":"IF($A27>0,IF(ISNA(MATCH(H$5,'Utilisation profile'!$F27:$CR27,0)),0,INDEX('Asset data'!$L27:$CX27,1,MATCH(H$5,'Utilisation profile'!$F27:$CR27,0))),0)","v":0},{"$f":"IF($A27>0,IF(ISNA(MATCH(I$5,'Utilisation profile'!$F27:$CR27,0)),0,INDEX('Asset data'!$L27:$CX27,1,MATCH(I$5,'Utilisation profile'!$F27:$CR27,0))),0)","v":0},{"$f":"IF($A27>0,IF(ISNA(MATCH(J$5,'Utilisation profile'!$F27:$CR27,0)),0,INDEX('Asset data'!$L27:$CX27,1,MATCH(J$5,'Utilisation profile'!$F27:$CR27,0))),0)","v":0},{"$f":"IF($A27>0,IF(ISNA(MATCH(K$5,'Utilisation profile'!$F27:$CR27,0)),0,INDEX('Asset data'!$L27:$CX27,1,MATCH(K$5,'Utilisation profile'!$F27:$CR27,0))),0)","v":0},{"$f":"IF($A27>0,IF(ISNA(MATCH(L$5,'Utilisation profile'!$F27:$CR27,0)),0,INDEX('Asset data'!$L27:$CX27,1,MATCH(L$5,'Utilisation profile'!$F27:$CR27,0))),0)","v":0},{"$f":"IF($A27>0,IF(ISNA(MATCH(M$5,'Utilisation profile'!$F27:$CR27,0)),0,INDEX('Asset data'!$L27:$CX27,1,MATCH(M$5,'Utilisation profile'!$F27:$CR27,0))),0)","v":0},{"$f":"IF($A27>0,IF(ISNA(MATCH(N$5,'Utilisation profile'!$F27:$CR27,0)),0,INDEX('Asset data'!$L27:$CX27,1,MATCH(N$5,'Utilisation profile'!$F27:$CR27,0))),0)","v":0},{"$f":"IF($A27>0,IF(ISNA(MATCH(O$5,'Utilisation profile'!$F27:$CR27,0)),0,INDEX('Asset data'!$L27:$CX27,1,MATCH(O$5,'Utilisation profile'!$F27:$CR27,0))),0)","v":0},{"$f":"IF($A27>0,IF(ISNA(MATCH(P$5,'Utilisation profile'!$F27:$CR27,0)),0,INDEX('Asset data'!$L27:$CX27,1,MATCH(P$5,'Utilisation profile'!$F27:$CR27,0))),0)","v":0},{"$f":"IF($A27>0,IF(ISNA(MATCH(Q$5,'Utilisation profile'!$F27:$CR27,0)),0,INDEX('Asset data'!$L27:$CX27,1,MATCH(Q$5,'Utilisation profile'!$F27:$CR27,0))),0)","v":0},{"$f":"IF($A27>0,IF(ISNA(MATCH(R$5,'Utilisation profile'!$F27:$CR27,0)),0,INDEX('Asset data'!$L27:$CX27,1,MATCH(R$5,'Utilisation profile'!$F27:$CR27,0))),0)","v":0},{"$f":"IF($A27>0,IF(ISNA(MATCH(S$5,'Utilisation profile'!$F27:$CR27,0)),0,INDEX('Asset data'!$L27:$CX27,1,MATCH(S$5,'Utilisation profile'!$F27:$CR27,0))),0)","v":0},{"$f":"IF($A27>0,IF(ISNA(MATCH(T$5,'Utilisation profile'!$F27:$CR27,0)),0,INDEX('Asset data'!$L27:$CX27,1,MATCH(T$5,'Utilisation profile'!$F27:$CR27,0))),0)","v":0},{"$f":"IF($A27>0,IF(ISNA(MATCH(U$5,'Utilisation profile'!$F27:$CR27,0)),0,INDEX('Asset data'!$L27:$CX27,1,MATCH(U$5,'Utilisation profile'!$F27:$CR27,0))),0)","v":0},{"$f":"IF($A27>0,IF(ISNA(MATCH(V$5,'Utilisation profile'!$F27:$CR27,0)),0,INDEX('Asset data'!$L27:$CX27,1,MATCH(V$5,'Utilisation profile'!$F27:$CR27,0))),0)","v":0},{"$f":"IF($A27>0,IF(ISNA(MATCH(W$5,'Utilisation profile'!$F27:$CR27,0)),0,INDEX('Asset data'!$L27:$CX27,1,MATCH(W$5,'Utilisation profile'!$F27:$CR27,0))),0)","v":0},{"$f":"IF($A27>0,IF(ISNA(MATCH(X$5,'Utilisation profile'!$F27:$CR27,0)),0,INDEX('Asset data'!$L27:$CX27,1,MATCH(X$5,'Utilisation profile'!$F27:$CR27,0))),0)","v":0},{"$f":"IF($A27>0,IF(ISNA(MATCH(Y$5,'Utilisation profile'!$F27:$CR27,0)),0,INDEX('Asset data'!$L27:$CX27,1,MATCH(Y$5,'Utilisation profile'!$F27:$CR27,0))),0)","v":0},{"$f":"IF($A27>0,IF(ISNA(MATCH(Z$5,'Utilisation profile'!$F27:$CR27,0)),0,INDEX('Asset data'!$L27:$CX27,1,MATCH(Z$5,'Utilisation profile'!$F27:$CR27,0))),0)","v":0},{"$f":"IF($A27>0,IF(ISNA(MATCH(AA$5,'Utilisation profile'!$F27:$CR27,0)),0,INDEX('Asset data'!$L27:$CX27,1,MATCH(AA$5,'Utilisation profile'!$F27:$CR27,0))),0)","v":0},{"$f":"IF($A27>0,IF(ISNA(MATCH(AB$5,'Utilisation profile'!$F27:$CR27,0)),0,INDEX('Asset data'!$L27:$CX27,1,MATCH(AB$5,'Utilisation profile'!$F27:$CR27,0))),0)","v":0},{"$f":"IF($A27>0,IF(ISNA(MATCH(AC$5,'Utilisation profile'!$F27:$CR27,0)),0,INDEX('Asset data'!$L27:$CX27,1,MATCH(AC$5,'Utilisation profile'!$F27:$CR27,0))),0)","v":0},{"$f":"IF($A27>0,IF(ISNA(MATCH(AD$5,'Utilisation profile'!$F27:$CR27,0)),0,INDEX('Asset data'!$L27:$CX27,1,MATCH(AD$5,'Utilisation profile'!$F27:$CR27,0))),0)","v":0},{"$f":"IF($A27>0,IF(ISNA(MATCH(AE$5,'Utilisation profile'!$F27:$CR27,0)),0,INDEX('Asset data'!$L27:$CX27,1,MATCH(AE$5,'Utilisation profile'!$F27:$CR27,0))),0)","v":0},{"$f":"IF($A27>0,IF(ISNA(MATCH(AF$5,'Utilisation profile'!$F27:$CR27,0)),0,INDEX('Asset data'!$L27:$CX27,1,MATCH(AF$5,'Utilisation profile'!$F27:$CR27,0))),0)","v":0},{"$f":"IF($A27>0,IF(ISNA(MATCH(AG$5,'Utilisation profile'!$F27:$CR27,0)),0,INDEX('Asset data'!$L27:$CX27,1,MATCH(AG$5,'Utilisation profile'!$F27:$CR27,0))),0)","v":0},{"$f":"IF($A27>0,IF(ISNA(MATCH(AH$5,'Utilisation profile'!$F27:$CR27,0)),0,INDEX('Asset data'!$L27:$CX27,1,MATCH(AH$5,'Utilisation profile'!$F27:$CR27,0))),0)","v":0},{"$f":"IF($A27>0,IF(ISNA(MATCH(AI$5,'Utilisation profile'!$F27:$CR27,0)),0,INDEX('Asset data'!$L27:$CX27,1,MATCH(AI$5,'Utilisation profile'!$F27:$CR27,0))),0)","v":0},{"$f":"IF($A27>0,IF(ISNA(MATCH(AJ$5,'Utilisation profile'!$F27:$CR27,0)),0,INDEX('Asset data'!$L27:$CX27,1,MATCH(AJ$5,'Utilisation profile'!$F27:$CR27,0))),0)","v":0},{"$f":"IF($A27>0,IF(ISNA(MATCH(AK$5,'Utilisation profile'!$F27:$CR27,0)),0,INDEX('Asset data'!$L27:$CX27,1,MATCH(AK$5,'Utilisation profile'!$F27:$CR27,0))),0)","v":0},{"$f":"IF($A27>0,IF(ISNA(MATCH(AL$5,'Utilisation profile'!$F27:$CR27,0)),0,INDEX('Asset data'!$L27:$CX27,1,MATCH(AL$5,'Utilisation profile'!$F27:$CR27,0))),0)","v":0},{"$f":"IF($A27>0,IF(ISNA(MATCH(AM$5,'Utilisation profile'!$F27:$CR27,0)),0,INDEX('Asset data'!$L27:$CX27,1,MATCH(AM$5,'Utilisation profile'!$F27:$CR27,0))),0)","v":0},{"$f":"IF($A27>0,IF(ISNA(MATCH(AN$5,'Utilisation profile'!$F27:$CR27,0)),0,INDEX('Asset data'!$L27:$CX27,1,MATCH(AN$5,'Utilisation profile'!$F27:$CR27,0))),0)","v":0},{"$f":"IF($A27>0,IF(ISNA(MATCH(AO$5,'Utilisation profile'!$F27:$CR27,0)),0,INDEX('Asset data'!$L27:$CX27,1,MATCH(AO$5,'Utilisation profile'!$F27:$CR27,0))),0)","v":0},{"$f":"IF($A27>0,IF(ISNA(MATCH(AP$5,'Utilisation profile'!$F27:$CR27,0)),0,INDEX('Asset data'!$L27:$CX27,1,MATCH(AP$5,'Utilisation profile'!$F27:$CR27,0))),0)","v":0},{"$f":"IF($A27>0,IF(ISNA(MATCH(AQ$5,'Utilisation profile'!$F27:$CR27,0)),0,INDEX('Asset data'!$L27:$CX27,1,MATCH(AQ$5,'Utilisation profile'!$F27:$CR27,0))),0)","v":0},{"$f":"IF($A27>0,IF(ISNA(MATCH(AR$5,'Utilisation profile'!$F27:$CR27,0)),0,INDEX('Asset data'!$L27:$CX27,1,MATCH(AR$5,'Utilisation profile'!$F27:$CR27,0))),0)","v":0},{"$f":"IF($A27>0,IF(ISNA(MATCH(AS$5,'Utilisation profile'!$F27:$CR27,0)),0,INDEX('Asset data'!$L27:$CX27,1,MATCH(AS$5,'Utilisation profile'!$F27:$CR27,0))),0)","v":0},{"$f":"IF($A27>0,IF(ISNA(MATCH(AT$5,'Utilisation profile'!$F27:$CR27,0)),0,INDEX('Asset data'!$L27:$CX27,1,MATCH(AT$5,'Utilisation profile'!$F27:$CR27,0))),0)","v":0},{"$f":"IF($A27>0,IF(ISNA(MATCH(AU$5,'Utilisation profile'!$F27:$CR27,0)),0,INDEX('Asset data'!$L27:$CX27,1,MATCH(AU$5,'Utilisation profile'!$F27:$CR27,0))),0)","v":0},{"$f":"IF($A27>0,IF(ISNA(MATCH(AV$5,'Utilisation profile'!$F27:$CR27,0)),0,INDEX('Asset data'!$L27:$CX27,1,MATCH(AV$5,'Utilisation profile'!$F27:$CR27,0))),0)","v":0},{"$f":"IF($A27>0,IF(ISNA(MATCH(AW$5,'Utilisation profile'!$F27:$CR27,0)),0,INDEX('Asset data'!$L27:$CX27,1,MATCH(AW$5,'Utilisation profile'!$F27:$CR27,0))),0)","v":0},{"$f":"IF($A27>0,IF(ISNA(MATCH(AX$5,'Utilisation profile'!$F27:$CR27,0)),0,INDEX('Asset data'!$L27:$CX27,1,MATCH(AX$5,'Utilisation profile'!$F27:$CR27,0))),0)","v":0},{"$f":"IF($A27>0,IF(ISNA(MATCH(AY$5,'Utilisation profile'!$F27:$CR27,0)),0,INDEX('Asset data'!$L27:$CX27,1,MATCH(AY$5,'Utilisation profile'!$F27:$CR27,0))),0)","v":0},{"$f":"IF($A27>0,IF(ISNA(MATCH(AZ$5,'Utilisation profile'!$F27:$CR27,0)),0,INDEX('Asset data'!$L27:$CX27,1,MATCH(AZ$5,'Utilisation profile'!$F27:$CR27,0))),0)","v":0},{"$f":"IF($A27>0,IF(ISNA(MATCH(BA$5,'Utilisation profile'!$F27:$CR27,0)),0,INDEX('Asset data'!$L27:$CX27,1,MATCH(BA$5,'Utilisation profile'!$F27:$CR27,0))),0)","v":0},{"$f":"IF($A27>0,IF(ISNA(MATCH(BB$5,'Utilisation profile'!$F27:$CR27,0)),0,INDEX('Asset data'!$L27:$CX27,1,MATCH(BB$5,'Utilisation profile'!$F27:$CR27,0))),0)","v":0},{"$f":"IF($A27>0,IF(ISNA(MATCH(BC$5,'Utilisation profile'!$F27:$CR27,0)),0,INDEX('Asset data'!$L27:$CX27,1,MATCH(BC$5,'Utilisation profile'!$F27:$CR27,0))),0)","v":0},{"$f":"IF($A27>0,IF(ISNA(MATCH(BD$5,'Utilisation profile'!$F27:$CR27,0)),0,INDEX('Asset data'!$L27:$CX27,1,MATCH(BD$5,'Utilisation profile'!$F27:$CR27,0))),0)","v":0},{"$f":"IF($A27>0,IF(ISNA(MATCH(BE$5,'Utilisation profile'!$F27:$CR27,0)),0,INDEX('Asset data'!$L27:$CX27,1,MATCH(BE$5,'Utilisation profile'!$F27:$CR27,0))),0)","v":0},{"$f":"IF($A27>0,IF(ISNA(MATCH(BF$5,'Utilisation profile'!$F27:$CR27,0)),0,INDEX('Asset data'!$L27:$CX27,1,MATCH(BF$5,'Utilisation profile'!$F27:$CR27,0))),0)","v":0},{"$f":"IF($A27>0,IF(ISNA(MATCH(BG$5,'Utilisation profile'!$F27:$CR27,0)),0,INDEX('Asset data'!$L27:$CX27,1,MATCH(BG$5,'Utilisation profile'!$F27:$CR27,0))),0)","v":0},{"$f":"IF($A27>0,IF(ISNA(MATCH(BH$5,'Utilisation profile'!$F27:$CR27,0)),0,INDEX('Asset data'!$L27:$CX27,1,MATCH(BH$5,'Utilisation profile'!$F27:$CR27,0))),0)","v":0},{"$f":"IF($A27>0,IF(ISNA(MATCH(BI$5,'Utilisation profile'!$F27:$CR27,0)),0,INDEX('Asset data'!$L27:$CX27,1,MATCH(BI$5,'Utilisation profile'!$F27:$CR27,0))),0)","v":0},{"$f":"IF($A27>0,IF(ISNA(MATCH(BJ$5,'Utilisation profile'!$F27:$CR27,0)),0,INDEX('Asset data'!$L27:$CX27,1,MATCH(BJ$5,'Utilisation profile'!$F27:$CR27,0))),0)","v":0},{"$f":"IF($A27>0,IF(ISNA(MATCH(BK$5,'Utilisation profile'!$F27:$CR27,0)),0,INDEX('Asset data'!$L27:$CX27,1,MATCH(BK$5,'Utilisation profile'!$F27:$CR27,0))),0)","v":0},{"$f":"IF($A27>0,IF(ISNA(MATCH(BL$5,'Utilisation profile'!$F27:$CR27,0)),0,INDEX('Asset data'!$L27:$CX27,1,MATCH(BL$5,'Utilisation profile'!$F27:$CR27,0))),0)","v":0},{"$f":"IF($A27>0,IF(ISNA(MATCH(BM$5,'Utilisation profile'!$F27:$CR27,0)),0,INDEX('Asset data'!$L27:$CX27,1,MATCH(BM$5,'Utilisation profile'!$F27:$CR27,0))),0)","v":0},{"$f":"IF($A27>0,IF(ISNA(MATCH(BN$5,'Utilisation profile'!$F27:$CR27,0)),0,INDEX('Asset data'!$L27:$CX27,1,MATCH(BN$5,'Utilisation profile'!$F27:$CR27,0))),0)","v":0},{"$f":"IF($A27>0,IF(ISNA(MATCH(BO$5,'Utilisation profile'!$F27:$CR27,0)),0,INDEX('Asset data'!$L27:$CX27,1,MATCH(BO$5,'Utilisation profile'!$F27:$CR27,0))),0)","v":0},{"$f":"IF($A27>0,IF(ISNA(MATCH(BP$5,'Utilisation profile'!$F27:$CR27,0)),0,INDEX('Asset data'!$L27:$CX27,1,MATCH(BP$5,'Utilisation profile'!$F27:$CR27,0))),0)","v":0},{"$f":"IF($A27>0,IF(ISNA(MATCH(BQ$5,'Utilisation profile'!$F27:$CR27,0)),0,INDEX('Asset data'!$L27:$CX27,1,MATCH(BQ$5,'Utilisation profile'!$F27:$CR27,0))),0)","v":0},{"$f":"IF($A27>0,IF(ISNA(MATCH(BR$5,'Utilisation profile'!$F27:$CR27,0)),0,INDEX('Asset data'!$L27:$CX27,1,MATCH(BR$5,'Utilisation profile'!$F27:$CR27,0))),0)","v":0},{"$f":"IF($A27>0,IF(ISNA(MATCH(BS$5,'Utilisation profile'!$F27:$CR27,0)),0,INDEX('Asset data'!$L27:$CX27,1,MATCH(BS$5,'Utilisation profile'!$F27:$CR27,0))),0)","v":0},{"$f":"IF($A27>0,IF(ISNA(MATCH(BT$5,'Utilisation profile'!$F27:$CR27,0)),0,INDEX('Asset data'!$L27:$CX27,1,MATCH(BT$5,'Utilisation profile'!$F27:$CR27,0))),0)","v":0},{"$f":"IF($A27>0,IF(ISNA(MATCH(BU$5,'Utilisation profile'!$F27:$CR27,0)),0,INDEX('Asset data'!$L27:$CX27,1,MATCH(BU$5,'Utilisation profile'!$F27:$CR27,0))),0)","v":0},{"$f":"IF($A27>0,IF(ISNA(MATCH(BV$5,'Utilisation profile'!$F27:$CR27,0)),0,INDEX('Asset data'!$L27:$CX27,1,MATCH(BV$5,'Utilisation profile'!$F27:$CR27,0))),0)","v":0},{"$f":"IF($A27>0,IF(ISNA(MATCH(BW$5,'Utilisation profile'!$F27:$CR27,0)),0,INDEX('Asset data'!$L27:$CX27,1,MATCH(BW$5,'Utilisation profile'!$F27:$CR27,0))),0)","v":0},{"$f":"IF($A27>0,IF(ISNA(MATCH(BX$5,'Utilisation profile'!$F27:$CR27,0)),0,INDEX('Asset data'!$L27:$CX27,1,MATCH(BX$5,'Utilisation profile'!$F27:$CR27,0))),0)","v":0},{"$f":"IF($A27>0,IF(ISNA(MATCH(BY$5,'Utilisation profile'!$F27:$CR27,0)),0,INDEX('Asset data'!$L27:$CX27,1,MATCH(BY$5,'Utilisation profile'!$F27:$CR27,0))),0)","v":0},{"$f":"IF($A27>0,IF(ISNA(MATCH(BZ$5,'Utilisation profile'!$F27:$CR27,0)),0,INDEX('Asset data'!$L27:$CX27,1,MATCH(BZ$5,'Utilisation profile'!$F27:$CR27,0))),0)","v":0},{"$f":"IF($A27>0,IF(ISNA(MATCH(CA$5,'Utilisation profile'!$F27:$CR27,0)),0,INDEX('Asset data'!$L27:$CX27,1,MATCH(CA$5,'Utilisation profile'!$F27:$CR27,0))),0)","v":0},{"$f":"IF($A27>0,IF(ISNA(MATCH(CB$5,'Utilisation profile'!$F27:$CR27,0)),0,INDEX('Asset data'!$L27:$CX27,1,MATCH(CB$5,'Utilisation profile'!$F27:$CR27,0))),0)","v":0},{"$f":"IF($A27>0,IF(ISNA(MATCH(CC$5,'Utilisation profile'!$F27:$CR27,0)),0,INDEX('Asset data'!$L27:$CX27,1,MATCH(CC$5,'Utilisation profile'!$F27:$CR27,0))),0)","v":0},{"$f":"IF($A27>0,IF(ISNA(MATCH(CD$5,'Utilisation profile'!$F27:$CR27,0)),0,INDEX('Asset data'!$L27:$CX27,1,MATCH(CD$5,'Utilisation profile'!$F27:$CR27,0))),0)","v":0},{"$f":"IF($A27>0,IF(ISNA(MATCH(CE$5,'Utilisation profile'!$F27:$CR27,0)),0,INDEX('Asset data'!$L27:$CX27,1,MATCH(CE$5,'Utilisation profile'!$F27:$CR27,0))),0)","v":0},{"$f":"IF($A27>0,IF(ISNA(MATCH(CF$5,'Utilisation profile'!$F27:$CR27,0)),0,INDEX('Asset data'!$L27:$CX27,1,MATCH(CF$5,'Utilisation profile'!$F27:$CR27,0))),0)","v":0},{"$f":"IF($A27>0,IF(ISNA(MATCH(CG$5,'Utilisation profile'!$F27:$CR27,0)),0,INDEX('Asset data'!$L27:$CX27,1,MATCH(CG$5,'Utilisation profile'!$F27:$CR27,0))),0)","v":0},{"$f":"IF($A27>0,IF(ISNA(MATCH(CH$5,'Utilisation profile'!$F27:$CR27,0)),0,INDEX('Asset data'!$L27:$CX27,1,MATCH(CH$5,'Utilisation profile'!$F27:$CR27,0))),0)","v":0},{"$f":"IF($A27>0,IF(ISNA(MATCH(CI$5,'Utilisation profile'!$F27:$CR27,0)),0,INDEX('Asset data'!$L27:$CX27,1,MATCH(CI$5,'Utilisation profile'!$F27:$CR27,0))),0)","v":0},{"$f":"IF($A27>0,IF(ISNA(MATCH(CJ$5,'Utilisation profile'!$F27:$CR27,0)),0,INDEX('Asset data'!$L27:$CX27,1,MATCH(CJ$5,'Utilisation profile'!$F27:$CR27,0))),0)","v":0},{"$f":"IF($A27>0,IF(ISNA(MATCH(CK$5,'Utilisation profile'!$F27:$CR27,0)),0,INDEX('Asset data'!$L27:$CX27,1,MATCH(CK$5,'Utilisation profile'!$F27:$CR27,0))),0)","v":0},{"$f":"IF($A27>0,IF(ISNA(MATCH(CL$5,'Utilisation profile'!$F27:$CR27,0)),0,INDEX('Asset data'!$L27:$CX27,1,MATCH(CL$5,'Utilisation profile'!$F27:$CR27,0))),0)","v":0},{"$f":"IF($A27>0,IF(ISNA(MATCH(CM$5,'Utilisation profile'!$F27:$CR27,0)),0,INDEX('Asset data'!$L27:$CX27,1,MATCH(CM$5,'Utilisation profile'!$F27:$CR27,0))),0)","v":0},{"$f":"IF($A27>0,IF(ISNA(MATCH(CN$5,'Utilisation profile'!$F27:$CR27,0)),0,INDEX('Asset data'!$L27:$CX27,1,MATCH(CN$5,'Utilisation profile'!$F27:$CR27,0))),0)","v":0},{"$f":"IF($A27>0,IF(ISNA(MATCH(CO$5,'Utilisation profile'!$F27:$CR27,0)),0,INDEX('Asset data'!$L27:$CX27,1,MATCH(CO$5,'Utilisation profile'!$F27:$CR27,0))),0)","v":0},{"$f":"IF($A27>0,IF(ISNA(MATCH(CP$5,'Utilisation profile'!$F27:$CR27,0)),0,INDEX('Asset data'!$L27:$CX27,1,MATCH(CP$5,'Utilisation profile'!$F27:$CR27,0))),0)","v":0},{"$f":"IF($A27>0,IF(ISNA(MATCH(CQ$5,'Utilisation profile'!$F27:$CR27,0)),0,INDEX('Asset data'!$L27:$CX27,1,MATCH(CQ$5,'Utilisation profile'!$F27:$CR27,0))),0)","v":0},{"$f":"IF($A27>0,IF(ISNA(MATCH(CR$5,'Utilisation profile'!$F27:$CR27,0)),0,INDEX('Asset data'!$L27:$CX27,1,MATCH(CR$5,'Utilisation profile'!$F27:$CR27,0))),0)","v":0},{"$f":"IF($A27>0,IF(ISNA(MATCH(CS$5,'Utilisation profile'!$F27:$CR27,0)),0,INDEX('Asset data'!$L27:$CX27,1,MATCH(CS$5,'Utilisation profile'!$F27:$CR27,0))),0)","v":0},{"$f":"IF($A27>0,IF(ISNA(MATCH(CT$5,'Utilisation profile'!$F27:$CR27,0)),0,INDEX('Asset data'!$L27:$CX27,1,MATCH(CT$5,'Utilisation profile'!$F27:$CR27,0))),0)","v":0},{"$f":"IF($A27>0,IF(ISNA(MATCH(CU$5,'Utilisation profile'!$F27:$CR27,0)),0,INDEX('Asset data'!$L27:$CX27,1,MATCH(CU$5,'Utilisation profile'!$F27:$CR27,0))),0)","v":0},{"$f":"IF($A27>0,IF(ISNA(MATCH(CV$5,'Utilisation profile'!$F27:$CR27,0)),0,INDEX('Asset data'!$L27:$CX27,1,MATCH(CV$5,'Utilisation profile'!$F27:$CR27,0))),0)","v":0},{"$f":"IF($A27>0,IF(ISNA(MATCH(CW$5,'Utilisation profile'!$F27:$CR27,0)),0,INDEX('Asset data'!$L27:$CX27,1,MATCH(CW$5,'Utilisation profile'!$F27:$CR27,0))),0)","v":0},{"$f":"IF($A27>0,IF(ISNA(MATCH(CX$5,'Utilisation profile'!$F27:$CR27,0)),0,INDEX('Asset data'!$L27:$CX27,1,MATCH(CX$5,'Utilisation profile'!$F27:$CR27,0))),0)","v":0},{"$f":"IF($A27>0,IF(ISNA(MATCH(CY$5,'Utilisation profile'!$F27:$CR27,0)),0,INDEX('Asset data'!$L27:$CX27,1,MATCH(CY$5,'Utilisation profile'!$F27:$CR27,0))),0)","v":0},{"$f":"IF($A27>0,IF(ISNA(MATCH(CZ$5,'Utilisation profile'!$F27:$CR27,0)),0,INDEX('Asset data'!$L27:$CX27,1,MATCH(CZ$5,'Utilisation profile'!$F27:$CR27,0))),0)","v":0},{"$f":"IF($A27>0,IF(ISNA(MATCH(DA$5,'Utilisation profile'!$F27:$CR27,0)),0,INDEX('Asset data'!$L27:$CX27,1,MATCH(DA$5,'Utilisation profile'!$F27:$CR27,0))),0)","v":0},{"$f":"IF($A27>0,IF(ISNA(MATCH(DB$5,'Utilisation profile'!$F27:$CR27,0)),0,INDEX('Asset data'!$L27:$CX27,1,MATCH(DB$5,'Utilisation profile'!$F27:$CR27,0))),0)","v":0},{"$f":"IF($A27>0,IF(ISNA(MATCH(DC$5,'Utilisation profile'!$F27:$CR27,0)),0,INDEX('Asset data'!$L27:$CX27,1,MATCH(DC$5,'Utilisation profile'!$F27:$CR27,0))),0)","v":0},{"$f":"IF($A27>0,IF(ISNA(MATCH(DD$5,'Utilisation profile'!$F27:$CR27,0)),0,INDEX('Asset data'!$L27:$CX27,1,MATCH(DD$5,'Utilisation profile'!$F27:$CR27,0))),0)","v":0},{"$f":"IF($A27>0,IF(ISNA(MATCH(DE$5,'Utilisation profile'!$F27:$CR27,0)),0,INDEX('Asset data'!$L27:$CX27,1,MATCH(DE$5,'Utilisation profile'!$F27:$CR27,0))),0)","v":0},{"$f":"IF($A27>0,IF(ISNA(MATCH(DF$5,'Utilisation profile'!$F27:$CR27,0)),0,INDEX('Asset data'!$L27:$CX27,1,MATCH(DF$5,'Utilisation profile'!$F27:$CR27,0))),0)","v":0},{"$f":"IF($A27>0,IF(ISNA(MATCH(DG$5,'Utilisation profile'!$F27:$CR27,0)),0,INDEX('Asset data'!$L27:$CX27,1,MATCH(DG$5,'Utilisation profile'!$F27:$CR27,0))),0)","v":0},{"$f":"IF($A27>0,IF(ISNA(MATCH(DH$5,'Utilisation profile'!$F27:$CR27,0)),0,INDEX('Asset data'!$L27:$CX27,1,MATCH(DH$5,'Utilisation profile'!$F27:$CR27,0))),0)","v":0},{"$f":"IF($A27>0,IF(ISNA(MATCH(DI$5,'Utilisation profile'!$F27:$CR27,0)),0,INDEX('Asset data'!$L27:$CX27,1,MATCH(DI$5,'Utilisation profile'!$F27:$CR27,0))),0)","v":0},{"$f":"IF($A27>0,IF(ISNA(MATCH(DJ$5,'Utilisation profile'!$F27:$CR27,0)),0,INDEX('Asset data'!$L27:$CX27,1,MATCH(DJ$5,'Utilisation profile'!$F27:$CR27,0))),0)","v":0},{"$f":"IF($A27>0,IF(ISNA(MATCH(DK$5,'Utilisation profile'!$F27:$CR27,0)),0,INDEX('Asset data'!$L27:$CX27,1,MATCH(DK$5,'Utilisation profile'!$F27:$CR27,0))),0)","v":0},{"$f":"IF($A27>0,IF(ISNA(MATCH(DL$5,'Utilisation profile'!$F27:$CR27,0)),0,INDEX('Asset data'!$L27:$CX27,1,MATCH(DL$5,'Utilisation profile'!$F27:$CR27,0))),0)","v":0},{"$f":"IF($A27>0,IF(ISNA(MATCH(DM$5,'Utilisation profile'!$F27:$CR27,0)),0,INDEX('Asset data'!$L27:$CX27,1,MATCH(DM$5,'Utilisation profile'!$F27:$CR27,0))),0)","v":0},{"$f":"IF($A27>0,IF(ISNA(MATCH(DN$5,'Utilisation profile'!$F27:$CR27,0)),0,INDEX('Asset data'!$L27:$CX27,1,MATCH(DN$5,'Utilisation profile'!$F27:$CR27,0))),0)","v":0},{"$f":"IF($A27>0,IF(ISNA(MATCH(DO$5,'Utilisation profile'!$F27:$CR27,0)),0,INDEX('Asset data'!$L27:$CX27,1,MATCH(DO$5,'Utilisation profile'!$F27:$CR27,0))),0)","v":0},{"$f":"IF($A27>0,IF(ISNA(MATCH(DP$5,'Utilisation profile'!$F27:$CR27,0)),0,INDEX('Asset data'!$L27:$CX27,1,MATCH(DP$5,'Utilisation profile'!$F27:$CR27,0))),0)","v":0},{"$f":"IF($A27>0,IF(ISNA(MATCH(DQ$5,'Utilisation profile'!$F27:$CR27,0)),0,INDEX('Asset data'!$L27:$CX27,1,MATCH(DQ$5,'Utilisation profile'!$F27:$CR27,0))),0)","v":0},{"$f":"IF($A27>0,IF(ISNA(MATCH(DR$5,'Utilisation profile'!$F27:$CR27,0)),0,INDEX('Asset data'!$L27:$CX27,1,MATCH(DR$5,'Utilisation profile'!$F27:$CR27,0))),0)","v":0},{"$f":"IF($A27>0,IF(ISNA(MATCH(DS$5,'Utilisation profile'!$F27:$CR27,0)),0,INDEX('Asset data'!$L27:$CX27,1,MATCH(DS$5,'Utilisation profile'!$F27:$CR27,0))),0)","v":0},{"$f":"IF($A27>0,IF(ISNA(MATCH(DT$5,'Utilisation profile'!$F27:$CR27,0)),0,INDEX('Asset data'!$L27:$CX27,1,MATCH(DT$5,'Utilisation profile'!$F27:$CR27,0))),0)","v":0},{"$f":"IF($A27>0,IF(ISNA(MATCH(DU$5,'Utilisation profile'!$F27:$CR27,0)),0,INDEX('Asset data'!$L27:$CX27,1,MATCH(DU$5,'Utilisation profile'!$F27:$CR27,0))),0)","v":0},{"$f":"IF($A27>0,IF(ISNA(MATCH(DV$5,'Utilisation profile'!$F27:$CR27,0)),0,INDEX('Asset data'!$L27:$CX27,1,MATCH(DV$5,'Utilisation profile'!$F27:$CR27,0))),0)","v":0},{"$f":"IF($A27>0,IF(ISNA(MATCH(DW$5,'Utilisation profile'!$F27:$CR27,0)),0,INDEX('Asset data'!$L27:$CX27,1,MATCH(DW$5,'Utilisation profile'!$F27:$CR27,0))),0)","v":0},{"$f":"IF($A27>0,IF(ISNA(MATCH(DX$5,'Utilisation profile'!$F27:$CR27,0)),0,INDEX('Asset data'!$L27:$CX27,1,MATCH(DX$5,'Utilisation profile'!$F27:$CR27,0))),0)","v":0},{"$f":"IF($A27>0,IF(ISNA(MATCH(DY$5,'Utilisation profile'!$F27:$CR27,0)),0,INDEX('Asset data'!$L27:$CX27,1,MATCH(DY$5,'Utilisation profile'!$F27:$CR27,0))),0)","v":0},{"$f":"IF($A27>0,IF(ISNA(MATCH(DZ$5,'Utilisation profile'!$F27:$CR27,0)),0,INDEX('Asset data'!$L27:$CX27,1,MATCH(DZ$5,'Utilisation profile'!$F27:$CR27,0))),0)","v":0},{"$f":"IF($A27>0,IF(ISNA(MATCH(EA$5,'Utilisation profile'!$F27:$CR27,0)),0,INDEX('Asset data'!$L27:$CX27,1,MATCH(EA$5,'Utilisation profile'!$F27:$CR27,0))),0)","v":0},{"$f":"IF($A27>0,IF(ISNA(MATCH(EB$5,'Utilisation profile'!$F27:$CR27,0)),0,INDEX('Asset data'!$L27:$CX27,1,MATCH(EB$5,'Utilisation profile'!$F27:$CR27,0))),0)","v":0},{"$f":"IF($A27>0,IF(ISNA(MATCH(EC$5,'Utilisation profile'!$F27:$CR27,0)),0,INDEX('Asset data'!$L27:$CX27,1,MATCH(EC$5,'Utilisation profile'!$F27:$CR27,0))),0)","v":0},{"$f":"IF($A27>0,IF(ISNA(MATCH(ED$5,'Utilisation profile'!$F27:$CR27,0)),0,INDEX('Asset data'!$L27:$CX27,1,MATCH(ED$5,'Utilisation profile'!$F27:$CR27,0))),0)","v":0},{"$f":"IF($A27>0,IF(ISNA(MATCH(EE$5,'Utilisation profile'!$F27:$CR27,0)),0,INDEX('Asset data'!$L27:$CX27,1,MATCH(EE$5,'Utilisation profile'!$F27:$CR27,0))),0)","v":0},{"$f":"IF($A27>0,IF(ISNA(MATCH(EF$5,'Utilisation profile'!$F27:$CR27,0)),0,INDEX('Asset data'!$L27:$CX27,1,MATCH(EF$5,'Utilisation profile'!$F27:$CR27,0))),0)","v":0},{"$f":"IF($A27>0,IF(ISNA(MATCH(EG$5,'Utilisation profile'!$F27:$CR27,0)),0,INDEX('Asset data'!$L27:$CX27,1,MATCH(EG$5,'Utilisation profile'!$F27:$CR27,0))),0)","v":0},{"$f":"IF($A27>0,IF(ISNA(MATCH(EH$5,'Utilisation profile'!$F27:$CR27,0)),0,INDEX('Asset data'!$L27:$CX27,1,MATCH(EH$5,'Utilisation profile'!$F27:$CR27,0))),0)","v":0},{"$f":"IF($A27>0,IF(ISNA(MATCH(EI$5,'Utilisation profile'!$F27:$CR27,0)),0,INDEX('Asset data'!$L27:$CX27,1,MATCH(EI$5,'Utilisation profile'!$F27:$CR27,0))),0)","v":0},{"$f":"IF($A27>0,IF(ISNA(MATCH(EJ$5,'Utilisation profile'!$F27:$CR27,0)),0,INDEX('Asset data'!$L27:$CX27,1,MATCH(EJ$5,'Utilisation profile'!$F27:$CR27,0))),0)","v":0},{"$f":"IF($A27>0,IF(ISNA(MATCH(EK$5,'Utilisation profile'!$F27:$CR27,0)),0,INDEX('Asset data'!$L27:$CX27,1,MATCH(EK$5,'Utilisation profile'!$F27:$CR27,0))),0)","v":0},{"$f":"IF($A27>0,IF(ISNA(MATCH(EL$5,'Utilisation profile'!$F27:$CR27,0)),0,INDEX('Asset data'!$L27:$CX27,1,MATCH(EL$5,'Utilisation profile'!$F27:$CR27,0))),0)","v":0},{"$f":"IF($A27>0,IF(ISNA(MATCH(EM$5,'Utilisation profile'!$F27:$CR27,0)),0,INDEX('Asset data'!$L27:$CX27,1,MATCH(EM$5,'Utilisation profile'!$F27:$CR27,0))),0)","v":0},{"$f":"IF($A27>0,IF(ISNA(MATCH(EN$5,'Utilisation profile'!$F27:$CR27,0)),0,INDEX('Asset data'!$L27:$CX27,1,MATCH(EN$5,'Utilisation profile'!$F27:$CR27,0))),0)","v":0},{"$f":"IF($A27>0,IF(ISNA(MATCH(EO$5,'Utilisation profile'!$F27:$CR27,0)),0,INDEX('Asset data'!$L27:$CX27,1,MATCH(EO$5,'Utilisation profile'!$F27:$CR27,0))),0)","v":0},{"$f":"IF($A27>0,IF(ISNA(MATCH(EP$5,'Utilisation profile'!$F27:$CR27,0)),0,INDEX('Asset data'!$L27:$CX27,1,MATCH(EP$5,'Utilisation profile'!$F27:$CR27,0))),0)","v":0},{"$f":"IF($A27>0,IF(ISNA(MATCH(EQ$5,'Utilisation profile'!$F27:$CR27,0)),0,INDEX('Asset data'!$L27:$CX27,1,MATCH(EQ$5,'Utilisation profile'!$F27:$CR27,0))),0)","v":0},{"$f":"IF($A27>0,IF(ISNA(MATCH(ER$5,'Utilisation profile'!$F27:$CR27,0)),0,INDEX('Asset data'!$L27:$CX27,1,MATCH(ER$5,'Utilisation profile'!$F27:$CR27,0))),0)","v":0},{"$f":"IF($A27>0,IF(ISNA(MATCH(ES$5,'Utilisation profile'!$F27:$CR27,0)),0,INDEX('Asset data'!$L27:$CX27,1,MATCH(ES$5,'Utilisation profile'!$F27:$CR27,0))),0)","v":0},{"$f":"IF($A27>0,IF(ISNA(MATCH(ET$5,'Utilisation profile'!$F27:$CR27,0)),0,INDEX('Asset data'!$L27:$CX27,1,MATCH(ET$5,'Utilisation profile'!$F27:$CR27,0))),0)","v":0},{"$f":"IF($A27>0,IF(ISNA(MATCH(EU$5,'Utilisation profile'!$F27:$CR27,0)),0,INDEX('Asset data'!$L27:$CX27,1,MATCH(EU$5,'Utilisation profile'!$F27:$CR27,0))),0)","v":0},{"$f":"IF($A27>0,IF(ISNA(MATCH(EV$5,'Utilisation profile'!$F27:$CR27,0)),0,INDEX('Asset data'!$L27:$CX27,1,MATCH(EV$5,'Utilisation profile'!$F27:$CR27,0))),0)","v":0},{"$f":"IF($A27>0,IF(ISNA(MATCH(EW$5,'Utilisation profile'!$F27:$CR27,0)),0,INDEX('Asset data'!$L27:$CX27,1,MATCH(EW$5,'Utilisation profile'!$F27:$CR27,0))),0)","v":0},{"$f":"IF($A27>0,IF(ISNA(MATCH(EX$5,'Utilisation profile'!$F27:$CR27,0)),0,INDEX('Asset data'!$L27:$CX27,1,MATCH(EX$5,'Utilisation profile'!$F27:$CR27,0))),0)","v":0},{"$f":"IF($A27>0,IF(ISNA(MATCH(EY$5,'Utilisation profile'!$F27:$CR27,0)),0,INDEX('Asset data'!$L27:$CX27,1,MATCH(EY$5,'Utilisation profile'!$F27:$CR27,0))),0)","v":0},{"$f":"IF($A27>0,IF(ISNA(MATCH(EZ$5,'Utilisation profile'!$F27:$CR27,0)),0,INDEX('Asset data'!$L27:$CX27,1,MATCH(EZ$5,'Utilisation profile'!$F27:$CR27,0))),0)","v":0},{"$f":"IF($A27>0,IF(ISNA(MATCH(FA$5,'Utilisation profile'!$F27:$CR27,0)),0,INDEX('Asset data'!$L27:$CX27,1,MATCH(FA$5,'Utilisation profile'!$F27:$CR27,0))),0)","v":0}]
[{"$f":"'Asset data'!A28","v":2},{"$f":"'Asset data'!B28","v":0},{"$f":"'Asset data'!C28","v":0},{"$f":"'Asset data'!E28","v":"HV Feeders - Rural Short"},{"$f":"'Asset data'!I28","v":86.133333333333368},{"$f":"IF($A28>0,'Utilisation profile'!CU28,0)","v":-7},{"$f":"IF($A28>0,IF(ISNA(MATCH(G$5,'Utilisation profile'!$F28:$CR28,0)),0,INDEX('Asset data'!$L28:$CX28,1,MATCH(G$5,'Utilisation profile'!$F28:$CR28,0))),0)","v":0},{"$f":"IF($A28>0,IF(ISNA(MATCH(H$5,'Utilisation profile'!$F28:$CR28,0)),0,INDEX('Asset data'!$L28:$CX28,1,MATCH(H$5,'Utilisation profile'!$F28:$CR28,0))),0)","v":0},{"$f":"IF($A28>0,IF(ISNA(MATCH(I$5,'Utilisation profile'!$F28:$CR28,0)),0,INDEX('Asset data'!$L28:$CX28,1,MATCH(I$5,'Utilisation profile'!$F28:$CR28,0))),0)","v":0},{"$f":"IF($A28>0,IF(ISNA(MATCH(J$5,'Utilisation profile'!$F28:$CR28,0)),0,INDEX('Asset data'!$L28:$CX28,1,MATCH(J$5,'Utilisation profile'!$F28:$CR28,0))),0)","v":0},{"$f":"IF($A28>0,IF(ISNA(MATCH(K$5,'Utilisation profile'!$F28:$CR28,0)),0,INDEX('Asset data'!$L28:$CX28,1,MATCH(K$5,'Utilisation profile'!$F28:$CR28,0))),0)","v":0},{"$f":"IF($A28>0,IF(ISNA(MATCH(L$5,'Utilisation profile'!$F28:$CR28,0)),0,INDEX('Asset data'!$L28:$CX28,1,MATCH(L$5,'Utilisation profile'!$F28:$CR28,0))),0)","v":0},{"$f":"IF($A28>0,IF(ISNA(MATCH(M$5,'Utilisation profile'!$F28:$CR28,0)),0,INDEX('Asset data'!$L28:$CX28,1,MATCH(M$5,'Utilisation profile'!$F28:$CR28,0))),0)","v":58.509888715241964},{"$f":"IF($A28>0,IF(ISNA(MATCH(N$5,'Utilisation profile'!$F28:$CR28,0)),0,INDEX('Asset data'!$L28:$CX28,1,MATCH(N$5,'Utilisation profile'!$F28:$CR28,0))),0)","v":0},{"$f":"IF($A28>0,IF(ISNA(MATCH(O$5,'Utilisation profile'!$F28:$CR28,0)),0,INDEX('Asset data'!$L28:$CX28,1,MATCH(O$5,'Utilisation profile'!$F28:$CR28,0))),0)","v":23.062602912941117},{"$f":"IF($A28>0,IF(ISNA(MATCH(P$5,'Utilisation profile'!$F28:$CR28,0)),0,INDEX('Asset data'!$L28:$CX28,1,MATCH(P$5,'Utilisation profile'!$F28:$CR28,0))),0)","v":21.917370918976573},{"$f":"IF($A28>0,IF(ISNA(MATCH(Q$5,'Utilisation profile'!$F28:$CR28,0)),0,INDEX('Asset data'!$L28:$CX28,1,MATCH(Q$5,'Utilisation profile'!$F28:$CR28,0))),0)","v":13.877797288024494},{"$f":"IF($A28>0,IF(ISNA(MATCH(R$5,'Utilisation profile'!$F28:$CR28,0)),0,INDEX('Asset data'!$L28:$CX28,1,MATCH(R$5,'Utilisation profile'!$F28:$CR28,0))),0)","v":42.511801431132035},{"$f":"IF($A28>0,IF(ISNA(MATCH(S$5,'Utilisation profile'!$F28:$CR28,0)),0,INDEX('Asset data'!$L28:$CX28,1,MATCH(S$5,'Utilisation profile'!$F28:$CR28,0))),0)","v":10.070143395205452},{"$f":"IF($A28>0,IF(ISNA(MATCH(T$5,'Utilisation profile'!$F28:$CR28,0)),0,INDEX('Asset data'!$L28:$CX28,1,MATCH(T$5,'Utilisation profile'!$F28:$CR28,0))),0)","v":11.254866147582565},{"$f":"IF($A28>0,IF(ISNA(MATCH(U$5,'Utilisation profile'!$F28:$CR28,0)),0,INDEX('Asset data'!$L28:$CX28,1,MATCH(U$5,'Utilisation profile'!$F28:$CR28,0))),0)","v":0},{"$f":"IF($A28>0,IF(ISNA(MATCH(V$5,'Utilisation profile'!$F28:$CR28,0)),0,INDEX('Asset data'!$L28:$CX28,1,MATCH(V$5,'Utilisation profile'!$F28:$CR28,0))),0)","v":33.093428754814752},{"$f":"IF($A28>0,IF(ISNA(MATCH(W$5,'Utilisation profile'!$F28:$CR28,0)),0,INDEX('Asset data'!$L28:$CX28,1,MATCH(W$5,'Utilisation profile'!$F28:$CR28,0))),0)","v":71.696511128506103},{"$f":"IF($A28>0,IF(ISNA(MATCH(X$5,'Utilisation profile'!$F28:$CR28,0)),0,INDEX('Asset data'!$L28:$CX28,1,MATCH(X$5,'Utilisation profile'!$F28:$CR28,0))),0)","v":22.707186087227981},{"$f":"IF($A28>0,IF(ISNA(MATCH(Y$5,'Utilisation profile'!$F28:$CR28,0)),0,INDEX('Asset data'!$L28:$CX28,1,MATCH(Y$5,'Utilisation profile'!$F28:$CR28,0))),0)","v":12.242135107896823},{"$f":"IF($A28>0,IF(ISNA(MATCH(Z$5,'Utilisation profile'!$F28:$CR28,0)),0,INDEX('Asset data'!$L28:$CX28,1,MATCH(Z$5,'Utilisation profile'!$F28:$CR28,0))),0)","v":11.141330217146423},{"$f":"IF($A28>0,IF(ISNA(MATCH(AA$5,'Utilisation profile'!$F28:$CR28,0)),0,INDEX('Asset data'!$L28:$CX28,1,MATCH(AA$5,'Utilisation profile'!$F28:$CR28,0))),0)","v":8.6394694281535589},{"$f":"IF($A28>0,IF(ISNA(MATCH(AB$5,'Utilisation profile'!$F28:$CR28,0)),0,INDEX('Asset data'!$L28:$CX28,1,MATCH(AB$5,'Utilisation profile'!$F28:$CR28,0))),0)","v":40.24108282240924},{"$f":"IF($A28>0,IF(ISNA(MATCH(AC$5,'Utilisation profile'!$F28:$CR28,0)),0,INDEX('Asset data'!$L28:$CX28,1,MATCH(AC$5,'Utilisation profile'!$F28:$CR28,0))),0)","v":0},{"$f":"IF($A28>0,IF(ISNA(MATCH(AD$5,'Utilisation profile'!$F28:$CR28,0)),0,INDEX('Asset data'!$L28:$CX28,1,MATCH(AD$5,'Utilisation profile'!$F28:$CR28,0))),0)","v":37.451268586658045},{"$f":"IF($A28>0,IF(ISNA(MATCH(AE$5,'Utilisation profile'!$F28:$CR28,0)),0,INDEX('Asset data'!$L28:$CX28,1,MATCH(AE$5,'Utilisation profile'!$F28:$CR28,0))),0)","v":32.04640404163937},{"$f":"IF($A28>0,IF(ISNA(MATCH(AF$5,'Utilisation profile'!$F28:$CR28,0)),0,INDEX('Asset data'!$L28:$CX28,1,MATCH(AF$5,'Utilisation profile'!$F28:$CR28,0))),0)","v":38.766761175006607},{"$f":"IF($A28>0,IF(ISNA(MATCH(AG$5,'Utilisation profile'!$F28:$CR28,0)),0,INDEX('Asset data'!$L28:$CX28,1,MATCH(AG$5,'Utilisation profile'!$F28:$CR28,0))),0)","v":48.111175281840701},{"$f":"IF($A28>0,IF(ISNA(MATCH(AH$5,'Utilisation profile'!$F28:$CR28,0)),0,INDEX('Asset data'!$L28:$CX28,1,MATCH(AH$5,'Utilisation profile'!$F28:$CR28,0))),0)","v":10.859958563456861},{"$f":"IF($A28>0,IF(ISNA(MATCH(AI$5,'Utilisation profile'!$F28:$CR28,0)),0,INDEX('Asset data'!$L28:$CX28,1,MATCH(AI$5,'Utilisation profile'!$F28:$CR28,0))),0)","v":49.793862641393865},{"$f":"IF($A28>0,IF(ISNA(MATCH(AJ$5,'Utilisation profile'!$F28:$CR28,0)),0,INDEX('Asset data'!$L28:$CX28,1,MATCH(AJ$5,'Utilisation profile'!$F28:$CR28,0))),0)","v":0},{"$f":"IF($A28>0,IF(ISNA(MATCH(AK$5,'Utilisation profile'!$F28:$CR28,0)),0,INDEX('Asset data'!$L28:$CX28,1,MATCH(AK$5,'Utilisation profile'!$F28:$CR28,0))),0)","v":79.801642882524675},{"$f":"IF($A28>0,IF(ISNA(MATCH(AL$5,'Utilisation profile'!$F28:$CR28,0)),0,INDEX('Asset data'!$L28:$CX28,1,MATCH(AL$5,'Utilisation profile'!$F28:$CR28,0))),0)","v":35.678514585111301},{"$f":"IF($A28>0,IF(ISNA(MATCH(AM$5,'Utilisation profile'!$F28:$CR28,0)),0,INDEX('Asset data'!$L28:$CX28,1,MATCH(AM$5,'Utilisation profile'!$F28:$CR28,0))),0)","v":14.414126820588196},{"$f":"IF($A28>0,IF(ISNA(MATCH(AN$5,'Utilisation profile'!$F28:$CR28,0)),0,INDEX('Asset data'!$L28:$CX28,1,MATCH(AN$5,'Utilisation profile'!$F28:$CR28,0))),0)","v":3.9837168574084174},{"$f":"IF($A28>0,IF(ISNA(MATCH(AO$5,'Utilisation profile'!$F28:$CR28,0)),0,INDEX('Asset data'!$L28:$CX28,1,MATCH(AO$5,'Utilisation profile'!$F28:$CR28,0))),0)","v":4.7388910095084471},{"$f":"IF($A28>0,IF(ISNA(MATCH(AP$5,'Utilisation profile'!$F28:$CR28,0)),0,INDEX('Asset data'!$L28:$CX28,1,MATCH(AP$5,'Utilisation profile'!$F28:$CR28,0))),0)","v":9.1625487720393615},{"$f":"IF($A28>0,IF(ISNA(MATCH(AQ$5,'Utilisation profile'!$F28:$CR28,0)),0,INDEX('Asset data'!$L28:$CX28,1,MATCH(AQ$5,'Utilisation profile'!$F28:$CR28,0))),0)","v":30.763300803392344},{"$f":"IF($A28>0,IF(ISNA(MATCH(AR$5,'Utilisation profile'!$F28:$CR28,0)),0,INDEX('Asset data'!$L28:$CX28,1,MATCH(AR$5,'Utilisation profile'!$F28:$CR28,0))),0)","v":25.334707162309968},{"$f":"IF($A28>0,IF(ISNA(MATCH(AS$5,'Utilisation profile'!$F28:$CR28,0)),0,INDEX('Asset data'!$L28:$CX28,1,MATCH(AS$5,'Utilisation profile'!$F28:$CR28,0))),0)","v":23.793181943573664},{"$f":"IF($A28>0,IF(ISNA(MATCH(AT$5,'Utilisation profile'!$F28:$CR28,0)),0,INDEX('Asset data'!$L28:$CX28,1,MATCH(AT$5,'Utilisation profile'!$F28:$CR28,0))),0)","v":14.414126820588196},{"$f":"IF($A28>0,IF(ISNA(MATCH(AU$5,'Utilisation profile'!$F28:$CR28,0)),0,INDEX('Asset data'!$L28:$CX28,1,MATCH(AU$5,'Utilisation profile'!$F28:$CR28,0))),0)","v":36.253555453224173},{"$f":"IF($A28>0,IF(ISNA(MATCH(AV$5,'Utilisation profile'!$F28:$CR28,0)),0,INDEX('Asset data'!$L28:$CX28,1,MATCH(AV$5,'Utilisation profile'!$F28:$CR28,0))),0)","v":0},{"$f":"IF($A28>0,IF(ISNA(MATCH(AW$5,'Utilisation profile'!$F28:$CR28,0)),0,INDEX('Asset data'!$L28:$CX28,1,MATCH(AW$5,'Utilisation profile'!$F28:$CR28,0))),0)","v":0},{"$f":"IF($A28>0,IF(ISNA(MATCH(AX$5,'Utilisation profile'!$F28:$CR28,0)),0,INDEX('Asset data'!$L28:$CX28,1,MATCH(AX$5,'Utilisation profile'!$F28:$CR28,0))),0)","v":0},{"$f":"IF($A28>0,IF(ISNA(MATCH(AY$5,'Utilisation profile'!$F28:$CR28,0)),0,INDEX('Asset data'!$L28:$CX28,1,MATCH(AY$5,'Utilisation profile'!$F28:$CR28,0))),0)","v":39.563504546488289},{"$f":"IF($A28>0,IF(ISNA(MATCH(AZ$5,'Utilisation profile'!$F28:$CR28,0)),0,INDEX('Asset data'!$L28:$CX28,1,MATCH(AZ$5,'Utilisation profile'!$F28:$CR28,0))),0)","v":37.331583875855038},{"$f":"IF($A28>0,IF(ISNA(MATCH(BA$5,'Utilisation profile'!$F28:$CR28,0)),0,INDEX('Asset data'!$L28:$CX28,1,MATCH(BA$5,'Utilisation profile'!$F28:$CR28,0))),0)","v":0},{"$f":"IF($A28>0,IF(ISNA(MATCH(BB$5,'Utilisation profile'!$F28:$CR28,0)),0,INDEX('Asset data'!$L28:$CX28,1,MATCH(BB$5,'Utilisation profile'!$F28:$CR28,0))),0)","v":22.166786235266493},{"$f":"IF($A28>0,IF(ISNA(MATCH(BC$5,'Utilisation profile'!$F28:$CR28,0)),0,INDEX('Asset data'!$L28:$CX28,1,MATCH(BC$5,'Utilisation profile'!$F28:$CR28,0))),0)","v":12.834496484085381},{"$f":"IF($A28>0,IF(ISNA(MATCH(BD$5,'Utilisation profile'!$F28:$CR28,0)),0,INDEX('Asset data'!$L28:$CX28,1,MATCH(BD$5,'Utilisation profile'!$F28:$CR28,0))),0)","v":0},{"$f":"IF($A28>0,IF(ISNA(MATCH(BE$5,'Utilisation profile'!$F28:$CR28,0)),0,INDEX('Asset data'!$L28:$CX28,1,MATCH(BE$5,'Utilisation profile'!$F28:$CR28,0))),0)","v":15.93486742963367},{"$f":"IF($A28>0,IF(ISNA(MATCH(BF$5,'Utilisation profile'!$F28:$CR28,0)),0,INDEX('Asset data'!$L28:$CX28,1,MATCH(BF$5,'Utilisation profile'!$F28:$CR28,0))),0)","v":28.272265331946784},{"$f":"IF($A28>0,IF(ISNA(MATCH(BG$5,'Utilisation profile'!$F28:$CR28,0)),0,INDEX('Asset data'!$L28:$CX28,1,MATCH(BG$5,'Utilisation profile'!$F28:$CR28,0))),0)","v":0},{"$f":"IF($A28>0,IF(ISNA(MATCH(BH$5,'Utilisation profile'!$F28:$CR28,0)),0,INDEX('Asset data'!$L28:$CX28,1,MATCH(BH$5,'Utilisation profile'!$F28:$CR28,0))),0)","v":0},{"$f":"IF($A28>0,IF(ISNA(MATCH(BI$5,'Utilisation profile'!$F28:$CR28,0)),0,INDEX('Asset data'!$L28:$CX28,1,MATCH(BI$5,'Utilisation profile'!$F28:$CR28,0))),0)","v":0},{"$f":"IF($A28>0,IF(ISNA(MATCH(BJ$5,'Utilisation profile'!$F28:$CR28,0)),0,INDEX('Asset data'!$L28:$CX28,1,MATCH(BJ$5,'Utilisation profile'!$F28:$CR28,0))),0)","v":0},{"$f":"IF($A28>0,IF(ISNA(MATCH(BK$5,'Utilisation profile'!$F28:$CR28,0)),0,INDEX('Asset data'!$L28:$CX28,1,MATCH(BK$5,'Utilisation profile'!$F28:$CR28,0))),0)","v":0},{"$f":"IF($A28>0,IF(ISNA(MATCH(BL$5,'Utilisation profile'!$F28:$CR28,0)),0,INDEX('Asset data'!$L28:$CX28,1,MATCH(BL$5,'Utilisation profile'!$F28:$CR28,0))),0)","v":17.178479909468123},{"$f":"IF($A28>0,IF(ISNA(MATCH(BM$5,'Utilisation profile'!$F28:$CR28,0)),0,INDEX('Asset data'!$L28:$CX28,1,MATCH(BM$5,'Utilisation profile'!$F28:$CR28,0))),0)","v":11.610282973295698},{"$f":"IF($A28>0,IF(ISNA(MATCH(BN$5,'Utilisation profile'!$F28:$CR28,0)),0,INDEX('Asset data'!$L28:$CX28,1,MATCH(BN$5,'Utilisation profile'!$F28:$CR28,0))),0)","v":0},{"$f":"IF($A28>0,IF(ISNA(MATCH(BO$5,'Utilisation profile'!$F28:$CR28,0)),0,INDEX('Asset data'!$L28:$CX28,1,MATCH(BO$5,'Utilisation profile'!$F28:$CR28,0))),0)","v":0},{"$f":"IF($A28>0,IF(ISNA(MATCH(BP$5,'Utilisation profile'!$F28:$CR28,0)),0,INDEX('Asset data'!$L28:$CX28,1,MATCH(BP$5,'Utilisation profile'!$F28:$CR28,0))),0)","v":11.254866147582565},{"$f":"IF($A28>0,IF(ISNA(MATCH(BQ$5,'Utilisation profile'!$F28:$CR28,0)),0,INDEX('Asset data'!$L28:$CX28,1,MATCH(BQ$5,'Utilisation profile'!$F28:$CR28,0))),0)","v":6.3185213460112637},{"$f":"IF($A28>0,IF(ISNA(MATCH(BR$5,'Utilisation profile'!$F28:$CR28,0)),0,INDEX('Asset data'!$L28:$CX28,1,MATCH(BR$5,'Utilisation profile'!$F28:$CR28,0))),0)","v":0},{"$f":"IF($A28>0,IF(ISNA(MATCH(BS$5,'Utilisation profile'!$F28:$CR28,0)),0,INDEX('Asset data'!$L28:$CX28,1,MATCH(BS$5,'Utilisation profile'!$F28:$CR28,0))),0)","v":0},{"$f":"IF($A28>0,IF(ISNA(MATCH(BT$5,'Utilisation profile'!$F28:$CR28,0)),0,INDEX('Asset data'!$L28:$CX28,1,MATCH(BT$5,'Utilisation profile'!$F28:$CR28,0))),0)","v":0},{"$f":"IF($A28>0,IF(ISNA(MATCH(BU$5,'Utilisation profile'!$F28:$CR28,0)),0,INDEX('Asset data'!$L28:$CX28,1,MATCH(BU$5,'Utilisation profile'!$F28:$CR28,0))),0)","v":12.150336415095673},{"$f":"IF($A28>0,IF(ISNA(MATCH(BV$5,'Utilisation profile'!$F28:$CR28,0)),0,INDEX('Asset data'!$L28:$CX28,1,MATCH(BV$5,'Utilisation profile'!$F28:$CR28,0))),0)","v":0},{"$f":"IF($A28>0,IF(ISNA(MATCH(BW$5,'Utilisation profile'!$F28:$CR28,0)),0,INDEX('Asset data'!$L28:$CX28,1,MATCH(BW$5,'Utilisation profile'!$F28:$CR28,0))),0)","v":0},{"$f":"IF($A28>0,IF(ISNA(MATCH(BX$5,'Utilisation profile'!$F28:$CR28,0)),0,INDEX('Asset data'!$L28:$CX28,1,MATCH(BX$5,'Utilisation profile'!$F28:$CR28,0))),0)","v":15.138124058151988},{"$f":"IF($A28>0,IF(ISNA(MATCH(BY$5,'Utilisation profile'!$F28:$CR28,0)),0,INDEX('Asset data'!$L28:$CX28,1,MATCH(BY$5,'Utilisation profile'!$F28:$CR28,0))),0)","v":0},{"$f":"IF($A28>0,IF(ISNA(MATCH(BZ$5,'Utilisation profile'!$F28:$CR28,0)),0,INDEX('Asset data'!$L28:$CX28,1,MATCH(BZ$5,'Utilisation profile'!$F28:$CR28,0))),0)","v":17.178479909468123},{"$f":"IF($A28>0,IF(ISNA(MATCH(CA$5,'Utilisation profile'!$F28:$CR28,0)),0,INDEX('Asset data'!$L28:$CX28,1,MATCH(CA$5,'Utilisation profile'!$F28:$CR28,0))),0)","v":0},{"$f":"IF($A28>0,IF(ISNA(MATCH(CB$5,'Utilisation profile'!$F28:$CR28,0)),0,INDEX('Asset data'!$L28:$CX28,1,MATCH(CB$5,'Utilisation profile'!$F28:$CR28,0))),0)","v":0},{"$f":"IF($A28>0,IF(ISNA(MATCH(CC$5,'Utilisation profile'!$F28:$CR28,0)),0,INDEX('Asset data'!$L28:$CX28,1,MATCH(CC$5,'Utilisation profile'!$F28:$CR28,0))),0)","v":18.723469229819564},{"$f":"IF($A28>0,IF(ISNA(MATCH(CD$5,'Utilisation profile'!$F28:$CR28,0)),0,INDEX('Asset data'!$L28:$CX28,1,MATCH(CD$5,'Utilisation profile'!$F28:$CR28,0))),0)","v":31.921696383494407},{"$f":"IF($A28>0,IF(ISNA(MATCH(CE$5,'Utilisation profile'!$F28:$CR28,0)),0,INDEX('Asset data'!$L28:$CX28,1,MATCH(CE$5,'Utilisation profile'!$F28:$CR28,0))),0)","v":0},{"$f":"IF($A28>0,IF(ISNA(MATCH(CF$5,'Utilisation profile'!$F28:$CR28,0)),0,INDEX('Asset data'!$L28:$CX28,1,MATCH(CF$5,'Utilisation profile'!$F28:$CR28,0))),0)","v":0},{"$f":"IF($A28>0,IF(ISNA(MATCH(CG$5,'Utilisation profile'!$F28:$CR28,0)),0,INDEX('Asset data'!$L28:$CX28,1,MATCH(CG$5,'Utilisation profile'!$F28:$CR28,0))),0)","v":11.472411729013217},{"$f":"IF($A28>0,IF(ISNA(MATCH(CH$5,'Utilisation profile'!$F28:$CR28,0)),0,INDEX('Asset data'!$L28:$CX28,1,MATCH(CH$5,'Utilisation profile'!$F28:$CR28,0))),0)","v":9.1625487720393615},{"$f":"IF($A28>0,IF(ISNA(MATCH(CI$5,'Utilisation profile'!$F28:$CR28,0)),0,INDEX('Asset data'!$L28:$CX28,1,MATCH(CI$5,'Utilisation profile'!$F28:$CR28,0))),0)","v":0},{"$f":"IF($A28>0,IF(ISNA(MATCH(CJ$5,'Utilisation profile'!$F28:$CR28,0)),0,INDEX('Asset data'!$L28:$CX28,1,MATCH(CJ$5,'Utilisation profile'!$F28:$CR28,0))),0)","v":0},{"$f":"IF($A28>0,IF(ISNA(MATCH(CK$5,'Utilisation profile'!$F28:$CR28,0)),0,INDEX('Asset data'!$L28:$CX28,1,MATCH(CK$5,'Utilisation profile'!$F28:$CR28,0))),0)","v":15.993757157091011},{"$f":"IF($A28>0,IF(ISNA(MATCH(CL$5,'Utilisation profile'!$F28:$CR28,0)),0,INDEX('Asset data'!$L28:$CX28,1,MATCH(CL$5,'Utilisation profile'!$F28:$CR28,0))),0)","v":0},{"$f":"IF($A28>0,IF(ISNA(MATCH(CM$5,'Utilisation profile'!$F28:$CR28,0)),0,INDEX('Asset data'!$L28:$CX28,1,MATCH(CM$5,'Utilisation profile'!$F28:$CR28,0))),0)","v":9.1625487720393615},{"$f":"IF($A28>0,IF(ISNA(MATCH(CN$5,'Utilisation profile'!$F28:$CR28,0)),0,INDEX('Asset data'!$L28:$CX28,1,MATCH(CN$5,'Utilisation profile'!$F28:$CR28,0))),0)","v":0},{"$f":"IF($A28>0,IF(ISNA(MATCH(CO$5,'Utilisation profile'!$F28:$CR28,0)),0,INDEX('Asset data'!$L28:$CX28,1,MATCH(CO$5,'Utilisation profile'!$F28:$CR28,0))),0)","v":9.1625487720393615},{"$f":"IF($A28>0,IF(ISNA(MATCH(CP$5,'Utilisation profile'!$F28:$CR28,0)),0,INDEX('Asset data'!$L28:$CX28,1,MATCH(CP$5,'Utilisation profile'!$F28:$CR28,0))),0)","v":0},{"$f":"IF($A28>0,IF(ISNA(MATCH(CQ$5,'Utilisation profile'!$F28:$CR28,0)),0,INDEX('Asset data'!$L28:$CX28,1,MATCH(CQ$5,'Utilisation profile'!$F28:$CR28,0))),0)","v":0},{"$f":"IF($A28>0,IF(ISNA(MATCH(CR$5,'Utilisation profile'!$F28:$CR28,0)),0,INDEX('Asset data'!$L28:$CX28,1,MATCH(CR$5,'Utilisation profile'!$F28:$CR28,0))),0)","v":0},{"$f":"IF($A28>0,IF(ISNA(MATCH(CS$5,'Utilisation profile'!$F28:$CR28,0)),0,INDEX('Asset data'!$L28:$CX28,1,MATCH(CS$5,'Utilisation profile'!$F28:$CR28,0))),0)","v":11.452319939645417},{"$f":"IF($A28>0,IF(ISNA(MATCH(CT$5,'Utilisation profile'!$F28:$CR28,0)),0,INDEX('Asset data'!$L28:$CX28,1,MATCH(CT$5,'Utilisation profile'!$F28:$CR28,0))),0)","v":0},{"$f":"IF($A28>0,IF(ISNA(MATCH(CU$5,'Utilisation profile'!$F28:$CR28,0)),0,INDEX('Asset data'!$L28:$CX28,1,MATCH(CU$5,'Utilisation profile'!$F28:$CR28,0))),0)","v":40.08311978875895},{"$f":"IF($A28>0,IF(ISNA(MATCH(CV$5,'Utilisation profile'!$F28:$CR28,0)),0,INDEX('Asset data'!$L28:$CX28,1,MATCH(CV$5,'Utilisation profile'!$F28:$CR28,0))),0)","v":0},{"$f":"IF($A28>0,IF(ISNA(MATCH(CW$5,'Utilisation profile'!$F28:$CR28,0)),0,INDEX('Asset data'!$L28:$CX28,1,MATCH(CW$5,'Utilisation profile'!$F28:$CR28,0))),0)","v":49.811183149469556},{"$f":"IF($A28>0,IF(ISNA(MATCH(CX$5,'Utilisation profile'!$F28:$CR28,0)),0,INDEX('Asset data'!$L28:$CX28,1,MATCH(CX$5,'Utilisation profile'!$F28:$CR28,0))),0)","v":0},{"$f":"IF($A28>0,IF(ISNA(MATCH(CY$5,'Utilisation profile'!$F28:$CR28,0)),0,INDEX('Asset data'!$L28:$CX28,1,MATCH(CY$5,'Utilisation profile'!$F28:$CR28,0))),0)","v":0},{"$f":"IF($A28>0,IF(ISNA(MATCH(CZ$5,'Utilisation profile'!$F28:$CR28,0)),0,INDEX('Asset data'!$L28:$CX28,1,MATCH(CZ$5,'Utilisation profile'!$F28:$CR28,0))),0)","v":0},{"$f":"IF($A28>0,IF(ISNA(MATCH(DA$5,'Utilisation profile'!$F28:$CR28,0)),0,INDEX('Asset data'!$L28:$CX28,1,MATCH(DA$5,'Utilisation profile'!$F28:$CR28,0))),0)","v":0},{"$f":"IF($A28>0,IF(ISNA(MATCH(DB$5,'Utilisation profile'!$F28:$CR28,0)),0,INDEX('Asset data'!$L28:$CX28,1,MATCH(DB$5,'Utilisation profile'!$F28:$CR28,0))),0)","v":0},{"$f":"IF($A28>0,IF(ISNA(MATCH(DC$5,'Utilisation profile'!$F28:$CR28,0)),0,INDEX('Asset data'!$L28:$CX28,1,MATCH(DC$5,'Utilisation profile'!$F28:$CR28,0))),0)","v":0},{"$f":"IF($A28>0,IF(ISNA(MATCH(DD$5,'Utilisation profile'!$F28:$CR28,0)),0,INDEX('Asset data'!$L28:$CX28,1,MATCH(DD$5,'Utilisation profile'!$F28:$CR28,0))),0)","v":0},{"$f":"IF($A28>0,IF(ISNA(MATCH(DE$5,'Utilisation profile'!$F28:$CR28,0)),0,INDEX('Asset data'!$L28:$CX28,1,MATCH(DE$5,'Utilisation profile'!$F28:$CR28,0))),0)","v":0},{"$f":"IF($A28>0,IF(ISNA(MATCH(DF$5,'Utilisation profile'!$F28:$CR28,0)),0,INDEX('Asset data'!$L28:$CX28,1,MATCH(DF$5,'Utilisation profile'!$F28:$CR28,0))),0)","v":0},{"$f":"IF($A28>0,IF(ISNA(MATCH(DG$5,'Utilisation profile'!$F28:$CR28,0)),0,INDEX('Asset data'!$L28:$CX28,1,MATCH(DG$5,'Utilisation profile'!$F28:$CR28,0))),0)","v":0},{"$f":"IF($A28>0,IF(ISNA(MATCH(DH$5,'Utilisation profile'!$F28:$CR28,0)),0,INDEX('Asset data'!$L28:$CX28,1,MATCH(DH$5,'Utilisation profile'!$F28:$CR28,0))),0)","v":0},{"$f":"IF($A28>0,IF(ISNA(MATCH(DI$5,'Utilisation profile'!$F28:$CR28,0)),0,INDEX('Asset data'!$L28:$CX28,1,MATCH(DI$5,'Utilisation profile'!$F28:$CR28,0))),0)","v":0},{"$f":"IF($A28>0,IF(ISNA(MATCH(DJ$5,'Utilisation profile'!$F28:$CR28,0)),0,INDEX('Asset data'!$L28:$CX28,1,MATCH(DJ$5,'Utilisation profile'!$F28:$CR28,0))),0)","v":0},{"$f":"IF($A28>0,IF(ISNA(MATCH(DK$5,'Utilisation profile'!$F28:$CR28,0)),0,INDEX('Asset data'!$L28:$CX28,1,MATCH(DK$5,'Utilisation profile'!$F28:$CR28,0))),0)","v":0},{"$f":"IF($A28>0,IF(ISNA(MATCH(DL$5,'Utilisation profile'!$F28:$CR28,0)),0,INDEX('Asset data'!$L28:$CX28,1,MATCH(DL$5,'Utilisation profile'!$F28:$CR28,0))),0)","v":0},{"$f":"IF($A28>0,IF(ISNA(MATCH(DM$5,'Utilisation profile'!$F28:$CR28,0)),0,INDEX('Asset data'!$L28:$CX28,1,MATCH(DM$5,'Utilisation profile'!$F28:$CR28,0))),0)","v":0},{"$f":"IF($A28>0,IF(ISNA(MATCH(DN$5,'Utilisation profile'!$F28:$CR28,0)),0,INDEX('Asset data'!$L28:$CX28,1,MATCH(DN$5,'Utilisation profile'!$F28:$CR28,0))),0)","v":0},{"$f":"IF($A28>0,IF(ISNA(MATCH(DO$5,'Utilisation profile'!$F28:$CR28,0)),0,INDEX('Asset data'!$L28:$CX28,1,MATCH(DO$5,'Utilisation profile'!$F28:$CR28,0))),0)","v":0},{"$f":"IF($A28>0,IF(ISNA(MATCH(DP$5,'Utilisation profile'!$F28:$CR28,0)),0,INDEX('Asset data'!$L28:$CX28,1,MATCH(DP$5,'Utilisation profile'!$F28:$CR28,0))),0)","v":0},{"$f":"IF($A28>0,IF(ISNA(MATCH(DQ$5,'Utilisation profile'!$F28:$CR28,0)),0,INDEX('Asset data'!$L28:$CX28,1,MATCH(DQ$5,'Utilisation profile'!$F28:$CR28,0))),0)","v":0},{"$f":"IF($A28>0,IF(ISNA(MATCH(DR$5,'Utilisation profile'!$F28:$CR28,0)),0,INDEX('Asset data'!$L28:$CX28,1,MATCH(DR$5,'Utilisation profile'!$F28:$CR28,0))),0)","v":0},{"$f":"IF($A28>0,IF(ISNA(MATCH(DS$5,'Utilisation profile'!$F28:$CR28,0)),0,INDEX('Asset data'!$L28:$CX28,1,MATCH(DS$5,'Utilisation profile'!$F28:$CR28,0))),0)","v":0},{"$f":"IF($A28>0,IF(ISNA(MATCH(DT$5,'Utilisation profile'!$F28:$CR28,0)),0,INDEX('Asset data'!$L28:$CX28,1,MATCH(DT$5,'Utilisation profile'!$F28:$CR28,0))),0)","v":0},{"$f":"IF($A28>0,IF(ISNA(MATCH(DU$5,'Utilisation profile'!$F28:$CR28,0)),0,INDEX('Asset data'!$L28:$CX28,1,MATCH(DU$5,'Utilisation profile'!$F28:$CR28,0))),0)","v":0},{"$f":"IF($A28>0,IF(ISNA(MATCH(DV$5,'Utilisation profile'!$F28:$CR28,0)),0,INDEX('Asset data'!$L28:$CX28,1,MATCH(DV$5,'Utilisation profile'!$F28:$CR28,0))),0)","v":0},{"$f":"IF($A28>0,IF(ISNA(MATCH(DW$5,'Utilisation profile'!$F28:$CR28,0)),0,INDEX('Asset data'!$L28:$CX28,1,MATCH(DW$5,'Utilisation profile'!$F28:$CR28,0))),0)","v":0},{"$f":"IF($A28>0,IF(ISNA(MATCH(DX$5,'Utilisation profile'!$F28:$CR28,0)),0,INDEX('Asset data'!$L28:$CX28,1,MATCH(DX$5,'Utilisation profile'!$F28:$CR28,0))),0)","v":0},{"$f":"IF($A28>0,IF(ISNA(MATCH(DY$5,'Utilisation profile'!$F28:$CR28,0)),0,INDEX('Asset data'!$L28:$CX28,1,MATCH(DY$5,'Utilisation profile'!$F28:$CR28,0))),0)","v":0},{"$f":"IF($A28>0,IF(ISNA(MATCH(DZ$5,'Utilisation profile'!$F28:$CR28,0)),0,INDEX('Asset data'!$L28:$CX28,1,MATCH(DZ$5,'Utilisation profile'!$F28:$CR28,0))),0)","v":0},{"$f":"IF($A28>0,IF(ISNA(MATCH(EA$5,'Utilisation profile'!$F28:$CR28,0)),0,INDEX('Asset data'!$L28:$CX28,1,MATCH(EA$5,'Utilisation profile'!$F28:$CR28,0))),0)","v":0},{"$f":"IF($A28>0,IF(ISNA(MATCH(EB$5,'Utilisation profile'!$F28:$CR28,0)),0,INDEX('Asset data'!$L28:$CX28,1,MATCH(EB$5,'Utilisation profile'!$F28:$CR28,0))),0)","v":0},{"$f":"IF($A28>0,IF(ISNA(MATCH(EC$5,'Utilisation profile'!$F28:$CR28,0)),0,INDEX('Asset data'!$L28:$CX28,1,MATCH(EC$5,'Utilisation profile'!$F28:$CR28,0))),0)","v":0},{"$f":"IF($A28>0,IF(ISNA(MATCH(ED$5,'Utilisation profile'!$F28:$CR28,0)),0,INDEX('Asset data'!$L28:$CX28,1,MATCH(ED$5,'Utilisation profile'!$F28:$CR28,0))),0)","v":0},{"$f":"IF($A28>0,IF(ISNA(MATCH(EE$5,'Utilisation profile'!$F28:$CR28,0)),0,INDEX('Asset data'!$L28:$CX28,1,MATCH(EE$5,'Utilisation profile'!$F28:$CR28,0))),0)","v":0},{"$f":"IF($A28>0,IF(ISNA(MATCH(EF$5,'Utilisation profile'!$F28:$CR28,0)),0,INDEX('Asset data'!$L28:$CX28,1,MATCH(EF$5,'Utilisation profile'!$F28:$CR28,0))),0)","v":0},{"$f":"IF($A28>0,IF(ISNA(MATCH(EG$5,'Utilisation profile'!$F28:$CR28,0)),0,INDEX('Asset data'!$L28:$CX28,1,MATCH(EG$5,'Utilisation profile'!$F28:$CR28,0))),0)","v":0},{"$f":"IF($A28>0,IF(ISNA(MATCH(EH$5,'Utilisation profile'!$F28:$CR28,0)),0,INDEX('Asset data'!$L28:$CX28,1,MATCH(EH$5,'Utilisation profile'!$F28:$CR28,0))),0)","v":0},{"$f":"IF($A28>0,IF(ISNA(MATCH(EI$5,'Utilisation profile'!$F28:$CR28,0)),0,INDEX('Asset data'!$L28:$CX28,1,MATCH(EI$5,'Utilisation profile'!$F28:$CR28,0))),0)","v":0},{"$f":"IF($A28>0,IF(ISNA(MATCH(EJ$5,'Utilisation profile'!$F28:$CR28,0)),0,INDEX('Asset data'!$L28:$CX28,1,MATCH(EJ$5,'Utilisation profile'!$F28:$CR28,0))),0)","v":0},{"$f":"IF($A28>0,IF(ISNA(MATCH(EK$5,'Utilisation profile'!$F28:$CR28,0)),0,INDEX('Asset data'!$L28:$CX28,1,MATCH(EK$5,'Utilisation profile'!$F28:$CR28,0))),0)","v":0},{"$f":"IF($A28>0,IF(ISNA(MATCH(EL$5,'Utilisation profile'!$F28:$CR28,0)),0,INDEX('Asset data'!$L28:$CX28,1,MATCH(EL$5,'Utilisation profile'!$F28:$CR28,0))),0)","v":0},{"$f":"IF($A28>0,IF(ISNA(MATCH(EM$5,'Utilisation profile'!$F28:$CR28,0)),0,INDEX('Asset data'!$L28:$CX28,1,MATCH(EM$5,'Utilisation profile'!$F28:$CR28,0))),0)","v":0},{"$f":"IF($A28>0,IF(ISNA(MATCH(EN$5,'Utilisation profile'!$F28:$CR28,0)),0,INDEX('Asset data'!$L28:$CX28,1,MATCH(EN$5,'Utilisation profile'!$F28:$CR28,0))),0)","v":0},{"$f":"IF($A28>0,IF(ISNA(MATCH(EO$5,'Utilisation profile'!$F28:$CR28,0)),0,INDEX('Asset data'!$L28:$CX28,1,MATCH(EO$5,'Utilisation profile'!$F28:$CR28,0))),0)","v":0},{"$f":"IF($A28>0,IF(ISNA(MATCH(EP$5,'Utilisation profile'!$F28:$CR28,0)),0,INDEX('Asset data'!$L28:$CX28,1,MATCH(EP$5,'Utilisation profile'!$F28:$CR28,0))),0)","v":0},{"$f":"IF($A28>0,IF(ISNA(MATCH(EQ$5,'Utilisation profile'!$F28:$CR28,0)),0,INDEX('Asset data'!$L28:$CX28,1,MATCH(EQ$5,'Utilisation profile'!$F28:$CR28,0))),0)","v":0},{"$f":"IF($A28>0,IF(ISNA(MATCH(ER$5,'Utilisation profile'!$F28:$CR28,0)),0,INDEX('Asset data'!$L28:$CX28,1,MATCH(ER$5,'Utilisation profile'!$F28:$CR28,0))),0)","v":0},{"$f":"IF($A28>0,IF(ISNA(MATCH(ES$5,'Utilisation profile'!$F28:$CR28,0)),0,INDEX('Asset data'!$L28:$CX28,1,MATCH(ES$5,'Utilisation profile'!$F28:$CR28,0))),0)","v":0},{"$f":"IF($A28>0,IF(ISNA(MATCH(ET$5,'Utilisation profile'!$F28:$CR28,0)),0,INDEX('Asset data'!$L28:$CX28,1,MATCH(ET$5,'Utilisation profile'!$F28:$CR28,0))),0)","v":0},{"$f":"IF($A28>0,IF(ISNA(MATCH(EU$5,'Utilisation profile'!$F28:$CR28,0)),0,INDEX('Asset data'!$L28:$CX28,1,MATCH(EU$5,'Utilisation profile'!$F28:$CR28,0))),0)","v":0},{"$f":"IF($A28>0,IF(ISNA(MATCH(EV$5,'Utilisation profile'!$F28:$CR28,0)),0,INDEX('Asset data'!$L28:$CX28,1,MATCH(EV$5,'Utilisation profile'!$F28:$CR28,0))),0)","v":0},{"$f":"IF($A28>0,IF(ISNA(MATCH(EW$5,'Utilisation profile'!$F28:$CR28,0)),0,INDEX('Asset data'!$L28:$CX28,1,MATCH(EW$5,'Utilisation profile'!$F28:$CR28,0))),0)","v":0},{"$f":"IF($A28>0,IF(ISNA(MATCH(EX$5,'Utilisation profile'!$F28:$CR28,0)),0,INDEX('Asset data'!$L28:$CX28,1,MATCH(EX$5,'Utilisation profile'!$F28:$CR28,0))),0)","v":0},{"$f":"IF($A28>0,IF(ISNA(MATCH(EY$5,'Utilisation profile'!$F28:$CR28,0)),0,INDEX('Asset data'!$L28:$CX28,1,MATCH(EY$5,'Utilisation profile'!$F28:$CR28,0))),0)","v":0},{"$f":"IF($A28>0,IF(ISNA(MATCH(EZ$5,'Utilisation profile'!$F28:$CR28,0)),0,INDEX('Asset data'!$L28:$CX28,1,MATCH(EZ$5,'Utilisation profile'!$F28:$CR28,0))),0)","v":0},{"$f":"IF($A28>0,IF(ISNA(MATCH(FA$5,'Utilisation profile'!$F28:$CR28,0)),0,INDEX('Asset data'!$L28:$CX28,1,MATCH(FA$5,'Utilisation profile'!$F28:$CR28,0))),0)","v":0}]
[{"$f":"'Asset data'!A29","v":2},{"$f":"'Asset data'!B29","v":0},{"$f":"'Asset data'!C29","v":0},{"$f":"'Asset data'!E29","v":"HV Feeders - Rural Long"},{"$f":"'Asset data'!I29","v":107},{"$f":"IF($A29>0,'Utilisation profile'!CU29,0)","v":14},{"$f":"IF($A29>0,IF(ISNA(MATCH(G$5,'Utilisation profile'!$F29:$CR29,0)),0,INDEX('Asset data'!$L29:$CX29,1,MATCH(G$5,'Utilisation profile'!$F29:$CR29,0))),0)","v":0},{"$f":"IF($A29>0,IF(ISNA(MATCH(H$5,'Utilisation profile'!$F29:$CR29,0)),0,INDEX('Asset data'!$L29:$CX29,1,MATCH(H$5,'Utilisation profile'!$F29:$CR29,0))),0)","v":0},{"$f":"IF($A29>0,IF(ISNA(MATCH(I$5,'Utilisation profile'!$F29:$CR29,0)),0,INDEX('Asset data'!$L29:$CX29,1,MATCH(I$5,'Utilisation profile'!$F29:$CR29,0))),0)","v":0},{"$f":"IF($A29>0,IF(ISNA(MATCH(J$5,'Utilisation profile'!$F29:$CR29,0)),0,INDEX('Asset data'!$L29:$CX29,1,MATCH(J$5,'Utilisation profile'!$F29:$CR29,0))),0)","v":0},{"$f":"IF($A29>0,IF(ISNA(MATCH(K$5,'Utilisation profile'!$F29:$CR29,0)),0,INDEX('Asset data'!$L29:$CX29,1,MATCH(K$5,'Utilisation profile'!$F29:$CR29,0))),0)","v":0},{"$f":"IF($A29>0,IF(ISNA(MATCH(L$5,'Utilisation profile'!$F29:$CR29,0)),0,INDEX('Asset data'!$L29:$CX29,1,MATCH(L$5,'Utilisation profile'!$F29:$CR29,0))),0)","v":0},{"$f":"IF($A29>0,IF(ISNA(MATCH(M$5,'Utilisation profile'!$F29:$CR29,0)),0,INDEX('Asset data'!$L29:$CX29,1,MATCH(M$5,'Utilisation profile'!$F29:$CR29,0))),0)","v":0},{"$f":"IF($A29>0,IF(ISNA(MATCH(N$5,'Utilisation profile'!$F29:$CR29,0)),0,INDEX('Asset data'!$L29:$CX29,1,MATCH(N$5,'Utilisation profile'!$F29:$CR29,0))),0)","v":0},{"$f":"IF($A29>0,IF(ISNA(MATCH(O$5,'Utilisation profile'!$F29:$CR29,0)),0,INDEX('Asset data'!$L29:$CX29,1,MATCH(O$5,'Utilisation profile'!$F29:$CR29,0))),0)","v":0},{"$f":"IF($A29>0,IF(ISNA(MATCH(P$5,'Utilisation profile'!$F29:$CR29,0)),0,INDEX('Asset data'!$L29:$CX29,1,MATCH(P$5,'Utilisation profile'!$F29:$CR29,0))),0)","v":0},{"$f":"IF($A29>0,IF(ISNA(MATCH(Q$5,'Utilisation profile'!$F29:$CR29,0)),0,INDEX('Asset data'!$L29:$CX29,1,MATCH(Q$5,'Utilisation profile'!$F29:$CR29,0))),0)","v":0},{"$f":"IF($A29>0,IF(ISNA(MATCH(R$5,'Utilisation profile'!$F29:$CR29,0)),0,INDEX('Asset data'!$L29:$CX29,1,MATCH(R$5,'Utilisation profile'!$F29:$CR29,0))),0)","v":0},{"$f":"IF($A29>0,IF(ISNA(MATCH(S$5,'Utilisation profile'!$F29:$CR29,0)),0,INDEX('Asset data'!$L29:$CX29,1,MATCH(S$5,'Utilisation profile'!$F29:$CR29,0))),0)","v":0},{"$f":"IF($A29>0,IF(ISNA(MATCH(T$5,'Utilisation profile'!$F29:$CR29,0)),0,INDEX('Asset data'!$L29:$CX29,1,MATCH(T$5,'Utilisation profile'!$F29:$CR29,0))),0)","v":0},{"$f":"IF($A29>0,IF(ISNA(MATCH(U$5,'Utilisation profile'!$F29:$CR29,0)),0,INDEX('Asset data'!$L29:$CX29,1,MATCH(U$5,'Utilisation profile'!$F29:$CR29,0))),0)","v":0},{"$f":"IF($A29>0,IF(ISNA(MATCH(V$5,'Utilisation profile'!$F29:$CR29,0)),0,INDEX('Asset data'!$L29:$CX29,1,MATCH(V$5,'Utilisation profile'!$F29:$CR29,0))),0)","v":0},{"$f":"IF($A29>0,IF(ISNA(MATCH(W$5,'Utilisation profile'!$F29:$CR29,0)),0,INDEX('Asset data'!$L29:$CX29,1,MATCH(W$5,'Utilisation profile'!$F29:$CR29,0))),0)","v":0},{"$f":"IF($A29>0,IF(ISNA(MATCH(X$5,'Utilisation profile'!$F29:$CR29,0)),0,INDEX('Asset data'!$L29:$CX29,1,MATCH(X$5,'Utilisation profile'!$F29:$CR29,0))),0)","v":0},{"$f":"IF($A29>0,IF(ISNA(MATCH(Y$5,'Utilisation profile'!$F29:$CR29,0)),0,INDEX('Asset data'!$L29:$CX29,1,MATCH(Y$5,'Utilisation profile'!$F29:$CR29,0))),0)","v":0},{"$f":"IF($A29>0,IF(ISNA(MATCH(Z$5,'Utilisation profile'!$F29:$CR29,0)),0,INDEX('Asset data'!$L29:$CX29,1,MATCH(Z$5,'Utilisation profile'!$F29:$CR29,0))),0)","v":0},{"$f":"IF($A29>0,IF(ISNA(MATCH(AA$5,'Utilisation profile'!$F29:$CR29,0)),0,INDEX('Asset data'!$L29:$CX29,1,MATCH(AA$5,'Utilisation profile'!$F29:$CR29,0))),0)","v":0},{"$f":"IF($A29>0,IF(ISNA(MATCH(AB$5,'Utilisation profile'!$F29:$CR29,0)),0,INDEX('Asset data'!$L29:$CX29,1,MATCH(AB$5,'Utilisation profile'!$F29:$CR29,0))),0)","v":0},{"$f":"IF($A29>0,IF(ISNA(MATCH(AC$5,'Utilisation profile'!$F29:$CR29,0)),0,INDEX('Asset data'!$L29:$CX29,1,MATCH(AC$5,'Utilisation profile'!$F29:$CR29,0))),0)","v":0},{"$f":"IF($A29>0,IF(ISNA(MATCH(AD$5,'Utilisation profile'!$F29:$CR29,0)),0,INDEX('Asset data'!$L29:$CX29,1,MATCH(AD$5,'Utilisation profile'!$F29:$CR29,0))),0)","v":0},{"$f":"IF($A29>0,IF(ISNA(MATCH(AE$5,'Utilisation profile'!$F29:$CR29,0)),0,INDEX('Asset data'!$L29:$CX29,1,MATCH(AE$5,'Utilisation profile'!$F29:$CR29,0))),0)","v":0},{"$f":"IF($A29>0,IF(ISNA(MATCH(AF$5,'Utilisation profile'!$F29:$CR29,0)),0,INDEX('Asset data'!$L29:$CX29,1,MATCH(AF$5,'Utilisation profile'!$F29:$CR29,0))),0)","v":0},{"$f":"IF($A29>0,IF(ISNA(MATCH(AG$5,'Utilisation profile'!$F29:$CR29,0)),0,INDEX('Asset data'!$L29:$CX29,1,MATCH(AG$5,'Utilisation profile'!$F29:$CR29,0))),0)","v":11.991853766203119},{"$f":"IF($A29>0,IF(ISNA(MATCH(AH$5,'Utilisation profile'!$F29:$CR29,0)),0,INDEX('Asset data'!$L29:$CX29,1,MATCH(AH$5,'Utilisation profile'!$F29:$CR29,0))),0)","v":21.961798022190713},{"$f":"IF($A29>0,IF(ISNA(MATCH(AI$5,'Utilisation profile'!$F29:$CR29,0)),0,INDEX('Asset data'!$L29:$CX29,1,MATCH(AI$5,'Utilisation profile'!$F29:$CR29,0))),0)","v":7.8981516825140803},{"$f":"IF($A29>0,IF(ISNA(MATCH(AJ$5,'Utilisation profile'!$F29:$CR29,0)),0,INDEX('Asset data'!$L29:$CX29,1,MATCH(AJ$5,'Utilisation profile'!$F29:$CR29,0))),0)","v":0},{"$f":"IF($A29>0,IF(ISNA(MATCH(AK$5,'Utilisation profile'!$F29:$CR29,0)),0,INDEX('Asset data'!$L29:$CX29,1,MATCH(AK$5,'Utilisation profile'!$F29:$CR29,0))),0)","v":0},{"$f":"IF($A29>0,IF(ISNA(MATCH(AL$5,'Utilisation profile'!$F29:$CR29,0)),0,INDEX('Asset data'!$L29:$CX29,1,MATCH(AL$5,'Utilisation profile'!$F29:$CR29,0))),0)","v":33.472574676591577},{"$f":"IF($A29>0,IF(ISNA(MATCH(AM$5,'Utilisation profile'!$F29:$CR29,0)),0,INDEX('Asset data'!$L29:$CX29,1,MATCH(AM$5,'Utilisation profile'!$F29:$CR29,0))),0)","v":0},{"$f":"IF($A29>0,IF(ISNA(MATCH(AN$5,'Utilisation profile'!$F29:$CR29,0)),0,INDEX('Asset data'!$L29:$CX29,1,MATCH(AN$5,'Utilisation profile'!$F29:$CR29,0))),0)","v":0},{"$f":"IF($A29>0,IF(ISNA(MATCH(AO$5,'Utilisation profile'!$F29:$CR29,0)),0,INDEX('Asset data'!$L29:$CX29,1,MATCH(AO$5,'Utilisation profile'!$F29:$CR29,0))),0)","v":12.150336415095673},{"$f":"IF($A29>0,IF(ISNA(MATCH(AP$5,'Utilisation profile'!$F29:$CR29,0)),0,INDEX('Asset data'!$L29:$CX29,1,MATCH(AP$5,'Utilisation profile'!$F29:$CR29,0))),0)","v":18.125911701208299},{"$f":"IF($A29>0,IF(ISNA(MATCH(AQ$5,'Utilisation profile'!$F29:$CR29,0)),0,INDEX('Asset data'!$L29:$CX29,1,MATCH(AQ$5,'Utilisation profile'!$F29:$CR29,0))),0)","v":17.939196624152377},{"$f":"IF($A29>0,IF(ISNA(MATCH(AR$5,'Utilisation profile'!$F29:$CR29,0)),0,INDEX('Asset data'!$L29:$CX29,1,MATCH(AR$5,'Utilisation profile'!$F29:$CR29,0))),0)","v":31.520033801219181},{"$f":"IF($A29>0,IF(ISNA(MATCH(AS$5,'Utilisation profile'!$F29:$CR29,0)),0,INDEX('Asset data'!$L29:$CX29,1,MATCH(AS$5,'Utilisation profile'!$F29:$CR29,0))),0)","v":7.8981516825140803},{"$f":"IF($A29>0,IF(ISNA(MATCH(AT$5,'Utilisation profile'!$F29:$CR29,0)),0,INDEX('Asset data'!$L29:$CX29,1,MATCH(AT$5,'Utilisation profile'!$F29:$CR29,0))),0)","v":17.831463063921589},{"$f":"IF($A29>0,IF(ISNA(MATCH(AU$5,'Utilisation profile'!$F29:$CR29,0)),0,INDEX('Asset data'!$L29:$CX29,1,MATCH(AU$5,'Utilisation profile'!$F29:$CR29,0))),0)","v":7.8981516825140803},{"$f":"IF($A29>0,IF(ISNA(MATCH(AV$5,'Utilisation profile'!$F29:$CR29,0)),0,INDEX('Asset data'!$L29:$CX29,1,MATCH(AV$5,'Utilisation profile'!$F29:$CR29,0))),0)","v":7.8981516825140803},{"$f":"IF($A29>0,IF(ISNA(MATCH(AW$5,'Utilisation profile'!$F29:$CR29,0)),0,INDEX('Asset data'!$L29:$CX29,1,MATCH(AW$5,'Utilisation profile'!$F29:$CR29,0))),0)","v":21.846703246027761},{"$f":"IF($A29>0,IF(ISNA(MATCH(AX$5,'Utilisation profile'!$F29:$CR29,0)),0,INDEX('Asset data'!$L29:$CX29,1,MATCH(AX$5,'Utilisation profile'!$F29:$CR29,0))),0)","v":0},{"$f":"IF($A29>0,IF(ISNA(MATCH(AY$5,'Utilisation profile'!$F29:$CR29,0)),0,INDEX('Asset data'!$L29:$CX29,1,MATCH(AY$5,'Utilisation profile'!$F29:$CR29,0))),0)","v":18.067887999154742},{"$f":"IF($A29>0,IF(ISNA(MATCH(AZ$5,'Utilisation profile'!$F29:$CR29,0)),0,INDEX('Asset data'!$L29:$CX29,1,MATCH(AZ$5,'Utilisation profile'!$F29:$CR29,0))),0)","v":9.1625487720393615},{"$f":"IF($A29>0,IF(ISNA(MATCH(BA$5,'Utilisation profile'!$F29:$CR29,0)),0,INDEX('Asset data'!$L29:$CX29,1,MATCH(BA$5,'Utilisation profile'!$F29:$CR29,0))),0)","v":31.771007963235917},{"$f":"IF($A29>0,IF(ISNA(MATCH(BB$5,'Utilisation profile'!$F29:$CR29,0)),0,INDEX('Asset data'!$L29:$CX29,1,MATCH(BB$5,'Utilisation profile'!$F29:$CR29,0))),0)","v":22.823406696415852},{"$f":"IF($A29>0,IF(ISNA(MATCH(BC$5,'Utilisation profile'!$F29:$CR29,0)),0,INDEX('Asset data'!$L29:$CX29,1,MATCH(BC$5,'Utilisation profile'!$F29:$CR29,0))),0)","v":7.8981516825140803},{"$f":"IF($A29>0,IF(ISNA(MATCH(BD$5,'Utilisation profile'!$F29:$CR29,0)),0,INDEX('Asset data'!$L29:$CX29,1,MATCH(BD$5,'Utilisation profile'!$F29:$CR29,0))),0)","v":22.707186087227981},{"$f":"IF($A29>0,IF(ISNA(MATCH(BE$5,'Utilisation profile'!$F29:$CR29,0)),0,INDEX('Asset data'!$L29:$CX29,1,MATCH(BE$5,'Utilisation profile'!$F29:$CR29,0))),0)","v":23.299547463416534},{"$f":"IF($A29>0,IF(ISNA(MATCH(BF$5,'Utilisation profile'!$F29:$CR29,0)),0,INDEX('Asset data'!$L29:$CX29,1,MATCH(BF$5,'Utilisation profile'!$F29:$CR29,0))),0)","v":0},{"$f":"IF($A29>0,IF(ISNA(MATCH(BG$5,'Utilisation profile'!$F29:$CR29,0)),0,INDEX('Asset data'!$L29:$CX29,1,MATCH(BG$5,'Utilisation profile'!$F29:$CR29,0))),0)","v":9.1625487720393615},{"$f":"IF($A29>0,IF(ISNA(MATCH(BH$5,'Utilisation profile'!$F29:$CR29,0)),0,INDEX('Asset data'!$L29:$CX29,1,MATCH(BH$5,'Utilisation profile'!$F29:$CR29,0))),0)","v":14.414126820588196},{"$f":"IF($A29>0,IF(ISNA(MATCH(BI$5,'Utilisation profile'!$F29:$CR29,0)),0,INDEX('Asset data'!$L29:$CX29,1,MATCH(BI$5,'Utilisation profile'!$F29:$CR29,0))),0)","v":10.662504771394008},{"$f":"IF($A29>0,IF(ISNA(MATCH(BJ$5,'Utilisation profile'!$F29:$CR29,0)),0,INDEX('Asset data'!$L29:$CX29,1,MATCH(BJ$5,'Utilisation profile'!$F29:$CR29,0))),0)","v":12.858745195391343},{"$f":"IF($A29>0,IF(ISNA(MATCH(BK$5,'Utilisation profile'!$F29:$CR29,0)),0,INDEX('Asset data'!$L29:$CX29,1,MATCH(BK$5,'Utilisation profile'!$F29:$CR29,0))),0)","v":0},{"$f":"IF($A29>0,IF(ISNA(MATCH(BL$5,'Utilisation profile'!$F29:$CR29,0)),0,INDEX('Asset data'!$L29:$CX29,1,MATCH(BL$5,'Utilisation profile'!$F29:$CR29,0))),0)","v":17.672114389625253},{"$f":"IF($A29>0,IF(ISNA(MATCH(BM$5,'Utilisation profile'!$F29:$CR29,0)),0,INDEX('Asset data'!$L29:$CX29,1,MATCH(BM$5,'Utilisation profile'!$F29:$CR29,0))),0)","v":18.245423206930553},{"$f":"IF($A29>0,IF(ISNA(MATCH(BN$5,'Utilisation profile'!$F29:$CR29,0)),0,INDEX('Asset data'!$L29:$CX29,1,MATCH(BN$5,'Utilisation profile'!$F29:$CR29,0))),0)","v":22.10962855861672},{"$f":"IF($A29>0,IF(ISNA(MATCH(BO$5,'Utilisation profile'!$F29:$CR29,0)),0,INDEX('Asset data'!$L29:$CX29,1,MATCH(BO$5,'Utilisation profile'!$F29:$CR29,0))),0)","v":24.618677358460996},{"$f":"IF($A29>0,IF(ISNA(MATCH(BP$5,'Utilisation profile'!$F29:$CR29,0)),0,INDEX('Asset data'!$L29:$CX29,1,MATCH(BP$5,'Utilisation profile'!$F29:$CR29,0))),0)","v":0},{"$f":"IF($A29>0,IF(ISNA(MATCH(BQ$5,'Utilisation profile'!$F29:$CR29,0)),0,INDEX('Asset data'!$L29:$CX29,1,MATCH(BQ$5,'Utilisation profile'!$F29:$CR29,0))),0)","v":0},{"$f":"IF($A29>0,IF(ISNA(MATCH(BR$5,'Utilisation profile'!$F29:$CR29,0)),0,INDEX('Asset data'!$L29:$CX29,1,MATCH(BR$5,'Utilisation profile'!$F29:$CR29,0))),0)","v":36.376184650400049},{"$f":"IF($A29>0,IF(ISNA(MATCH(BS$5,'Utilisation profile'!$F29:$CR29,0)),0,INDEX('Asset data'!$L29:$CX29,1,MATCH(BS$5,'Utilisation profile'!$F29:$CR29,0))),0)","v":9.0828744348911936},{"$f":"IF($A29>0,IF(ISNA(MATCH(BT$5,'Utilisation profile'!$F29:$CR29,0)),0,INDEX('Asset data'!$L29:$CX29,1,MATCH(BT$5,'Utilisation profile'!$F29:$CR29,0))),0)","v":0},{"$f":"IF($A29>0,IF(ISNA(MATCH(BU$5,'Utilisation profile'!$F29:$CR29,0)),0,INDEX('Asset data'!$L29:$CX29,1,MATCH(BU$5,'Utilisation profile'!$F29:$CR29,0))),0)","v":0},{"$f":"IF($A29>0,IF(ISNA(MATCH(BV$5,'Utilisation profile'!$F29:$CR29,0)),0,INDEX('Asset data'!$L29:$CX29,1,MATCH(BV$5,'Utilisation profile'!$F29:$CR29,0))),0)","v":14.414126820588196},{"$f":"IF($A29>0,IF(ISNA(MATCH(BW$5,'Utilisation profile'!$F29:$CR29,0)),0,INDEX('Asset data'!$L29:$CX29,1,MATCH(BW$5,'Utilisation profile'!$F29:$CR29,0))),0)","v":9.1625487720393615},{"$f":"IF($A29>0,IF(ISNA(MATCH(BX$5,'Utilisation profile'!$F29:$CR29,0)),0,INDEX('Asset data'!$L29:$CX29,1,MATCH(BX$5,'Utilisation profile'!$F29:$CR29,0))),0)","v":0},{"$f":"IF($A29>0,IF(ISNA(MATCH(BY$5,'Utilisation profile'!$F29:$CR29,0)),0,INDEX('Asset data'!$L29:$CX29,1,MATCH(BY$5,'Utilisation profile'!$F29:$CR29,0))),0)","v":0},{"$f":"IF($A29>0,IF(ISNA(MATCH(BZ$5,'Utilisation profile'!$F29:$CR29,0)),0,INDEX('Asset data'!$L29:$CX29,1,MATCH(BZ$5,'Utilisation profile'!$F29:$CR29,0))),0)","v":0},{"$f":"IF($A29>0,IF(ISNA(MATCH(CA$5,'Utilisation profile'!$F29:$CR29,0)),0,INDEX('Asset data'!$L29:$CX29,1,MATCH(CA$5,'Utilisation profile'!$F29:$CR29,0))),0)","v":40.320064339234378},{"$f":"IF($A29>0,IF(ISNA(MATCH(CB$5,'Utilisation profile'!$F29:$CR29,0)),0,INDEX('Asset data'!$L29:$CX29,1,MATCH(CB$5,'Utilisation profile'!$F29:$CR29,0))),0)","v":6.9715045004647305},{"$f":"IF($A29>0,IF(ISNA(MATCH(CC$5,'Utilisation profile'!$F29:$CR29,0)),0,INDEX('Asset data'!$L29:$CX29,1,MATCH(CC$5,'Utilisation profile'!$F29:$CR29,0))),0)","v":14.414126820588196},{"$f":"IF($A29>0,IF(ISNA(MATCH(CD$5,'Utilisation profile'!$F29:$CR29,0)),0,INDEX('Asset data'!$L29:$CX29,1,MATCH(CD$5,'Utilisation profile'!$F29:$CR29,0))),0)","v":11.353593043613989},{"$f":"IF($A29>0,IF(ISNA(MATCH(CE$5,'Utilisation profile'!$F29:$CR29,0)),0,INDEX('Asset data'!$L29:$CX29,1,MATCH(CE$5,'Utilisation profile'!$F29:$CR29,0))),0)","v":18.245423206930553},{"$f":"IF($A29>0,IF(ISNA(MATCH(CF$5,'Utilisation profile'!$F29:$CR29,0)),0,INDEX('Asset data'!$L29:$CX29,1,MATCH(CF$5,'Utilisation profile'!$F29:$CR29,0))),0)","v":22.6673489186539},{"$f":"IF($A29>0,IF(ISNA(MATCH(CG$5,'Utilisation profile'!$F29:$CR29,0)),0,INDEX('Asset data'!$L29:$CX29,1,MATCH(CG$5,'Utilisation profile'!$F29:$CR29,0))),0)","v":0},{"$f":"IF($A29>0,IF(ISNA(MATCH(CH$5,'Utilisation profile'!$F29:$CR29,0)),0,INDEX('Asset data'!$L29:$CX29,1,MATCH(CH$5,'Utilisation profile'!$F29:$CR29,0))),0)","v":0},{"$f":"IF($A29>0,IF(ISNA(MATCH(CI$5,'Utilisation profile'!$F29:$CR29,0)),0,INDEX('Asset data'!$L29:$CX29,1,MATCH(CI$5,'Utilisation profile'!$F29:$CR29,0))),0)","v":6.9715045004647305},{"$f":"IF($A29>0,IF(ISNA(MATCH(CJ$5,'Utilisation profile'!$F29:$CR29,0)),0,INDEX('Asset data'!$L29:$CX29,1,MATCH(CJ$5,'Utilisation profile'!$F29:$CR29,0))),0)","v":0},{"$f":"IF($A29>0,IF(ISNA(MATCH(CK$5,'Utilisation profile'!$F29:$CR29,0)),0,INDEX('Asset data'!$L29:$CX29,1,MATCH(CK$5,'Utilisation profile'!$F29:$CR29,0))),0)","v":23.503929458709663},{"$f":"IF($A29>0,IF(ISNA(MATCH(CL$5,'Utilisation profile'!$F29:$CR29,0)),0,INDEX('Asset data'!$L29:$CX29,1,MATCH(CL$5,'Utilisation profile'!$F29:$CR29,0))),0)","v":27.686832158988501},{"$f":"IF($A29>0,IF(ISNA(MATCH(CM$5,'Utilisation profile'!$F29:$CR29,0)),0,INDEX('Asset data'!$L29:$CX29,1,MATCH(CM$5,'Utilisation profile'!$F29:$CR29,0))),0)","v":0},{"$f":"IF($A29>0,IF(ISNA(MATCH(CN$5,'Utilisation profile'!$F29:$CR29,0)),0,INDEX('Asset data'!$L29:$CX29,1,MATCH(CN$5,'Utilisation profile'!$F29:$CR29,0))),0)","v":9.1625487720393615},{"$f":"IF($A29>0,IF(ISNA(MATCH(CO$5,'Utilisation profile'!$F29:$CR29,0)),0,INDEX('Asset data'!$L29:$CX29,1,MATCH(CO$5,'Utilisation profile'!$F29:$CR29,0))),0)","v":28.558053715195651},{"$f":"IF($A29>0,IF(ISNA(MATCH(CP$5,'Utilisation profile'!$F29:$CR29,0)),0,INDEX('Asset data'!$L29:$CX29,1,MATCH(CP$5,'Utilisation profile'!$F29:$CR29,0))),0)","v":0},{"$f":"IF($A29>0,IF(ISNA(MATCH(CQ$5,'Utilisation profile'!$F29:$CR29,0)),0,INDEX('Asset data'!$L29:$CX29,1,MATCH(CQ$5,'Utilisation profile'!$F29:$CR29,0))),0)","v":10.662504771394008},{"$f":"IF($A29>0,IF(ISNA(MATCH(CR$5,'Utilisation profile'!$F29:$CR29,0)),0,INDEX('Asset data'!$L29:$CX29,1,MATCH(CR$5,'Utilisation profile'!$F29:$CR29,0))),0)","v":0},{"$f":"IF($A29>0,IF(ISNA(MATCH(CS$5,'Utilisation profile'!$F29:$CR29,0)),0,INDEX('Asset data'!$L29:$CX29,1,MATCH(CS$5,'Utilisation profile'!$F29:$CR29,0))),0)","v":0},{"$f":"IF($A29>0,IF(ISNA(MATCH(CT$5,'Utilisation profile'!$F29:$CR29,0)),0,INDEX('Asset data'!$L29:$CX29,1,MATCH(CT$5,'Utilisation profile'!$F29:$CR29,0))),0)","v":0},{"$f":"IF($A29>0,IF(ISNA(MATCH(CU$5,'Utilisation profile'!$F29:$CR29,0)),0,INDEX('Asset data'!$L29:$CX29,1,MATCH(CU$5,'Utilisation profile'!$F29:$CR29,0))),0)","v":0},{"$f":"IF($A29>0,IF(ISNA(MATCH(CV$5,'Utilisation profile'!$F29:$CR29,0)),0,INDEX('Asset data'!$L29:$CX29,1,MATCH(CV$5,'Utilisation profile'!$F29:$CR29,0))),0)","v":0},{"$f":"IF($A29>0,IF(ISNA(MATCH(CW$5,'Utilisation profile'!$F29:$CR29,0)),0,INDEX('Asset data'!$L29:$CX29,1,MATCH(CW$5,'Utilisation profile'!$F29:$CR29,0))),0)","v":0},{"$f":"IF($A29>0,IF(ISNA(MATCH(CX$5,'Utilisation profile'!$F29:$CR29,0)),0,INDEX('Asset data'!$L29:$CX29,1,MATCH(CX$5,'Utilisation profile'!$F29:$CR29,0))),0)","v":0},{"$f":"IF($A29>0,IF(ISNA(MATCH(CY$5,'Utilisation profile'!$F29:$CR29,0)),0,INDEX('Asset data'!$L29:$CX29,1,MATCH(CY$5,'Utilisation profile'!$F29:$CR29,0))),0)","v":0},{"$f":"IF($A29>0,IF(ISNA(MATCH(CZ$5,'Utilisation profile'!$F29:$CR29,0)),0,INDEX('Asset data'!$L29:$CX29,1,MATCH(CZ$5,'Utilisation profile'!$F29:$CR29,0))),0)","v":16.389357561539743},{"$f":"IF($A29>0,IF(ISNA(MATCH(DA$5,'Utilisation profile'!$F29:$CR29,0)),0,INDEX('Asset data'!$L29:$CX29,1,MATCH(DA$5,'Utilisation profile'!$F29:$CR29,0))),0)","v":7.8981516825140803},{"$f":"IF($A29>0,IF(ISNA(MATCH(DB$5,'Utilisation profile'!$F29:$CR29,0)),0,INDEX('Asset data'!$L29:$CX29,1,MATCH(DB$5,'Utilisation profile'!$F29:$CR29,0))),0)","v":0},{"$f":"IF($A29>0,IF(ISNA(MATCH(DC$5,'Utilisation profile'!$F29:$CR29,0)),0,INDEX('Asset data'!$L29:$CX29,1,MATCH(DC$5,'Utilisation profile'!$F29:$CR29,0))),0)","v":0},{"$f":"IF($A29>0,IF(ISNA(MATCH(DD$5,'Utilisation profile'!$F29:$CR29,0)),0,INDEX('Asset data'!$L29:$CX29,1,MATCH(DD$5,'Utilisation profile'!$F29:$CR29,0))),0)","v":0},{"$f":"IF($A29>0,IF(ISNA(MATCH(DE$5,'Utilisation profile'!$F29:$CR29,0)),0,INDEX('Asset data'!$L29:$CX29,1,MATCH(DE$5,'Utilisation profile'!$F29:$CR29,0))),0)","v":7.7942286340599471},{"$f":"IF($A29>0,IF(ISNA(MATCH(DF$5,'Utilisation profile'!$F29:$CR29,0)),0,INDEX('Asset data'!$L29:$CX29,1,MATCH(DF$5,'Utilisation profile'!$F29:$CR29,0))),0)","v":0},{"$f":"IF($A29>0,IF(ISNA(MATCH(DG$5,'Utilisation profile'!$F29:$CR29,0)),0,INDEX('Asset data'!$L29:$CX29,1,MATCH(DG$5,'Utilisation profile'!$F29:$CR29,0))),0)","v":0},{"$f":"IF($A29>0,IF(ISNA(MATCH(DH$5,'Utilisation profile'!$F29:$CR29,0)),0,INDEX('Asset data'!$L29:$CX29,1,MATCH(DH$5,'Utilisation profile'!$F29:$CR29,0))),0)","v":17.77084128565668},{"$f":"IF($A29>0,IF(ISNA(MATCH(DI$5,'Utilisation profile'!$F29:$CR29,0)),0,INDEX('Asset data'!$L29:$CX29,1,MATCH(DI$5,'Utilisation profile'!$F29:$CR29,0))),0)","v":0},{"$f":"IF($A29>0,IF(ISNA(MATCH(DJ$5,'Utilisation profile'!$F29:$CR29,0)),0,INDEX('Asset data'!$L29:$CX29,1,MATCH(DJ$5,'Utilisation profile'!$F29:$CR29,0))),0)","v":0},{"$f":"IF($A29>0,IF(ISNA(MATCH(DK$5,'Utilisation profile'!$F29:$CR29,0)),0,INDEX('Asset data'!$L29:$CX29,1,MATCH(DK$5,'Utilisation profile'!$F29:$CR29,0))),0)","v":0},{"$f":"IF($A29>0,IF(ISNA(MATCH(DL$5,'Utilisation profile'!$F29:$CR29,0)),0,INDEX('Asset data'!$L29:$CX29,1,MATCH(DL$5,'Utilisation profile'!$F29:$CR29,0))),0)","v":0},{"$f":"IF($A29>0,IF(ISNA(MATCH(DM$5,'Utilisation profile'!$F29:$CR29,0)),0,INDEX('Asset data'!$L29:$CX29,1,MATCH(DM$5,'Utilisation profile'!$F29:$CR29,0))),0)","v":0},{"$f":"IF($A29>0,IF(ISNA(MATCH(DN$5,'Utilisation profile'!$F29:$CR29,0)),0,INDEX('Asset data'!$L29:$CX29,1,MATCH(DN$5,'Utilisation profile'!$F29:$CR29,0))),0)","v":11.452319939645417},{"$f":"IF($A29>0,IF(ISNA(MATCH(DO$5,'Utilisation profile'!$F29:$CR29,0)),0,INDEX('Asset data'!$L29:$CX29,1,MATCH(DO$5,'Utilisation profile'!$F29:$CR29,0))),0)","v":0},{"$f":"IF($A29>0,IF(ISNA(MATCH(DP$5,'Utilisation profile'!$F29:$CR29,0)),0,INDEX('Asset data'!$L29:$CX29,1,MATCH(DP$5,'Utilisation profile'!$F29:$CR29,0))),0)","v":0},{"$f":"IF($A29>0,IF(ISNA(MATCH(DQ$5,'Utilisation profile'!$F29:$CR29,0)),0,INDEX('Asset data'!$L29:$CX29,1,MATCH(DQ$5,'Utilisation profile'!$F29:$CR29,0))),0)","v":0},{"$f":"IF($A29>0,IF(ISNA(MATCH(DR$5,'Utilisation profile'!$F29:$CR29,0)),0,INDEX('Asset data'!$L29:$CX29,1,MATCH(DR$5,'Utilisation profile'!$F29:$CR29,0))),0)","v":0},{"$f":"IF($A29>0,IF(ISNA(MATCH(DS$5,'Utilisation profile'!$F29:$CR29,0)),0,INDEX('Asset data'!$L29:$CX29,1,MATCH(DS$5,'Utilisation profile'!$F29:$CR29,0))),0)","v":0},{"$f":"IF($A29>0,IF(ISNA(MATCH(DT$5,'Utilisation profile'!$F29:$CR29,0)),0,INDEX('Asset data'!$L29:$CX29,1,MATCH(DT$5,'Utilisation profile'!$F29:$CR29,0))),0)","v":0},{"$f":"IF($A29>0,IF(ISNA(MATCH(DU$5,'Utilisation profile'!$F29:$CR29,0)),0,INDEX('Asset data'!$L29:$CX29,1,MATCH(DU$5,'Utilisation profile'!$F29:$CR29,0))),0)","v":0},{"$f":"IF($A29>0,IF(ISNA(MATCH(DV$5,'Utilisation profile'!$F29:$CR29,0)),0,INDEX('Asset data'!$L29:$CX29,1,MATCH(DV$5,'Utilisation profile'!$F29:$CR29,0))),0)","v":0},{"$f":"IF($A29>0,IF(ISNA(MATCH(DW$5,'Utilisation profile'!$F29:$CR29,0)),0,INDEX('Asset data'!$L29:$CX29,1,MATCH(DW$5,'Utilisation profile'!$F29:$CR29,0))),0)","v":0},{"$f":"IF($A29>0,IF(ISNA(MATCH(DX$5,'Utilisation profile'!$F29:$CR29,0)),0,INDEX('Asset data'!$L29:$CX29,1,MATCH(DX$5,'Utilisation profile'!$F29:$CR29,0))),0)","v":0},{"$f":"IF($A29>0,IF(ISNA(MATCH(DY$5,'Utilisation profile'!$F29:$CR29,0)),0,INDEX('Asset data'!$L29:$CX29,1,MATCH(DY$5,'Utilisation profile'!$F29:$CR29,0))),0)","v":0},{"$f":"IF($A29>0,IF(ISNA(MATCH(DZ$5,'Utilisation profile'!$F29:$CR29,0)),0,INDEX('Asset data'!$L29:$CX29,1,MATCH(DZ$5,'Utilisation profile'!$F29:$CR29,0))),0)","v":0},{"$f":"IF($A29>0,IF(ISNA(MATCH(EA$5,'Utilisation profile'!$F29:$CR29,0)),0,INDEX('Asset data'!$L29:$CX29,1,MATCH(EA$5,'Utilisation profile'!$F29:$CR29,0))),0)","v":0},{"$f":"IF($A29>0,IF(ISNA(MATCH(EB$5,'Utilisation profile'!$F29:$CR29,0)),0,INDEX('Asset data'!$L29:$CX29,1,MATCH(EB$5,'Utilisation profile'!$F29:$CR29,0))),0)","v":0},{"$f":"IF($A29>0,IF(ISNA(MATCH(EC$5,'Utilisation profile'!$F29:$CR29,0)),0,INDEX('Asset data'!$L29:$CX29,1,MATCH(EC$5,'Utilisation profile'!$F29:$CR29,0))),0)","v":0},{"$f":"IF($A29>0,IF(ISNA(MATCH(ED$5,'Utilisation profile'!$F29:$CR29,0)),0,INDEX('Asset data'!$L29:$CX29,1,MATCH(ED$5,'Utilisation profile'!$F29:$CR29,0))),0)","v":0},{"$f":"IF($A29>0,IF(ISNA(MATCH(EE$5,'Utilisation profile'!$F29:$CR29,0)),0,INDEX('Asset data'!$L29:$CX29,1,MATCH(EE$5,'Utilisation profile'!$F29:$CR29,0))),0)","v":0},{"$f":"IF($A29>0,IF(ISNA(MATCH(EF$5,'Utilisation profile'!$F29:$CR29,0)),0,INDEX('Asset data'!$L29:$CX29,1,MATCH(EF$5,'Utilisation profile'!$F29:$CR29,0))),0)","v":0},{"$f":"IF($A29>0,IF(ISNA(MATCH(EG$5,'Utilisation profile'!$F29:$CR29,0)),0,INDEX('Asset data'!$L29:$CX29,1,MATCH(EG$5,'Utilisation profile'!$F29:$CR29,0))),0)","v":0},{"$f":"IF($A29>0,IF(ISNA(MATCH(EH$5,'Utilisation profile'!$F29:$CR29,0)),0,INDEX('Asset data'!$L29:$CX29,1,MATCH(EH$5,'Utilisation profile'!$F29:$CR29,0))),0)","v":0},{"$f":"IF($A29>0,IF(ISNA(MATCH(EI$5,'Utilisation profile'!$F29:$CR29,0)),0,INDEX('Asset data'!$L29:$CX29,1,MATCH(EI$5,'Utilisation profile'!$F29:$CR29,0))),0)","v":0},{"$f":"IF($A29>0,IF(ISNA(MATCH(EJ$5,'Utilisation profile'!$F29:$CR29,0)),0,INDEX('Asset data'!$L29:$CX29,1,MATCH(EJ$5,'Utilisation profile'!$F29:$CR29,0))),0)","v":0},{"$f":"IF($A29>0,IF(ISNA(MATCH(EK$5,'Utilisation profile'!$F29:$CR29,0)),0,INDEX('Asset data'!$L29:$CX29,1,MATCH(EK$5,'Utilisation profile'!$F29:$CR29,0))),0)","v":0},{"$f":"IF($A29>0,IF(ISNA(MATCH(EL$5,'Utilisation profile'!$F29:$CR29,0)),0,INDEX('Asset data'!$L29:$CX29,1,MATCH(EL$5,'Utilisation profile'!$F29:$CR29,0))),0)","v":0},{"$f":"IF($A29>0,IF(ISNA(MATCH(EM$5,'Utilisation profile'!$F29:$CR29,0)),0,INDEX('Asset data'!$L29:$CX29,1,MATCH(EM$5,'Utilisation profile'!$F29:$CR29,0))),0)","v":0},{"$f":"IF($A29>0,IF(ISNA(MATCH(EN$5,'Utilisation profile'!$F29:$CR29,0)),0,INDEX('Asset data'!$L29:$CX29,1,MATCH(EN$5,'Utilisation profile'!$F29:$CR29,0))),0)","v":0},{"$f":"IF($A29>0,IF(ISNA(MATCH(EO$5,'Utilisation profile'!$F29:$CR29,0)),0,INDEX('Asset data'!$L29:$CX29,1,MATCH(EO$5,'Utilisation profile'!$F29:$CR29,0))),0)","v":0},{"$f":"IF($A29>0,IF(ISNA(MATCH(EP$5,'Utilisation profile'!$F29:$CR29,0)),0,INDEX('Asset data'!$L29:$CX29,1,MATCH(EP$5,'Utilisation profile'!$F29:$CR29,0))),0)","v":0},{"$f":"IF($A29>0,IF(ISNA(MATCH(EQ$5,'Utilisation profile'!$F29:$CR29,0)),0,INDEX('Asset data'!$L29:$CX29,1,MATCH(EQ$5,'Utilisation profile'!$F29:$CR29,0))),0)","v":0},{"$f":"IF($A29>0,IF(ISNA(MATCH(ER$5,'Utilisation profile'!$F29:$CR29,0)),0,INDEX('Asset data'!$L29:$CX29,1,MATCH(ER$5,'Utilisation profile'!$F29:$CR29,0))),0)","v":0},{"$f":"IF($A29>0,IF(ISNA(MATCH(ES$5,'Utilisation profile'!$F29:$CR29,0)),0,INDEX('Asset data'!$L29:$CX29,1,MATCH(ES$5,'Utilisation profile'!$F29:$CR29,0))),0)","v":0},{"$f":"IF($A29>0,IF(ISNA(MATCH(ET$5,'Utilisation profile'!$F29:$CR29,0)),0,INDEX('Asset data'!$L29:$CX29,1,MATCH(ET$5,'Utilisation profile'!$F29:$CR29,0))),0)","v":0},{"$f":"IF($A29>0,IF(ISNA(MATCH(EU$5,'Utilisation profile'!$F29:$CR29,0)),0,INDEX('Asset data'!$L29:$CX29,1,MATCH(EU$5,'Utilisation profile'!$F29:$CR29,0))),0)","v":0},{"$f":"IF($A29>0,IF(ISNA(MATCH(EV$5,'Utilisation profile'!$F29:$CR29,0)),0,INDEX('Asset data'!$L29:$CX29,1,MATCH(EV$5,'Utilisation profile'!$F29:$CR29,0))),0)","v":0},{"$f":"IF($A29>0,IF(ISNA(MATCH(EW$5,'Utilisation profile'!$F29:$CR29,0)),0,INDEX('Asset data'!$L29:$CX29,1,MATCH(EW$5,'Utilisation profile'!$F29:$CR29,0))),0)","v":0},{"$f":"IF($A29>0,IF(ISNA(MATCH(EX$5,'Utilisation profile'!$F29:$CR29,0)),0,INDEX('Asset data'!$L29:$CX29,1,MATCH(EX$5,'Utilisation profile'!$F29:$CR29,0))),0)","v":0},{"$f":"IF($A29>0,IF(ISNA(MATCH(EY$5,'Utilisation profile'!$F29:$CR29,0)),0,INDEX('Asset data'!$L29:$CX29,1,MATCH(EY$5,'Utilisation profile'!$F29:$CR29,0))),0)","v":0},{"$f":"IF($A29>0,IF(ISNA(MATCH(EZ$5,'Utilisation profile'!$F29:$CR29,0)),0,INDEX('Asset data'!$L29:$CX29,1,MATCH(EZ$5,'Utilisation profile'!$F29:$CR29,0))),0)","v":0},{"$f":"IF($A29>0,IF(ISNA(MATCH(FA$5,'Utilisation profile'!$F29:$CR29,0)),0,INDEX('Asset data'!$L29:$CX29,1,MATCH(FA$5,'Utilisation profile'!$F29:$CR29,0))),0)","v":0}]
[{"$f":"'Asset data'!A30","v":2},{"$f":"'Asset data'!B30","v":0},{"$f":"'Asset data'!C30","v":0},{"$f":"'Asset data'!E30","v":"HV Feeders - Urban"},{"$f":"'Asset data'!I30","v":74.704999999999941},{"$f":"IF($A30>0,'Utilisation profile'!CU30,0)","v":-18},{"$f":"IF($A30>0,IF(ISNA(MATCH(G$5,'Utilisation profile'!$F30:$CR30,0)),0,INDEX('Asset data'!$L30:$CX30,1,MATCH(G$5,'Utilisation profile'!$F30:$CR30,0))),0)","v":37.437238975116742},{"$f":"IF($A30>0,IF(ISNA(MATCH(H$5,'Utilisation profile'!$F30:$CR30,0)),0,INDEX('Asset data'!$L30:$CX30,1,MATCH(H$5,'Utilisation profile'!$F30:$CR30,0))),0)","v":9.6752358110797481},{"$f":"IF($A30>0,IF(ISNA(MATCH(I$5,'Utilisation profile'!$F30:$CR30,0)),0,INDEX('Asset data'!$L30:$CX30,1,MATCH(I$5,'Utilisation profile'!$F30:$CR30,0))),0)","v":33.364494706199288},{"$f":"IF($A30>0,IF(ISNA(MATCH(J$5,'Utilisation profile'!$F30:$CR30,0)),0,INDEX('Asset data'!$L30:$CX30,1,MATCH(J$5,'Utilisation profile'!$F30:$CR30,0))),0)","v":0},{"$f":"IF($A30>0,IF(ISNA(MATCH(K$5,'Utilisation profile'!$F30:$CR30,0)),0,INDEX('Asset data'!$L30:$CX30,1,MATCH(K$5,'Utilisation profile'!$F30:$CR30,0))),0)","v":0},{"$f":"IF($A30>0,IF(ISNA(MATCH(L$5,'Utilisation profile'!$F30:$CR30,0)),0,INDEX('Asset data'!$L30:$CX30,1,MATCH(L$5,'Utilisation profile'!$F30:$CR30,0))),0)","v":48.29823676905815},{"$f":"IF($A30>0,IF(ISNA(MATCH(M$5,'Utilisation profile'!$F30:$CR30,0)),0,INDEX('Asset data'!$L30:$CX30,1,MATCH(M$5,'Utilisation profile'!$F30:$CR30,0))),0)","v":41.820713158912056},{"$f":"IF($A30>0,IF(ISNA(MATCH(N$5,'Utilisation profile'!$F30:$CR30,0)),0,INDEX('Asset data'!$L30:$CX30,1,MATCH(N$5,'Utilisation profile'!$F30:$CR30,0))),0)","v":25.668992968170762},{"$f":"IF($A30>0,IF(ISNA(MATCH(O$5,'Utilisation profile'!$F30:$CR30,0)),0,INDEX('Asset data'!$L30:$CX30,1,MATCH(O$5,'Utilisation profile'!$F30:$CR30,0))),0)","v":63.326635408550644},{"$f":"IF($A30>0,IF(ISNA(MATCH(P$5,'Utilisation profile'!$F30:$CR30,0)),0,INDEX('Asset data'!$L30:$CX30,1,MATCH(P$5,'Utilisation profile'!$F30:$CR30,0))),0)","v":12.6765334504351},{"$f":"IF($A30>0,IF(ISNA(MATCH(Q$5,'Utilisation profile'!$F30:$CR30,0)),0,INDEX('Asset data'!$L30:$CX30,1,MATCH(Q$5,'Utilisation profile'!$F30:$CR30,0))),0)","v":19.398969044771423},{"$f":"IF($A30>0,IF(ISNA(MATCH(R$5,'Utilisation profile'!$F30:$CR30,0)),0,INDEX('Asset data'!$L30:$CX30,1,MATCH(R$5,'Utilisation profile'!$F30:$CR30,0))),0)","v":22.805912983259404},{"$f":"IF($A30>0,IF(ISNA(MATCH(S$5,'Utilisation profile'!$F30:$CR30,0)),0,INDEX('Asset data'!$L30:$CX30,1,MATCH(S$5,'Utilisation profile'!$F30:$CR30,0))),0)","v":23.902301144450504},{"$f":"IF($A30>0,IF(ISNA(MATCH(T$5,'Utilisation profile'!$F30:$CR30,0)),0,INDEX('Asset data'!$L30:$CX30,1,MATCH(T$5,'Utilisation profile'!$F30:$CR30,0))),0)","v":40.433686872210899},{"$f":"IF($A30>0,IF(ISNA(MATCH(U$5,'Utilisation profile'!$F30:$CR30,0)),0,INDEX('Asset data'!$L30:$CX30,1,MATCH(U$5,'Utilisation profile'!$F30:$CR30,0))),0)","v":63.378337125156563},{"$f":"IF($A30>0,IF(ISNA(MATCH(V$5,'Utilisation profile'!$F30:$CR30,0)),0,INDEX('Asset data'!$L30:$CX30,1,MATCH(V$5,'Utilisation profile'!$F30:$CR30,0))),0)","v":106.54883747840705},{"$f":"IF($A30>0,IF(ISNA(MATCH(W$5,'Utilisation profile'!$F30:$CR30,0)),0,INDEX('Asset data'!$L30:$CX30,1,MATCH(W$5,'Utilisation profile'!$F30:$CR30,0))),0)","v":49.491100160230829},{"$f":"IF($A30>0,IF(ISNA(MATCH(X$5,'Utilisation profile'!$F30:$CR30,0)),0,INDEX('Asset data'!$L30:$CX30,1,MATCH(X$5,'Utilisation profile'!$F30:$CR30,0))),0)","v":10.756035515002726},{"$f":"IF($A30>0,IF(ISNA(MATCH(Y$5,'Utilisation profile'!$F30:$CR30,0)),0,INDEX('Asset data'!$L30:$CX30,1,MATCH(Y$5,'Utilisation profile'!$F30:$CR30,0))),0)","v":23.891908839605094},{"$f":"IF($A30>0,IF(ISNA(MATCH(Z$5,'Utilisation profile'!$F30:$CR30,0)),0,INDEX('Asset data'!$L30:$CX30,1,MATCH(Z$5,'Utilisation profile'!$F30:$CR30,0))),0)","v":32.047270067043144},{"$f":"IF($A30>0,IF(ISNA(MATCH(AA$5,'Utilisation profile'!$F30:$CR30,0)),0,INDEX('Asset data'!$L30:$CX30,1,MATCH(AA$5,'Utilisation profile'!$F30:$CR30,0))),0)","v":48.955030435288258},{"$f":"IF($A30>0,IF(ISNA(MATCH(AB$5,'Utilisation profile'!$F30:$CR30,0)),0,INDEX('Asset data'!$L30:$CX30,1,MATCH(AB$5,'Utilisation profile'!$F30:$CR30,0))),0)","v":36.331497739564767},{"$f":"IF($A30>0,IF(ISNA(MATCH(AC$5,'Utilisation profile'!$F30:$CR30,0)),0,INDEX('Asset data'!$L30:$CX30,1,MATCH(AC$5,'Utilisation profile'!$F30:$CR30,0))),0)","v":29.2231612253021},{"$f":"IF($A30>0,IF(ISNA(MATCH(AD$5,'Utilisation profile'!$F30:$CR30,0)),0,INDEX('Asset data'!$L30:$CX30,1,MATCH(AD$5,'Utilisation profile'!$F30:$CR30,0))),0)","v":11.452319939645417},{"$f":"IF($A30>0,IF(ISNA(MATCH(AE$5,'Utilisation profile'!$F30:$CR30,0)),0,INDEX('Asset data'!$L30:$CX30,1,MATCH(AE$5,'Utilisation profile'!$F30:$CR30,0))),0)","v":49.79819276841279},{"$f":"IF($A30>0,IF(ISNA(MATCH(AF$5,'Utilisation profile'!$F30:$CR30,0)),0,INDEX('Asset data'!$L30:$CX30,1,MATCH(AF$5,'Utilisation profile'!$F30:$CR30,0))),0)","v":98.885551885399309},{"$f":"IF($A30>0,IF(ISNA(MATCH(AG$5,'Utilisation profile'!$F30:$CR30,0)),0,INDEX('Asset data'!$L30:$CX30,1,MATCH(AG$5,'Utilisation profile'!$F30:$CR30,0))),0)","v":32.395412279364493},{"$f":"IF($A30>0,IF(ISNA(MATCH(AH$5,'Utilisation profile'!$F30:$CR30,0)),0,INDEX('Asset data'!$L30:$CX30,1,MATCH(AH$5,'Utilisation profile'!$F30:$CR30,0))),0)","v":19.807733035357678},{"$f":"IF($A30>0,IF(ISNA(MATCH(AI$5,'Utilisation profile'!$F30:$CR30,0)),0,INDEX('Asset data'!$L30:$CX30,1,MATCH(AI$5,'Utilisation profile'!$F30:$CR30,0))),0)","v":11.353593043613989},{"$f":"IF($A30>0,IF(ISNA(MATCH(AJ$5,'Utilisation profile'!$F30:$CR30,0)),0,INDEX('Asset data'!$L30:$CX30,1,MATCH(AJ$5,'Utilisation profile'!$F30:$CR30,0))),0)","v":79.036942450983005},{"$f":"IF($A30>0,IF(ISNA(MATCH(AK$5,'Utilisation profile'!$F30:$CR30,0)),0,INDEX('Asset data'!$L30:$CX30,1,MATCH(AK$5,'Utilisation profile'!$F30:$CR30,0))),0)","v":46.238568551237613},{"$f":"IF($A30>0,IF(ISNA(MATCH(AL$5,'Utilisation profile'!$F30:$CR30,0)),0,INDEX('Asset data'!$L30:$CX30,1,MATCH(AL$5,'Utilisation profile'!$F30:$CR30,0))),0)","v":40.345525486105643},{"$f":"IF($A30>0,IF(ISNA(MATCH(AM$5,'Utilisation profile'!$F30:$CR30,0)),0,INDEX('Asset data'!$L30:$CX30,1,MATCH(AM$5,'Utilisation profile'!$F30:$CR30,0))),0)","v":64.160531269854673},{"$f":"IF($A30>0,IF(ISNA(MATCH(AN$5,'Utilisation profile'!$F30:$CR30,0)),0,INDEX('Asset data'!$L30:$CX30,1,MATCH(AN$5,'Utilisation profile'!$F30:$CR30,0))),0)","v":0},{"$f":"IF($A30>0,IF(ISNA(MATCH(AO$5,'Utilisation profile'!$F30:$CR30,0)),0,INDEX('Asset data'!$L30:$CX30,1,MATCH(AO$5,'Utilisation profile'!$F30:$CR30,0))),0)","v":0},{"$f":"IF($A30>0,IF(ISNA(MATCH(AP$5,'Utilisation profile'!$F30:$CR30,0)),0,INDEX('Asset data'!$L30:$CX30,1,MATCH(AP$5,'Utilisation profile'!$F30:$CR30,0))),0)","v":0},{"$f":"IF($A30>0,IF(ISNA(MATCH(AQ$5,'Utilisation profile'!$F30:$CR30,0)),0,INDEX('Asset data'!$L30:$CX30,1,MATCH(AQ$5,'Utilisation profile'!$F30:$CR30,0))),0)","v":50.294425324781272},{"$f":"IF($A30>0,IF(ISNA(MATCH(AR$5,'Utilisation profile'!$F30:$CR30,0)),0,INDEX('Asset data'!$L30:$CX30,1,MATCH(AR$5,'Utilisation profile'!$F30:$CR30,0))),0)","v":40.017301858071335},{"$f":"IF($A30>0,IF(ISNA(MATCH(AS$5,'Utilisation profile'!$F30:$CR30,0)),0,INDEX('Asset data'!$L30:$CX30,1,MATCH(AS$5,'Utilisation profile'!$F30:$CR30,0))),0)","v":34.159506026873402},{"$f":"IF($A30>0,IF(ISNA(MATCH(AT$5,'Utilisation profile'!$F30:$CR30,0)),0,INDEX('Asset data'!$L30:$CX30,1,MATCH(AT$5,'Utilisation profile'!$F30:$CR30,0))),0)","v":33.421652382849054},{"$f":"IF($A30>0,IF(ISNA(MATCH(AU$5,'Utilisation profile'!$F30:$CR30,0)),0,INDEX('Asset data'!$L30:$CX30,1,MATCH(AU$5,'Utilisation profile'!$F30:$CR30,0))),0)","v":0},{"$f":"IF($A30>0,IF(ISNA(MATCH(AV$5,'Utilisation profile'!$F30:$CR30,0)),0,INDEX('Asset data'!$L30:$CX30,1,MATCH(AV$5,'Utilisation profile'!$F30:$CR30,0))),0)","v":0},{"$f":"IF($A30>0,IF(ISNA(MATCH(AW$5,'Utilisation profile'!$F30:$CR30,0)),0,INDEX('Asset data'!$L30:$CX30,1,MATCH(AW$5,'Utilisation profile'!$F30:$CR30,0))),0)","v":0},{"$f":"IF($A30>0,IF(ISNA(MATCH(AX$5,'Utilisation profile'!$F30:$CR30,0)),0,INDEX('Asset data'!$L30:$CX30,1,MATCH(AX$5,'Utilisation profile'!$F30:$CR30,0))),0)","v":32.579875690370578},{"$f":"IF($A30>0,IF(ISNA(MATCH(AY$5,'Utilisation profile'!$F30:$CR30,0)),0,INDEX('Asset data'!$L30:$CX30,1,MATCH(AY$5,'Utilisation profile'!$F30:$CR30,0))),0)","v":23.197356465769971},{"$f":"IF($A30>0,IF(ISNA(MATCH(AZ$5,'Utilisation profile'!$F30:$CR30,0)),0,INDEX('Asset data'!$L30:$CX30,1,MATCH(AZ$5,'Utilisation profile'!$F30:$CR30,0))),0)","v":0},{"$f":"IF($A30>0,IF(ISNA(MATCH(BA$5,'Utilisation profile'!$F30:$CR30,0)),0,INDEX('Asset data'!$L30:$CX30,1,MATCH(BA$5,'Utilisation profile'!$F30:$CR30,0))),0)","v":46.52375071670383},{"$f":"IF($A30>0,IF(ISNA(MATCH(BB$5,'Utilisation profile'!$F30:$CR30,0)),0,INDEX('Asset data'!$L30:$CX30,1,MATCH(BB$5,'Utilisation profile'!$F30:$CR30,0))),0)","v":14.414126820588196},{"$f":"IF($A30>0,IF(ISNA(MATCH(BC$5,'Utilisation profile'!$F30:$CR30,0)),0,INDEX('Asset data'!$L30:$CX30,1,MATCH(BC$5,'Utilisation profile'!$F30:$CR30,0))),0)","v":19.680427301001366},{"$f":"IF($A30>0,IF(ISNA(MATCH(BD$5,'Utilisation profile'!$F30:$CR30,0)),0,INDEX('Asset data'!$L30:$CX30,1,MATCH(BD$5,'Utilisation profile'!$F30:$CR30,0))),0)","v":80.82008875737516},{"$f":"IF($A30>0,IF(ISNA(MATCH(BE$5,'Utilisation profile'!$F30:$CR30,0)),0,INDEX('Asset data'!$L30:$CX30,1,MATCH(BE$5,'Utilisation profile'!$F30:$CR30,0))),0)","v":0},{"$f":"IF($A30>0,IF(ISNA(MATCH(BF$5,'Utilisation profile'!$F30:$CR30,0)),0,INDEX('Asset data'!$L30:$CX30,1,MATCH(BF$5,'Utilisation profile'!$F30:$CR30,0))),0)","v":34.156041925258265},{"$f":"IF($A30>0,IF(ISNA(MATCH(BG$5,'Utilisation profile'!$F30:$CR30,0)),0,INDEX('Asset data'!$L30:$CX30,1,MATCH(BG$5,'Utilisation profile'!$F30:$CR30,0))),0)","v":0},{"$f":"IF($A30>0,IF(ISNA(MATCH(BH$5,'Utilisation profile'!$F30:$CR30,0)),0,INDEX('Asset data'!$L30:$CX30,1,MATCH(BH$5,'Utilisation profile'!$F30:$CR30,0))),0)","v":0},{"$f":"IF($A30>0,IF(ISNA(MATCH(BI$5,'Utilisation profile'!$F30:$CR30,0)),0,INDEX('Asset data'!$L30:$CX30,1,MATCH(BI$5,'Utilisation profile'!$F30:$CR30,0))),0)","v":0},{"$f":"IF($A30>0,IF(ISNA(MATCH(BJ$5,'Utilisation profile'!$F30:$CR30,0)),0,INDEX('Asset data'!$L30:$CX30,1,MATCH(BJ$5,'Utilisation profile'!$F30:$CR30,0))),0)","v":45.701719403431639},{"$f":"IF($A30>0,IF(ISNA(MATCH(BK$5,'Utilisation profile'!$F30:$CR30,0)),0,INDEX('Asset data'!$L30:$CX30,1,MATCH(BK$5,'Utilisation profile'!$F30:$CR30,0))),0)","v":0},{"$f":"IF($A30>0,IF(ISNA(MATCH(BL$5,'Utilisation profile'!$F30:$CR30,0)),0,INDEX('Asset data'!$L30:$CX30,1,MATCH(BL$5,'Utilisation profile'!$F30:$CR30,0))),0)","v":0},{"$f":"IF($A30>0,IF(ISNA(MATCH(BM$5,'Utilisation profile'!$F30:$CR30,0)),0,INDEX('Asset data'!$L30:$CX30,1,MATCH(BM$5,'Utilisation profile'!$F30:$CR30,0))),0)","v":11.452319939645417},{"$f":"IF($A30>0,IF(ISNA(MATCH(BN$5,'Utilisation profile'!$F30:$CR30,0)),0,INDEX('Asset data'!$L30:$CX30,1,MATCH(BN$5,'Utilisation profile'!$F30:$CR30,0))),0)","v":14.414126820588196},{"$f":"IF($A30>0,IF(ISNA(MATCH(BO$5,'Utilisation profile'!$F30:$CR30,0)),0,INDEX('Asset data'!$L30:$CX30,1,MATCH(BO$5,'Utilisation profile'!$F30:$CR30,0))),0)","v":0},{"$f":"IF($A30>0,IF(ISNA(MATCH(BP$5,'Utilisation profile'!$F30:$CR30,0)),0,INDEX('Asset data'!$L30:$CX30,1,MATCH(BP$5,'Utilisation profile'!$F30:$CR30,0))),0)","v":59.631045202981298},{"$f":"IF($A30>0,IF(ISNA(MATCH(BQ$5,'Utilisation profile'!$F30:$CR30,0)),0,INDEX('Asset data'!$L30:$CX30,1,MATCH(BQ$5,'Utilisation profile'!$F30:$CR30,0))),0)","v":0},{"$f":"IF($A30>0,IF(ISNA(MATCH(BR$5,'Utilisation profile'!$F30:$CR30,0)),0,INDEX('Asset data'!$L30:$CX30,1,MATCH(BR$5,'Utilisation profile'!$F30:$CR30,0))),0)","v":11.649773731708269},{"$f":"IF($A30>0,IF(ISNA(MATCH(BS$5,'Utilisation profile'!$F30:$CR30,0)),0,INDEX('Asset data'!$L30:$CX30,1,MATCH(BS$5,'Utilisation profile'!$F30:$CR30,0))),0)","v":20.920575679220683},{"$f":"IF($A30>0,IF(ISNA(MATCH(BT$5,'Utilisation profile'!$F30:$CR30,0)),0,INDEX('Asset data'!$L30:$CX30,1,MATCH(BT$5,'Utilisation profile'!$F30:$CR30,0))),0)","v":0},{"$f":"IF($A30>0,IF(ISNA(MATCH(BU$5,'Utilisation profile'!$F30:$CR30,0)),0,INDEX('Asset data'!$L30:$CX30,1,MATCH(BU$5,'Utilisation profile'!$F30:$CR30,0))),0)","v":6.9715045004647305},{"$f":"IF($A30>0,IF(ISNA(MATCH(BV$5,'Utilisation profile'!$F30:$CR30,0)),0,INDEX('Asset data'!$L30:$CX30,1,MATCH(BV$5,'Utilisation profile'!$F30:$CR30,0))),0)","v":0},{"$f":"IF($A30>0,IF(ISNA(MATCH(BW$5,'Utilisation profile'!$F30:$CR30,0)),0,INDEX('Asset data'!$L30:$CX30,1,MATCH(BW$5,'Utilisation profile'!$F30:$CR30,0))),0)","v":10.070143395205452},{"$f":"IF($A30>0,IF(ISNA(MATCH(BX$5,'Utilisation profile'!$F30:$CR30,0)),0,INDEX('Asset data'!$L30:$CX30,1,MATCH(BX$5,'Utilisation profile'!$F30:$CR30,0))),0)","v":5.975575286112627},{"$f":"IF($A30>0,IF(ISNA(MATCH(BY$5,'Utilisation profile'!$F30:$CR30,0)),0,INDEX('Asset data'!$L30:$CX30,1,MATCH(BY$5,'Utilisation profile'!$F30:$CR30,0))),0)","v":11.254866147582565},{"$f":"IF($A30>0,IF(ISNA(MATCH(BZ$5,'Utilisation profile'!$F30:$CR30,0)),0,INDEX('Asset data'!$L30:$CX30,1,MATCH(BZ$5,'Utilisation profile'!$F30:$CR30,0))),0)","v":0},{"$f":"IF($A30>0,IF(ISNA(MATCH(CA$5,'Utilisation profile'!$F30:$CR30,0)),0,INDEX('Asset data'!$L30:$CX30,1,MATCH(CA$5,'Utilisation profile'!$F30:$CR30,0))),0)","v":16.147043653560857},{"$f":"IF($A30>0,IF(ISNA(MATCH(CB$5,'Utilisation profile'!$F30:$CR30,0)),0,INDEX('Asset data'!$L30:$CX30,1,MATCH(CB$5,'Utilisation profile'!$F30:$CR30,0))),0)","v":0},{"$f":"IF($A30>0,IF(ISNA(MATCH(CC$5,'Utilisation profile'!$F30:$CR30,0)),0,INDEX('Asset data'!$L30:$CX30,1,MATCH(CC$5,'Utilisation profile'!$F30:$CR30,0))),0)","v":0},{"$f":"IF($A30>0,IF(ISNA(MATCH(CD$5,'Utilisation profile'!$F30:$CR30,0)),0,INDEX('Asset data'!$L30:$CX30,1,MATCH(CD$5,'Utilisation profile'!$F30:$CR30,0))),0)","v":0},{"$f":"IF($A30>0,IF(ISNA(MATCH(CE$5,'Utilisation profile'!$F30:$CR30,0)),0,INDEX('Asset data'!$L30:$CX30,1,MATCH(CE$5,'Utilisation profile'!$F30:$CR30,0))),0)","v":0},{"$f":"IF($A30>0,IF(ISNA(MATCH(CF$5,'Utilisation profile'!$F30:$CR30,0)),0,INDEX('Asset data'!$L30:$CX30,1,MATCH(CF$5,'Utilisation profile'!$F30:$CR30,0))),0)","v":48.968540431587293},{"$f":"IF($A30>0,IF(ISNA(MATCH(CG$5,'Utilisation profile'!$F30:$CR30,0)),0,INDEX('Asset data'!$L30:$CX30,1,MATCH(CG$5,'Utilisation profile'!$F30:$CR30,0))),0)","v":0},{"$f":"IF($A30>0,IF(ISNA(MATCH(CH$5,'Utilisation profile'!$F30:$CR30,0)),0,INDEX('Asset data'!$L30:$CX30,1,MATCH(CH$5,'Utilisation profile'!$F30:$CR30,0))),0)","v":0},{"$f":"IF($A30>0,IF(ISNA(MATCH(CI$5,'Utilisation profile'!$F30:$CR30,0)),0,INDEX('Asset data'!$L30:$CX30,1,MATCH(CI$5,'Utilisation profile'!$F30:$CR30,0))),0)","v":19.350471622159496},{"$f":"IF($A30>0,IF(ISNA(MATCH(CJ$5,'Utilisation profile'!$F30:$CR30,0)),0,INDEX('Asset data'!$L30:$CX30,1,MATCH(CJ$5,'Utilisation profile'!$F30:$CR30,0))),0)","v":0},{"$f":"IF($A30>0,IF(ISNA(MATCH(CK$5,'Utilisation profile'!$F30:$CR30,0)),0,INDEX('Asset data'!$L30:$CX30,1,MATCH(CK$5,'Utilisation profile'!$F30:$CR30,0))),0)","v":0},{"$f":"IF($A30>0,IF(ISNA(MATCH(CL$5,'Utilisation profile'!$F30:$CR30,0)),0,INDEX('Asset data'!$L30:$CX30,1,MATCH(CL$5,'Utilisation profile'!$F30:$CR30,0))),0)","v":0},{"$f":"IF($A30>0,IF(ISNA(MATCH(CM$5,'Utilisation profile'!$F30:$CR30,0)),0,INDEX('Asset data'!$L30:$CX30,1,MATCH(CM$5,'Utilisation profile'!$F30:$CR30,0))),0)","v":0},{"$f":"IF($A30>0,IF(ISNA(MATCH(CN$5,'Utilisation profile'!$F30:$CR30,0)),0,INDEX('Asset data'!$L30:$CX30,1,MATCH(CN$5,'Utilisation profile'!$F30:$CR30,0))),0)","v":0},{"$f":"IF($A30>0,IF(ISNA(MATCH(CO$5,'Utilisation profile'!$F30:$CR30,0)),0,INDEX('Asset data'!$L30:$CX30,1,MATCH(CO$5,'Utilisation profile'!$F30:$CR30,0))),0)","v":0},{"$f":"IF($A30>0,IF(ISNA(MATCH(CP$5,'Utilisation profile'!$F30:$CR30,0)),0,INDEX('Asset data'!$L30:$CX30,1,MATCH(CP$5,'Utilisation profile'!$F30:$CR30,0))),0)","v":0},{"$f":"IF($A30>0,IF(ISNA(MATCH(CQ$5,'Utilisation profile'!$F30:$CR30,0)),0,INDEX('Asset data'!$L30:$CX30,1,MATCH(CQ$5,'Utilisation profile'!$F30:$CR30,0))),0)","v":0},{"$f":"IF($A30>0,IF(ISNA(MATCH(CR$5,'Utilisation profile'!$F30:$CR30,0)),0,INDEX('Asset data'!$L30:$CX30,1,MATCH(CR$5,'Utilisation profile'!$F30:$CR30,0))),0)","v":0},{"$f":"IF($A30>0,IF(ISNA(MATCH(CS$5,'Utilisation profile'!$F30:$CR30,0)),0,INDEX('Asset data'!$L30:$CX30,1,MATCH(CS$5,'Utilisation profile'!$F30:$CR30,0))),0)","v":0},{"$f":"IF($A30>0,IF(ISNA(MATCH(CT$5,'Utilisation profile'!$F30:$CR30,0)),0,INDEX('Asset data'!$L30:$CX30,1,MATCH(CT$5,'Utilisation profile'!$F30:$CR30,0))),0)","v":0},{"$f":"IF($A30>0,IF(ISNA(MATCH(CU$5,'Utilisation profile'!$F30:$CR30,0)),0,INDEX('Asset data'!$L30:$CX30,1,MATCH(CU$5,'Utilisation profile'!$F30:$CR30,0))),0)","v":0},{"$f":"IF($A30>0,IF(ISNA(MATCH(CV$5,'Utilisation profile'!$F30:$CR30,0)),0,INDEX('Asset data'!$L30:$CX30,1,MATCH(CV$5,'Utilisation profile'!$F30:$CR30,0))),0)","v":0},{"$f":"IF($A30>0,IF(ISNA(MATCH(CW$5,'Utilisation profile'!$F30:$CR30,0)),0,INDEX('Asset data'!$L30:$CX30,1,MATCH(CW$5,'Utilisation profile'!$F30:$CR30,0))),0)","v":0},{"$f":"IF($A30>0,IF(ISNA(MATCH(CX$5,'Utilisation profile'!$F30:$CR30,0)),0,INDEX('Asset data'!$L30:$CX30,1,MATCH(CX$5,'Utilisation profile'!$F30:$CR30,0))),0)","v":0},{"$f":"IF($A30>0,IF(ISNA(MATCH(CY$5,'Utilisation profile'!$F30:$CR30,0)),0,INDEX('Asset data'!$L30:$CX30,1,MATCH(CY$5,'Utilisation profile'!$F30:$CR30,0))),0)","v":0},{"$f":"IF($A30>0,IF(ISNA(MATCH(CZ$5,'Utilisation profile'!$F30:$CR30,0)),0,INDEX('Asset data'!$L30:$CX30,1,MATCH(CZ$5,'Utilisation profile'!$F30:$CR30,0))),0)","v":0},{"$f":"IF($A30>0,IF(ISNA(MATCH(DA$5,'Utilisation profile'!$F30:$CR30,0)),0,INDEX('Asset data'!$L30:$CX30,1,MATCH(DA$5,'Utilisation profile'!$F30:$CR30,0))),0)","v":0},{"$f":"IF($A30>0,IF(ISNA(MATCH(DB$5,'Utilisation profile'!$F30:$CR30,0)),0,INDEX('Asset data'!$L30:$CX30,1,MATCH(DB$5,'Utilisation profile'!$F30:$CR30,0))),0)","v":0},{"$f":"IF($A30>0,IF(ISNA(MATCH(DC$5,'Utilisation profile'!$F30:$CR30,0)),0,INDEX('Asset data'!$L30:$CX30,1,MATCH(DC$5,'Utilisation profile'!$F30:$CR30,0))),0)","v":0},{"$f":"IF($A30>0,IF(ISNA(MATCH(DD$5,'Utilisation profile'!$F30:$CR30,0)),0,INDEX('Asset data'!$L30:$CX30,1,MATCH(DD$5,'Utilisation profile'!$F30:$CR30,0))),0)","v":0},{"$f":"IF($A30>0,IF(ISNA(MATCH(DE$5,'Utilisation profile'!$F30:$CR30,0)),0,INDEX('Asset data'!$L30:$CX30,1,MATCH(DE$5,'Utilisation profile'!$F30:$CR30,0))),0)","v":0},{"$f":"IF($A30>0,IF(ISNA(MATCH(DF$5,'Utilisation profile'!$F30:$CR30,0)),0,INDEX('Asset data'!$L30:$CX30,1,MATCH(DF$5,'Utilisation profile'!$F30:$CR30,0))),0)","v":0},{"$f":"IF($A30>0,IF(ISNA(MATCH(DG$5,'Utilisation profile'!$F30:$CR30,0)),0,INDEX('Asset data'!$L30:$CX30,1,MATCH(DG$5,'Utilisation profile'!$F30:$CR30,0))),0)","v":0},{"$f":"IF($A30>0,IF(ISNA(MATCH(DH$5,'Utilisation profile'!$F30:$CR30,0)),0,INDEX('Asset data'!$L30:$CX30,1,MATCH(DH$5,'Utilisation profile'!$F30:$CR30,0))),0)","v":0},{"$f":"IF($A30>0,IF(ISNA(MATCH(DI$5,'Utilisation profile'!$F30:$CR30,0)),0,INDEX('Asset data'!$L30:$CX30,1,MATCH(DI$5,'Utilisation profile'!$F30:$CR30,0))),0)","v":0},{"$f":"IF($A30>0,IF(ISNA(MATCH(DJ$5,'Utilisation profile'!$F30:$CR30,0)),0,INDEX('Asset data'!$L30:$CX30,1,MATCH(DJ$5,'Utilisation profile'!$F30:$CR30,0))),0)","v":0},{"$f":"IF($A30>0,IF(ISNA(MATCH(DK$5,'Utilisation profile'!$F30:$CR30,0)),0,INDEX('Asset data'!$L30:$CX30,1,MATCH(DK$5,'Utilisation profile'!$F30:$CR30,0))),0)","v":0},{"$f":"IF($A30>0,IF(ISNA(MATCH(DL$5,'Utilisation profile'!$F30:$CR30,0)),0,INDEX('Asset data'!$L30:$CX30,1,MATCH(DL$5,'Utilisation profile'!$F30:$CR30,0))),0)","v":0},{"$f":"IF($A30>0,IF(ISNA(MATCH(DM$5,'Utilisation profile'!$F30:$CR30,0)),0,INDEX('Asset data'!$L30:$CX30,1,MATCH(DM$5,'Utilisation profile'!$F30:$CR30,0))),0)","v":0},{"$f":"IF($A30>0,IF(ISNA(MATCH(DN$5,'Utilisation profile'!$F30:$CR30,0)),0,INDEX('Asset data'!$L30:$CX30,1,MATCH(DN$5,'Utilisation profile'!$F30:$CR30,0))),0)","v":0},{"$f":"IF($A30>0,IF(ISNA(MATCH(DO$5,'Utilisation profile'!$F30:$CR30,0)),0,INDEX('Asset data'!$L30:$CX30,1,MATCH(DO$5,'Utilisation profile'!$F30:$CR30,0))),0)","v":0},{"$f":"IF($A30>0,IF(ISNA(MATCH(DP$5,'Utilisation profile'!$F30:$CR30,0)),0,INDEX('Asset data'!$L30:$CX30,1,MATCH(DP$5,'Utilisation profile'!$F30:$CR30,0))),0)","v":0},{"$f":"IF($A30>0,IF(ISNA(MATCH(DQ$5,'Utilisation profile'!$F30:$CR30,0)),0,INDEX('Asset data'!$L30:$CX30,1,MATCH(DQ$5,'Utilisation profile'!$F30:$CR30,0))),0)","v":0},{"$f":"IF($A30>0,IF(ISNA(MATCH(DR$5,'Utilisation profile'!$F30:$CR30,0)),0,INDEX('Asset data'!$L30:$CX30,1,MATCH(DR$5,'Utilisation profile'!$F30:$CR30,0))),0)","v":0},{"$f":"IF($A30>0,IF(ISNA(MATCH(DS$5,'Utilisation profile'!$F30:$CR30,0)),0,INDEX('Asset data'!$L30:$CX30,1,MATCH(DS$5,'Utilisation profile'!$F30:$CR30,0))),0)","v":0},{"$f":"IF($A30>0,IF(ISNA(MATCH(DT$5,'Utilisation profile'!$F30:$CR30,0)),0,INDEX('Asset data'!$L30:$CX30,1,MATCH(DT$5,'Utilisation profile'!$F30:$CR30,0))),0)","v":0},{"$f":"IF($A30>0,IF(ISNA(MATCH(DU$5,'Utilisation profile'!$F30:$CR30,0)),0,INDEX('Asset data'!$L30:$CX30,1,MATCH(DU$5,'Utilisation profile'!$F30:$CR30,0))),0)","v":0},{"$f":"IF($A30>0,IF(ISNA(MATCH(DV$5,'Utilisation profile'!$F30:$CR30,0)),0,INDEX('Asset data'!$L30:$CX30,1,MATCH(DV$5,'Utilisation profile'!$F30:$CR30,0))),0)","v":0},{"$f":"IF($A30>0,IF(ISNA(MATCH(DW$5,'Utilisation profile'!$F30:$CR30,0)),0,INDEX('Asset data'!$L30:$CX30,1,MATCH(DW$5,'Utilisation profile'!$F30:$CR30,0))),0)","v":0},{"$f":"IF($A30>0,IF(ISNA(MATCH(DX$5,'Utilisation profile'!$F30:$CR30,0)),0,INDEX('Asset data'!$L30:$CX30,1,MATCH(DX$5,'Utilisation profile'!$F30:$CR30,0))),0)","v":0},{"$f":"IF($A30>0,IF(ISNA(MATCH(DY$5,'Utilisation profile'!$F30:$CR30,0)),0,INDEX('Asset data'!$L30:$CX30,1,MATCH(DY$5,'Utilisation profile'!$F30:$CR30,0))),0)","v":0},{"$f":"IF($A30>0,IF(ISNA(MATCH(DZ$5,'Utilisation profile'!$F30:$CR30,0)),0,INDEX('Asset data'!$L30:$CX30,1,MATCH(DZ$5,'Utilisation profile'!$F30:$CR30,0))),0)","v":0},{"$f":"IF($A30>0,IF(ISNA(MATCH(EA$5,'Utilisation profile'!$F30:$CR30,0)),0,INDEX('Asset data'!$L30:$CX30,1,MATCH(EA$5,'Utilisation profile'!$F30:$CR30,0))),0)","v":0},{"$f":"IF($A30>0,IF(ISNA(MATCH(EB$5,'Utilisation profile'!$F30:$CR30,0)),0,INDEX('Asset data'!$L30:$CX30,1,MATCH(EB$5,'Utilisation profile'!$F30:$CR30,0))),0)","v":0},{"$f":"IF($A30>0,IF(ISNA(MATCH(EC$5,'Utilisation profile'!$F30:$CR30,0)),0,INDEX('Asset data'!$L30:$CX30,1,MATCH(EC$5,'Utilisation profile'!$F30:$CR30,0))),0)","v":0},{"$f":"IF($A30>0,IF(ISNA(MATCH(ED$5,'Utilisation profile'!$F30:$CR30,0)),0,INDEX('Asset data'!$L30:$CX30,1,MATCH(ED$5,'Utilisation profile'!$F30:$CR30,0))),0)","v":0},{"$f":"IF($A30>0,IF(ISNA(MATCH(EE$5,'Utilisation profile'!$F30:$CR30,0)),0,INDEX('Asset data'!$L30:$CX30,1,MATCH(EE$5,'Utilisation profile'!$F30:$CR30,0))),0)","v":0},{"$f":"IF($A30>0,IF(ISNA(MATCH(EF$5,'Utilisation profile'!$F30:$CR30,0)),0,INDEX('Asset data'!$L30:$CX30,1,MATCH(EF$5,'Utilisation profile'!$F30:$CR30,0))),0)","v":0},{"$f":"IF($A30>0,IF(ISNA(MATCH(EG$5,'Utilisation profile'!$F30:$CR30,0)),0,INDEX('Asset data'!$L30:$CX30,1,MATCH(EG$5,'Utilisation profile'!$F30:$CR30,0))),0)","v":0},{"$f":"IF($A30>0,IF(ISNA(MATCH(EH$5,'Utilisation profile'!$F30:$CR30,0)),0,INDEX('Asset data'!$L30:$CX30,1,MATCH(EH$5,'Utilisation profile'!$F30:$CR30,0))),0)","v":0},{"$f":"IF($A30>0,IF(ISNA(MATCH(EI$5,'Utilisation profile'!$F30:$CR30,0)),0,INDEX('Asset data'!$L30:$CX30,1,MATCH(EI$5,'Utilisation profile'!$F30:$CR30,0))),0)","v":0},{"$f":"IF($A30>0,IF(ISNA(MATCH(EJ$5,'Utilisation profile'!$F30:$CR30,0)),0,INDEX('Asset data'!$L30:$CX30,1,MATCH(EJ$5,'Utilisation profile'!$F30:$CR30,0))),0)","v":0},{"$f":"IF($A30>0,IF(ISNA(MATCH(EK$5,'Utilisation profile'!$F30:$CR30,0)),0,INDEX('Asset data'!$L30:$CX30,1,MATCH(EK$5,'Utilisation profile'!$F30:$CR30,0))),0)","v":0},{"$f":"IF($A30>0,IF(ISNA(MATCH(EL$5,'Utilisation profile'!$F30:$CR30,0)),0,INDEX('Asset data'!$L30:$CX30,1,MATCH(EL$5,'Utilisation profile'!$F30:$CR30,0))),0)","v":0},{"$f":"IF($A30>0,IF(ISNA(MATCH(EM$5,'Utilisation profile'!$F30:$CR30,0)),0,INDEX('Asset data'!$L30:$CX30,1,MATCH(EM$5,'Utilisation profile'!$F30:$CR30,0))),0)","v":0},{"$f":"IF($A30>0,IF(ISNA(MATCH(EN$5,'Utilisation profile'!$F30:$CR30,0)),0,INDEX('Asset data'!$L30:$CX30,1,MATCH(EN$5,'Utilisation profile'!$F30:$CR30,0))),0)","v":0},{"$f":"IF($A30>0,IF(ISNA(MATCH(EO$5,'Utilisation profile'!$F30:$CR30,0)),0,INDEX('Asset data'!$L30:$CX30,1,MATCH(EO$5,'Utilisation profile'!$F30:$CR30,0))),0)","v":0},{"$f":"IF($A30>0,IF(ISNA(MATCH(EP$5,'Utilisation profile'!$F30:$CR30,0)),0,INDEX('Asset data'!$L30:$CX30,1,MATCH(EP$5,'Utilisation profile'!$F30:$CR30,0))),0)","v":0},{"$f":"IF($A30>0,IF(ISNA(MATCH(EQ$5,'Utilisation profile'!$F30:$CR30,0)),0,INDEX('Asset data'!$L30:$CX30,1,MATCH(EQ$5,'Utilisation profile'!$F30:$CR30,0))),0)","v":0},{"$f":"IF($A30>0,IF(ISNA(MATCH(ER$5,'Utilisation profile'!$F30:$CR30,0)),0,INDEX('Asset data'!$L30:$CX30,1,MATCH(ER$5,'Utilisation profile'!$F30:$CR30,0))),0)","v":0},{"$f":"IF($A30>0,IF(ISNA(MATCH(ES$5,'Utilisation profile'!$F30:$CR30,0)),0,INDEX('Asset data'!$L30:$CX30,1,MATCH(ES$5,'Utilisation profile'!$F30:$CR30,0))),0)","v":0},{"$f":"IF($A30>0,IF(ISNA(MATCH(ET$5,'Utilisation profile'!$F30:$CR30,0)),0,INDEX('Asset data'!$L30:$CX30,1,MATCH(ET$5,'Utilisation profile'!$F30:$CR30,0))),0)","v":0},{"$f":"IF($A30>0,IF(ISNA(MATCH(EU$5,'Utilisation profile'!$F30:$CR30,0)),0,INDEX('Asset data'!$L30:$CX30,1,MATCH(EU$5,'Utilisation profile'!$F30:$CR30,0))),0)","v":0},{"$f":"IF($A30>0,IF(ISNA(MATCH(EV$5,'Utilisation profile'!$F30:$CR30,0)),0,INDEX('Asset data'!$L30:$CX30,1,MATCH(EV$5,'Utilisation profile'!$F30:$CR30,0))),0)","v":0},{"$f":"IF($A30>0,IF(ISNA(MATCH(EW$5,'Utilisation profile'!$F30:$CR30,0)),0,INDEX('Asset data'!$L30:$CX30,1,MATCH(EW$5,'Utilisation profile'!$F30:$CR30,0))),0)","v":0},{"$f":"IF($A30>0,IF(ISNA(MATCH(EX$5,'Utilisation profile'!$F30:$CR30,0)),0,INDEX('Asset data'!$L30:$CX30,1,MATCH(EX$5,'Utilisation profile'!$F30:$CR30,0))),0)","v":0},{"$f":"IF($A30>0,IF(ISNA(MATCH(EY$5,'Utilisation profile'!$F30:$CR30,0)),0,INDEX('Asset data'!$L30:$CX30,1,MATCH(EY$5,'Utilisation profile'!$F30:$CR30,0))),0)","v":0},{"$f":"IF($A30>0,IF(ISNA(MATCH(EZ$5,'Utilisation profile'!$F30:$CR30,0)),0,INDEX('Asset data'!$L30:$CX30,1,MATCH(EZ$5,'Utilisation profile'!$F30:$CR30,0))),0)","v":0},{"$f":"IF($A30>0,IF(ISNA(MATCH(FA$5,'Utilisation profile'!$F30:$CR30,0)),0,INDEX('Asset data'!$L30:$CX30,1,MATCH(FA$5,'Utilisation profile'!$F30:$CR30,0))),0)","v":0}]
[{"$f":"'Asset data'!A31","v":0},{"$f":"'Asset data'!B31","v":0},{"$f":"'Asset data'!C31","v":0},{"$f":"'Asset data'!E31","v":0},{"$f":"'Asset data'!I31","v":0},{"$f":"IF($A31>0,'Utilisation profile'!CU31,0)","v":0},{"$f":"IF($A31>0,IF(ISNA(MATCH(G$5,'Utilisation profile'!$F31:$CR31,0)),0,INDEX('Asset data'!$L31:$CX31,1,MATCH(G$5,'Utilisation profile'!$F31:$CR31,0))),0)","v":0},{"$f":"IF($A31>0,IF(ISNA(MATCH(H$5,'Utilisation profile'!$F31:$CR31,0)),0,INDEX('Asset data'!$L31:$CX31,1,MATCH(H$5,'Utilisation profile'!$F31:$CR31,0))),0)","v":0},{"$f":"IF($A31>0,IF(ISNA(MATCH(I$5,'Utilisation profile'!$F31:$CR31,0)),0,INDEX('Asset data'!$L31:$CX31,1,MATCH(I$5,'Utilisation profile'!$F31:$CR31,0))),0)","v":0},{"$f":"IF($A31>0,IF(ISNA(MATCH(J$5,'Utilisation profile'!$F31:$CR31,0)),0,INDEX('Asset data'!$L31:$CX31,1,MATCH(J$5,'Utilisation profile'!$F31:$CR31,0))),0)","v":0},{"$f":"IF($A31>0,IF(ISNA(MATCH(K$5,'Utilisation profile'!$F31:$CR31,0)),0,INDEX('Asset data'!$L31:$CX31,1,MATCH(K$5,'Utilisation profile'!$F31:$CR31,0))),0)","v":0},{"$f":"IF($A31>0,IF(ISNA(MATCH(L$5,'Utilisation profile'!$F31:$CR31,0)),0,INDEX('Asset data'!$L31:$CX31,1,MATCH(L$5,'Utilisation profile'!$F31:$CR31,0))),0)","v":0},{"$f":"IF($A31>0,IF(ISNA(MATCH(M$5,'Utilisation profile'!$F31:$CR31,0)),0,INDEX('Asset data'!$L31:$CX31,1,MATCH(M$5,'Utilisation profile'!$F31:$CR31,0))),0)","v":0},{"$f":"IF($A31>0,IF(ISNA(MATCH(N$5,'Utilisation profile'!$F31:$CR31,0)),0,INDEX('Asset data'!$L31:$CX31,1,MATCH(N$5,'Utilisation profile'!$F31:$CR31,0))),0)","v":0},{"$f":"IF($A31>0,IF(ISNA(MATCH(O$5,'Utilisation profile'!$F31:$CR31,0)),0,INDEX('Asset data'!$L31:$CX31,1,MATCH(O$5,'Utilisation profile'!$F31:$CR31,0))),0)","v":0},{"$f":"IF($A31>0,IF(ISNA(MATCH(P$5,'Utilisation profile'!$F31:$CR31,0)),0,INDEX('Asset data'!$L31:$CX31,1,MATCH(P$5,'Utilisation profile'!$F31:$CR31,0))),0)","v":0},{"$f":"IF($A31>0,IF(ISNA(MATCH(Q$5,'Utilisation profile'!$F31:$CR31,0)),0,INDEX('Asset data'!$L31:$CX31,1,MATCH(Q$5,'Utilisation profile'!$F31:$CR31,0))),0)","v":0},{"$f":"IF($A31>0,IF(ISNA(MATCH(R$5,'Utilisation profile'!$F31:$CR31,0)),0,INDEX('Asset data'!$L31:$CX31,1,MATCH(R$5,'Utilisation profile'!$F31:$CR31,0))),0)","v":0},{"$f":"IF($A31>0,IF(ISNA(MATCH(S$5,'Utilisation profile'!$F31:$CR31,0)),0,INDEX('Asset data'!$L31:$CX31,1,MATCH(S$5,'Utilisation profile'!$F31:$CR31,0))),0)","v":0},{"$f":"IF($A31>0,IF(ISNA(MATCH(T$5,'Utilisation profile'!$F31:$CR31,0)),0,INDEX('Asset data'!$L31:$CX31,1,MATCH(T$5,'Utilisation profile'!$F31:$CR31,0))),0)","v":0},{"$f":"IF($A31>0,IF(ISNA(MATCH(U$5,'Utilisation profile'!$F31:$CR31,0)),0,INDEX('Asset data'!$L31:$CX31,1,MATCH(U$5,'Utilisation profile'!$F31:$CR31,0))),0)","v":0},{"$f":"IF($A31>0,IF(ISNA(MATCH(V$5,'Utilisation profile'!$F31:$CR31,0)),0,INDEX('Asset data'!$L31:$CX31,1,MATCH(V$5,'Utilisation profile'!$F31:$CR31,0))),0)","v":0},{"$f":"IF($A31>0,IF(ISNA(MATCH(W$5,'Utilisation profile'!$F31:$CR31,0)),0,INDEX('Asset data'!$L31:$CX31,1,MATCH(W$5,'Utilisation profile'!$F31:$CR31,0))),0)","v":0},{"$f":"IF($A31>0,IF(ISNA(MATCH(X$5,'Utilisation profile'!$F31:$CR31,0)),0,INDEX('Asset data'!$L31:$CX31,1,MATCH(X$5,'Utilisation profile'!$F31:$CR31,0))),0)","v":0},{"$f":"IF($A31>0,IF(ISNA(MATCH(Y$5,'Utilisation profile'!$F31:$CR31,0)),0,INDEX('Asset data'!$L31:$CX31,1,MATCH(Y$5,'Utilisation profile'!$F31:$CR31,0))),0)","v":0},{"$f":"IF($A31>0,IF(ISNA(MATCH(Z$5,'Utilisation profile'!$F31:$CR31,0)),0,INDEX('Asset data'!$L31:$CX31,1,MATCH(Z$5,'Utilisation profile'!$F31:$CR31,0))),0)","v":0},{"$f":"IF($A31>0,IF(ISNA(MATCH(AA$5,'Utilisation profile'!$F31:$CR31,0)),0,INDEX('Asset data'!$L31:$CX31,1,MATCH(AA$5,'Utilisation profile'!$F31:$CR31,0))),0)","v":0},{"$f":"IF($A31>0,IF(ISNA(MATCH(AB$5,'Utilisation profile'!$F31:$CR31,0)),0,INDEX('Asset data'!$L31:$CX31,1,MATCH(AB$5,'Utilisation profile'!$F31:$CR31,0))),0)","v":0},{"$f":"IF($A31>0,IF(ISNA(MATCH(AC$5,'Utilisation profile'!$F31:$CR31,0)),0,INDEX('Asset data'!$L31:$CX31,1,MATCH(AC$5,'Utilisation profile'!$F31:$CR31,0))),0)","v":0},{"$f":"IF($A31>0,IF(ISNA(MATCH(AD$5,'Utilisation profile'!$F31:$CR31,0)),0,INDEX('Asset data'!$L31:$CX31,1,MATCH(AD$5,'Utilisation profile'!$F31:$CR31,0))),0)","v":0},{"$f":"IF($A31>0,IF(ISNA(MATCH(AE$5,'Utilisation profile'!$F31:$CR31,0)),0,INDEX('Asset data'!$L31:$CX31,1,MATCH(AE$5,'Utilisation profile'!$F31:$CR31,0))),0)","v":0},{"$f":"IF($A31>0,IF(ISNA(MATCH(AF$5,'Utilisation profile'!$F31:$CR31,0)),0,INDEX('Asset data'!$L31:$CX31,1,MATCH(AF$5,'Utilisation profile'!$F31:$CR31,0))),0)","v":0},{"$f":"IF($A31>0,IF(ISNA(MATCH(AG$5,'Utilisation profile'!$F31:$CR31,0)),0,INDEX('Asset data'!$L31:$CX31,1,MATCH(AG$5,'Utilisation profile'!$F31:$CR31,0))),0)","v":0},{"$f":"IF($A31>0,IF(ISNA(MATCH(AH$5,'Utilisation profile'!$F31:$CR31,0)),0,INDEX('Asset data'!$L31:$CX31,1,MATCH(AH$5,'Utilisation profile'!$F31:$CR31,0))),0)","v":0},{"$f":"IF($A31>0,IF(ISNA(MATCH(AI$5,'Utilisation profile'!$F31:$CR31,0)),0,INDEX('Asset data'!$L31:$CX31,1,MATCH(AI$5,'Utilisation profile'!$F31:$CR31,0))),0)","v":0},{"$f":"IF($A31>0,IF(ISNA(MATCH(AJ$5,'Utilisation profile'!$F31:$CR31,0)),0,INDEX('Asset data'!$L31:$CX31,1,MATCH(AJ$5,'Utilisation profile'!$F31:$CR31,0))),0)","v":0},{"$f":"IF($A31>0,IF(ISNA(MATCH(AK$5,'Utilisation profile'!$F31:$CR31,0)),0,INDEX('Asset data'!$L31:$CX31,1,MATCH(AK$5,'Utilisation profile'!$F31:$CR31,0))),0)","v":0},{"$f":"IF($A31>0,IF(ISNA(MATCH(AL$5,'Utilisation profile'!$F31:$CR31,0)),0,INDEX('Asset data'!$L31:$CX31,1,MATCH(AL$5,'Utilisation profile'!$F31:$CR31,0))),0)","v":0},{"$f":"IF($A31>0,IF(ISNA(MATCH(AM$5,'Utilisation profile'!$F31:$CR31,0)),0,INDEX('Asset data'!$L31:$CX31,1,MATCH(AM$5,'Utilisation profile'!$F31:$CR31,0))),0)","v":0},{"$f":"IF($A31>0,IF(ISNA(MATCH(AN$5,'Utilisation profile'!$F31:$CR31,0)),0,INDEX('Asset data'!$L31:$CX31,1,MATCH(AN$5,'Utilisation profile'!$F31:$CR31,0))),0)","v":0},{"$f":"IF($A31>0,IF(ISNA(MATCH(AO$5,'Utilisation profile'!$F31:$CR31,0)),0,INDEX('Asset data'!$L31:$CX31,1,MATCH(AO$5,'Utilisation profile'!$F31:$CR31,0))),0)","v":0},{"$f":"IF($A31>0,IF(ISNA(MATCH(AP$5,'Utilisation profile'!$F31:$CR31,0)),0,INDEX('Asset data'!$L31:$CX31,1,MATCH(AP$5,'Utilisation profile'!$F31:$CR31,0))),0)","v":0},{"$f":"IF($A31>0,IF(ISNA(MATCH(AQ$5,'Utilisation profile'!$F31:$CR31,0)),0,INDEX('Asset data'!$L31:$CX31,1,MATCH(AQ$5,'Utilisation profile'!$F31:$CR31,0))),0)","v":0},{"$f":"IF($A31>0,IF(ISNA(MATCH(AR$5,'Utilisation profile'!$F31:$CR31,0)),0,INDEX('Asset data'!$L31:$CX31,1,MATCH(AR$5,'Utilisation profile'!$F31:$CR31,0))),0)","v":0},{"$f":"IF($A31>0,IF(ISNA(MATCH(AS$5,'Utilisation profile'!$F31:$CR31,0)),0,INDEX('Asset data'!$L31:$CX31,1,MATCH(AS$5,'Utilisation profile'!$F31:$CR31,0))),0)","v":0},{"$f":"IF($A31>0,IF(ISNA(MATCH(AT$5,'Utilisation profile'!$F31:$CR31,0)),0,INDEX('Asset data'!$L31:$CX31,1,MATCH(AT$5,'Utilisation profile'!$F31:$CR31,0))),0)","v":0},{"$f":"IF($A31>0,IF(ISNA(MATCH(AU$5,'Utilisation profile'!$F31:$CR31,0)),0,INDEX('Asset data'!$L31:$CX31,1,MATCH(AU$5,'Utilisation profile'!$F31:$CR31,0))),0)","v":0},{"$f":"IF($A31>0,IF(ISNA(MATCH(AV$5,'Utilisation profile'!$F31:$CR31,0)),0,INDEX('Asset data'!$L31:$CX31,1,MATCH(AV$5,'Utilisation profile'!$F31:$CR31,0))),0)","v":0},{"$f":"IF($A31>0,IF(ISNA(MATCH(AW$5,'Utilisation profile'!$F31:$CR31,0)),0,INDEX('Asset data'!$L31:$CX31,1,MATCH(AW$5,'Utilisation profile'!$F31:$CR31,0))),0)","v":0},{"$f":"IF($A31>0,IF(ISNA(MATCH(AX$5,'Utilisation profile'!$F31:$CR31,0)),0,INDEX('Asset data'!$L31:$CX31,1,MATCH(AX$5,'Utilisation profile'!$F31:$CR31,0))),0)","v":0},{"$f":"IF($A31>0,IF(ISNA(MATCH(AY$5,'Utilisation profile'!$F31:$CR31,0)),0,INDEX('Asset data'!$L31:$CX31,1,MATCH(AY$5,'Utilisation profile'!$F31:$CR31,0))),0)","v":0},{"$f":"IF($A31>0,IF(ISNA(MATCH(AZ$5,'Utilisation profile'!$F31:$CR31,0)),0,INDEX('Asset data'!$L31:$CX31,1,MATCH(AZ$5,'Utilisation profile'!$F31:$CR31,0))),0)","v":0},{"$f":"IF($A31>0,IF(ISNA(MATCH(BA$5,'Utilisation profile'!$F31:$CR31,0)),0,INDEX('Asset data'!$L31:$CX31,1,MATCH(BA$5,'Utilisation profile'!$F31:$CR31,0))),0)","v":0},{"$f":"IF($A31>0,IF(ISNA(MATCH(BB$5,'Utilisation profile'!$F31:$CR31,0)),0,INDEX('Asset data'!$L31:$CX31,1,MATCH(BB$5,'Utilisation profile'!$F31:$CR31,0))),0)","v":0},{"$f":"IF($A31>0,IF(ISNA(MATCH(BC$5,'Utilisation profile'!$F31:$CR31,0)),0,INDEX('Asset data'!$L31:$CX31,1,MATCH(BC$5,'Utilisation profile'!$F31:$CR31,0))),0)","v":0},{"$f":"IF($A31>0,IF(ISNA(MATCH(BD$5,'Utilisation profile'!$F31:$CR31,0)),0,INDEX('Asset data'!$L31:$CX31,1,MATCH(BD$5,'Utilisation profile'!$F31:$CR31,0))),0)","v":0},{"$f":"IF($A31>0,IF(ISNA(MATCH(BE$5,'Utilisation profile'!$F31:$CR31,0)),0,INDEX('Asset data'!$L31:$CX31,1,MATCH(BE$5,'Utilisation profile'!$F31:$CR31,0))),0)","v":0},{"$f":"IF($A31>0,IF(ISNA(MATCH(BF$5,'Utilisation profile'!$F31:$CR31,0)),0,INDEX('Asset data'!$L31:$CX31,1,MATCH(BF$5,'Utilisation profile'!$F31:$CR31,0))),0)","v":0},{"$f":"IF($A31>0,IF(ISNA(MATCH(BG$5,'Utilisation profile'!$F31:$CR31,0)),0,INDEX('Asset data'!$L31:$CX31,1,MATCH(BG$5,'Utilisation profile'!$F31:$CR31,0))),0)","v":0},{"$f":"IF($A31>0,IF(ISNA(MATCH(BH$5,'Utilisation profile'!$F31:$CR31,0)),0,INDEX('Asset data'!$L31:$CX31,1,MATCH(BH$5,'Utilisation profile'!$F31:$CR31,0))),0)","v":0},{"$f":"IF($A31>0,IF(ISNA(MATCH(BI$5,'Utilisation profile'!$F31:$CR31,0)),0,INDEX('Asset data'!$L31:$CX31,1,MATCH(BI$5,'Utilisation profile'!$F31:$CR31,0))),0)","v":0},{"$f":"IF($A31>0,IF(ISNA(MATCH(BJ$5,'Utilisation profile'!$F31:$CR31,0)),0,INDEX('Asset data'!$L31:$CX31,1,MATCH(BJ$5,'Utilisation profile'!$F31:$CR31,0))),0)","v":0},{"$f":"IF($A31>0,IF(ISNA(MATCH(BK$5,'Utilisation profile'!$F31:$CR31,0)),0,INDEX('Asset data'!$L31:$CX31,1,MATCH(BK$5,'Utilisation profile'!$F31:$CR31,0))),0)","v":0},{"$f":"IF($A31>0,IF(ISNA(MATCH(BL$5,'Utilisation profile'!$F31:$CR31,0)),0,INDEX('Asset data'!$L31:$CX31,1,MATCH(BL$5,'Utilisation profile'!$F31:$CR31,0))),0)","v":0},{"$f":"IF($A31>0,IF(ISNA(MATCH(BM$5,'Utilisation profile'!$F31:$CR31,0)),0,INDEX('Asset data'!$L31:$CX31,1,MATCH(BM$5,'Utilisation profile'!$F31:$CR31,0))),0)","v":0},{"$f":"IF($A31>0,IF(ISNA(MATCH(BN$5,'Utilisation profile'!$F31:$CR31,0)),0,INDEX('Asset data'!$L31:$CX31,1,MATCH(BN$5,'Utilisation profile'!$F31:$CR31,0))),0)","v":0},{"$f":"IF($A31>0,IF(ISNA(MATCH(BO$5,'Utilisation profile'!$F31:$CR31,0)),0,INDEX('Asset data'!$L31:$CX31,1,MATCH(BO$5,'Utilisation profile'!$F31:$CR31,0))),0)","v":0},{"$f":"IF($A31>0,IF(ISNA(MATCH(BP$5,'Utilisation profile'!$F31:$CR31,0)),0,INDEX('Asset data'!$L31:$CX31,1,MATCH(BP$5,'Utilisation profile'!$F31:$CR31,0))),0)","v":0},{"$f":"IF($A31>0,IF(ISNA(MATCH(BQ$5,'Utilisation profile'!$F31:$CR31,0)),0,INDEX('Asset data'!$L31:$CX31,1,MATCH(BQ$5,'Utilisation profile'!$F31:$CR31,0))),0)","v":0},{"$f":"IF($A31>0,IF(ISNA(MATCH(BR$5,'Utilisation profile'!$F31:$CR31,0)),0,INDEX('Asset data'!$L31:$CX31,1,MATCH(BR$5,'Utilisation profile'!$F31:$CR31,0))),0)","v":0},{"$f":"IF($A31>0,IF(ISNA(MATCH(BS$5,'Utilisation profile'!$F31:$CR31,0)),0,INDEX('Asset data'!$L31:$CX31,1,MATCH(BS$5,'Utilisation profile'!$F31:$CR31,0))),0)","v":0},{"$f":"IF($A31>0,IF(ISNA(MATCH(BT$5,'Utilisation profile'!$F31:$CR31,0)),0,INDEX('Asset data'!$L31:$CX31,1,MATCH(BT$5,'Utilisation profile'!$F31:$CR31,0))),0)","v":0},{"$f":"IF($A31>0,IF(ISNA(MATCH(BU$5,'Utilisation profile'!$F31:$CR31,0)),0,INDEX('Asset data'!$L31:$CX31,1,MATCH(BU$5,'Utilisation profile'!$F31:$CR31,0))),0)","v":0},{"$f":"IF($A31>0,IF(ISNA(MATCH(BV$5,'Utilisation profile'!$F31:$CR31,0)),0,INDEX('Asset data'!$L31:$CX31,1,MATCH(BV$5,'Utilisation profile'!$F31:$CR31,0))),0)","v":0},{"$f":"IF($A31>0,IF(ISNA(MATCH(BW$5,'Utilisation profile'!$F31:$CR31,0)),0,INDEX('Asset data'!$L31:$CX31,1,MATCH(BW$5,'Utilisation profile'!$F31:$CR31,0))),0)","v":0},{"$f":"IF($A31>0,IF(ISNA(MATCH(BX$5,'Utilisation profile'!$F31:$CR31,0)),0,INDEX('Asset data'!$L31:$CX31,1,MATCH(BX$5,'Utilisation profile'!$F31:$CR31,0))),0)","v":0},{"$f":"IF($A31>0,IF(ISNA(MATCH(BY$5,'Utilisation profile'!$F31:$CR31,0)),0,INDEX('Asset data'!$L31:$CX31,1,MATCH(BY$5,'Utilisation profile'!$F31:$CR31,0))),0)","v":0},{"$f":"IF($A31>0,IF(ISNA(MATCH(BZ$5,'Utilisation profile'!$F31:$CR31,0)),0,INDEX('Asset data'!$L31:$CX31,1,MATCH(BZ$5,'Utilisation profile'!$F31:$CR31,0))),0)","v":0},{"$f":"IF($A31>0,IF(ISNA(MATCH(CA$5,'Utilisation profile'!$F31:$CR31,0)),0,INDEX('Asset data'!$L31:$CX31,1,MATCH(CA$5,'Utilisation profile'!$F31:$CR31,0))),0)","v":0},{"$f":"IF($A31>0,IF(ISNA(MATCH(CB$5,'Utilisation profile'!$F31:$CR31,0)),0,INDEX('Asset data'!$L31:$CX31,1,MATCH(CB$5,'Utilisation profile'!$F31:$CR31,0))),0)","v":0},{"$f":"IF($A31>0,IF(ISNA(MATCH(CC$5,'Utilisation profile'!$F31:$CR31,0)),0,INDEX('Asset data'!$L31:$CX31,1,MATCH(CC$5,'Utilisation profile'!$F31:$CR31,0))),0)","v":0},{"$f":"IF($A31>0,IF(ISNA(MATCH(CD$5,'Utilisation profile'!$F31:$CR31,0)),0,INDEX('Asset data'!$L31:$CX31,1,MATCH(CD$5,'Utilisation profile'!$F31:$CR31,0))),0)","v":0},{"$f":"IF($A31>0,IF(ISNA(MATCH(CE$5,'Utilisation profile'!$F31:$CR31,0)),0,INDEX('Asset data'!$L31:$CX31,1,MATCH(CE$5,'Utilisation profile'!$F31:$CR31,0))),0)","v":0},{"$f":"IF($A31>0,IF(ISNA(MATCH(CF$5,'Utilisation profile'!$F31:$CR31,0)),0,INDEX('Asset data'!$L31:$CX31,1,MATCH(CF$5,'Utilisation profile'!$F31:$CR31,0))),0)","v":0},{"$f":"IF($A31>0,IF(ISNA(MATCH(CG$5,'Utilisation profile'!$F31:$CR31,0)),0,INDEX('Asset data'!$L31:$CX31,1,MATCH(CG$5,'Utilisation profile'!$F31:$CR31,0))),0)","v":0},{"$f":"IF($A31>0,IF(ISNA(MATCH(CH$5,'Utilisation profile'!$F31:$CR31,0)),0,INDEX('Asset data'!$L31:$CX31,1,MATCH(CH$5,'Utilisation profile'!$F31:$CR31,0))),0)","v":0},{"$f":"IF($A31>0,IF(ISNA(MATCH(CI$5,'Utilisation profile'!$F31:$CR31,0)),0,INDEX('Asset data'!$L31:$CX31,1,MATCH(CI$5,'Utilisation profile'!$F31:$CR31,0))),0)","v":0},{"$f":"IF($A31>0,IF(ISNA(MATCH(CJ$5,'Utilisation profile'!$F31:$CR31,0)),0,INDEX('Asset data'!$L31:$CX31,1,MATCH(CJ$5,'Utilisation profile'!$F31:$CR31,0))),0)","v":0},{"$f":"IF($A31>0,IF(ISNA(MATCH(CK$5,'Utilisation profile'!$F31:$CR31,0)),0,INDEX('Asset data'!$L31:$CX31,1,MATCH(CK$5,'Utilisation profile'!$F31:$CR31,0))),0)","v":0},{"$f":"IF($A31>0,IF(ISNA(MATCH(CL$5,'Utilisation profile'!$F31:$CR31,0)),0,INDEX('Asset data'!$L31:$CX31,1,MATCH(CL$5,'Utilisation profile'!$F31:$CR31,0))),0)","v":0},{"$f":"IF($A31>0,IF(ISNA(MATCH(CM$5,'Utilisation profile'!$F31:$CR31,0)),0,INDEX('Asset data'!$L31:$CX31,1,MATCH(CM$5,'Utilisation profile'!$F31:$CR31,0))),0)","v":0},{"$f":"IF($A31>0,IF(ISNA(MATCH(CN$5,'Utilisation profile'!$F31:$CR31,0)),0,INDEX('Asset data'!$L31:$CX31,1,MATCH(CN$5,'Utilisation profile'!$F31:$CR31,0))),0)","v":0},{"$f":"IF($A31>0,IF(ISNA(MATCH(CO$5,'Utilisation profile'!$F31:$CR31,0)),0,INDEX('Asset data'!$L31:$CX31,1,MATCH(CO$5,'Utilisation profile'!$F31:$CR31,0))),0)","v":0},{"$f":"IF($A31>0,IF(ISNA(MATCH(CP$5,'Utilisation profile'!$F31:$CR31,0)),0,INDEX('Asset data'!$L31:$CX31,1,MATCH(CP$5,'Utilisation profile'!$F31:$CR31,0))),0)","v":0},{"$f":"IF($A31>0,IF(ISNA(MATCH(CQ$5,'Utilisation profile'!$F31:$CR31,0)),0,INDEX('Asset data'!$L31:$CX31,1,MATCH(CQ$5,'Utilisation profile'!$F31:$CR31,0))),0)","v":0},{"$f":"IF($A31>0,IF(ISNA(MATCH(CR$5,'Utilisation profile'!$F31:$CR31,0)),0,INDEX('Asset data'!$L31:$CX31,1,MATCH(CR$5,'Utilisation profile'!$F31:$CR31,0))),0)","v":0},{"$f":"IF($A31>0,IF(ISNA(MATCH(CS$5,'Utilisation profile'!$F31:$CR31,0)),0,INDEX('Asset data'!$L31:$CX31,1,MATCH(CS$5,'Utilisation profile'!$F31:$CR31,0))),0)","v":0},{"$f":"IF($A31>0,IF(ISNA(MATCH(CT$5,'Utilisation profile'!$F31:$CR31,0)),0,INDEX('Asset data'!$L31:$CX31,1,MATCH(CT$5,'Utilisation profile'!$F31:$CR31,0))),0)","v":0},{"$f":"IF($A31>0,IF(ISNA(MATCH(CU$5,'Utilisation profile'!$F31:$CR31,0)),0,INDEX('Asset data'!$L31:$CX31,1,MATCH(CU$5,'Utilisation profile'!$F31:$CR31,0))),0)","v":0},{"$f":"IF($A31>0,IF(ISNA(MATCH(CV$5,'Utilisation profile'!$F31:$CR31,0)),0,INDEX('Asset data'!$L31:$CX31,1,MATCH(CV$5,'Utilisation profile'!$F31:$CR31,0))),0)","v":0},{"$f":"IF($A31>0,IF(ISNA(MATCH(CW$5,'Utilisation profile'!$F31:$CR31,0)),0,INDEX('Asset data'!$L31:$CX31,1,MATCH(CW$5,'Utilisation profile'!$F31:$CR31,0))),0)","v":0},{"$f":"IF($A31>0,IF(ISNA(MATCH(CX$5,'Utilisation profile'!$F31:$CR31,0)),0,INDEX('Asset data'!$L31:$CX31,1,MATCH(CX$5,'Utilisation profile'!$F31:$CR31,0))),0)","v":0},{"$f":"IF($A31>0,IF(ISNA(MATCH(CY$5,'Utilisation profile'!$F31:$CR31,0)),0,INDEX('Asset data'!$L31:$CX31,1,MATCH(CY$5,'Utilisation profile'!$F31:$CR31,0))),0)","v":0},{"$f":"IF($A31>0,IF(ISNA(MATCH(CZ$5,'Utilisation profile'!$F31:$CR31,0)),0,INDEX('Asset data'!$L31:$CX31,1,MATCH(CZ$5,'Utilisation profile'!$F31:$CR31,0))),0)","v":0},{"$f":"IF($A31>0,IF(ISNA(MATCH(DA$5,'Utilisation profile'!$F31:$CR31,0)),0,INDEX('Asset data'!$L31:$CX31,1,MATCH(DA$5,'Utilisation profile'!$F31:$CR31,0))),0)","v":0},{"$f":"IF($A31>0,IF(ISNA(MATCH(DB$5,'Utilisation profile'!$F31:$CR31,0)),0,INDEX('Asset data'!$L31:$CX31,1,MATCH(DB$5,'Utilisation profile'!$F31:$CR31,0))),0)","v":0},{"$f":"IF($A31>0,IF(ISNA(MATCH(DC$5,'Utilisation profile'!$F31:$CR31,0)),0,INDEX('Asset data'!$L31:$CX31,1,MATCH(DC$5,'Utilisation profile'!$F31:$CR31,0))),0)","v":0},{"$f":"IF($A31>0,IF(ISNA(MATCH(DD$5,'Utilisation profile'!$F31:$CR31,0)),0,INDEX('Asset data'!$L31:$CX31,1,MATCH(DD$5,'Utilisation profile'!$F31:$CR31,0))),0)","v":0},{"$f":"IF($A31>0,IF(ISNA(MATCH(DE$5,'Utilisation profile'!$F31:$CR31,0)),0,INDEX('Asset data'!$L31:$CX31,1,MATCH(DE$5,'Utilisation profile'!$F31:$CR31,0))),0)","v":0},{"$f":"IF($A31>0,IF(ISNA(MATCH(DF$5,'Utilisation profile'!$F31:$CR31,0)),0,INDEX('Asset data'!$L31:$CX31,1,MATCH(DF$5,'Utilisation profile'!$F31:$CR31,0))),0)","v":0},{"$f":"IF($A31>0,IF(ISNA(MATCH(DG$5,'Utilisation profile'!$F31:$CR31,0)),0,INDEX('Asset data'!$L31:$CX31,1,MATCH(DG$5,'Utilisation profile'!$F31:$CR31,0))),0)","v":0},{"$f":"IF($A31>0,IF(ISNA(MATCH(DH$5,'Utilisation profile'!$F31:$CR31,0)),0,INDEX('Asset data'!$L31:$CX31,1,MATCH(DH$5,'Utilisation profile'!$F31:$CR31,0))),0)","v":0},{"$f":"IF($A31>0,IF(ISNA(MATCH(DI$5,'Utilisation profile'!$F31:$CR31,0)),0,INDEX('Asset data'!$L31:$CX31,1,MATCH(DI$5,'Utilisation profile'!$F31:$CR31,0))),0)","v":0},{"$f":"IF($A31>0,IF(ISNA(MATCH(DJ$5,'Utilisation profile'!$F31:$CR31,0)),0,INDEX('Asset data'!$L31:$CX31,1,MATCH(DJ$5,'Utilisation profile'!$F31:$CR31,0))),0)","v":0},{"$f":"IF($A31>0,IF(ISNA(MATCH(DK$5,'Utilisation profile'!$F31:$CR31,0)),0,INDEX('Asset data'!$L31:$CX31,1,MATCH(DK$5,'Utilisation profile'!$F31:$CR31,0))),0)","v":0},{"$f":"IF($A31>0,IF(ISNA(MATCH(DL$5,'Utilisation profile'!$F31:$CR31,0)),0,INDEX('Asset data'!$L31:$CX31,1,MATCH(DL$5,'Utilisation profile'!$F31:$CR31,0))),0)","v":0},{"$f":"IF($A31>0,IF(ISNA(MATCH(DM$5,'Utilisation profile'!$F31:$CR31,0)),0,INDEX('Asset data'!$L31:$CX31,1,MATCH(DM$5,'Utilisation profile'!$F31:$CR31,0))),0)","v":0},{"$f":"IF($A31>0,IF(ISNA(MATCH(DN$5,'Utilisation profile'!$F31:$CR31,0)),0,INDEX('Asset data'!$L31:$CX31,1,MATCH(DN$5,'Utilisation profile'!$F31:$CR31,0))),0)","v":0},{"$f":"IF($A31>0,IF(ISNA(MATCH(DO$5,'Utilisation profile'!$F31:$CR31,0)),0,INDEX('Asset data'!$L31:$CX31,1,MATCH(DO$5,'Utilisation profile'!$F31:$CR31,0))),0)","v":0},{"$f":"IF($A31>0,IF(ISNA(MATCH(DP$5,'Utilisation profile'!$F31:$CR31,0)),0,INDEX('Asset data'!$L31:$CX31,1,MATCH(DP$5,'Utilisation profile'!$F31:$CR31,0))),0)","v":0},{"$f":"IF($A31>0,IF(ISNA(MATCH(DQ$5,'Utilisation profile'!$F31:$CR31,0)),0,INDEX('Asset data'!$L31:$CX31,1,MATCH(DQ$5,'Utilisation profile'!$F31:$CR31,0))),0)","v":0},{"$f":"IF($A31>0,IF(ISNA(MATCH(DR$5,'Utilisation profile'!$F31:$CR31,0)),0,INDEX('Asset data'!$L31:$CX31,1,MATCH(DR$5,'Utilisation profile'!$F31:$CR31,0))),0)","v":0},{"$f":"IF($A31>0,IF(ISNA(MATCH(DS$5,'Utilisation profile'!$F31:$CR31,0)),0,INDEX('Asset data'!$L31:$CX31,1,MATCH(DS$5,'Utilisation profile'!$F31:$CR31,0))),0)","v":0},{"$f":"IF($A31>0,IF(ISNA(MATCH(DT$5,'Utilisation profile'!$F31:$CR31,0)),0,INDEX('Asset data'!$L31:$CX31,1,MATCH(DT$5,'Utilisation profile'!$F31:$CR31,0))),0)","v":0},{"$f":"IF($A31>0,IF(ISNA(MATCH(DU$5,'Utilisation profile'!$F31:$CR31,0)),0,INDEX('Asset data'!$L31:$CX31,1,MATCH(DU$5,'Utilisation profile'!$F31:$CR31,0))),0)","v":0},{"$f":"IF($A31>0,IF(ISNA(MATCH(DV$5,'Utilisation profile'!$F31:$CR31,0)),0,INDEX('Asset data'!$L31:$CX31,1,MATCH(DV$5,'Utilisation profile'!$F31:$CR31,0))),0)","v":0},{"$f":"IF($A31>0,IF(ISNA(MATCH(DW$5,'Utilisation profile'!$F31:$CR31,0)),0,INDEX('Asset data'!$L31:$CX31,1,MATCH(DW$5,'Utilisation profile'!$F31:$CR31,0))),0)","v":0},{"$f":"IF($A31>0,IF(ISNA(MATCH(DX$5,'Utilisation profile'!$F31:$CR31,0)),0,INDEX('Asset data'!$L31:$CX31,1,MATCH(DX$5,'Utilisation profile'!$F31:$CR31,0))),0)","v":0},{"$f":"IF($A31>0,IF(ISNA(MATCH(DY$5,'Utilisation profile'!$F31:$CR31,0)),0,INDEX('Asset data'!$L31:$CX31,1,MATCH(DY$5,'Utilisation profile'!$F31:$CR31,0))),0)","v":0},{"$f":"IF($A31>0,IF(ISNA(MATCH(DZ$5,'Utilisation profile'!$F31:$CR31,0)),0,INDEX('Asset data'!$L31:$CX31,1,MATCH(DZ$5,'Utilisation profile'!$F31:$CR31,0))),0)","v":0},{"$f":"IF($A31>0,IF(ISNA(MATCH(EA$5,'Utilisation profile'!$F31:$CR31,0)),0,INDEX('Asset data'!$L31:$CX31,1,MATCH(EA$5,'Utilisation profile'!$F31:$CR31,0))),0)","v":0},{"$f":"IF($A31>0,IF(ISNA(MATCH(EB$5,'Utilisation profile'!$F31:$CR31,0)),0,INDEX('Asset data'!$L31:$CX31,1,MATCH(EB$5,'Utilisation profile'!$F31:$CR31,0))),0)","v":0},{"$f":"IF($A31>0,IF(ISNA(MATCH(EC$5,'Utilisation profile'!$F31:$CR31,0)),0,INDEX('Asset data'!$L31:$CX31,1,MATCH(EC$5,'Utilisation profile'!$F31:$CR31,0))),0)","v":0},{"$f":"IF($A31>0,IF(ISNA(MATCH(ED$5,'Utilisation profile'!$F31:$CR31,0)),0,INDEX('Asset data'!$L31:$CX31,1,MATCH(ED$5,'Utilisation profile'!$F31:$CR31,0))),0)","v":0},{"$f":"IF($A31>0,IF(ISNA(MATCH(EE$5,'Utilisation profile'!$F31:$CR31,0)),0,INDEX('Asset data'!$L31:$CX31,1,MATCH(EE$5,'Utilisation profile'!$F31:$CR31,0))),0)","v":0},{"$f":"IF($A31>0,IF(ISNA(MATCH(EF$5,'Utilisation profile'!$F31:$CR31,0)),0,INDEX('Asset data'!$L31:$CX31,1,MATCH(EF$5,'Utilisation profile'!$F31:$CR31,0))),0)","v":0},{"$f":"IF($A31>0,IF(ISNA(MATCH(EG$5,'Utilisation profile'!$F31:$CR31,0)),0,INDEX('Asset data'!$L31:$CX31,1,MATCH(EG$5,'Utilisation profile'!$F31:$CR31,0))),0)","v":0},{"$f":"IF($A31>0,IF(ISNA(MATCH(EH$5,'Utilisation profile'!$F31:$CR31,0)),0,INDEX('Asset data'!$L31:$CX31,1,MATCH(EH$5,'Utilisation profile'!$F31:$CR31,0))),0)","v":0},{"$f":"IF($A31>0,IF(ISNA(MATCH(EI$5,'Utilisation profile'!$F31:$CR31,0)),0,INDEX('Asset data'!$L31:$CX31,1,MATCH(EI$5,'Utilisation profile'!$F31:$CR31,0))),0)","v":0},{"$f":"IF($A31>0,IF(ISNA(MATCH(EJ$5,'Utilisation profile'!$F31:$CR31,0)),0,INDEX('Asset data'!$L31:$CX31,1,MATCH(EJ$5,'Utilisation profile'!$F31:$CR31,0))),0)","v":0},{"$f":"IF($A31>0,IF(ISNA(MATCH(EK$5,'Utilisation profile'!$F31:$CR31,0)),0,INDEX('Asset data'!$L31:$CX31,1,MATCH(EK$5,'Utilisation profile'!$F31:$CR31,0))),0)","v":0},{"$f":"IF($A31>0,IF(ISNA(MATCH(EL$5,'Utilisation profile'!$F31:$CR31,0)),0,INDEX('Asset data'!$L31:$CX31,1,MATCH(EL$5,'Utilisation profile'!$F31:$CR31,0))),0)","v":0},{"$f":"IF($A31>0,IF(ISNA(MATCH(EM$5,'Utilisation profile'!$F31:$CR31,0)),0,INDEX('Asset data'!$L31:$CX31,1,MATCH(EM$5,'Utilisation profile'!$F31:$CR31,0))),0)","v":0},{"$f":"IF($A31>0,IF(ISNA(MATCH(EN$5,'Utilisation profile'!$F31:$CR31,0)),0,INDEX('Asset data'!$L31:$CX31,1,MATCH(EN$5,'Utilisation profile'!$F31:$CR31,0))),0)","v":0},{"$f":"IF($A31>0,IF(ISNA(MATCH(EO$5,'Utilisation profile'!$F31:$CR31,0)),0,INDEX('Asset data'!$L31:$CX31,1,MATCH(EO$5,'Utilisation profile'!$F31:$CR31,0))),0)","v":0},{"$f":"IF($A31>0,IF(ISNA(MATCH(EP$5,'Utilisation profile'!$F31:$CR31,0)),0,INDEX('Asset data'!$L31:$CX31,1,MATCH(EP$5,'Utilisation profile'!$F31:$CR31,0))),0)","v":0},{"$f":"IF($A31>0,IF(ISNA(MATCH(EQ$5,'Utilisation profile'!$F31:$CR31,0)),0,INDEX('Asset data'!$L31:$CX31,1,MATCH(EQ$5,'Utilisation profile'!$F31:$CR31,0))),0)","v":0},{"$f":"IF($A31>0,IF(ISNA(MATCH(ER$5,'Utilisation profile'!$F31:$CR31,0)),0,INDEX('Asset data'!$L31:$CX31,1,MATCH(ER$5,'Utilisation profile'!$F31:$CR31,0))),0)","v":0},{"$f":"IF($A31>0,IF(ISNA(MATCH(ES$5,'Utilisation profile'!$F31:$CR31,0)),0,INDEX('Asset data'!$L31:$CX31,1,MATCH(ES$5,'Utilisation profile'!$F31:$CR31,0))),0)","v":0},{"$f":"IF($A31>0,IF(ISNA(MATCH(ET$5,'Utilisation profile'!$F31:$CR31,0)),0,INDEX('Asset data'!$L31:$CX31,1,MATCH(ET$5,'Utilisation profile'!$F31:$CR31,0))),0)","v":0},{"$f":"IF($A31>0,IF(ISNA(MATCH(EU$5,'Utilisation profile'!$F31:$CR31,0)),0,INDEX('Asset data'!$L31:$CX31,1,MATCH(EU$5,'Utilisation profile'!$F31:$CR31,0))),0)","v":0},{"$f":"IF($A31>0,IF(ISNA(MATCH(EV$5,'Utilisation profile'!$F31:$CR31,0)),0,INDEX('Asset data'!$L31:$CX31,1,MATCH(EV$5,'Utilisation profile'!$F31:$CR31,0))),0)","v":0},{"$f":"IF($A31>0,IF(ISNA(MATCH(EW$5,'Utilisation profile'!$F31:$CR31,0)),0,INDEX('Asset data'!$L31:$CX31,1,MATCH(EW$5,'Utilisation profile'!$F31:$CR31,0))),0)","v":0},{"$f":"IF($A31>0,IF(ISNA(MATCH(EX$5,'Utilisation profile'!$F31:$CR31,0)),0,INDEX('Asset data'!$L31:$CX31,1,MATCH(EX$5,'Utilisation profile'!$F31:$CR31,0))),0)","v":0},{"$f":"IF($A31>0,IF(ISNA(MATCH(EY$5,'Utilisation profile'!$F31:$CR31,0)),0,INDEX('Asset data'!$L31:$CX31,1,MATCH(EY$5,'Utilisation profile'!$F31:$CR31,0))),0)","v":0},{"$f":"IF($A31>0,IF(ISNA(MATCH(EZ$5,'Utilisation profile'!$F31:$CR31,0)),0,INDEX('Asset data'!$L31:$CX31,1,MATCH(EZ$5,'Utilisation profile'!$F31:$CR31,0))),0)","v":0},{"$f":"IF($A31>0,IF(ISNA(MATCH(FA$5,'Utilisation profile'!$F31:$CR31,0)),0,INDEX('Asset data'!$L31:$CX31,1,MATCH(FA$5,'Utilisation profile'!$F31:$CR31,0))),0)","v":0}]
[{"$f":"'Asset data'!A32","v":0},{"$f":"'Asset data'!B32","v":0},{"$f":"'Asset data'!C32","v":0},{"$f":"'Asset data'!E32","v":0},{"$f":"'Asset data'!I32","v":0},{"$f":"IF($A32>0,'Utilisation profile'!CU32,0)","v":0},{"$f":"IF($A32>0,IF(ISNA(MATCH(G$5,'Utilisation profile'!$F32:$CR32,0)),0,INDEX('Asset data'!$L32:$CX32,1,MATCH(G$5,'Utilisation profile'!$F32:$CR32,0))),0)","v":0},{"$f":"IF($A32>0,IF(ISNA(MATCH(H$5,'Utilisation profile'!$F32:$CR32,0)),0,INDEX('Asset data'!$L32:$CX32,1,MATCH(H$5,'Utilisation profile'!$F32:$CR32,0))),0)","v":0},{"$f":"IF($A32>0,IF(ISNA(MATCH(I$5,'Utilisation profile'!$F32:$CR32,0)),0,INDEX('Asset data'!$L32:$CX32,1,MATCH(I$5,'Utilisation profile'!$F32:$CR32,0))),0)","v":0},{"$f":"IF($A32>0,IF(ISNA(MATCH(J$5,'Utilisation profile'!$F32:$CR32,0)),0,INDEX('Asset data'!$L32:$CX32,1,MATCH(J$5,'Utilisation profile'!$F32:$CR32,0))),0)","v":0},{"$f":"IF($A32>0,IF(ISNA(MATCH(K$5,'Utilisation profile'!$F32:$CR32,0)),0,INDEX('Asset data'!$L32:$CX32,1,MATCH(K$5,'Utilisation profile'!$F32:$CR32,0))),0)","v":0},{"$f":"IF($A32>0,IF(ISNA(MATCH(L$5,'Utilisation profile'!$F32:$CR32,0)),0,INDEX('Asset data'!$L32:$CX32,1,MATCH(L$5,'Utilisation profile'!$F32:$CR32,0))),0)","v":0},{"$f":"IF($A32>0,IF(ISNA(MATCH(M$5,'Utilisation profile'!$F32:$CR32,0)),0,INDEX('Asset data'!$L32:$CX32,1,MATCH(M$5,'Utilisation profile'!$F32:$CR32,0))),0)","v":0},{"$f":"IF($A32>0,IF(ISNA(MATCH(N$5,'Utilisation profile'!$F32:$CR32,0)),0,INDEX('Asset data'!$L32:$CX32,1,MATCH(N$5,'Utilisation profile'!$F32:$CR32,0))),0)","v":0},{"$f":"IF($A32>0,IF(ISNA(MATCH(O$5,'Utilisation profile'!$F32:$CR32,0)),0,INDEX('Asset data'!$L32:$CX32,1,MATCH(O$5,'Utilisation profile'!$F32:$CR32,0))),0)","v":0},{"$f":"IF($A32>0,IF(ISNA(MATCH(P$5,'Utilisation profile'!$F32:$CR32,0)),0,INDEX('Asset data'!$L32:$CX32,1,MATCH(P$5,'Utilisation profile'!$F32:$CR32,0))),0)","v":0},{"$f":"IF($A32>0,IF(ISNA(MATCH(Q$5,'Utilisation profile'!$F32:$CR32,0)),0,INDEX('Asset data'!$L32:$CX32,1,MATCH(Q$5,'Utilisation profile'!$F32:$CR32,0))),0)","v":0},{"$f":"IF($A32>0,IF(ISNA(MATCH(R$5,'Utilisation profile'!$F32:$CR32,0)),0,INDEX('Asset data'!$L32:$CX32,1,MATCH(R$5,'Utilisation profile'!$F32:$CR32,0))),0)","v":0},{"$f":"IF($A32>0,IF(ISNA(MATCH(S$5,'Utilisation profile'!$F32:$CR32,0)),0,INDEX('Asset data'!$L32:$CX32,1,MATCH(S$5,'Utilisation profile'!$F32:$CR32,0))),0)","v":0},{"$f":"IF($A32>0,IF(ISNA(MATCH(T$5,'Utilisation profile'!$F32:$CR32,0)),0,INDEX('Asset data'!$L32:$CX32,1,MATCH(T$5,'Utilisation profile'!$F32:$CR32,0))),0)","v":0},{"$f":"IF($A32>0,IF(ISNA(MATCH(U$5,'Utilisation profile'!$F32:$CR32,0)),0,INDEX('Asset data'!$L32:$CX32,1,MATCH(U$5,'Utilisation profile'!$F32:$CR32,0))),0)","v":0},{"$f":"IF($A32>0,IF(ISNA(MATCH(V$5,'Utilisation profile'!$F32:$CR32,0)),0,INDEX('Asset data'!$L32:$CX32,1,MATCH(V$5,'Utilisation profile'!$F32:$CR32,0))),0)","v":0},{"$f":"IF($A32>0,IF(ISNA(MATCH(W$5,'Utilisation profile'!$F32:$CR32,0)),0,INDEX('Asset data'!$L32:$CX32,1,MATCH(W$5,'Utilisation profile'!$F32:$CR32,0))),0)","v":0},{"$f":"IF($A32>0,IF(ISNA(MATCH(X$5,'Utilisation profile'!$F32:$CR32,0)),0,INDEX('Asset data'!$L32:$CX32,1,MATCH(X$5,'Utilisation profile'!$F32:$CR32,0))),0)","v":0},{"$f":"IF($A32>0,IF(ISNA(MATCH(Y$5,'Utilisation profile'!$F32:$CR32,0)),0,INDEX('Asset data'!$L32:$CX32,1,MATCH(Y$5,'Utilisation profile'!$F32:$CR32,0))),0)","v":0},{"$f":"IF($A32>0,IF(ISNA(MATCH(Z$5,'Utilisation profile'!$F32:$CR32,0)),0,INDEX('Asset data'!$L32:$CX32,1,MATCH(Z$5,'Utilisation profile'!$F32:$CR32,0))),0)","v":0},{"$f":"IF($A32>0,IF(ISNA(MATCH(AA$5,'Utilisation profile'!$F32:$CR32,0)),0,INDEX('Asset data'!$L32:$CX32,1,MATCH(AA$5,'Utilisation profile'!$F32:$CR32,0))),0)","v":0},{"$f":"IF($A32>0,IF(ISNA(MATCH(AB$5,'Utilisation profile'!$F32:$CR32,0)),0,INDEX('Asset data'!$L32:$CX32,1,MATCH(AB$5,'Utilisation profile'!$F32:$CR32,0))),0)","v":0},{"$f":"IF($A32>0,IF(ISNA(MATCH(AC$5,'Utilisation profile'!$F32:$CR32,0)),0,INDEX('Asset data'!$L32:$CX32,1,MATCH(AC$5,'Utilisation profile'!$F32:$CR32,0))),0)","v":0},{"$f":"IF($A32>0,IF(ISNA(MATCH(AD$5,'Utilisation profile'!$F32:$CR32,0)),0,INDEX('Asset data'!$L32:$CX32,1,MATCH(AD$5,'Utilisation profile'!$F32:$CR32,0))),0)","v":0},{"$f":"IF($A32>0,IF(ISNA(MATCH(AE$5,'Utilisation profile'!$F32:$CR32,0)),0,INDEX('Asset data'!$L32:$CX32,1,MATCH(AE$5,'Utilisation profile'!$F32:$CR32,0))),0)","v":0},{"$f":"IF($A32>0,IF(ISNA(MATCH(AF$5,'Utilisation profile'!$F32:$CR32,0)),0,INDEX('Asset data'!$L32:$CX32,1,MATCH(AF$5,'Utilisation profile'!$F32:$CR32,0))),0)","v":0},{"$f":"IF($A32>0,IF(ISNA(MATCH(AG$5,'Utilisation profile'!$F32:$CR32,0)),0,INDEX('Asset data'!$L32:$CX32,1,MATCH(AG$5,'Utilisation profile'!$F32:$CR32,0))),0)","v":0},{"$f":"IF($A32>0,IF(ISNA(MATCH(AH$5,'Utilisation profile'!$F32:$CR32,0)),0,INDEX('Asset data'!$L32:$CX32,1,MATCH(AH$5,'Utilisation profile'!$F32:$CR32,0))),0)","v":0},{"$f":"IF($A32>0,IF(ISNA(MATCH(AI$5,'Utilisation profile'!$F32:$CR32,0)),0,INDEX('Asset data'!$L32:$CX32,1,MATCH(AI$5,'Utilisation profile'!$F32:$CR32,0))),0)","v":0},{"$f":"IF($A32>0,IF(ISNA(MATCH(AJ$5,'Utilisation profile'!$F32:$CR32,0)),0,INDEX('Asset data'!$L32:$CX32,1,MATCH(AJ$5,'Utilisation profile'!$F32:$CR32,0))),0)","v":0},{"$f":"IF($A32>0,IF(ISNA(MATCH(AK$5,'Utilisation profile'!$F32:$CR32,0)),0,INDEX('Asset data'!$L32:$CX32,1,MATCH(AK$5,'Utilisation profile'!$F32:$CR32,0))),0)","v":0},{"$f":"IF($A32>0,IF(ISNA(MATCH(AL$5,'Utilisation profile'!$F32:$CR32,0)),0,INDEX('Asset data'!$L32:$CX32,1,MATCH(AL$5,'Utilisation profile'!$F32:$CR32,0))),0)","v":0},{"$f":"IF($A32>0,IF(ISNA(MATCH(AM$5,'Utilisation profile'!$F32:$CR32,0)),0,INDEX('Asset data'!$L32:$CX32,1,MATCH(AM$5,'Utilisation profile'!$F32:$CR32,0))),0)","v":0},{"$f":"IF($A32>0,IF(ISNA(MATCH(AN$5,'Utilisation profile'!$F32:$CR32,0)),0,INDEX('Asset data'!$L32:$CX32,1,MATCH(AN$5,'Utilisation profile'!$F32:$CR32,0))),0)","v":0},{"$f":"IF($A32>0,IF(ISNA(MATCH(AO$5,'Utilisation profile'!$F32:$CR32,0)),0,INDEX('Asset data'!$L32:$CX32,1,MATCH(AO$5,'Utilisation profile'!$F32:$CR32,0))),0)","v":0},{"$f":"IF($A32>0,IF(ISNA(MATCH(AP$5,'Utilisation profile'!$F32:$CR32,0)),0,INDEX('Asset data'!$L32:$CX32,1,MATCH(AP$5,'Utilisation profile'!$F32:$CR32,0))),0)","v":0},{"$f":"IF($A32>0,IF(ISNA(MATCH(AQ$5,'Utilisation profile'!$F32:$CR32,0)),0,INDEX('Asset data'!$L32:$CX32,1,MATCH(AQ$5,'Utilisation profile'!$F32:$CR32,0))),0)","v":0},{"$f":"IF($A32>0,IF(ISNA(MATCH(AR$5,'Utilisation profile'!$F32:$CR32,0)),0,INDEX('Asset data'!$L32:$CX32,1,MATCH(AR$5,'Utilisation profile'!$F32:$CR32,0))),0)","v":0},{"$f":"IF($A32>0,IF(ISNA(MATCH(AS$5,'Utilisation profile'!$F32:$CR32,0)),0,INDEX('Asset data'!$L32:$CX32,1,MATCH(AS$5,'Utilisation profile'!$F32:$CR32,0))),0)","v":0},{"$f":"IF($A32>0,IF(ISNA(MATCH(AT$5,'Utilisation profile'!$F32:$CR32,0)),0,INDEX('Asset data'!$L32:$CX32,1,MATCH(AT$5,'Utilisation profile'!$F32:$CR32,0))),0)","v":0},{"$f":"IF($A32>0,IF(ISNA(MATCH(AU$5,'Utilisation profile'!$F32:$CR32,0)),0,INDEX('Asset data'!$L32:$CX32,1,MATCH(AU$5,'Utilisation profile'!$F32:$CR32,0))),0)","v":0},{"$f":"IF($A32>0,IF(ISNA(MATCH(AV$5,'Utilisation profile'!$F32:$CR32,0)),0,INDEX('Asset data'!$L32:$CX32,1,MATCH(AV$5,'Utilisation profile'!$F32:$CR32,0))),0)","v":0},{"$f":"IF($A32>0,IF(ISNA(MATCH(AW$5,'Utilisation profile'!$F32:$CR32,0)),0,INDEX('Asset data'!$L32:$CX32,1,MATCH(AW$5,'Utilisation profile'!$F32:$CR32,0))),0)","v":0},{"$f":"IF($A32>0,IF(ISNA(MATCH(AX$5,'Utilisation profile'!$F32:$CR32,0)),0,INDEX('Asset data'!$L32:$CX32,1,MATCH(AX$5,'Utilisation profile'!$F32:$CR32,0))),0)","v":0},{"$f":"IF($A32>0,IF(ISNA(MATCH(AY$5,'Utilisation profile'!$F32:$CR32,0)),0,INDEX('Asset data'!$L32:$CX32,1,MATCH(AY$5,'Utilisation profile'!$F32:$CR32,0))),0)","v":0},{"$f":"IF($A32>0,IF(ISNA(MATCH(AZ$5,'Utilisation profile'!$F32:$CR32,0)),0,INDEX('Asset data'!$L32:$CX32,1,MATCH(AZ$5,'Utilisation profile'!$F32:$CR32,0))),0)","v":0},{"$f":"IF($A32>0,IF(ISNA(MATCH(BA$5,'Utilisation profile'!$F32:$CR32,0)),0,INDEX('Asset data'!$L32:$CX32,1,MATCH(BA$5,'Utilisation profile'!$F32:$CR32,0))),0)","v":0},{"$f":"IF($A32>0,IF(ISNA(MATCH(BB$5,'Utilisation profile'!$F32:$CR32,0)),0,INDEX('Asset data'!$L32:$CX32,1,MATCH(BB$5,'Utilisation profile'!$F32:$CR32,0))),0)","v":0},{"$f":"IF($A32>0,IF(ISNA(MATCH(BC$5,'Utilisation profile'!$F32:$CR32,0)),0,INDEX('Asset data'!$L32:$CX32,1,MATCH(BC$5,'Utilisation profile'!$F32:$CR32,0))),0)","v":0},{"$f":"IF($A32>0,IF(ISNA(MATCH(BD$5,'Utilisation profile'!$F32:$CR32,0)),0,INDEX('Asset data'!$L32:$CX32,1,MATCH(BD$5,'Utilisation profile'!$F32:$CR32,0))),0)","v":0},{"$f":"IF($A32>0,IF(ISNA(MATCH(BE$5,'Utilisation profile'!$F32:$CR32,0)),0,INDEX('Asset data'!$L32:$CX32,1,MATCH(BE$5,'Utilisation profile'!$F32:$CR32,0))),0)","v":0},{"$f":"IF($A32>0,IF(ISNA(MATCH(BF$5,'Utilisation profile'!$F32:$CR32,0)),0,INDEX('Asset data'!$L32:$CX32,1,MATCH(BF$5,'Utilisation profile'!$F32:$CR32,0))),0)","v":0},{"$f":"IF($A32>0,IF(ISNA(MATCH(BG$5,'Utilisation profile'!$F32:$CR32,0)),0,INDEX('Asset data'!$L32:$CX32,1,MATCH(BG$5,'Utilisation profile'!$F32:$CR32,0))),0)","v":0},{"$f":"IF($A32>0,IF(ISNA(MATCH(BH$5,'Utilisation profile'!$F32:$CR32,0)),0,INDEX('Asset data'!$L32:$CX32,1,MATCH(BH$5,'Utilisation profile'!$F32:$CR32,0))),0)","v":0},{"$f":"IF($A32>0,IF(ISNA(MATCH(BI$5,'Utilisation profile'!$F32:$CR32,0)),0,INDEX('Asset data'!$L32:$CX32,1,MATCH(BI$5,'Utilisation profile'!$F32:$CR32,0))),0)","v":0},{"$f":"IF($A32>0,IF(ISNA(MATCH(BJ$5,'Utilisation profile'!$F32:$CR32,0)),0,INDEX('Asset data'!$L32:$CX32,1,MATCH(BJ$5,'Utilisation profile'!$F32:$CR32,0))),0)","v":0},{"$f":"IF($A32>0,IF(ISNA(MATCH(BK$5,'Utilisation profile'!$F32:$CR32,0)),0,INDEX('Asset data'!$L32:$CX32,1,MATCH(BK$5,'Utilisation profile'!$F32:$CR32,0))),0)","v":0},{"$f":"IF($A32>0,IF(ISNA(MATCH(BL$5,'Utilisation profile'!$F32:$CR32,0)),0,INDEX('Asset data'!$L32:$CX32,1,MATCH(BL$5,'Utilisation profile'!$F32:$CR32,0))),0)","v":0},{"$f":"IF($A32>0,IF(ISNA(MATCH(BM$5,'Utilisation profile'!$F32:$CR32,0)),0,INDEX('Asset data'!$L32:$CX32,1,MATCH(BM$5,'Utilisation profile'!$F32:$CR32,0))),0)","v":0},{"$f":"IF($A32>0,IF(ISNA(MATCH(BN$5,'Utilisation profile'!$F32:$CR32,0)),0,INDEX('Asset data'!$L32:$CX32,1,MATCH(BN$5,'Utilisation profile'!$F32:$CR32,0))),0)","v":0},{"$f":"IF($A32>0,IF(ISNA(MATCH(BO$5,'Utilisation profile'!$F32:$CR32,0)),0,INDEX('Asset data'!$L32:$CX32,1,MATCH(BO$5,'Utilisation profile'!$F32:$CR32,0))),0)","v":0},{"$f":"IF($A32>0,IF(ISNA(MATCH(BP$5,'Utilisation profile'!$F32:$CR32,0)),0,INDEX('Asset data'!$L32:$CX32,1,MATCH(BP$5,'Utilisation profile'!$F32:$CR32,0))),0)","v":0},{"$f":"IF($A32>0,IF(ISNA(MATCH(BQ$5,'Utilisation profile'!$F32:$CR32,0)),0,INDEX('Asset data'!$L32:$CX32,1,MATCH(BQ$5,'Utilisation profile'!$F32:$CR32,0))),0)","v":0},{"$f":"IF($A32>0,IF(ISNA(MATCH(BR$5,'Utilisation profile'!$F32:$CR32,0)),0,INDEX('Asset data'!$L32:$CX32,1,MATCH(BR$5,'Utilisation profile'!$F32:$CR32,0))),0)","v":0},{"$f":"IF($A32>0,IF(ISNA(MATCH(BS$5,'Utilisation profile'!$F32:$CR32,0)),0,INDEX('Asset data'!$L32:$CX32,1,MATCH(BS$5,'Utilisation profile'!$F32:$CR32,0))),0)","v":0},{"$f":"IF($A32>0,IF(ISNA(MATCH(BT$5,'Utilisation profile'!$F32:$CR32,0)),0,INDEX('Asset data'!$L32:$CX32,1,MATCH(BT$5,'Utilisation profile'!$F32:$CR32,0))),0)","v":0},{"$f":"IF($A32>0,IF(ISNA(MATCH(BU$5,'Utilisation profile'!$F32:$CR32,0)),0,INDEX('Asset data'!$L32:$CX32,1,MATCH(BU$5,'Utilisation profile'!$F32:$CR32,0))),0)","v":0},{"$f":"IF($A32>0,IF(ISNA(MATCH(BV$5,'Utilisation profile'!$F32:$CR32,0)),0,INDEX('Asset data'!$L32:$CX32,1,MATCH(BV$5,'Utilisation profile'!$F32:$CR32,0))),0)","v":0},{"$f":"IF($A32>0,IF(ISNA(MATCH(BW$5,'Utilisation profile'!$F32:$CR32,0)),0,INDEX('Asset data'!$L32:$CX32,1,MATCH(BW$5,'Utilisation profile'!$F32:$CR32,0))),0)","v":0},{"$f":"IF($A32>0,IF(ISNA(MATCH(BX$5,'Utilisation profile'!$F32:$CR32,0)),0,INDEX('Asset data'!$L32:$CX32,1,MATCH(BX$5,'Utilisation profile'!$F32:$CR32,0))),0)","v":0},{"$f":"IF($A32>0,IF(ISNA(MATCH(BY$5,'Utilisation profile'!$F32:$CR32,0)),0,INDEX('Asset data'!$L32:$CX32,1,MATCH(BY$5,'Utilisation profile'!$F32:$CR32,0))),0)","v":0},{"$f":"IF($A32>0,IF(ISNA(MATCH(BZ$5,'Utilisation profile'!$F32:$CR32,0)),0,INDEX('Asset data'!$L32:$CX32,1,MATCH(BZ$5,'Utilisation profile'!$F32:$CR32,0))),0)","v":0},{"$f":"IF($A32>0,IF(ISNA(MATCH(CA$5,'Utilisation profile'!$F32:$CR32,0)),0,INDEX('Asset data'!$L32:$CX32,1,MATCH(CA$5,'Utilisation profile'!$F32:$CR32,0))),0)","v":0},{"$f":"IF($A32>0,IF(ISNA(MATCH(CB$5,'Utilisation profile'!$F32:$CR32,0)),0,INDEX('Asset data'!$L32:$CX32,1,MATCH(CB$5,'Utilisation profile'!$F32:$CR32,0))),0)","v":0},{"$f":"IF($A32>0,IF(ISNA(MATCH(CC$5,'Utilisation profile'!$F32:$CR32,0)),0,INDEX('Asset data'!$L32:$CX32,1,MATCH(CC$5,'Utilisation profile'!$F32:$CR32,0))),0)","v":0},{"$f":"IF($A32>0,IF(ISNA(MATCH(CD$5,'Utilisation profile'!$F32:$CR32,0)),0,INDEX('Asset data'!$L32:$CX32,1,MATCH(CD$5,'Utilisation profile'!$F32:$CR32,0))),0)","v":0},{"$f":"IF($A32>0,IF(ISNA(MATCH(CE$5,'Utilisation profile'!$F32:$CR32,0)),0,INDEX('Asset data'!$L32:$CX32,1,MATCH(CE$5,'Utilisation profile'!$F32:$CR32,0))),0)","v":0},{"$f":"IF($A32>0,IF(ISNA(MATCH(CF$5,'Utilisation profile'!$F32:$CR32,0)),0,INDEX('Asset data'!$L32:$CX32,1,MATCH(CF$5,'Utilisation profile'!$F32:$CR32,0))),0)","v":0},{"$f":"IF($A32>0,IF(ISNA(MATCH(CG$5,'Utilisation profile'!$F32:$CR32,0)),0,INDEX('Asset data'!$L32:$CX32,1,MATCH(CG$5,'Utilisation profile'!$F32:$CR32,0))),0)","v":0},{"$f":"IF($A32>0,IF(ISNA(MATCH(CH$5,'Utilisation profile'!$F32:$CR32,0)),0,INDEX('Asset data'!$L32:$CX32,1,MATCH(CH$5,'Utilisation profile'!$F32:$CR32,0))),0)","v":0},{"$f":"IF($A32>0,IF(ISNA(MATCH(CI$5,'Utilisation profile'!$F32:$CR32,0)),0,INDEX('Asset data'!$L32:$CX32,1,MATCH(CI$5,'Utilisation profile'!$F32:$CR32,0))),0)","v":0},{"$f":"IF($A32>0,IF(ISNA(MATCH(CJ$5,'Utilisation profile'!$F32:$CR32,0)),0,INDEX('Asset data'!$L32:$CX32,1,MATCH(CJ$5,'Utilisation profile'!$F32:$CR32,0))),0)","v":0},{"$f":"IF($A32>0,IF(ISNA(MATCH(CK$5,'Utilisation profile'!$F32:$CR32,0)),0,INDEX('Asset data'!$L32:$CX32,1,MATCH(CK$5,'Utilisation profile'!$F32:$CR32,0))),0)","v":0},{"$f":"IF($A32>0,IF(ISNA(MATCH(CL$5,'Utilisation profile'!$F32:$CR32,0)),0,INDEX('Asset data'!$L32:$CX32,1,MATCH(CL$5,'Utilisation profile'!$F32:$CR32,0))),0)","v":0},{"$f":"IF($A32>0,IF(ISNA(MATCH(CM$5,'Utilisation profile'!$F32:$CR32,0)),0,INDEX('Asset data'!$L32:$CX32,1,MATCH(CM$5,'Utilisation profile'!$F32:$CR32,0))),0)","v":0},{"$f":"IF($A32>0,IF(ISNA(MATCH(CN$5,'Utilisation profile'!$F32:$CR32,0)),0,INDEX('Asset data'!$L32:$CX32,1,MATCH(CN$5,'Utilisation profile'!$F32:$CR32,0))),0)","v":0},{"$f":"IF($A32>0,IF(ISNA(MATCH(CO$5,'Utilisation profile'!$F32:$CR32,0)),0,INDEX('Asset data'!$L32:$CX32,1,MATCH(CO$5,'Utilisation profile'!$F32:$CR32,0))),0)","v":0},{"$f":"IF($A32>0,IF(ISNA(MATCH(CP$5,'Utilisation profile'!$F32:$CR32,0)),0,INDEX('Asset data'!$L32:$CX32,1,MATCH(CP$5,'Utilisation profile'!$F32:$CR32,0))),0)","v":0},{"$f":"IF($A32>0,IF(ISNA(MATCH(CQ$5,'Utilisation profile'!$F32:$CR32,0)),0,INDEX('Asset data'!$L32:$CX32,1,MATCH(CQ$5,'Utilisation profile'!$F32:$CR32,0))),0)","v":0},{"$f":"IF($A32>0,IF(ISNA(MATCH(CR$5,'Utilisation profile'!$F32:$CR32,0)),0,INDEX('Asset data'!$L32:$CX32,1,MATCH(CR$5,'Utilisation profile'!$F32:$CR32,0))),0)","v":0},{"$f":"IF($A32>0,IF(ISNA(MATCH(CS$5,'Utilisation profile'!$F32:$CR32,0)),0,INDEX('Asset data'!$L32:$CX32,1,MATCH(CS$5,'Utilisation profile'!$F32:$CR32,0))),0)","v":0},{"$f":"IF($A32>0,IF(ISNA(MATCH(CT$5,'Utilisation profile'!$F32:$CR32,0)),0,INDEX('Asset data'!$L32:$CX32,1,MATCH(CT$5,'Utilisation profile'!$F32:$CR32,0))),0)","v":0},{"$f":"IF($A32>0,IF(ISNA(MATCH(CU$5,'Utilisation profile'!$F32:$CR32,0)),0,INDEX('Asset data'!$L32:$CX32,1,MATCH(CU$5,'Utilisation profile'!$F32:$CR32,0))),0)","v":0},{"$f":"IF($A32>0,IF(ISNA(MATCH(CV$5,'Utilisation profile'!$F32:$CR32,0)),0,INDEX('Asset data'!$L32:$CX32,1,MATCH(CV$5,'Utilisation profile'!$F32:$CR32,0))),0)","v":0},{"$f":"IF($A32>0,IF(ISNA(MATCH(CW$5,'Utilisation profile'!$F32:$CR32,0)),0,INDEX('Asset data'!$L32:$CX32,1,MATCH(CW$5,'Utilisation profile'!$F32:$CR32,0))),0)","v":0},{"$f":"IF($A32>0,IF(ISNA(MATCH(CX$5,'Utilisation profile'!$F32:$CR32,0)),0,INDEX('Asset data'!$L32:$CX32,1,MATCH(CX$5,'Utilisation profile'!$F32:$CR32,0))),0)","v":0},{"$f":"IF($A32>0,IF(ISNA(MATCH(CY$5,'Utilisation profile'!$F32:$CR32,0)),0,INDEX('Asset data'!$L32:$CX32,1,MATCH(CY$5,'Utilisation profile'!$F32:$CR32,0))),0)","v":0},{"$f":"IF($A32>0,IF(ISNA(MATCH(CZ$5,'Utilisation profile'!$F32:$CR32,0)),0,INDEX('Asset data'!$L32:$CX32,1,MATCH(CZ$5,'Utilisation profile'!$F32:$CR32,0))),0)","v":0},{"$f":"IF($A32>0,IF(ISNA(MATCH(DA$5,'Utilisation profile'!$F32:$CR32,0)),0,INDEX('Asset data'!$L32:$CX32,1,MATCH(DA$5,'Utilisation profile'!$F32:$CR32,0))),0)","v":0},{"$f":"IF($A32>0,IF(ISNA(MATCH(DB$5,'Utilisation profile'!$F32:$CR32,0)),0,INDEX('Asset data'!$L32:$CX32,1,MATCH(DB$5,'Utilisation profile'!$F32:$CR32,0))),0)","v":0},{"$f":"IF($A32>0,IF(ISNA(MATCH(DC$5,'Utilisation profile'!$F32:$CR32,0)),0,INDEX('Asset data'!$L32:$CX32,1,MATCH(DC$5,'Utilisation profile'!$F32:$CR32,0))),0)","v":0},{"$f":"IF($A32>0,IF(ISNA(MATCH(DD$5,'Utilisation profile'!$F32:$CR32,0)),0,INDEX('Asset data'!$L32:$CX32,1,MATCH(DD$5,'Utilisation profile'!$F32:$CR32,0))),0)","v":0},{"$f":"IF($A32>0,IF(ISNA(MATCH(DE$5,'Utilisation profile'!$F32:$CR32,0)),0,INDEX('Asset data'!$L32:$CX32,1,MATCH(DE$5,'Utilisation profile'!$F32:$CR32,0))),0)","v":0},{"$f":"IF($A32>0,IF(ISNA(MATCH(DF$5,'Utilisation profile'!$F32:$CR32,0)),0,INDEX('Asset data'!$L32:$CX32,1,MATCH(DF$5,'Utilisation profile'!$F32:$CR32,0))),0)","v":0},{"$f":"IF($A32>0,IF(ISNA(MATCH(DG$5,'Utilisation profile'!$F32:$CR32,0)),0,INDEX('Asset data'!$L32:$CX32,1,MATCH(DG$5,'Utilisation profile'!$F32:$CR32,0))),0)","v":0},{"$f":"IF($A32>0,IF(ISNA(MATCH(DH$5,'Utilisation profile'!$F32:$CR32,0)),0,INDEX('Asset data'!$L32:$CX32,1,MATCH(DH$5,'Utilisation profile'!$F32:$CR32,0))),0)","v":0},{"$f":"IF($A32>0,IF(ISNA(MATCH(DI$5,'Utilisation profile'!$F32:$CR32,0)),0,INDEX('Asset data'!$L32:$CX32,1,MATCH(DI$5,'Utilisation profile'!$F32:$CR32,0))),0)","v":0},{"$f":"IF($A32>0,IF(ISNA(MATCH(DJ$5,'Utilisation profile'!$F32:$CR32,0)),0,INDEX('Asset data'!$L32:$CX32,1,MATCH(DJ$5,'Utilisation profile'!$F32:$CR32,0))),0)","v":0},{"$f":"IF($A32>0,IF(ISNA(MATCH(DK$5,'Utilisation profile'!$F32:$CR32,0)),0,INDEX('Asset data'!$L32:$CX32,1,MATCH(DK$5,'Utilisation profile'!$F32:$CR32,0))),0)","v":0},{"$f":"IF($A32>0,IF(ISNA(MATCH(DL$5,'Utilisation profile'!$F32:$CR32,0)),0,INDEX('Asset data'!$L32:$CX32,1,MATCH(DL$5,'Utilisation profile'!$F32:$CR32,0))),0)","v":0},{"$f":"IF($A32>0,IF(ISNA(MATCH(DM$5,'Utilisation profile'!$F32:$CR32,0)),0,INDEX('Asset data'!$L32:$CX32,1,MATCH(DM$5,'Utilisation profile'!$F32:$CR32,0))),0)","v":0},{"$f":"IF($A32>0,IF(ISNA(MATCH(DN$5,'Utilisation profile'!$F32:$CR32,0)),0,INDEX('Asset data'!$L32:$CX32,1,MATCH(DN$5,'Utilisation profile'!$F32:$CR32,0))),0)","v":0},{"$f":"IF($A32>0,IF(ISNA(MATCH(DO$5,'Utilisation profile'!$F32:$CR32,0)),0,INDEX('Asset data'!$L32:$CX32,1,MATCH(DO$5,'Utilisation profile'!$F32:$CR32,0))),0)","v":0},{"$f":"IF($A32>0,IF(ISNA(MATCH(DP$5,'Utilisation profile'!$F32:$CR32,0)),0,INDEX('Asset data'!$L32:$CX32,1,MATCH(DP$5,'Utilisation profile'!$F32:$CR32,0))),0)","v":0},{"$f":"IF($A32>0,IF(ISNA(MATCH(DQ$5,'Utilisation profile'!$F32:$CR32,0)),0,INDEX('Asset data'!$L32:$CX32,1,MATCH(DQ$5,'Utilisation profile'!$F32:$CR32,0))),0)","v":0},{"$f":"IF($A32>0,IF(ISNA(MATCH(DR$5,'Utilisation profile'!$F32:$CR32,0)),0,INDEX('Asset data'!$L32:$CX32,1,MATCH(DR$5,'Utilisation profile'!$F32:$CR32,0))),0)","v":0},{"$f":"IF($A32>0,IF(ISNA(MATCH(DS$5,'Utilisation profile'!$F32:$CR32,0)),0,INDEX('Asset data'!$L32:$CX32,1,MATCH(DS$5,'Utilisation profile'!$F32:$CR32,0))),0)","v":0},{"$f":"IF($A32>0,IF(ISNA(MATCH(DT$5,'Utilisation profile'!$F32:$CR32,0)),0,INDEX('Asset data'!$L32:$CX32,1,MATCH(DT$5,'Utilisation profile'!$F32:$CR32,0))),0)","v":0},{"$f":"IF($A32>0,IF(ISNA(MATCH(DU$5,'Utilisation profile'!$F32:$CR32,0)),0,INDEX('Asset data'!$L32:$CX32,1,MATCH(DU$5,'Utilisation profile'!$F32:$CR32,0))),0)","v":0},{"$f":"IF($A32>0,IF(ISNA(MATCH(DV$5,'Utilisation profile'!$F32:$CR32,0)),0,INDEX('Asset data'!$L32:$CX32,1,MATCH(DV$5,'Utilisation profile'!$F32:$CR32,0))),0)","v":0},{"$f":"IF($A32>0,IF(ISNA(MATCH(DW$5,'Utilisation profile'!$F32:$CR32,0)),0,INDEX('Asset data'!$L32:$CX32,1,MATCH(DW$5,'Utilisation profile'!$F32:$CR32,0))),0)","v":0},{"$f":"IF($A32>0,IF(ISNA(MATCH(DX$5,'Utilisation profile'!$F32:$CR32,0)),0,INDEX('Asset data'!$L32:$CX32,1,MATCH(DX$5,'Utilisation profile'!$F32:$CR32,0))),0)","v":0},{"$f":"IF($A32>0,IF(ISNA(MATCH(DY$5,'Utilisation profile'!$F32:$CR32,0)),0,INDEX('Asset data'!$L32:$CX32,1,MATCH(DY$5,'Utilisation profile'!$F32:$CR32,0))),0)","v":0},{"$f":"IF($A32>0,IF(ISNA(MATCH(DZ$5,'Utilisation profile'!$F32:$CR32,0)),0,INDEX('Asset data'!$L32:$CX32,1,MATCH(DZ$5,'Utilisation profile'!$F32:$CR32,0))),0)","v":0},{"$f":"IF($A32>0,IF(ISNA(MATCH(EA$5,'Utilisation profile'!$F32:$CR32,0)),0,INDEX('Asset data'!$L32:$CX32,1,MATCH(EA$5,'Utilisation profile'!$F32:$CR32,0))),0)","v":0},{"$f":"IF($A32>0,IF(ISNA(MATCH(EB$5,'Utilisation profile'!$F32:$CR32,0)),0,INDEX('Asset data'!$L32:$CX32,1,MATCH(EB$5,'Utilisation profile'!$F32:$CR32,0))),0)","v":0},{"$f":"IF($A32>0,IF(ISNA(MATCH(EC$5,'Utilisation profile'!$F32:$CR32,0)),0,INDEX('Asset data'!$L32:$CX32,1,MATCH(EC$5,'Utilisation profile'!$F32:$CR32,0))),0)","v":0},{"$f":"IF($A32>0,IF(ISNA(MATCH(ED$5,'Utilisation profile'!$F32:$CR32,0)),0,INDEX('Asset data'!$L32:$CX32,1,MATCH(ED$5,'Utilisation profile'!$F32:$CR32,0))),0)","v":0},{"$f":"IF($A32>0,IF(ISNA(MATCH(EE$5,'Utilisation profile'!$F32:$CR32,0)),0,INDEX('Asset data'!$L32:$CX32,1,MATCH(EE$5,'Utilisation profile'!$F32:$CR32,0))),0)","v":0},{"$f":"IF($A32>0,IF(ISNA(MATCH(EF$5,'Utilisation profile'!$F32:$CR32,0)),0,INDEX('Asset data'!$L32:$CX32,1,MATCH(EF$5,'Utilisation profile'!$F32:$CR32,0))),0)","v":0},{"$f":"IF($A32>0,IF(ISNA(MATCH(EG$5,'Utilisation profile'!$F32:$CR32,0)),0,INDEX('Asset data'!$L32:$CX32,1,MATCH(EG$5,'Utilisation profile'!$F32:$CR32,0))),0)","v":0},{"$f":"IF($A32>0,IF(ISNA(MATCH(EH$5,'Utilisation profile'!$F32:$CR32,0)),0,INDEX('Asset data'!$L32:$CX32,1,MATCH(EH$5,'Utilisation profile'!$F32:$CR32,0))),0)","v":0},{"$f":"IF($A32>0,IF(ISNA(MATCH(EI$5,'Utilisation profile'!$F32:$CR32,0)),0,INDEX('Asset data'!$L32:$CX32,1,MATCH(EI$5,'Utilisation profile'!$F32:$CR32,0))),0)","v":0},{"$f":"IF($A32>0,IF(ISNA(MATCH(EJ$5,'Utilisation profile'!$F32:$CR32,0)),0,INDEX('Asset data'!$L32:$CX32,1,MATCH(EJ$5,'Utilisation profile'!$F32:$CR32,0))),0)","v":0},{"$f":"IF($A32>0,IF(ISNA(MATCH(EK$5,'Utilisation profile'!$F32:$CR32,0)),0,INDEX('Asset data'!$L32:$CX32,1,MATCH(EK$5,'Utilisation profile'!$F32:$CR32,0))),0)","v":0},{"$f":"IF($A32>0,IF(ISNA(MATCH(EL$5,'Utilisation profile'!$F32:$CR32,0)),0,INDEX('Asset data'!$L32:$CX32,1,MATCH(EL$5,'Utilisation profile'!$F32:$CR32,0))),0)","v":0},{"$f":"IF($A32>0,IF(ISNA(MATCH(EM$5,'Utilisation profile'!$F32:$CR32,0)),0,INDEX('Asset data'!$L32:$CX32,1,MATCH(EM$5,'Utilisation profile'!$F32:$CR32,0))),0)","v":0},{"$f":"IF($A32>0,IF(ISNA(MATCH(EN$5,'Utilisation profile'!$F32:$CR32,0)),0,INDEX('Asset data'!$L32:$CX32,1,MATCH(EN$5,'Utilisation profile'!$F32:$CR32,0))),0)","v":0},{"$f":"IF($A32>0,IF(ISNA(MATCH(EO$5,'Utilisation profile'!$F32:$CR32,0)),0,INDEX('Asset data'!$L32:$CX32,1,MATCH(EO$5,'Utilisation profile'!$F32:$CR32,0))),0)","v":0},{"$f":"IF($A32>0,IF(ISNA(MATCH(EP$5,'Utilisation profile'!$F32:$CR32,0)),0,INDEX('Asset data'!$L32:$CX32,1,MATCH(EP$5,'Utilisation profile'!$F32:$CR32,0))),0)","v":0},{"$f":"IF($A32>0,IF(ISNA(MATCH(EQ$5,'Utilisation profile'!$F32:$CR32,0)),0,INDEX('Asset data'!$L32:$CX32,1,MATCH(EQ$5,'Utilisation profile'!$F32:$CR32,0))),0)","v":0},{"$f":"IF($A32>0,IF(ISNA(MATCH(ER$5,'Utilisation profile'!$F32:$CR32,0)),0,INDEX('Asset data'!$L32:$CX32,1,MATCH(ER$5,'Utilisation profile'!$F32:$CR32,0))),0)","v":0},{"$f":"IF($A32>0,IF(ISNA(MATCH(ES$5,'Utilisation profile'!$F32:$CR32,0)),0,INDEX('Asset data'!$L32:$CX32,1,MATCH(ES$5,'Utilisation profile'!$F32:$CR32,0))),0)","v":0},{"$f":"IF($A32>0,IF(ISNA(MATCH(ET$5,'Utilisation profile'!$F32:$CR32,0)),0,INDEX('Asset data'!$L32:$CX32,1,MATCH(ET$5,'Utilisation profile'!$F32:$CR32,0))),0)","v":0},{"$f":"IF($A32>0,IF(ISNA(MATCH(EU$5,'Utilisation profile'!$F32:$CR32,0)),0,INDEX('Asset data'!$L32:$CX32,1,MATCH(EU$5,'Utilisation profile'!$F32:$CR32,0))),0)","v":0},{"$f":"IF($A32>0,IF(ISNA(MATCH(EV$5,'Utilisation profile'!$F32:$CR32,0)),0,INDEX('Asset data'!$L32:$CX32,1,MATCH(EV$5,'Utilisation profile'!$F32:$CR32,0))),0)","v":0},{"$f":"IF($A32>0,IF(ISNA(MATCH(EW$5,'Utilisation profile'!$F32:$CR32,0)),0,INDEX('Asset data'!$L32:$CX32,1,MATCH(EW$5,'Utilisation profile'!$F32:$CR32,0))),0)","v":0},{"$f":"IF($A32>0,IF(ISNA(MATCH(EX$5,'Utilisation profile'!$F32:$CR32,0)),0,INDEX('Asset data'!$L32:$CX32,1,MATCH(EX$5,'Utilisation profile'!$F32:$CR32,0))),0)","v":0},{"$f":"IF($A32>0,IF(ISNA(MATCH(EY$5,'Utilisation profile'!$F32:$CR32,0)),0,INDEX('Asset data'!$L32:$CX32,1,MATCH(EY$5,'Utilisation profile'!$F32:$CR32,0))),0)","v":0},{"$f":"IF($A32>0,IF(ISNA(MATCH(EZ$5,'Utilisation profile'!$F32:$CR32,0)),0,INDEX('Asset data'!$L32:$CX32,1,MATCH(EZ$5,'Utilisation profile'!$F32:$CR32,0))),0)","v":0},{"$f":"IF($A32>0,IF(ISNA(MATCH(FA$5,'Utilisation profile'!$F32:$CR32,0)),0,INDEX('Asset data'!$L32:$CX32,1,MATCH(FA$5,'Utilisation profile'!$F32:$CR32,0))),0)","v":0}]
[{"$f":"'Asset data'!A33","v":3},{"$f":"'Asset data'!B33","v":0},{"$f":"'Asset data'!C33","v":0},{"$f":"'Asset data'!E33","v":"ZSS Urban"},{"$f":"'Asset data'!I33","v":82.92685701741712},{"$f":"IF($A33>0,'Utilisation profile'!CU33,0)","v":-10},{"$f":"IF($A33>0,IF(ISNA(MATCH(G$5,'Utilisation profile'!$F33:$CR33,0)),0,INDEX('Asset data'!$L33:$CX33,1,MATCH(G$5,'Utilisation profile'!$F33:$CR33,0))),0)","v":0},{"$f":"IF($A33>0,IF(ISNA(MATCH(H$5,'Utilisation profile'!$F33:$CR33,0)),0,INDEX('Asset data'!$L33:$CX33,1,MATCH(H$5,'Utilisation profile'!$F33:$CR33,0))),0)","v":0},{"$f":"IF($A33>0,IF(ISNA(MATCH(I$5,'Utilisation profile'!$F33:$CR33,0)),0,INDEX('Asset data'!$L33:$CX33,1,MATCH(I$5,'Utilisation profile'!$F33:$CR33,0))),0)","v":0},{"$f":"IF($A33>0,IF(ISNA(MATCH(J$5,'Utilisation profile'!$F33:$CR33,0)),0,INDEX('Asset data'!$L33:$CX33,1,MATCH(J$5,'Utilisation profile'!$F33:$CR33,0))),0)","v":0},{"$f":"IF($A33>0,IF(ISNA(MATCH(K$5,'Utilisation profile'!$F33:$CR33,0)),0,INDEX('Asset data'!$L33:$CX33,1,MATCH(K$5,'Utilisation profile'!$F33:$CR33,0))),0)","v":0},{"$f":"IF($A33>0,IF(ISNA(MATCH(L$5,'Utilisation profile'!$F33:$CR33,0)),0,INDEX('Asset data'!$L33:$CX33,1,MATCH(L$5,'Utilisation profile'!$F33:$CR33,0))),0)","v":0},{"$f":"IF($A33>0,IF(ISNA(MATCH(M$5,'Utilisation profile'!$F33:$CR33,0)),0,INDEX('Asset data'!$L33:$CX33,1,MATCH(M$5,'Utilisation profile'!$F33:$CR33,0))),0)","v":0},{"$f":"IF($A33>0,IF(ISNA(MATCH(N$5,'Utilisation profile'!$F33:$CR33,0)),0,INDEX('Asset data'!$L33:$CX33,1,MATCH(N$5,'Utilisation profile'!$F33:$CR33,0))),0)","v":77.900000000000006},{"$f":"IF($A33>0,IF(ISNA(MATCH(O$5,'Utilisation profile'!$F33:$CR33,0)),0,INDEX('Asset data'!$L33:$CX33,1,MATCH(O$5,'Utilisation profile'!$F33:$CR33,0))),0)","v":0},{"$f":"IF($A33>0,IF(ISNA(MATCH(P$5,'Utilisation profile'!$F33:$CR33,0)),0,INDEX('Asset data'!$L33:$CX33,1,MATCH(P$5,'Utilisation profile'!$F33:$CR33,0))),0)","v":0},{"$f":"IF($A33>0,IF(ISNA(MATCH(Q$5,'Utilisation profile'!$F33:$CR33,0)),0,INDEX('Asset data'!$L33:$CX33,1,MATCH(Q$5,'Utilisation profile'!$F33:$CR33,0))),0)","v":0},{"$f":"IF($A33>0,IF(ISNA(MATCH(R$5,'Utilisation profile'!$F33:$CR33,0)),0,INDEX('Asset data'!$L33:$CX33,1,MATCH(R$5,'Utilisation profile'!$F33:$CR33,0))),0)","v":0},{"$f":"IF($A33>0,IF(ISNA(MATCH(S$5,'Utilisation profile'!$F33:$CR33,0)),0,INDEX('Asset data'!$L33:$CX33,1,MATCH(S$5,'Utilisation profile'!$F33:$CR33,0))),0)","v":0},{"$f":"IF($A33>0,IF(ISNA(MATCH(T$5,'Utilisation profile'!$F33:$CR33,0)),0,INDEX('Asset data'!$L33:$CX33,1,MATCH(T$5,'Utilisation profile'!$F33:$CR33,0))),0)","v":0},{"$f":"IF($A33>0,IF(ISNA(MATCH(U$5,'Utilisation profile'!$F33:$CR33,0)),0,INDEX('Asset data'!$L33:$CX33,1,MATCH(U$5,'Utilisation profile'!$F33:$CR33,0))),0)","v":0},{"$f":"IF($A33>0,IF(ISNA(MATCH(V$5,'Utilisation profile'!$F33:$CR33,0)),0,INDEX('Asset data'!$L33:$CX33,1,MATCH(V$5,'Utilisation profile'!$F33:$CR33,0))),0)","v":79.7},{"$f":"IF($A33>0,IF(ISNA(MATCH(W$5,'Utilisation profile'!$F33:$CR33,0)),0,INDEX('Asset data'!$L33:$CX33,1,MATCH(W$5,'Utilisation profile'!$F33:$CR33,0))),0)","v":0},{"$f":"IF($A33>0,IF(ISNA(MATCH(X$5,'Utilisation profile'!$F33:$CR33,0)),0,INDEX('Asset data'!$L33:$CX33,1,MATCH(X$5,'Utilisation profile'!$F33:$CR33,0))),0)","v":38.5},{"$f":"IF($A33>0,IF(ISNA(MATCH(Y$5,'Utilisation profile'!$F33:$CR33,0)),0,INDEX('Asset data'!$L33:$CX33,1,MATCH(Y$5,'Utilisation profile'!$F33:$CR33,0))),0)","v":0},{"$f":"IF($A33>0,IF(ISNA(MATCH(Z$5,'Utilisation profile'!$F33:$CR33,0)),0,INDEX('Asset data'!$L33:$CX33,1,MATCH(Z$5,'Utilisation profile'!$F33:$CR33,0))),0)","v":47.6},{"$f":"IF($A33>0,IF(ISNA(MATCH(AA$5,'Utilisation profile'!$F33:$CR33,0)),0,INDEX('Asset data'!$L33:$CX33,1,MATCH(AA$5,'Utilisation profile'!$F33:$CR33,0))),0)","v":0},{"$f":"IF($A33>0,IF(ISNA(MATCH(AB$5,'Utilisation profile'!$F33:$CR33,0)),0,INDEX('Asset data'!$L33:$CX33,1,MATCH(AB$5,'Utilisation profile'!$F33:$CR33,0))),0)","v":89.7},{"$f":"IF($A33>0,IF(ISNA(MATCH(AC$5,'Utilisation profile'!$F33:$CR33,0)),0,INDEX('Asset data'!$L33:$CX33,1,MATCH(AC$5,'Utilisation profile'!$F33:$CR33,0))),0)","v":0},{"$f":"IF($A33>0,IF(ISNA(MATCH(AD$5,'Utilisation profile'!$F33:$CR33,0)),0,INDEX('Asset data'!$L33:$CX33,1,MATCH(AD$5,'Utilisation profile'!$F33:$CR33,0))),0)","v":0},{"$f":"IF($A33>0,IF(ISNA(MATCH(AE$5,'Utilisation profile'!$F33:$CR33,0)),0,INDEX('Asset data'!$L33:$CX33,1,MATCH(AE$5,'Utilisation profile'!$F33:$CR33,0))),0)","v":0},{"$f":"IF($A33>0,IF(ISNA(MATCH(AF$5,'Utilisation profile'!$F33:$CR33,0)),0,INDEX('Asset data'!$L33:$CX33,1,MATCH(AF$5,'Utilisation profile'!$F33:$CR33,0))),0)","v":0},{"$f":"IF($A33>0,IF(ISNA(MATCH(AG$5,'Utilisation profile'!$F33:$CR33,0)),0,INDEX('Asset data'!$L33:$CX33,1,MATCH(AG$5,'Utilisation profile'!$F33:$CR33,0))),0)","v":96.4},{"$f":"IF($A33>0,IF(ISNA(MATCH(AH$5,'Utilisation profile'!$F33:$CR33,0)),0,INDEX('Asset data'!$L33:$CX33,1,MATCH(AH$5,'Utilisation profile'!$F33:$CR33,0))),0)","v":0},{"$f":"IF($A33>0,IF(ISNA(MATCH(AI$5,'Utilisation profile'!$F33:$CR33,0)),0,INDEX('Asset data'!$L33:$CX33,1,MATCH(AI$5,'Utilisation profile'!$F33:$CR33,0))),0)","v":0},{"$f":"IF($A33>0,IF(ISNA(MATCH(AJ$5,'Utilisation profile'!$F33:$CR33,0)),0,INDEX('Asset data'!$L33:$CX33,1,MATCH(AJ$5,'Utilisation profile'!$F33:$CR33,0))),0)","v":65.099999999999994},{"$f":"IF($A33>0,IF(ISNA(MATCH(AK$5,'Utilisation profile'!$F33:$CR33,0)),0,INDEX('Asset data'!$L33:$CX33,1,MATCH(AK$5,'Utilisation profile'!$F33:$CR33,0))),0)","v":0},{"$f":"IF($A33>0,IF(ISNA(MATCH(AL$5,'Utilisation profile'!$F33:$CR33,0)),0,INDEX('Asset data'!$L33:$CX33,1,MATCH(AL$5,'Utilisation profile'!$F33:$CR33,0))),0)","v":87.1},{"$f":"IF($A33>0,IF(ISNA(MATCH(AM$5,'Utilisation profile'!$F33:$CR33,0)),0,INDEX('Asset data'!$L33:$CX33,1,MATCH(AM$5,'Utilisation profile'!$F33:$CR33,0))),0)","v":0},{"$f":"IF($A33>0,IF(ISNA(MATCH(AN$5,'Utilisation profile'!$F33:$CR33,0)),0,INDEX('Asset data'!$L33:$CX33,1,MATCH(AN$5,'Utilisation profile'!$F33:$CR33,0))),0)","v":0},{"$f":"IF($A33>0,IF(ISNA(MATCH(AO$5,'Utilisation profile'!$F33:$CR33,0)),0,INDEX('Asset data'!$L33:$CX33,1,MATCH(AO$5,'Utilisation profile'!$F33:$CR33,0))),0)","v":0},{"$f":"IF($A33>0,IF(ISNA(MATCH(AP$5,'Utilisation profile'!$F33:$CR33,0)),0,INDEX('Asset data'!$L33:$CX33,1,MATCH(AP$5,'Utilisation profile'!$F33:$CR33,0))),0)","v":0},{"$f":"IF($A33>0,IF(ISNA(MATCH(AQ$5,'Utilisation profile'!$F33:$CR33,0)),0,INDEX('Asset data'!$L33:$CX33,1,MATCH(AQ$5,'Utilisation profile'!$F33:$CR33,0))),0)","v":0},{"$f":"IF($A33>0,IF(ISNA(MATCH(AR$5,'Utilisation profile'!$F33:$CR33,0)),0,INDEX('Asset data'!$L33:$CX33,1,MATCH(AR$5,'Utilisation profile'!$F33:$CR33,0))),0)","v":34.200000000000003},{"$f":"IF($A33>0,IF(ISNA(MATCH(AS$5,'Utilisation profile'!$F33:$CR33,0)),0,INDEX('Asset data'!$L33:$CX33,1,MATCH(AS$5,'Utilisation profile'!$F33:$CR33,0))),0)","v":77.8},{"$f":"IF($A33>0,IF(ISNA(MATCH(AT$5,'Utilisation profile'!$F33:$CR33,0)),0,INDEX('Asset data'!$L33:$CX33,1,MATCH(AT$5,'Utilisation profile'!$F33:$CR33,0))),0)","v":0},{"$f":"IF($A33>0,IF(ISNA(MATCH(AU$5,'Utilisation profile'!$F33:$CR33,0)),0,INDEX('Asset data'!$L33:$CX33,1,MATCH(AU$5,'Utilisation profile'!$F33:$CR33,0))),0)","v":0},{"$f":"IF($A33>0,IF(ISNA(MATCH(AV$5,'Utilisation profile'!$F33:$CR33,0)),0,INDEX('Asset data'!$L33:$CX33,1,MATCH(AV$5,'Utilisation profile'!$F33:$CR33,0))),0)","v":0},{"$f":"IF($A33>0,IF(ISNA(MATCH(AW$5,'Utilisation profile'!$F33:$CR33,0)),0,INDEX('Asset data'!$L33:$CX33,1,MATCH(AW$5,'Utilisation profile'!$F33:$CR33,0))),0)","v":0},{"$f":"IF($A33>0,IF(ISNA(MATCH(AX$5,'Utilisation profile'!$F33:$CR33,0)),0,INDEX('Asset data'!$L33:$CX33,1,MATCH(AX$5,'Utilisation profile'!$F33:$CR33,0))),0)","v":0},{"$f":"IF($A33>0,IF(ISNA(MATCH(AY$5,'Utilisation profile'!$F33:$CR33,0)),0,INDEX('Asset data'!$L33:$CX33,1,MATCH(AY$5,'Utilisation profile'!$F33:$CR33,0))),0)","v":0},{"$f":"IF($A33>0,IF(ISNA(MATCH(AZ$5,'Utilisation profile'!$F33:$CR33,0)),0,INDEX('Asset data'!$L33:$CX33,1,MATCH(AZ$5,'Utilisation profile'!$F33:$CR33,0))),0)","v":0},{"$f":"IF($A33>0,IF(ISNA(MATCH(BA$5,'Utilisation profile'!$F33:$CR33,0)),0,INDEX('Asset data'!$L33:$CX33,1,MATCH(BA$5,'Utilisation profile'!$F33:$CR33,0))),0)","v":0},{"$f":"IF($A33>0,IF(ISNA(MATCH(BB$5,'Utilisation profile'!$F33:$CR33,0)),0,INDEX('Asset data'!$L33:$CX33,1,MATCH(BB$5,'Utilisation profile'!$F33:$CR33,0))),0)","v":0},{"$f":"IF($A33>0,IF(ISNA(MATCH(BC$5,'Utilisation profile'!$F33:$CR33,0)),0,INDEX('Asset data'!$L33:$CX33,1,MATCH(BC$5,'Utilisation profile'!$F33:$CR33,0))),0)","v":0},{"$f":"IF($A33>0,IF(ISNA(MATCH(BD$5,'Utilisation profile'!$F33:$CR33,0)),0,INDEX('Asset data'!$L33:$CX33,1,MATCH(BD$5,'Utilisation profile'!$F33:$CR33,0))),0)","v":0},{"$f":"IF($A33>0,IF(ISNA(MATCH(BE$5,'Utilisation profile'!$F33:$CR33,0)),0,INDEX('Asset data'!$L33:$CX33,1,MATCH(BE$5,'Utilisation profile'!$F33:$CR33,0))),0)","v":34.299999999999997},{"$f":"IF($A33>0,IF(ISNA(MATCH(BF$5,'Utilisation profile'!$F33:$CR33,0)),0,INDEX('Asset data'!$L33:$CX33,1,MATCH(BF$5,'Utilisation profile'!$F33:$CR33,0))),0)","v":0},{"$f":"IF($A33>0,IF(ISNA(MATCH(BG$5,'Utilisation profile'!$F33:$CR33,0)),0,INDEX('Asset data'!$L33:$CX33,1,MATCH(BG$5,'Utilisation profile'!$F33:$CR33,0))),0)","v":32.5},{"$f":"IF($A33>0,IF(ISNA(MATCH(BH$5,'Utilisation profile'!$F33:$CR33,0)),0,INDEX('Asset data'!$L33:$CX33,1,MATCH(BH$5,'Utilisation profile'!$F33:$CR33,0))),0)","v":0},{"$f":"IF($A33>0,IF(ISNA(MATCH(BI$5,'Utilisation profile'!$F33:$CR33,0)),0,INDEX('Asset data'!$L33:$CX33,1,MATCH(BI$5,'Utilisation profile'!$F33:$CR33,0))),0)","v":37.6},{"$f":"IF($A33>0,IF(ISNA(MATCH(BJ$5,'Utilisation profile'!$F33:$CR33,0)),0,INDEX('Asset data'!$L33:$CX33,1,MATCH(BJ$5,'Utilisation profile'!$F33:$CR33,0))),0)","v":0},{"$f":"IF($A33>0,IF(ISNA(MATCH(BK$5,'Utilisation profile'!$F33:$CR33,0)),0,INDEX('Asset data'!$L33:$CX33,1,MATCH(BK$5,'Utilisation profile'!$F33:$CR33,0))),0)","v":0},{"$f":"IF($A33>0,IF(ISNA(MATCH(BL$5,'Utilisation profile'!$F33:$CR33,0)),0,INDEX('Asset data'!$L33:$CX33,1,MATCH(BL$5,'Utilisation profile'!$F33:$CR33,0))),0)","v":0},{"$f":"IF($A33>0,IF(ISNA(MATCH(BM$5,'Utilisation profile'!$F33:$CR33,0)),0,INDEX('Asset data'!$L33:$CX33,1,MATCH(BM$5,'Utilisation profile'!$F33:$CR33,0))),0)","v":0},{"$f":"IF($A33>0,IF(ISNA(MATCH(BN$5,'Utilisation profile'!$F33:$CR33,0)),0,INDEX('Asset data'!$L33:$CX33,1,MATCH(BN$5,'Utilisation profile'!$F33:$CR33,0))),0)","v":42},{"$f":"IF($A33>0,IF(ISNA(MATCH(BO$5,'Utilisation profile'!$F33:$CR33,0)),0,INDEX('Asset data'!$L33:$CX33,1,MATCH(BO$5,'Utilisation profile'!$F33:$CR33,0))),0)","v":0},{"$f":"IF($A33>0,IF(ISNA(MATCH(BP$5,'Utilisation profile'!$F33:$CR33,0)),0,INDEX('Asset data'!$L33:$CX33,1,MATCH(BP$5,'Utilisation profile'!$F33:$CR33,0))),0)","v":0},{"$f":"IF($A33>0,IF(ISNA(MATCH(BQ$5,'Utilisation profile'!$F33:$CR33,0)),0,INDEX('Asset data'!$L33:$CX33,1,MATCH(BQ$5,'Utilisation profile'!$F33:$CR33,0))),0)","v":0},{"$f":"IF($A33>0,IF(ISNA(MATCH(BR$5,'Utilisation profile'!$F33:$CR33,0)),0,INDEX('Asset data'!$L33:$CX33,1,MATCH(BR$5,'Utilisation profile'!$F33:$CR33,0))),0)","v":0},{"$f":"IF($A33>0,IF(ISNA(MATCH(BS$5,'Utilisation profile'!$F33:$CR33,0)),0,INDEX('Asset data'!$L33:$CX33,1,MATCH(BS$5,'Utilisation profile'!$F33:$CR33,0))),0)","v":0},{"$f":"IF($A33>0,IF(ISNA(MATCH(BT$5,'Utilisation profile'!$F33:$CR33,0)),0,INDEX('Asset data'!$L33:$CX33,1,MATCH(BT$5,'Utilisation profile'!$F33:$CR33,0))),0)","v":0},{"$f":"IF($A33>0,IF(ISNA(MATCH(BU$5,'Utilisation profile'!$F33:$CR33,0)),0,INDEX('Asset data'!$L33:$CX33,1,MATCH(BU$5,'Utilisation profile'!$F33:$CR33,0))),0)","v":0},{"$f":"IF($A33>0,IF(ISNA(MATCH(BV$5,'Utilisation profile'!$F33:$CR33,0)),0,INDEX('Asset data'!$L33:$CX33,1,MATCH(BV$5,'Utilisation profile'!$F33:$CR33,0))),0)","v":0},{"$f":"IF($A33>0,IF(ISNA(MATCH(BW$5,'Utilisation profile'!$F33:$CR33,0)),0,INDEX('Asset data'!$L33:$CX33,1,MATCH(BW$5,'Utilisation profile'!$F33:$CR33,0))),0)","v":0},{"$f":"IF($A33>0,IF(ISNA(MATCH(BX$5,'Utilisation profile'!$F33:$CR33,0)),0,INDEX('Asset data'!$L33:$CX33,1,MATCH(BX$5,'Utilisation profile'!$F33:$CR33,0))),0)","v":0},{"$f":"IF($A33>0,IF(ISNA(MATCH(BY$5,'Utilisation profile'!$F33:$CR33,0)),0,INDEX('Asset data'!$L33:$CX33,1,MATCH(BY$5,'Utilisation profile'!$F33:$CR33,0))),0)","v":0},{"$f":"IF($A33>0,IF(ISNA(MATCH(BZ$5,'Utilisation profile'!$F33:$CR33,0)),0,INDEX('Asset data'!$L33:$CX33,1,MATCH(BZ$5,'Utilisation profile'!$F33:$CR33,0))),0)","v":0},{"$f":"IF($A33>0,IF(ISNA(MATCH(CA$5,'Utilisation profile'!$F33:$CR33,0)),0,INDEX('Asset data'!$L33:$CX33,1,MATCH(CA$5,'Utilisation profile'!$F33:$CR33,0))),0)","v":0},{"$f":"IF($A33>0,IF(ISNA(MATCH(CB$5,'Utilisation profile'!$F33:$CR33,0)),0,INDEX('Asset data'!$L33:$CX33,1,MATCH(CB$5,'Utilisation profile'!$F33:$CR33,0))),0)","v":0},{"$f":"IF($A33>0,IF(ISNA(MATCH(CC$5,'Utilisation profile'!$F33:$CR33,0)),0,INDEX('Asset data'!$L33:$CX33,1,MATCH(CC$5,'Utilisation profile'!$F33:$CR33,0))),0)","v":0},{"$f":"IF($A33>0,IF(ISNA(MATCH(CD$5,'Utilisation profile'!$F33:$CR33,0)),0,INDEX('Asset data'!$L33:$CX33,1,MATCH(CD$5,'Utilisation profile'!$F33:$CR33,0))),0)","v":0},{"$f":"IF($A33>0,IF(ISNA(MATCH(CE$5,'Utilisation profile'!$F33:$CR33,0)),0,INDEX('Asset data'!$L33:$CX33,1,MATCH(CE$5,'Utilisation profile'!$F33:$CR33,0))),0)","v":0},{"$f":"IF($A33>0,IF(ISNA(MATCH(CF$5,'Utilisation profile'!$F33:$CR33,0)),0,INDEX('Asset data'!$L33:$CX33,1,MATCH(CF$5,'Utilisation profile'!$F33:$CR33,0))),0)","v":0},{"$f":"IF($A33>0,IF(ISNA(MATCH(CG$5,'Utilisation profile'!$F33:$CR33,0)),0,INDEX('Asset data'!$L33:$CX33,1,MATCH(CG$5,'Utilisation profile'!$F33:$CR33,0))),0)","v":0},{"$f":"IF($A33>0,IF(ISNA(MATCH(CH$5,'Utilisation profile'!$F33:$CR33,0)),0,INDEX('Asset data'!$L33:$CX33,1,MATCH(CH$5,'Utilisation profile'!$F33:$CR33,0))),0)","v":0},{"$f":"IF($A33>0,IF(ISNA(MATCH(CI$5,'Utilisation profile'!$F33:$CR33,0)),0,INDEX('Asset data'!$L33:$CX33,1,MATCH(CI$5,'Utilisation profile'!$F33:$CR33,0))),0)","v":0},{"$f":"IF($A33>0,IF(ISNA(MATCH(CJ$5,'Utilisation profile'!$F33:$CR33,0)),0,INDEX('Asset data'!$L33:$CX33,1,MATCH(CJ$5,'Utilisation profile'!$F33:$CR33,0))),0)","v":0},{"$f":"IF($A33>0,IF(ISNA(MATCH(CK$5,'Utilisation profile'!$F33:$CR33,0)),0,INDEX('Asset data'!$L33:$CX33,1,MATCH(CK$5,'Utilisation profile'!$F33:$CR33,0))),0)","v":0},{"$f":"IF($A33>0,IF(ISNA(MATCH(CL$5,'Utilisation profile'!$F33:$CR33,0)),0,INDEX('Asset data'!$L33:$CX33,1,MATCH(CL$5,'Utilisation profile'!$F33:$CR33,0))),0)","v":0},{"$f":"IF($A33>0,IF(ISNA(MATCH(CM$5,'Utilisation profile'!$F33:$CR33,0)),0,INDEX('Asset data'!$L33:$CX33,1,MATCH(CM$5,'Utilisation profile'!$F33:$CR33,0))),0)","v":0},{"$f":"IF($A33>0,IF(ISNA(MATCH(CN$5,'Utilisation profile'!$F33:$CR33,0)),0,INDEX('Asset data'!$L33:$CX33,1,MATCH(CN$5,'Utilisation profile'!$F33:$CR33,0))),0)","v":0},{"$f":"IF($A33>0,IF(ISNA(MATCH(CO$5,'Utilisation profile'!$F33:$CR33,0)),0,INDEX('Asset data'!$L33:$CX33,1,MATCH(CO$5,'Utilisation profile'!$F33:$CR33,0))),0)","v":0},{"$f":"IF($A33>0,IF(ISNA(MATCH(CP$5,'Utilisation profile'!$F33:$CR33,0)),0,INDEX('Asset data'!$L33:$CX33,1,MATCH(CP$5,'Utilisation profile'!$F33:$CR33,0))),0)","v":30},{"$f":"IF($A33>0,IF(ISNA(MATCH(CQ$5,'Utilisation profile'!$F33:$CR33,0)),0,INDEX('Asset data'!$L33:$CX33,1,MATCH(CQ$5,'Utilisation profile'!$F33:$CR33,0))),0)","v":0},{"$f":"IF($A33>0,IF(ISNA(MATCH(CR$5,'Utilisation profile'!$F33:$CR33,0)),0,INDEX('Asset data'!$L33:$CX33,1,MATCH(CR$5,'Utilisation profile'!$F33:$CR33,0))),0)","v":0},{"$f":"IF($A33>0,IF(ISNA(MATCH(CS$5,'Utilisation profile'!$F33:$CR33,0)),0,INDEX('Asset data'!$L33:$CX33,1,MATCH(CS$5,'Utilisation profile'!$F33:$CR33,0))),0)","v":0},{"$f":"IF($A33>0,IF(ISNA(MATCH(CT$5,'Utilisation profile'!$F33:$CR33,0)),0,INDEX('Asset data'!$L33:$CX33,1,MATCH(CT$5,'Utilisation profile'!$F33:$CR33,0))),0)","v":0},{"$f":"IF($A33>0,IF(ISNA(MATCH(CU$5,'Utilisation profile'!$F33:$CR33,0)),0,INDEX('Asset data'!$L33:$CX33,1,MATCH(CU$5,'Utilisation profile'!$F33:$CR33,0))),0)","v":0},{"$f":"IF($A33>0,IF(ISNA(MATCH(CV$5,'Utilisation profile'!$F33:$CR33,0)),0,INDEX('Asset data'!$L33:$CX33,1,MATCH(CV$5,'Utilisation profile'!$F33:$CR33,0))),0)","v":0},{"$f":"IF($A33>0,IF(ISNA(MATCH(CW$5,'Utilisation profile'!$F33:$CR33,0)),0,INDEX('Asset data'!$L33:$CX33,1,MATCH(CW$5,'Utilisation profile'!$F33:$CR33,0))),0)","v":0},{"$f":"IF($A33>0,IF(ISNA(MATCH(CX$5,'Utilisation profile'!$F33:$CR33,0)),0,INDEX('Asset data'!$L33:$CX33,1,MATCH(CX$5,'Utilisation profile'!$F33:$CR33,0))),0)","v":0},{"$f":"IF($A33>0,IF(ISNA(MATCH(CY$5,'Utilisation profile'!$F33:$CR33,0)),0,INDEX('Asset data'!$L33:$CX33,1,MATCH(CY$5,'Utilisation profile'!$F33:$CR33,0))),0)","v":0},{"$f":"IF($A33>0,IF(ISNA(MATCH(CZ$5,'Utilisation profile'!$F33:$CR33,0)),0,INDEX('Asset data'!$L33:$CX33,1,MATCH(CZ$5,'Utilisation profile'!$F33:$CR33,0))),0)","v":0},{"$f":"IF($A33>0,IF(ISNA(MATCH(DA$5,'Utilisation profile'!$F33:$CR33,0)),0,INDEX('Asset data'!$L33:$CX33,1,MATCH(DA$5,'Utilisation profile'!$F33:$CR33,0))),0)","v":0},{"$f":"IF($A33>0,IF(ISNA(MATCH(DB$5,'Utilisation profile'!$F33:$CR33,0)),0,INDEX('Asset data'!$L33:$CX33,1,MATCH(DB$5,'Utilisation profile'!$F33:$CR33,0))),0)","v":0},{"$f":"IF($A33>0,IF(ISNA(MATCH(DC$5,'Utilisation profile'!$F33:$CR33,0)),0,INDEX('Asset data'!$L33:$CX33,1,MATCH(DC$5,'Utilisation profile'!$F33:$CR33,0))),0)","v":0},{"$f":"IF($A33>0,IF(ISNA(MATCH(DD$5,'Utilisation profile'!$F33:$CR33,0)),0,INDEX('Asset data'!$L33:$CX33,1,MATCH(DD$5,'Utilisation profile'!$F33:$CR33,0))),0)","v":0},{"$f":"IF($A33>0,IF(ISNA(MATCH(DE$5,'Utilisation profile'!$F33:$CR33,0)),0,INDEX('Asset data'!$L33:$CX33,1,MATCH(DE$5,'Utilisation profile'!$F33:$CR33,0))),0)","v":0},{"$f":"IF($A33>0,IF(ISNA(MATCH(DF$5,'Utilisation profile'!$F33:$CR33,0)),0,INDEX('Asset data'!$L33:$CX33,1,MATCH(DF$5,'Utilisation profile'!$F33:$CR33,0))),0)","v":0},{"$f":"IF($A33>0,IF(ISNA(MATCH(DG$5,'Utilisation profile'!$F33:$CR33,0)),0,INDEX('Asset data'!$L33:$CX33,1,MATCH(DG$5,'Utilisation profile'!$F33:$CR33,0))),0)","v":0},{"$f":"IF($A33>0,IF(ISNA(MATCH(DH$5,'Utilisation profile'!$F33:$CR33,0)),0,INDEX('Asset data'!$L33:$CX33,1,MATCH(DH$5,'Utilisation profile'!$F33:$CR33,0))),0)","v":0},{"$f":"IF($A33>0,IF(ISNA(MATCH(DI$5,'Utilisation profile'!$F33:$CR33,0)),0,INDEX('Asset data'!$L33:$CX33,1,MATCH(DI$5,'Utilisation profile'!$F33:$CR33,0))),0)","v":0},{"$f":"IF($A33>0,IF(ISNA(MATCH(DJ$5,'Utilisation profile'!$F33:$CR33,0)),0,INDEX('Asset data'!$L33:$CX33,1,MATCH(DJ$5,'Utilisation profile'!$F33:$CR33,0))),0)","v":0},{"$f":"IF($A33>0,IF(ISNA(MATCH(DK$5,'Utilisation profile'!$F33:$CR33,0)),0,INDEX('Asset data'!$L33:$CX33,1,MATCH(DK$5,'Utilisation profile'!$F33:$CR33,0))),0)","v":0},{"$f":"IF($A33>0,IF(ISNA(MATCH(DL$5,'Utilisation profile'!$F33:$CR33,0)),0,INDEX('Asset data'!$L33:$CX33,1,MATCH(DL$5,'Utilisation profile'!$F33:$CR33,0))),0)","v":0},{"$f":"IF($A33>0,IF(ISNA(MATCH(DM$5,'Utilisation profile'!$F33:$CR33,0)),0,INDEX('Asset data'!$L33:$CX33,1,MATCH(DM$5,'Utilisation profile'!$F33:$CR33,0))),0)","v":0},{"$f":"IF($A33>0,IF(ISNA(MATCH(DN$5,'Utilisation profile'!$F33:$CR33,0)),0,INDEX('Asset data'!$L33:$CX33,1,MATCH(DN$5,'Utilisation profile'!$F33:$CR33,0))),0)","v":0},{"$f":"IF($A33>0,IF(ISNA(MATCH(DO$5,'Utilisation profile'!$F33:$CR33,0)),0,INDEX('Asset data'!$L33:$CX33,1,MATCH(DO$5,'Utilisation profile'!$F33:$CR33,0))),0)","v":0},{"$f":"IF($A33>0,IF(ISNA(MATCH(DP$5,'Utilisation profile'!$F33:$CR33,0)),0,INDEX('Asset data'!$L33:$CX33,1,MATCH(DP$5,'Utilisation profile'!$F33:$CR33,0))),0)","v":0},{"$f":"IF($A33>0,IF(ISNA(MATCH(DQ$5,'Utilisation profile'!$F33:$CR33,0)),0,INDEX('Asset data'!$L33:$CX33,1,MATCH(DQ$5,'Utilisation profile'!$F33:$CR33,0))),0)","v":0},{"$f":"IF($A33>0,IF(ISNA(MATCH(DR$5,'Utilisation profile'!$F33:$CR33,0)),0,INDEX('Asset data'!$L33:$CX33,1,MATCH(DR$5,'Utilisation profile'!$F33:$CR33,0))),0)","v":0},{"$f":"IF($A33>0,IF(ISNA(MATCH(DS$5,'Utilisation profile'!$F33:$CR33,0)),0,INDEX('Asset data'!$L33:$CX33,1,MATCH(DS$5,'Utilisation profile'!$F33:$CR33,0))),0)","v":0},{"$f":"IF($A33>0,IF(ISNA(MATCH(DT$5,'Utilisation profile'!$F33:$CR33,0)),0,INDEX('Asset data'!$L33:$CX33,1,MATCH(DT$5,'Utilisation profile'!$F33:$CR33,0))),0)","v":0},{"$f":"IF($A33>0,IF(ISNA(MATCH(DU$5,'Utilisation profile'!$F33:$CR33,0)),0,INDEX('Asset data'!$L33:$CX33,1,MATCH(DU$5,'Utilisation profile'!$F33:$CR33,0))),0)","v":0},{"$f":"IF($A33>0,IF(ISNA(MATCH(DV$5,'Utilisation profile'!$F33:$CR33,0)),0,INDEX('Asset data'!$L33:$CX33,1,MATCH(DV$5,'Utilisation profile'!$F33:$CR33,0))),0)","v":0},{"$f":"IF($A33>0,IF(ISNA(MATCH(DW$5,'Utilisation profile'!$F33:$CR33,0)),0,INDEX('Asset data'!$L33:$CX33,1,MATCH(DW$5,'Utilisation profile'!$F33:$CR33,0))),0)","v":0},{"$f":"IF($A33>0,IF(ISNA(MATCH(DX$5,'Utilisation profile'!$F33:$CR33,0)),0,INDEX('Asset data'!$L33:$CX33,1,MATCH(DX$5,'Utilisation profile'!$F33:$CR33,0))),0)","v":0},{"$f":"IF($A33>0,IF(ISNA(MATCH(DY$5,'Utilisation profile'!$F33:$CR33,0)),0,INDEX('Asset data'!$L33:$CX33,1,MATCH(DY$5,'Utilisation profile'!$F33:$CR33,0))),0)","v":0},{"$f":"IF($A33>0,IF(ISNA(MATCH(DZ$5,'Utilisation profile'!$F33:$CR33,0)),0,INDEX('Asset data'!$L33:$CX33,1,MATCH(DZ$5,'Utilisation profile'!$F33:$CR33,0))),0)","v":0},{"$f":"IF($A33>0,IF(ISNA(MATCH(EA$5,'Utilisation profile'!$F33:$CR33,0)),0,INDEX('Asset data'!$L33:$CX33,1,MATCH(EA$5,'Utilisation profile'!$F33:$CR33,0))),0)","v":0},{"$f":"IF($A33>0,IF(ISNA(MATCH(EB$5,'Utilisation profile'!$F33:$CR33,0)),0,INDEX('Asset data'!$L33:$CX33,1,MATCH(EB$5,'Utilisation profile'!$F33:$CR33,0))),0)","v":0},{"$f":"IF($A33>0,IF(ISNA(MATCH(EC$5,'Utilisation profile'!$F33:$CR33,0)),0,INDEX('Asset data'!$L33:$CX33,1,MATCH(EC$5,'Utilisation profile'!$F33:$CR33,0))),0)","v":0},{"$f":"IF($A33>0,IF(ISNA(MATCH(ED$5,'Utilisation profile'!$F33:$CR33,0)),0,INDEX('Asset data'!$L33:$CX33,1,MATCH(ED$5,'Utilisation profile'!$F33:$CR33,0))),0)","v":0},{"$f":"IF($A33>0,IF(ISNA(MATCH(EE$5,'Utilisation profile'!$F33:$CR33,0)),0,INDEX('Asset data'!$L33:$CX33,1,MATCH(EE$5,'Utilisation profile'!$F33:$CR33,0))),0)","v":0},{"$f":"IF($A33>0,IF(ISNA(MATCH(EF$5,'Utilisation profile'!$F33:$CR33,0)),0,INDEX('Asset data'!$L33:$CX33,1,MATCH(EF$5,'Utilisation profile'!$F33:$CR33,0))),0)","v":0},{"$f":"IF($A33>0,IF(ISNA(MATCH(EG$5,'Utilisation profile'!$F33:$CR33,0)),0,INDEX('Asset data'!$L33:$CX33,1,MATCH(EG$5,'Utilisation profile'!$F33:$CR33,0))),0)","v":0},{"$f":"IF($A33>0,IF(ISNA(MATCH(EH$5,'Utilisation profile'!$F33:$CR33,0)),0,INDEX('Asset data'!$L33:$CX33,1,MATCH(EH$5,'Utilisation profile'!$F33:$CR33,0))),0)","v":0},{"$f":"IF($A33>0,IF(ISNA(MATCH(EI$5,'Utilisation profile'!$F33:$CR33,0)),0,INDEX('Asset data'!$L33:$CX33,1,MATCH(EI$5,'Utilisation profile'!$F33:$CR33,0))),0)","v":0},{"$f":"IF($A33>0,IF(ISNA(MATCH(EJ$5,'Utilisation profile'!$F33:$CR33,0)),0,INDEX('Asset data'!$L33:$CX33,1,MATCH(EJ$5,'Utilisation profile'!$F33:$CR33,0))),0)","v":0},{"$f":"IF($A33>0,IF(ISNA(MATCH(EK$5,'Utilisation profile'!$F33:$CR33,0)),0,INDEX('Asset data'!$L33:$CX33,1,MATCH(EK$5,'Utilisation profile'!$F33:$CR33,0))),0)","v":0},{"$f":"IF($A33>0,IF(ISNA(MATCH(EL$5,'Utilisation profile'!$F33:$CR33,0)),0,INDEX('Asset data'!$L33:$CX33,1,MATCH(EL$5,'Utilisation profile'!$F33:$CR33,0))),0)","v":0},{"$f":"IF($A33>0,IF(ISNA(MATCH(EM$5,'Utilisation profile'!$F33:$CR33,0)),0,INDEX('Asset data'!$L33:$CX33,1,MATCH(EM$5,'Utilisation profile'!$F33:$CR33,0))),0)","v":0},{"$f":"IF($A33>0,IF(ISNA(MATCH(EN$5,'Utilisation profile'!$F33:$CR33,0)),0,INDEX('Asset data'!$L33:$CX33,1,MATCH(EN$5,'Utilisation profile'!$F33:$CR33,0))),0)","v":0},{"$f":"IF($A33>0,IF(ISNA(MATCH(EO$5,'Utilisation profile'!$F33:$CR33,0)),0,INDEX('Asset data'!$L33:$CX33,1,MATCH(EO$5,'Utilisation profile'!$F33:$CR33,0))),0)","v":0},{"$f":"IF($A33>0,IF(ISNA(MATCH(EP$5,'Utilisation profile'!$F33:$CR33,0)),0,INDEX('Asset data'!$L33:$CX33,1,MATCH(EP$5,'Utilisation profile'!$F33:$CR33,0))),0)","v":0},{"$f":"IF($A33>0,IF(ISNA(MATCH(EQ$5,'Utilisation profile'!$F33:$CR33,0)),0,INDEX('Asset data'!$L33:$CX33,1,MATCH(EQ$5,'Utilisation profile'!$F33:$CR33,0))),0)","v":0},{"$f":"IF($A33>0,IF(ISNA(MATCH(ER$5,'Utilisation profile'!$F33:$CR33,0)),0,INDEX('Asset data'!$L33:$CX33,1,MATCH(ER$5,'Utilisation profile'!$F33:$CR33,0))),0)","v":0},{"$f":"IF($A33>0,IF(ISNA(MATCH(ES$5,'Utilisation profile'!$F33:$CR33,0)),0,INDEX('Asset data'!$L33:$CX33,1,MATCH(ES$5,'Utilisation profile'!$F33:$CR33,0))),0)","v":0},{"$f":"IF($A33>0,IF(ISNA(MATCH(ET$5,'Utilisation profile'!$F33:$CR33,0)),0,INDEX('Asset data'!$L33:$CX33,1,MATCH(ET$5,'Utilisation profile'!$F33:$CR33,0))),0)","v":0},{"$f":"IF($A33>0,IF(ISNA(MATCH(EU$5,'Utilisation profile'!$F33:$CR33,0)),0,INDEX('Asset data'!$L33:$CX33,1,MATCH(EU$5,'Utilisation profile'!$F33:$CR33,0))),0)","v":0},{"$f":"IF($A33>0,IF(ISNA(MATCH(EV$5,'Utilisation profile'!$F33:$CR33,0)),0,INDEX('Asset data'!$L33:$CX33,1,MATCH(EV$5,'Utilisation profile'!$F33:$CR33,0))),0)","v":0},{"$f":"IF($A33>0,IF(ISNA(MATCH(EW$5,'Utilisation profile'!$F33:$CR33,0)),0,INDEX('Asset data'!$L33:$CX33,1,MATCH(EW$5,'Utilisation profile'!$F33:$CR33,0))),0)","v":0},{"$f":"IF($A33>0,IF(ISNA(MATCH(EX$5,'Utilisation profile'!$F33:$CR33,0)),0,INDEX('Asset data'!$L33:$CX33,1,MATCH(EX$5,'Utilisation profile'!$F33:$CR33,0))),0)","v":0},{"$f":"IF($A33>0,IF(ISNA(MATCH(EY$5,'Utilisation profile'!$F33:$CR33,0)),0,INDEX('Asset data'!$L33:$CX33,1,MATCH(EY$5,'Utilisation profile'!$F33:$CR33,0))),0)","v":0},{"$f":"IF($A33>0,IF(ISNA(MATCH(EZ$5,'Utilisation profile'!$F33:$CR33,0)),0,INDEX('Asset data'!$L33:$CX33,1,MATCH(EZ$5,'Utilisation profile'!$F33:$CR33,0))),0)","v":0},{"$f":"IF($A33>0,IF(ISNA(MATCH(FA$5,'Utilisation profile'!$F33:$CR33,0)),0,INDEX('Asset data'!$L33:$CX33,1,MATCH(FA$5,'Utilisation profile'!$F33:$CR33,0))),0)","v":0}]
[{"$f":"'Asset data'!A34","v":3},{"$f":"'Asset data'!B34","v":0},{"$f":"'Asset data'!C34","v":0},{"$f":"'Asset data'!E34","v":"ZSS Rural"},{"$f":"'Asset data'!I34","v":79.321710074757661},{"$f":"IF($A34>0,'Utilisation profile'!CU34,0)","v":-14},{"$f":"IF($A34>0,IF(ISNA(MATCH(G$5,'Utilisation profile'!$F34:$CR34,0)),0,INDEX('Asset data'!$L34:$CX34,1,MATCH(G$5,'Utilisation profile'!$F34:$CR34,0))),0)","v":32.700000000000003},{"$f":"IF($A34>0,IF(ISNA(MATCH(H$5,'Utilisation profile'!$F34:$CR34,0)),0,INDEX('Asset data'!$L34:$CX34,1,MATCH(H$5,'Utilisation profile'!$F34:$CR34,0))),0)","v":36.4},{"$f":"IF($A34>0,IF(ISNA(MATCH(I$5,'Utilisation profile'!$F34:$CR34,0)),0,INDEX('Asset data'!$L34:$CX34,1,MATCH(I$5,'Utilisation profile'!$F34:$CR34,0))),0)","v":0},{"$f":"IF($A34>0,IF(ISNA(MATCH(J$5,'Utilisation profile'!$F34:$CR34,0)),0,INDEX('Asset data'!$L34:$CX34,1,MATCH(J$5,'Utilisation profile'!$F34:$CR34,0))),0)","v":0},{"$f":"IF($A34>0,IF(ISNA(MATCH(K$5,'Utilisation profile'!$F34:$CR34,0)),0,INDEX('Asset data'!$L34:$CX34,1,MATCH(K$5,'Utilisation profile'!$F34:$CR34,0))),0)","v":0},{"$f":"IF($A34>0,IF(ISNA(MATCH(L$5,'Utilisation profile'!$F34:$CR34,0)),0,INDEX('Asset data'!$L34:$CX34,1,MATCH(L$5,'Utilisation profile'!$F34:$CR34,0))),0)","v":58.2},{"$f":"IF($A34>0,IF(ISNA(MATCH(M$5,'Utilisation profile'!$F34:$CR34,0)),0,INDEX('Asset data'!$L34:$CX34,1,MATCH(M$5,'Utilisation profile'!$F34:$CR34,0))),0)","v":0},{"$f":"IF($A34>0,IF(ISNA(MATCH(N$5,'Utilisation profile'!$F34:$CR34,0)),0,INDEX('Asset data'!$L34:$CX34,1,MATCH(N$5,'Utilisation profile'!$F34:$CR34,0))),0)","v":0},{"$f":"IF($A34>0,IF(ISNA(MATCH(O$5,'Utilisation profile'!$F34:$CR34,0)),0,INDEX('Asset data'!$L34:$CX34,1,MATCH(O$5,'Utilisation profile'!$F34:$CR34,0))),0)","v":34.200000000000003},{"$f":"IF($A34>0,IF(ISNA(MATCH(P$5,'Utilisation profile'!$F34:$CR34,0)),0,INDEX('Asset data'!$L34:$CX34,1,MATCH(P$5,'Utilisation profile'!$F34:$CR34,0))),0)","v":58.800000000000004},{"$f":"IF($A34>0,IF(ISNA(MATCH(Q$5,'Utilisation profile'!$F34:$CR34,0)),0,INDEX('Asset data'!$L34:$CX34,1,MATCH(Q$5,'Utilisation profile'!$F34:$CR34,0))),0)","v":0},{"$f":"IF($A34>0,IF(ISNA(MATCH(R$5,'Utilisation profile'!$F34:$CR34,0)),0,INDEX('Asset data'!$L34:$CX34,1,MATCH(R$5,'Utilisation profile'!$F34:$CR34,0))),0)","v":0},{"$f":"IF($A34>0,IF(ISNA(MATCH(S$5,'Utilisation profile'!$F34:$CR34,0)),0,INDEX('Asset data'!$L34:$CX34,1,MATCH(S$5,'Utilisation profile'!$F34:$CR34,0))),0)","v":0},{"$f":"IF($A34>0,IF(ISNA(MATCH(T$5,'Utilisation profile'!$F34:$CR34,0)),0,INDEX('Asset data'!$L34:$CX34,1,MATCH(T$5,'Utilisation profile'!$F34:$CR34,0))),0)","v":30.5},{"$f":"IF($A34>0,IF(ISNA(MATCH(U$5,'Utilisation profile'!$F34:$CR34,0)),0,INDEX('Asset data'!$L34:$CX34,1,MATCH(U$5,'Utilisation profile'!$F34:$CR34,0))),0)","v":33.799999999999997},{"$f":"IF($A34>0,IF(ISNA(MATCH(V$5,'Utilisation profile'!$F34:$CR34,0)),0,INDEX('Asset data'!$L34:$CX34,1,MATCH(V$5,'Utilisation profile'!$F34:$CR34,0))),0)","v":76},{"$f":"IF($A34>0,IF(ISNA(MATCH(W$5,'Utilisation profile'!$F34:$CR34,0)),0,INDEX('Asset data'!$L34:$CX34,1,MATCH(W$5,'Utilisation profile'!$F34:$CR34,0))),0)","v":0},{"$f":"IF($A34>0,IF(ISNA(MATCH(X$5,'Utilisation profile'!$F34:$CR34,0)),0,INDEX('Asset data'!$L34:$CX34,1,MATCH(X$5,'Utilisation profile'!$F34:$CR34,0))),0)","v":0},{"$f":"IF($A34>0,IF(ISNA(MATCH(Y$5,'Utilisation profile'!$F34:$CR34,0)),0,INDEX('Asset data'!$L34:$CX34,1,MATCH(Y$5,'Utilisation profile'!$F34:$CR34,0))),0)","v":0},{"$f":"IF($A34>0,IF(ISNA(MATCH(Z$5,'Utilisation profile'!$F34:$CR34,0)),0,INDEX('Asset data'!$L34:$CX34,1,MATCH(Z$5,'Utilisation profile'!$F34:$CR34,0))),0)","v":0},{"$f":"IF($A34>0,IF(ISNA(MATCH(AA$5,'Utilisation profile'!$F34:$CR34,0)),0,INDEX('Asset data'!$L34:$CX34,1,MATCH(AA$5,'Utilisation profile'!$F34:$CR34,0))),0)","v":18.5},{"$f":"IF($A34>0,IF(ISNA(MATCH(AB$5,'Utilisation profile'!$F34:$CR34,0)),0,INDEX('Asset data'!$L34:$CX34,1,MATCH(AB$5,'Utilisation profile'!$F34:$CR34,0))),0)","v":37},{"$f":"IF($A34>0,IF(ISNA(MATCH(AC$5,'Utilisation profile'!$F34:$CR34,0)),0,INDEX('Asset data'!$L34:$CX34,1,MATCH(AC$5,'Utilisation profile'!$F34:$CR34,0))),0)","v":0},{"$f":"IF($A34>0,IF(ISNA(MATCH(AD$5,'Utilisation profile'!$F34:$CR34,0)),0,INDEX('Asset data'!$L34:$CX34,1,MATCH(AD$5,'Utilisation profile'!$F34:$CR34,0))),0)","v":0},{"$f":"IF($A34>0,IF(ISNA(MATCH(AE$5,'Utilisation profile'!$F34:$CR34,0)),0,INDEX('Asset data'!$L34:$CX34,1,MATCH(AE$5,'Utilisation profile'!$F34:$CR34,0))),0)","v":0},{"$f":"IF($A34>0,IF(ISNA(MATCH(AF$5,'Utilisation profile'!$F34:$CR34,0)),0,INDEX('Asset data'!$L34:$CX34,1,MATCH(AF$5,'Utilisation profile'!$F34:$CR34,0))),0)","v":0},{"$f":"IF($A34>0,IF(ISNA(MATCH(AG$5,'Utilisation profile'!$F34:$CR34,0)),0,INDEX('Asset data'!$L34:$CX34,1,MATCH(AG$5,'Utilisation profile'!$F34:$CR34,0))),0)","v":22.1},{"$f":"IF($A34>0,IF(ISNA(MATCH(AH$5,'Utilisation profile'!$F34:$CR34,0)),0,INDEX('Asset data'!$L34:$CX34,1,MATCH(AH$5,'Utilisation profile'!$F34:$CR34,0))),0)","v":0},{"$f":"IF($A34>0,IF(ISNA(MATCH(AI$5,'Utilisation profile'!$F34:$CR34,0)),0,INDEX('Asset data'!$L34:$CX34,1,MATCH(AI$5,'Utilisation profile'!$F34:$CR34,0))),0)","v":0},{"$f":"IF($A34>0,IF(ISNA(MATCH(AJ$5,'Utilisation profile'!$F34:$CR34,0)),0,INDEX('Asset data'!$L34:$CX34,1,MATCH(AJ$5,'Utilisation profile'!$F34:$CR34,0))),0)","v":0},{"$f":"IF($A34>0,IF(ISNA(MATCH(AK$5,'Utilisation profile'!$F34:$CR34,0)),0,INDEX('Asset data'!$L34:$CX34,1,MATCH(AK$5,'Utilisation profile'!$F34:$CR34,0))),0)","v":0},{"$f":"IF($A34>0,IF(ISNA(MATCH(AL$5,'Utilisation profile'!$F34:$CR34,0)),0,INDEX('Asset data'!$L34:$CX34,1,MATCH(AL$5,'Utilisation profile'!$F34:$CR34,0))),0)","v":15},{"$f":"IF($A34>0,IF(ISNA(MATCH(AM$5,'Utilisation profile'!$F34:$CR34,0)),0,INDEX('Asset data'!$L34:$CX34,1,MATCH(AM$5,'Utilisation profile'!$F34:$CR34,0))),0)","v":50.4},{"$f":"IF($A34>0,IF(ISNA(MATCH(AN$5,'Utilisation profile'!$F34:$CR34,0)),0,INDEX('Asset data'!$L34:$CX34,1,MATCH(AN$5,'Utilisation profile'!$F34:$CR34,0))),0)","v":46.2},{"$f":"IF($A34>0,IF(ISNA(MATCH(AO$5,'Utilisation profile'!$F34:$CR34,0)),0,INDEX('Asset data'!$L34:$CX34,1,MATCH(AO$5,'Utilisation profile'!$F34:$CR34,0))),0)","v":15.2},{"$f":"IF($A34>0,IF(ISNA(MATCH(AP$5,'Utilisation profile'!$F34:$CR34,0)),0,INDEX('Asset data'!$L34:$CX34,1,MATCH(AP$5,'Utilisation profile'!$F34:$CR34,0))),0)","v":0},{"$f":"IF($A34>0,IF(ISNA(MATCH(AQ$5,'Utilisation profile'!$F34:$CR34,0)),0,INDEX('Asset data'!$L34:$CX34,1,MATCH(AQ$5,'Utilisation profile'!$F34:$CR34,0))),0)","v":0},{"$f":"IF($A34>0,IF(ISNA(MATCH(AR$5,'Utilisation profile'!$F34:$CR34,0)),0,INDEX('Asset data'!$L34:$CX34,1,MATCH(AR$5,'Utilisation profile'!$F34:$CR34,0))),0)","v":0},{"$f":"IF($A34>0,IF(ISNA(MATCH(AS$5,'Utilisation profile'!$F34:$CR34,0)),0,INDEX('Asset data'!$L34:$CX34,1,MATCH(AS$5,'Utilisation profile'!$F34:$CR34,0))),0)","v":0},{"$f":"IF($A34>0,IF(ISNA(MATCH(AT$5,'Utilisation profile'!$F34:$CR34,0)),0,INDEX('Asset data'!$L34:$CX34,1,MATCH(AT$5,'Utilisation profile'!$F34:$CR34,0))),0)","v":0},{"$f":"IF($A34>0,IF(ISNA(MATCH(AU$5,'Utilisation profile'!$F34:$CR34,0)),0,INDEX('Asset data'!$L34:$CX34,1,MATCH(AU$5,'Utilisation profile'!$F34:$CR34,0))),0)","v":0},{"$f":"IF($A34>0,IF(ISNA(MATCH(AV$5,'Utilisation profile'!$F34:$CR34,0)),0,INDEX('Asset data'!$L34:$CX34,1,MATCH(AV$5,'Utilisation profile'!$F34:$CR34,0))),0)","v":0},{"$f":"IF($A34>0,IF(ISNA(MATCH(AW$5,'Utilisation profile'!$F34:$CR34,0)),0,INDEX('Asset data'!$L34:$CX34,1,MATCH(AW$5,'Utilisation profile'!$F34:$CR34,0))),0)","v":47.2},{"$f":"IF($A34>0,IF(ISNA(MATCH(AX$5,'Utilisation profile'!$F34:$CR34,0)),0,INDEX('Asset data'!$L34:$CX34,1,MATCH(AX$5,'Utilisation profile'!$F34:$CR34,0))),0)","v":38.299999999999997},{"$f":"IF($A34>0,IF(ISNA(MATCH(AY$5,'Utilisation profile'!$F34:$CR34,0)),0,INDEX('Asset data'!$L34:$CX34,1,MATCH(AY$5,'Utilisation profile'!$F34:$CR34,0))),0)","v":0},{"$f":"IF($A34>0,IF(ISNA(MATCH(AZ$5,'Utilisation profile'!$F34:$CR34,0)),0,INDEX('Asset data'!$L34:$CX34,1,MATCH(AZ$5,'Utilisation profile'!$F34:$CR34,0))),0)","v":0},{"$f":"IF($A34>0,IF(ISNA(MATCH(BA$5,'Utilisation profile'!$F34:$CR34,0)),0,INDEX('Asset data'!$L34:$CX34,1,MATCH(BA$5,'Utilisation profile'!$F34:$CR34,0))),0)","v":0},{"$f":"IF($A34>0,IF(ISNA(MATCH(BB$5,'Utilisation profile'!$F34:$CR34,0)),0,INDEX('Asset data'!$L34:$CX34,1,MATCH(BB$5,'Utilisation profile'!$F34:$CR34,0))),0)","v":87.2},{"$f":"IF($A34>0,IF(ISNA(MATCH(BC$5,'Utilisation profile'!$F34:$CR34,0)),0,INDEX('Asset data'!$L34:$CX34,1,MATCH(BC$5,'Utilisation profile'!$F34:$CR34,0))),0)","v":0},{"$f":"IF($A34>0,IF(ISNA(MATCH(BD$5,'Utilisation profile'!$F34:$CR34,0)),0,INDEX('Asset data'!$L34:$CX34,1,MATCH(BD$5,'Utilisation profile'!$F34:$CR34,0))),0)","v":0},{"$f":"IF($A34>0,IF(ISNA(MATCH(BE$5,'Utilisation profile'!$F34:$CR34,0)),0,INDEX('Asset data'!$L34:$CX34,1,MATCH(BE$5,'Utilisation profile'!$F34:$CR34,0))),0)","v":17.2},{"$f":"IF($A34>0,IF(ISNA(MATCH(BF$5,'Utilisation profile'!$F34:$CR34,0)),0,INDEX('Asset data'!$L34:$CX34,1,MATCH(BF$5,'Utilisation profile'!$F34:$CR34,0))),0)","v":0},{"$f":"IF($A34>0,IF(ISNA(MATCH(BG$5,'Utilisation profile'!$F34:$CR34,0)),0,INDEX('Asset data'!$L34:$CX34,1,MATCH(BG$5,'Utilisation profile'!$F34:$CR34,0))),0)","v":0},{"$f":"IF($A34>0,IF(ISNA(MATCH(BH$5,'Utilisation profile'!$F34:$CR34,0)),0,INDEX('Asset data'!$L34:$CX34,1,MATCH(BH$5,'Utilisation profile'!$F34:$CR34,0))),0)","v":43},{"$f":"IF($A34>0,IF(ISNA(MATCH(BI$5,'Utilisation profile'!$F34:$CR34,0)),0,INDEX('Asset data'!$L34:$CX34,1,MATCH(BI$5,'Utilisation profile'!$F34:$CR34,0))),0)","v":15.2},{"$f":"IF($A34>0,IF(ISNA(MATCH(BJ$5,'Utilisation profile'!$F34:$CR34,0)),0,INDEX('Asset data'!$L34:$CX34,1,MATCH(BJ$5,'Utilisation profile'!$F34:$CR34,0))),0)","v":0},{"$f":"IF($A34>0,IF(ISNA(MATCH(BK$5,'Utilisation profile'!$F34:$CR34,0)),0,INDEX('Asset data'!$L34:$CX34,1,MATCH(BK$5,'Utilisation profile'!$F34:$CR34,0))),0)","v":36.6},{"$f":"IF($A34>0,IF(ISNA(MATCH(BL$5,'Utilisation profile'!$F34:$CR34,0)),0,INDEX('Asset data'!$L34:$CX34,1,MATCH(BL$5,'Utilisation profile'!$F34:$CR34,0))),0)","v":0},{"$f":"IF($A34>0,IF(ISNA(MATCH(BM$5,'Utilisation profile'!$F34:$CR34,0)),0,INDEX('Asset data'!$L34:$CX34,1,MATCH(BM$5,'Utilisation profile'!$F34:$CR34,0))),0)","v":49.5},{"$f":"IF($A34>0,IF(ISNA(MATCH(BN$5,'Utilisation profile'!$F34:$CR34,0)),0,INDEX('Asset data'!$L34:$CX34,1,MATCH(BN$5,'Utilisation profile'!$F34:$CR34,0))),0)","v":0},{"$f":"IF($A34>0,IF(ISNA(MATCH(BO$5,'Utilisation profile'!$F34:$CR34,0)),0,INDEX('Asset data'!$L34:$CX34,1,MATCH(BO$5,'Utilisation profile'!$F34:$CR34,0))),0)","v":0},{"$f":"IF($A34>0,IF(ISNA(MATCH(BP$5,'Utilisation profile'!$F34:$CR34,0)),0,INDEX('Asset data'!$L34:$CX34,1,MATCH(BP$5,'Utilisation profile'!$F34:$CR34,0))),0)","v":0},{"$f":"IF($A34>0,IF(ISNA(MATCH(BQ$5,'Utilisation profile'!$F34:$CR34,0)),0,INDEX('Asset data'!$L34:$CX34,1,MATCH(BQ$5,'Utilisation profile'!$F34:$CR34,0))),0)","v":0},{"$f":"IF($A34>0,IF(ISNA(MATCH(BR$5,'Utilisation profile'!$F34:$CR34,0)),0,INDEX('Asset data'!$L34:$CX34,1,MATCH(BR$5,'Utilisation profile'!$F34:$CR34,0))),0)","v":0},{"$f":"IF($A34>0,IF(ISNA(MATCH(BS$5,'Utilisation profile'!$F34:$CR34,0)),0,INDEX('Asset data'!$L34:$CX34,1,MATCH(BS$5,'Utilisation profile'!$F34:$CR34,0))),0)","v":0},{"$f":"IF($A34>0,IF(ISNA(MATCH(BT$5,'Utilisation profile'!$F34:$CR34,0)),0,INDEX('Asset data'!$L34:$CX34,1,MATCH(BT$5,'Utilisation profile'!$F34:$CR34,0))),0)","v":0},{"$f":"IF($A34>0,IF(ISNA(MATCH(BU$5,'Utilisation profile'!$F34:$CR34,0)),0,INDEX('Asset data'!$L34:$CX34,1,MATCH(BU$5,'Utilisation profile'!$F34:$CR34,0))),0)","v":0},{"$f":"IF($A34>0,IF(ISNA(MATCH(BV$5,'Utilisation profile'!$F34:$CR34,0)),0,INDEX('Asset data'!$L34:$CX34,1,MATCH(BV$5,'Utilisation profile'!$F34:$CR34,0))),0)","v":0},{"$f":"IF($A34>0,IF(ISNA(MATCH(BW$5,'Utilisation profile'!$F34:$CR34,0)),0,INDEX('Asset data'!$L34:$CX34,1,MATCH(BW$5,'Utilisation profile'!$F34:$CR34,0))),0)","v":0},{"$f":"IF($A34>0,IF(ISNA(MATCH(BX$5,'Utilisation profile'!$F34:$CR34,0)),0,INDEX('Asset data'!$L34:$CX34,1,MATCH(BX$5,'Utilisation profile'!$F34:$CR34,0))),0)","v":0},{"$f":"IF($A34>0,IF(ISNA(MATCH(BY$5,'Utilisation profile'!$F34:$CR34,0)),0,INDEX('Asset data'!$L34:$CX34,1,MATCH(BY$5,'Utilisation profile'!$F34:$CR34,0))),0)","v":0},{"$f":"IF($A34>0,IF(ISNA(MATCH(BZ$5,'Utilisation profile'!$F34:$CR34,0)),0,INDEX('Asset data'!$L34:$CX34,1,MATCH(BZ$5,'Utilisation profile'!$F34:$CR34,0))),0)","v":0},{"$f":"IF($A34>0,IF(ISNA(MATCH(CA$5,'Utilisation profile'!$F34:$CR34,0)),0,INDEX('Asset data'!$L34:$CX34,1,MATCH(CA$5,'Utilisation profile'!$F34:$CR34,0))),0)","v":0},{"$f":"IF($A34>0,IF(ISNA(MATCH(CB$5,'Utilisation profile'!$F34:$CR34,0)),0,INDEX('Asset data'!$L34:$CX34,1,MATCH(CB$5,'Utilisation profile'!$F34:$CR34,0))),0)","v":0},{"$f":"IF($A34>0,IF(ISNA(MATCH(CC$5,'Utilisation profile'!$F34:$CR34,0)),0,INDEX('Asset data'!$L34:$CX34,1,MATCH(CC$5,'Utilisation profile'!$F34:$CR34,0))),0)","v":0},{"$f":"IF($A34>0,IF(ISNA(MATCH(CD$5,'Utilisation profile'!$F34:$CR34,0)),0,INDEX('Asset data'!$L34:$CX34,1,MATCH(CD$5,'Utilisation profile'!$F34:$CR34,0))),0)","v":0},{"$f":"IF($A34>0,IF(ISNA(MATCH(CE$5,'Utilisation profile'!$F34:$CR34,0)),0,INDEX('Asset data'!$L34:$CX34,1,MATCH(CE$5,'Utilisation profile'!$F34:$CR34,0))),0)","v":0},{"$f":"IF($A34>0,IF(ISNA(MATCH(CF$5,'Utilisation profile'!$F34:$CR34,0)),0,INDEX('Asset data'!$L34:$CX34,1,MATCH(CF$5,'Utilisation profile'!$F34:$CR34,0))),0)","v":0},{"$f":"IF($A34>0,IF(ISNA(MATCH(CG$5,'Utilisation profile'!$F34:$CR34,0)),0,INDEX('Asset data'!$L34:$CX34,1,MATCH(CG$5,'Utilisation profile'!$F34:$CR34,0))),0)","v":0},{"$f":"IF($A34>0,IF(ISNA(MATCH(CH$5,'Utilisation profile'!$F34:$CR34,0)),0,INDEX('Asset data'!$L34:$CX34,1,MATCH(CH$5,'Utilisation profile'!$F34:$CR34,0))),0)","v":0},{"$f":"IF($A34>0,IF(ISNA(MATCH(CI$5,'Utilisation profile'!$F34:$CR34,0)),0,INDEX('Asset data'!$L34:$CX34,1,MATCH(CI$5,'Utilisation profile'!$F34:$CR34,0))),0)","v":36.9},{"$f":"IF($A34>0,IF(ISNA(MATCH(CJ$5,'Utilisation profile'!$F34:$CR34,0)),0,INDEX('Asset data'!$L34:$CX34,1,MATCH(CJ$5,'Utilisation profile'!$F34:$CR34,0))),0)","v":0},{"$f":"IF($A34>0,IF(ISNA(MATCH(CK$5,'Utilisation profile'!$F34:$CR34,0)),0,INDEX('Asset data'!$L34:$CX34,1,MATCH(CK$5,'Utilisation profile'!$F34:$CR34,0))),0)","v":0},{"$f":"IF($A34>0,IF(ISNA(MATCH(CL$5,'Utilisation profile'!$F34:$CR34,0)),0,INDEX('Asset data'!$L34:$CX34,1,MATCH(CL$5,'Utilisation profile'!$F34:$CR34,0))),0)","v":0},{"$f":"IF($A34>0,IF(ISNA(MATCH(CM$5,'Utilisation profile'!$F34:$CR34,0)),0,INDEX('Asset data'!$L34:$CX34,1,MATCH(CM$5,'Utilisation profile'!$F34:$CR34,0))),0)","v":0},{"$f":"IF($A34>0,IF(ISNA(MATCH(CN$5,'Utilisation profile'!$F34:$CR34,0)),0,INDEX('Asset data'!$L34:$CX34,1,MATCH(CN$5,'Utilisation profile'!$F34:$CR34,0))),0)","v":0},{"$f":"IF($A34>0,IF(ISNA(MATCH(CO$5,'Utilisation profile'!$F34:$CR34,0)),0,INDEX('Asset data'!$L34:$CX34,1,MATCH(CO$5,'Utilisation profile'!$F34:$CR34,0))),0)","v":0},{"$f":"IF($A34>0,IF(ISNA(MATCH(CP$5,'Utilisation profile'!$F34:$CR34,0)),0,INDEX('Asset data'!$L34:$CX34,1,MATCH(CP$5,'Utilisation profile'!$F34:$CR34,0))),0)","v":0},{"$f":"IF($A34>0,IF(ISNA(MATCH(CQ$5,'Utilisation profile'!$F34:$CR34,0)),0,INDEX('Asset data'!$L34:$CX34,1,MATCH(CQ$5,'Utilisation profile'!$F34:$CR34,0))),0)","v":0},{"$f":"IF($A34>0,IF(ISNA(MATCH(CR$5,'Utilisation profile'!$F34:$CR34,0)),0,INDEX('Asset data'!$L34:$CX34,1,MATCH(CR$5,'Utilisation profile'!$F34:$CR34,0))),0)","v":0},{"$f":"IF($A34>0,IF(ISNA(MATCH(CS$5,'Utilisation profile'!$F34:$CR34,0)),0,INDEX('Asset data'!$L34:$CX34,1,MATCH(CS$5,'Utilisation profile'!$F34:$CR34,0))),0)","v":0},{"$f":"IF($A34>0,IF(ISNA(MATCH(CT$5,'Utilisation profile'!$F34:$CR34,0)),0,INDEX('Asset data'!$L34:$CX34,1,MATCH(CT$5,'Utilisation profile'!$F34:$CR34,0))),0)","v":0},{"$f":"IF($A34>0,IF(ISNA(MATCH(CU$5,'Utilisation profile'!$F34:$CR34,0)),0,INDEX('Asset data'!$L34:$CX34,1,MATCH(CU$5,'Utilisation profile'!$F34:$CR34,0))),0)","v":0},{"$f":"IF($A34>0,IF(ISNA(MATCH(CV$5,'Utilisation profile'!$F34:$CR34,0)),0,INDEX('Asset data'!$L34:$CX34,1,MATCH(CV$5,'Utilisation profile'!$F34:$CR34,0))),0)","v":0},{"$f":"IF($A34>0,IF(ISNA(MATCH(CW$5,'Utilisation profile'!$F34:$CR34,0)),0,INDEX('Asset data'!$L34:$CX34,1,MATCH(CW$5,'Utilisation profile'!$F34:$CR34,0))),0)","v":0},{"$f":"IF($A34>0,IF(ISNA(MATCH(CX$5,'Utilisation profile'!$F34:$CR34,0)),0,INDEX('Asset data'!$L34:$CX34,1,MATCH(CX$5,'Utilisation profile'!$F34:$CR34,0))),0)","v":0},{"$f":"IF($A34>0,IF(ISNA(MATCH(CY$5,'Utilisation profile'!$F34:$CR34,0)),0,INDEX('Asset data'!$L34:$CX34,1,MATCH(CY$5,'Utilisation profile'!$F34:$CR34,0))),0)","v":0},{"$f":"IF($A34>0,IF(ISNA(MATCH(CZ$5,'Utilisation profile'!$F34:$CR34,0)),0,INDEX('Asset data'!$L34:$CX34,1,MATCH(CZ$5,'Utilisation profile'!$F34:$CR34,0))),0)","v":0},{"$f":"IF($A34>0,IF(ISNA(MATCH(DA$5,'Utilisation profile'!$F34:$CR34,0)),0,INDEX('Asset data'!$L34:$CX34,1,MATCH(DA$5,'Utilisation profile'!$F34:$CR34,0))),0)","v":0},{"$f":"IF($A34>0,IF(ISNA(MATCH(DB$5,'Utilisation profile'!$F34:$CR34,0)),0,INDEX('Asset data'!$L34:$CX34,1,MATCH(DB$5,'Utilisation profile'!$F34:$CR34,0))),0)","v":0},{"$f":"IF($A34>0,IF(ISNA(MATCH(DC$5,'Utilisation profile'!$F34:$CR34,0)),0,INDEX('Asset data'!$L34:$CX34,1,MATCH(DC$5,'Utilisation profile'!$F34:$CR34,0))),0)","v":0},{"$f":"IF($A34>0,IF(ISNA(MATCH(DD$5,'Utilisation profile'!$F34:$CR34,0)),0,INDEX('Asset data'!$L34:$CX34,1,MATCH(DD$5,'Utilisation profile'!$F34:$CR34,0))),0)","v":0},{"$f":"IF($A34>0,IF(ISNA(MATCH(DE$5,'Utilisation profile'!$F34:$CR34,0)),0,INDEX('Asset data'!$L34:$CX34,1,MATCH(DE$5,'Utilisation profile'!$F34:$CR34,0))),0)","v":0},{"$f":"IF($A34>0,IF(ISNA(MATCH(DF$5,'Utilisation profile'!$F34:$CR34,0)),0,INDEX('Asset data'!$L34:$CX34,1,MATCH(DF$5,'Utilisation profile'!$F34:$CR34,0))),0)","v":0},{"$f":"IF($A34>0,IF(ISNA(MATCH(DG$5,'Utilisation profile'!$F34:$CR34,0)),0,INDEX('Asset data'!$L34:$CX34,1,MATCH(DG$5,'Utilisation profile'!$F34:$CR34,0))),0)","v":0},{"$f":"IF($A34>0,IF(ISNA(MATCH(DH$5,'Utilisation profile'!$F34:$CR34,0)),0,INDEX('Asset data'!$L34:$CX34,1,MATCH(DH$5,'Utilisation profile'!$F34:$CR34,0))),0)","v":0},{"$f":"IF($A34>0,IF(ISNA(MATCH(DI$5,'Utilisation profile'!$F34:$CR34,0)),0,INDEX('Asset data'!$L34:$CX34,1,MATCH(DI$5,'Utilisation profile'!$F34:$CR34,0))),0)","v":0},{"$f":"IF($A34>0,IF(ISNA(MATCH(DJ$5,'Utilisation profile'!$F34:$CR34,0)),0,INDEX('Asset data'!$L34:$CX34,1,MATCH(DJ$5,'Utilisation profile'!$F34:$CR34,0))),0)","v":0},{"$f":"IF($A34>0,IF(ISNA(MATCH(DK$5,'Utilisation profile'!$F34:$CR34,0)),0,INDEX('Asset data'!$L34:$CX34,1,MATCH(DK$5,'Utilisation profile'!$F34:$CR34,0))),0)","v":0},{"$f":"IF($A34>0,IF(ISNA(MATCH(DL$5,'Utilisation profile'!$F34:$CR34,0)),0,INDEX('Asset data'!$L34:$CX34,1,MATCH(DL$5,'Utilisation profile'!$F34:$CR34,0))),0)","v":0},{"$f":"IF($A34>0,IF(ISNA(MATCH(DM$5,'Utilisation profile'!$F34:$CR34,0)),0,INDEX('Asset data'!$L34:$CX34,1,MATCH(DM$5,'Utilisation profile'!$F34:$CR34,0))),0)","v":0},{"$f":"IF($A34>0,IF(ISNA(MATCH(DN$5,'Utilisation profile'!$F34:$CR34,0)),0,INDEX('Asset data'!$L34:$CX34,1,MATCH(DN$5,'Utilisation profile'!$F34:$CR34,0))),0)","v":0},{"$f":"IF($A34>0,IF(ISNA(MATCH(DO$5,'Utilisation profile'!$F34:$CR34,0)),0,INDEX('Asset data'!$L34:$CX34,1,MATCH(DO$5,'Utilisation profile'!$F34:$CR34,0))),0)","v":0},{"$f":"IF($A34>0,IF(ISNA(MATCH(DP$5,'Utilisation profile'!$F34:$CR34,0)),0,INDEX('Asset data'!$L34:$CX34,1,MATCH(DP$5,'Utilisation profile'!$F34:$CR34,0))),0)","v":0},{"$f":"IF($A34>0,IF(ISNA(MATCH(DQ$5,'Utilisation profile'!$F34:$CR34,0)),0,INDEX('Asset data'!$L34:$CX34,1,MATCH(DQ$5,'Utilisation profile'!$F34:$CR34,0))),0)","v":0},{"$f":"IF($A34>0,IF(ISNA(MATCH(DR$5,'Utilisation profile'!$F34:$CR34,0)),0,INDEX('Asset data'!$L34:$CX34,1,MATCH(DR$5,'Utilisation profile'!$F34:$CR34,0))),0)","v":0},{"$f":"IF($A34>0,IF(ISNA(MATCH(DS$5,'Utilisation profile'!$F34:$CR34,0)),0,INDEX('Asset data'!$L34:$CX34,1,MATCH(DS$5,'Utilisation profile'!$F34:$CR34,0))),0)","v":0},{"$f":"IF($A34>0,IF(ISNA(MATCH(DT$5,'Utilisation profile'!$F34:$CR34,0)),0,INDEX('Asset data'!$L34:$CX34,1,MATCH(DT$5,'Utilisation profile'!$F34:$CR34,0))),0)","v":0},{"$f":"IF($A34>0,IF(ISNA(MATCH(DU$5,'Utilisation profile'!$F34:$CR34,0)),0,INDEX('Asset data'!$L34:$CX34,1,MATCH(DU$5,'Utilisation profile'!$F34:$CR34,0))),0)","v":0},{"$f":"IF($A34>0,IF(ISNA(MATCH(DV$5,'Utilisation profile'!$F34:$CR34,0)),0,INDEX('Asset data'!$L34:$CX34,1,MATCH(DV$5,'Utilisation profile'!$F34:$CR34,0))),0)","v":0},{"$f":"IF($A34>0,IF(ISNA(MATCH(DW$5,'Utilisation profile'!$F34:$CR34,0)),0,INDEX('Asset data'!$L34:$CX34,1,MATCH(DW$5,'Utilisation profile'!$F34:$CR34,0))),0)","v":0},{"$f":"IF($A34>0,IF(ISNA(MATCH(DX$5,'Utilisation profile'!$F34:$CR34,0)),0,INDEX('Asset data'!$L34:$CX34,1,MATCH(DX$5,'Utilisation profile'!$F34:$CR34,0))),0)","v":0},{"$f":"IF($A34>0,IF(ISNA(MATCH(DY$5,'Utilisation profile'!$F34:$CR34,0)),0,INDEX('Asset data'!$L34:$CX34,1,MATCH(DY$5,'Utilisation profile'!$F34:$CR34,0))),0)","v":0},{"$f":"IF($A34>0,IF(ISNA(MATCH(DZ$5,'Utilisation profile'!$F34:$CR34,0)),0,INDEX('Asset data'!$L34:$CX34,1,MATCH(DZ$5,'Utilisation profile'!$F34:$CR34,0))),0)","v":0},{"$f":"IF($A34>0,IF(ISNA(MATCH(EA$5,'Utilisation profile'!$F34:$CR34,0)),0,INDEX('Asset data'!$L34:$CX34,1,MATCH(EA$5,'Utilisation profile'!$F34:$CR34,0))),0)","v":0},{"$f":"IF($A34>0,IF(ISNA(MATCH(EB$5,'Utilisation profile'!$F34:$CR34,0)),0,INDEX('Asset data'!$L34:$CX34,1,MATCH(EB$5,'Utilisation profile'!$F34:$CR34,0))),0)","v":0},{"$f":"IF($A34>0,IF(ISNA(MATCH(EC$5,'Utilisation profile'!$F34:$CR34,0)),0,INDEX('Asset data'!$L34:$CX34,1,MATCH(EC$5,'Utilisation profile'!$F34:$CR34,0))),0)","v":0},{"$f":"IF($A34>0,IF(ISNA(MATCH(ED$5,'Utilisation profile'!$F34:$CR34,0)),0,INDEX('Asset data'!$L34:$CX34,1,MATCH(ED$5,'Utilisation profile'!$F34:$CR34,0))),0)","v":0},{"$f":"IF($A34>0,IF(ISNA(MATCH(EE$5,'Utilisation profile'!$F34:$CR34,0)),0,INDEX('Asset data'!$L34:$CX34,1,MATCH(EE$5,'Utilisation profile'!$F34:$CR34,0))),0)","v":0},{"$f":"IF($A34>0,IF(ISNA(MATCH(EF$5,'Utilisation profile'!$F34:$CR34,0)),0,INDEX('Asset data'!$L34:$CX34,1,MATCH(EF$5,'Utilisation profile'!$F34:$CR34,0))),0)","v":0},{"$f":"IF($A34>0,IF(ISNA(MATCH(EG$5,'Utilisation profile'!$F34:$CR34,0)),0,INDEX('Asset data'!$L34:$CX34,1,MATCH(EG$5,'Utilisation profile'!$F34:$CR34,0))),0)","v":0},{"$f":"IF($A34>0,IF(ISNA(MATCH(EH$5,'Utilisation profile'!$F34:$CR34,0)),0,INDEX('Asset data'!$L34:$CX34,1,MATCH(EH$5,'Utilisation profile'!$F34:$CR34,0))),0)","v":0},{"$f":"IF($A34>0,IF(ISNA(MATCH(EI$5,'Utilisation profile'!$F34:$CR34,0)),0,INDEX('Asset data'!$L34:$CX34,1,MATCH(EI$5,'Utilisation profile'!$F34:$CR34,0))),0)","v":0},{"$f":"IF($A34>0,IF(ISNA(MATCH(EJ$5,'Utilisation profile'!$F34:$CR34,0)),0,INDEX('Asset data'!$L34:$CX34,1,MATCH(EJ$5,'Utilisation profile'!$F34:$CR34,0))),0)","v":0},{"$f":"IF($A34>0,IF(ISNA(MATCH(EK$5,'Utilisation profile'!$F34:$CR34,0)),0,INDEX('Asset data'!$L34:$CX34,1,MATCH(EK$5,'Utilisation profile'!$F34:$CR34,0))),0)","v":0},{"$f":"IF($A34>0,IF(ISNA(MATCH(EL$5,'Utilisation profile'!$F34:$CR34,0)),0,INDEX('Asset data'!$L34:$CX34,1,MATCH(EL$5,'Utilisation profile'!$F34:$CR34,0))),0)","v":0},{"$f":"IF($A34>0,IF(ISNA(MATCH(EM$5,'Utilisation profile'!$F34:$CR34,0)),0,INDEX('Asset data'!$L34:$CX34,1,MATCH(EM$5,'Utilisation profile'!$F34:$CR34,0))),0)","v":0},{"$f":"IF($A34>0,IF(ISNA(MATCH(EN$5,'Utilisation profile'!$F34:$CR34,0)),0,INDEX('Asset data'!$L34:$CX34,1,MATCH(EN$5,'Utilisation profile'!$F34:$CR34,0))),0)","v":0},{"$f":"IF($A34>0,IF(ISNA(MATCH(EO$5,'Utilisation profile'!$F34:$CR34,0)),0,INDEX('Asset data'!$L34:$CX34,1,MATCH(EO$5,'Utilisation profile'!$F34:$CR34,0))),0)","v":0},{"$f":"IF($A34>0,IF(ISNA(MATCH(EP$5,'Utilisation profile'!$F34:$CR34,0)),0,INDEX('Asset data'!$L34:$CX34,1,MATCH(EP$5,'Utilisation profile'!$F34:$CR34,0))),0)","v":0},{"$f":"IF($A34>0,IF(ISNA(MATCH(EQ$5,'Utilisation profile'!$F34:$CR34,0)),0,INDEX('Asset data'!$L34:$CX34,1,MATCH(EQ$5,'Utilisation profile'!$F34:$CR34,0))),0)","v":0},{"$f":"IF($A34>0,IF(ISNA(MATCH(ER$5,'Utilisation profile'!$F34:$CR34,0)),0,INDEX('Asset data'!$L34:$CX34,1,MATCH(ER$5,'Utilisation profile'!$F34:$CR34,0))),0)","v":0},{"$f":"IF($A34>0,IF(ISNA(MATCH(ES$5,'Utilisation profile'!$F34:$CR34,0)),0,INDEX('Asset data'!$L34:$CX34,1,MATCH(ES$5,'Utilisation profile'!$F34:$CR34,0))),0)","v":0},{"$f":"IF($A34>0,IF(ISNA(MATCH(ET$5,'Utilisation profile'!$F34:$CR34,0)),0,INDEX('Asset data'!$L34:$CX34,1,MATCH(ET$5,'Utilisation profile'!$F34:$CR34,0))),0)","v":0},{"$f":"IF($A34>0,IF(ISNA(MATCH(EU$5,'Utilisation profile'!$F34:$CR34,0)),0,INDEX('Asset data'!$L34:$CX34,1,MATCH(EU$5,'Utilisation profile'!$F34:$CR34,0))),0)","v":0},{"$f":"IF($A34>0,IF(ISNA(MATCH(EV$5,'Utilisation profile'!$F34:$CR34,0)),0,INDEX('Asset data'!$L34:$CX34,1,MATCH(EV$5,'Utilisation profile'!$F34:$CR34,0))),0)","v":0},{"$f":"IF($A34>0,IF(ISNA(MATCH(EW$5,'Utilisation profile'!$F34:$CR34,0)),0,INDEX('Asset data'!$L34:$CX34,1,MATCH(EW$5,'Utilisation profile'!$F34:$CR34,0))),0)","v":0},{"$f":"IF($A34>0,IF(ISNA(MATCH(EX$5,'Utilisation profile'!$F34:$CR34,0)),0,INDEX('Asset data'!$L34:$CX34,1,MATCH(EX$5,'Utilisation profile'!$F34:$CR34,0))),0)","v":0},{"$f":"IF($A34>0,IF(ISNA(MATCH(EY$5,'Utilisation profile'!$F34:$CR34,0)),0,INDEX('Asset data'!$L34:$CX34,1,MATCH(EY$5,'Utilisation profile'!$F34:$CR34,0))),0)","v":0},{"$f":"IF($A34>0,IF(ISNA(MATCH(EZ$5,'Utilisation profile'!$F34:$CR34,0)),0,INDEX('Asset data'!$L34:$CX34,1,MATCH(EZ$5,'Utilisation profile'!$F34:$CR34,0))),0)","v":0},{"$f":"IF($A34>0,IF(ISNA(MATCH(FA$5,'Utilisation profile'!$F34:$CR34,0)),0,INDEX('Asset data'!$L34:$CX34,1,MATCH(FA$5,'Utilisation profile'!$F34:$CR34,0))),0)","v":0}]
[{"$f":"'Asset data'!A35","v":0},{"$f":"'Asset data'!B35","v":0},{"$f":"'Asset data'!C35","v":0},{"$f":"'Asset data'!E35","v":0},{"$f":"'Asset data'!I35","v":0},{"$f":"IF($A35>0,'Utilisation profile'!CU35,0)","v":0},{"$f":"IF($A35>0,IF(ISNA(MATCH(G$5,'Utilisation profile'!$F35:$CR35,0)),0,INDEX('Asset data'!$L35:$CX35,1,MATCH(G$5,'Utilisation profile'!$F35:$CR35,0))),0)","v":0},{"$f":"IF($A35>0,IF(ISNA(MATCH(H$5,'Utilisation profile'!$F35:$CR35,0)),0,INDEX('Asset data'!$L35:$CX35,1,MATCH(H$5,'Utilisation profile'!$F35:$CR35,0))),0)","v":0},{"$f":"IF($A35>0,IF(ISNA(MATCH(I$5,'Utilisation profile'!$F35:$CR35,0)),0,INDEX('Asset data'!$L35:$CX35,1,MATCH(I$5,'Utilisation profile'!$F35:$CR35,0))),0)","v":0},{"$f":"IF($A35>0,IF(ISNA(MATCH(J$5,'Utilisation profile'!$F35:$CR35,0)),0,INDEX('Asset data'!$L35:$CX35,1,MATCH(J$5,'Utilisation profile'!$F35:$CR35,0))),0)","v":0},{"$f":"IF($A35>0,IF(ISNA(MATCH(K$5,'Utilisation profile'!$F35:$CR35,0)),0,INDEX('Asset data'!$L35:$CX35,1,MATCH(K$5,'Utilisation profile'!$F35:$CR35,0))),0)","v":0},{"$f":"IF($A35>0,IF(ISNA(MATCH(L$5,'Utilisation profile'!$F35:$CR35,0)),0,INDEX('Asset data'!$L35:$CX35,1,MATCH(L$5,'Utilisation profile'!$F35:$CR35,0))),0)","v":0},{"$f":"IF($A35>0,IF(ISNA(MATCH(M$5,'Utilisation profile'!$F35:$CR35,0)),0,INDEX('Asset data'!$L35:$CX35,1,MATCH(M$5,'Utilisation profile'!$F35:$CR35,0))),0)","v":0},{"$f":"IF($A35>0,IF(ISNA(MATCH(N$5,'Utilisation profile'!$F35:$CR35,0)),0,INDEX('Asset data'!$L35:$CX35,1,MATCH(N$5,'Utilisation profile'!$F35:$CR35,0))),0)","v":0},{"$f":"IF($A35>0,IF(ISNA(MATCH(O$5,'Utilisation profile'!$F35:$CR35,0)),0,INDEX('Asset data'!$L35:$CX35,1,MATCH(O$5,'Utilisation profile'!$F35:$CR35,0))),0)","v":0},{"$f":"IF($A35>0,IF(ISNA(MATCH(P$5,'Utilisation profile'!$F35:$CR35,0)),0,INDEX('Asset data'!$L35:$CX35,1,MATCH(P$5,'Utilisation profile'!$F35:$CR35,0))),0)","v":0},{"$f":"IF($A35>0,IF(ISNA(MATCH(Q$5,'Utilisation profile'!$F35:$CR35,0)),0,INDEX('Asset data'!$L35:$CX35,1,MATCH(Q$5,'Utilisation profile'!$F35:$CR35,0))),0)","v":0},{"$f":"IF($A35>0,IF(ISNA(MATCH(R$5,'Utilisation profile'!$F35:$CR35,0)),0,INDEX('Asset data'!$L35:$CX35,1,MATCH(R$5,'Utilisation profile'!$F35:$CR35,0))),0)","v":0},{"$f":"IF($A35>0,IF(ISNA(MATCH(S$5,'Utilisation profile'!$F35:$CR35,0)),0,INDEX('Asset data'!$L35:$CX35,1,MATCH(S$5,'Utilisation profile'!$F35:$CR35,0))),0)","v":0},{"$f":"IF($A35>0,IF(ISNA(MATCH(T$5,'Utilisation profile'!$F35:$CR35,0)),0,INDEX('Asset data'!$L35:$CX35,1,MATCH(T$5,'Utilisation profile'!$F35:$CR35,0))),0)","v":0},{"$f":"IF($A35>0,IF(ISNA(MATCH(U$5,'Utilisation profile'!$F35:$CR35,0)),0,INDEX('Asset data'!$L35:$CX35,1,MATCH(U$5,'Utilisation profile'!$F35:$CR35,0))),0)","v":0},{"$f":"IF($A35>0,IF(ISNA(MATCH(V$5,'Utilisation profile'!$F35:$CR35,0)),0,INDEX('Asset data'!$L35:$CX35,1,MATCH(V$5,'Utilisation profile'!$F35:$CR35,0))),0)","v":0},{"$f":"IF($A35>0,IF(ISNA(MATCH(W$5,'Utilisation profile'!$F35:$CR35,0)),0,INDEX('Asset data'!$L35:$CX35,1,MATCH(W$5,'Utilisation profile'!$F35:$CR35,0))),0)","v":0},{"$f":"IF($A35>0,IF(ISNA(MATCH(X$5,'Utilisation profile'!$F35:$CR35,0)),0,INDEX('Asset data'!$L35:$CX35,1,MATCH(X$5,'Utilisation profile'!$F35:$CR35,0))),0)","v":0},{"$f":"IF($A35>0,IF(ISNA(MATCH(Y$5,'Utilisation profile'!$F35:$CR35,0)),0,INDEX('Asset data'!$L35:$CX35,1,MATCH(Y$5,'Utilisation profile'!$F35:$CR35,0))),0)","v":0},{"$f":"IF($A35>0,IF(ISNA(MATCH(Z$5,'Utilisation profile'!$F35:$CR35,0)),0,INDEX('Asset data'!$L35:$CX35,1,MATCH(Z$5,'Utilisation profile'!$F35:$CR35,0))),0)","v":0},{"$f":"IF($A35>0,IF(ISNA(MATCH(AA$5,'Utilisation profile'!$F35:$CR35,0)),0,INDEX('Asset data'!$L35:$CX35,1,MATCH(AA$5,'Utilisation profile'!$F35:$CR35,0))),0)","v":0},{"$f":"IF($A35>0,IF(ISNA(MATCH(AB$5,'Utilisation profile'!$F35:$CR35,0)),0,INDEX('Asset data'!$L35:$CX35,1,MATCH(AB$5,'Utilisation profile'!$F35:$CR35,0))),0)","v":0},{"$f":"IF($A35>0,IF(ISNA(MATCH(AC$5,'Utilisation profile'!$F35:$CR35,0)),0,INDEX('Asset data'!$L35:$CX35,1,MATCH(AC$5,'Utilisation profile'!$F35:$CR35,0))),0)","v":0},{"$f":"IF($A35>0,IF(ISNA(MATCH(AD$5,'Utilisation profile'!$F35:$CR35,0)),0,INDEX('Asset data'!$L35:$CX35,1,MATCH(AD$5,'Utilisation profile'!$F35:$CR35,0))),0)","v":0},{"$f":"IF($A35>0,IF(ISNA(MATCH(AE$5,'Utilisation profile'!$F35:$CR35,0)),0,INDEX('Asset data'!$L35:$CX35,1,MATCH(AE$5,'Utilisation profile'!$F35:$CR35,0))),0)","v":0},{"$f":"IF($A35>0,IF(ISNA(MATCH(AF$5,'Utilisation profile'!$F35:$CR35,0)),0,INDEX('Asset data'!$L35:$CX35,1,MATCH(AF$5,'Utilisation profile'!$F35:$CR35,0))),0)","v":0},{"$f":"IF($A35>0,IF(ISNA(MATCH(AG$5,'Utilisation profile'!$F35:$CR35,0)),0,INDEX('Asset data'!$L35:$CX35,1,MATCH(AG$5,'Utilisation profile'!$F35:$CR35,0))),0)","v":0},{"$f":"IF($A35>0,IF(ISNA(MATCH(AH$5,'Utilisation profile'!$F35:$CR35,0)),0,INDEX('Asset data'!$L35:$CX35,1,MATCH(AH$5,'Utilisation profile'!$F35:$CR35,0))),0)","v":0},{"$f":"IF($A35>0,IF(ISNA(MATCH(AI$5,'Utilisation profile'!$F35:$CR35,0)),0,INDEX('Asset data'!$L35:$CX35,1,MATCH(AI$5,'Utilisation profile'!$F35:$CR35,0))),0)","v":0},{"$f":"IF($A35>0,IF(ISNA(MATCH(AJ$5,'Utilisation profile'!$F35:$CR35,0)),0,INDEX('Asset data'!$L35:$CX35,1,MATCH(AJ$5,'Utilisation profile'!$F35:$CR35,0))),0)","v":0},{"$f":"IF($A35>0,IF(ISNA(MATCH(AK$5,'Utilisation profile'!$F35:$CR35,0)),0,INDEX('Asset data'!$L35:$CX35,1,MATCH(AK$5,'Utilisation profile'!$F35:$CR35,0))),0)","v":0},{"$f":"IF($A35>0,IF(ISNA(MATCH(AL$5,'Utilisation profile'!$F35:$CR35,0)),0,INDEX('Asset data'!$L35:$CX35,1,MATCH(AL$5,'Utilisation profile'!$F35:$CR35,0))),0)","v":0},{"$f":"IF($A35>0,IF(ISNA(MATCH(AM$5,'Utilisation profile'!$F35:$CR35,0)),0,INDEX('Asset data'!$L35:$CX35,1,MATCH(AM$5,'Utilisation profile'!$F35:$CR35,0))),0)","v":0},{"$f":"IF($A35>0,IF(ISNA(MATCH(AN$5,'Utilisation profile'!$F35:$CR35,0)),0,INDEX('Asset data'!$L35:$CX35,1,MATCH(AN$5,'Utilisation profile'!$F35:$CR35,0))),0)","v":0},{"$f":"IF($A35>0,IF(ISNA(MATCH(AO$5,'Utilisation profile'!$F35:$CR35,0)),0,INDEX('Asset data'!$L35:$CX35,1,MATCH(AO$5,'Utilisation profile'!$F35:$CR35,0))),0)","v":0},{"$f":"IF($A35>0,IF(ISNA(MATCH(AP$5,'Utilisation profile'!$F35:$CR35,0)),0,INDEX('Asset data'!$L35:$CX35,1,MATCH(AP$5,'Utilisation profile'!$F35:$CR35,0))),0)","v":0},{"$f":"IF($A35>0,IF(ISNA(MATCH(AQ$5,'Utilisation profile'!$F35:$CR35,0)),0,INDEX('Asset data'!$L35:$CX35,1,MATCH(AQ$5,'Utilisation profile'!$F35:$CR35,0))),0)","v":0},{"$f":"IF($A35>0,IF(ISNA(MATCH(AR$5,'Utilisation profile'!$F35:$CR35,0)),0,INDEX('Asset data'!$L35:$CX35,1,MATCH(AR$5,'Utilisation profile'!$F35:$CR35,0))),0)","v":0},{"$f":"IF($A35>0,IF(ISNA(MATCH(AS$5,'Utilisation profile'!$F35:$CR35,0)),0,INDEX('Asset data'!$L35:$CX35,1,MATCH(AS$5,'Utilisation profile'!$F35:$CR35,0))),0)","v":0},{"$f":"IF($A35>0,IF(ISNA(MATCH(AT$5,'Utilisation profile'!$F35:$CR35,0)),0,INDEX('Asset data'!$L35:$CX35,1,MATCH(AT$5,'Utilisation profile'!$F35:$CR35,0))),0)","v":0},{"$f":"IF($A35>0,IF(ISNA(MATCH(AU$5,'Utilisation profile'!$F35:$CR35,0)),0,INDEX('Asset data'!$L35:$CX35,1,MATCH(AU$5,'Utilisation profile'!$F35:$CR35,0))),0)","v":0},{"$f":"IF($A35>0,IF(ISNA(MATCH(AV$5,'Utilisation profile'!$F35:$CR35,0)),0,INDEX('Asset data'!$L35:$CX35,1,MATCH(AV$5,'Utilisation profile'!$F35:$CR35,0))),0)","v":0},{"$f":"IF($A35>0,IF(ISNA(MATCH(AW$5,'Utilisation profile'!$F35:$CR35,0)),0,INDEX('Asset data'!$L35:$CX35,1,MATCH(AW$5,'Utilisation profile'!$F35:$CR35,0))),0)","v":0},{"$f":"IF($A35>0,IF(ISNA(MATCH(AX$5,'Utilisation profile'!$F35:$CR35,0)),0,INDEX('Asset data'!$L35:$CX35,1,MATCH(AX$5,'Utilisation profile'!$F35:$CR35,0))),0)","v":0},{"$f":"IF($A35>0,IF(ISNA(MATCH(AY$5,'Utilisation profile'!$F35:$CR35,0)),0,INDEX('Asset data'!$L35:$CX35,1,MATCH(AY$5,'Utilisation profile'!$F35:$CR35,0))),0)","v":0},{"$f":"IF($A35>0,IF(ISNA(MATCH(AZ$5,'Utilisation profile'!$F35:$CR35,0)),0,INDEX('Asset data'!$L35:$CX35,1,MATCH(AZ$5,'Utilisation profile'!$F35:$CR35,0))),0)","v":0},{"$f":"IF($A35>0,IF(ISNA(MATCH(BA$5,'Utilisation profile'!$F35:$CR35,0)),0,INDEX('Asset data'!$L35:$CX35,1,MATCH(BA$5,'Utilisation profile'!$F35:$CR35,0))),0)","v":0},{"$f":"IF($A35>0,IF(ISNA(MATCH(BB$5,'Utilisation profile'!$F35:$CR35,0)),0,INDEX('Asset data'!$L35:$CX35,1,MATCH(BB$5,'Utilisation profile'!$F35:$CR35,0))),0)","v":0},{"$f":"IF($A35>0,IF(ISNA(MATCH(BC$5,'Utilisation profile'!$F35:$CR35,0)),0,INDEX('Asset data'!$L35:$CX35,1,MATCH(BC$5,'Utilisation profile'!$F35:$CR35,0))),0)","v":0},{"$f":"IF($A35>0,IF(ISNA(MATCH(BD$5,'Utilisation profile'!$F35:$CR35,0)),0,INDEX('Asset data'!$L35:$CX35,1,MATCH(BD$5,'Utilisation profile'!$F35:$CR35,0))),0)","v":0},{"$f":"IF($A35>0,IF(ISNA(MATCH(BE$5,'Utilisation profile'!$F35:$CR35,0)),0,INDEX('Asset data'!$L35:$CX35,1,MATCH(BE$5,'Utilisation profile'!$F35:$CR35,0))),0)","v":0},{"$f":"IF($A35>0,IF(ISNA(MATCH(BF$5,'Utilisation profile'!$F35:$CR35,0)),0,INDEX('Asset data'!$L35:$CX35,1,MATCH(BF$5,'Utilisation profile'!$F35:$CR35,0))),0)","v":0},{"$f":"IF($A35>0,IF(ISNA(MATCH(BG$5,'Utilisation profile'!$F35:$CR35,0)),0,INDEX('Asset data'!$L35:$CX35,1,MATCH(BG$5,'Utilisation profile'!$F35:$CR35,0))),0)","v":0},{"$f":"IF($A35>0,IF(ISNA(MATCH(BH$5,'Utilisation profile'!$F35:$CR35,0)),0,INDEX('Asset data'!$L35:$CX35,1,MATCH(BH$5,'Utilisation profile'!$F35:$CR35,0))),0)","v":0},{"$f":"IF($A35>0,IF(ISNA(MATCH(BI$5,'Utilisation profile'!$F35:$CR35,0)),0,INDEX('Asset data'!$L35:$CX35,1,MATCH(BI$5,'Utilisation profile'!$F35:$CR35,0))),0)","v":0},{"$f":"IF($A35>0,IF(ISNA(MATCH(BJ$5,'Utilisation profile'!$F35:$CR35,0)),0,INDEX('Asset data'!$L35:$CX35,1,MATCH(BJ$5,'Utilisation profile'!$F35:$CR35,0))),0)","v":0},{"$f":"IF($A35>0,IF(ISNA(MATCH(BK$5,'Utilisation profile'!$F35:$CR35,0)),0,INDEX('Asset data'!$L35:$CX35,1,MATCH(BK$5,'Utilisation profile'!$F35:$CR35,0))),0)","v":0},{"$f":"IF($A35>0,IF(ISNA(MATCH(BL$5,'Utilisation profile'!$F35:$CR35,0)),0,INDEX('Asset data'!$L35:$CX35,1,MATCH(BL$5,'Utilisation profile'!$F35:$CR35,0))),0)","v":0},{"$f":"IF($A35>0,IF(ISNA(MATCH(BM$5,'Utilisation profile'!$F35:$CR35,0)),0,INDEX('Asset data'!$L35:$CX35,1,MATCH(BM$5,'Utilisation profile'!$F35:$CR35,0))),0)","v":0},{"$f":"IF($A35>0,IF(ISNA(MATCH(BN$5,'Utilisation profile'!$F35:$CR35,0)),0,INDEX('Asset data'!$L35:$CX35,1,MATCH(BN$5,'Utilisation profile'!$F35:$CR35,0))),0)","v":0},{"$f":"IF($A35>0,IF(ISNA(MATCH(BO$5,'Utilisation profile'!$F35:$CR35,0)),0,INDEX('Asset data'!$L35:$CX35,1,MATCH(BO$5,'Utilisation profile'!$F35:$CR35,0))),0)","v":0},{"$f":"IF($A35>0,IF(ISNA(MATCH(BP$5,'Utilisation profile'!$F35:$CR35,0)),0,INDEX('Asset data'!$L35:$CX35,1,MATCH(BP$5,'Utilisation profile'!$F35:$CR35,0))),0)","v":0},{"$f":"IF($A35>0,IF(ISNA(MATCH(BQ$5,'Utilisation profile'!$F35:$CR35,0)),0,INDEX('Asset data'!$L35:$CX35,1,MATCH(BQ$5,'Utilisation profile'!$F35:$CR35,0))),0)","v":0},{"$f":"IF($A35>0,IF(ISNA(MATCH(BR$5,'Utilisation profile'!$F35:$CR35,0)),0,INDEX('Asset data'!$L35:$CX35,1,MATCH(BR$5,'Utilisation profile'!$F35:$CR35,0))),0)","v":0},{"$f":"IF($A35>0,IF(ISNA(MATCH(BS$5,'Utilisation profile'!$F35:$CR35,0)),0,INDEX('Asset data'!$L35:$CX35,1,MATCH(BS$5,'Utilisation profile'!$F35:$CR35,0))),0)","v":0},{"$f":"IF($A35>0,IF(ISNA(MATCH(BT$5,'Utilisation profile'!$F35:$CR35,0)),0,INDEX('Asset data'!$L35:$CX35,1,MATCH(BT$5,'Utilisation profile'!$F35:$CR35,0))),0)","v":0},{"$f":"IF($A35>0,IF(ISNA(MATCH(BU$5,'Utilisation profile'!$F35:$CR35,0)),0,INDEX('Asset data'!$L35:$CX35,1,MATCH(BU$5,'Utilisation profile'!$F35:$CR35,0))),0)","v":0},{"$f":"IF($A35>0,IF(ISNA(MATCH(BV$5,'Utilisation profile'!$F35:$CR35,0)),0,INDEX('Asset data'!$L35:$CX35,1,MATCH(BV$5,'Utilisation profile'!$F35:$CR35,0))),0)","v":0},{"$f":"IF($A35>0,IF(ISNA(MATCH(BW$5,'Utilisation profile'!$F35:$CR35,0)),0,INDEX('Asset data'!$L35:$CX35,1,MATCH(BW$5,'Utilisation profile'!$F35:$CR35,0))),0)","v":0},{"$f":"IF($A35>0,IF(ISNA(MATCH(BX$5,'Utilisation profile'!$F35:$CR35,0)),0,INDEX('Asset data'!$L35:$CX35,1,MATCH(BX$5,'Utilisation profile'!$F35:$CR35,0))),0)","v":0},{"$f":"IF($A35>0,IF(ISNA(MATCH(BY$5,'Utilisation profile'!$F35:$CR35,0)),0,INDEX('Asset data'!$L35:$CX35,1,MATCH(BY$5,'Utilisation profile'!$F35:$CR35,0))),0)","v":0},{"$f":"IF($A35>0,IF(ISNA(MATCH(BZ$5,'Utilisation profile'!$F35:$CR35,0)),0,INDEX('Asset data'!$L35:$CX35,1,MATCH(BZ$5,'Utilisation profile'!$F35:$CR35,0))),0)","v":0},{"$f":"IF($A35>0,IF(ISNA(MATCH(CA$5,'Utilisation profile'!$F35:$CR35,0)),0,INDEX('Asset data'!$L35:$CX35,1,MATCH(CA$5,'Utilisation profile'!$F35:$CR35,0))),0)","v":0},{"$f":"IF($A35>0,IF(ISNA(MATCH(CB$5,'Utilisation profile'!$F35:$CR35,0)),0,INDEX('Asset data'!$L35:$CX35,1,MATCH(CB$5,'Utilisation profile'!$F35:$CR35,0))),0)","v":0},{"$f":"IF($A35>0,IF(ISNA(MATCH(CC$5,'Utilisation profile'!$F35:$CR35,0)),0,INDEX('Asset data'!$L35:$CX35,1,MATCH(CC$5,'Utilisation profile'!$F35:$CR35,0))),0)","v":0},{"$f":"IF($A35>0,IF(ISNA(MATCH(CD$5,'Utilisation profile'!$F35:$CR35,0)),0,INDEX('Asset data'!$L35:$CX35,1,MATCH(CD$5,'Utilisation profile'!$F35:$CR35,0))),0)","v":0},{"$f":"IF($A35>0,IF(ISNA(MATCH(CE$5,'Utilisation profile'!$F35:$CR35,0)),0,INDEX('Asset data'!$L35:$CX35,1,MATCH(CE$5,'Utilisation profile'!$F35:$CR35,0))),0)","v":0},{"$f":"IF($A35>0,IF(ISNA(MATCH(CF$5,'Utilisation profile'!$F35:$CR35,0)),0,INDEX('Asset data'!$L35:$CX35,1,MATCH(CF$5,'Utilisation profile'!$F35:$CR35,0))),0)","v":0},{"$f":"IF($A35>0,IF(ISNA(MATCH(CG$5,'Utilisation profile'!$F35:$CR35,0)),0,INDEX('Asset data'!$L35:$CX35,1,MATCH(CG$5,'Utilisation profile'!$F35:$CR35,0))),0)","v":0},{"$f":"IF($A35>0,IF(ISNA(MATCH(CH$5,'Utilisation profile'!$F35:$CR35,0)),0,INDEX('Asset data'!$L35:$CX35,1,MATCH(CH$5,'Utilisation profile'!$F35:$CR35,0))),0)","v":0},{"$f":"IF($A35>0,IF(ISNA(MATCH(CI$5,'Utilisation profile'!$F35:$CR35,0)),0,INDEX('Asset data'!$L35:$CX35,1,MATCH(CI$5,'Utilisation profile'!$F35:$CR35,0))),0)","v":0},{"$f":"IF($A35>0,IF(ISNA(MATCH(CJ$5,'Utilisation profile'!$F35:$CR35,0)),0,INDEX('Asset data'!$L35:$CX35,1,MATCH(CJ$5,'Utilisation profile'!$F35:$CR35,0))),0)","v":0},{"$f":"IF($A35>0,IF(ISNA(MATCH(CK$5,'Utilisation profile'!$F35:$CR35,0)),0,INDEX('Asset data'!$L35:$CX35,1,MATCH(CK$5,'Utilisation profile'!$F35:$CR35,0))),0)","v":0},{"$f":"IF($A35>0,IF(ISNA(MATCH(CL$5,'Utilisation profile'!$F35:$CR35,0)),0,INDEX('Asset data'!$L35:$CX35,1,MATCH(CL$5,'Utilisation profile'!$F35:$CR35,0))),0)","v":0},{"$f":"IF($A35>0,IF(ISNA(MATCH(CM$5,'Utilisation profile'!$F35:$CR35,0)),0,INDEX('Asset data'!$L35:$CX35,1,MATCH(CM$5,'Utilisation profile'!$F35:$CR35,0))),0)","v":0},{"$f":"IF($A35>0,IF(ISNA(MATCH(CN$5,'Utilisation profile'!$F35:$CR35,0)),0,INDEX('Asset data'!$L35:$CX35,1,MATCH(CN$5,'Utilisation profile'!$F35:$CR35,0))),0)","v":0},{"$f":"IF($A35>0,IF(ISNA(MATCH(CO$5,'Utilisation profile'!$F35:$CR35,0)),0,INDEX('Asset data'!$L35:$CX35,1,MATCH(CO$5,'Utilisation profile'!$F35:$CR35,0))),0)","v":0},{"$f":"IF($A35>0,IF(ISNA(MATCH(CP$5,'Utilisation profile'!$F35:$CR35,0)),0,INDEX('Asset data'!$L35:$CX35,1,MATCH(CP$5,'Utilisation profile'!$F35:$CR35,0))),0)","v":0},{"$f":"IF($A35>0,IF(ISNA(MATCH(CQ$5,'Utilisation profile'!$F35:$CR35,0)),0,INDEX('Asset data'!$L35:$CX35,1,MATCH(CQ$5,'Utilisation profile'!$F35:$CR35,0))),0)","v":0},{"$f":"IF($A35>0,IF(ISNA(MATCH(CR$5,'Utilisation profile'!$F35:$CR35,0)),0,INDEX('Asset data'!$L35:$CX35,1,MATCH(CR$5,'Utilisation profile'!$F35:$CR35,0))),0)","v":0},{"$f":"IF($A35>0,IF(ISNA(MATCH(CS$5,'Utilisation profile'!$F35:$CR35,0)),0,INDEX('Asset data'!$L35:$CX35,1,MATCH(CS$5,'Utilisation profile'!$F35:$CR35,0))),0)","v":0},{"$f":"IF($A35>0,IF(ISNA(MATCH(CT$5,'Utilisation profile'!$F35:$CR35,0)),0,INDEX('Asset data'!$L35:$CX35,1,MATCH(CT$5,'Utilisation profile'!$F35:$CR35,0))),0)","v":0},{"$f":"IF($A35>0,IF(ISNA(MATCH(CU$5,'Utilisation profile'!$F35:$CR35,0)),0,INDEX('Asset data'!$L35:$CX35,1,MATCH(CU$5,'Utilisation profile'!$F35:$CR35,0))),0)","v":0},{"$f":"IF($A35>0,IF(ISNA(MATCH(CV$5,'Utilisation profile'!$F35:$CR35,0)),0,INDEX('Asset data'!$L35:$CX35,1,MATCH(CV$5,'Utilisation profile'!$F35:$CR35,0))),0)","v":0},{"$f":"IF($A35>0,IF(ISNA(MATCH(CW$5,'Utilisation profile'!$F35:$CR35,0)),0,INDEX('Asset data'!$L35:$CX35,1,MATCH(CW$5,'Utilisation profile'!$F35:$CR35,0))),0)","v":0},{"$f":"IF($A35>0,IF(ISNA(MATCH(CX$5,'Utilisation profile'!$F35:$CR35,0)),0,INDEX('Asset data'!$L35:$CX35,1,MATCH(CX$5,'Utilisation profile'!$F35:$CR35,0))),0)","v":0},{"$f":"IF($A35>0,IF(ISNA(MATCH(CY$5,'Utilisation profile'!$F35:$CR35,0)),0,INDEX('Asset data'!$L35:$CX35,1,MATCH(CY$5,'Utilisation profile'!$F35:$CR35,0))),0)","v":0},{"$f":"IF($A35>0,IF(ISNA(MATCH(CZ$5,'Utilisation profile'!$F35:$CR35,0)),0,INDEX('Asset data'!$L35:$CX35,1,MATCH(CZ$5,'Utilisation profile'!$F35:$CR35,0))),0)","v":0},{"$f":"IF($A35>0,IF(ISNA(MATCH(DA$5,'Utilisation profile'!$F35:$CR35,0)),0,INDEX('Asset data'!$L35:$CX35,1,MATCH(DA$5,'Utilisation profile'!$F35:$CR35,0))),0)","v":0},{"$f":"IF($A35>0,IF(ISNA(MATCH(DB$5,'Utilisation profile'!$F35:$CR35,0)),0,INDEX('Asset data'!$L35:$CX35,1,MATCH(DB$5,'Utilisation profile'!$F35:$CR35,0))),0)","v":0},{"$f":"IF($A35>0,IF(ISNA(MATCH(DC$5,'Utilisation profile'!$F35:$CR35,0)),0,INDEX('Asset data'!$L35:$CX35,1,MATCH(DC$5,'Utilisation profile'!$F35:$CR35,0))),0)","v":0},{"$f":"IF($A35>0,IF(ISNA(MATCH(DD$5,'Utilisation profile'!$F35:$CR35,0)),0,INDEX('Asset data'!$L35:$CX35,1,MATCH(DD$5,'Utilisation profile'!$F35:$CR35,0))),0)","v":0},{"$f":"IF($A35>0,IF(ISNA(MATCH(DE$5,'Utilisation profile'!$F35:$CR35,0)),0,INDEX('Asset data'!$L35:$CX35,1,MATCH(DE$5,'Utilisation profile'!$F35:$CR35,0))),0)","v":0},{"$f":"IF($A35>0,IF(ISNA(MATCH(DF$5,'Utilisation profile'!$F35:$CR35,0)),0,INDEX('Asset data'!$L35:$CX35,1,MATCH(DF$5,'Utilisation profile'!$F35:$CR35,0))),0)","v":0},{"$f":"IF($A35>0,IF(ISNA(MATCH(DG$5,'Utilisation profile'!$F35:$CR35,0)),0,INDEX('Asset data'!$L35:$CX35,1,MATCH(DG$5,'Utilisation profile'!$F35:$CR35,0))),0)","v":0},{"$f":"IF($A35>0,IF(ISNA(MATCH(DH$5,'Utilisation profile'!$F35:$CR35,0)),0,INDEX('Asset data'!$L35:$CX35,1,MATCH(DH$5,'Utilisation profile'!$F35:$CR35,0))),0)","v":0},{"$f":"IF($A35>0,IF(ISNA(MATCH(DI$5,'Utilisation profile'!$F35:$CR35,0)),0,INDEX('Asset data'!$L35:$CX35,1,MATCH(DI$5,'Utilisation profile'!$F35:$CR35,0))),0)","v":0},{"$f":"IF($A35>0,IF(ISNA(MATCH(DJ$5,'Utilisation profile'!$F35:$CR35,0)),0,INDEX('Asset data'!$L35:$CX35,1,MATCH(DJ$5,'Utilisation profile'!$F35:$CR35,0))),0)","v":0},{"$f":"IF($A35>0,IF(ISNA(MATCH(DK$5,'Utilisation profile'!$F35:$CR35,0)),0,INDEX('Asset data'!$L35:$CX35,1,MATCH(DK$5,'Utilisation profile'!$F35:$CR35,0))),0)","v":0},{"$f":"IF($A35>0,IF(ISNA(MATCH(DL$5,'Utilisation profile'!$F35:$CR35,0)),0,INDEX('Asset data'!$L35:$CX35,1,MATCH(DL$5,'Utilisation profile'!$F35:$CR35,0))),0)","v":0},{"$f":"IF($A35>0,IF(ISNA(MATCH(DM$5,'Utilisation profile'!$F35:$CR35,0)),0,INDEX('Asset data'!$L35:$CX35,1,MATCH(DM$5,'Utilisation profile'!$F35:$CR35,0))),0)","v":0},{"$f":"IF($A35>0,IF(ISNA(MATCH(DN$5,'Utilisation profile'!$F35:$CR35,0)),0,INDEX('Asset data'!$L35:$CX35,1,MATCH(DN$5,'Utilisation profile'!$F35:$CR35,0))),0)","v":0},{"$f":"IF($A35>0,IF(ISNA(MATCH(DO$5,'Utilisation profile'!$F35:$CR35,0)),0,INDEX('Asset data'!$L35:$CX35,1,MATCH(DO$5,'Utilisation profile'!$F35:$CR35,0))),0)","v":0},{"$f":"IF($A35>0,IF(ISNA(MATCH(DP$5,'Utilisation profile'!$F35:$CR35,0)),0,INDEX('Asset data'!$L35:$CX35,1,MATCH(DP$5,'Utilisation profile'!$F35:$CR35,0))),0)","v":0},{"$f":"IF($A35>0,IF(ISNA(MATCH(DQ$5,'Utilisation profile'!$F35:$CR35,0)),0,INDEX('Asset data'!$L35:$CX35,1,MATCH(DQ$5,'Utilisation profile'!$F35:$CR35,0))),0)","v":0},{"$f":"IF($A35>0,IF(ISNA(MATCH(DR$5,'Utilisation profile'!$F35:$CR35,0)),0,INDEX('Asset data'!$L35:$CX35,1,MATCH(DR$5,'Utilisation profile'!$F35:$CR35,0))),0)","v":0},{"$f":"IF($A35>0,IF(ISNA(MATCH(DS$5,'Utilisation profile'!$F35:$CR35,0)),0,INDEX('Asset data'!$L35:$CX35,1,MATCH(DS$5,'Utilisation profile'!$F35:$CR35,0))),0)","v":0},{"$f":"IF($A35>0,IF(ISNA(MATCH(DT$5,'Utilisation profile'!$F35:$CR35,0)),0,INDEX('Asset data'!$L35:$CX35,1,MATCH(DT$5,'Utilisation profile'!$F35:$CR35,0))),0)","v":0},{"$f":"IF($A35>0,IF(ISNA(MATCH(DU$5,'Utilisation profile'!$F35:$CR35,0)),0,INDEX('Asset data'!$L35:$CX35,1,MATCH(DU$5,'Utilisation profile'!$F35:$CR35,0))),0)","v":0},{"$f":"IF($A35>0,IF(ISNA(MATCH(DV$5,'Utilisation profile'!$F35:$CR35,0)),0,INDEX('Asset data'!$L35:$CX35,1,MATCH(DV$5,'Utilisation profile'!$F35:$CR35,0))),0)","v":0},{"$f":"IF($A35>0,IF(ISNA(MATCH(DW$5,'Utilisation profile'!$F35:$CR35,0)),0,INDEX('Asset data'!$L35:$CX35,1,MATCH(DW$5,'Utilisation profile'!$F35:$CR35,0))),0)","v":0},{"$f":"IF($A35>0,IF(ISNA(MATCH(DX$5,'Utilisation profile'!$F35:$CR35,0)),0,INDEX('Asset data'!$L35:$CX35,1,MATCH(DX$5,'Utilisation profile'!$F35:$CR35,0))),0)","v":0},{"$f":"IF($A35>0,IF(ISNA(MATCH(DY$5,'Utilisation profile'!$F35:$CR35,0)),0,INDEX('Asset data'!$L35:$CX35,1,MATCH(DY$5,'Utilisation profile'!$F35:$CR35,0))),0)","v":0},{"$f":"IF($A35>0,IF(ISNA(MATCH(DZ$5,'Utilisation profile'!$F35:$CR35,0)),0,INDEX('Asset data'!$L35:$CX35,1,MATCH(DZ$5,'Utilisation profile'!$F35:$CR35,0))),0)","v":0},{"$f":"IF($A35>0,IF(ISNA(MATCH(EA$5,'Utilisation profile'!$F35:$CR35,0)),0,INDEX('Asset data'!$L35:$CX35,1,MATCH(EA$5,'Utilisation profile'!$F35:$CR35,0))),0)","v":0},{"$f":"IF($A35>0,IF(ISNA(MATCH(EB$5,'Utilisation profile'!$F35:$CR35,0)),0,INDEX('Asset data'!$L35:$CX35,1,MATCH(EB$5,'Utilisation profile'!$F35:$CR35,0))),0)","v":0},{"$f":"IF($A35>0,IF(ISNA(MATCH(EC$5,'Utilisation profile'!$F35:$CR35,0)),0,INDEX('Asset data'!$L35:$CX35,1,MATCH(EC$5,'Utilisation profile'!$F35:$CR35,0))),0)","v":0},{"$f":"IF($A35>0,IF(ISNA(MATCH(ED$5,'Utilisation profile'!$F35:$CR35,0)),0,INDEX('Asset data'!$L35:$CX35,1,MATCH(ED$5,'Utilisation profile'!$F35:$CR35,0))),0)","v":0},{"$f":"IF($A35>0,IF(ISNA(MATCH(EE$5,'Utilisation profile'!$F35:$CR35,0)),0,INDEX('Asset data'!$L35:$CX35,1,MATCH(EE$5,'Utilisation profile'!$F35:$CR35,0))),0)","v":0},{"$f":"IF($A35>0,IF(ISNA(MATCH(EF$5,'Utilisation profile'!$F35:$CR35,0)),0,INDEX('Asset data'!$L35:$CX35,1,MATCH(EF$5,'Utilisation profile'!$F35:$CR35,0))),0)","v":0},{"$f":"IF($A35>0,IF(ISNA(MATCH(EG$5,'Utilisation profile'!$F35:$CR35,0)),0,INDEX('Asset data'!$L35:$CX35,1,MATCH(EG$5,'Utilisation profile'!$F35:$CR35,0))),0)","v":0},{"$f":"IF($A35>0,IF(ISNA(MATCH(EH$5,'Utilisation profile'!$F35:$CR35,0)),0,INDEX('Asset data'!$L35:$CX35,1,MATCH(EH$5,'Utilisation profile'!$F35:$CR35,0))),0)","v":0},{"$f":"IF($A35>0,IF(ISNA(MATCH(EI$5,'Utilisation profile'!$F35:$CR35,0)),0,INDEX('Asset data'!$L35:$CX35,1,MATCH(EI$5,'Utilisation profile'!$F35:$CR35,0))),0)","v":0},{"$f":"IF($A35>0,IF(ISNA(MATCH(EJ$5,'Utilisation profile'!$F35:$CR35,0)),0,INDEX('Asset data'!$L35:$CX35,1,MATCH(EJ$5,'Utilisation profile'!$F35:$CR35,0))),0)","v":0},{"$f":"IF($A35>0,IF(ISNA(MATCH(EK$5,'Utilisation profile'!$F35:$CR35,0)),0,INDEX('Asset data'!$L35:$CX35,1,MATCH(EK$5,'Utilisation profile'!$F35:$CR35,0))),0)","v":0},{"$f":"IF($A35>0,IF(ISNA(MATCH(EL$5,'Utilisation profile'!$F35:$CR35,0)),0,INDEX('Asset data'!$L35:$CX35,1,MATCH(EL$5,'Utilisation profile'!$F35:$CR35,0))),0)","v":0},{"$f":"IF($A35>0,IF(ISNA(MATCH(EM$5,'Utilisation profile'!$F35:$CR35,0)),0,INDEX('Asset data'!$L35:$CX35,1,MATCH(EM$5,'Utilisation profile'!$F35:$CR35,0))),0)","v":0},{"$f":"IF($A35>0,IF(ISNA(MATCH(EN$5,'Utilisation profile'!$F35:$CR35,0)),0,INDEX('Asset data'!$L35:$CX35,1,MATCH(EN$5,'Utilisation profile'!$F35:$CR35,0))),0)","v":0},{"$f":"IF($A35>0,IF(ISNA(MATCH(EO$5,'Utilisation profile'!$F35:$CR35,0)),0,INDEX('Asset data'!$L35:$CX35,1,MATCH(EO$5,'Utilisation profile'!$F35:$CR35,0))),0)","v":0},{"$f":"IF($A35>0,IF(ISNA(MATCH(EP$5,'Utilisation profile'!$F35:$CR35,0)),0,INDEX('Asset data'!$L35:$CX35,1,MATCH(EP$5,'Utilisation profile'!$F35:$CR35,0))),0)","v":0},{"$f":"IF($A35>0,IF(ISNA(MATCH(EQ$5,'Utilisation profile'!$F35:$CR35,0)),0,INDEX('Asset data'!$L35:$CX35,1,MATCH(EQ$5,'Utilisation profile'!$F35:$CR35,0))),0)","v":0},{"$f":"IF($A35>0,IF(ISNA(MATCH(ER$5,'Utilisation profile'!$F35:$CR35,0)),0,INDEX('Asset data'!$L35:$CX35,1,MATCH(ER$5,'Utilisation profile'!$F35:$CR35,0))),0)","v":0},{"$f":"IF($A35>0,IF(ISNA(MATCH(ES$5,'Utilisation profile'!$F35:$CR35,0)),0,INDEX('Asset data'!$L35:$CX35,1,MATCH(ES$5,'Utilisation profile'!$F35:$CR35,0))),0)","v":0},{"$f":"IF($A35>0,IF(ISNA(MATCH(ET$5,'Utilisation profile'!$F35:$CR35,0)),0,INDEX('Asset data'!$L35:$CX35,1,MATCH(ET$5,'Utilisation profile'!$F35:$CR35,0))),0)","v":0},{"$f":"IF($A35>0,IF(ISNA(MATCH(EU$5,'Utilisation profile'!$F35:$CR35,0)),0,INDEX('Asset data'!$L35:$CX35,1,MATCH(EU$5,'Utilisation profile'!$F35:$CR35,0))),0)","v":0},{"$f":"IF($A35>0,IF(ISNA(MATCH(EV$5,'Utilisation profile'!$F35:$CR35,0)),0,INDEX('Asset data'!$L35:$CX35,1,MATCH(EV$5,'Utilisation profile'!$F35:$CR35,0))),0)","v":0},{"$f":"IF($A35>0,IF(ISNA(MATCH(EW$5,'Utilisation profile'!$F35:$CR35,0)),0,INDEX('Asset data'!$L35:$CX35,1,MATCH(EW$5,'Utilisation profile'!$F35:$CR35,0))),0)","v":0},{"$f":"IF($A35>0,IF(ISNA(MATCH(EX$5,'Utilisation profile'!$F35:$CR35,0)),0,INDEX('Asset data'!$L35:$CX35,1,MATCH(EX$5,'Utilisation profile'!$F35:$CR35,0))),0)","v":0},{"$f":"IF($A35>0,IF(ISNA(MATCH(EY$5,'Utilisation profile'!$F35:$CR35,0)),0,INDEX('Asset data'!$L35:$CX35,1,MATCH(EY$5,'Utilisation profile'!$F35:$CR35,0))),0)","v":0},{"$f":"IF($A35>0,IF(ISNA(MATCH(EZ$5,'Utilisation profile'!$F35:$CR35,0)),0,INDEX('Asset data'!$L35:$CX35,1,MATCH(EZ$5,'Utilisation profile'!$F35:$CR35,0))),0)","v":0},{"$f":"IF($A35>0,IF(ISNA(MATCH(FA$5,'Utilisation profile'!$F35:$CR35,0)),0,INDEX('Asset data'!$L35:$CX35,1,MATCH(FA$5,'Utilisation profile'!$F35:$CR35,0))),0)","v":0}]
[{"$f":"'Asset data'!A36","v":0},{"$f":"'Asset data'!B36","v":0},{"$f":"'Asset data'!C36","v":0},{"$f":"'Asset data'!E36","v":0},{"$f":"'Asset data'!I36","v":0},{"$f":"IF($A36>0,'Utilisation profile'!CU36,0)","v":0},{"$f":"IF($A36>0,IF(ISNA(MATCH(G$5,'Utilisation profile'!$F36:$CR36,0)),0,INDEX('Asset data'!$L36:$CX36,1,MATCH(G$5,'Utilisation profile'!$F36:$CR36,0))),0)","v":0},{"$f":"IF($A36>0,IF(ISNA(MATCH(H$5,'Utilisation profile'!$F36:$CR36,0)),0,INDEX('Asset data'!$L36:$CX36,1,MATCH(H$5,'Utilisation profile'!$F36:$CR36,0))),0)","v":0},{"$f":"IF($A36>0,IF(ISNA(MATCH(I$5,'Utilisation profile'!$F36:$CR36,0)),0,INDEX('Asset data'!$L36:$CX36,1,MATCH(I$5,'Utilisation profile'!$F36:$CR36,0))),0)","v":0},{"$f":"IF($A36>0,IF(ISNA(MATCH(J$5,'Utilisation profile'!$F36:$CR36,0)),0,INDEX('Asset data'!$L36:$CX36,1,MATCH(J$5,'Utilisation profile'!$F36:$CR36,0))),0)","v":0},{"$f":"IF($A36>0,IF(ISNA(MATCH(K$5,'Utilisation profile'!$F36:$CR36,0)),0,INDEX('Asset data'!$L36:$CX36,1,MATCH(K$5,'Utilisation profile'!$F36:$CR36,0))),0)","v":0},{"$f":"IF($A36>0,IF(ISNA(MATCH(L$5,'Utilisation profile'!$F36:$CR36,0)),0,INDEX('Asset data'!$L36:$CX36,1,MATCH(L$5,'Utilisation profile'!$F36:$CR36,0))),0)","v":0},{"$f":"IF($A36>0,IF(ISNA(MATCH(M$5,'Utilisation profile'!$F36:$CR36,0)),0,INDEX('Asset data'!$L36:$CX36,1,MATCH(M$5,'Utilisation profile'!$F36:$CR36,0))),0)","v":0},{"$f":"IF($A36>0,IF(ISNA(MATCH(N$5,'Utilisation profile'!$F36:$CR36,0)),0,INDEX('Asset data'!$L36:$CX36,1,MATCH(N$5,'Utilisation profile'!$F36:$CR36,0))),0)","v":0},{"$f":"IF($A36>0,IF(ISNA(MATCH(O$5,'Utilisation profile'!$F36:$CR36,0)),0,INDEX('Asset data'!$L36:$CX36,1,MATCH(O$5,'Utilisation profile'!$F36:$CR36,0))),0)","v":0},{"$f":"IF($A36>0,IF(ISNA(MATCH(P$5,'Utilisation profile'!$F36:$CR36,0)),0,INDEX('Asset data'!$L36:$CX36,1,MATCH(P$5,'Utilisation profile'!$F36:$CR36,0))),0)","v":0},{"$f":"IF($A36>0,IF(ISNA(MATCH(Q$5,'Utilisation profile'!$F36:$CR36,0)),0,INDEX('Asset data'!$L36:$CX36,1,MATCH(Q$5,'Utilisation profile'!$F36:$CR36,0))),0)","v":0},{"$f":"IF($A36>0,IF(ISNA(MATCH(R$5,'Utilisation profile'!$F36:$CR36,0)),0,INDEX('Asset data'!$L36:$CX36,1,MATCH(R$5,'Utilisation profile'!$F36:$CR36,0))),0)","v":0},{"$f":"IF($A36>0,IF(ISNA(MATCH(S$5,'Utilisation profile'!$F36:$CR36,0)),0,INDEX('Asset data'!$L36:$CX36,1,MATCH(S$5,'Utilisation profile'!$F36:$CR36,0))),0)","v":0},{"$f":"IF($A36>0,IF(ISNA(MATCH(T$5,'Utilisation profile'!$F36:$CR36,0)),0,INDEX('Asset data'!$L36:$CX36,1,MATCH(T$5,'Utilisation profile'!$F36:$CR36,0))),0)","v":0},{"$f":"IF($A36>0,IF(ISNA(MATCH(U$5,'Utilisation profile'!$F36:$CR36,0)),0,INDEX('Asset data'!$L36:$CX36,1,MATCH(U$5,'Utilisation profile'!$F36:$CR36,0))),0)","v":0},{"$f":"IF($A36>0,IF(ISNA(MATCH(V$5,'Utilisation profile'!$F36:$CR36,0)),0,INDEX('Asset data'!$L36:$CX36,1,MATCH(V$5,'Utilisation profile'!$F36:$CR36,0))),0)","v":0},{"$f":"IF($A36>0,IF(ISNA(MATCH(W$5,'Utilisation profile'!$F36:$CR36,0)),0,INDEX('Asset data'!$L36:$CX36,1,MATCH(W$5,'Utilisation profile'!$F36:$CR36,0))),0)","v":0},{"$f":"IF($A36>0,IF(ISNA(MATCH(X$5,'Utilisation profile'!$F36:$CR36,0)),0,INDEX('Asset data'!$L36:$CX36,1,MATCH(X$5,'Utilisation profile'!$F36:$CR36,0))),0)","v":0},{"$f":"IF($A36>0,IF(ISNA(MATCH(Y$5,'Utilisation profile'!$F36:$CR36,0)),0,INDEX('Asset data'!$L36:$CX36,1,MATCH(Y$5,'Utilisation profile'!$F36:$CR36,0))),0)","v":0},{"$f":"IF($A36>0,IF(ISNA(MATCH(Z$5,'Utilisation profile'!$F36:$CR36,0)),0,INDEX('Asset data'!$L36:$CX36,1,MATCH(Z$5,'Utilisation profile'!$F36:$CR36,0))),0)","v":0},{"$f":"IF($A36>0,IF(ISNA(MATCH(AA$5,'Utilisation profile'!$F36:$CR36,0)),0,INDEX('Asset data'!$L36:$CX36,1,MATCH(AA$5,'Utilisation profile'!$F36:$CR36,0))),0)","v":0},{"$f":"IF($A36>0,IF(ISNA(MATCH(AB$5,'Utilisation profile'!$F36:$CR36,0)),0,INDEX('Asset data'!$L36:$CX36,1,MATCH(AB$5,'Utilisation profile'!$F36:$CR36,0))),0)","v":0},{"$f":"IF($A36>0,IF(ISNA(MATCH(AC$5,'Utilisation profile'!$F36:$CR36,0)),0,INDEX('Asset data'!$L36:$CX36,1,MATCH(AC$5,'Utilisation profile'!$F36:$CR36,0))),0)","v":0},{"$f":"IF($A36>0,IF(ISNA(MATCH(AD$5,'Utilisation profile'!$F36:$CR36,0)),0,INDEX('Asset data'!$L36:$CX36,1,MATCH(AD$5,'Utilisation profile'!$F36:$CR36,0))),0)","v":0},{"$f":"IF($A36>0,IF(ISNA(MATCH(AE$5,'Utilisation profile'!$F36:$CR36,0)),0,INDEX('Asset data'!$L36:$CX36,1,MATCH(AE$5,'Utilisation profile'!$F36:$CR36,0))),0)","v":0},{"$f":"IF($A36>0,IF(ISNA(MATCH(AF$5,'Utilisation profile'!$F36:$CR36,0)),0,INDEX('Asset data'!$L36:$CX36,1,MATCH(AF$5,'Utilisation profile'!$F36:$CR36,0))),0)","v":0},{"$f":"IF($A36>0,IF(ISNA(MATCH(AG$5,'Utilisation profile'!$F36:$CR36,0)),0,INDEX('Asset data'!$L36:$CX36,1,MATCH(AG$5,'Utilisation profile'!$F36:$CR36,0))),0)","v":0},{"$f":"IF($A36>0,IF(ISNA(MATCH(AH$5,'Utilisation profile'!$F36:$CR36,0)),0,INDEX('Asset data'!$L36:$CX36,1,MATCH(AH$5,'Utilisation profile'!$F36:$CR36,0))),0)","v":0},{"$f":"IF($A36>0,IF(ISNA(MATCH(AI$5,'Utilisation profile'!$F36:$CR36,0)),0,INDEX('Asset data'!$L36:$CX36,1,MATCH(AI$5,'Utilisation profile'!$F36:$CR36,0))),0)","v":0},{"$f":"IF($A36>0,IF(ISNA(MATCH(AJ$5,'Utilisation profile'!$F36:$CR36,0)),0,INDEX('Asset data'!$L36:$CX36,1,MATCH(AJ$5,'Utilisation profile'!$F36:$CR36,0))),0)","v":0},{"$f":"IF($A36>0,IF(ISNA(MATCH(AK$5,'Utilisation profile'!$F36:$CR36,0)),0,INDEX('Asset data'!$L36:$CX36,1,MATCH(AK$5,'Utilisation profile'!$F36:$CR36,0))),0)","v":0},{"$f":"IF($A36>0,IF(ISNA(MATCH(AL$5,'Utilisation profile'!$F36:$CR36,0)),0,INDEX('Asset data'!$L36:$CX36,1,MATCH(AL$5,'Utilisation profile'!$F36:$CR36,0))),0)","v":0},{"$f":"IF($A36>0,IF(ISNA(MATCH(AM$5,'Utilisation profile'!$F36:$CR36,0)),0,INDEX('Asset data'!$L36:$CX36,1,MATCH(AM$5,'Utilisation profile'!$F36:$CR36,0))),0)","v":0},{"$f":"IF($A36>0,IF(ISNA(MATCH(AN$5,'Utilisation profile'!$F36:$CR36,0)),0,INDEX('Asset data'!$L36:$CX36,1,MATCH(AN$5,'Utilisation profile'!$F36:$CR36,0))),0)","v":0},{"$f":"IF($A36>0,IF(ISNA(MATCH(AO$5,'Utilisation profile'!$F36:$CR36,0)),0,INDEX('Asset data'!$L36:$CX36,1,MATCH(AO$5,'Utilisation profile'!$F36:$CR36,0))),0)","v":0},{"$f":"IF($A36>0,IF(ISNA(MATCH(AP$5,'Utilisation profile'!$F36:$CR36,0)),0,INDEX('Asset data'!$L36:$CX36,1,MATCH(AP$5,'Utilisation profile'!$F36:$CR36,0))),0)","v":0},{"$f":"IF($A36>0,IF(ISNA(MATCH(AQ$5,'Utilisation profile'!$F36:$CR36,0)),0,INDEX('Asset data'!$L36:$CX36,1,MATCH(AQ$5,'Utilisation profile'!$F36:$CR36,0))),0)","v":0},{"$f":"IF($A36>0,IF(ISNA(MATCH(AR$5,'Utilisation profile'!$F36:$CR36,0)),0,INDEX('Asset data'!$L36:$CX36,1,MATCH(AR$5,'Utilisation profile'!$F36:$CR36,0))),0)","v":0},{"$f":"IF($A36>0,IF(ISNA(MATCH(AS$5,'Utilisation profile'!$F36:$CR36,0)),0,INDEX('Asset data'!$L36:$CX36,1,MATCH(AS$5,'Utilisation profile'!$F36:$CR36,0))),0)","v":0},{"$f":"IF($A36>0,IF(ISNA(MATCH(AT$5,'Utilisation profile'!$F36:$CR36,0)),0,INDEX('Asset data'!$L36:$CX36,1,MATCH(AT$5,'Utilisation profile'!$F36:$CR36,0))),0)","v":0},{"$f":"IF($A36>0,IF(ISNA(MATCH(AU$5,'Utilisation profile'!$F36:$CR36,0)),0,INDEX('Asset data'!$L36:$CX36,1,MATCH(AU$5,'Utilisation profile'!$F36:$CR36,0))),0)","v":0},{"$f":"IF($A36>0,IF(ISNA(MATCH(AV$5,'Utilisation profile'!$F36:$CR36,0)),0,INDEX('Asset data'!$L36:$CX36,1,MATCH(AV$5,'Utilisation profile'!$F36:$CR36,0))),0)","v":0},{"$f":"IF($A36>0,IF(ISNA(MATCH(AW$5,'Utilisation profile'!$F36:$CR36,0)),0,INDEX('Asset data'!$L36:$CX36,1,MATCH(AW$5,'Utilisation profile'!$F36:$CR36,0))),0)","v":0},{"$f":"IF($A36>0,IF(ISNA(MATCH(AX$5,'Utilisation profile'!$F36:$CR36,0)),0,INDEX('Asset data'!$L36:$CX36,1,MATCH(AX$5,'Utilisation profile'!$F36:$CR36,0))),0)","v":0},{"$f":"IF($A36>0,IF(ISNA(MATCH(AY$5,'Utilisation profile'!$F36:$CR36,0)),0,INDEX('Asset data'!$L36:$CX36,1,MATCH(AY$5,'Utilisation profile'!$F36:$CR36,0))),0)","v":0},{"$f":"IF($A36>0,IF(ISNA(MATCH(AZ$5,'Utilisation profile'!$F36:$CR36,0)),0,INDEX('Asset data'!$L36:$CX36,1,MATCH(AZ$5,'Utilisation profile'!$F36:$CR36,0))),0)","v":0},{"$f":"IF($A36>0,IF(ISNA(MATCH(BA$5,'Utilisation profile'!$F36:$CR36,0)),0,INDEX('Asset data'!$L36:$CX36,1,MATCH(BA$5,'Utilisation profile'!$F36:$CR36,0))),0)","v":0},{"$f":"IF($A36>0,IF(ISNA(MATCH(BB$5,'Utilisation profile'!$F36:$CR36,0)),0,INDEX('Asset data'!$L36:$CX36,1,MATCH(BB$5,'Utilisation profile'!$F36:$CR36,0))),0)","v":0},{"$f":"IF($A36>0,IF(ISNA(MATCH(BC$5,'Utilisation profile'!$F36:$CR36,0)),0,INDEX('Asset data'!$L36:$CX36,1,MATCH(BC$5,'Utilisation profile'!$F36:$CR36,0))),0)","v":0},{"$f":"IF($A36>0,IF(ISNA(MATCH(BD$5,'Utilisation profile'!$F36:$CR36,0)),0,INDEX('Asset data'!$L36:$CX36,1,MATCH(BD$5,'Utilisation profile'!$F36:$CR36,0))),0)","v":0},{"$f":"IF($A36>0,IF(ISNA(MATCH(BE$5,'Utilisation profile'!$F36:$CR36,0)),0,INDEX('Asset data'!$L36:$CX36,1,MATCH(BE$5,'Utilisation profile'!$F36:$CR36,0))),0)","v":0},{"$f":"IF($A36>0,IF(ISNA(MATCH(BF$5,'Utilisation profile'!$F36:$CR36,0)),0,INDEX('Asset data'!$L36:$CX36,1,MATCH(BF$5,'Utilisation profile'!$F36:$CR36,0))),0)","v":0},{"$f":"IF($A36>0,IF(ISNA(MATCH(BG$5,'Utilisation profile'!$F36:$CR36,0)),0,INDEX('Asset data'!$L36:$CX36,1,MATCH(BG$5,'Utilisation profile'!$F36:$CR36,0))),0)","v":0},{"$f":"IF($A36>0,IF(ISNA(MATCH(BH$5,'Utilisation profile'!$F36:$CR36,0)),0,INDEX('Asset data'!$L36:$CX36,1,MATCH(BH$5,'Utilisation profile'!$F36:$CR36,0))),0)","v":0},{"$f":"IF($A36>0,IF(ISNA(MATCH(BI$5,'Utilisation profile'!$F36:$CR36,0)),0,INDEX('Asset data'!$L36:$CX36,1,MATCH(BI$5,'Utilisation profile'!$F36:$CR36,0))),0)","v":0},{"$f":"IF($A36>0,IF(ISNA(MATCH(BJ$5,'Utilisation profile'!$F36:$CR36,0)),0,INDEX('Asset data'!$L36:$CX36,1,MATCH(BJ$5,'Utilisation profile'!$F36:$CR36,0))),0)","v":0},{"$f":"IF($A36>0,IF(ISNA(MATCH(BK$5,'Utilisation profile'!$F36:$CR36,0)),0,INDEX('Asset data'!$L36:$CX36,1,MATCH(BK$5,'Utilisation profile'!$F36:$CR36,0))),0)","v":0},{"$f":"IF($A36>0,IF(ISNA(MATCH(BL$5,'Utilisation profile'!$F36:$CR36,0)),0,INDEX('Asset data'!$L36:$CX36,1,MATCH(BL$5,'Utilisation profile'!$F36:$CR36,0))),0)","v":0},{"$f":"IF($A36>0,IF(ISNA(MATCH(BM$5,'Utilisation profile'!$F36:$CR36,0)),0,INDEX('Asset data'!$L36:$CX36,1,MATCH(BM$5,'Utilisation profile'!$F36:$CR36,0))),0)","v":0},{"$f":"IF($A36>0,IF(ISNA(MATCH(BN$5,'Utilisation profile'!$F36:$CR36,0)),0,INDEX('Asset data'!$L36:$CX36,1,MATCH(BN$5,'Utilisation profile'!$F36:$CR36,0))),0)","v":0},{"$f":"IF($A36>0,IF(ISNA(MATCH(BO$5,'Utilisation profile'!$F36:$CR36,0)),0,INDEX('Asset data'!$L36:$CX36,1,MATCH(BO$5,'Utilisation profile'!$F36:$CR36,0))),0)","v":0},{"$f":"IF($A36>0,IF(ISNA(MATCH(BP$5,'Utilisation profile'!$F36:$CR36,0)),0,INDEX('Asset data'!$L36:$CX36,1,MATCH(BP$5,'Utilisation profile'!$F36:$CR36,0))),0)","v":0},{"$f":"IF($A36>0,IF(ISNA(MATCH(BQ$5,'Utilisation profile'!$F36:$CR36,0)),0,INDEX('Asset data'!$L36:$CX36,1,MATCH(BQ$5,'Utilisation profile'!$F36:$CR36,0))),0)","v":0},{"$f":"IF($A36>0,IF(ISNA(MATCH(BR$5,'Utilisation profile'!$F36:$CR36,0)),0,INDEX('Asset data'!$L36:$CX36,1,MATCH(BR$5,'Utilisation profile'!$F36:$CR36,0))),0)","v":0},{"$f":"IF($A36>0,IF(ISNA(MATCH(BS$5,'Utilisation profile'!$F36:$CR36,0)),0,INDEX('Asset data'!$L36:$CX36,1,MATCH(BS$5,'Utilisation profile'!$F36:$CR36,0))),0)","v":0},{"$f":"IF($A36>0,IF(ISNA(MATCH(BT$5,'Utilisation profile'!$F36:$CR36,0)),0,INDEX('Asset data'!$L36:$CX36,1,MATCH(BT$5,'Utilisation profile'!$F36:$CR36,0))),0)","v":0},{"$f":"IF($A36>0,IF(ISNA(MATCH(BU$5,'Utilisation profile'!$F36:$CR36,0)),0,INDEX('Asset data'!$L36:$CX36,1,MATCH(BU$5,'Utilisation profile'!$F36:$CR36,0))),0)","v":0},{"$f":"IF($A36>0,IF(ISNA(MATCH(BV$5,'Utilisation profile'!$F36:$CR36,0)),0,INDEX('Asset data'!$L36:$CX36,1,MATCH(BV$5,'Utilisation profile'!$F36:$CR36,0))),0)","v":0},{"$f":"IF($A36>0,IF(ISNA(MATCH(BW$5,'Utilisation profile'!$F36:$CR36,0)),0,INDEX('Asset data'!$L36:$CX36,1,MATCH(BW$5,'Utilisation profile'!$F36:$CR36,0))),0)","v":0},{"$f":"IF($A36>0,IF(ISNA(MATCH(BX$5,'Utilisation profile'!$F36:$CR36,0)),0,INDEX('Asset data'!$L36:$CX36,1,MATCH(BX$5,'Utilisation profile'!$F36:$CR36,0))),0)","v":0},{"$f":"IF($A36>0,IF(ISNA(MATCH(BY$5,'Utilisation profile'!$F36:$CR36,0)),0,INDEX('Asset data'!$L36:$CX36,1,MATCH(BY$5,'Utilisation profile'!$F36:$CR36,0))),0)","v":0},{"$f":"IF($A36>0,IF(ISNA(MATCH(BZ$5,'Utilisation profile'!$F36:$CR36,0)),0,INDEX('Asset data'!$L36:$CX36,1,MATCH(BZ$5,'Utilisation profile'!$F36:$CR36,0))),0)","v":0},{"$f":"IF($A36>0,IF(ISNA(MATCH(CA$5,'Utilisation profile'!$F36:$CR36,0)),0,INDEX('Asset data'!$L36:$CX36,1,MATCH(CA$5,'Utilisation profile'!$F36:$CR36,0))),0)","v":0},{"$f":"IF($A36>0,IF(ISNA(MATCH(CB$5,'Utilisation profile'!$F36:$CR36,0)),0,INDEX('Asset data'!$L36:$CX36,1,MATCH(CB$5,'Utilisation profile'!$F36:$CR36,0))),0)","v":0},{"$f":"IF($A36>0,IF(ISNA(MATCH(CC$5,'Utilisation profile'!$F36:$CR36,0)),0,INDEX('Asset data'!$L36:$CX36,1,MATCH(CC$5,'Utilisation profile'!$F36:$CR36,0))),0)","v":0},{"$f":"IF($A36>0,IF(ISNA(MATCH(CD$5,'Utilisation profile'!$F36:$CR36,0)),0,INDEX('Asset data'!$L36:$CX36,1,MATCH(CD$5,'Utilisation profile'!$F36:$CR36,0))),0)","v":0},{"$f":"IF($A36>0,IF(ISNA(MATCH(CE$5,'Utilisation profile'!$F36:$CR36,0)),0,INDEX('Asset data'!$L36:$CX36,1,MATCH(CE$5,'Utilisation profile'!$F36:$CR36,0))),0)","v":0},{"$f":"IF($A36>0,IF(ISNA(MATCH(CF$5,'Utilisation profile'!$F36:$CR36,0)),0,INDEX('Asset data'!$L36:$CX36,1,MATCH(CF$5,'Utilisation profile'!$F36:$CR36,0))),0)","v":0},{"$f":"IF($A36>0,IF(ISNA(MATCH(CG$5,'Utilisation profile'!$F36:$CR36,0)),0,INDEX('Asset data'!$L36:$CX36,1,MATCH(CG$5,'Utilisation profile'!$F36:$CR36,0))),0)","v":0},{"$f":"IF($A36>0,IF(ISNA(MATCH(CH$5,'Utilisation profile'!$F36:$CR36,0)),0,INDEX('Asset data'!$L36:$CX36,1,MATCH(CH$5,'Utilisation profile'!$F36:$CR36,0))),0)","v":0},{"$f":"IF($A36>0,IF(ISNA(MATCH(CI$5,'Utilisation profile'!$F36:$CR36,0)),0,INDEX('Asset data'!$L36:$CX36,1,MATCH(CI$5,'Utilisation profile'!$F36:$CR36,0))),0)","v":0},{"$f":"IF($A36>0,IF(ISNA(MATCH(CJ$5,'Utilisation profile'!$F36:$CR36,0)),0,INDEX('Asset data'!$L36:$CX36,1,MATCH(CJ$5,'Utilisation profile'!$F36:$CR36,0))),0)","v":0},{"$f":"IF($A36>0,IF(ISNA(MATCH(CK$5,'Utilisation profile'!$F36:$CR36,0)),0,INDEX('Asset data'!$L36:$CX36,1,MATCH(CK$5,'Utilisation profile'!$F36:$CR36,0))),0)","v":0},{"$f":"IF($A36>0,IF(ISNA(MATCH(CL$5,'Utilisation profile'!$F36:$CR36,0)),0,INDEX('Asset data'!$L36:$CX36,1,MATCH(CL$5,'Utilisation profile'!$F36:$CR36,0))),0)","v":0},{"$f":"IF($A36>0,IF(ISNA(MATCH(CM$5,'Utilisation profile'!$F36:$CR36,0)),0,INDEX('Asset data'!$L36:$CX36,1,MATCH(CM$5,'Utilisation profile'!$F36:$CR36,0))),0)","v":0},{"$f":"IF($A36>0,IF(ISNA(MATCH(CN$5,'Utilisation profile'!$F36:$CR36,0)),0,INDEX('Asset data'!$L36:$CX36,1,MATCH(CN$5,'Utilisation profile'!$F36:$CR36,0))),0)","v":0},{"$f":"IF($A36>0,IF(ISNA(MATCH(CO$5,'Utilisation profile'!$F36:$CR36,0)),0,INDEX('Asset data'!$L36:$CX36,1,MATCH(CO$5,'Utilisation profile'!$F36:$CR36,0))),0)","v":0},{"$f":"IF($A36>0,IF(ISNA(MATCH(CP$5,'Utilisation profile'!$F36:$CR36,0)),0,INDEX('Asset data'!$L36:$CX36,1,MATCH(CP$5,'Utilisation profile'!$F36:$CR36,0))),0)","v":0},{"$f":"IF($A36>0,IF(ISNA(MATCH(CQ$5,'Utilisation profile'!$F36:$CR36,0)),0,INDEX('Asset data'!$L36:$CX36,1,MATCH(CQ$5,'Utilisation profile'!$F36:$CR36,0))),0)","v":0},{"$f":"IF($A36>0,IF(ISNA(MATCH(CR$5,'Utilisation profile'!$F36:$CR36,0)),0,INDEX('Asset data'!$L36:$CX36,1,MATCH(CR$5,'Utilisation profile'!$F36:$CR36,0))),0)","v":0},{"$f":"IF($A36>0,IF(ISNA(MATCH(CS$5,'Utilisation profile'!$F36:$CR36,0)),0,INDEX('Asset data'!$L36:$CX36,1,MATCH(CS$5,'Utilisation profile'!$F36:$CR36,0))),0)","v":0},{"$f":"IF($A36>0,IF(ISNA(MATCH(CT$5,'Utilisation profile'!$F36:$CR36,0)),0,INDEX('Asset data'!$L36:$CX36,1,MATCH(CT$5,'Utilisation profile'!$F36:$CR36,0))),0)","v":0},{"$f":"IF($A36>0,IF(ISNA(MATCH(CU$5,'Utilisation profile'!$F36:$CR36,0)),0,INDEX('Asset data'!$L36:$CX36,1,MATCH(CU$5,'Utilisation profile'!$F36:$CR36,0))),0)","v":0},{"$f":"IF($A36>0,IF(ISNA(MATCH(CV$5,'Utilisation profile'!$F36:$CR36,0)),0,INDEX('Asset data'!$L36:$CX36,1,MATCH(CV$5,'Utilisation profile'!$F36:$CR36,0))),0)","v":0},{"$f":"IF($A36>0,IF(ISNA(MATCH(CW$5,'Utilisation profile'!$F36:$CR36,0)),0,INDEX('Asset data'!$L36:$CX36,1,MATCH(CW$5,'Utilisation profile'!$F36:$CR36,0))),0)","v":0},{"$f":"IF($A36>0,IF(ISNA(MATCH(CX$5,'Utilisation profile'!$F36:$CR36,0)),0,INDEX('Asset data'!$L36:$CX36,1,MATCH(CX$5,'Utilisation profile'!$F36:$CR36,0))),0)","v":0},{"$f":"IF($A36>0,IF(ISNA(MATCH(CY$5,'Utilisation profile'!$F36:$CR36,0)),0,INDEX('Asset data'!$L36:$CX36,1,MATCH(CY$5,'Utilisation profile'!$F36:$CR36,0))),0)","v":0},{"$f":"IF($A36>0,IF(ISNA(MATCH(CZ$5,'Utilisation profile'!$F36:$CR36,0)),0,INDEX('Asset data'!$L36:$CX36,1,MATCH(CZ$5,'Utilisation profile'!$F36:$CR36,0))),0)","v":0},{"$f":"IF($A36>0,IF(ISNA(MATCH(DA$5,'Utilisation profile'!$F36:$CR36,0)),0,INDEX('Asset data'!$L36:$CX36,1,MATCH(DA$5,'Utilisation profile'!$F36:$CR36,0))),0)","v":0},{"$f":"IF($A36>0,IF(ISNA(MATCH(DB$5,'Utilisation profile'!$F36:$CR36,0)),0,INDEX('Asset data'!$L36:$CX36,1,MATCH(DB$5,'Utilisation profile'!$F36:$CR36,0))),0)","v":0},{"$f":"IF($A36>0,IF(ISNA(MATCH(DC$5,'Utilisation profile'!$F36:$CR36,0)),0,INDEX('Asset data'!$L36:$CX36,1,MATCH(DC$5,'Utilisation profile'!$F36:$CR36,0))),0)","v":0},{"$f":"IF($A36>0,IF(ISNA(MATCH(DD$5,'Utilisation profile'!$F36:$CR36,0)),0,INDEX('Asset data'!$L36:$CX36,1,MATCH(DD$5,'Utilisation profile'!$F36:$CR36,0))),0)","v":0},{"$f":"IF($A36>0,IF(ISNA(MATCH(DE$5,'Utilisation profile'!$F36:$CR36,0)),0,INDEX('Asset data'!$L36:$CX36,1,MATCH(DE$5,'Utilisation profile'!$F36:$CR36,0))),0)","v":0},{"$f":"IF($A36>0,IF(ISNA(MATCH(DF$5,'Utilisation profile'!$F36:$CR36,0)),0,INDEX('Asset data'!$L36:$CX36,1,MATCH(DF$5,'Utilisation profile'!$F36:$CR36,0))),0)","v":0},{"$f":"IF($A36>0,IF(ISNA(MATCH(DG$5,'Utilisation profile'!$F36:$CR36,0)),0,INDEX('Asset data'!$L36:$CX36,1,MATCH(DG$5,'Utilisation profile'!$F36:$CR36,0))),0)","v":0},{"$f":"IF($A36>0,IF(ISNA(MATCH(DH$5,'Utilisation profile'!$F36:$CR36,0)),0,INDEX('Asset data'!$L36:$CX36,1,MATCH(DH$5,'Utilisation profile'!$F36:$CR36,0))),0)","v":0},{"$f":"IF($A36>0,IF(ISNA(MATCH(DI$5,'Utilisation profile'!$F36:$CR36,0)),0,INDEX('Asset data'!$L36:$CX36,1,MATCH(DI$5,'Utilisation profile'!$F36:$CR36,0))),0)","v":0},{"$f":"IF($A36>0,IF(ISNA(MATCH(DJ$5,'Utilisation profile'!$F36:$CR36,0)),0,INDEX('Asset data'!$L36:$CX36,1,MATCH(DJ$5,'Utilisation profile'!$F36:$CR36,0))),0)","v":0},{"$f":"IF($A36>0,IF(ISNA(MATCH(DK$5,'Utilisation profile'!$F36:$CR36,0)),0,INDEX('Asset data'!$L36:$CX36,1,MATCH(DK$5,'Utilisation profile'!$F36:$CR36,0))),0)","v":0},{"$f":"IF($A36>0,IF(ISNA(MATCH(DL$5,'Utilisation profile'!$F36:$CR36,0)),0,INDEX('Asset data'!$L36:$CX36,1,MATCH(DL$5,'Utilisation profile'!$F36:$CR36,0))),0)","v":0},{"$f":"IF($A36>0,IF(ISNA(MATCH(DM$5,'Utilisation profile'!$F36:$CR36,0)),0,INDEX('Asset data'!$L36:$CX36,1,MATCH(DM$5,'Utilisation profile'!$F36:$CR36,0))),0)","v":0},{"$f":"IF($A36>0,IF(ISNA(MATCH(DN$5,'Utilisation profile'!$F36:$CR36,0)),0,INDEX('Asset data'!$L36:$CX36,1,MATCH(DN$5,'Utilisation profile'!$F36:$CR36,0))),0)","v":0},{"$f":"IF($A36>0,IF(ISNA(MATCH(DO$5,'Utilisation profile'!$F36:$CR36,0)),0,INDEX('Asset data'!$L36:$CX36,1,MATCH(DO$5,'Utilisation profile'!$F36:$CR36,0))),0)","v":0},{"$f":"IF($A36>0,IF(ISNA(MATCH(DP$5,'Utilisation profile'!$F36:$CR36,0)),0,INDEX('Asset data'!$L36:$CX36,1,MATCH(DP$5,'Utilisation profile'!$F36:$CR36,0))),0)","v":0},{"$f":"IF($A36>0,IF(ISNA(MATCH(DQ$5,'Utilisation profile'!$F36:$CR36,0)),0,INDEX('Asset data'!$L36:$CX36,1,MATCH(DQ$5,'Utilisation profile'!$F36:$CR36,0))),0)","v":0},{"$f":"IF($A36>0,IF(ISNA(MATCH(DR$5,'Utilisation profile'!$F36:$CR36,0)),0,INDEX('Asset data'!$L36:$CX36,1,MATCH(DR$5,'Utilisation profile'!$F36:$CR36,0))),0)","v":0},{"$f":"IF($A36>0,IF(ISNA(MATCH(DS$5,'Utilisation profile'!$F36:$CR36,0)),0,INDEX('Asset data'!$L36:$CX36,1,MATCH(DS$5,'Utilisation profile'!$F36:$CR36,0))),0)","v":0},{"$f":"IF($A36>0,IF(ISNA(MATCH(DT$5,'Utilisation profile'!$F36:$CR36,0)),0,INDEX('Asset data'!$L36:$CX36,1,MATCH(DT$5,'Utilisation profile'!$F36:$CR36,0))),0)","v":0},{"$f":"IF($A36>0,IF(ISNA(MATCH(DU$5,'Utilisation profile'!$F36:$CR36,0)),0,INDEX('Asset data'!$L36:$CX36,1,MATCH(DU$5,'Utilisation profile'!$F36:$CR36,0))),0)","v":0},{"$f":"IF($A36>0,IF(ISNA(MATCH(DV$5,'Utilisation profile'!$F36:$CR36,0)),0,INDEX('Asset data'!$L36:$CX36,1,MATCH(DV$5,'Utilisation profile'!$F36:$CR36,0))),0)","v":0},{"$f":"IF($A36>0,IF(ISNA(MATCH(DW$5,'Utilisation profile'!$F36:$CR36,0)),0,INDEX('Asset data'!$L36:$CX36,1,MATCH(DW$5,'Utilisation profile'!$F36:$CR36,0))),0)","v":0},{"$f":"IF($A36>0,IF(ISNA(MATCH(DX$5,'Utilisation profile'!$F36:$CR36,0)),0,INDEX('Asset data'!$L36:$CX36,1,MATCH(DX$5,'Utilisation profile'!$F36:$CR36,0))),0)","v":0},{"$f":"IF($A36>0,IF(ISNA(MATCH(DY$5,'Utilisation profile'!$F36:$CR36,0)),0,INDEX('Asset data'!$L36:$CX36,1,MATCH(DY$5,'Utilisation profile'!$F36:$CR36,0))),0)","v":0},{"$f":"IF($A36>0,IF(ISNA(MATCH(DZ$5,'Utilisation profile'!$F36:$CR36,0)),0,INDEX('Asset data'!$L36:$CX36,1,MATCH(DZ$5,'Utilisation profile'!$F36:$CR36,0))),0)","v":0},{"$f":"IF($A36>0,IF(ISNA(MATCH(EA$5,'Utilisation profile'!$F36:$CR36,0)),0,INDEX('Asset data'!$L36:$CX36,1,MATCH(EA$5,'Utilisation profile'!$F36:$CR36,0))),0)","v":0},{"$f":"IF($A36>0,IF(ISNA(MATCH(EB$5,'Utilisation profile'!$F36:$CR36,0)),0,INDEX('Asset data'!$L36:$CX36,1,MATCH(EB$5,'Utilisation profile'!$F36:$CR36,0))),0)","v":0},{"$f":"IF($A36>0,IF(ISNA(MATCH(EC$5,'Utilisation profile'!$F36:$CR36,0)),0,INDEX('Asset data'!$L36:$CX36,1,MATCH(EC$5,'Utilisation profile'!$F36:$CR36,0))),0)","v":0},{"$f":"IF($A36>0,IF(ISNA(MATCH(ED$5,'Utilisation profile'!$F36:$CR36,0)),0,INDEX('Asset data'!$L36:$CX36,1,MATCH(ED$5,'Utilisation profile'!$F36:$CR36,0))),0)","v":0},{"$f":"IF($A36>0,IF(ISNA(MATCH(EE$5,'Utilisation profile'!$F36:$CR36,0)),0,INDEX('Asset data'!$L36:$CX36,1,MATCH(EE$5,'Utilisation profile'!$F36:$CR36,0))),0)","v":0},{"$f":"IF($A36>0,IF(ISNA(MATCH(EF$5,'Utilisation profile'!$F36:$CR36,0)),0,INDEX('Asset data'!$L36:$CX36,1,MATCH(EF$5,'Utilisation profile'!$F36:$CR36,0))),0)","v":0},{"$f":"IF($A36>0,IF(ISNA(MATCH(EG$5,'Utilisation profile'!$F36:$CR36,0)),0,INDEX('Asset data'!$L36:$CX36,1,MATCH(EG$5,'Utilisation profile'!$F36:$CR36,0))),0)","v":0},{"$f":"IF($A36>0,IF(ISNA(MATCH(EH$5,'Utilisation profile'!$F36:$CR36,0)),0,INDEX('Asset data'!$L36:$CX36,1,MATCH(EH$5,'Utilisation profile'!$F36:$CR36,0))),0)","v":0},{"$f":"IF($A36>0,IF(ISNA(MATCH(EI$5,'Utilisation profile'!$F36:$CR36,0)),0,INDEX('Asset data'!$L36:$CX36,1,MATCH(EI$5,'Utilisation profile'!$F36:$CR36,0))),0)","v":0},{"$f":"IF($A36>0,IF(ISNA(MATCH(EJ$5,'Utilisation profile'!$F36:$CR36,0)),0,INDEX('Asset data'!$L36:$CX36,1,MATCH(EJ$5,'Utilisation profile'!$F36:$CR36,0))),0)","v":0},{"$f":"IF($A36>0,IF(ISNA(MATCH(EK$5,'Utilisation profile'!$F36:$CR36,0)),0,INDEX('Asset data'!$L36:$CX36,1,MATCH(EK$5,'Utilisation profile'!$F36:$CR36,0))),0)","v":0},{"$f":"IF($A36>0,IF(ISNA(MATCH(EL$5,'Utilisation profile'!$F36:$CR36,0)),0,INDEX('Asset data'!$L36:$CX36,1,MATCH(EL$5,'Utilisation profile'!$F36:$CR36,0))),0)","v":0},{"$f":"IF($A36>0,IF(ISNA(MATCH(EM$5,'Utilisation profile'!$F36:$CR36,0)),0,INDEX('Asset data'!$L36:$CX36,1,MATCH(EM$5,'Utilisation profile'!$F36:$CR36,0))),0)","v":0},{"$f":"IF($A36>0,IF(ISNA(MATCH(EN$5,'Utilisation profile'!$F36:$CR36,0)),0,INDEX('Asset data'!$L36:$CX36,1,MATCH(EN$5,'Utilisation profile'!$F36:$CR36,0))),0)","v":0},{"$f":"IF($A36>0,IF(ISNA(MATCH(EO$5,'Utilisation profile'!$F36:$CR36,0)),0,INDEX('Asset data'!$L36:$CX36,1,MATCH(EO$5,'Utilisation profile'!$F36:$CR36,0))),0)","v":0},{"$f":"IF($A36>0,IF(ISNA(MATCH(EP$5,'Utilisation profile'!$F36:$CR36,0)),0,INDEX('Asset data'!$L36:$CX36,1,MATCH(EP$5,'Utilisation profile'!$F36:$CR36,0))),0)","v":0},{"$f":"IF($A36>0,IF(ISNA(MATCH(EQ$5,'Utilisation profile'!$F36:$CR36,0)),0,INDEX('Asset data'!$L36:$CX36,1,MATCH(EQ$5,'Utilisation profile'!$F36:$CR36,0))),0)","v":0},{"$f":"IF($A36>0,IF(ISNA(MATCH(ER$5,'Utilisation profile'!$F36:$CR36,0)),0,INDEX('Asset data'!$L36:$CX36,1,MATCH(ER$5,'Utilisation profile'!$F36:$CR36,0))),0)","v":0},{"$f":"IF($A36>0,IF(ISNA(MATCH(ES$5,'Utilisation profile'!$F36:$CR36,0)),0,INDEX('Asset data'!$L36:$CX36,1,MATCH(ES$5,'Utilisation profile'!$F36:$CR36,0))),0)","v":0},{"$f":"IF($A36>0,IF(ISNA(MATCH(ET$5,'Utilisation profile'!$F36:$CR36,0)),0,INDEX('Asset data'!$L36:$CX36,1,MATCH(ET$5,'Utilisation profile'!$F36:$CR36,0))),0)","v":0},{"$f":"IF($A36>0,IF(ISNA(MATCH(EU$5,'Utilisation profile'!$F36:$CR36,0)),0,INDEX('Asset data'!$L36:$CX36,1,MATCH(EU$5,'Utilisation profile'!$F36:$CR36,0))),0)","v":0},{"$f":"IF($A36>0,IF(ISNA(MATCH(EV$5,'Utilisation profile'!$F36:$CR36,0)),0,INDEX('Asset data'!$L36:$CX36,1,MATCH(EV$5,'Utilisation profile'!$F36:$CR36,0))),0)","v":0},{"$f":"IF($A36>0,IF(ISNA(MATCH(EW$5,'Utilisation profile'!$F36:$CR36,0)),0,INDEX('Asset data'!$L36:$CX36,1,MATCH(EW$5,'Utilisation profile'!$F36:$CR36,0))),0)","v":0},{"$f":"IF($A36>0,IF(ISNA(MATCH(EX$5,'Utilisation profile'!$F36:$CR36,0)),0,INDEX('Asset data'!$L36:$CX36,1,MATCH(EX$5,'Utilisation profile'!$F36:$CR36,0))),0)","v":0},{"$f":"IF($A36>0,IF(ISNA(MATCH(EY$5,'Utilisation profile'!$F36:$CR36,0)),0,INDEX('Asset data'!$L36:$CX36,1,MATCH(EY$5,'Utilisation profile'!$F36:$CR36,0))),0)","v":0},{"$f":"IF($A36>0,IF(ISNA(MATCH(EZ$5,'Utilisation profile'!$F36:$CR36,0)),0,INDEX('Asset data'!$L36:$CX36,1,MATCH(EZ$5,'Utilisation profile'!$F36:$CR36,0))),0)","v":0},{"$f":"IF($A36>0,IF(ISNA(MATCH(FA$5,'Utilisation profile'!$F36:$CR36,0)),0,INDEX('Asset data'!$L36:$CX36,1,MATCH(FA$5,'Utilisation profile'!$F36:$CR36,0))),0)","v":0}]
[{"$f":"'Asset data'!A37","v":4},{"$f":"'Asset data'!B37","v":0},{"$f":"'Asset data'!C37","v":0},{"$f":"'Asset data'!E37","v":"DB Substations and LV"},{"$f":"'Asset data'!I37","v":137},{"$f":"IF($A37>0,'Utilisation profile'!CU37,0)","v":44},{"$f":"IF($A37>0,IF(ISNA(MATCH(G$5,'Utilisation profile'!$F37:$CR37,0)),0,INDEX('Asset data'!$L37:$CX37,1,MATCH(G$5,'Utilisation profile'!$F37:$CR37,0))),0)","v":0},{"$f":"IF($A37>0,IF(ISNA(MATCH(H$5,'Utilisation profile'!$F37:$CR37,0)),0,INDEX('Asset data'!$L37:$CX37,1,MATCH(H$5,'Utilisation profile'!$F37:$CR37,0))),0)","v":0},{"$f":"IF($A37>0,IF(ISNA(MATCH(I$5,'Utilisation profile'!$F37:$CR37,0)),0,INDEX('Asset data'!$L37:$CX37,1,MATCH(I$5,'Utilisation profile'!$F37:$CR37,0))),0)","v":0},{"$f":"IF($A37>0,IF(ISNA(MATCH(J$5,'Utilisation profile'!$F37:$CR37,0)),0,INDEX('Asset data'!$L37:$CX37,1,MATCH(J$5,'Utilisation profile'!$F37:$CR37,0))),0)","v":0},{"$f":"IF($A37>0,IF(ISNA(MATCH(K$5,'Utilisation profile'!$F37:$CR37,0)),0,INDEX('Asset data'!$L37:$CX37,1,MATCH(K$5,'Utilisation profile'!$F37:$CR37,0))),0)","v":0},{"$f":"IF($A37>0,IF(ISNA(MATCH(L$5,'Utilisation profile'!$F37:$CR37,0)),0,INDEX('Asset data'!$L37:$CX37,1,MATCH(L$5,'Utilisation profile'!$F37:$CR37,0))),0)","v":0},{"$f":"IF($A37>0,IF(ISNA(MATCH(M$5,'Utilisation profile'!$F37:$CR37,0)),0,INDEX('Asset data'!$L37:$CX37,1,MATCH(M$5,'Utilisation profile'!$F37:$CR37,0))),0)","v":0},{"$f":"IF($A37>0,IF(ISNA(MATCH(N$5,'Utilisation profile'!$F37:$CR37,0)),0,INDEX('Asset data'!$L37:$CX37,1,MATCH(N$5,'Utilisation profile'!$F37:$CR37,0))),0)","v":0},{"$f":"IF($A37>0,IF(ISNA(MATCH(O$5,'Utilisation profile'!$F37:$CR37,0)),0,INDEX('Asset data'!$L37:$CX37,1,MATCH(O$5,'Utilisation profile'!$F37:$CR37,0))),0)","v":0},{"$f":"IF($A37>0,IF(ISNA(MATCH(P$5,'Utilisation profile'!$F37:$CR37,0)),0,INDEX('Asset data'!$L37:$CX37,1,MATCH(P$5,'Utilisation profile'!$F37:$CR37,0))),0)","v":0},{"$f":"IF($A37>0,IF(ISNA(MATCH(Q$5,'Utilisation profile'!$F37:$CR37,0)),0,INDEX('Asset data'!$L37:$CX37,1,MATCH(Q$5,'Utilisation profile'!$F37:$CR37,0))),0)","v":0},{"$f":"IF($A37>0,IF(ISNA(MATCH(R$5,'Utilisation profile'!$F37:$CR37,0)),0,INDEX('Asset data'!$L37:$CX37,1,MATCH(R$5,'Utilisation profile'!$F37:$CR37,0))),0)","v":0},{"$f":"IF($A37>0,IF(ISNA(MATCH(S$5,'Utilisation profile'!$F37:$CR37,0)),0,INDEX('Asset data'!$L37:$CX37,1,MATCH(S$5,'Utilisation profile'!$F37:$CR37,0))),0)","v":0},{"$f":"IF($A37>0,IF(ISNA(MATCH(T$5,'Utilisation profile'!$F37:$CR37,0)),0,INDEX('Asset data'!$L37:$CX37,1,MATCH(T$5,'Utilisation profile'!$F37:$CR37,0))),0)","v":0},{"$f":"IF($A37>0,IF(ISNA(MATCH(U$5,'Utilisation profile'!$F37:$CR37,0)),0,INDEX('Asset data'!$L37:$CX37,1,MATCH(U$5,'Utilisation profile'!$F37:$CR37,0))),0)","v":0},{"$f":"IF($A37>0,IF(ISNA(MATCH(V$5,'Utilisation profile'!$F37:$CR37,0)),0,INDEX('Asset data'!$L37:$CX37,1,MATCH(V$5,'Utilisation profile'!$F37:$CR37,0))),0)","v":0},{"$f":"IF($A37>0,IF(ISNA(MATCH(W$5,'Utilisation profile'!$F37:$CR37,0)),0,INDEX('Asset data'!$L37:$CX37,1,MATCH(W$5,'Utilisation profile'!$F37:$CR37,0))),0)","v":0},{"$f":"IF($A37>0,IF(ISNA(MATCH(X$5,'Utilisation profile'!$F37:$CR37,0)),0,INDEX('Asset data'!$L37:$CX37,1,MATCH(X$5,'Utilisation profile'!$F37:$CR37,0))),0)","v":0},{"$f":"IF($A37>0,IF(ISNA(MATCH(Y$5,'Utilisation profile'!$F37:$CR37,0)),0,INDEX('Asset data'!$L37:$CX37,1,MATCH(Y$5,'Utilisation profile'!$F37:$CR37,0))),0)","v":0},{"$f":"IF($A37>0,IF(ISNA(MATCH(Z$5,'Utilisation profile'!$F37:$CR37,0)),0,INDEX('Asset data'!$L37:$CX37,1,MATCH(Z$5,'Utilisation profile'!$F37:$CR37,0))),0)","v":0},{"$f":"IF($A37>0,IF(ISNA(MATCH(AA$5,'Utilisation profile'!$F37:$CR37,0)),0,INDEX('Asset data'!$L37:$CX37,1,MATCH(AA$5,'Utilisation profile'!$F37:$CR37,0))),0)","v":0},{"$f":"IF($A37>0,IF(ISNA(MATCH(AB$5,'Utilisation profile'!$F37:$CR37,0)),0,INDEX('Asset data'!$L37:$CX37,1,MATCH(AB$5,'Utilisation profile'!$F37:$CR37,0))),0)","v":0},{"$f":"IF($A37>0,IF(ISNA(MATCH(AC$5,'Utilisation profile'!$F37:$CR37,0)),0,INDEX('Asset data'!$L37:$CX37,1,MATCH(AC$5,'Utilisation profile'!$F37:$CR37,0))),0)","v":0},{"$f":"IF($A37>0,IF(ISNA(MATCH(AD$5,'Utilisation profile'!$F37:$CR37,0)),0,INDEX('Asset data'!$L37:$CX37,1,MATCH(AD$5,'Utilisation profile'!$F37:$CR37,0))),0)","v":0},{"$f":"IF($A37>0,IF(ISNA(MATCH(AE$5,'Utilisation profile'!$F37:$CR37,0)),0,INDEX('Asset data'!$L37:$CX37,1,MATCH(AE$5,'Utilisation profile'!$F37:$CR37,0))),0)","v":0},{"$f":"IF($A37>0,IF(ISNA(MATCH(AF$5,'Utilisation profile'!$F37:$CR37,0)),0,INDEX('Asset data'!$L37:$CX37,1,MATCH(AF$5,'Utilisation profile'!$F37:$CR37,0))),0)","v":0},{"$f":"IF($A37>0,IF(ISNA(MATCH(AG$5,'Utilisation profile'!$F37:$CR37,0)),0,INDEX('Asset data'!$L37:$CX37,1,MATCH(AG$5,'Utilisation profile'!$F37:$CR37,0))),0)","v":0},{"$f":"IF($A37>0,IF(ISNA(MATCH(AH$5,'Utilisation profile'!$F37:$CR37,0)),0,INDEX('Asset data'!$L37:$CX37,1,MATCH(AH$5,'Utilisation profile'!$F37:$CR37,0))),0)","v":0},{"$f":"IF($A37>0,IF(ISNA(MATCH(AI$5,'Utilisation profile'!$F37:$CR37,0)),0,INDEX('Asset data'!$L37:$CX37,1,MATCH(AI$5,'Utilisation profile'!$F37:$CR37,0))),0)","v":0},{"$f":"IF($A37>0,IF(ISNA(MATCH(AJ$5,'Utilisation profile'!$F37:$CR37,0)),0,INDEX('Asset data'!$L37:$CX37,1,MATCH(AJ$5,'Utilisation profile'!$F37:$CR37,0))),0)","v":0},{"$f":"IF($A37>0,IF(ISNA(MATCH(AK$5,'Utilisation profile'!$F37:$CR37,0)),0,INDEX('Asset data'!$L37:$CX37,1,MATCH(AK$5,'Utilisation profile'!$F37:$CR37,0))),0)","v":0},{"$f":"IF($A37>0,IF(ISNA(MATCH(AL$5,'Utilisation profile'!$F37:$CR37,0)),0,INDEX('Asset data'!$L37:$CX37,1,MATCH(AL$5,'Utilisation profile'!$F37:$CR37,0))),0)","v":0},{"$f":"IF($A37>0,IF(ISNA(MATCH(AM$5,'Utilisation profile'!$F37:$CR37,0)),0,INDEX('Asset data'!$L37:$CX37,1,MATCH(AM$5,'Utilisation profile'!$F37:$CR37,0))),0)","v":0},{"$f":"IF($A37>0,IF(ISNA(MATCH(AN$5,'Utilisation profile'!$F37:$CR37,0)),0,INDEX('Asset data'!$L37:$CX37,1,MATCH(AN$5,'Utilisation profile'!$F37:$CR37,0))),0)","v":0},{"$f":"IF($A37>0,IF(ISNA(MATCH(AO$5,'Utilisation profile'!$F37:$CR37,0)),0,INDEX('Asset data'!$L37:$CX37,1,MATCH(AO$5,'Utilisation profile'!$F37:$CR37,0))),0)","v":0},{"$f":"IF($A37>0,IF(ISNA(MATCH(AP$5,'Utilisation profile'!$F37:$CR37,0)),0,INDEX('Asset data'!$L37:$CX37,1,MATCH(AP$5,'Utilisation profile'!$F37:$CR37,0))),0)","v":0},{"$f":"IF($A37>0,IF(ISNA(MATCH(AQ$5,'Utilisation profile'!$F37:$CR37,0)),0,INDEX('Asset data'!$L37:$CX37,1,MATCH(AQ$5,'Utilisation profile'!$F37:$CR37,0))),0)","v":0},{"$f":"IF($A37>0,IF(ISNA(MATCH(AR$5,'Utilisation profile'!$F37:$CR37,0)),0,INDEX('Asset data'!$L37:$CX37,1,MATCH(AR$5,'Utilisation profile'!$F37:$CR37,0))),0)","v":0},{"$f":"IF($A37>0,IF(ISNA(MATCH(AS$5,'Utilisation profile'!$F37:$CR37,0)),0,INDEX('Asset data'!$L37:$CX37,1,MATCH(AS$5,'Utilisation profile'!$F37:$CR37,0))),0)","v":0},{"$f":"IF($A37>0,IF(ISNA(MATCH(AT$5,'Utilisation profile'!$F37:$CR37,0)),0,INDEX('Asset data'!$L37:$CX37,1,MATCH(AT$5,'Utilisation profile'!$F37:$CR37,0))),0)","v":0},{"$f":"IF($A37>0,IF(ISNA(MATCH(AU$5,'Utilisation profile'!$F37:$CR37,0)),0,INDEX('Asset data'!$L37:$CX37,1,MATCH(AU$5,'Utilisation profile'!$F37:$CR37,0))),0)","v":0},{"$f":"IF($A37>0,IF(ISNA(MATCH(AV$5,'Utilisation profile'!$F37:$CR37,0)),0,INDEX('Asset data'!$L37:$CX37,1,MATCH(AV$5,'Utilisation profile'!$F37:$CR37,0))),0)","v":0},{"$f":"IF($A37>0,IF(ISNA(MATCH(AW$5,'Utilisation profile'!$F37:$CR37,0)),0,INDEX('Asset data'!$L37:$CX37,1,MATCH(AW$5,'Utilisation profile'!$F37:$CR37,0))),0)","v":0},{"$f":"IF($A37>0,IF(ISNA(MATCH(AX$5,'Utilisation profile'!$F37:$CR37,0)),0,INDEX('Asset data'!$L37:$CX37,1,MATCH(AX$5,'Utilisation profile'!$F37:$CR37,0))),0)","v":0},{"$f":"IF($A37>0,IF(ISNA(MATCH(AY$5,'Utilisation profile'!$F37:$CR37,0)),0,INDEX('Asset data'!$L37:$CX37,1,MATCH(AY$5,'Utilisation profile'!$F37:$CR37,0))),0)","v":0},{"$f":"IF($A37>0,IF(ISNA(MATCH(AZ$5,'Utilisation profile'!$F37:$CR37,0)),0,INDEX('Asset data'!$L37:$CX37,1,MATCH(AZ$5,'Utilisation profile'!$F37:$CR37,0))),0)","v":0},{"$f":"IF($A37>0,IF(ISNA(MATCH(BA$5,'Utilisation profile'!$F37:$CR37,0)),0,INDEX('Asset data'!$L37:$CX37,1,MATCH(BA$5,'Utilisation profile'!$F37:$CR37,0))),0)","v":0},{"$f":"IF($A37>0,IF(ISNA(MATCH(BB$5,'Utilisation profile'!$F37:$CR37,0)),0,INDEX('Asset data'!$L37:$CX37,1,MATCH(BB$5,'Utilisation profile'!$F37:$CR37,0))),0)","v":0},{"$f":"IF($A37>0,IF(ISNA(MATCH(BC$5,'Utilisation profile'!$F37:$CR37,0)),0,INDEX('Asset data'!$L37:$CX37,1,MATCH(BC$5,'Utilisation profile'!$F37:$CR37,0))),0)","v":0},{"$f":"IF($A37>0,IF(ISNA(MATCH(BD$5,'Utilisation profile'!$F37:$CR37,0)),0,INDEX('Asset data'!$L37:$CX37,1,MATCH(BD$5,'Utilisation profile'!$F37:$CR37,0))),0)","v":0},{"$f":"IF($A37>0,IF(ISNA(MATCH(BE$5,'Utilisation profile'!$F37:$CR37,0)),0,INDEX('Asset data'!$L37:$CX37,1,MATCH(BE$5,'Utilisation profile'!$F37:$CR37,0))),0)","v":0},{"$f":"IF($A37>0,IF(ISNA(MATCH(BF$5,'Utilisation profile'!$F37:$CR37,0)),0,INDEX('Asset data'!$L37:$CX37,1,MATCH(BF$5,'Utilisation profile'!$F37:$CR37,0))),0)","v":0},{"$f":"IF($A37>0,IF(ISNA(MATCH(BG$5,'Utilisation profile'!$F37:$CR37,0)),0,INDEX('Asset data'!$L37:$CX37,1,MATCH(BG$5,'Utilisation profile'!$F37:$CR37,0))),0)","v":0},{"$f":"IF($A37>0,IF(ISNA(MATCH(BH$5,'Utilisation profile'!$F37:$CR37,0)),0,INDEX('Asset data'!$L37:$CX37,1,MATCH(BH$5,'Utilisation profile'!$F37:$CR37,0))),0)","v":0},{"$f":"IF($A37>0,IF(ISNA(MATCH(BI$5,'Utilisation profile'!$F37:$CR37,0)),0,INDEX('Asset data'!$L37:$CX37,1,MATCH(BI$5,'Utilisation profile'!$F37:$CR37,0))),0)","v":0},{"$f":"IF($A37>0,IF(ISNA(MATCH(BJ$5,'Utilisation profile'!$F37:$CR37,0)),0,INDEX('Asset data'!$L37:$CX37,1,MATCH(BJ$5,'Utilisation profile'!$F37:$CR37,0))),0)","v":0},{"$f":"IF($A37>0,IF(ISNA(MATCH(BK$5,'Utilisation profile'!$F37:$CR37,0)),0,INDEX('Asset data'!$L37:$CX37,1,MATCH(BK$5,'Utilisation profile'!$F37:$CR37,0))),0)","v":26.968581942087635},{"$f":"IF($A37>0,IF(ISNA(MATCH(BL$5,'Utilisation profile'!$F37:$CR37,0)),0,INDEX('Asset data'!$L37:$CX37,1,MATCH(BL$5,'Utilisation profile'!$F37:$CR37,0))),0)","v":26.968581942087635},{"$f":"IF($A37>0,IF(ISNA(MATCH(BM$5,'Utilisation profile'!$F37:$CR37,0)),0,INDEX('Asset data'!$L37:$CX37,1,MATCH(BM$5,'Utilisation profile'!$F37:$CR37,0))),0)","v":26.968581942087635},{"$f":"IF($A37>0,IF(ISNA(MATCH(BN$5,'Utilisation profile'!$F37:$CR37,0)),0,INDEX('Asset data'!$L37:$CX37,1,MATCH(BN$5,'Utilisation profile'!$F37:$CR37,0))),0)","v":26.968581942087635},{"$f":"IF($A37>0,IF(ISNA(MATCH(BO$5,'Utilisation profile'!$F37:$CR37,0)),0,INDEX('Asset data'!$L37:$CX37,1,MATCH(BO$5,'Utilisation profile'!$F37:$CR37,0))),0)","v":26.968581942087635},{"$f":"IF($A37>0,IF(ISNA(MATCH(BP$5,'Utilisation profile'!$F37:$CR37,0)),0,INDEX('Asset data'!$L37:$CX37,1,MATCH(BP$5,'Utilisation profile'!$F37:$CR37,0))),0)","v":26.968581942087635},{"$f":"IF($A37>0,IF(ISNA(MATCH(BQ$5,'Utilisation profile'!$F37:$CR37,0)),0,INDEX('Asset data'!$L37:$CX37,1,MATCH(BQ$5,'Utilisation profile'!$F37:$CR37,0))),0)","v":26.968581942087635},{"$f":"IF($A37>0,IF(ISNA(MATCH(BR$5,'Utilisation profile'!$F37:$CR37,0)),0,INDEX('Asset data'!$L37:$CX37,1,MATCH(BR$5,'Utilisation profile'!$F37:$CR37,0))),0)","v":26.968581942087635},{"$f":"IF($A37>0,IF(ISNA(MATCH(BS$5,'Utilisation profile'!$F37:$CR37,0)),0,INDEX('Asset data'!$L37:$CX37,1,MATCH(BS$5,'Utilisation profile'!$F37:$CR37,0))),0)","v":26.968581942087635},{"$f":"IF($A37>0,IF(ISNA(MATCH(BT$5,'Utilisation profile'!$F37:$CR37,0)),0,INDEX('Asset data'!$L37:$CX37,1,MATCH(BT$5,'Utilisation profile'!$F37:$CR37,0))),0)","v":26.968581942087635},{"$f":"IF($A37>0,IF(ISNA(MATCH(BU$5,'Utilisation profile'!$F37:$CR37,0)),0,INDEX('Asset data'!$L37:$CX37,1,MATCH(BU$5,'Utilisation profile'!$F37:$CR37,0))),0)","v":26.968581942087635},{"$f":"IF($A37>0,IF(ISNA(MATCH(BV$5,'Utilisation profile'!$F37:$CR37,0)),0,INDEX('Asset data'!$L37:$CX37,1,MATCH(BV$5,'Utilisation profile'!$F37:$CR37,0))),0)","v":36.140210419306193},{"$f":"IF($A37>0,IF(ISNA(MATCH(BW$5,'Utilisation profile'!$F37:$CR37,0)),0,INDEX('Asset data'!$L37:$CX37,1,MATCH(BW$5,'Utilisation profile'!$F37:$CR37,0))),0)","v":36.140210419306193},{"$f":"IF($A37>0,IF(ISNA(MATCH(BX$5,'Utilisation profile'!$F37:$CR37,0)),0,INDEX('Asset data'!$L37:$CX37,1,MATCH(BX$5,'Utilisation profile'!$F37:$CR37,0))),0)","v":36.140210419306193},{"$f":"IF($A37>0,IF(ISNA(MATCH(BY$5,'Utilisation profile'!$F37:$CR37,0)),0,INDEX('Asset data'!$L37:$CX37,1,MATCH(BY$5,'Utilisation profile'!$F37:$CR37,0))),0)","v":36.140210419306193},{"$f":"IF($A37>0,IF(ISNA(MATCH(BZ$5,'Utilisation profile'!$F37:$CR37,0)),0,INDEX('Asset data'!$L37:$CX37,1,MATCH(BZ$5,'Utilisation profile'!$F37:$CR37,0))),0)","v":36.140210419306193},{"$f":"IF($A37>0,IF(ISNA(MATCH(CA$5,'Utilisation profile'!$F37:$CR37,0)),0,INDEX('Asset data'!$L37:$CX37,1,MATCH(CA$5,'Utilisation profile'!$F37:$CR37,0))),0)","v":36.140210419306193},{"$f":"IF($A37>0,IF(ISNA(MATCH(CB$5,'Utilisation profile'!$F37:$CR37,0)),0,INDEX('Asset data'!$L37:$CX37,1,MATCH(CB$5,'Utilisation profile'!$F37:$CR37,0))),0)","v":36.140210419306193},{"$f":"IF($A37>0,IF(ISNA(MATCH(CC$5,'Utilisation profile'!$F37:$CR37,0)),0,INDEX('Asset data'!$L37:$CX37,1,MATCH(CC$5,'Utilisation profile'!$F37:$CR37,0))),0)","v":36.140210419306193},{"$f":"IF($A37>0,IF(ISNA(MATCH(CD$5,'Utilisation profile'!$F37:$CR37,0)),0,INDEX('Asset data'!$L37:$CX37,1,MATCH(CD$5,'Utilisation profile'!$F37:$CR37,0))),0)","v":36.140210419306193},{"$f":"IF($A37>0,IF(ISNA(MATCH(CE$5,'Utilisation profile'!$F37:$CR37,0)),0,INDEX('Asset data'!$L37:$CX37,1,MATCH(CE$5,'Utilisation profile'!$F37:$CR37,0))),0)","v":36.140210419306193},{"$f":"IF($A37>0,IF(ISNA(MATCH(CF$5,'Utilisation profile'!$F37:$CR37,0)),0,INDEX('Asset data'!$L37:$CX37,1,MATCH(CF$5,'Utilisation profile'!$F37:$CR37,0))),0)","v":36.140210419306193},{"$f":"IF($A37>0,IF(ISNA(MATCH(CG$5,'Utilisation profile'!$F37:$CR37,0)),0,INDEX('Asset data'!$L37:$CX37,1,MATCH(CG$5,'Utilisation profile'!$F37:$CR37,0))),0)","v":36.140210419306193},{"$f":"IF($A37>0,IF(ISNA(MATCH(CH$5,'Utilisation profile'!$F37:$CR37,0)),0,INDEX('Asset data'!$L37:$CX37,1,MATCH(CH$5,'Utilisation profile'!$F37:$CR37,0))),0)","v":36.140210419306193},{"$f":"IF($A37>0,IF(ISNA(MATCH(CI$5,'Utilisation profile'!$F37:$CR37,0)),0,INDEX('Asset data'!$L37:$CX37,1,MATCH(CI$5,'Utilisation profile'!$F37:$CR37,0))),0)","v":36.140210419306193},{"$f":"IF($A37>0,IF(ISNA(MATCH(CJ$5,'Utilisation profile'!$F37:$CR37,0)),0,INDEX('Asset data'!$L37:$CX37,1,MATCH(CJ$5,'Utilisation profile'!$F37:$CR37,0))),0)","v":36.140210419306193},{"$f":"IF($A37>0,IF(ISNA(MATCH(CK$5,'Utilisation profile'!$F37:$CR37,0)),0,INDEX('Asset data'!$L37:$CX37,1,MATCH(CK$5,'Utilisation profile'!$F37:$CR37,0))),0)","v":36.140210419306193},{"$f":"IF($A37>0,IF(ISNA(MATCH(CL$5,'Utilisation profile'!$F37:$CR37,0)),0,INDEX('Asset data'!$L37:$CX37,1,MATCH(CL$5,'Utilisation profile'!$F37:$CR37,0))),0)","v":36.140210419306193},{"$f":"IF($A37>0,IF(ISNA(MATCH(CM$5,'Utilisation profile'!$F37:$CR37,0)),0,INDEX('Asset data'!$L37:$CX37,1,MATCH(CM$5,'Utilisation profile'!$F37:$CR37,0))),0)","v":36.140210419306193},{"$f":"IF($A37>0,IF(ISNA(MATCH(CN$5,'Utilisation profile'!$F37:$CR37,0)),0,INDEX('Asset data'!$L37:$CX37,1,MATCH(CN$5,'Utilisation profile'!$F37:$CR37,0))),0)","v":36.140210419306193},{"$f":"IF($A37>0,IF(ISNA(MATCH(CO$5,'Utilisation profile'!$F37:$CR37,0)),0,INDEX('Asset data'!$L37:$CX37,1,MATCH(CO$5,'Utilisation profile'!$F37:$CR37,0))),0)","v":36.140210419306193},{"$f":"IF($A37>0,IF(ISNA(MATCH(CP$5,'Utilisation profile'!$F37:$CR37,0)),0,INDEX('Asset data'!$L37:$CX37,1,MATCH(CP$5,'Utilisation profile'!$F37:$CR37,0))),0)","v":33.290375409999704},{"$f":"IF($A37>0,IF(ISNA(MATCH(CQ$5,'Utilisation profile'!$F37:$CR37,0)),0,INDEX('Asset data'!$L37:$CX37,1,MATCH(CQ$5,'Utilisation profile'!$F37:$CR37,0))),0)","v":33.290375409999704},{"$f":"IF($A37>0,IF(ISNA(MATCH(CR$5,'Utilisation profile'!$F37:$CR37,0)),0,INDEX('Asset data'!$L37:$CX37,1,MATCH(CR$5,'Utilisation profile'!$F37:$CR37,0))),0)","v":33.290375409999704},{"$f":"IF($A37>0,IF(ISNA(MATCH(CS$5,'Utilisation profile'!$F37:$CR37,0)),0,INDEX('Asset data'!$L37:$CX37,1,MATCH(CS$5,'Utilisation profile'!$F37:$CR37,0))),0)","v":33.290375409999704},{"$f":"IF($A37>0,IF(ISNA(MATCH(CT$5,'Utilisation profile'!$F37:$CR37,0)),0,INDEX('Asset data'!$L37:$CX37,1,MATCH(CT$5,'Utilisation profile'!$F37:$CR37,0))),0)","v":33.290375409999704},{"$f":"IF($A37>0,IF(ISNA(MATCH(CU$5,'Utilisation profile'!$F37:$CR37,0)),0,INDEX('Asset data'!$L37:$CX37,1,MATCH(CU$5,'Utilisation profile'!$F37:$CR37,0))),0)","v":33.290375409999704},{"$f":"IF($A37>0,IF(ISNA(MATCH(CV$5,'Utilisation profile'!$F37:$CR37,0)),0,INDEX('Asset data'!$L37:$CX37,1,MATCH(CV$5,'Utilisation profile'!$F37:$CR37,0))),0)","v":33.290375409999704},{"$f":"IF($A37>0,IF(ISNA(MATCH(CW$5,'Utilisation profile'!$F37:$CR37,0)),0,INDEX('Asset data'!$L37:$CX37,1,MATCH(CW$5,'Utilisation profile'!$F37:$CR37,0))),0)","v":33.290375409999704},{"$f":"IF($A37>0,IF(ISNA(MATCH(CX$5,'Utilisation profile'!$F37:$CR37,0)),0,INDEX('Asset data'!$L37:$CX37,1,MATCH(CX$5,'Utilisation profile'!$F37:$CR37,0))),0)","v":33.290375409999704},{"$f":"IF($A37>0,IF(ISNA(MATCH(CY$5,'Utilisation profile'!$F37:$CR37,0)),0,INDEX('Asset data'!$L37:$CX37,1,MATCH(CY$5,'Utilisation profile'!$F37:$CR37,0))),0)","v":33.290375409999704},{"$f":"IF($A37>0,IF(ISNA(MATCH(CZ$5,'Utilisation profile'!$F37:$CR37,0)),0,INDEX('Asset data'!$L37:$CX37,1,MATCH(CZ$5,'Utilisation profile'!$F37:$CR37,0))),0)","v":33.290375409999704},{"$f":"IF($A37>0,IF(ISNA(MATCH(DA$5,'Utilisation profile'!$F37:$CR37,0)),0,INDEX('Asset data'!$L37:$CX37,1,MATCH(DA$5,'Utilisation profile'!$F37:$CR37,0))),0)","v":33.290375409999704},{"$f":"IF($A37>0,IF(ISNA(MATCH(DB$5,'Utilisation profile'!$F37:$CR37,0)),0,INDEX('Asset data'!$L37:$CX37,1,MATCH(DB$5,'Utilisation profile'!$F37:$CR37,0))),0)","v":33.290375409999704},{"$f":"IF($A37>0,IF(ISNA(MATCH(DC$5,'Utilisation profile'!$F37:$CR37,0)),0,INDEX('Asset data'!$L37:$CX37,1,MATCH(DC$5,'Utilisation profile'!$F37:$CR37,0))),0)","v":33.290375409999704},{"$f":"IF($A37>0,IF(ISNA(MATCH(DD$5,'Utilisation profile'!$F37:$CR37,0)),0,INDEX('Asset data'!$L37:$CX37,1,MATCH(DD$5,'Utilisation profile'!$F37:$CR37,0))),0)","v":33.290375409999704},{"$f":"IF($A37>0,IF(ISNA(MATCH(DE$5,'Utilisation profile'!$F37:$CR37,0)),0,INDEX('Asset data'!$L37:$CX37,1,MATCH(DE$5,'Utilisation profile'!$F37:$CR37,0))),0)","v":33.290375409999704},{"$f":"IF($A37>0,IF(ISNA(MATCH(DF$5,'Utilisation profile'!$F37:$CR37,0)),0,INDEX('Asset data'!$L37:$CX37,1,MATCH(DF$5,'Utilisation profile'!$F37:$CR37,0))),0)","v":33.290375409999704},{"$f":"IF($A37>0,IF(ISNA(MATCH(DG$5,'Utilisation profile'!$F37:$CR37,0)),0,INDEX('Asset data'!$L37:$CX37,1,MATCH(DG$5,'Utilisation profile'!$F37:$CR37,0))),0)","v":33.290375409999704},{"$f":"IF($A37>0,IF(ISNA(MATCH(DH$5,'Utilisation profile'!$F37:$CR37,0)),0,INDEX('Asset data'!$L37:$CX37,1,MATCH(DH$5,'Utilisation profile'!$F37:$CR37,0))),0)","v":33.290375409999704},{"$f":"IF($A37>0,IF(ISNA(MATCH(DI$5,'Utilisation profile'!$F37:$CR37,0)),0,INDEX('Asset data'!$L37:$CX37,1,MATCH(DI$5,'Utilisation profile'!$F37:$CR37,0))),0)","v":33.290375409999704},{"$f":"IF($A37>0,IF(ISNA(MATCH(DJ$5,'Utilisation profile'!$F37:$CR37,0)),0,INDEX('Asset data'!$L37:$CX37,1,MATCH(DJ$5,'Utilisation profile'!$F37:$CR37,0))),0)","v":20.907937874360243},{"$f":"IF($A37>0,IF(ISNA(MATCH(DK$5,'Utilisation profile'!$F37:$CR37,0)),0,INDEX('Asset data'!$L37:$CX37,1,MATCH(DK$5,'Utilisation profile'!$F37:$CR37,0))),0)","v":20.907937874360243},{"$f":"IF($A37>0,IF(ISNA(MATCH(DL$5,'Utilisation profile'!$F37:$CR37,0)),0,INDEX('Asset data'!$L37:$CX37,1,MATCH(DL$5,'Utilisation profile'!$F37:$CR37,0))),0)","v":20.907937874360243},{"$f":"IF($A37>0,IF(ISNA(MATCH(DM$5,'Utilisation profile'!$F37:$CR37,0)),0,INDEX('Asset data'!$L37:$CX37,1,MATCH(DM$5,'Utilisation profile'!$F37:$CR37,0))),0)","v":20.907937874360243},{"$f":"IF($A37>0,IF(ISNA(MATCH(DN$5,'Utilisation profile'!$F37:$CR37,0)),0,INDEX('Asset data'!$L37:$CX37,1,MATCH(DN$5,'Utilisation profile'!$F37:$CR37,0))),0)","v":20.907937874360243},{"$f":"IF($A37>0,IF(ISNA(MATCH(DO$5,'Utilisation profile'!$F37:$CR37,0)),0,INDEX('Asset data'!$L37:$CX37,1,MATCH(DO$5,'Utilisation profile'!$F37:$CR37,0))),0)","v":20.907937874360243},{"$f":"IF($A37>0,IF(ISNA(MATCH(DP$5,'Utilisation profile'!$F37:$CR37,0)),0,INDEX('Asset data'!$L37:$CX37,1,MATCH(DP$5,'Utilisation profile'!$F37:$CR37,0))),0)","v":20.907937874360243},{"$f":"IF($A37>0,IF(ISNA(MATCH(DQ$5,'Utilisation profile'!$F37:$CR37,0)),0,INDEX('Asset data'!$L37:$CX37,1,MATCH(DQ$5,'Utilisation profile'!$F37:$CR37,0))),0)","v":20.907937874360243},{"$f":"IF($A37>0,IF(ISNA(MATCH(DR$5,'Utilisation profile'!$F37:$CR37,0)),0,INDEX('Asset data'!$L37:$CX37,1,MATCH(DR$5,'Utilisation profile'!$F37:$CR37,0))),0)","v":20.907937874360243},{"$f":"IF($A37>0,IF(ISNA(MATCH(DS$5,'Utilisation profile'!$F37:$CR37,0)),0,INDEX('Asset data'!$L37:$CX37,1,MATCH(DS$5,'Utilisation profile'!$F37:$CR37,0))),0)","v":20.907937874360243},{"$f":"IF($A37>0,IF(ISNA(MATCH(DT$5,'Utilisation profile'!$F37:$CR37,0)),0,INDEX('Asset data'!$L37:$CX37,1,MATCH(DT$5,'Utilisation profile'!$F37:$CR37,0))),0)","v":20.907937874360243},{"$f":"IF($A37>0,IF(ISNA(MATCH(DU$5,'Utilisation profile'!$F37:$CR37,0)),0,INDEX('Asset data'!$L37:$CX37,1,MATCH(DU$5,'Utilisation profile'!$F37:$CR37,0))),0)","v":20.907937874360243},{"$f":"IF($A37>0,IF(ISNA(MATCH(DV$5,'Utilisation profile'!$F37:$CR37,0)),0,INDEX('Asset data'!$L37:$CX37,1,MATCH(DV$5,'Utilisation profile'!$F37:$CR37,0))),0)","v":20.907937874360243},{"$f":"IF($A37>0,IF(ISNA(MATCH(DW$5,'Utilisation profile'!$F37:$CR37,0)),0,INDEX('Asset data'!$L37:$CX37,1,MATCH(DW$5,'Utilisation profile'!$F37:$CR37,0))),0)","v":20.907937874360243},{"$f":"IF($A37>0,IF(ISNA(MATCH(DX$5,'Utilisation profile'!$F37:$CR37,0)),0,INDEX('Asset data'!$L37:$CX37,1,MATCH(DX$5,'Utilisation profile'!$F37:$CR37,0))),0)","v":20.907937874360243},{"$f":"IF($A37>0,IF(ISNA(MATCH(DY$5,'Utilisation profile'!$F37:$CR37,0)),0,INDEX('Asset data'!$L37:$CX37,1,MATCH(DY$5,'Utilisation profile'!$F37:$CR37,0))),0)","v":20.907937874360243},{"$f":"IF($A37>0,IF(ISNA(MATCH(DZ$5,'Utilisation profile'!$F37:$CR37,0)),0,INDEX('Asset data'!$L37:$CX37,1,MATCH(DZ$5,'Utilisation profile'!$F37:$CR37,0))),0)","v":20.907937874360243},{"$f":"IF($A37>0,IF(ISNA(MATCH(EA$5,'Utilisation profile'!$F37:$CR37,0)),0,INDEX('Asset data'!$L37:$CX37,1,MATCH(EA$5,'Utilisation profile'!$F37:$CR37,0))),0)","v":20.907937874360243},{"$f":"IF($A37>0,IF(ISNA(MATCH(EB$5,'Utilisation profile'!$F37:$CR37,0)),0,INDEX('Asset data'!$L37:$CX37,1,MATCH(EB$5,'Utilisation profile'!$F37:$CR37,0))),0)","v":20.907937874360243},{"$f":"IF($A37>0,IF(ISNA(MATCH(EC$5,'Utilisation profile'!$F37:$CR37,0)),0,INDEX('Asset data'!$L37:$CX37,1,MATCH(EC$5,'Utilisation profile'!$F37:$CR37,0))),0)","v":20.907937874360243},{"$f":"IF($A37>0,IF(ISNA(MATCH(ED$5,'Utilisation profile'!$F37:$CR37,0)),0,INDEX('Asset data'!$L37:$CX37,1,MATCH(ED$5,'Utilisation profile'!$F37:$CR37,0))),0)","v":4.7874048287500122},{"$f":"IF($A37>0,IF(ISNA(MATCH(EE$5,'Utilisation profile'!$F37:$CR37,0)),0,INDEX('Asset data'!$L37:$CX37,1,MATCH(EE$5,'Utilisation profile'!$F37:$CR37,0))),0)","v":4.7874048287500122},{"$f":"IF($A37>0,IF(ISNA(MATCH(EF$5,'Utilisation profile'!$F37:$CR37,0)),0,INDEX('Asset data'!$L37:$CX37,1,MATCH(EF$5,'Utilisation profile'!$F37:$CR37,0))),0)","v":4.7874048287500122},{"$f":"IF($A37>0,IF(ISNA(MATCH(EG$5,'Utilisation profile'!$F37:$CR37,0)),0,INDEX('Asset data'!$L37:$CX37,1,MATCH(EG$5,'Utilisation profile'!$F37:$CR37,0))),0)","v":4.7874048287500122},{"$f":"IF($A37>0,IF(ISNA(MATCH(EH$5,'Utilisation profile'!$F37:$CR37,0)),0,INDEX('Asset data'!$L37:$CX37,1,MATCH(EH$5,'Utilisation profile'!$F37:$CR37,0))),0)","v":4.7874048287500122},{"$f":"IF($A37>0,IF(ISNA(MATCH(EI$5,'Utilisation profile'!$F37:$CR37,0)),0,INDEX('Asset data'!$L37:$CX37,1,MATCH(EI$5,'Utilisation profile'!$F37:$CR37,0))),0)","v":4.7874048287500122},{"$f":"IF($A37>0,IF(ISNA(MATCH(EJ$5,'Utilisation profile'!$F37:$CR37,0)),0,INDEX('Asset data'!$L37:$CX37,1,MATCH(EJ$5,'Utilisation profile'!$F37:$CR37,0))),0)","v":4.7874048287500122},{"$f":"IF($A37>0,IF(ISNA(MATCH(EK$5,'Utilisation profile'!$F37:$CR37,0)),0,INDEX('Asset data'!$L37:$CX37,1,MATCH(EK$5,'Utilisation profile'!$F37:$CR37,0))),0)","v":4.7874048287500122},{"$f":"IF($A37>0,IF(ISNA(MATCH(EL$5,'Utilisation profile'!$F37:$CR37,0)),0,INDEX('Asset data'!$L37:$CX37,1,MATCH(EL$5,'Utilisation profile'!$F37:$CR37,0))),0)","v":4.7874048287500122},{"$f":"IF($A37>0,IF(ISNA(MATCH(EM$5,'Utilisation profile'!$F37:$CR37,0)),0,INDEX('Asset data'!$L37:$CX37,1,MATCH(EM$5,'Utilisation profile'!$F37:$CR37,0))),0)","v":4.7874048287500122},{"$f":"IF($A37>0,IF(ISNA(MATCH(EN$5,'Utilisation profile'!$F37:$CR37,0)),0,INDEX('Asset data'!$L37:$CX37,1,MATCH(EN$5,'Utilisation profile'!$F37:$CR37,0))),0)","v":4.7874048287500122},{"$f":"IF($A37>0,IF(ISNA(MATCH(EO$5,'Utilisation profile'!$F37:$CR37,0)),0,INDEX('Asset data'!$L37:$CX37,1,MATCH(EO$5,'Utilisation profile'!$F37:$CR37,0))),0)","v":4.7874048287500122},{"$f":"IF($A37>0,IF(ISNA(MATCH(EP$5,'Utilisation profile'!$F37:$CR37,0)),0,INDEX('Asset data'!$L37:$CX37,1,MATCH(EP$5,'Utilisation profile'!$F37:$CR37,0))),0)","v":4.7874048287500122},{"$f":"IF($A37>0,IF(ISNA(MATCH(EQ$5,'Utilisation profile'!$F37:$CR37,0)),0,INDEX('Asset data'!$L37:$CX37,1,MATCH(EQ$5,'Utilisation profile'!$F37:$CR37,0))),0)","v":4.7874048287500122},{"$f":"IF($A37>0,IF(ISNA(MATCH(ER$5,'Utilisation profile'!$F37:$CR37,0)),0,INDEX('Asset data'!$L37:$CX37,1,MATCH(ER$5,'Utilisation profile'!$F37:$CR37,0))),0)","v":4.7874048287500122},{"$f":"IF($A37>0,IF(ISNA(MATCH(ES$5,'Utilisation profile'!$F37:$CR37,0)),0,INDEX('Asset data'!$L37:$CX37,1,MATCH(ES$5,'Utilisation profile'!$F37:$CR37,0))),0)","v":4.7874048287500122},{"$f":"IF($A37>0,IF(ISNA(MATCH(ET$5,'Utilisation profile'!$F37:$CR37,0)),0,INDEX('Asset data'!$L37:$CX37,1,MATCH(ET$5,'Utilisation profile'!$F37:$CR37,0))),0)","v":4.7874048287500122},{"$f":"IF($A37>0,IF(ISNA(MATCH(EU$5,'Utilisation profile'!$F37:$CR37,0)),0,INDEX('Asset data'!$L37:$CX37,1,MATCH(EU$5,'Utilisation profile'!$F37:$CR37,0))),0)","v":4.7874048287500122},{"$f":"IF($A37>0,IF(ISNA(MATCH(EV$5,'Utilisation profile'!$F37:$CR37,0)),0,INDEX('Asset data'!$L37:$CX37,1,MATCH(EV$5,'Utilisation profile'!$F37:$CR37,0))),0)","v":4.7874048287500122},{"$f":"IF($A37>0,IF(ISNA(MATCH(EW$5,'Utilisation profile'!$F37:$CR37,0)),0,INDEX('Asset data'!$L37:$CX37,1,MATCH(EW$5,'Utilisation profile'!$F37:$CR37,0))),0)","v":4.7874048287500122},{"$f":"IF($A37>0,IF(ISNA(MATCH(EX$5,'Utilisation profile'!$F37:$CR37,0)),0,INDEX('Asset data'!$L37:$CX37,1,MATCH(EX$5,'Utilisation profile'!$F37:$CR37,0))),0)","v":0},{"$f":"IF($A37>0,IF(ISNA(MATCH(EY$5,'Utilisation profile'!$F37:$CR37,0)),0,INDEX('Asset data'!$L37:$CX37,1,MATCH(EY$5,'Utilisation profile'!$F37:$CR37,0))),0)","v":0},{"$f":"IF($A37>0,IF(ISNA(MATCH(EZ$5,'Utilisation profile'!$F37:$CR37,0)),0,INDEX('Asset data'!$L37:$CX37,1,MATCH(EZ$5,'Utilisation profile'!$F37:$CR37,0))),0)","v":0},{"$f":"IF($A37>0,IF(ISNA(MATCH(FA$5,'Utilisation profile'!$F37:$CR37,0)),0,INDEX('Asset data'!$L37:$CX37,1,MATCH(FA$5,'Utilisation profile'!$F37:$CR37,0))),0)","v":0}]
[{"$f":"'Asset data'!A38","v":0},{"$f":"'Asset data'!B38","v":0},{"$f":"'Asset data'!C38","v":0},{"$f":"'Asset data'!E38","v":0},{"$f":"'Asset data'!I38","v":0},{"$f":"IF($A38>0,'Utilisation profile'!CU38,0)","v":0},{"$f":"IF($A38>0,IF(ISNA(MATCH(G$5,'Utilisation profile'!$F38:$CR38,0)),0,INDEX('Asset data'!$L38:$CX38,1,MATCH(G$5,'Utilisation profile'!$F38:$CR38,0))),0)","v":0},{"$f":"IF($A38>0,IF(ISNA(MATCH(H$5,'Utilisation profile'!$F38:$CR38,0)),0,INDEX('Asset data'!$L38:$CX38,1,MATCH(H$5,'Utilisation profile'!$F38:$CR38,0))),0)","v":0},{"$f":"IF($A38>0,IF(ISNA(MATCH(I$5,'Utilisation profile'!$F38:$CR38,0)),0,INDEX('Asset data'!$L38:$CX38,1,MATCH(I$5,'Utilisation profile'!$F38:$CR38,0))),0)","v":0},{"$f":"IF($A38>0,IF(ISNA(MATCH(J$5,'Utilisation profile'!$F38:$CR38,0)),0,INDEX('Asset data'!$L38:$CX38,1,MATCH(J$5,'Utilisation profile'!$F38:$CR38,0))),0)","v":0},{"$f":"IF($A38>0,IF(ISNA(MATCH(K$5,'Utilisation profile'!$F38:$CR38,0)),0,INDEX('Asset data'!$L38:$CX38,1,MATCH(K$5,'Utilisation profile'!$F38:$CR38,0))),0)","v":0},{"$f":"IF($A38>0,IF(ISNA(MATCH(L$5,'Utilisation profile'!$F38:$CR38,0)),0,INDEX('Asset data'!$L38:$CX38,1,MATCH(L$5,'Utilisation profile'!$F38:$CR38,0))),0)","v":0},{"$f":"IF($A38>0,IF(ISNA(MATCH(M$5,'Utilisation profile'!$F38:$CR38,0)),0,INDEX('Asset data'!$L38:$CX38,1,MATCH(M$5,'Utilisation profile'!$F38:$CR38,0))),0)","v":0},{"$f":"IF($A38>0,IF(ISNA(MATCH(N$5,'Utilisation profile'!$F38:$CR38,0)),0,INDEX('Asset data'!$L38:$CX38,1,MATCH(N$5,'Utilisation profile'!$F38:$CR38,0))),0)","v":0},{"$f":"IF($A38>0,IF(ISNA(MATCH(O$5,'Utilisation profile'!$F38:$CR38,0)),0,INDEX('Asset data'!$L38:$CX38,1,MATCH(O$5,'Utilisation profile'!$F38:$CR38,0))),0)","v":0},{"$f":"IF($A38>0,IF(ISNA(MATCH(P$5,'Utilisation profile'!$F38:$CR38,0)),0,INDEX('Asset data'!$L38:$CX38,1,MATCH(P$5,'Utilisation profile'!$F38:$CR38,0))),0)","v":0},{"$f":"IF($A38>0,IF(ISNA(MATCH(Q$5,'Utilisation profile'!$F38:$CR38,0)),0,INDEX('Asset data'!$L38:$CX38,1,MATCH(Q$5,'Utilisation profile'!$F38:$CR38,0))),0)","v":0},{"$f":"IF($A38>0,IF(ISNA(MATCH(R$5,'Utilisation profile'!$F38:$CR38,0)),0,INDEX('Asset data'!$L38:$CX38,1,MATCH(R$5,'Utilisation profile'!$F38:$CR38,0))),0)","v":0},{"$f":"IF($A38>0,IF(ISNA(MATCH(S$5,'Utilisation profile'!$F38:$CR38,0)),0,INDEX('Asset data'!$L38:$CX38,1,MATCH(S$5,'Utilisation profile'!$F38:$CR38,0))),0)","v":0},{"$f":"IF($A38>0,IF(ISNA(MATCH(T$5,'Utilisation profile'!$F38:$CR38,0)),0,INDEX('Asset data'!$L38:$CX38,1,MATCH(T$5,'Utilisation profile'!$F38:$CR38,0))),0)","v":0},{"$f":"IF($A38>0,IF(ISNA(MATCH(U$5,'Utilisation profile'!$F38:$CR38,0)),0,INDEX('Asset data'!$L38:$CX38,1,MATCH(U$5,'Utilisation profile'!$F38:$CR38,0))),0)","v":0},{"$f":"IF($A38>0,IF(ISNA(MATCH(V$5,'Utilisation profile'!$F38:$CR38,0)),0,INDEX('Asset data'!$L38:$CX38,1,MATCH(V$5,'Utilisation profile'!$F38:$CR38,0))),0)","v":0},{"$f":"IF($A38>0,IF(ISNA(MATCH(W$5,'Utilisation profile'!$F38:$CR38,0)),0,INDEX('Asset data'!$L38:$CX38,1,MATCH(W$5,'Utilisation profile'!$F38:$CR38,0))),0)","v":0},{"$f":"IF($A38>0,IF(ISNA(MATCH(X$5,'Utilisation profile'!$F38:$CR38,0)),0,INDEX('Asset data'!$L38:$CX38,1,MATCH(X$5,'Utilisation profile'!$F38:$CR38,0))),0)","v":0},{"$f":"IF($A38>0,IF(ISNA(MATCH(Y$5,'Utilisation profile'!$F38:$CR38,0)),0,INDEX('Asset data'!$L38:$CX38,1,MATCH(Y$5,'Utilisation profile'!$F38:$CR38,0))),0)","v":0},{"$f":"IF($A38>0,IF(ISNA(MATCH(Z$5,'Utilisation profile'!$F38:$CR38,0)),0,INDEX('Asset data'!$L38:$CX38,1,MATCH(Z$5,'Utilisation profile'!$F38:$CR38,0))),0)","v":0},{"$f":"IF($A38>0,IF(ISNA(MATCH(AA$5,'Utilisation profile'!$F38:$CR38,0)),0,INDEX('Asset data'!$L38:$CX38,1,MATCH(AA$5,'Utilisation profile'!$F38:$CR38,0))),0)","v":0},{"$f":"IF($A38>0,IF(ISNA(MATCH(AB$5,'Utilisation profile'!$F38:$CR38,0)),0,INDEX('Asset data'!$L38:$CX38,1,MATCH(AB$5,'Utilisation profile'!$F38:$CR38,0))),0)","v":0},{"$f":"IF($A38>0,IF(ISNA(MATCH(AC$5,'Utilisation profile'!$F38:$CR38,0)),0,INDEX('Asset data'!$L38:$CX38,1,MATCH(AC$5,'Utilisation profile'!$F38:$CR38,0))),0)","v":0},{"$f":"IF($A38>0,IF(ISNA(MATCH(AD$5,'Utilisation profile'!$F38:$CR38,0)),0,INDEX('Asset data'!$L38:$CX38,1,MATCH(AD$5,'Utilisation profile'!$F38:$CR38,0))),0)","v":0},{"$f":"IF($A38>0,IF(ISNA(MATCH(AE$5,'Utilisation profile'!$F38:$CR38,0)),0,INDEX('Asset data'!$L38:$CX38,1,MATCH(AE$5,'Utilisation profile'!$F38:$CR38,0))),0)","v":0},{"$f":"IF($A38>0,IF(ISNA(MATCH(AF$5,'Utilisation profile'!$F38:$CR38,0)),0,INDEX('Asset data'!$L38:$CX38,1,MATCH(AF$5,'Utilisation profile'!$F38:$CR38,0))),0)","v":0},{"$f":"IF($A38>0,IF(ISNA(MATCH(AG$5,'Utilisation profile'!$F38:$CR38,0)),0,INDEX('Asset data'!$L38:$CX38,1,MATCH(AG$5,'Utilisation profile'!$F38:$CR38,0))),0)","v":0},{"$f":"IF($A38>0,IF(ISNA(MATCH(AH$5,'Utilisation profile'!$F38:$CR38,0)),0,INDEX('Asset data'!$L38:$CX38,1,MATCH(AH$5,'Utilisation profile'!$F38:$CR38,0))),0)","v":0},{"$f":"IF($A38>0,IF(ISNA(MATCH(AI$5,'Utilisation profile'!$F38:$CR38,0)),0,INDEX('Asset data'!$L38:$CX38,1,MATCH(AI$5,'Utilisation profile'!$F38:$CR38,0))),0)","v":0},{"$f":"IF($A38>0,IF(ISNA(MATCH(AJ$5,'Utilisation profile'!$F38:$CR38,0)),0,INDEX('Asset data'!$L38:$CX38,1,MATCH(AJ$5,'Utilisation profile'!$F38:$CR38,0))),0)","v":0},{"$f":"IF($A38>0,IF(ISNA(MATCH(AK$5,'Utilisation profile'!$F38:$CR38,0)),0,INDEX('Asset data'!$L38:$CX38,1,MATCH(AK$5,'Utilisation profile'!$F38:$CR38,0))),0)","v":0},{"$f":"IF($A38>0,IF(ISNA(MATCH(AL$5,'Utilisation profile'!$F38:$CR38,0)),0,INDEX('Asset data'!$L38:$CX38,1,MATCH(AL$5,'Utilisation profile'!$F38:$CR38,0))),0)","v":0},{"$f":"IF($A38>0,IF(ISNA(MATCH(AM$5,'Utilisation profile'!$F38:$CR38,0)),0,INDEX('Asset data'!$L38:$CX38,1,MATCH(AM$5,'Utilisation profile'!$F38:$CR38,0))),0)","v":0},{"$f":"IF($A38>0,IF(ISNA(MATCH(AN$5,'Utilisation profile'!$F38:$CR38,0)),0,INDEX('Asset data'!$L38:$CX38,1,MATCH(AN$5,'Utilisation profile'!$F38:$CR38,0))),0)","v":0},{"$f":"IF($A38>0,IF(ISNA(MATCH(AO$5,'Utilisation profile'!$F38:$CR38,0)),0,INDEX('Asset data'!$L38:$CX38,1,MATCH(AO$5,'Utilisation profile'!$F38:$CR38,0))),0)","v":0},{"$f":"IF($A38>0,IF(ISNA(MATCH(AP$5,'Utilisation profile'!$F38:$CR38,0)),0,INDEX('Asset data'!$L38:$CX38,1,MATCH(AP$5,'Utilisation profile'!$F38:$CR38,0))),0)","v":0},{"$f":"IF($A38>0,IF(ISNA(MATCH(AQ$5,'Utilisation profile'!$F38:$CR38,0)),0,INDEX('Asset data'!$L38:$CX38,1,MATCH(AQ$5,'Utilisation profile'!$F38:$CR38,0))),0)","v":0},{"$f":"IF($A38>0,IF(ISNA(MATCH(AR$5,'Utilisation profile'!$F38:$CR38,0)),0,INDEX('Asset data'!$L38:$CX38,1,MATCH(AR$5,'Utilisation profile'!$F38:$CR38,0))),0)","v":0},{"$f":"IF($A38>0,IF(ISNA(MATCH(AS$5,'Utilisation profile'!$F38:$CR38,0)),0,INDEX('Asset data'!$L38:$CX38,1,MATCH(AS$5,'Utilisation profile'!$F38:$CR38,0))),0)","v":0},{"$f":"IF($A38>0,IF(ISNA(MATCH(AT$5,'Utilisation profile'!$F38:$CR38,0)),0,INDEX('Asset data'!$L38:$CX38,1,MATCH(AT$5,'Utilisation profile'!$F38:$CR38,0))),0)","v":0},{"$f":"IF($A38>0,IF(ISNA(MATCH(AU$5,'Utilisation profile'!$F38:$CR38,0)),0,INDEX('Asset data'!$L38:$CX38,1,MATCH(AU$5,'Utilisation profile'!$F38:$CR38,0))),0)","v":0},{"$f":"IF($A38>0,IF(ISNA(MATCH(AV$5,'Utilisation profile'!$F38:$CR38,0)),0,INDEX('Asset data'!$L38:$CX38,1,MATCH(AV$5,'Utilisation profile'!$F38:$CR38,0))),0)","v":0},{"$f":"IF($A38>0,IF(ISNA(MATCH(AW$5,'Utilisation profile'!$F38:$CR38,0)),0,INDEX('Asset data'!$L38:$CX38,1,MATCH(AW$5,'Utilisation profile'!$F38:$CR38,0))),0)","v":0},{"$f":"IF($A38>0,IF(ISNA(MATCH(AX$5,'Utilisation profile'!$F38:$CR38,0)),0,INDEX('Asset data'!$L38:$CX38,1,MATCH(AX$5,'Utilisation profile'!$F38:$CR38,0))),0)","v":0},{"$f":"IF($A38>0,IF(ISNA(MATCH(AY$5,'Utilisation profile'!$F38:$CR38,0)),0,INDEX('Asset data'!$L38:$CX38,1,MATCH(AY$5,'Utilisation profile'!$F38:$CR38,0))),0)","v":0},{"$f":"IF($A38>0,IF(ISNA(MATCH(AZ$5,'Utilisation profile'!$F38:$CR38,0)),0,INDEX('Asset data'!$L38:$CX38,1,MATCH(AZ$5,'Utilisation profile'!$F38:$CR38,0))),0)","v":0},{"$f":"IF($A38>0,IF(ISNA(MATCH(BA$5,'Utilisation profile'!$F38:$CR38,0)),0,INDEX('Asset data'!$L38:$CX38,1,MATCH(BA$5,'Utilisation profile'!$F38:$CR38,0))),0)","v":0},{"$f":"IF($A38>0,IF(ISNA(MATCH(BB$5,'Utilisation profile'!$F38:$CR38,0)),0,INDEX('Asset data'!$L38:$CX38,1,MATCH(BB$5,'Utilisation profile'!$F38:$CR38,0))),0)","v":0},{"$f":"IF($A38>0,IF(ISNA(MATCH(BC$5,'Utilisation profile'!$F38:$CR38,0)),0,INDEX('Asset data'!$L38:$CX38,1,MATCH(BC$5,'Utilisation profile'!$F38:$CR38,0))),0)","v":0},{"$f":"IF($A38>0,IF(ISNA(MATCH(BD$5,'Utilisation profile'!$F38:$CR38,0)),0,INDEX('Asset data'!$L38:$CX38,1,MATCH(BD$5,'Utilisation profile'!$F38:$CR38,0))),0)","v":0},{"$f":"IF($A38>0,IF(ISNA(MATCH(BE$5,'Utilisation profile'!$F38:$CR38,0)),0,INDEX('Asset data'!$L38:$CX38,1,MATCH(BE$5,'Utilisation profile'!$F38:$CR38,0))),0)","v":0},{"$f":"IF($A38>0,IF(ISNA(MATCH(BF$5,'Utilisation profile'!$F38:$CR38,0)),0,INDEX('Asset data'!$L38:$CX38,1,MATCH(BF$5,'Utilisation profile'!$F38:$CR38,0))),0)","v":0},{"$f":"IF($A38>0,IF(ISNA(MATCH(BG$5,'Utilisation profile'!$F38:$CR38,0)),0,INDEX('Asset data'!$L38:$CX38,1,MATCH(BG$5,'Utilisation profile'!$F38:$CR38,0))),0)","v":0},{"$f":"IF($A38>0,IF(ISNA(MATCH(BH$5,'Utilisation profile'!$F38:$CR38,0)),0,INDEX('Asset data'!$L38:$CX38,1,MATCH(BH$5,'Utilisation profile'!$F38:$CR38,0))),0)","v":0},{"$f":"IF($A38>0,IF(ISNA(MATCH(BI$5,'Utilisation profile'!$F38:$CR38,0)),0,INDEX('Asset data'!$L38:$CX38,1,MATCH(BI$5,'Utilisation profile'!$F38:$CR38,0))),0)","v":0},{"$f":"IF($A38>0,IF(ISNA(MATCH(BJ$5,'Utilisation profile'!$F38:$CR38,0)),0,INDEX('Asset data'!$L38:$CX38,1,MATCH(BJ$5,'Utilisation profile'!$F38:$CR38,0))),0)","v":0},{"$f":"IF($A38>0,IF(ISNA(MATCH(BK$5,'Utilisation profile'!$F38:$CR38,0)),0,INDEX('Asset data'!$L38:$CX38,1,MATCH(BK$5,'Utilisation profile'!$F38:$CR38,0))),0)","v":0},{"$f":"IF($A38>0,IF(ISNA(MATCH(BL$5,'Utilisation profile'!$F38:$CR38,0)),0,INDEX('Asset data'!$L38:$CX38,1,MATCH(BL$5,'Utilisation profile'!$F38:$CR38,0))),0)","v":0},{"$f":"IF($A38>0,IF(ISNA(MATCH(BM$5,'Utilisation profile'!$F38:$CR38,0)),0,INDEX('Asset data'!$L38:$CX38,1,MATCH(BM$5,'Utilisation profile'!$F38:$CR38,0))),0)","v":0},{"$f":"IF($A38>0,IF(ISNA(MATCH(BN$5,'Utilisation profile'!$F38:$CR38,0)),0,INDEX('Asset data'!$L38:$CX38,1,MATCH(BN$5,'Utilisation profile'!$F38:$CR38,0))),0)","v":0},{"$f":"IF($A38>0,IF(ISNA(MATCH(BO$5,'Utilisation profile'!$F38:$CR38,0)),0,INDEX('Asset data'!$L38:$CX38,1,MATCH(BO$5,'Utilisation profile'!$F38:$CR38,0))),0)","v":0},{"$f":"IF($A38>0,IF(ISNA(MATCH(BP$5,'Utilisation profile'!$F38:$CR38,0)),0,INDEX('Asset data'!$L38:$CX38,1,MATCH(BP$5,'Utilisation profile'!$F38:$CR38,0))),0)","v":0},{"$f":"IF($A38>0,IF(ISNA(MATCH(BQ$5,'Utilisation profile'!$F38:$CR38,0)),0,INDEX('Asset data'!$L38:$CX38,1,MATCH(BQ$5,'Utilisation profile'!$F38:$CR38,0))),0)","v":0},{"$f":"IF($A38>0,IF(ISNA(MATCH(BR$5,'Utilisation profile'!$F38:$CR38,0)),0,INDEX('Asset data'!$L38:$CX38,1,MATCH(BR$5,'Utilisation profile'!$F38:$CR38,0))),0)","v":0},{"$f":"IF($A38>0,IF(ISNA(MATCH(BS$5,'Utilisation profile'!$F38:$CR38,0)),0,INDEX('Asset data'!$L38:$CX38,1,MATCH(BS$5,'Utilisation profile'!$F38:$CR38,0))),0)","v":0},{"$f":"IF($A38>0,IF(ISNA(MATCH(BT$5,'Utilisation profile'!$F38:$CR38,0)),0,INDEX('Asset data'!$L38:$CX38,1,MATCH(BT$5,'Utilisation profile'!$F38:$CR38,0))),0)","v":0},{"$f":"IF($A38>0,IF(ISNA(MATCH(BU$5,'Utilisation profile'!$F38:$CR38,0)),0,INDEX('Asset data'!$L38:$CX38,1,MATCH(BU$5,'Utilisation profile'!$F38:$CR38,0))),0)","v":0},{"$f":"IF($A38>0,IF(ISNA(MATCH(BV$5,'Utilisation profile'!$F38:$CR38,0)),0,INDEX('Asset data'!$L38:$CX38,1,MATCH(BV$5,'Utilisation profile'!$F38:$CR38,0))),0)","v":0},{"$f":"IF($A38>0,IF(ISNA(MATCH(BW$5,'Utilisation profile'!$F38:$CR38,0)),0,INDEX('Asset data'!$L38:$CX38,1,MATCH(BW$5,'Utilisation profile'!$F38:$CR38,0))),0)","v":0},{"$f":"IF($A38>0,IF(ISNA(MATCH(BX$5,'Utilisation profile'!$F38:$CR38,0)),0,INDEX('Asset data'!$L38:$CX38,1,MATCH(BX$5,'Utilisation profile'!$F38:$CR38,0))),0)","v":0},{"$f":"IF($A38>0,IF(ISNA(MATCH(BY$5,'Utilisation profile'!$F38:$CR38,0)),0,INDEX('Asset data'!$L38:$CX38,1,MATCH(BY$5,'Utilisation profile'!$F38:$CR38,0))),0)","v":0},{"$f":"IF($A38>0,IF(ISNA(MATCH(BZ$5,'Utilisation profile'!$F38:$CR38,0)),0,INDEX('Asset data'!$L38:$CX38,1,MATCH(BZ$5,'Utilisation profile'!$F38:$CR38,0))),0)","v":0},{"$f":"IF($A38>0,IF(ISNA(MATCH(CA$5,'Utilisation profile'!$F38:$CR38,0)),0,INDEX('Asset data'!$L38:$CX38,1,MATCH(CA$5,'Utilisation profile'!$F38:$CR38,0))),0)","v":0},{"$f":"IF($A38>0,IF(ISNA(MATCH(CB$5,'Utilisation profile'!$F38:$CR38,0)),0,INDEX('Asset data'!$L38:$CX38,1,MATCH(CB$5,'Utilisation profile'!$F38:$CR38,0))),0)","v":0},{"$f":"IF($A38>0,IF(ISNA(MATCH(CC$5,'Utilisation profile'!$F38:$CR38,0)),0,INDEX('Asset data'!$L38:$CX38,1,MATCH(CC$5,'Utilisation profile'!$F38:$CR38,0))),0)","v":0},{"$f":"IF($A38>0,IF(ISNA(MATCH(CD$5,'Utilisation profile'!$F38:$CR38,0)),0,INDEX('Asset data'!$L38:$CX38,1,MATCH(CD$5,'Utilisation profile'!$F38:$CR38,0))),0)","v":0},{"$f":"IF($A38>0,IF(ISNA(MATCH(CE$5,'Utilisation profile'!$F38:$CR38,0)),0,INDEX('Asset data'!$L38:$CX38,1,MATCH(CE$5,'Utilisation profile'!$F38:$CR38,0))),0)","v":0},{"$f":"IF($A38>0,IF(ISNA(MATCH(CF$5,'Utilisation profile'!$F38:$CR38,0)),0,INDEX('Asset data'!$L38:$CX38,1,MATCH(CF$5,'Utilisation profile'!$F38:$CR38,0))),0)","v":0},{"$f":"IF($A38>0,IF(ISNA(MATCH(CG$5,'Utilisation profile'!$F38:$CR38,0)),0,INDEX('Asset data'!$L38:$CX38,1,MATCH(CG$5,'Utilisation profile'!$F38:$CR38,0))),0)","v":0},{"$f":"IF($A38>0,IF(ISNA(MATCH(CH$5,'Utilisation profile'!$F38:$CR38,0)),0,INDEX('Asset data'!$L38:$CX38,1,MATCH(CH$5,'Utilisation profile'!$F38:$CR38,0))),0)","v":0},{"$f":"IF($A38>0,IF(ISNA(MATCH(CI$5,'Utilisation profile'!$F38:$CR38,0)),0,INDEX('Asset data'!$L38:$CX38,1,MATCH(CI$5,'Utilisation profile'!$F38:$CR38,0))),0)","v":0},{"$f":"IF($A38>0,IF(ISNA(MATCH(CJ$5,'Utilisation profile'!$F38:$CR38,0)),0,INDEX('Asset data'!$L38:$CX38,1,MATCH(CJ$5,'Utilisation profile'!$F38:$CR38,0))),0)","v":0},{"$f":"IF($A38>0,IF(ISNA(MATCH(CK$5,'Utilisation profile'!$F38:$CR38,0)),0,INDEX('Asset data'!$L38:$CX38,1,MATCH(CK$5,'Utilisation profile'!$F38:$CR38,0))),0)","v":0},{"$f":"IF($A38>0,IF(ISNA(MATCH(CL$5,'Utilisation profile'!$F38:$CR38,0)),0,INDEX('Asset data'!$L38:$CX38,1,MATCH(CL$5,'Utilisation profile'!$F38:$CR38,0))),0)","v":0},{"$f":"IF($A38>0,IF(ISNA(MATCH(CM$5,'Utilisation profile'!$F38:$CR38,0)),0,INDEX('Asset data'!$L38:$CX38,1,MATCH(CM$5,'Utilisation profile'!$F38:$CR38,0))),0)","v":0},{"$f":"IF($A38>0,IF(ISNA(MATCH(CN$5,'Utilisation profile'!$F38:$CR38,0)),0,INDEX('Asset data'!$L38:$CX38,1,MATCH(CN$5,'Utilisation profile'!$F38:$CR38,0))),0)","v":0},{"$f":"IF($A38>0,IF(ISNA(MATCH(CO$5,'Utilisation profile'!$F38:$CR38,0)),0,INDEX('Asset data'!$L38:$CX38,1,MATCH(CO$5,'Utilisation profile'!$F38:$CR38,0))),0)","v":0},{"$f":"IF($A38>0,IF(ISNA(MATCH(CP$5,'Utilisation profile'!$F38:$CR38,0)),0,INDEX('Asset data'!$L38:$CX38,1,MATCH(CP$5,'Utilisation profile'!$F38:$CR38,0))),0)","v":0},{"$f":"IF($A38>0,IF(ISNA(MATCH(CQ$5,'Utilisation profile'!$F38:$CR38,0)),0,INDEX('Asset data'!$L38:$CX38,1,MATCH(CQ$5,'Utilisation profile'!$F38:$CR38,0))),0)","v":0},{"$f":"IF($A38>0,IF(ISNA(MATCH(CR$5,'Utilisation profile'!$F38:$CR38,0)),0,INDEX('Asset data'!$L38:$CX38,1,MATCH(CR$5,'Utilisation profile'!$F38:$CR38,0))),0)","v":0},{"$f":"IF($A38>0,IF(ISNA(MATCH(CS$5,'Utilisation profile'!$F38:$CR38,0)),0,INDEX('Asset data'!$L38:$CX38,1,MATCH(CS$5,'Utilisation profile'!$F38:$CR38,0))),0)","v":0},{"$f":"IF($A38>0,IF(ISNA(MATCH(CT$5,'Utilisation profile'!$F38:$CR38,0)),0,INDEX('Asset data'!$L38:$CX38,1,MATCH(CT$5,'Utilisation profile'!$F38:$CR38,0))),0)","v":0},{"$f":"IF($A38>0,IF(ISNA(MATCH(CU$5,'Utilisation profile'!$F38:$CR38,0)),0,INDEX('Asset data'!$L38:$CX38,1,MATCH(CU$5,'Utilisation profile'!$F38:$CR38,0))),0)","v":0},{"$f":"IF($A38>0,IF(ISNA(MATCH(CV$5,'Utilisation profile'!$F38:$CR38,0)),0,INDEX('Asset data'!$L38:$CX38,1,MATCH(CV$5,'Utilisation profile'!$F38:$CR38,0))),0)","v":0},{"$f":"IF($A38>0,IF(ISNA(MATCH(CW$5,'Utilisation profile'!$F38:$CR38,0)),0,INDEX('Asset data'!$L38:$CX38,1,MATCH(CW$5,'Utilisation profile'!$F38:$CR38,0))),0)","v":0},{"$f":"IF($A38>0,IF(ISNA(MATCH(CX$5,'Utilisation profile'!$F38:$CR38,0)),0,INDEX('Asset data'!$L38:$CX38,1,MATCH(CX$5,'Utilisation profile'!$F38:$CR38,0))),0)","v":0},{"$f":"IF($A38>0,IF(ISNA(MATCH(CY$5,'Utilisation profile'!$F38:$CR38,0)),0,INDEX('Asset data'!$L38:$CX38,1,MATCH(CY$5,'Utilisation profile'!$F38:$CR38,0))),0)","v":0},{"$f":"IF($A38>0,IF(ISNA(MATCH(CZ$5,'Utilisation profile'!$F38:$CR38,0)),0,INDEX('Asset data'!$L38:$CX38,1,MATCH(CZ$5,'Utilisation profile'!$F38:$CR38,0))),0)","v":0},{"$f":"IF($A38>0,IF(ISNA(MATCH(DA$5,'Utilisation profile'!$F38:$CR38,0)),0,INDEX('Asset data'!$L38:$CX38,1,MATCH(DA$5,'Utilisation profile'!$F38:$CR38,0))),0)","v":0},{"$f":"IF($A38>0,IF(ISNA(MATCH(DB$5,'Utilisation profile'!$F38:$CR38,0)),0,INDEX('Asset data'!$L38:$CX38,1,MATCH(DB$5,'Utilisation profile'!$F38:$CR38,0))),0)","v":0},{"$f":"IF($A38>0,IF(ISNA(MATCH(DC$5,'Utilisation profile'!$F38:$CR38,0)),0,INDEX('Asset data'!$L38:$CX38,1,MATCH(DC$5,'Utilisation profile'!$F38:$CR38,0))),0)","v":0},{"$f":"IF($A38>0,IF(ISNA(MATCH(DD$5,'Utilisation profile'!$F38:$CR38,0)),0,INDEX('Asset data'!$L38:$CX38,1,MATCH(DD$5,'Utilisation profile'!$F38:$CR38,0))),0)","v":0},{"$f":"IF($A38>0,IF(ISNA(MATCH(DE$5,'Utilisation profile'!$F38:$CR38,0)),0,INDEX('Asset data'!$L38:$CX38,1,MATCH(DE$5,'Utilisation profile'!$F38:$CR38,0))),0)","v":0},{"$f":"IF($A38>0,IF(ISNA(MATCH(DF$5,'Utilisation profile'!$F38:$CR38,0)),0,INDEX('Asset data'!$L38:$CX38,1,MATCH(DF$5,'Utilisation profile'!$F38:$CR38,0))),0)","v":0},{"$f":"IF($A38>0,IF(ISNA(MATCH(DG$5,'Utilisation profile'!$F38:$CR38,0)),0,INDEX('Asset data'!$L38:$CX38,1,MATCH(DG$5,'Utilisation profile'!$F38:$CR38,0))),0)","v":0},{"$f":"IF($A38>0,IF(ISNA(MATCH(DH$5,'Utilisation profile'!$F38:$CR38,0)),0,INDEX('Asset data'!$L38:$CX38,1,MATCH(DH$5,'Utilisation profile'!$F38:$CR38,0))),0)","v":0},{"$f":"IF($A38>0,IF(ISNA(MATCH(DI$5,'Utilisation profile'!$F38:$CR38,0)),0,INDEX('Asset data'!$L38:$CX38,1,MATCH(DI$5,'Utilisation profile'!$F38:$CR38,0))),0)","v":0},{"$f":"IF($A38>0,IF(ISNA(MATCH(DJ$5,'Utilisation profile'!$F38:$CR38,0)),0,INDEX('Asset data'!$L38:$CX38,1,MATCH(DJ$5,'Utilisation profile'!$F38:$CR38,0))),0)","v":0},{"$f":"IF($A38>0,IF(ISNA(MATCH(DK$5,'Utilisation profile'!$F38:$CR38,0)),0,INDEX('Asset data'!$L38:$CX38,1,MATCH(DK$5,'Utilisation profile'!$F38:$CR38,0))),0)","v":0},{"$f":"IF($A38>0,IF(ISNA(MATCH(DL$5,'Utilisation profile'!$F38:$CR38,0)),0,INDEX('Asset data'!$L38:$CX38,1,MATCH(DL$5,'Utilisation profile'!$F38:$CR38,0))),0)","v":0},{"$f":"IF($A38>0,IF(ISNA(MATCH(DM$5,'Utilisation profile'!$F38:$CR38,0)),0,INDEX('Asset data'!$L38:$CX38,1,MATCH(DM$5,'Utilisation profile'!$F38:$CR38,0))),0)","v":0},{"$f":"IF($A38>0,IF(ISNA(MATCH(DN$5,'Utilisation profile'!$F38:$CR38,0)),0,INDEX('Asset data'!$L38:$CX38,1,MATCH(DN$5,'Utilisation profile'!$F38:$CR38,0))),0)","v":0},{"$f":"IF($A38>0,IF(ISNA(MATCH(DO$5,'Utilisation profile'!$F38:$CR38,0)),0,INDEX('Asset data'!$L38:$CX38,1,MATCH(DO$5,'Utilisation profile'!$F38:$CR38,0))),0)","v":0},{"$f":"IF($A38>0,IF(ISNA(MATCH(DP$5,'Utilisation profile'!$F38:$CR38,0)),0,INDEX('Asset data'!$L38:$CX38,1,MATCH(DP$5,'Utilisation profile'!$F38:$CR38,0))),0)","v":0},{"$f":"IF($A38>0,IF(ISNA(MATCH(DQ$5,'Utilisation profile'!$F38:$CR38,0)),0,INDEX('Asset data'!$L38:$CX38,1,MATCH(DQ$5,'Utilisation profile'!$F38:$CR38,0))),0)","v":0},{"$f":"IF($A38>0,IF(ISNA(MATCH(DR$5,'Utilisation profile'!$F38:$CR38,0)),0,INDEX('Asset data'!$L38:$CX38,1,MATCH(DR$5,'Utilisation profile'!$F38:$CR38,0))),0)","v":0},{"$f":"IF($A38>0,IF(ISNA(MATCH(DS$5,'Utilisation profile'!$F38:$CR38,0)),0,INDEX('Asset data'!$L38:$CX38,1,MATCH(DS$5,'Utilisation profile'!$F38:$CR38,0))),0)","v":0},{"$f":"IF($A38>0,IF(ISNA(MATCH(DT$5,'Utilisation profile'!$F38:$CR38,0)),0,INDEX('Asset data'!$L38:$CX38,1,MATCH(DT$5,'Utilisation profile'!$F38:$CR38,0))),0)","v":0},{"$f":"IF($A38>0,IF(ISNA(MATCH(DU$5,'Utilisation profile'!$F38:$CR38,0)),0,INDEX('Asset data'!$L38:$CX38,1,MATCH(DU$5,'Utilisation profile'!$F38:$CR38,0))),0)","v":0},{"$f":"IF($A38>0,IF(ISNA(MATCH(DV$5,'Utilisation profile'!$F38:$CR38,0)),0,INDEX('Asset data'!$L38:$CX38,1,MATCH(DV$5,'Utilisation profile'!$F38:$CR38,0))),0)","v":0},{"$f":"IF($A38>0,IF(ISNA(MATCH(DW$5,'Utilisation profile'!$F38:$CR38,0)),0,INDEX('Asset data'!$L38:$CX38,1,MATCH(DW$5,'Utilisation profile'!$F38:$CR38,0))),0)","v":0},{"$f":"IF($A38>0,IF(ISNA(MATCH(DX$5,'Utilisation profile'!$F38:$CR38,0)),0,INDEX('Asset data'!$L38:$CX38,1,MATCH(DX$5,'Utilisation profile'!$F38:$CR38,0))),0)","v":0},{"$f":"IF($A38>0,IF(ISNA(MATCH(DY$5,'Utilisation profile'!$F38:$CR38,0)),0,INDEX('Asset data'!$L38:$CX38,1,MATCH(DY$5,'Utilisation profile'!$F38:$CR38,0))),0)","v":0},{"$f":"IF($A38>0,IF(ISNA(MATCH(DZ$5,'Utilisation profile'!$F38:$CR38,0)),0,INDEX('Asset data'!$L38:$CX38,1,MATCH(DZ$5,'Utilisation profile'!$F38:$CR38,0))),0)","v":0},{"$f":"IF($A38>0,IF(ISNA(MATCH(EA$5,'Utilisation profile'!$F38:$CR38,0)),0,INDEX('Asset data'!$L38:$CX38,1,MATCH(EA$5,'Utilisation profile'!$F38:$CR38,0))),0)","v":0},{"$f":"IF($A38>0,IF(ISNA(MATCH(EB$5,'Utilisation profile'!$F38:$CR38,0)),0,INDEX('Asset data'!$L38:$CX38,1,MATCH(EB$5,'Utilisation profile'!$F38:$CR38,0))),0)","v":0},{"$f":"IF($A38>0,IF(ISNA(MATCH(EC$5,'Utilisation profile'!$F38:$CR38,0)),0,INDEX('Asset data'!$L38:$CX38,1,MATCH(EC$5,'Utilisation profile'!$F38:$CR38,0))),0)","v":0},{"$f":"IF($A38>0,IF(ISNA(MATCH(ED$5,'Utilisation profile'!$F38:$CR38,0)),0,INDEX('Asset data'!$L38:$CX38,1,MATCH(ED$5,'Utilisation profile'!$F38:$CR38,0))),0)","v":0},{"$f":"IF($A38>0,IF(ISNA(MATCH(EE$5,'Utilisation profile'!$F38:$CR38,0)),0,INDEX('Asset data'!$L38:$CX38,1,MATCH(EE$5,'Utilisation profile'!$F38:$CR38,0))),0)","v":0},{"$f":"IF($A38>0,IF(ISNA(MATCH(EF$5,'Utilisation profile'!$F38:$CR38,0)),0,INDEX('Asset data'!$L38:$CX38,1,MATCH(EF$5,'Utilisation profile'!$F38:$CR38,0))),0)","v":0},{"$f":"IF($A38>0,IF(ISNA(MATCH(EG$5,'Utilisation profile'!$F38:$CR38,0)),0,INDEX('Asset data'!$L38:$CX38,1,MATCH(EG$5,'Utilisation profile'!$F38:$CR38,0))),0)","v":0},{"$f":"IF($A38>0,IF(ISNA(MATCH(EH$5,'Utilisation profile'!$F38:$CR38,0)),0,INDEX('Asset data'!$L38:$CX38,1,MATCH(EH$5,'Utilisation profile'!$F38:$CR38,0))),0)","v":0},{"$f":"IF($A38>0,IF(ISNA(MATCH(EI$5,'Utilisation profile'!$F38:$CR38,0)),0,INDEX('Asset data'!$L38:$CX38,1,MATCH(EI$5,'Utilisation profile'!$F38:$CR38,0))),0)","v":0},{"$f":"IF($A38>0,IF(ISNA(MATCH(EJ$5,'Utilisation profile'!$F38:$CR38,0)),0,INDEX('Asset data'!$L38:$CX38,1,MATCH(EJ$5,'Utilisation profile'!$F38:$CR38,0))),0)","v":0},{"$f":"IF($A38>0,IF(ISNA(MATCH(EK$5,'Utilisation profile'!$F38:$CR38,0)),0,INDEX('Asset data'!$L38:$CX38,1,MATCH(EK$5,'Utilisation profile'!$F38:$CR38,0))),0)","v":0},{"$f":"IF($A38>0,IF(ISNA(MATCH(EL$5,'Utilisation profile'!$F38:$CR38,0)),0,INDEX('Asset data'!$L38:$CX38,1,MATCH(EL$5,'Utilisation profile'!$F38:$CR38,0))),0)","v":0},{"$f":"IF($A38>0,IF(ISNA(MATCH(EM$5,'Utilisation profile'!$F38:$CR38,0)),0,INDEX('Asset data'!$L38:$CX38,1,MATCH(EM$5,'Utilisation profile'!$F38:$CR38,0))),0)","v":0},{"$f":"IF($A38>0,IF(ISNA(MATCH(EN$5,'Utilisation profile'!$F38:$CR38,0)),0,INDEX('Asset data'!$L38:$CX38,1,MATCH(EN$5,'Utilisation profile'!$F38:$CR38,0))),0)","v":0},{"$f":"IF($A38>0,IF(ISNA(MATCH(EO$5,'Utilisation profile'!$F38:$CR38,0)),0,INDEX('Asset data'!$L38:$CX38,1,MATCH(EO$5,'Utilisation profile'!$F38:$CR38,0))),0)","v":0},{"$f":"IF($A38>0,IF(ISNA(MATCH(EP$5,'Utilisation profile'!$F38:$CR38,0)),0,INDEX('Asset data'!$L38:$CX38,1,MATCH(EP$5,'Utilisation profile'!$F38:$CR38,0))),0)","v":0},{"$f":"IF($A38>0,IF(ISNA(MATCH(EQ$5,'Utilisation profile'!$F38:$CR38,0)),0,INDEX('Asset data'!$L38:$CX38,1,MATCH(EQ$5,'Utilisation profile'!$F38:$CR38,0))),0)","v":0},{"$f":"IF($A38>0,IF(ISNA(MATCH(ER$5,'Utilisation profile'!$F38:$CR38,0)),0,INDEX('Asset data'!$L38:$CX38,1,MATCH(ER$5,'Utilisation profile'!$F38:$CR38,0))),0)","v":0},{"$f":"IF($A38>0,IF(ISNA(MATCH(ES$5,'Utilisation profile'!$F38:$CR38,0)),0,INDEX('Asset data'!$L38:$CX38,1,MATCH(ES$5,'Utilisation profile'!$F38:$CR38,0))),0)","v":0},{"$f":"IF($A38>0,IF(ISNA(MATCH(ET$5,'Utilisation profile'!$F38:$CR38,0)),0,INDEX('Asset data'!$L38:$CX38,1,MATCH(ET$5,'Utilisation profile'!$F38:$CR38,0))),0)","v":0},{"$f":"IF($A38>0,IF(ISNA(MATCH(EU$5,'Utilisation profile'!$F38:$CR38,0)),0,INDEX('Asset data'!$L38:$CX38,1,MATCH(EU$5,'Utilisation profile'!$F38:$CR38,0))),0)","v":0},{"$f":"IF($A38>0,IF(ISNA(MATCH(EV$5,'Utilisation profile'!$F38:$CR38,0)),0,INDEX('Asset data'!$L38:$CX38,1,MATCH(EV$5,'Utilisation profile'!$F38:$CR38,0))),0)","v":0},{"$f":"IF($A38>0,IF(ISNA(MATCH(EW$5,'Utilisation profile'!$F38:$CR38,0)),0,INDEX('Asset data'!$L38:$CX38,1,MATCH(EW$5,'Utilisation profile'!$F38:$CR38,0))),0)","v":0},{"$f":"IF($A38>0,IF(ISNA(MATCH(EX$5,'Utilisation profile'!$F38:$CR38,0)),0,INDEX('Asset data'!$L38:$CX38,1,MATCH(EX$5,'Utilisation profile'!$F38:$CR38,0))),0)","v":0},{"$f":"IF($A38>0,IF(ISNA(MATCH(EY$5,'Utilisation profile'!$F38:$CR38,0)),0,INDEX('Asset data'!$L38:$CX38,1,MATCH(EY$5,'Utilisation profile'!$F38:$CR38,0))),0)","v":0},{"$f":"IF($A38>0,IF(ISNA(MATCH(EZ$5,'Utilisation profile'!$F38:$CR38,0)),0,INDEX('Asset data'!$L38:$CX38,1,MATCH(EZ$5,'Utilisation profile'!$F38:$CR38,0))),0)","v":0},{"$f":"IF($A38>0,IF(ISNA(MATCH(FA$5,'Utilisation profile'!$F38:$CR38,0)),0,INDEX('Asset data'!$L38:$CX38,1,MATCH(FA$5,'Utilisation profile'!$F38:$CR38,0))),0)","v":0}]
[{"$f":"'Asset data'!A39","v":0},{"$f":"'Asset data'!B39","v":0},{"$f":"'Asset data'!C39","v":0},{"$f":"'Asset data'!E39","v":0},{"$f":"'Asset data'!I39","v":0},{"$f":"IF($A39>0,'Utilisation profile'!CU39,0)","v":0},{"$f":"IF($A39>0,IF(ISNA(MATCH(G$5,'Utilisation profile'!$F39:$CR39,0)),0,INDEX('Asset data'!$L39:$CX39,1,MATCH(G$5,'Utilisation profile'!$F39:$CR39,0))),0)","v":0},{"$f":"IF($A39>0,IF(ISNA(MATCH(H$5,'Utilisation profile'!$F39:$CR39,0)),0,INDEX('Asset data'!$L39:$CX39,1,MATCH(H$5,'Utilisation profile'!$F39:$CR39,0))),0)","v":0},{"$f":"IF($A39>0,IF(ISNA(MATCH(I$5,'Utilisation profile'!$F39:$CR39,0)),0,INDEX('Asset data'!$L39:$CX39,1,MATCH(I$5,'Utilisation profile'!$F39:$CR39,0))),0)","v":0},{"$f":"IF($A39>0,IF(ISNA(MATCH(J$5,'Utilisation profile'!$F39:$CR39,0)),0,INDEX('Asset data'!$L39:$CX39,1,MATCH(J$5,'Utilisation profile'!$F39:$CR39,0))),0)","v":0},{"$f":"IF($A39>0,IF(ISNA(MATCH(K$5,'Utilisation profile'!$F39:$CR39,0)),0,INDEX('Asset data'!$L39:$CX39,1,MATCH(K$5,'Utilisation profile'!$F39:$CR39,0))),0)","v":0},{"$f":"IF($A39>0,IF(ISNA(MATCH(L$5,'Utilisation profile'!$F39:$CR39,0)),0,INDEX('Asset data'!$L39:$CX39,1,MATCH(L$5,'Utilisation profile'!$F39:$CR39,0))),0)","v":0},{"$f":"IF($A39>0,IF(ISNA(MATCH(M$5,'Utilisation profile'!$F39:$CR39,0)),0,INDEX('Asset data'!$L39:$CX39,1,MATCH(M$5,'Utilisation profile'!$F39:$CR39,0))),0)","v":0},{"$f":"IF($A39>0,IF(ISNA(MATCH(N$5,'Utilisation profile'!$F39:$CR39,0)),0,INDEX('Asset data'!$L39:$CX39,1,MATCH(N$5,'Utilisation profile'!$F39:$CR39,0))),0)","v":0},{"$f":"IF($A39>0,IF(ISNA(MATCH(O$5,'Utilisation profile'!$F39:$CR39,0)),0,INDEX('Asset data'!$L39:$CX39,1,MATCH(O$5,'Utilisation profile'!$F39:$CR39,0))),0)","v":0},{"$f":"IF($A39>0,IF(ISNA(MATCH(P$5,'Utilisation profile'!$F39:$CR39,0)),0,INDEX('Asset data'!$L39:$CX39,1,MATCH(P$5,'Utilisation profile'!$F39:$CR39,0))),0)","v":0},{"$f":"IF($A39>0,IF(ISNA(MATCH(Q$5,'Utilisation profile'!$F39:$CR39,0)),0,INDEX('Asset data'!$L39:$CX39,1,MATCH(Q$5,'Utilisation profile'!$F39:$CR39,0))),0)","v":0},{"$f":"IF($A39>0,IF(ISNA(MATCH(R$5,'Utilisation profile'!$F39:$CR39,0)),0,INDEX('Asset data'!$L39:$CX39,1,MATCH(R$5,'Utilisation profile'!$F39:$CR39,0))),0)","v":0},{"$f":"IF($A39>0,IF(ISNA(MATCH(S$5,'Utilisation profile'!$F39:$CR39,0)),0,INDEX('Asset data'!$L39:$CX39,1,MATCH(S$5,'Utilisation profile'!$F39:$CR39,0))),0)","v":0},{"$f":"IF($A39>0,IF(ISNA(MATCH(T$5,'Utilisation profile'!$F39:$CR39,0)),0,INDEX('Asset data'!$L39:$CX39,1,MATCH(T$5,'Utilisation profile'!$F39:$CR39,0))),0)","v":0},{"$f":"IF($A39>0,IF(ISNA(MATCH(U$5,'Utilisation profile'!$F39:$CR39,0)),0,INDEX('Asset data'!$L39:$CX39,1,MATCH(U$5,'Utilisation profile'!$F39:$CR39,0))),0)","v":0},{"$f":"IF($A39>0,IF(ISNA(MATCH(V$5,'Utilisation profile'!$F39:$CR39,0)),0,INDEX('Asset data'!$L39:$CX39,1,MATCH(V$5,'Utilisation profile'!$F39:$CR39,0))),0)","v":0},{"$f":"IF($A39>0,IF(ISNA(MATCH(W$5,'Utilisation profile'!$F39:$CR39,0)),0,INDEX('Asset data'!$L39:$CX39,1,MATCH(W$5,'Utilisation profile'!$F39:$CR39,0))),0)","v":0},{"$f":"IF($A39>0,IF(ISNA(MATCH(X$5,'Utilisation profile'!$F39:$CR39,0)),0,INDEX('Asset data'!$L39:$CX39,1,MATCH(X$5,'Utilisation profile'!$F39:$CR39,0))),0)","v":0},{"$f":"IF($A39>0,IF(ISNA(MATCH(Y$5,'Utilisation profile'!$F39:$CR39,0)),0,INDEX('Asset data'!$L39:$CX39,1,MATCH(Y$5,'Utilisation profile'!$F39:$CR39,0))),0)","v":0},{"$f":"IF($A39>0,IF(ISNA(MATCH(Z$5,'Utilisation profile'!$F39:$CR39,0)),0,INDEX('Asset data'!$L39:$CX39,1,MATCH(Z$5,'Utilisation profile'!$F39:$CR39,0))),0)","v":0},{"$f":"IF($A39>0,IF(ISNA(MATCH(AA$5,'Utilisation profile'!$F39:$CR39,0)),0,INDEX('Asset data'!$L39:$CX39,1,MATCH(AA$5,'Utilisation profile'!$F39:$CR39,0))),0)","v":0},{"$f":"IF($A39>0,IF(ISNA(MATCH(AB$5,'Utilisation profile'!$F39:$CR39,0)),0,INDEX('Asset data'!$L39:$CX39,1,MATCH(AB$5,'Utilisation profile'!$F39:$CR39,0))),0)","v":0},{"$f":"IF($A39>0,IF(ISNA(MATCH(AC$5,'Utilisation profile'!$F39:$CR39,0)),0,INDEX('Asset data'!$L39:$CX39,1,MATCH(AC$5,'Utilisation profile'!$F39:$CR39,0))),0)","v":0},{"$f":"IF($A39>0,IF(ISNA(MATCH(AD$5,'Utilisation profile'!$F39:$CR39,0)),0,INDEX('Asset data'!$L39:$CX39,1,MATCH(AD$5,'Utilisation profile'!$F39:$CR39,0))),0)","v":0},{"$f":"IF($A39>0,IF(ISNA(MATCH(AE$5,'Utilisation profile'!$F39:$CR39,0)),0,INDEX('Asset data'!$L39:$CX39,1,MATCH(AE$5,'Utilisation profile'!$F39:$CR39,0))),0)","v":0},{"$f":"IF($A39>0,IF(ISNA(MATCH(AF$5,'Utilisation profile'!$F39:$CR39,0)),0,INDEX('Asset data'!$L39:$CX39,1,MATCH(AF$5,'Utilisation profile'!$F39:$CR39,0))),0)","v":0},{"$f":"IF($A39>0,IF(ISNA(MATCH(AG$5,'Utilisation profile'!$F39:$CR39,0)),0,INDEX('Asset data'!$L39:$CX39,1,MATCH(AG$5,'Utilisation profile'!$F39:$CR39,0))),0)","v":0},{"$f":"IF($A39>0,IF(ISNA(MATCH(AH$5,'Utilisation profile'!$F39:$CR39,0)),0,INDEX('Asset data'!$L39:$CX39,1,MATCH(AH$5,'Utilisation profile'!$F39:$CR39,0))),0)","v":0},{"$f":"IF($A39>0,IF(ISNA(MATCH(AI$5,'Utilisation profile'!$F39:$CR39,0)),0,INDEX('Asset data'!$L39:$CX39,1,MATCH(AI$5,'Utilisation profile'!$F39:$CR39,0))),0)","v":0},{"$f":"IF($A39>0,IF(ISNA(MATCH(AJ$5,'Utilisation profile'!$F39:$CR39,0)),0,INDEX('Asset data'!$L39:$CX39,1,MATCH(AJ$5,'Utilisation profile'!$F39:$CR39,0))),0)","v":0},{"$f":"IF($A39>0,IF(ISNA(MATCH(AK$5,'Utilisation profile'!$F39:$CR39,0)),0,INDEX('Asset data'!$L39:$CX39,1,MATCH(AK$5,'Utilisation profile'!$F39:$CR39,0))),0)","v":0},{"$f":"IF($A39>0,IF(ISNA(MATCH(AL$5,'Utilisation profile'!$F39:$CR39,0)),0,INDEX('Asset data'!$L39:$CX39,1,MATCH(AL$5,'Utilisation profile'!$F39:$CR39,0))),0)","v":0},{"$f":"IF($A39>0,IF(ISNA(MATCH(AM$5,'Utilisation profile'!$F39:$CR39,0)),0,INDEX('Asset data'!$L39:$CX39,1,MATCH(AM$5,'Utilisation profile'!$F39:$CR39,0))),0)","v":0},{"$f":"IF($A39>0,IF(ISNA(MATCH(AN$5,'Utilisation profile'!$F39:$CR39,0)),0,INDEX('Asset data'!$L39:$CX39,1,MATCH(AN$5,'Utilisation profile'!$F39:$CR39,0))),0)","v":0},{"$f":"IF($A39>0,IF(ISNA(MATCH(AO$5,'Utilisation profile'!$F39:$CR39,0)),0,INDEX('Asset data'!$L39:$CX39,1,MATCH(AO$5,'Utilisation profile'!$F39:$CR39,0))),0)","v":0},{"$f":"IF($A39>0,IF(ISNA(MATCH(AP$5,'Utilisation profile'!$F39:$CR39,0)),0,INDEX('Asset data'!$L39:$CX39,1,MATCH(AP$5,'Utilisation profile'!$F39:$CR39,0))),0)","v":0},{"$f":"IF($A39>0,IF(ISNA(MATCH(AQ$5,'Utilisation profile'!$F39:$CR39,0)),0,INDEX('Asset data'!$L39:$CX39,1,MATCH(AQ$5,'Utilisation profile'!$F39:$CR39,0))),0)","v":0},{"$f":"IF($A39>0,IF(ISNA(MATCH(AR$5,'Utilisation profile'!$F39:$CR39,0)),0,INDEX('Asset data'!$L39:$CX39,1,MATCH(AR$5,'Utilisation profile'!$F39:$CR39,0))),0)","v":0},{"$f":"IF($A39>0,IF(ISNA(MATCH(AS$5,'Utilisation profile'!$F39:$CR39,0)),0,INDEX('Asset data'!$L39:$CX39,1,MATCH(AS$5,'Utilisation profile'!$F39:$CR39,0))),0)","v":0},{"$f":"IF($A39>0,IF(ISNA(MATCH(AT$5,'Utilisation profile'!$F39:$CR39,0)),0,INDEX('Asset data'!$L39:$CX39,1,MATCH(AT$5,'Utilisation profile'!$F39:$CR39,0))),0)","v":0},{"$f":"IF($A39>0,IF(ISNA(MATCH(AU$5,'Utilisation profile'!$F39:$CR39,0)),0,INDEX('Asset data'!$L39:$CX39,1,MATCH(AU$5,'Utilisation profile'!$F39:$CR39,0))),0)","v":0},{"$f":"IF($A39>0,IF(ISNA(MATCH(AV$5,'Utilisation profile'!$F39:$CR39,0)),0,INDEX('Asset data'!$L39:$CX39,1,MATCH(AV$5,'Utilisation profile'!$F39:$CR39,0))),0)","v":0},{"$f":"IF($A39>0,IF(ISNA(MATCH(AW$5,'Utilisation profile'!$F39:$CR39,0)),0,INDEX('Asset data'!$L39:$CX39,1,MATCH(AW$5,'Utilisation profile'!$F39:$CR39,0))),0)","v":0},{"$f":"IF($A39>0,IF(ISNA(MATCH(AX$5,'Utilisation profile'!$F39:$CR39,0)),0,INDEX('Asset data'!$L39:$CX39,1,MATCH(AX$5,'Utilisation profile'!$F39:$CR39,0))),0)","v":0},{"$f":"IF($A39>0,IF(ISNA(MATCH(AY$5,'Utilisation profile'!$F39:$CR39,0)),0,INDEX('Asset data'!$L39:$CX39,1,MATCH(AY$5,'Utilisation profile'!$F39:$CR39,0))),0)","v":0},{"$f":"IF($A39>0,IF(ISNA(MATCH(AZ$5,'Utilisation profile'!$F39:$CR39,0)),0,INDEX('Asset data'!$L39:$CX39,1,MATCH(AZ$5,'Utilisation profile'!$F39:$CR39,0))),0)","v":0},{"$f":"IF($A39>0,IF(ISNA(MATCH(BA$5,'Utilisation profile'!$F39:$CR39,0)),0,INDEX('Asset data'!$L39:$CX39,1,MATCH(BA$5,'Utilisation profile'!$F39:$CR39,0))),0)","v":0},{"$f":"IF($A39>0,IF(ISNA(MATCH(BB$5,'Utilisation profile'!$F39:$CR39,0)),0,INDEX('Asset data'!$L39:$CX39,1,MATCH(BB$5,'Utilisation profile'!$F39:$CR39,0))),0)","v":0},{"$f":"IF($A39>0,IF(ISNA(MATCH(BC$5,'Utilisation profile'!$F39:$CR39,0)),0,INDEX('Asset data'!$L39:$CX39,1,MATCH(BC$5,'Utilisation profile'!$F39:$CR39,0))),0)","v":0},{"$f":"IF($A39>0,IF(ISNA(MATCH(BD$5,'Utilisation profile'!$F39:$CR39,0)),0,INDEX('Asset data'!$L39:$CX39,1,MATCH(BD$5,'Utilisation profile'!$F39:$CR39,0))),0)","v":0},{"$f":"IF($A39>0,IF(ISNA(MATCH(BE$5,'Utilisation profile'!$F39:$CR39,0)),0,INDEX('Asset data'!$L39:$CX39,1,MATCH(BE$5,'Utilisation profile'!$F39:$CR39,0))),0)","v":0},{"$f":"IF($A39>0,IF(ISNA(MATCH(BF$5,'Utilisation profile'!$F39:$CR39,0)),0,INDEX('Asset data'!$L39:$CX39,1,MATCH(BF$5,'Utilisation profile'!$F39:$CR39,0))),0)","v":0},{"$f":"IF($A39>0,IF(ISNA(MATCH(BG$5,'Utilisation profile'!$F39:$CR39,0)),0,INDEX('Asset data'!$L39:$CX39,1,MATCH(BG$5,'Utilisation profile'!$F39:$CR39,0))),0)","v":0},{"$f":"IF($A39>0,IF(ISNA(MATCH(BH$5,'Utilisation profile'!$F39:$CR39,0)),0,INDEX('Asset data'!$L39:$CX39,1,MATCH(BH$5,'Utilisation profile'!$F39:$CR39,0))),0)","v":0},{"$f":"IF($A39>0,IF(ISNA(MATCH(BI$5,'Utilisation profile'!$F39:$CR39,0)),0,INDEX('Asset data'!$L39:$CX39,1,MATCH(BI$5,'Utilisation profile'!$F39:$CR39,0))),0)","v":0},{"$f":"IF($A39>0,IF(ISNA(MATCH(BJ$5,'Utilisation profile'!$F39:$CR39,0)),0,INDEX('Asset data'!$L39:$CX39,1,MATCH(BJ$5,'Utilisation profile'!$F39:$CR39,0))),0)","v":0},{"$f":"IF($A39>0,IF(ISNA(MATCH(BK$5,'Utilisation profile'!$F39:$CR39,0)),0,INDEX('Asset data'!$L39:$CX39,1,MATCH(BK$5,'Utilisation profile'!$F39:$CR39,0))),0)","v":0},{"$f":"IF($A39>0,IF(ISNA(MATCH(BL$5,'Utilisation profile'!$F39:$CR39,0)),0,INDEX('Asset data'!$L39:$CX39,1,MATCH(BL$5,'Utilisation profile'!$F39:$CR39,0))),0)","v":0},{"$f":"IF($A39>0,IF(ISNA(MATCH(BM$5,'Utilisation profile'!$F39:$CR39,0)),0,INDEX('Asset data'!$L39:$CX39,1,MATCH(BM$5,'Utilisation profile'!$F39:$CR39,0))),0)","v":0},{"$f":"IF($A39>0,IF(ISNA(MATCH(BN$5,'Utilisation profile'!$F39:$CR39,0)),0,INDEX('Asset data'!$L39:$CX39,1,MATCH(BN$5,'Utilisation profile'!$F39:$CR39,0))),0)","v":0},{"$f":"IF($A39>0,IF(ISNA(MATCH(BO$5,'Utilisation profile'!$F39:$CR39,0)),0,INDEX('Asset data'!$L39:$CX39,1,MATCH(BO$5,'Utilisation profile'!$F39:$CR39,0))),0)","v":0},{"$f":"IF($A39>0,IF(ISNA(MATCH(BP$5,'Utilisation profile'!$F39:$CR39,0)),0,INDEX('Asset data'!$L39:$CX39,1,MATCH(BP$5,'Utilisation profile'!$F39:$CR39,0))),0)","v":0},{"$f":"IF($A39>0,IF(ISNA(MATCH(BQ$5,'Utilisation profile'!$F39:$CR39,0)),0,INDEX('Asset data'!$L39:$CX39,1,MATCH(BQ$5,'Utilisation profile'!$F39:$CR39,0))),0)","v":0},{"$f":"IF($A39>0,IF(ISNA(MATCH(BR$5,'Utilisation profile'!$F39:$CR39,0)),0,INDEX('Asset data'!$L39:$CX39,1,MATCH(BR$5,'Utilisation profile'!$F39:$CR39,0))),0)","v":0},{"$f":"IF($A39>0,IF(ISNA(MATCH(BS$5,'Utilisation profile'!$F39:$CR39,0)),0,INDEX('Asset data'!$L39:$CX39,1,MATCH(BS$5,'Utilisation profile'!$F39:$CR39,0))),0)","v":0},{"$f":"IF($A39>0,IF(ISNA(MATCH(BT$5,'Utilisation profile'!$F39:$CR39,0)),0,INDEX('Asset data'!$L39:$CX39,1,MATCH(BT$5,'Utilisation profile'!$F39:$CR39,0))),0)","v":0},{"$f":"IF($A39>0,IF(ISNA(MATCH(BU$5,'Utilisation profile'!$F39:$CR39,0)),0,INDEX('Asset data'!$L39:$CX39,1,MATCH(BU$5,'Utilisation profile'!$F39:$CR39,0))),0)","v":0},{"$f":"IF($A39>0,IF(ISNA(MATCH(BV$5,'Utilisation profile'!$F39:$CR39,0)),0,INDEX('Asset data'!$L39:$CX39,1,MATCH(BV$5,'Utilisation profile'!$F39:$CR39,0))),0)","v":0},{"$f":"IF($A39>0,IF(ISNA(MATCH(BW$5,'Utilisation profile'!$F39:$CR39,0)),0,INDEX('Asset data'!$L39:$CX39,1,MATCH(BW$5,'Utilisation profile'!$F39:$CR39,0))),0)","v":0},{"$f":"IF($A39>0,IF(ISNA(MATCH(BX$5,'Utilisation profile'!$F39:$CR39,0)),0,INDEX('Asset data'!$L39:$CX39,1,MATCH(BX$5,'Utilisation profile'!$F39:$CR39,0))),0)","v":0},{"$f":"IF($A39>0,IF(ISNA(MATCH(BY$5,'Utilisation profile'!$F39:$CR39,0)),0,INDEX('Asset data'!$L39:$CX39,1,MATCH(BY$5,'Utilisation profile'!$F39:$CR39,0))),0)","v":0},{"$f":"IF($A39>0,IF(ISNA(MATCH(BZ$5,'Utilisation profile'!$F39:$CR39,0)),0,INDEX('Asset data'!$L39:$CX39,1,MATCH(BZ$5,'Utilisation profile'!$F39:$CR39,0))),0)","v":0},{"$f":"IF($A39>0,IF(ISNA(MATCH(CA$5,'Utilisation profile'!$F39:$CR39,0)),0,INDEX('Asset data'!$L39:$CX39,1,MATCH(CA$5,'Utilisation profile'!$F39:$CR39,0))),0)","v":0},{"$f":"IF($A39>0,IF(ISNA(MATCH(CB$5,'Utilisation profile'!$F39:$CR39,0)),0,INDEX('Asset data'!$L39:$CX39,1,MATCH(CB$5,'Utilisation profile'!$F39:$CR39,0))),0)","v":0},{"$f":"IF($A39>0,IF(ISNA(MATCH(CC$5,'Utilisation profile'!$F39:$CR39,0)),0,INDEX('Asset data'!$L39:$CX39,1,MATCH(CC$5,'Utilisation profile'!$F39:$CR39,0))),0)","v":0},{"$f":"IF($A39>0,IF(ISNA(MATCH(CD$5,'Utilisation profile'!$F39:$CR39,0)),0,INDEX('Asset data'!$L39:$CX39,1,MATCH(CD$5,'Utilisation profile'!$F39:$CR39,0))),0)","v":0},{"$f":"IF($A39>0,IF(ISNA(MATCH(CE$5,'Utilisation profile'!$F39:$CR39,0)),0,INDEX('Asset data'!$L39:$CX39,1,MATCH(CE$5,'Utilisation profile'!$F39:$CR39,0))),0)","v":0},{"$f":"IF($A39>0,IF(ISNA(MATCH(CF$5,'Utilisation profile'!$F39:$CR39,0)),0,INDEX('Asset data'!$L39:$CX39,1,MATCH(CF$5,'Utilisation profile'!$F39:$CR39,0))),0)","v":0},{"$f":"IF($A39>0,IF(ISNA(MATCH(CG$5,'Utilisation profile'!$F39:$CR39,0)),0,INDEX('Asset data'!$L39:$CX39,1,MATCH(CG$5,'Utilisation profile'!$F39:$CR39,0))),0)","v":0},{"$f":"IF($A39>0,IF(ISNA(MATCH(CH$5,'Utilisation profile'!$F39:$CR39,0)),0,INDEX('Asset data'!$L39:$CX39,1,MATCH(CH$5,'Utilisation profile'!$F39:$CR39,0))),0)","v":0},{"$f":"IF($A39>0,IF(ISNA(MATCH(CI$5,'Utilisation profile'!$F39:$CR39,0)),0,INDEX('Asset data'!$L39:$CX39,1,MATCH(CI$5,'Utilisation profile'!$F39:$CR39,0))),0)","v":0},{"$f":"IF($A39>0,IF(ISNA(MATCH(CJ$5,'Utilisation profile'!$F39:$CR39,0)),0,INDEX('Asset data'!$L39:$CX39,1,MATCH(CJ$5,'Utilisation profile'!$F39:$CR39,0))),0)","v":0},{"$f":"IF($A39>0,IF(ISNA(MATCH(CK$5,'Utilisation profile'!$F39:$CR39,0)),0,INDEX('Asset data'!$L39:$CX39,1,MATCH(CK$5,'Utilisation profile'!$F39:$CR39,0))),0)","v":0},{"$f":"IF($A39>0,IF(ISNA(MATCH(CL$5,'Utilisation profile'!$F39:$CR39,0)),0,INDEX('Asset data'!$L39:$CX39,1,MATCH(CL$5,'Utilisation profile'!$F39:$CR39,0))),0)","v":0},{"$f":"IF($A39>0,IF(ISNA(MATCH(CM$5,'Utilisation profile'!$F39:$CR39,0)),0,INDEX('Asset data'!$L39:$CX39,1,MATCH(CM$5,'Utilisation profile'!$F39:$CR39,0))),0)","v":0},{"$f":"IF($A39>0,IF(ISNA(MATCH(CN$5,'Utilisation profile'!$F39:$CR39,0)),0,INDEX('Asset data'!$L39:$CX39,1,MATCH(CN$5,'Utilisation profile'!$F39:$CR39,0))),0)","v":0},{"$f":"IF($A39>0,IF(ISNA(MATCH(CO$5,'Utilisation profile'!$F39:$CR39,0)),0,INDEX('Asset data'!$L39:$CX39,1,MATCH(CO$5,'Utilisation profile'!$F39:$CR39,0))),0)","v":0},{"$f":"IF($A39>0,IF(ISNA(MATCH(CP$5,'Utilisation profile'!$F39:$CR39,0)),0,INDEX('Asset data'!$L39:$CX39,1,MATCH(CP$5,'Utilisation profile'!$F39:$CR39,0))),0)","v":0},{"$f":"IF($A39>0,IF(ISNA(MATCH(CQ$5,'Utilisation profile'!$F39:$CR39,0)),0,INDEX('Asset data'!$L39:$CX39,1,MATCH(CQ$5,'Utilisation profile'!$F39:$CR39,0))),0)","v":0},{"$f":"IF($A39>0,IF(ISNA(MATCH(CR$5,'Utilisation profile'!$F39:$CR39,0)),0,INDEX('Asset data'!$L39:$CX39,1,MATCH(CR$5,'Utilisation profile'!$F39:$CR39,0))),0)","v":0},{"$f":"IF($A39>0,IF(ISNA(MATCH(CS$5,'Utilisation profile'!$F39:$CR39,0)),0,INDEX('Asset data'!$L39:$CX39,1,MATCH(CS$5,'Utilisation profile'!$F39:$CR39,0))),0)","v":0},{"$f":"IF($A39>0,IF(ISNA(MATCH(CT$5,'Utilisation profile'!$F39:$CR39,0)),0,INDEX('Asset data'!$L39:$CX39,1,MATCH(CT$5,'Utilisation profile'!$F39:$CR39,0))),0)","v":0},{"$f":"IF($A39>0,IF(ISNA(MATCH(CU$5,'Utilisation profile'!$F39:$CR39,0)),0,INDEX('Asset data'!$L39:$CX39,1,MATCH(CU$5,'Utilisation profile'!$F39:$CR39,0))),0)","v":0},{"$f":"IF($A39>0,IF(ISNA(MATCH(CV$5,'Utilisation profile'!$F39:$CR39,0)),0,INDEX('Asset data'!$L39:$CX39,1,MATCH(CV$5,'Utilisation profile'!$F39:$CR39,0))),0)","v":0},{"$f":"IF($A39>0,IF(ISNA(MATCH(CW$5,'Utilisation profile'!$F39:$CR39,0)),0,INDEX('Asset data'!$L39:$CX39,1,MATCH(CW$5,'Utilisation profile'!$F39:$CR39,0))),0)","v":0},{"$f":"IF($A39>0,IF(ISNA(MATCH(CX$5,'Utilisation profile'!$F39:$CR39,0)),0,INDEX('Asset data'!$L39:$CX39,1,MATCH(CX$5,'Utilisation profile'!$F39:$CR39,0))),0)","v":0},{"$f":"IF($A39>0,IF(ISNA(MATCH(CY$5,'Utilisation profile'!$F39:$CR39,0)),0,INDEX('Asset data'!$L39:$CX39,1,MATCH(CY$5,'Utilisation profile'!$F39:$CR39,0))),0)","v":0},{"$f":"IF($A39>0,IF(ISNA(MATCH(CZ$5,'Utilisation profile'!$F39:$CR39,0)),0,INDEX('Asset data'!$L39:$CX39,1,MATCH(CZ$5,'Utilisation profile'!$F39:$CR39,0))),0)","v":0},{"$f":"IF($A39>0,IF(ISNA(MATCH(DA$5,'Utilisation profile'!$F39:$CR39,0)),0,INDEX('Asset data'!$L39:$CX39,1,MATCH(DA$5,'Utilisation profile'!$F39:$CR39,0))),0)","v":0},{"$f":"IF($A39>0,IF(ISNA(MATCH(DB$5,'Utilisation profile'!$F39:$CR39,0)),0,INDEX('Asset data'!$L39:$CX39,1,MATCH(DB$5,'Utilisation profile'!$F39:$CR39,0))),0)","v":0},{"$f":"IF($A39>0,IF(ISNA(MATCH(DC$5,'Utilisation profile'!$F39:$CR39,0)),0,INDEX('Asset data'!$L39:$CX39,1,MATCH(DC$5,'Utilisation profile'!$F39:$CR39,0))),0)","v":0},{"$f":"IF($A39>0,IF(ISNA(MATCH(DD$5,'Utilisation profile'!$F39:$CR39,0)),0,INDEX('Asset data'!$L39:$CX39,1,MATCH(DD$5,'Utilisation profile'!$F39:$CR39,0))),0)","v":0},{"$f":"IF($A39>0,IF(ISNA(MATCH(DE$5,'Utilisation profile'!$F39:$CR39,0)),0,INDEX('Asset data'!$L39:$CX39,1,MATCH(DE$5,'Utilisation profile'!$F39:$CR39,0))),0)","v":0},{"$f":"IF($A39>0,IF(ISNA(MATCH(DF$5,'Utilisation profile'!$F39:$CR39,0)),0,INDEX('Asset data'!$L39:$CX39,1,MATCH(DF$5,'Utilisation profile'!$F39:$CR39,0))),0)","v":0},{"$f":"IF($A39>0,IF(ISNA(MATCH(DG$5,'Utilisation profile'!$F39:$CR39,0)),0,INDEX('Asset data'!$L39:$CX39,1,MATCH(DG$5,'Utilisation profile'!$F39:$CR39,0))),0)","v":0},{"$f":"IF($A39>0,IF(ISNA(MATCH(DH$5,'Utilisation profile'!$F39:$CR39,0)),0,INDEX('Asset data'!$L39:$CX39,1,MATCH(DH$5,'Utilisation profile'!$F39:$CR39,0))),0)","v":0},{"$f":"IF($A39>0,IF(ISNA(MATCH(DI$5,'Utilisation profile'!$F39:$CR39,0)),0,INDEX('Asset data'!$L39:$CX39,1,MATCH(DI$5,'Utilisation profile'!$F39:$CR39,0))),0)","v":0},{"$f":"IF($A39>0,IF(ISNA(MATCH(DJ$5,'Utilisation profile'!$F39:$CR39,0)),0,INDEX('Asset data'!$L39:$CX39,1,MATCH(DJ$5,'Utilisation profile'!$F39:$CR39,0))),0)","v":0},{"$f":"IF($A39>0,IF(ISNA(MATCH(DK$5,'Utilisation profile'!$F39:$CR39,0)),0,INDEX('Asset data'!$L39:$CX39,1,MATCH(DK$5,'Utilisation profile'!$F39:$CR39,0))),0)","v":0},{"$f":"IF($A39>0,IF(ISNA(MATCH(DL$5,'Utilisation profile'!$F39:$CR39,0)),0,INDEX('Asset data'!$L39:$CX39,1,MATCH(DL$5,'Utilisation profile'!$F39:$CR39,0))),0)","v":0},{"$f":"IF($A39>0,IF(ISNA(MATCH(DM$5,'Utilisation profile'!$F39:$CR39,0)),0,INDEX('Asset data'!$L39:$CX39,1,MATCH(DM$5,'Utilisation profile'!$F39:$CR39,0))),0)","v":0},{"$f":"IF($A39>0,IF(ISNA(MATCH(DN$5,'Utilisation profile'!$F39:$CR39,0)),0,INDEX('Asset data'!$L39:$CX39,1,MATCH(DN$5,'Utilisation profile'!$F39:$CR39,0))),0)","v":0},{"$f":"IF($A39>0,IF(ISNA(MATCH(DO$5,'Utilisation profile'!$F39:$CR39,0)),0,INDEX('Asset data'!$L39:$CX39,1,MATCH(DO$5,'Utilisation profile'!$F39:$CR39,0))),0)","v":0},{"$f":"IF($A39>0,IF(ISNA(MATCH(DP$5,'Utilisation profile'!$F39:$CR39,0)),0,INDEX('Asset data'!$L39:$CX39,1,MATCH(DP$5,'Utilisation profile'!$F39:$CR39,0))),0)","v":0},{"$f":"IF($A39>0,IF(ISNA(MATCH(DQ$5,'Utilisation profile'!$F39:$CR39,0)),0,INDEX('Asset data'!$L39:$CX39,1,MATCH(DQ$5,'Utilisation profile'!$F39:$CR39,0))),0)","v":0},{"$f":"IF($A39>0,IF(ISNA(MATCH(DR$5,'Utilisation profile'!$F39:$CR39,0)),0,INDEX('Asset data'!$L39:$CX39,1,MATCH(DR$5,'Utilisation profile'!$F39:$CR39,0))),0)","v":0},{"$f":"IF($A39>0,IF(ISNA(MATCH(DS$5,'Utilisation profile'!$F39:$CR39,0)),0,INDEX('Asset data'!$L39:$CX39,1,MATCH(DS$5,'Utilisation profile'!$F39:$CR39,0))),0)","v":0},{"$f":"IF($A39>0,IF(ISNA(MATCH(DT$5,'Utilisation profile'!$F39:$CR39,0)),0,INDEX('Asset data'!$L39:$CX39,1,MATCH(DT$5,'Utilisation profile'!$F39:$CR39,0))),0)","v":0},{"$f":"IF($A39>0,IF(ISNA(MATCH(DU$5,'Utilisation profile'!$F39:$CR39,0)),0,INDEX('Asset data'!$L39:$CX39,1,MATCH(DU$5,'Utilisation profile'!$F39:$CR39,0))),0)","v":0},{"$f":"IF($A39>0,IF(ISNA(MATCH(DV$5,'Utilisation profile'!$F39:$CR39,0)),0,INDEX('Asset data'!$L39:$CX39,1,MATCH(DV$5,'Utilisation profile'!$F39:$CR39,0))),0)","v":0},{"$f":"IF($A39>0,IF(ISNA(MATCH(DW$5,'Utilisation profile'!$F39:$CR39,0)),0,INDEX('Asset data'!$L39:$CX39,1,MATCH(DW$5,'Utilisation profile'!$F39:$CR39,0))),0)","v":0},{"$f":"IF($A39>0,IF(ISNA(MATCH(DX$5,'Utilisation profile'!$F39:$CR39,0)),0,INDEX('Asset data'!$L39:$CX39,1,MATCH(DX$5,'Utilisation profile'!$F39:$CR39,0))),0)","v":0},{"$f":"IF($A39>0,IF(ISNA(MATCH(DY$5,'Utilisation profile'!$F39:$CR39,0)),0,INDEX('Asset data'!$L39:$CX39,1,MATCH(DY$5,'Utilisation profile'!$F39:$CR39,0))),0)","v":0},{"$f":"IF($A39>0,IF(ISNA(MATCH(DZ$5,'Utilisation profile'!$F39:$CR39,0)),0,INDEX('Asset data'!$L39:$CX39,1,MATCH(DZ$5,'Utilisation profile'!$F39:$CR39,0))),0)","v":0},{"$f":"IF($A39>0,IF(ISNA(MATCH(EA$5,'Utilisation profile'!$F39:$CR39,0)),0,INDEX('Asset data'!$L39:$CX39,1,MATCH(EA$5,'Utilisation profile'!$F39:$CR39,0))),0)","v":0},{"$f":"IF($A39>0,IF(ISNA(MATCH(EB$5,'Utilisation profile'!$F39:$CR39,0)),0,INDEX('Asset data'!$L39:$CX39,1,MATCH(EB$5,'Utilisation profile'!$F39:$CR39,0))),0)","v":0},{"$f":"IF($A39>0,IF(ISNA(MATCH(EC$5,'Utilisation profile'!$F39:$CR39,0)),0,INDEX('Asset data'!$L39:$CX39,1,MATCH(EC$5,'Utilisation profile'!$F39:$CR39,0))),0)","v":0},{"$f":"IF($A39>0,IF(ISNA(MATCH(ED$5,'Utilisation profile'!$F39:$CR39,0)),0,INDEX('Asset data'!$L39:$CX39,1,MATCH(ED$5,'Utilisation profile'!$F39:$CR39,0))),0)","v":0},{"$f":"IF($A39>0,IF(ISNA(MATCH(EE$5,'Utilisation profile'!$F39:$CR39,0)),0,INDEX('Asset data'!$L39:$CX39,1,MATCH(EE$5,'Utilisation profile'!$F39:$CR39,0))),0)","v":0},{"$f":"IF($A39>0,IF(ISNA(MATCH(EF$5,'Utilisation profile'!$F39:$CR39,0)),0,INDEX('Asset data'!$L39:$CX39,1,MATCH(EF$5,'Utilisation profile'!$F39:$CR39,0))),0)","v":0},{"$f":"IF($A39>0,IF(ISNA(MATCH(EG$5,'Utilisation profile'!$F39:$CR39,0)),0,INDEX('Asset data'!$L39:$CX39,1,MATCH(EG$5,'Utilisation profile'!$F39:$CR39,0))),0)","v":0},{"$f":"IF($A39>0,IF(ISNA(MATCH(EH$5,'Utilisation profile'!$F39:$CR39,0)),0,INDEX('Asset data'!$L39:$CX39,1,MATCH(EH$5,'Utilisation profile'!$F39:$CR39,0))),0)","v":0},{"$f":"IF($A39>0,IF(ISNA(MATCH(EI$5,'Utilisation profile'!$F39:$CR39,0)),0,INDEX('Asset data'!$L39:$CX39,1,MATCH(EI$5,'Utilisation profile'!$F39:$CR39,0))),0)","v":0},{"$f":"IF($A39>0,IF(ISNA(MATCH(EJ$5,'Utilisation profile'!$F39:$CR39,0)),0,INDEX('Asset data'!$L39:$CX39,1,MATCH(EJ$5,'Utilisation profile'!$F39:$CR39,0))),0)","v":0},{"$f":"IF($A39>0,IF(ISNA(MATCH(EK$5,'Utilisation profile'!$F39:$CR39,0)),0,INDEX('Asset data'!$L39:$CX39,1,MATCH(EK$5,'Utilisation profile'!$F39:$CR39,0))),0)","v":0},{"$f":"IF($A39>0,IF(ISNA(MATCH(EL$5,'Utilisation profile'!$F39:$CR39,0)),0,INDEX('Asset data'!$L39:$CX39,1,MATCH(EL$5,'Utilisation profile'!$F39:$CR39,0))),0)","v":0},{"$f":"IF($A39>0,IF(ISNA(MATCH(EM$5,'Utilisation profile'!$F39:$CR39,0)),0,INDEX('Asset data'!$L39:$CX39,1,MATCH(EM$5,'Utilisation profile'!$F39:$CR39,0))),0)","v":0},{"$f":"IF($A39>0,IF(ISNA(MATCH(EN$5,'Utilisation profile'!$F39:$CR39,0)),0,INDEX('Asset data'!$L39:$CX39,1,MATCH(EN$5,'Utilisation profile'!$F39:$CR39,0))),0)","v":0},{"$f":"IF($A39>0,IF(ISNA(MATCH(EO$5,'Utilisation profile'!$F39:$CR39,0)),0,INDEX('Asset data'!$L39:$CX39,1,MATCH(EO$5,'Utilisation profile'!$F39:$CR39,0))),0)","v":0},{"$f":"IF($A39>0,IF(ISNA(MATCH(EP$5,'Utilisation profile'!$F39:$CR39,0)),0,INDEX('Asset data'!$L39:$CX39,1,MATCH(EP$5,'Utilisation profile'!$F39:$CR39,0))),0)","v":0},{"$f":"IF($A39>0,IF(ISNA(MATCH(EQ$5,'Utilisation profile'!$F39:$CR39,0)),0,INDEX('Asset data'!$L39:$CX39,1,MATCH(EQ$5,'Utilisation profile'!$F39:$CR39,0))),0)","v":0},{"$f":"IF($A39>0,IF(ISNA(MATCH(ER$5,'Utilisation profile'!$F39:$CR39,0)),0,INDEX('Asset data'!$L39:$CX39,1,MATCH(ER$5,'Utilisation profile'!$F39:$CR39,0))),0)","v":0},{"$f":"IF($A39>0,IF(ISNA(MATCH(ES$5,'Utilisation profile'!$F39:$CR39,0)),0,INDEX('Asset data'!$L39:$CX39,1,MATCH(ES$5,'Utilisation profile'!$F39:$CR39,0))),0)","v":0},{"$f":"IF($A39>0,IF(ISNA(MATCH(ET$5,'Utilisation profile'!$F39:$CR39,0)),0,INDEX('Asset data'!$L39:$CX39,1,MATCH(ET$5,'Utilisation profile'!$F39:$CR39,0))),0)","v":0},{"$f":"IF($A39>0,IF(ISNA(MATCH(EU$5,'Utilisation profile'!$F39:$CR39,0)),0,INDEX('Asset data'!$L39:$CX39,1,MATCH(EU$5,'Utilisation profile'!$F39:$CR39,0))),0)","v":0},{"$f":"IF($A39>0,IF(ISNA(MATCH(EV$5,'Utilisation profile'!$F39:$CR39,0)),0,INDEX('Asset data'!$L39:$CX39,1,MATCH(EV$5,'Utilisation profile'!$F39:$CR39,0))),0)","v":0},{"$f":"IF($A39>0,IF(ISNA(MATCH(EW$5,'Utilisation profile'!$F39:$CR39,0)),0,INDEX('Asset data'!$L39:$CX39,1,MATCH(EW$5,'Utilisation profile'!$F39:$CR39,0))),0)","v":0},{"$f":"IF($A39>0,IF(ISNA(MATCH(EX$5,'Utilisation profile'!$F39:$CR39,0)),0,INDEX('Asset data'!$L39:$CX39,1,MATCH(EX$5,'Utilisation profile'!$F39:$CR39,0))),0)","v":0},{"$f":"IF($A39>0,IF(ISNA(MATCH(EY$5,'Utilisation profile'!$F39:$CR39,0)),0,INDEX('Asset data'!$L39:$CX39,1,MATCH(EY$5,'Utilisation profile'!$F39:$CR39,0))),0)","v":0},{"$f":"IF($A39>0,IF(ISNA(MATCH(EZ$5,'Utilisation profile'!$F39:$CR39,0)),0,INDEX('Asset data'!$L39:$CX39,1,MATCH(EZ$5,'Utilisation profile'!$F39:$CR39,0))),0)","v":0},{"$f":"IF($A39>0,IF(ISNA(MATCH(FA$5,'Utilisation profile'!$F39:$CR39,0)),0,INDEX('Asset data'!$L39:$CX39,1,MATCH(FA$5,'Utilisation profile'!$F39:$CR39,0))),0)","v":0}]
[{"$f":"'Asset data'!A40","v":0},{"$f":"'Asset data'!B40","v":0},{"$f":"'Asset data'!C40","v":0},{"$f":"'Asset data'!E40","v":0},{"$f":"'Asset data'!I40","v":0},{"$f":"IF($A40>0,'Utilisation profile'!CU40,0)","v":0},{"$f":"IF($A40>0,IF(ISNA(MATCH(G$5,'Utilisation profile'!$F40:$CR40,0)),0,INDEX('Asset data'!$L40:$CX40,1,MATCH(G$5,'Utilisation profile'!$F40:$CR40,0))),0)","v":0},{"$f":"IF($A40>0,IF(ISNA(MATCH(H$5,'Utilisation profile'!$F40:$CR40,0)),0,INDEX('Asset data'!$L40:$CX40,1,MATCH(H$5,'Utilisation profile'!$F40:$CR40,0))),0)","v":0},{"$f":"IF($A40>0,IF(ISNA(MATCH(I$5,'Utilisation profile'!$F40:$CR40,0)),0,INDEX('Asset data'!$L40:$CX40,1,MATCH(I$5,'Utilisation profile'!$F40:$CR40,0))),0)","v":0},{"$f":"IF($A40>0,IF(ISNA(MATCH(J$5,'Utilisation profile'!$F40:$CR40,0)),0,INDEX('Asset data'!$L40:$CX40,1,MATCH(J$5,'Utilisation profile'!$F40:$CR40,0))),0)","v":0},{"$f":"IF($A40>0,IF(ISNA(MATCH(K$5,'Utilisation profile'!$F40:$CR40,0)),0,INDEX('Asset data'!$L40:$CX40,1,MATCH(K$5,'Utilisation profile'!$F40:$CR40,0))),0)","v":0},{"$f":"IF($A40>0,IF(ISNA(MATCH(L$5,'Utilisation profile'!$F40:$CR40,0)),0,INDEX('Asset data'!$L40:$CX40,1,MATCH(L$5,'Utilisation profile'!$F40:$CR40,0))),0)","v":0},{"$f":"IF($A40>0,IF(ISNA(MATCH(M$5,'Utilisation profile'!$F40:$CR40,0)),0,INDEX('Asset data'!$L40:$CX40,1,MATCH(M$5,'Utilisation profile'!$F40:$CR40,0))),0)","v":0},{"$f":"IF($A40>0,IF(ISNA(MATCH(N$5,'Utilisation profile'!$F40:$CR40,0)),0,INDEX('Asset data'!$L40:$CX40,1,MATCH(N$5,'Utilisation profile'!$F40:$CR40,0))),0)","v":0},{"$f":"IF($A40>0,IF(ISNA(MATCH(O$5,'Utilisation profile'!$F40:$CR40,0)),0,INDEX('Asset data'!$L40:$CX40,1,MATCH(O$5,'Utilisation profile'!$F40:$CR40,0))),0)","v":0},{"$f":"IF($A40>0,IF(ISNA(MATCH(P$5,'Utilisation profile'!$F40:$CR40,0)),0,INDEX('Asset data'!$L40:$CX40,1,MATCH(P$5,'Utilisation profile'!$F40:$CR40,0))),0)","v":0},{"$f":"IF($A40>0,IF(ISNA(MATCH(Q$5,'Utilisation profile'!$F40:$CR40,0)),0,INDEX('Asset data'!$L40:$CX40,1,MATCH(Q$5,'Utilisation profile'!$F40:$CR40,0))),0)","v":0},{"$f":"IF($A40>0,IF(ISNA(MATCH(R$5,'Utilisation profile'!$F40:$CR40,0)),0,INDEX('Asset data'!$L40:$CX40,1,MATCH(R$5,'Utilisation profile'!$F40:$CR40,0))),0)","v":0},{"$f":"IF($A40>0,IF(ISNA(MATCH(S$5,'Utilisation profile'!$F40:$CR40,0)),0,INDEX('Asset data'!$L40:$CX40,1,MATCH(S$5,'Utilisation profile'!$F40:$CR40,0))),0)","v":0},{"$f":"IF($A40>0,IF(ISNA(MATCH(T$5,'Utilisation profile'!$F40:$CR40,0)),0,INDEX('Asset data'!$L40:$CX40,1,MATCH(T$5,'Utilisation profile'!$F40:$CR40,0))),0)","v":0},{"$f":"IF($A40>0,IF(ISNA(MATCH(U$5,'Utilisation profile'!$F40:$CR40,0)),0,INDEX('Asset data'!$L40:$CX40,1,MATCH(U$5,'Utilisation profile'!$F40:$CR40,0))),0)","v":0},{"$f":"IF($A40>0,IF(ISNA(MATCH(V$5,'Utilisation profile'!$F40:$CR40,0)),0,INDEX('Asset data'!$L40:$CX40,1,MATCH(V$5,'Utilisation profile'!$F40:$CR40,0))),0)","v":0},{"$f":"IF($A40>0,IF(ISNA(MATCH(W$5,'Utilisation profile'!$F40:$CR40,0)),0,INDEX('Asset data'!$L40:$CX40,1,MATCH(W$5,'Utilisation profile'!$F40:$CR40,0))),0)","v":0},{"$f":"IF($A40>0,IF(ISNA(MATCH(X$5,'Utilisation profile'!$F40:$CR40,0)),0,INDEX('Asset data'!$L40:$CX40,1,MATCH(X$5,'Utilisation profile'!$F40:$CR40,0))),0)","v":0},{"$f":"IF($A40>0,IF(ISNA(MATCH(Y$5,'Utilisation profile'!$F40:$CR40,0)),0,INDEX('Asset data'!$L40:$CX40,1,MATCH(Y$5,'Utilisation profile'!$F40:$CR40,0))),0)","v":0},{"$f":"IF($A40>0,IF(ISNA(MATCH(Z$5,'Utilisation profile'!$F40:$CR40,0)),0,INDEX('Asset data'!$L40:$CX40,1,MATCH(Z$5,'Utilisation profile'!$F40:$CR40,0))),0)","v":0},{"$f":"IF($A40>0,IF(ISNA(MATCH(AA$5,'Utilisation profile'!$F40:$CR40,0)),0,INDEX('Asset data'!$L40:$CX40,1,MATCH(AA$5,'Utilisation profile'!$F40:$CR40,0))),0)","v":0},{"$f":"IF($A40>0,IF(ISNA(MATCH(AB$5,'Utilisation profile'!$F40:$CR40,0)),0,INDEX('Asset data'!$L40:$CX40,1,MATCH(AB$5,'Utilisation profile'!$F40:$CR40,0))),0)","v":0},{"$f":"IF($A40>0,IF(ISNA(MATCH(AC$5,'Utilisation profile'!$F40:$CR40,0)),0,INDEX('Asset data'!$L40:$CX40,1,MATCH(AC$5,'Utilisation profile'!$F40:$CR40,0))),0)","v":0},{"$f":"IF($A40>0,IF(ISNA(MATCH(AD$5,'Utilisation profile'!$F40:$CR40,0)),0,INDEX('Asset data'!$L40:$CX40,1,MATCH(AD$5,'Utilisation profile'!$F40:$CR40,0))),0)","v":0},{"$f":"IF($A40>0,IF(ISNA(MATCH(AE$5,'Utilisation profile'!$F40:$CR40,0)),0,INDEX('Asset data'!$L40:$CX40,1,MATCH(AE$5,'Utilisation profile'!$F40:$CR40,0))),0)","v":0},{"$f":"IF($A40>0,IF(ISNA(MATCH(AF$5,'Utilisation profile'!$F40:$CR40,0)),0,INDEX('Asset data'!$L40:$CX40,1,MATCH(AF$5,'Utilisation profile'!$F40:$CR40,0))),0)","v":0},{"$f":"IF($A40>0,IF(ISNA(MATCH(AG$5,'Utilisation profile'!$F40:$CR40,0)),0,INDEX('Asset data'!$L40:$CX40,1,MATCH(AG$5,'Utilisation profile'!$F40:$CR40,0))),0)","v":0},{"$f":"IF($A40>0,IF(ISNA(MATCH(AH$5,'Utilisation profile'!$F40:$CR40,0)),0,INDEX('Asset data'!$L40:$CX40,1,MATCH(AH$5,'Utilisation profile'!$F40:$CR40,0))),0)","v":0},{"$f":"IF($A40>0,IF(ISNA(MATCH(AI$5,'Utilisation profile'!$F40:$CR40,0)),0,INDEX('Asset data'!$L40:$CX40,1,MATCH(AI$5,'Utilisation profile'!$F40:$CR40,0))),0)","v":0},{"$f":"IF($A40>0,IF(ISNA(MATCH(AJ$5,'Utilisation profile'!$F40:$CR40,0)),0,INDEX('Asset data'!$L40:$CX40,1,MATCH(AJ$5,'Utilisation profile'!$F40:$CR40,0))),0)","v":0},{"$f":"IF($A40>0,IF(ISNA(MATCH(AK$5,'Utilisation profile'!$F40:$CR40,0)),0,INDEX('Asset data'!$L40:$CX40,1,MATCH(AK$5,'Utilisation profile'!$F40:$CR40,0))),0)","v":0},{"$f":"IF($A40>0,IF(ISNA(MATCH(AL$5,'Utilisation profile'!$F40:$CR40,0)),0,INDEX('Asset data'!$L40:$CX40,1,MATCH(AL$5,'Utilisation profile'!$F40:$CR40,0))),0)","v":0},{"$f":"IF($A40>0,IF(ISNA(MATCH(AM$5,'Utilisation profile'!$F40:$CR40,0)),0,INDEX('Asset data'!$L40:$CX40,1,MATCH(AM$5,'Utilisation profile'!$F40:$CR40,0))),0)","v":0},{"$f":"IF($A40>0,IF(ISNA(MATCH(AN$5,'Utilisation profile'!$F40:$CR40,0)),0,INDEX('Asset data'!$L40:$CX40,1,MATCH(AN$5,'Utilisation profile'!$F40:$CR40,0))),0)","v":0},{"$f":"IF($A40>0,IF(ISNA(MATCH(AO$5,'Utilisation profile'!$F40:$CR40,0)),0,INDEX('Asset data'!$L40:$CX40,1,MATCH(AO$5,'Utilisation profile'!$F40:$CR40,0))),0)","v":0},{"$f":"IF($A40>0,IF(ISNA(MATCH(AP$5,'Utilisation profile'!$F40:$CR40,0)),0,INDEX('Asset data'!$L40:$CX40,1,MATCH(AP$5,'Utilisation profile'!$F40:$CR40,0))),0)","v":0},{"$f":"IF($A40>0,IF(ISNA(MATCH(AQ$5,'Utilisation profile'!$F40:$CR40,0)),0,INDEX('Asset data'!$L40:$CX40,1,MATCH(AQ$5,'Utilisation profile'!$F40:$CR40,0))),0)","v":0},{"$f":"IF($A40>0,IF(ISNA(MATCH(AR$5,'Utilisation profile'!$F40:$CR40,0)),0,INDEX('Asset data'!$L40:$CX40,1,MATCH(AR$5,'Utilisation profile'!$F40:$CR40,0))),0)","v":0},{"$f":"IF($A40>0,IF(ISNA(MATCH(AS$5,'Utilisation profile'!$F40:$CR40,0)),0,INDEX('Asset data'!$L40:$CX40,1,MATCH(AS$5,'Utilisation profile'!$F40:$CR40,0))),0)","v":0},{"$f":"IF($A40>0,IF(ISNA(MATCH(AT$5,'Utilisation profile'!$F40:$CR40,0)),0,INDEX('Asset data'!$L40:$CX40,1,MATCH(AT$5,'Utilisation profile'!$F40:$CR40,0))),0)","v":0},{"$f":"IF($A40>0,IF(ISNA(MATCH(AU$5,'Utilisation profile'!$F40:$CR40,0)),0,INDEX('Asset data'!$L40:$CX40,1,MATCH(AU$5,'Utilisation profile'!$F40:$CR40,0))),0)","v":0},{"$f":"IF($A40>0,IF(ISNA(MATCH(AV$5,'Utilisation profile'!$F40:$CR40,0)),0,INDEX('Asset data'!$L40:$CX40,1,MATCH(AV$5,'Utilisation profile'!$F40:$CR40,0))),0)","v":0},{"$f":"IF($A40>0,IF(ISNA(MATCH(AW$5,'Utilisation profile'!$F40:$CR40,0)),0,INDEX('Asset data'!$L40:$CX40,1,MATCH(AW$5,'Utilisation profile'!$F40:$CR40,0))),0)","v":0},{"$f":"IF($A40>0,IF(ISNA(MATCH(AX$5,'Utilisation profile'!$F40:$CR40,0)),0,INDEX('Asset data'!$L40:$CX40,1,MATCH(AX$5,'Utilisation profile'!$F40:$CR40,0))),0)","v":0},{"$f":"IF($A40>0,IF(ISNA(MATCH(AY$5,'Utilisation profile'!$F40:$CR40,0)),0,INDEX('Asset data'!$L40:$CX40,1,MATCH(AY$5,'Utilisation profile'!$F40:$CR40,0))),0)","v":0},{"$f":"IF($A40>0,IF(ISNA(MATCH(AZ$5,'Utilisation profile'!$F40:$CR40,0)),0,INDEX('Asset data'!$L40:$CX40,1,MATCH(AZ$5,'Utilisation profile'!$F40:$CR40,0))),0)","v":0},{"$f":"IF($A40>0,IF(ISNA(MATCH(BA$5,'Utilisation profile'!$F40:$CR40,0)),0,INDEX('Asset data'!$L40:$CX40,1,MATCH(BA$5,'Utilisation profile'!$F40:$CR40,0))),0)","v":0},{"$f":"IF($A40>0,IF(ISNA(MATCH(BB$5,'Utilisation profile'!$F40:$CR40,0)),0,INDEX('Asset data'!$L40:$CX40,1,MATCH(BB$5,'Utilisation profile'!$F40:$CR40,0))),0)","v":0},{"$f":"IF($A40>0,IF(ISNA(MATCH(BC$5,'Utilisation profile'!$F40:$CR40,0)),0,INDEX('Asset data'!$L40:$CX40,1,MATCH(BC$5,'Utilisation profile'!$F40:$CR40,0))),0)","v":0},{"$f":"IF($A40>0,IF(ISNA(MATCH(BD$5,'Utilisation profile'!$F40:$CR40,0)),0,INDEX('Asset data'!$L40:$CX40,1,MATCH(BD$5,'Utilisation profile'!$F40:$CR40,0))),0)","v":0},{"$f":"IF($A40>0,IF(ISNA(MATCH(BE$5,'Utilisation profile'!$F40:$CR40,0)),0,INDEX('Asset data'!$L40:$CX40,1,MATCH(BE$5,'Utilisation profile'!$F40:$CR40,0))),0)","v":0},{"$f":"IF($A40>0,IF(ISNA(MATCH(BF$5,'Utilisation profile'!$F40:$CR40,0)),0,INDEX('Asset data'!$L40:$CX40,1,MATCH(BF$5,'Utilisation profile'!$F40:$CR40,0))),0)","v":0},{"$f":"IF($A40>0,IF(ISNA(MATCH(BG$5,'Utilisation profile'!$F40:$CR40,0)),0,INDEX('Asset data'!$L40:$CX40,1,MATCH(BG$5,'Utilisation profile'!$F40:$CR40,0))),0)","v":0},{"$f":"IF($A40>0,IF(ISNA(MATCH(BH$5,'Utilisation profile'!$F40:$CR40,0)),0,INDEX('Asset data'!$L40:$CX40,1,MATCH(BH$5,'Utilisation profile'!$F40:$CR40,0))),0)","v":0},{"$f":"IF($A40>0,IF(ISNA(MATCH(BI$5,'Utilisation profile'!$F40:$CR40,0)),0,INDEX('Asset data'!$L40:$CX40,1,MATCH(BI$5,'Utilisation profile'!$F40:$CR40,0))),0)","v":0},{"$f":"IF($A40>0,IF(ISNA(MATCH(BJ$5,'Utilisation profile'!$F40:$CR40,0)),0,INDEX('Asset data'!$L40:$CX40,1,MATCH(BJ$5,'Utilisation profile'!$F40:$CR40,0))),0)","v":0},{"$f":"IF($A40>0,IF(ISNA(MATCH(BK$5,'Utilisation profile'!$F40:$CR40,0)),0,INDEX('Asset data'!$L40:$CX40,1,MATCH(BK$5,'Utilisation profile'!$F40:$CR40,0))),0)","v":0},{"$f":"IF($A40>0,IF(ISNA(MATCH(BL$5,'Utilisation profile'!$F40:$CR40,0)),0,INDEX('Asset data'!$L40:$CX40,1,MATCH(BL$5,'Utilisation profile'!$F40:$CR40,0))),0)","v":0},{"$f":"IF($A40>0,IF(ISNA(MATCH(BM$5,'Utilisation profile'!$F40:$CR40,0)),0,INDEX('Asset data'!$L40:$CX40,1,MATCH(BM$5,'Utilisation profile'!$F40:$CR40,0))),0)","v":0},{"$f":"IF($A40>0,IF(ISNA(MATCH(BN$5,'Utilisation profile'!$F40:$CR40,0)),0,INDEX('Asset data'!$L40:$CX40,1,MATCH(BN$5,'Utilisation profile'!$F40:$CR40,0))),0)","v":0},{"$f":"IF($A40>0,IF(ISNA(MATCH(BO$5,'Utilisation profile'!$F40:$CR40,0)),0,INDEX('Asset data'!$L40:$CX40,1,MATCH(BO$5,'Utilisation profile'!$F40:$CR40,0))),0)","v":0},{"$f":"IF($A40>0,IF(ISNA(MATCH(BP$5,'Utilisation profile'!$F40:$CR40,0)),0,INDEX('Asset data'!$L40:$CX40,1,MATCH(BP$5,'Utilisation profile'!$F40:$CR40,0))),0)","v":0},{"$f":"IF($A40>0,IF(ISNA(MATCH(BQ$5,'Utilisation profile'!$F40:$CR40,0)),0,INDEX('Asset data'!$L40:$CX40,1,MATCH(BQ$5,'Utilisation profile'!$F40:$CR40,0))),0)","v":0},{"$f":"IF($A40>0,IF(ISNA(MATCH(BR$5,'Utilisation profile'!$F40:$CR40,0)),0,INDEX('Asset data'!$L40:$CX40,1,MATCH(BR$5,'Utilisation profile'!$F40:$CR40,0))),0)","v":0},{"$f":"IF($A40>0,IF(ISNA(MATCH(BS$5,'Utilisation profile'!$F40:$CR40,0)),0,INDEX('Asset data'!$L40:$CX40,1,MATCH(BS$5,'Utilisation profile'!$F40:$CR40,0))),0)","v":0},{"$f":"IF($A40>0,IF(ISNA(MATCH(BT$5,'Utilisation profile'!$F40:$CR40,0)),0,INDEX('Asset data'!$L40:$CX40,1,MATCH(BT$5,'Utilisation profile'!$F40:$CR40,0))),0)","v":0},{"$f":"IF($A40>0,IF(ISNA(MATCH(BU$5,'Utilisation profile'!$F40:$CR40,0)),0,INDEX('Asset data'!$L40:$CX40,1,MATCH(BU$5,'Utilisation profile'!$F40:$CR40,0))),0)","v":0},{"$f":"IF($A40>0,IF(ISNA(MATCH(BV$5,'Utilisation profile'!$F40:$CR40,0)),0,INDEX('Asset data'!$L40:$CX40,1,MATCH(BV$5,'Utilisation profile'!$F40:$CR40,0))),0)","v":0},{"$f":"IF($A40>0,IF(ISNA(MATCH(BW$5,'Utilisation profile'!$F40:$CR40,0)),0,INDEX('Asset data'!$L40:$CX40,1,MATCH(BW$5,'Utilisation profile'!$F40:$CR40,0))),0)","v":0},{"$f":"IF($A40>0,IF(ISNA(MATCH(BX$5,'Utilisation profile'!$F40:$CR40,0)),0,INDEX('Asset data'!$L40:$CX40,1,MATCH(BX$5,'Utilisation profile'!$F40:$CR40,0))),0)","v":0},{"$f":"IF($A40>0,IF(ISNA(MATCH(BY$5,'Utilisation profile'!$F40:$CR40,0)),0,INDEX('Asset data'!$L40:$CX40,1,MATCH(BY$5,'Utilisation profile'!$F40:$CR40,0))),0)","v":0},{"$f":"IF($A40>0,IF(ISNA(MATCH(BZ$5,'Utilisation profile'!$F40:$CR40,0)),0,INDEX('Asset data'!$L40:$CX40,1,MATCH(BZ$5,'Utilisation profile'!$F40:$CR40,0))),0)","v":0},{"$f":"IF($A40>0,IF(ISNA(MATCH(CA$5,'Utilisation profile'!$F40:$CR40,0)),0,INDEX('Asset data'!$L40:$CX40,1,MATCH(CA$5,'Utilisation profile'!$F40:$CR40,0))),0)","v":0},{"$f":"IF($A40>0,IF(ISNA(MATCH(CB$5,'Utilisation profile'!$F40:$CR40,0)),0,INDEX('Asset data'!$L40:$CX40,1,MATCH(CB$5,'Utilisation profile'!$F40:$CR40,0))),0)","v":0},{"$f":"IF($A40>0,IF(ISNA(MATCH(CC$5,'Utilisation profile'!$F40:$CR40,0)),0,INDEX('Asset data'!$L40:$CX40,1,MATCH(CC$5,'Utilisation profile'!$F40:$CR40,0))),0)","v":0},{"$f":"IF($A40>0,IF(ISNA(MATCH(CD$5,'Utilisation profile'!$F40:$CR40,0)),0,INDEX('Asset data'!$L40:$CX40,1,MATCH(CD$5,'Utilisation profile'!$F40:$CR40,0))),0)","v":0},{"$f":"IF($A40>0,IF(ISNA(MATCH(CE$5,'Utilisation profile'!$F40:$CR40,0)),0,INDEX('Asset data'!$L40:$CX40,1,MATCH(CE$5,'Utilisation profile'!$F40:$CR40,0))),0)","v":0},{"$f":"IF($A40>0,IF(ISNA(MATCH(CF$5,'Utilisation profile'!$F40:$CR40,0)),0,INDEX('Asset data'!$L40:$CX40,1,MATCH(CF$5,'Utilisation profile'!$F40:$CR40,0))),0)","v":0},{"$f":"IF($A40>0,IF(ISNA(MATCH(CG$5,'Utilisation profile'!$F40:$CR40,0)),0,INDEX('Asset data'!$L40:$CX40,1,MATCH(CG$5,'Utilisation profile'!$F40:$CR40,0))),0)","v":0},{"$f":"IF($A40>0,IF(ISNA(MATCH(CH$5,'Utilisation profile'!$F40:$CR40,0)),0,INDEX('Asset data'!$L40:$CX40,1,MATCH(CH$5,'Utilisation profile'!$F40:$CR40,0))),0)","v":0},{"$f":"IF($A40>0,IF(ISNA(MATCH(CI$5,'Utilisation profile'!$F40:$CR40,0)),0,INDEX('Asset data'!$L40:$CX40,1,MATCH(CI$5,'Utilisation profile'!$F40:$CR40,0))),0)","v":0},{"$f":"IF($A40>0,IF(ISNA(MATCH(CJ$5,'Utilisation profile'!$F40:$CR40,0)),0,INDEX('Asset data'!$L40:$CX40,1,MATCH(CJ$5,'Utilisation profile'!$F40:$CR40,0))),0)","v":0},{"$f":"IF($A40>0,IF(ISNA(MATCH(CK$5,'Utilisation profile'!$F40:$CR40,0)),0,INDEX('Asset data'!$L40:$CX40,1,MATCH(CK$5,'Utilisation profile'!$F40:$CR40,0))),0)","v":0},{"$f":"IF($A40>0,IF(ISNA(MATCH(CL$5,'Utilisation profile'!$F40:$CR40,0)),0,INDEX('Asset data'!$L40:$CX40,1,MATCH(CL$5,'Utilisation profile'!$F40:$CR40,0))),0)","v":0},{"$f":"IF($A40>0,IF(ISNA(MATCH(CM$5,'Utilisation profile'!$F40:$CR40,0)),0,INDEX('Asset data'!$L40:$CX40,1,MATCH(CM$5,'Utilisation profile'!$F40:$CR40,0))),0)","v":0},{"$f":"IF($A40>0,IF(ISNA(MATCH(CN$5,'Utilisation profile'!$F40:$CR40,0)),0,INDEX('Asset data'!$L40:$CX40,1,MATCH(CN$5,'Utilisation profile'!$F40:$CR40,0))),0)","v":0},{"$f":"IF($A40>0,IF(ISNA(MATCH(CO$5,'Utilisation profile'!$F40:$CR40,0)),0,INDEX('Asset data'!$L40:$CX40,1,MATCH(CO$5,'Utilisation profile'!$F40:$CR40,0))),0)","v":0},{"$f":"IF($A40>0,IF(ISNA(MATCH(CP$5,'Utilisation profile'!$F40:$CR40,0)),0,INDEX('Asset data'!$L40:$CX40,1,MATCH(CP$5,'Utilisation profile'!$F40:$CR40,0))),0)","v":0},{"$f":"IF($A40>0,IF(ISNA(MATCH(CQ$5,'Utilisation profile'!$F40:$CR40,0)),0,INDEX('Asset data'!$L40:$CX40,1,MATCH(CQ$5,'Utilisation profile'!$F40:$CR40,0))),0)","v":0},{"$f":"IF($A40>0,IF(ISNA(MATCH(CR$5,'Utilisation profile'!$F40:$CR40,0)),0,INDEX('Asset data'!$L40:$CX40,1,MATCH(CR$5,'Utilisation profile'!$F40:$CR40,0))),0)","v":0},{"$f":"IF($A40>0,IF(ISNA(MATCH(CS$5,'Utilisation profile'!$F40:$CR40,0)),0,INDEX('Asset data'!$L40:$CX40,1,MATCH(CS$5,'Utilisation profile'!$F40:$CR40,0))),0)","v":0},{"$f":"IF($A40>0,IF(ISNA(MATCH(CT$5,'Utilisation profile'!$F40:$CR40,0)),0,INDEX('Asset data'!$L40:$CX40,1,MATCH(CT$5,'Utilisation profile'!$F40:$CR40,0))),0)","v":0},{"$f":"IF($A40>0,IF(ISNA(MATCH(CU$5,'Utilisation profile'!$F40:$CR40,0)),0,INDEX('Asset data'!$L40:$CX40,1,MATCH(CU$5,'Utilisation profile'!$F40:$CR40,0))),0)","v":0},{"$f":"IF($A40>0,IF(ISNA(MATCH(CV$5,'Utilisation profile'!$F40:$CR40,0)),0,INDEX('Asset data'!$L40:$CX40,1,MATCH(CV$5,'Utilisation profile'!$F40:$CR40,0))),0)","v":0},{"$f":"IF($A40>0,IF(ISNA(MATCH(CW$5,'Utilisation profile'!$F40:$CR40,0)),0,INDEX('Asset data'!$L40:$CX40,1,MATCH(CW$5,'Utilisation profile'!$F40:$CR40,0))),0)","v":0},{"$f":"IF($A40>0,IF(ISNA(MATCH(CX$5,'Utilisation profile'!$F40:$CR40,0)),0,INDEX('Asset data'!$L40:$CX40,1,MATCH(CX$5,'Utilisation profile'!$F40:$CR40,0))),0)","v":0},{"$f":"IF($A40>0,IF(ISNA(MATCH(CY$5,'Utilisation profile'!$F40:$CR40,0)),0,INDEX('Asset data'!$L40:$CX40,1,MATCH(CY$5,'Utilisation profile'!$F40:$CR40,0))),0)","v":0},{"$f":"IF($A40>0,IF(ISNA(MATCH(CZ$5,'Utilisation profile'!$F40:$CR40,0)),0,INDEX('Asset data'!$L40:$CX40,1,MATCH(CZ$5,'Utilisation profile'!$F40:$CR40,0))),0)","v":0},{"$f":"IF($A40>0,IF(ISNA(MATCH(DA$5,'Utilisation profile'!$F40:$CR40,0)),0,INDEX('Asset data'!$L40:$CX40,1,MATCH(DA$5,'Utilisation profile'!$F40:$CR40,0))),0)","v":0},{"$f":"IF($A40>0,IF(ISNA(MATCH(DB$5,'Utilisation profile'!$F40:$CR40,0)),0,INDEX('Asset data'!$L40:$CX40,1,MATCH(DB$5,'Utilisation profile'!$F40:$CR40,0))),0)","v":0},{"$f":"IF($A40>0,IF(ISNA(MATCH(DC$5,'Utilisation profile'!$F40:$CR40,0)),0,INDEX('Asset data'!$L40:$CX40,1,MATCH(DC$5,'Utilisation profile'!$F40:$CR40,0))),0)","v":0},{"$f":"IF($A40>0,IF(ISNA(MATCH(DD$5,'Utilisation profile'!$F40:$CR40,0)),0,INDEX('Asset data'!$L40:$CX40,1,MATCH(DD$5,'Utilisation profile'!$F40:$CR40,0))),0)","v":0},{"$f":"IF($A40>0,IF(ISNA(MATCH(DE$5,'Utilisation profile'!$F40:$CR40,0)),0,INDEX('Asset data'!$L40:$CX40,1,MATCH(DE$5,'Utilisation profile'!$F40:$CR40,0))),0)","v":0},{"$f":"IF($A40>0,IF(ISNA(MATCH(DF$5,'Utilisation profile'!$F40:$CR40,0)),0,INDEX('Asset data'!$L40:$CX40,1,MATCH(DF$5,'Utilisation profile'!$F40:$CR40,0))),0)","v":0},{"$f":"IF($A40>0,IF(ISNA(MATCH(DG$5,'Utilisation profile'!$F40:$CR40,0)),0,INDEX('Asset data'!$L40:$CX40,1,MATCH(DG$5,'Utilisation profile'!$F40:$CR40,0))),0)","v":0},{"$f":"IF($A40>0,IF(ISNA(MATCH(DH$5,'Utilisation profile'!$F40:$CR40,0)),0,INDEX('Asset data'!$L40:$CX40,1,MATCH(DH$5,'Utilisation profile'!$F40:$CR40,0))),0)","v":0},{"$f":"IF($A40>0,IF(ISNA(MATCH(DI$5,'Utilisation profile'!$F40:$CR40,0)),0,INDEX('Asset data'!$L40:$CX40,1,MATCH(DI$5,'Utilisation profile'!$F40:$CR40,0))),0)","v":0},{"$f":"IF($A40>0,IF(ISNA(MATCH(DJ$5,'Utilisation profile'!$F40:$CR40,0)),0,INDEX('Asset data'!$L40:$CX40,1,MATCH(DJ$5,'Utilisation profile'!$F40:$CR40,0))),0)","v":0},{"$f":"IF($A40>0,IF(ISNA(MATCH(DK$5,'Utilisation profile'!$F40:$CR40,0)),0,INDEX('Asset data'!$L40:$CX40,1,MATCH(DK$5,'Utilisation profile'!$F40:$CR40,0))),0)","v":0},{"$f":"IF($A40>0,IF(ISNA(MATCH(DL$5,'Utilisation profile'!$F40:$CR40,0)),0,INDEX('Asset data'!$L40:$CX40,1,MATCH(DL$5,'Utilisation profile'!$F40:$CR40,0))),0)","v":0},{"$f":"IF($A40>0,IF(ISNA(MATCH(DM$5,'Utilisation profile'!$F40:$CR40,0)),0,INDEX('Asset data'!$L40:$CX40,1,MATCH(DM$5,'Utilisation profile'!$F40:$CR40,0))),0)","v":0},{"$f":"IF($A40>0,IF(ISNA(MATCH(DN$5,'Utilisation profile'!$F40:$CR40,0)),0,INDEX('Asset data'!$L40:$CX40,1,MATCH(DN$5,'Utilisation profile'!$F40:$CR40,0))),0)","v":0},{"$f":"IF($A40>0,IF(ISNA(MATCH(DO$5,'Utilisation profile'!$F40:$CR40,0)),0,INDEX('Asset data'!$L40:$CX40,1,MATCH(DO$5,'Utilisation profile'!$F40:$CR40,0))),0)","v":0},{"$f":"IF($A40>0,IF(ISNA(MATCH(DP$5,'Utilisation profile'!$F40:$CR40,0)),0,INDEX('Asset data'!$L40:$CX40,1,MATCH(DP$5,'Utilisation profile'!$F40:$CR40,0))),0)","v":0},{"$f":"IF($A40>0,IF(ISNA(MATCH(DQ$5,'Utilisation profile'!$F40:$CR40,0)),0,INDEX('Asset data'!$L40:$CX40,1,MATCH(DQ$5,'Utilisation profile'!$F40:$CR40,0))),0)","v":0},{"$f":"IF($A40>0,IF(ISNA(MATCH(DR$5,'Utilisation profile'!$F40:$CR40,0)),0,INDEX('Asset data'!$L40:$CX40,1,MATCH(DR$5,'Utilisation profile'!$F40:$CR40,0))),0)","v":0},{"$f":"IF($A40>0,IF(ISNA(MATCH(DS$5,'Utilisation profile'!$F40:$CR40,0)),0,INDEX('Asset data'!$L40:$CX40,1,MATCH(DS$5,'Utilisation profile'!$F40:$CR40,0))),0)","v":0},{"$f":"IF($A40>0,IF(ISNA(MATCH(DT$5,'Utilisation profile'!$F40:$CR40,0)),0,INDEX('Asset data'!$L40:$CX40,1,MATCH(DT$5,'Utilisation profile'!$F40:$CR40,0))),0)","v":0},{"$f":"IF($A40>0,IF(ISNA(MATCH(DU$5,'Utilisation profile'!$F40:$CR40,0)),0,INDEX('Asset data'!$L40:$CX40,1,MATCH(DU$5,'Utilisation profile'!$F40:$CR40,0))),0)","v":0},{"$f":"IF($A40>0,IF(ISNA(MATCH(DV$5,'Utilisation profile'!$F40:$CR40,0)),0,INDEX('Asset data'!$L40:$CX40,1,MATCH(DV$5,'Utilisation profile'!$F40:$CR40,0))),0)","v":0},{"$f":"IF($A40>0,IF(ISNA(MATCH(DW$5,'Utilisation profile'!$F40:$CR40,0)),0,INDEX('Asset data'!$L40:$CX40,1,MATCH(DW$5,'Utilisation profile'!$F40:$CR40,0))),0)","v":0},{"$f":"IF($A40>0,IF(ISNA(MATCH(DX$5,'Utilisation profile'!$F40:$CR40,0)),0,INDEX('Asset data'!$L40:$CX40,1,MATCH(DX$5,'Utilisation profile'!$F40:$CR40,0))),0)","v":0},{"$f":"IF($A40>0,IF(ISNA(MATCH(DY$5,'Utilisation profile'!$F40:$CR40,0)),0,INDEX('Asset data'!$L40:$CX40,1,MATCH(DY$5,'Utilisation profile'!$F40:$CR40,0))),0)","v":0},{"$f":"IF($A40>0,IF(ISNA(MATCH(DZ$5,'Utilisation profile'!$F40:$CR40,0)),0,INDEX('Asset data'!$L40:$CX40,1,MATCH(DZ$5,'Utilisation profile'!$F40:$CR40,0))),0)","v":0},{"$f":"IF($A40>0,IF(ISNA(MATCH(EA$5,'Utilisation profile'!$F40:$CR40,0)),0,INDEX('Asset data'!$L40:$CX40,1,MATCH(EA$5,'Utilisation profile'!$F40:$CR40,0))),0)","v":0},{"$f":"IF($A40>0,IF(ISNA(MATCH(EB$5,'Utilisation profile'!$F40:$CR40,0)),0,INDEX('Asset data'!$L40:$CX40,1,MATCH(EB$5,'Utilisation profile'!$F40:$CR40,0))),0)","v":0},{"$f":"IF($A40>0,IF(ISNA(MATCH(EC$5,'Utilisation profile'!$F40:$CR40,0)),0,INDEX('Asset data'!$L40:$CX40,1,MATCH(EC$5,'Utilisation profile'!$F40:$CR40,0))),0)","v":0},{"$f":"IF($A40>0,IF(ISNA(MATCH(ED$5,'Utilisation profile'!$F40:$CR40,0)),0,INDEX('Asset data'!$L40:$CX40,1,MATCH(ED$5,'Utilisation profile'!$F40:$CR40,0))),0)","v":0},{"$f":"IF($A40>0,IF(ISNA(MATCH(EE$5,'Utilisation profile'!$F40:$CR40,0)),0,INDEX('Asset data'!$L40:$CX40,1,MATCH(EE$5,'Utilisation profile'!$F40:$CR40,0))),0)","v":0},{"$f":"IF($A40>0,IF(ISNA(MATCH(EF$5,'Utilisation profile'!$F40:$CR40,0)),0,INDEX('Asset data'!$L40:$CX40,1,MATCH(EF$5,'Utilisation profile'!$F40:$CR40,0))),0)","v":0},{"$f":"IF($A40>0,IF(ISNA(MATCH(EG$5,'Utilisation profile'!$F40:$CR40,0)),0,INDEX('Asset data'!$L40:$CX40,1,MATCH(EG$5,'Utilisation profile'!$F40:$CR40,0))),0)","v":0},{"$f":"IF($A40>0,IF(ISNA(MATCH(EH$5,'Utilisation profile'!$F40:$CR40,0)),0,INDEX('Asset data'!$L40:$CX40,1,MATCH(EH$5,'Utilisation profile'!$F40:$CR40,0))),0)","v":0},{"$f":"IF($A40>0,IF(ISNA(MATCH(EI$5,'Utilisation profile'!$F40:$CR40,0)),0,INDEX('Asset data'!$L40:$CX40,1,MATCH(EI$5,'Utilisation profile'!$F40:$CR40,0))),0)","v":0},{"$f":"IF($A40>0,IF(ISNA(MATCH(EJ$5,'Utilisation profile'!$F40:$CR40,0)),0,INDEX('Asset data'!$L40:$CX40,1,MATCH(EJ$5,'Utilisation profile'!$F40:$CR40,0))),0)","v":0},{"$f":"IF($A40>0,IF(ISNA(MATCH(EK$5,'Utilisation profile'!$F40:$CR40,0)),0,INDEX('Asset data'!$L40:$CX40,1,MATCH(EK$5,'Utilisation profile'!$F40:$CR40,0))),0)","v":0},{"$f":"IF($A40>0,IF(ISNA(MATCH(EL$5,'Utilisation profile'!$F40:$CR40,0)),0,INDEX('Asset data'!$L40:$CX40,1,MATCH(EL$5,'Utilisation profile'!$F40:$CR40,0))),0)","v":0},{"$f":"IF($A40>0,IF(ISNA(MATCH(EM$5,'Utilisation profile'!$F40:$CR40,0)),0,INDEX('Asset data'!$L40:$CX40,1,MATCH(EM$5,'Utilisation profile'!$F40:$CR40,0))),0)","v":0},{"$f":"IF($A40>0,IF(ISNA(MATCH(EN$5,'Utilisation profile'!$F40:$CR40,0)),0,INDEX('Asset data'!$L40:$CX40,1,MATCH(EN$5,'Utilisation profile'!$F40:$CR40,0))),0)","v":0},{"$f":"IF($A40>0,IF(ISNA(MATCH(EO$5,'Utilisation profile'!$F40:$CR40,0)),0,INDEX('Asset data'!$L40:$CX40,1,MATCH(EO$5,'Utilisation profile'!$F40:$CR40,0))),0)","v":0},{"$f":"IF($A40>0,IF(ISNA(MATCH(EP$5,'Utilisation profile'!$F40:$CR40,0)),0,INDEX('Asset data'!$L40:$CX40,1,MATCH(EP$5,'Utilisation profile'!$F40:$CR40,0))),0)","v":0},{"$f":"IF($A40>0,IF(ISNA(MATCH(EQ$5,'Utilisation profile'!$F40:$CR40,0)),0,INDEX('Asset data'!$L40:$CX40,1,MATCH(EQ$5,'Utilisation profile'!$F40:$CR40,0))),0)","v":0},{"$f":"IF($A40>0,IF(ISNA(MATCH(ER$5,'Utilisation profile'!$F40:$CR40,0)),0,INDEX('Asset data'!$L40:$CX40,1,MATCH(ER$5,'Utilisation profile'!$F40:$CR40,0))),0)","v":0},{"$f":"IF($A40>0,IF(ISNA(MATCH(ES$5,'Utilisation profile'!$F40:$CR40,0)),0,INDEX('Asset data'!$L40:$CX40,1,MATCH(ES$5,'Utilisation profile'!$F40:$CR40,0))),0)","v":0},{"$f":"IF($A40>0,IF(ISNA(MATCH(ET$5,'Utilisation profile'!$F40:$CR40,0)),0,INDEX('Asset data'!$L40:$CX40,1,MATCH(ET$5,'Utilisation profile'!$F40:$CR40,0))),0)","v":0},{"$f":"IF($A40>0,IF(ISNA(MATCH(EU$5,'Utilisation profile'!$F40:$CR40,0)),0,INDEX('Asset data'!$L40:$CX40,1,MATCH(EU$5,'Utilisation profile'!$F40:$CR40,0))),0)","v":0},{"$f":"IF($A40>0,IF(ISNA(MATCH(EV$5,'Utilisation profile'!$F40:$CR40,0)),0,INDEX('Asset data'!$L40:$CX40,1,MATCH(EV$5,'Utilisation profile'!$F40:$CR40,0))),0)","v":0},{"$f":"IF($A40>0,IF(ISNA(MATCH(EW$5,'Utilisation profile'!$F40:$CR40,0)),0,INDEX('Asset data'!$L40:$CX40,1,MATCH(EW$5,'Utilisation profile'!$F40:$CR40,0))),0)","v":0},{"$f":"IF($A40>0,IF(ISNA(MATCH(EX$5,'Utilisation profile'!$F40:$CR40,0)),0,INDEX('Asset data'!$L40:$CX40,1,MATCH(EX$5,'Utilisation profile'!$F40:$CR40,0))),0)","v":0},{"$f":"IF($A40>0,IF(ISNA(MATCH(EY$5,'Utilisation profile'!$F40:$CR40,0)),0,INDEX('Asset data'!$L40:$CX40,1,MATCH(EY$5,'Utilisation profile'!$F40:$CR40,0))),0)","v":0},{"$f":"IF($A40>0,IF(ISNA(MATCH(EZ$5,'Utilisation profile'!$F40:$CR40,0)),0,INDEX('Asset data'!$L40:$CX40,1,MATCH(EZ$5,'Utilisation profile'!$F40:$CR40,0))),0)","v":0},{"$f":"IF($A40>0,IF(ISNA(MATCH(FA$5,'Utilisation profile'!$F40:$CR40,0)),0,INDEX('Asset data'!$L40:$CX40,1,MATCH(FA$5,'Utilisation profile'!$F40:$CR40,0))),0)","v":0}]
[{"$f":"'Asset data'!A41","v":0},{"$f":"'Asset data'!B41","v":0},{"$f":"'Asset data'!C41","v":0},{"$f":"'Asset data'!E41","v":0},{"$f":"'Asset data'!I41","v":0},{"$f":"IF($A41>0,'Utilisation profile'!CU41,0)","v":0},{"$f":"IF($A41>0,IF(ISNA(MATCH(G$5,'Utilisation profile'!$F41:$CR41,0)),0,INDEX('Asset data'!$L41:$CX41,1,MATCH(G$5,'Utilisation profile'!$F41:$CR41,0))),0)","v":0},{"$f":"IF($A41>0,IF(ISNA(MATCH(H$5,'Utilisation profile'!$F41:$CR41,0)),0,INDEX('Asset data'!$L41:$CX41,1,MATCH(H$5,'Utilisation profile'!$F41:$CR41,0))),0)","v":0},{"$f":"IF($A41>0,IF(ISNA(MATCH(I$5,'Utilisation profile'!$F41:$CR41,0)),0,INDEX('Asset data'!$L41:$CX41,1,MATCH(I$5,'Utilisation profile'!$F41:$CR41,0))),0)","v":0},{"$f":"IF($A41>0,IF(ISNA(MATCH(J$5,'Utilisation profile'!$F41:$CR41,0)),0,INDEX('Asset data'!$L41:$CX41,1,MATCH(J$5,'Utilisation profile'!$F41:$CR41,0))),0)","v":0},{"$f":"IF($A41>0,IF(ISNA(MATCH(K$5,'Utilisation profile'!$F41:$CR41,0)),0,INDEX('Asset data'!$L41:$CX41,1,MATCH(K$5,'Utilisation profile'!$F41:$CR41,0))),0)","v":0},{"$f":"IF($A41>0,IF(ISNA(MATCH(L$5,'Utilisation profile'!$F41:$CR41,0)),0,INDEX('Asset data'!$L41:$CX41,1,MATCH(L$5,'Utilisation profile'!$F41:$CR41,0))),0)","v":0},{"$f":"IF($A41>0,IF(ISNA(MATCH(M$5,'Utilisation profile'!$F41:$CR41,0)),0,INDEX('Asset data'!$L41:$CX41,1,MATCH(M$5,'Utilisation profile'!$F41:$CR41,0))),0)","v":0},{"$f":"IF($A41>0,IF(ISNA(MATCH(N$5,'Utilisation profile'!$F41:$CR41,0)),0,INDEX('Asset data'!$L41:$CX41,1,MATCH(N$5,'Utilisation profile'!$F41:$CR41,0))),0)","v":0},{"$f":"IF($A41>0,IF(ISNA(MATCH(O$5,'Utilisation profile'!$F41:$CR41,0)),0,INDEX('Asset data'!$L41:$CX41,1,MATCH(O$5,'Utilisation profile'!$F41:$CR41,0))),0)","v":0},{"$f":"IF($A41>0,IF(ISNA(MATCH(P$5,'Utilisation profile'!$F41:$CR41,0)),0,INDEX('Asset data'!$L41:$CX41,1,MATCH(P$5,'Utilisation profile'!$F41:$CR41,0))),0)","v":0},{"$f":"IF($A41>0,IF(ISNA(MATCH(Q$5,'Utilisation profile'!$F41:$CR41,0)),0,INDEX('Asset data'!$L41:$CX41,1,MATCH(Q$5,'Utilisation profile'!$F41:$CR41,0))),0)","v":0},{"$f":"IF($A41>0,IF(ISNA(MATCH(R$5,'Utilisation profile'!$F41:$CR41,0)),0,INDEX('Asset data'!$L41:$CX41,1,MATCH(R$5,'Utilisation profile'!$F41:$CR41,0))),0)","v":0},{"$f":"IF($A41>0,IF(ISNA(MATCH(S$5,'Utilisation profile'!$F41:$CR41,0)),0,INDEX('Asset data'!$L41:$CX41,1,MATCH(S$5,'Utilisation profile'!$F41:$CR41,0))),0)","v":0},{"$f":"IF($A41>0,IF(ISNA(MATCH(T$5,'Utilisation profile'!$F41:$CR41,0)),0,INDEX('Asset data'!$L41:$CX41,1,MATCH(T$5,'Utilisation profile'!$F41:$CR41,0))),0)","v":0},{"$f":"IF($A41>0,IF(ISNA(MATCH(U$5,'Utilisation profile'!$F41:$CR41,0)),0,INDEX('Asset data'!$L41:$CX41,1,MATCH(U$5,'Utilisation profile'!$F41:$CR41,0))),0)","v":0},{"$f":"IF($A41>0,IF(ISNA(MATCH(V$5,'Utilisation profile'!$F41:$CR41,0)),0,INDEX('Asset data'!$L41:$CX41,1,MATCH(V$5,'Utilisation profile'!$F41:$CR41,0))),0)","v":0},{"$f":"IF($A41>0,IF(ISNA(MATCH(W$5,'Utilisation profile'!$F41:$CR41,0)),0,INDEX('Asset data'!$L41:$CX41,1,MATCH(W$5,'Utilisation profile'!$F41:$CR41,0))),0)","v":0},{"$f":"IF($A41>0,IF(ISNA(MATCH(X$5,'Utilisation profile'!$F41:$CR41,0)),0,INDEX('Asset data'!$L41:$CX41,1,MATCH(X$5,'Utilisation profile'!$F41:$CR41,0))),0)","v":0},{"$f":"IF($A41>0,IF(ISNA(MATCH(Y$5,'Utilisation profile'!$F41:$CR41,0)),0,INDEX('Asset data'!$L41:$CX41,1,MATCH(Y$5,'Utilisation profile'!$F41:$CR41,0))),0)","v":0},{"$f":"IF($A41>0,IF(ISNA(MATCH(Z$5,'Utilisation profile'!$F41:$CR41,0)),0,INDEX('Asset data'!$L41:$CX41,1,MATCH(Z$5,'Utilisation profile'!$F41:$CR41,0))),0)","v":0},{"$f":"IF($A41>0,IF(ISNA(MATCH(AA$5,'Utilisation profile'!$F41:$CR41,0)),0,INDEX('Asset data'!$L41:$CX41,1,MATCH(AA$5,'Utilisation profile'!$F41:$CR41,0))),0)","v":0},{"$f":"IF($A41>0,IF(ISNA(MATCH(AB$5,'Utilisation profile'!$F41:$CR41,0)),0,INDEX('Asset data'!$L41:$CX41,1,MATCH(AB$5,'Utilisation profile'!$F41:$CR41,0))),0)","v":0},{"$f":"IF($A41>0,IF(ISNA(MATCH(AC$5,'Utilisation profile'!$F41:$CR41,0)),0,INDEX('Asset data'!$L41:$CX41,1,MATCH(AC$5,'Utilisation profile'!$F41:$CR41,0))),0)","v":0},{"$f":"IF($A41>0,IF(ISNA(MATCH(AD$5,'Utilisation profile'!$F41:$CR41,0)),0,INDEX('Asset data'!$L41:$CX41,1,MATCH(AD$5,'Utilisation profile'!$F41:$CR41,0))),0)","v":0},{"$f":"IF($A41>0,IF(ISNA(MATCH(AE$5,'Utilisation profile'!$F41:$CR41,0)),0,INDEX('Asset data'!$L41:$CX41,1,MATCH(AE$5,'Utilisation profile'!$F41:$CR41,0))),0)","v":0},{"$f":"IF($A41>0,IF(ISNA(MATCH(AF$5,'Utilisation profile'!$F41:$CR41,0)),0,INDEX('Asset data'!$L41:$CX41,1,MATCH(AF$5,'Utilisation profile'!$F41:$CR41,0))),0)","v":0},{"$f":"IF($A41>0,IF(ISNA(MATCH(AG$5,'Utilisation profile'!$F41:$CR41,0)),0,INDEX('Asset data'!$L41:$CX41,1,MATCH(AG$5,'Utilisation profile'!$F41:$CR41,0))),0)","v":0},{"$f":"IF($A41>0,IF(ISNA(MATCH(AH$5,'Utilisation profile'!$F41:$CR41,0)),0,INDEX('Asset data'!$L41:$CX41,1,MATCH(AH$5,'Utilisation profile'!$F41:$CR41,0))),0)","v":0},{"$f":"IF($A41>0,IF(ISNA(MATCH(AI$5,'Utilisation profile'!$F41:$CR41,0)),0,INDEX('Asset data'!$L41:$CX41,1,MATCH(AI$5,'Utilisation profile'!$F41:$CR41,0))),0)","v":0},{"$f":"IF($A41>0,IF(ISNA(MATCH(AJ$5,'Utilisation profile'!$F41:$CR41,0)),0,INDEX('Asset data'!$L41:$CX41,1,MATCH(AJ$5,'Utilisation profile'!$F41:$CR41,0))),0)","v":0},{"$f":"IF($A41>0,IF(ISNA(MATCH(AK$5,'Utilisation profile'!$F41:$CR41,0)),0,INDEX('Asset data'!$L41:$CX41,1,MATCH(AK$5,'Utilisation profile'!$F41:$CR41,0))),0)","v":0},{"$f":"IF($A41>0,IF(ISNA(MATCH(AL$5,'Utilisation profile'!$F41:$CR41,0)),0,INDEX('Asset data'!$L41:$CX41,1,MATCH(AL$5,'Utilisation profile'!$F41:$CR41,0))),0)","v":0},{"$f":"IF($A41>0,IF(ISNA(MATCH(AM$5,'Utilisation profile'!$F41:$CR41,0)),0,INDEX('Asset data'!$L41:$CX41,1,MATCH(AM$5,'Utilisation profile'!$F41:$CR41,0))),0)","v":0},{"$f":"IF($A41>0,IF(ISNA(MATCH(AN$5,'Utilisation profile'!$F41:$CR41,0)),0,INDEX('Asset data'!$L41:$CX41,1,MATCH(AN$5,'Utilisation profile'!$F41:$CR41,0))),0)","v":0},{"$f":"IF($A41>0,IF(ISNA(MATCH(AO$5,'Utilisation profile'!$F41:$CR41,0)),0,INDEX('Asset data'!$L41:$CX41,1,MATCH(AO$5,'Utilisation profile'!$F41:$CR41,0))),0)","v":0},{"$f":"IF($A41>0,IF(ISNA(MATCH(AP$5,'Utilisation profile'!$F41:$CR41,0)),0,INDEX('Asset data'!$L41:$CX41,1,MATCH(AP$5,'Utilisation profile'!$F41:$CR41,0))),0)","v":0},{"$f":"IF($A41>0,IF(ISNA(MATCH(AQ$5,'Utilisation profile'!$F41:$CR41,0)),0,INDEX('Asset data'!$L41:$CX41,1,MATCH(AQ$5,'Utilisation profile'!$F41:$CR41,0))),0)","v":0},{"$f":"IF($A41>0,IF(ISNA(MATCH(AR$5,'Utilisation profile'!$F41:$CR41,0)),0,INDEX('Asset data'!$L41:$CX41,1,MATCH(AR$5,'Utilisation profile'!$F41:$CR41,0))),0)","v":0},{"$f":"IF($A41>0,IF(ISNA(MATCH(AS$5,'Utilisation profile'!$F41:$CR41,0)),0,INDEX('Asset data'!$L41:$CX41,1,MATCH(AS$5,'Utilisation profile'!$F41:$CR41,0))),0)","v":0},{"$f":"IF($A41>0,IF(ISNA(MATCH(AT$5,'Utilisation profile'!$F41:$CR41,0)),0,INDEX('Asset data'!$L41:$CX41,1,MATCH(AT$5,'Utilisation profile'!$F41:$CR41,0))),0)","v":0},{"$f":"IF($A41>0,IF(ISNA(MATCH(AU$5,'Utilisation profile'!$F41:$CR41,0)),0,INDEX('Asset data'!$L41:$CX41,1,MATCH(AU$5,'Utilisation profile'!$F41:$CR41,0))),0)","v":0},{"$f":"IF($A41>0,IF(ISNA(MATCH(AV$5,'Utilisation profile'!$F41:$CR41,0)),0,INDEX('Asset data'!$L41:$CX41,1,MATCH(AV$5,'Utilisation profile'!$F41:$CR41,0))),0)","v":0},{"$f":"IF($A41>0,IF(ISNA(MATCH(AW$5,'Utilisation profile'!$F41:$CR41,0)),0,INDEX('Asset data'!$L41:$CX41,1,MATCH(AW$5,'Utilisation profile'!$F41:$CR41,0))),0)","v":0},{"$f":"IF($A41>0,IF(ISNA(MATCH(AX$5,'Utilisation profile'!$F41:$CR41,0)),0,INDEX('Asset data'!$L41:$CX41,1,MATCH(AX$5,'Utilisation profile'!$F41:$CR41,0))),0)","v":0},{"$f":"IF($A41>0,IF(ISNA(MATCH(AY$5,'Utilisation profile'!$F41:$CR41,0)),0,INDEX('Asset data'!$L41:$CX41,1,MATCH(AY$5,'Utilisation profile'!$F41:$CR41,0))),0)","v":0},{"$f":"IF($A41>0,IF(ISNA(MATCH(AZ$5,'Utilisation profile'!$F41:$CR41,0)),0,INDEX('Asset data'!$L41:$CX41,1,MATCH(AZ$5,'Utilisation profile'!$F41:$CR41,0))),0)","v":0},{"$f":"IF($A41>0,IF(ISNA(MATCH(BA$5,'Utilisation profile'!$F41:$CR41,0)),0,INDEX('Asset data'!$L41:$CX41,1,MATCH(BA$5,'Utilisation profile'!$F41:$CR41,0))),0)","v":0},{"$f":"IF($A41>0,IF(ISNA(MATCH(BB$5,'Utilisation profile'!$F41:$CR41,0)),0,INDEX('Asset data'!$L41:$CX41,1,MATCH(BB$5,'Utilisation profile'!$F41:$CR41,0))),0)","v":0},{"$f":"IF($A41>0,IF(ISNA(MATCH(BC$5,'Utilisation profile'!$F41:$CR41,0)),0,INDEX('Asset data'!$L41:$CX41,1,MATCH(BC$5,'Utilisation profile'!$F41:$CR41,0))),0)","v":0},{"$f":"IF($A41>0,IF(ISNA(MATCH(BD$5,'Utilisation profile'!$F41:$CR41,0)),0,INDEX('Asset data'!$L41:$CX41,1,MATCH(BD$5,'Utilisation profile'!$F41:$CR41,0))),0)","v":0},{"$f":"IF($A41>0,IF(ISNA(MATCH(BE$5,'Utilisation profile'!$F41:$CR41,0)),0,INDEX('Asset data'!$L41:$CX41,1,MATCH(BE$5,'Utilisation profile'!$F41:$CR41,0))),0)","v":0},{"$f":"IF($A41>0,IF(ISNA(MATCH(BF$5,'Utilisation profile'!$F41:$CR41,0)),0,INDEX('Asset data'!$L41:$CX41,1,MATCH(BF$5,'Utilisation profile'!$F41:$CR41,0))),0)","v":0},{"$f":"IF($A41>0,IF(ISNA(MATCH(BG$5,'Utilisation profile'!$F41:$CR41,0)),0,INDEX('Asset data'!$L41:$CX41,1,MATCH(BG$5,'Utilisation profile'!$F41:$CR41,0))),0)","v":0},{"$f":"IF($A41>0,IF(ISNA(MATCH(BH$5,'Utilisation profile'!$F41:$CR41,0)),0,INDEX('Asset data'!$L41:$CX41,1,MATCH(BH$5,'Utilisation profile'!$F41:$CR41,0))),0)","v":0},{"$f":"IF($A41>0,IF(ISNA(MATCH(BI$5,'Utilisation profile'!$F41:$CR41,0)),0,INDEX('Asset data'!$L41:$CX41,1,MATCH(BI$5,'Utilisation profile'!$F41:$CR41,0))),0)","v":0},{"$f":"IF($A41>0,IF(ISNA(MATCH(BJ$5,'Utilisation profile'!$F41:$CR41,0)),0,INDEX('Asset data'!$L41:$CX41,1,MATCH(BJ$5,'Utilisation profile'!$F41:$CR41,0))),0)","v":0},{"$f":"IF($A41>0,IF(ISNA(MATCH(BK$5,'Utilisation profile'!$F41:$CR41,0)),0,INDEX('Asset data'!$L41:$CX41,1,MATCH(BK$5,'Utilisation profile'!$F41:$CR41,0))),0)","v":0},{"$f":"IF($A41>0,IF(ISNA(MATCH(BL$5,'Utilisation profile'!$F41:$CR41,0)),0,INDEX('Asset data'!$L41:$CX41,1,MATCH(BL$5,'Utilisation profile'!$F41:$CR41,0))),0)","v":0},{"$f":"IF($A41>0,IF(ISNA(MATCH(BM$5,'Utilisation profile'!$F41:$CR41,0)),0,INDEX('Asset data'!$L41:$CX41,1,MATCH(BM$5,'Utilisation profile'!$F41:$CR41,0))),0)","v":0},{"$f":"IF($A41>0,IF(ISNA(MATCH(BN$5,'Utilisation profile'!$F41:$CR41,0)),0,INDEX('Asset data'!$L41:$CX41,1,MATCH(BN$5,'Utilisation profile'!$F41:$CR41,0))),0)","v":0},{"$f":"IF($A41>0,IF(ISNA(MATCH(BO$5,'Utilisation profile'!$F41:$CR41,0)),0,INDEX('Asset data'!$L41:$CX41,1,MATCH(BO$5,'Utilisation profile'!$F41:$CR41,0))),0)","v":0},{"$f":"IF($A41>0,IF(ISNA(MATCH(BP$5,'Utilisation profile'!$F41:$CR41,0)),0,INDEX('Asset data'!$L41:$CX41,1,MATCH(BP$5,'Utilisation profile'!$F41:$CR41,0))),0)","v":0},{"$f":"IF($A41>0,IF(ISNA(MATCH(BQ$5,'Utilisation profile'!$F41:$CR41,0)),0,INDEX('Asset data'!$L41:$CX41,1,MATCH(BQ$5,'Utilisation profile'!$F41:$CR41,0))),0)","v":0},{"$f":"IF($A41>0,IF(ISNA(MATCH(BR$5,'Utilisation profile'!$F41:$CR41,0)),0,INDEX('Asset data'!$L41:$CX41,1,MATCH(BR$5,'Utilisation profile'!$F41:$CR41,0))),0)","v":0},{"$f":"IF($A41>0,IF(ISNA(MATCH(BS$5,'Utilisation profile'!$F41:$CR41,0)),0,INDEX('Asset data'!$L41:$CX41,1,MATCH(BS$5,'Utilisation profile'!$F41:$CR41,0))),0)","v":0},{"$f":"IF($A41>0,IF(ISNA(MATCH(BT$5,'Utilisation profile'!$F41:$CR41,0)),0,INDEX('Asset data'!$L41:$CX41,1,MATCH(BT$5,'Utilisation profile'!$F41:$CR41,0))),0)","v":0},{"$f":"IF($A41>0,IF(ISNA(MATCH(BU$5,'Utilisation profile'!$F41:$CR41,0)),0,INDEX('Asset data'!$L41:$CX41,1,MATCH(BU$5,'Utilisation profile'!$F41:$CR41,0))),0)","v":0},{"$f":"IF($A41>0,IF(ISNA(MATCH(BV$5,'Utilisation profile'!$F41:$CR41,0)),0,INDEX('Asset data'!$L41:$CX41,1,MATCH(BV$5,'Utilisation profile'!$F41:$CR41,0))),0)","v":0},{"$f":"IF($A41>0,IF(ISNA(MATCH(BW$5,'Utilisation profile'!$F41:$CR41,0)),0,INDEX('Asset data'!$L41:$CX41,1,MATCH(BW$5,'Utilisation profile'!$F41:$CR41,0))),0)","v":0},{"$f":"IF($A41>0,IF(ISNA(MATCH(BX$5,'Utilisation profile'!$F41:$CR41,0)),0,INDEX('Asset data'!$L41:$CX41,1,MATCH(BX$5,'Utilisation profile'!$F41:$CR41,0))),0)","v":0},{"$f":"IF($A41>0,IF(ISNA(MATCH(BY$5,'Utilisation profile'!$F41:$CR41,0)),0,INDEX('Asset data'!$L41:$CX41,1,MATCH(BY$5,'Utilisation profile'!$F41:$CR41,0))),0)","v":0},{"$f":"IF($A41>0,IF(ISNA(MATCH(BZ$5,'Utilisation profile'!$F41:$CR41,0)),0,INDEX('Asset data'!$L41:$CX41,1,MATCH(BZ$5,'Utilisation profile'!$F41:$CR41,0))),0)","v":0},{"$f":"IF($A41>0,IF(ISNA(MATCH(CA$5,'Utilisation profile'!$F41:$CR41,0)),0,INDEX('Asset data'!$L41:$CX41,1,MATCH(CA$5,'Utilisation profile'!$F41:$CR41,0))),0)","v":0},{"$f":"IF($A41>0,IF(ISNA(MATCH(CB$5,'Utilisation profile'!$F41:$CR41,0)),0,INDEX('Asset data'!$L41:$CX41,1,MATCH(CB$5,'Utilisation profile'!$F41:$CR41,0))),0)","v":0},{"$f":"IF($A41>0,IF(ISNA(MATCH(CC$5,'Utilisation profile'!$F41:$CR41,0)),0,INDEX('Asset data'!$L41:$CX41,1,MATCH(CC$5,'Utilisation profile'!$F41:$CR41,0))),0)","v":0},{"$f":"IF($A41>0,IF(ISNA(MATCH(CD$5,'Utilisation profile'!$F41:$CR41,0)),0,INDEX('Asset data'!$L41:$CX41,1,MATCH(CD$5,'Utilisation profile'!$F41:$CR41,0))),0)","v":0},{"$f":"IF($A41>0,IF(ISNA(MATCH(CE$5,'Utilisation profile'!$F41:$CR41,0)),0,INDEX('Asset data'!$L41:$CX41,1,MATCH(CE$5,'Utilisation profile'!$F41:$CR41,0))),0)","v":0},{"$f":"IF($A41>0,IF(ISNA(MATCH(CF$5,'Utilisation profile'!$F41:$CR41,0)),0,INDEX('Asset data'!$L41:$CX41,1,MATCH(CF$5,'Utilisation profile'!$F41:$CR41,0))),0)","v":0},{"$f":"IF($A41>0,IF(ISNA(MATCH(CG$5,'Utilisation profile'!$F41:$CR41,0)),0,INDEX('Asset data'!$L41:$CX41,1,MATCH(CG$5,'Utilisation profile'!$F41:$CR41,0))),0)","v":0},{"$f":"IF($A41>0,IF(ISNA(MATCH(CH$5,'Utilisation profile'!$F41:$CR41,0)),0,INDEX('Asset data'!$L41:$CX41,1,MATCH(CH$5,'Utilisation profile'!$F41:$CR41,0))),0)","v":0},{"$f":"IF($A41>0,IF(ISNA(MATCH(CI$5,'Utilisation profile'!$F41:$CR41,0)),0,INDEX('Asset data'!$L41:$CX41,1,MATCH(CI$5,'Utilisation profile'!$F41:$CR41,0))),0)","v":0},{"$f":"IF($A41>0,IF(ISNA(MATCH(CJ$5,'Utilisation profile'!$F41:$CR41,0)),0,INDEX('Asset data'!$L41:$CX41,1,MATCH(CJ$5,'Utilisation profile'!$F41:$CR41,0))),0)","v":0},{"$f":"IF($A41>0,IF(ISNA(MATCH(CK$5,'Utilisation profile'!$F41:$CR41,0)),0,INDEX('Asset data'!$L41:$CX41,1,MATCH(CK$5,'Utilisation profile'!$F41:$CR41,0))),0)","v":0},{"$f":"IF($A41>0,IF(ISNA(MATCH(CL$5,'Utilisation profile'!$F41:$CR41,0)),0,INDEX('Asset data'!$L41:$CX41,1,MATCH(CL$5,'Utilisation profile'!$F41:$CR41,0))),0)","v":0},{"$f":"IF($A41>0,IF(ISNA(MATCH(CM$5,'Utilisation profile'!$F41:$CR41,0)),0,INDEX('Asset data'!$L41:$CX41,1,MATCH(CM$5,'Utilisation profile'!$F41:$CR41,0))),0)","v":0},{"$f":"IF($A41>0,IF(ISNA(MATCH(CN$5,'Utilisation profile'!$F41:$CR41,0)),0,INDEX('Asset data'!$L41:$CX41,1,MATCH(CN$5,'Utilisation profile'!$F41:$CR41,0))),0)","v":0},{"$f":"IF($A41>0,IF(ISNA(MATCH(CO$5,'Utilisation profile'!$F41:$CR41,0)),0,INDEX('Asset data'!$L41:$CX41,1,MATCH(CO$5,'Utilisation profile'!$F41:$CR41,0))),0)","v":0},{"$f":"IF($A41>0,IF(ISNA(MATCH(CP$5,'Utilisation profile'!$F41:$CR41,0)),0,INDEX('Asset data'!$L41:$CX41,1,MATCH(CP$5,'Utilisation profile'!$F41:$CR41,0))),0)","v":0},{"$f":"IF($A41>0,IF(ISNA(MATCH(CQ$5,'Utilisation profile'!$F41:$CR41,0)),0,INDEX('Asset data'!$L41:$CX41,1,MATCH(CQ$5,'Utilisation profile'!$F41:$CR41,0))),0)","v":0},{"$f":"IF($A41>0,IF(ISNA(MATCH(CR$5,'Utilisation profile'!$F41:$CR41,0)),0,INDEX('Asset data'!$L41:$CX41,1,MATCH(CR$5,'Utilisation profile'!$F41:$CR41,0))),0)","v":0},{"$f":"IF($A41>0,IF(ISNA(MATCH(CS$5,'Utilisation profile'!$F41:$CR41,0)),0,INDEX('Asset data'!$L41:$CX41,1,MATCH(CS$5,'Utilisation profile'!$F41:$CR41,0))),0)","v":0},{"$f":"IF($A41>0,IF(ISNA(MATCH(CT$5,'Utilisation profile'!$F41:$CR41,0)),0,INDEX('Asset data'!$L41:$CX41,1,MATCH(CT$5,'Utilisation profile'!$F41:$CR41,0))),0)","v":0},{"$f":"IF($A41>0,IF(ISNA(MATCH(CU$5,'Utilisation profile'!$F41:$CR41,0)),0,INDEX('Asset data'!$L41:$CX41,1,MATCH(CU$5,'Utilisation profile'!$F41:$CR41,0))),0)","v":0},{"$f":"IF($A41>0,IF(ISNA(MATCH(CV$5,'Utilisation profile'!$F41:$CR41,0)),0,INDEX('Asset data'!$L41:$CX41,1,MATCH(CV$5,'Utilisation profile'!$F41:$CR41,0))),0)","v":0},{"$f":"IF($A41>0,IF(ISNA(MATCH(CW$5,'Utilisation profile'!$F41:$CR41,0)),0,INDEX('Asset data'!$L41:$CX41,1,MATCH(CW$5,'Utilisation profile'!$F41:$CR41,0))),0)","v":0},{"$f":"IF($A41>0,IF(ISNA(MATCH(CX$5,'Utilisation profile'!$F41:$CR41,0)),0,INDEX('Asset data'!$L41:$CX41,1,MATCH(CX$5,'Utilisation profile'!$F41:$CR41,0))),0)","v":0},{"$f":"IF($A41>0,IF(ISNA(MATCH(CY$5,'Utilisation profile'!$F41:$CR41,0)),0,INDEX('Asset data'!$L41:$CX41,1,MATCH(CY$5,'Utilisation profile'!$F41:$CR41,0))),0)","v":0},{"$f":"IF($A41>0,IF(ISNA(MATCH(CZ$5,'Utilisation profile'!$F41:$CR41,0)),0,INDEX('Asset data'!$L41:$CX41,1,MATCH(CZ$5,'Utilisation profile'!$F41:$CR41,0))),0)","v":0},{"$f":"IF($A41>0,IF(ISNA(MATCH(DA$5,'Utilisation profile'!$F41:$CR41,0)),0,INDEX('Asset data'!$L41:$CX41,1,MATCH(DA$5,'Utilisation profile'!$F41:$CR41,0))),0)","v":0},{"$f":"IF($A41>0,IF(ISNA(MATCH(DB$5,'Utilisation profile'!$F41:$CR41,0)),0,INDEX('Asset data'!$L41:$CX41,1,MATCH(DB$5,'Utilisation profile'!$F41:$CR41,0))),0)","v":0},{"$f":"IF($A41>0,IF(ISNA(MATCH(DC$5,'Utilisation profile'!$F41:$CR41,0)),0,INDEX('Asset data'!$L41:$CX41,1,MATCH(DC$5,'Utilisation profile'!$F41:$CR41,0))),0)","v":0},{"$f":"IF($A41>0,IF(ISNA(MATCH(DD$5,'Utilisation profile'!$F41:$CR41,0)),0,INDEX('Asset data'!$L41:$CX41,1,MATCH(DD$5,'Utilisation profile'!$F41:$CR41,0))),0)","v":0},{"$f":"IF($A41>0,IF(ISNA(MATCH(DE$5,'Utilisation profile'!$F41:$CR41,0)),0,INDEX('Asset data'!$L41:$CX41,1,MATCH(DE$5,'Utilisation profile'!$F41:$CR41,0))),0)","v":0},{"$f":"IF($A41>0,IF(ISNA(MATCH(DF$5,'Utilisation profile'!$F41:$CR41,0)),0,INDEX('Asset data'!$L41:$CX41,1,MATCH(DF$5,'Utilisation profile'!$F41:$CR41,0))),0)","v":0},{"$f":"IF($A41>0,IF(ISNA(MATCH(DG$5,'Utilisation profile'!$F41:$CR41,0)),0,INDEX('Asset data'!$L41:$CX41,1,MATCH(DG$5,'Utilisation profile'!$F41:$CR41,0))),0)","v":0},{"$f":"IF($A41>0,IF(ISNA(MATCH(DH$5,'Utilisation profile'!$F41:$CR41,0)),0,INDEX('Asset data'!$L41:$CX41,1,MATCH(DH$5,'Utilisation profile'!$F41:$CR41,0))),0)","v":0},{"$f":"IF($A41>0,IF(ISNA(MATCH(DI$5,'Utilisation profile'!$F41:$CR41,0)),0,INDEX('Asset data'!$L41:$CX41,1,MATCH(DI$5,'Utilisation profile'!$F41:$CR41,0))),0)","v":0},{"$f":"IF($A41>0,IF(ISNA(MATCH(DJ$5,'Utilisation profile'!$F41:$CR41,0)),0,INDEX('Asset data'!$L41:$CX41,1,MATCH(DJ$5,'Utilisation profile'!$F41:$CR41,0))),0)","v":0},{"$f":"IF($A41>0,IF(ISNA(MATCH(DK$5,'Utilisation profile'!$F41:$CR41,0)),0,INDEX('Asset data'!$L41:$CX41,1,MATCH(DK$5,'Utilisation profile'!$F41:$CR41,0))),0)","v":0},{"$f":"IF($A41>0,IF(ISNA(MATCH(DL$5,'Utilisation profile'!$F41:$CR41,0)),0,INDEX('Asset data'!$L41:$CX41,1,MATCH(DL$5,'Utilisation profile'!$F41:$CR41,0))),0)","v":0},{"$f":"IF($A41>0,IF(ISNA(MATCH(DM$5,'Utilisation profile'!$F41:$CR41,0)),0,INDEX('Asset data'!$L41:$CX41,1,MATCH(DM$5,'Utilisation profile'!$F41:$CR41,0))),0)","v":0},{"$f":"IF($A41>0,IF(ISNA(MATCH(DN$5,'Utilisation profile'!$F41:$CR41,0)),0,INDEX('Asset data'!$L41:$CX41,1,MATCH(DN$5,'Utilisation profile'!$F41:$CR41,0))),0)","v":0},{"$f":"IF($A41>0,IF(ISNA(MATCH(DO$5,'Utilisation profile'!$F41:$CR41,0)),0,INDEX('Asset data'!$L41:$CX41,1,MATCH(DO$5,'Utilisation profile'!$F41:$CR41,0))),0)","v":0},{"$f":"IF($A41>0,IF(ISNA(MATCH(DP$5,'Utilisation profile'!$F41:$CR41,0)),0,INDEX('Asset data'!$L41:$CX41,1,MATCH(DP$5,'Utilisation profile'!$F41:$CR41,0))),0)","v":0},{"$f":"IF($A41>0,IF(ISNA(MATCH(DQ$5,'Utilisation profile'!$F41:$CR41,0)),0,INDEX('Asset data'!$L41:$CX41,1,MATCH(DQ$5,'Utilisation profile'!$F41:$CR41,0))),0)","v":0},{"$f":"IF($A41>0,IF(ISNA(MATCH(DR$5,'Utilisation profile'!$F41:$CR41,0)),0,INDEX('Asset data'!$L41:$CX41,1,MATCH(DR$5,'Utilisation profile'!$F41:$CR41,0))),0)","v":0},{"$f":"IF($A41>0,IF(ISNA(MATCH(DS$5,'Utilisation profile'!$F41:$CR41,0)),0,INDEX('Asset data'!$L41:$CX41,1,MATCH(DS$5,'Utilisation profile'!$F41:$CR41,0))),0)","v":0},{"$f":"IF($A41>0,IF(ISNA(MATCH(DT$5,'Utilisation profile'!$F41:$CR41,0)),0,INDEX('Asset data'!$L41:$CX41,1,MATCH(DT$5,'Utilisation profile'!$F41:$CR41,0))),0)","v":0},{"$f":"IF($A41>0,IF(ISNA(MATCH(DU$5,'Utilisation profile'!$F41:$CR41,0)),0,INDEX('Asset data'!$L41:$CX41,1,MATCH(DU$5,'Utilisation profile'!$F41:$CR41,0))),0)","v":0},{"$f":"IF($A41>0,IF(ISNA(MATCH(DV$5,'Utilisation profile'!$F41:$CR41,0)),0,INDEX('Asset data'!$L41:$CX41,1,MATCH(DV$5,'Utilisation profile'!$F41:$CR41,0))),0)","v":0},{"$f":"IF($A41>0,IF(ISNA(MATCH(DW$5,'Utilisation profile'!$F41:$CR41,0)),0,INDEX('Asset data'!$L41:$CX41,1,MATCH(DW$5,'Utilisation profile'!$F41:$CR41,0))),0)","v":0},{"$f":"IF($A41>0,IF(ISNA(MATCH(DX$5,'Utilisation profile'!$F41:$CR41,0)),0,INDEX('Asset data'!$L41:$CX41,1,MATCH(DX$5,'Utilisation profile'!$F41:$CR41,0))),0)","v":0},{"$f":"IF($A41>0,IF(ISNA(MATCH(DY$5,'Utilisation profile'!$F41:$CR41,0)),0,INDEX('Asset data'!$L41:$CX41,1,MATCH(DY$5,'Utilisation profile'!$F41:$CR41,0))),0)","v":0},{"$f":"IF($A41>0,IF(ISNA(MATCH(DZ$5,'Utilisation profile'!$F41:$CR41,0)),0,INDEX('Asset data'!$L41:$CX41,1,MATCH(DZ$5,'Utilisation profile'!$F41:$CR41,0))),0)","v":0},{"$f":"IF($A41>0,IF(ISNA(MATCH(EA$5,'Utilisation profile'!$F41:$CR41,0)),0,INDEX('Asset data'!$L41:$CX41,1,MATCH(EA$5,'Utilisation profile'!$F41:$CR41,0))),0)","v":0},{"$f":"IF($A41>0,IF(ISNA(MATCH(EB$5,'Utilisation profile'!$F41:$CR41,0)),0,INDEX('Asset data'!$L41:$CX41,1,MATCH(EB$5,'Utilisation profile'!$F41:$CR41,0))),0)","v":0},{"$f":"IF($A41>0,IF(ISNA(MATCH(EC$5,'Utilisation profile'!$F41:$CR41,0)),0,INDEX('Asset data'!$L41:$CX41,1,MATCH(EC$5,'Utilisation profile'!$F41:$CR41,0))),0)","v":0},{"$f":"IF($A41>0,IF(ISNA(MATCH(ED$5,'Utilisation profile'!$F41:$CR41,0)),0,INDEX('Asset data'!$L41:$CX41,1,MATCH(ED$5,'Utilisation profile'!$F41:$CR41,0))),0)","v":0},{"$f":"IF($A41>0,IF(ISNA(MATCH(EE$5,'Utilisation profile'!$F41:$CR41,0)),0,INDEX('Asset data'!$L41:$CX41,1,MATCH(EE$5,'Utilisation profile'!$F41:$CR41,0))),0)","v":0},{"$f":"IF($A41>0,IF(ISNA(MATCH(EF$5,'Utilisation profile'!$F41:$CR41,0)),0,INDEX('Asset data'!$L41:$CX41,1,MATCH(EF$5,'Utilisation profile'!$F41:$CR41,0))),0)","v":0},{"$f":"IF($A41>0,IF(ISNA(MATCH(EG$5,'Utilisation profile'!$F41:$CR41,0)),0,INDEX('Asset data'!$L41:$CX41,1,MATCH(EG$5,'Utilisation profile'!$F41:$CR41,0))),0)","v":0},{"$f":"IF($A41>0,IF(ISNA(MATCH(EH$5,'Utilisation profile'!$F41:$CR41,0)),0,INDEX('Asset data'!$L41:$CX41,1,MATCH(EH$5,'Utilisation profile'!$F41:$CR41,0))),0)","v":0},{"$f":"IF($A41>0,IF(ISNA(MATCH(EI$5,'Utilisation profile'!$F41:$CR41,0)),0,INDEX('Asset data'!$L41:$CX41,1,MATCH(EI$5,'Utilisation profile'!$F41:$CR41,0))),0)","v":0},{"$f":"IF($A41>0,IF(ISNA(MATCH(EJ$5,'Utilisation profile'!$F41:$CR41,0)),0,INDEX('Asset data'!$L41:$CX41,1,MATCH(EJ$5,'Utilisation profile'!$F41:$CR41,0))),0)","v":0},{"$f":"IF($A41>0,IF(ISNA(MATCH(EK$5,'Utilisation profile'!$F41:$CR41,0)),0,INDEX('Asset data'!$L41:$CX41,1,MATCH(EK$5,'Utilisation profile'!$F41:$CR41,0))),0)","v":0},{"$f":"IF($A41>0,IF(ISNA(MATCH(EL$5,'Utilisation profile'!$F41:$CR41,0)),0,INDEX('Asset data'!$L41:$CX41,1,MATCH(EL$5,'Utilisation profile'!$F41:$CR41,0))),0)","v":0},{"$f":"IF($A41>0,IF(ISNA(MATCH(EM$5,'Utilisation profile'!$F41:$CR41,0)),0,INDEX('Asset data'!$L41:$CX41,1,MATCH(EM$5,'Utilisation profile'!$F41:$CR41,0))),0)","v":0},{"$f":"IF($A41>0,IF(ISNA(MATCH(EN$5,'Utilisation profile'!$F41:$CR41,0)),0,INDEX('Asset data'!$L41:$CX41,1,MATCH(EN$5,'Utilisation profile'!$F41:$CR41,0))),0)","v":0},{"$f":"IF($A41>0,IF(ISNA(MATCH(EO$5,'Utilisation profile'!$F41:$CR41,0)),0,INDEX('Asset data'!$L41:$CX41,1,MATCH(EO$5,'Utilisation profile'!$F41:$CR41,0))),0)","v":0},{"$f":"IF($A41>0,IF(ISNA(MATCH(EP$5,'Utilisation profile'!$F41:$CR41,0)),0,INDEX('Asset data'!$L41:$CX41,1,MATCH(EP$5,'Utilisation profile'!$F41:$CR41,0))),0)","v":0},{"$f":"IF($A41>0,IF(ISNA(MATCH(EQ$5,'Utilisation profile'!$F41:$CR41,0)),0,INDEX('Asset data'!$L41:$CX41,1,MATCH(EQ$5,'Utilisation profile'!$F41:$CR41,0))),0)","v":0},{"$f":"IF($A41>0,IF(ISNA(MATCH(ER$5,'Utilisation profile'!$F41:$CR41,0)),0,INDEX('Asset data'!$L41:$CX41,1,MATCH(ER$5,'Utilisation profile'!$F41:$CR41,0))),0)","v":0},{"$f":"IF($A41>0,IF(ISNA(MATCH(ES$5,'Utilisation profile'!$F41:$CR41,0)),0,INDEX('Asset data'!$L41:$CX41,1,MATCH(ES$5,'Utilisation profile'!$F41:$CR41,0))),0)","v":0},{"$f":"IF($A41>0,IF(ISNA(MATCH(ET$5,'Utilisation profile'!$F41:$CR41,0)),0,INDEX('Asset data'!$L41:$CX41,1,MATCH(ET$5,'Utilisation profile'!$F41:$CR41,0))),0)","v":0},{"$f":"IF($A41>0,IF(ISNA(MATCH(EU$5,'Utilisation profile'!$F41:$CR41,0)),0,INDEX('Asset data'!$L41:$CX41,1,MATCH(EU$5,'Utilisation profile'!$F41:$CR41,0))),0)","v":0},{"$f":"IF($A41>0,IF(ISNA(MATCH(EV$5,'Utilisation profile'!$F41:$CR41,0)),0,INDEX('Asset data'!$L41:$CX41,1,MATCH(EV$5,'Utilisation profile'!$F41:$CR41,0))),0)","v":0},{"$f":"IF($A41>0,IF(ISNA(MATCH(EW$5,'Utilisation profile'!$F41:$CR41,0)),0,INDEX('Asset data'!$L41:$CX41,1,MATCH(EW$5,'Utilisation profile'!$F41:$CR41,0))),0)","v":0},{"$f":"IF($A41>0,IF(ISNA(MATCH(EX$5,'Utilisation profile'!$F41:$CR41,0)),0,INDEX('Asset data'!$L41:$CX41,1,MATCH(EX$5,'Utilisation profile'!$F41:$CR41,0))),0)","v":0},{"$f":"IF($A41>0,IF(ISNA(MATCH(EY$5,'Utilisation profile'!$F41:$CR41,0)),0,INDEX('Asset data'!$L41:$CX41,1,MATCH(EY$5,'Utilisation profile'!$F41:$CR41,0))),0)","v":0},{"$f":"IF($A41>0,IF(ISNA(MATCH(EZ$5,'Utilisation profile'!$F41:$CR41,0)),0,INDEX('Asset data'!$L41:$CX41,1,MATCH(EZ$5,'Utilisation profile'!$F41:$CR41,0))),0)","v":0},{"$f":"IF($A41>0,IF(ISNA(MATCH(FA$5,'Utilisation profile'!$F41:$CR41,0)),0,INDEX('Asset data'!$L41:$CX41,1,MATCH(FA$5,'Utilisation profile'!$F41:$CR41,0))),0)","v":0}]
[{"$f":"'Asset data'!A42","v":0},{"$f":"'Asset data'!B42","v":0},{"$f":"'Asset data'!C42","v":0},{"$f":"'Asset data'!E42","v":0},{"$f":"'Asset data'!I42","v":0},{"$f":"IF($A42>0,'Utilisation profile'!CU42,0)","v":0},{"$f":"IF($A42>0,IF(ISNA(MATCH(G$5,'Utilisation profile'!$F42:$CR42,0)),0,INDEX('Asset data'!$L42:$CX42,1,MATCH(G$5,'Utilisation profile'!$F42:$CR42,0))),0)","v":0},{"$f":"IF($A42>0,IF(ISNA(MATCH(H$5,'Utilisation profile'!$F42:$CR42,0)),0,INDEX('Asset data'!$L42:$CX42,1,MATCH(H$5,'Utilisation profile'!$F42:$CR42,0))),0)","v":0},{"$f":"IF($A42>0,IF(ISNA(MATCH(I$5,'Utilisation profile'!$F42:$CR42,0)),0,INDEX('Asset data'!$L42:$CX42,1,MATCH(I$5,'Utilisation profile'!$F42:$CR42,0))),0)","v":0},{"$f":"IF($A42>0,IF(ISNA(MATCH(J$5,'Utilisation profile'!$F42:$CR42,0)),0,INDEX('Asset data'!$L42:$CX42,1,MATCH(J$5,'Utilisation profile'!$F42:$CR42,0))),0)","v":0},{"$f":"IF($A42>0,IF(ISNA(MATCH(K$5,'Utilisation profile'!$F42:$CR42,0)),0,INDEX('Asset data'!$L42:$CX42,1,MATCH(K$5,'Utilisation profile'!$F42:$CR42,0))),0)","v":0},{"$f":"IF($A42>0,IF(ISNA(MATCH(L$5,'Utilisation profile'!$F42:$CR42,0)),0,INDEX('Asset data'!$L42:$CX42,1,MATCH(L$5,'Utilisation profile'!$F42:$CR42,0))),0)","v":0},{"$f":"IF($A42>0,IF(ISNA(MATCH(M$5,'Utilisation profile'!$F42:$CR42,0)),0,INDEX('Asset data'!$L42:$CX42,1,MATCH(M$5,'Utilisation profile'!$F42:$CR42,0))),0)","v":0},{"$f":"IF($A42>0,IF(ISNA(MATCH(N$5,'Utilisation profile'!$F42:$CR42,0)),0,INDEX('Asset data'!$L42:$CX42,1,MATCH(N$5,'Utilisation profile'!$F42:$CR42,0))),0)","v":0},{"$f":"IF($A42>0,IF(ISNA(MATCH(O$5,'Utilisation profile'!$F42:$CR42,0)),0,INDEX('Asset data'!$L42:$CX42,1,MATCH(O$5,'Utilisation profile'!$F42:$CR42,0))),0)","v":0},{"$f":"IF($A42>0,IF(ISNA(MATCH(P$5,'Utilisation profile'!$F42:$CR42,0)),0,INDEX('Asset data'!$L42:$CX42,1,MATCH(P$5,'Utilisation profile'!$F42:$CR42,0))),0)","v":0},{"$f":"IF($A42>0,IF(ISNA(MATCH(Q$5,'Utilisation profile'!$F42:$CR42,0)),0,INDEX('Asset data'!$L42:$CX42,1,MATCH(Q$5,'Utilisation profile'!$F42:$CR42,0))),0)","v":0},{"$f":"IF($A42>0,IF(ISNA(MATCH(R$5,'Utilisation profile'!$F42:$CR42,0)),0,INDEX('Asset data'!$L42:$CX42,1,MATCH(R$5,'Utilisation profile'!$F42:$CR42,0))),0)","v":0},{"$f":"IF($A42>0,IF(ISNA(MATCH(S$5,'Utilisation profile'!$F42:$CR42,0)),0,INDEX('Asset data'!$L42:$CX42,1,MATCH(S$5,'Utilisation profile'!$F42:$CR42,0))),0)","v":0},{"$f":"IF($A42>0,IF(ISNA(MATCH(T$5,'Utilisation profile'!$F42:$CR42,0)),0,INDEX('Asset data'!$L42:$CX42,1,MATCH(T$5,'Utilisation profile'!$F42:$CR42,0))),0)","v":0},{"$f":"IF($A42>0,IF(ISNA(MATCH(U$5,'Utilisation profile'!$F42:$CR42,0)),0,INDEX('Asset data'!$L42:$CX42,1,MATCH(U$5,'Utilisation profile'!$F42:$CR42,0))),0)","v":0},{"$f":"IF($A42>0,IF(ISNA(MATCH(V$5,'Utilisation profile'!$F42:$CR42,0)),0,INDEX('Asset data'!$L42:$CX42,1,MATCH(V$5,'Utilisation profile'!$F42:$CR42,0))),0)","v":0},{"$f":"IF($A42>0,IF(ISNA(MATCH(W$5,'Utilisation profile'!$F42:$CR42,0)),0,INDEX('Asset data'!$L42:$CX42,1,MATCH(W$5,'Utilisation profile'!$F42:$CR42,0))),0)","v":0},{"$f":"IF($A42>0,IF(ISNA(MATCH(X$5,'Utilisation profile'!$F42:$CR42,0)),0,INDEX('Asset data'!$L42:$CX42,1,MATCH(X$5,'Utilisation profile'!$F42:$CR42,0))),0)","v":0},{"$f":"IF($A42>0,IF(ISNA(MATCH(Y$5,'Utilisation profile'!$F42:$CR42,0)),0,INDEX('Asset data'!$L42:$CX42,1,MATCH(Y$5,'Utilisation profile'!$F42:$CR42,0))),0)","v":0},{"$f":"IF($A42>0,IF(ISNA(MATCH(Z$5,'Utilisation profile'!$F42:$CR42,0)),0,INDEX('Asset data'!$L42:$CX42,1,MATCH(Z$5,'Utilisation profile'!$F42:$CR42,0))),0)","v":0},{"$f":"IF($A42>0,IF(ISNA(MATCH(AA$5,'Utilisation profile'!$F42:$CR42,0)),0,INDEX('Asset data'!$L42:$CX42,1,MATCH(AA$5,'Utilisation profile'!$F42:$CR42,0))),0)","v":0},{"$f":"IF($A42>0,IF(ISNA(MATCH(AB$5,'Utilisation profile'!$F42:$CR42,0)),0,INDEX('Asset data'!$L42:$CX42,1,MATCH(AB$5,'Utilisation profile'!$F42:$CR42,0))),0)","v":0},{"$f":"IF($A42>0,IF(ISNA(MATCH(AC$5,'Utilisation profile'!$F42:$CR42,0)),0,INDEX('Asset data'!$L42:$CX42,1,MATCH(AC$5,'Utilisation profile'!$F42:$CR42,0))),0)","v":0},{"$f":"IF($A42>0,IF(ISNA(MATCH(AD$5,'Utilisation profile'!$F42:$CR42,0)),0,INDEX('Asset data'!$L42:$CX42,1,MATCH(AD$5,'Utilisation profile'!$F42:$CR42,0))),0)","v":0},{"$f":"IF($A42>0,IF(ISNA(MATCH(AE$5,'Utilisation profile'!$F42:$CR42,0)),0,INDEX('Asset data'!$L42:$CX42,1,MATCH(AE$5,'Utilisation profile'!$F42:$CR42,0))),0)","v":0},{"$f":"IF($A42>0,IF(ISNA(MATCH(AF$5,'Utilisation profile'!$F42:$CR42,0)),0,INDEX('Asset data'!$L42:$CX42,1,MATCH(AF$5,'Utilisation profile'!$F42:$CR42,0))),0)","v":0},{"$f":"IF($A42>0,IF(ISNA(MATCH(AG$5,'Utilisation profile'!$F42:$CR42,0)),0,INDEX('Asset data'!$L42:$CX42,1,MATCH(AG$5,'Utilisation profile'!$F42:$CR42,0))),0)","v":0},{"$f":"IF($A42>0,IF(ISNA(MATCH(AH$5,'Utilisation profile'!$F42:$CR42,0)),0,INDEX('Asset data'!$L42:$CX42,1,MATCH(AH$5,'Utilisation profile'!$F42:$CR42,0))),0)","v":0},{"$f":"IF($A42>0,IF(ISNA(MATCH(AI$5,'Utilisation profile'!$F42:$CR42,0)),0,INDEX('Asset data'!$L42:$CX42,1,MATCH(AI$5,'Utilisation profile'!$F42:$CR42,0))),0)","v":0},{"$f":"IF($A42>0,IF(ISNA(MATCH(AJ$5,'Utilisation profile'!$F42:$CR42,0)),0,INDEX('Asset data'!$L42:$CX42,1,MATCH(AJ$5,'Utilisation profile'!$F42:$CR42,0))),0)","v":0},{"$f":"IF($A42>0,IF(ISNA(MATCH(AK$5,'Utilisation profile'!$F42:$CR42,0)),0,INDEX('Asset data'!$L42:$CX42,1,MATCH(AK$5,'Utilisation profile'!$F42:$CR42,0))),0)","v":0},{"$f":"IF($A42>0,IF(ISNA(MATCH(AL$5,'Utilisation profile'!$F42:$CR42,0)),0,INDEX('Asset data'!$L42:$CX42,1,MATCH(AL$5,'Utilisation profile'!$F42:$CR42,0))),0)","v":0},{"$f":"IF($A42>0,IF(ISNA(MATCH(AM$5,'Utilisation profile'!$F42:$CR42,0)),0,INDEX('Asset data'!$L42:$CX42,1,MATCH(AM$5,'Utilisation profile'!$F42:$CR42,0))),0)","v":0},{"$f":"IF($A42>0,IF(ISNA(MATCH(AN$5,'Utilisation profile'!$F42:$CR42,0)),0,INDEX('Asset data'!$L42:$CX42,1,MATCH(AN$5,'Utilisation profile'!$F42:$CR42,0))),0)","v":0},{"$f":"IF($A42>0,IF(ISNA(MATCH(AO$5,'Utilisation profile'!$F42:$CR42,0)),0,INDEX('Asset data'!$L42:$CX42,1,MATCH(AO$5,'Utilisation profile'!$F42:$CR42,0))),0)","v":0},{"$f":"IF($A42>0,IF(ISNA(MATCH(AP$5,'Utilisation profile'!$F42:$CR42,0)),0,INDEX('Asset data'!$L42:$CX42,1,MATCH(AP$5,'Utilisation profile'!$F42:$CR42,0))),0)","v":0},{"$f":"IF($A42>0,IF(ISNA(MATCH(AQ$5,'Utilisation profile'!$F42:$CR42,0)),0,INDEX('Asset data'!$L42:$CX42,1,MATCH(AQ$5,'Utilisation profile'!$F42:$CR42,0))),0)","v":0},{"$f":"IF($A42>0,IF(ISNA(MATCH(AR$5,'Utilisation profile'!$F42:$CR42,0)),0,INDEX('Asset data'!$L42:$CX42,1,MATCH(AR$5,'Utilisation profile'!$F42:$CR42,0))),0)","v":0},{"$f":"IF($A42>0,IF(ISNA(MATCH(AS$5,'Utilisation profile'!$F42:$CR42,0)),0,INDEX('Asset data'!$L42:$CX42,1,MATCH(AS$5,'Utilisation profile'!$F42:$CR42,0))),0)","v":0},{"$f":"IF($A42>0,IF(ISNA(MATCH(AT$5,'Utilisation profile'!$F42:$CR42,0)),0,INDEX('Asset data'!$L42:$CX42,1,MATCH(AT$5,'Utilisation profile'!$F42:$CR42,0))),0)","v":0},{"$f":"IF($A42>0,IF(ISNA(MATCH(AU$5,'Utilisation profile'!$F42:$CR42,0)),0,INDEX('Asset data'!$L42:$CX42,1,MATCH(AU$5,'Utilisation profile'!$F42:$CR42,0))),0)","v":0},{"$f":"IF($A42>0,IF(ISNA(MATCH(AV$5,'Utilisation profile'!$F42:$CR42,0)),0,INDEX('Asset data'!$L42:$CX42,1,MATCH(AV$5,'Utilisation profile'!$F42:$CR42,0))),0)","v":0},{"$f":"IF($A42>0,IF(ISNA(MATCH(AW$5,'Utilisation profile'!$F42:$CR42,0)),0,INDEX('Asset data'!$L42:$CX42,1,MATCH(AW$5,'Utilisation profile'!$F42:$CR42,0))),0)","v":0},{"$f":"IF($A42>0,IF(ISNA(MATCH(AX$5,'Utilisation profile'!$F42:$CR42,0)),0,INDEX('Asset data'!$L42:$CX42,1,MATCH(AX$5,'Utilisation profile'!$F42:$CR42,0))),0)","v":0},{"$f":"IF($A42>0,IF(ISNA(MATCH(AY$5,'Utilisation profile'!$F42:$CR42,0)),0,INDEX('Asset data'!$L42:$CX42,1,MATCH(AY$5,'Utilisation profile'!$F42:$CR42,0))),0)","v":0},{"$f":"IF($A42>0,IF(ISNA(MATCH(AZ$5,'Utilisation profile'!$F42:$CR42,0)),0,INDEX('Asset data'!$L42:$CX42,1,MATCH(AZ$5,'Utilisation profile'!$F42:$CR42,0))),0)","v":0},{"$f":"IF($A42>0,IF(ISNA(MATCH(BA$5,'Utilisation profile'!$F42:$CR42,0)),0,INDEX('Asset data'!$L42:$CX42,1,MATCH(BA$5,'Utilisation profile'!$F42:$CR42,0))),0)","v":0},{"$f":"IF($A42>0,IF(ISNA(MATCH(BB$5,'Utilisation profile'!$F42:$CR42,0)),0,INDEX('Asset data'!$L42:$CX42,1,MATCH(BB$5,'Utilisation profile'!$F42:$CR42,0))),0)","v":0},{"$f":"IF($A42>0,IF(ISNA(MATCH(BC$5,'Utilisation profile'!$F42:$CR42,0)),0,INDEX('Asset data'!$L42:$CX42,1,MATCH(BC$5,'Utilisation profile'!$F42:$CR42,0))),0)","v":0},{"$f":"IF($A42>0,IF(ISNA(MATCH(BD$5,'Utilisation profile'!$F42:$CR42,0)),0,INDEX('Asset data'!$L42:$CX42,1,MATCH(BD$5,'Utilisation profile'!$F42:$CR42,0))),0)","v":0},{"$f":"IF($A42>0,IF(ISNA(MATCH(BE$5,'Utilisation profile'!$F42:$CR42,0)),0,INDEX('Asset data'!$L42:$CX42,1,MATCH(BE$5,'Utilisation profile'!$F42:$CR42,0))),0)","v":0},{"$f":"IF($A42>0,IF(ISNA(MATCH(BF$5,'Utilisation profile'!$F42:$CR42,0)),0,INDEX('Asset data'!$L42:$CX42,1,MATCH(BF$5,'Utilisation profile'!$F42:$CR42,0))),0)","v":0},{"$f":"IF($A42>0,IF(ISNA(MATCH(BG$5,'Utilisation profile'!$F42:$CR42,0)),0,INDEX('Asset data'!$L42:$CX42,1,MATCH(BG$5,'Utilisation profile'!$F42:$CR42,0))),0)","v":0},{"$f":"IF($A42>0,IF(ISNA(MATCH(BH$5,'Utilisation profile'!$F42:$CR42,0)),0,INDEX('Asset data'!$L42:$CX42,1,MATCH(BH$5,'Utilisation profile'!$F42:$CR42,0))),0)","v":0},{"$f":"IF($A42>0,IF(ISNA(MATCH(BI$5,'Utilisation profile'!$F42:$CR42,0)),0,INDEX('Asset data'!$L42:$CX42,1,MATCH(BI$5,'Utilisation profile'!$F42:$CR42,0))),0)","v":0},{"$f":"IF($A42>0,IF(ISNA(MATCH(BJ$5,'Utilisation profile'!$F42:$CR42,0)),0,INDEX('Asset data'!$L42:$CX42,1,MATCH(BJ$5,'Utilisation profile'!$F42:$CR42,0))),0)","v":0},{"$f":"IF($A42>0,IF(ISNA(MATCH(BK$5,'Utilisation profile'!$F42:$CR42,0)),0,INDEX('Asset data'!$L42:$CX42,1,MATCH(BK$5,'Utilisation profile'!$F42:$CR42,0))),0)","v":0},{"$f":"IF($A42>0,IF(ISNA(MATCH(BL$5,'Utilisation profile'!$F42:$CR42,0)),0,INDEX('Asset data'!$L42:$CX42,1,MATCH(BL$5,'Utilisation profile'!$F42:$CR42,0))),0)","v":0},{"$f":"IF($A42>0,IF(ISNA(MATCH(BM$5,'Utilisation profile'!$F42:$CR42,0)),0,INDEX('Asset data'!$L42:$CX42,1,MATCH(BM$5,'Utilisation profile'!$F42:$CR42,0))),0)","v":0},{"$f":"IF($A42>0,IF(ISNA(MATCH(BN$5,'Utilisation profile'!$F42:$CR42,0)),0,INDEX('Asset data'!$L42:$CX42,1,MATCH(BN$5,'Utilisation profile'!$F42:$CR42,0))),0)","v":0},{"$f":"IF($A42>0,IF(ISNA(MATCH(BO$5,'Utilisation profile'!$F42:$CR42,0)),0,INDEX('Asset data'!$L42:$CX42,1,MATCH(BO$5,'Utilisation profile'!$F42:$CR42,0))),0)","v":0},{"$f":"IF($A42>0,IF(ISNA(MATCH(BP$5,'Utilisation profile'!$F42:$CR42,0)),0,INDEX('Asset data'!$L42:$CX42,1,MATCH(BP$5,'Utilisation profile'!$F42:$CR42,0))),0)","v":0},{"$f":"IF($A42>0,IF(ISNA(MATCH(BQ$5,'Utilisation profile'!$F42:$CR42,0)),0,INDEX('Asset data'!$L42:$CX42,1,MATCH(BQ$5,'Utilisation profile'!$F42:$CR42,0))),0)","v":0},{"$f":"IF($A42>0,IF(ISNA(MATCH(BR$5,'Utilisation profile'!$F42:$CR42,0)),0,INDEX('Asset data'!$L42:$CX42,1,MATCH(BR$5,'Utilisation profile'!$F42:$CR42,0))),0)","v":0},{"$f":"IF($A42>0,IF(ISNA(MATCH(BS$5,'Utilisation profile'!$F42:$CR42,0)),0,INDEX('Asset data'!$L42:$CX42,1,MATCH(BS$5,'Utilisation profile'!$F42:$CR42,0))),0)","v":0},{"$f":"IF($A42>0,IF(ISNA(MATCH(BT$5,'Utilisation profile'!$F42:$CR42,0)),0,INDEX('Asset data'!$L42:$CX42,1,MATCH(BT$5,'Utilisation profile'!$F42:$CR42,0))),0)","v":0},{"$f":"IF($A42>0,IF(ISNA(MATCH(BU$5,'Utilisation profile'!$F42:$CR42,0)),0,INDEX('Asset data'!$L42:$CX42,1,MATCH(BU$5,'Utilisation profile'!$F42:$CR42,0))),0)","v":0},{"$f":"IF($A42>0,IF(ISNA(MATCH(BV$5,'Utilisation profile'!$F42:$CR42,0)),0,INDEX('Asset data'!$L42:$CX42,1,MATCH(BV$5,'Utilisation profile'!$F42:$CR42,0))),0)","v":0},{"$f":"IF($A42>0,IF(ISNA(MATCH(BW$5,'Utilisation profile'!$F42:$CR42,0)),0,INDEX('Asset data'!$L42:$CX42,1,MATCH(BW$5,'Utilisation profile'!$F42:$CR42,0))),0)","v":0},{"$f":"IF($A42>0,IF(ISNA(MATCH(BX$5,'Utilisation profile'!$F42:$CR42,0)),0,INDEX('Asset data'!$L42:$CX42,1,MATCH(BX$5,'Utilisation profile'!$F42:$CR42,0))),0)","v":0},{"$f":"IF($A42>0,IF(ISNA(MATCH(BY$5,'Utilisation profile'!$F42:$CR42,0)),0,INDEX('Asset data'!$L42:$CX42,1,MATCH(BY$5,'Utilisation profile'!$F42:$CR42,0))),0)","v":0},{"$f":"IF($A42>0,IF(ISNA(MATCH(BZ$5,'Utilisation profile'!$F42:$CR42,0)),0,INDEX('Asset data'!$L42:$CX42,1,MATCH(BZ$5,'Utilisation profile'!$F42:$CR42,0))),0)","v":0},{"$f":"IF($A42>0,IF(ISNA(MATCH(CA$5,'Utilisation profile'!$F42:$CR42,0)),0,INDEX('Asset data'!$L42:$CX42,1,MATCH(CA$5,'Utilisation profile'!$F42:$CR42,0))),0)","v":0},{"$f":"IF($A42>0,IF(ISNA(MATCH(CB$5,'Utilisation profile'!$F42:$CR42,0)),0,INDEX('Asset data'!$L42:$CX42,1,MATCH(CB$5,'Utilisation profile'!$F42:$CR42,0))),0)","v":0},{"$f":"IF($A42>0,IF(ISNA(MATCH(CC$5,'Utilisation profile'!$F42:$CR42,0)),0,INDEX('Asset data'!$L42:$CX42,1,MATCH(CC$5,'Utilisation profile'!$F42:$CR42,0))),0)","v":0},{"$f":"IF($A42>0,IF(ISNA(MATCH(CD$5,'Utilisation profile'!$F42:$CR42,0)),0,INDEX('Asset data'!$L42:$CX42,1,MATCH(CD$5,'Utilisation profile'!$F42:$CR42,0))),0)","v":0},{"$f":"IF($A42>0,IF(ISNA(MATCH(CE$5,'Utilisation profile'!$F42:$CR42,0)),0,INDEX('Asset data'!$L42:$CX42,1,MATCH(CE$5,'Utilisation profile'!$F42:$CR42,0))),0)","v":0},{"$f":"IF($A42>0,IF(ISNA(MATCH(CF$5,'Utilisation profile'!$F42:$CR42,0)),0,INDEX('Asset data'!$L42:$CX42,1,MATCH(CF$5,'Utilisation profile'!$F42:$CR42,0))),0)","v":0},{"$f":"IF($A42>0,IF(ISNA(MATCH(CG$5,'Utilisation profile'!$F42:$CR42,0)),0,INDEX('Asset data'!$L42:$CX42,1,MATCH(CG$5,'Utilisation profile'!$F42:$CR42,0))),0)","v":0},{"$f":"IF($A42>0,IF(ISNA(MATCH(CH$5,'Utilisation profile'!$F42:$CR42,0)),0,INDEX('Asset data'!$L42:$CX42,1,MATCH(CH$5,'Utilisation profile'!$F42:$CR42,0))),0)","v":0},{"$f":"IF($A42>0,IF(ISNA(MATCH(CI$5,'Utilisation profile'!$F42:$CR42,0)),0,INDEX('Asset data'!$L42:$CX42,1,MATCH(CI$5,'Utilisation profile'!$F42:$CR42,0))),0)","v":0},{"$f":"IF($A42>0,IF(ISNA(MATCH(CJ$5,'Utilisation profile'!$F42:$CR42,0)),0,INDEX('Asset data'!$L42:$CX42,1,MATCH(CJ$5,'Utilisation profile'!$F42:$CR42,0))),0)","v":0},{"$f":"IF($A42>0,IF(ISNA(MATCH(CK$5,'Utilisation profile'!$F42:$CR42,0)),0,INDEX('Asset data'!$L42:$CX42,1,MATCH(CK$5,'Utilisation profile'!$F42:$CR42,0))),0)","v":0},{"$f":"IF($A42>0,IF(ISNA(MATCH(CL$5,'Utilisation profile'!$F42:$CR42,0)),0,INDEX('Asset data'!$L42:$CX42,1,MATCH(CL$5,'Utilisation profile'!$F42:$CR42,0))),0)","v":0},{"$f":"IF($A42>0,IF(ISNA(MATCH(CM$5,'Utilisation profile'!$F42:$CR42,0)),0,INDEX('Asset data'!$L42:$CX42,1,MATCH(CM$5,'Utilisation profile'!$F42:$CR42,0))),0)","v":0},{"$f":"IF($A42>0,IF(ISNA(MATCH(CN$5,'Utilisation profile'!$F42:$CR42,0)),0,INDEX('Asset data'!$L42:$CX42,1,MATCH(CN$5,'Utilisation profile'!$F42:$CR42,0))),0)","v":0},{"$f":"IF($A42>0,IF(ISNA(MATCH(CO$5,'Utilisation profile'!$F42:$CR42,0)),0,INDEX('Asset data'!$L42:$CX42,1,MATCH(CO$5,'Utilisation profile'!$F42:$CR42,0))),0)","v":0},{"$f":"IF($A42>0,IF(ISNA(MATCH(CP$5,'Utilisation profile'!$F42:$CR42,0)),0,INDEX('Asset data'!$L42:$CX42,1,MATCH(CP$5,'Utilisation profile'!$F42:$CR42,0))),0)","v":0},{"$f":"IF($A42>0,IF(ISNA(MATCH(CQ$5,'Utilisation profile'!$F42:$CR42,0)),0,INDEX('Asset data'!$L42:$CX42,1,MATCH(CQ$5,'Utilisation profile'!$F42:$CR42,0))),0)","v":0},{"$f":"IF($A42>0,IF(ISNA(MATCH(CR$5,'Utilisation profile'!$F42:$CR42,0)),0,INDEX('Asset data'!$L42:$CX42,1,MATCH(CR$5,'Utilisation profile'!$F42:$CR42,0))),0)","v":0},{"$f":"IF($A42>0,IF(ISNA(MATCH(CS$5,'Utilisation profile'!$F42:$CR42,0)),0,INDEX('Asset data'!$L42:$CX42,1,MATCH(CS$5,'Utilisation profile'!$F42:$CR42,0))),0)","v":0},{"$f":"IF($A42>0,IF(ISNA(MATCH(CT$5,'Utilisation profile'!$F42:$CR42,0)),0,INDEX('Asset data'!$L42:$CX42,1,MATCH(CT$5,'Utilisation profile'!$F42:$CR42,0))),0)","v":0},{"$f":"IF($A42>0,IF(ISNA(MATCH(CU$5,'Utilisation profile'!$F42:$CR42,0)),0,INDEX('Asset data'!$L42:$CX42,1,MATCH(CU$5,'Utilisation profile'!$F42:$CR42,0))),0)","v":0},{"$f":"IF($A42>0,IF(ISNA(MATCH(CV$5,'Utilisation profile'!$F42:$CR42,0)),0,INDEX('Asset data'!$L42:$CX42,1,MATCH(CV$5,'Utilisation profile'!$F42:$CR42,0))),0)","v":0},{"$f":"IF($A42>0,IF(ISNA(MATCH(CW$5,'Utilisation profile'!$F42:$CR42,0)),0,INDEX('Asset data'!$L42:$CX42,1,MATCH(CW$5,'Utilisation profile'!$F42:$CR42,0))),0)","v":0},{"$f":"IF($A42>0,IF(ISNA(MATCH(CX$5,'Utilisation profile'!$F42:$CR42,0)),0,INDEX('Asset data'!$L42:$CX42,1,MATCH(CX$5,'Utilisation profile'!$F42:$CR42,0))),0)","v":0},{"$f":"IF($A42>0,IF(ISNA(MATCH(CY$5,'Utilisation profile'!$F42:$CR42,0)),0,INDEX('Asset data'!$L42:$CX42,1,MATCH(CY$5,'Utilisation profile'!$F42:$CR42,0))),0)","v":0},{"$f":"IF($A42>0,IF(ISNA(MATCH(CZ$5,'Utilisation profile'!$F42:$CR42,0)),0,INDEX('Asset data'!$L42:$CX42,1,MATCH(CZ$5,'Utilisation profile'!$F42:$CR42,0))),0)","v":0},{"$f":"IF($A42>0,IF(ISNA(MATCH(DA$5,'Utilisation profile'!$F42:$CR42,0)),0,INDEX('Asset data'!$L42:$CX42,1,MATCH(DA$5,'Utilisation profile'!$F42:$CR42,0))),0)","v":0},{"$f":"IF($A42>0,IF(ISNA(MATCH(DB$5,'Utilisation profile'!$F42:$CR42,0)),0,INDEX('Asset data'!$L42:$CX42,1,MATCH(DB$5,'Utilisation profile'!$F42:$CR42,0))),0)","v":0},{"$f":"IF($A42>0,IF(ISNA(MATCH(DC$5,'Utilisation profile'!$F42:$CR42,0)),0,INDEX('Asset data'!$L42:$CX42,1,MATCH(DC$5,'Utilisation profile'!$F42:$CR42,0))),0)","v":0},{"$f":"IF($A42>0,IF(ISNA(MATCH(DD$5,'Utilisation profile'!$F42:$CR42,0)),0,INDEX('Asset data'!$L42:$CX42,1,MATCH(DD$5,'Utilisation profile'!$F42:$CR42,0))),0)","v":0},{"$f":"IF($A42>0,IF(ISNA(MATCH(DE$5,'Utilisation profile'!$F42:$CR42,0)),0,INDEX('Asset data'!$L42:$CX42,1,MATCH(DE$5,'Utilisation profile'!$F42:$CR42,0))),0)","v":0},{"$f":"IF($A42>0,IF(ISNA(MATCH(DF$5,'Utilisation profile'!$F42:$CR42,0)),0,INDEX('Asset data'!$L42:$CX42,1,MATCH(DF$5,'Utilisation profile'!$F42:$CR42,0))),0)","v":0},{"$f":"IF($A42>0,IF(ISNA(MATCH(DG$5,'Utilisation profile'!$F42:$CR42,0)),0,INDEX('Asset data'!$L42:$CX42,1,MATCH(DG$5,'Utilisation profile'!$F42:$CR42,0))),0)","v":0},{"$f":"IF($A42>0,IF(ISNA(MATCH(DH$5,'Utilisation profile'!$F42:$CR42,0)),0,INDEX('Asset data'!$L42:$CX42,1,MATCH(DH$5,'Utilisation profile'!$F42:$CR42,0))),0)","v":0},{"$f":"IF($A42>0,IF(ISNA(MATCH(DI$5,'Utilisation profile'!$F42:$CR42,0)),0,INDEX('Asset data'!$L42:$CX42,1,MATCH(DI$5,'Utilisation profile'!$F42:$CR42,0))),0)","v":0},{"$f":"IF($A42>0,IF(ISNA(MATCH(DJ$5,'Utilisation profile'!$F42:$CR42,0)),0,INDEX('Asset data'!$L42:$CX42,1,MATCH(DJ$5,'Utilisation profile'!$F42:$CR42,0))),0)","v":0},{"$f":"IF($A42>0,IF(ISNA(MATCH(DK$5,'Utilisation profile'!$F42:$CR42,0)),0,INDEX('Asset data'!$L42:$CX42,1,MATCH(DK$5,'Utilisation profile'!$F42:$CR42,0))),0)","v":0},{"$f":"IF($A42>0,IF(ISNA(MATCH(DL$5,'Utilisation profile'!$F42:$CR42,0)),0,INDEX('Asset data'!$L42:$CX42,1,MATCH(DL$5,'Utilisation profile'!$F42:$CR42,0))),0)","v":0},{"$f":"IF($A42>0,IF(ISNA(MATCH(DM$5,'Utilisation profile'!$F42:$CR42,0)),0,INDEX('Asset data'!$L42:$CX42,1,MATCH(DM$5,'Utilisation profile'!$F42:$CR42,0))),0)","v":0},{"$f":"IF($A42>0,IF(ISNA(MATCH(DN$5,'Utilisation profile'!$F42:$CR42,0)),0,INDEX('Asset data'!$L42:$CX42,1,MATCH(DN$5,'Utilisation profile'!$F42:$CR42,0))),0)","v":0},{"$f":"IF($A42>0,IF(ISNA(MATCH(DO$5,'Utilisation profile'!$F42:$CR42,0)),0,INDEX('Asset data'!$L42:$CX42,1,MATCH(DO$5,'Utilisation profile'!$F42:$CR42,0))),0)","v":0},{"$f":"IF($A42>0,IF(ISNA(MATCH(DP$5,'Utilisation profile'!$F42:$CR42,0)),0,INDEX('Asset data'!$L42:$CX42,1,MATCH(DP$5,'Utilisation profile'!$F42:$CR42,0))),0)","v":0},{"$f":"IF($A42>0,IF(ISNA(MATCH(DQ$5,'Utilisation profile'!$F42:$CR42,0)),0,INDEX('Asset data'!$L42:$CX42,1,MATCH(DQ$5,'Utilisation profile'!$F42:$CR42,0))),0)","v":0},{"$f":"IF($A42>0,IF(ISNA(MATCH(DR$5,'Utilisation profile'!$F42:$CR42,0)),0,INDEX('Asset data'!$L42:$CX42,1,MATCH(DR$5,'Utilisation profile'!$F42:$CR42,0))),0)","v":0},{"$f":"IF($A42>0,IF(ISNA(MATCH(DS$5,'Utilisation profile'!$F42:$CR42,0)),0,INDEX('Asset data'!$L42:$CX42,1,MATCH(DS$5,'Utilisation profile'!$F42:$CR42,0))),0)","v":0},{"$f":"IF($A42>0,IF(ISNA(MATCH(DT$5,'Utilisation profile'!$F42:$CR42,0)),0,INDEX('Asset data'!$L42:$CX42,1,MATCH(DT$5,'Utilisation profile'!$F42:$CR42,0))),0)","v":0},{"$f":"IF($A42>0,IF(ISNA(MATCH(DU$5,'Utilisation profile'!$F42:$CR42,0)),0,INDEX('Asset data'!$L42:$CX42,1,MATCH(DU$5,'Utilisation profile'!$F42:$CR42,0))),0)","v":0},{"$f":"IF($A42>0,IF(ISNA(MATCH(DV$5,'Utilisation profile'!$F42:$CR42,0)),0,INDEX('Asset data'!$L42:$CX42,1,MATCH(DV$5,'Utilisation profile'!$F42:$CR42,0))),0)","v":0},{"$f":"IF($A42>0,IF(ISNA(MATCH(DW$5,'Utilisation profile'!$F42:$CR42,0)),0,INDEX('Asset data'!$L42:$CX42,1,MATCH(DW$5,'Utilisation profile'!$F42:$CR42,0))),0)","v":0},{"$f":"IF($A42>0,IF(ISNA(MATCH(DX$5,'Utilisation profile'!$F42:$CR42,0)),0,INDEX('Asset data'!$L42:$CX42,1,MATCH(DX$5,'Utilisation profile'!$F42:$CR42,0))),0)","v":0},{"$f":"IF($A42>0,IF(ISNA(MATCH(DY$5,'Utilisation profile'!$F42:$CR42,0)),0,INDEX('Asset data'!$L42:$CX42,1,MATCH(DY$5,'Utilisation profile'!$F42:$CR42,0))),0)","v":0},{"$f":"IF($A42>0,IF(ISNA(MATCH(DZ$5,'Utilisation profile'!$F42:$CR42,0)),0,INDEX('Asset data'!$L42:$CX42,1,MATCH(DZ$5,'Utilisation profile'!$F42:$CR42,0))),0)","v":0},{"$f":"IF($A42>0,IF(ISNA(MATCH(EA$5,'Utilisation profile'!$F42:$CR42,0)),0,INDEX('Asset data'!$L42:$CX42,1,MATCH(EA$5,'Utilisation profile'!$F42:$CR42,0))),0)","v":0},{"$f":"IF($A42>0,IF(ISNA(MATCH(EB$5,'Utilisation profile'!$F42:$CR42,0)),0,INDEX('Asset data'!$L42:$CX42,1,MATCH(EB$5,'Utilisation profile'!$F42:$CR42,0))),0)","v":0},{"$f":"IF($A42>0,IF(ISNA(MATCH(EC$5,'Utilisation profile'!$F42:$CR42,0)),0,INDEX('Asset data'!$L42:$CX42,1,MATCH(EC$5,'Utilisation profile'!$F42:$CR42,0))),0)","v":0},{"$f":"IF($A42>0,IF(ISNA(MATCH(ED$5,'Utilisation profile'!$F42:$CR42,0)),0,INDEX('Asset data'!$L42:$CX42,1,MATCH(ED$5,'Utilisation profile'!$F42:$CR42,0))),0)","v":0},{"$f":"IF($A42>0,IF(ISNA(MATCH(EE$5,'Utilisation profile'!$F42:$CR42,0)),0,INDEX('Asset data'!$L42:$CX42,1,MATCH(EE$5,'Utilisation profile'!$F42:$CR42,0))),0)","v":0},{"$f":"IF($A42>0,IF(ISNA(MATCH(EF$5,'Utilisation profile'!$F42:$CR42,0)),0,INDEX('Asset data'!$L42:$CX42,1,MATCH(EF$5,'Utilisation profile'!$F42:$CR42,0))),0)","v":0},{"$f":"IF($A42>0,IF(ISNA(MATCH(EG$5,'Utilisation profile'!$F42:$CR42,0)),0,INDEX('Asset data'!$L42:$CX42,1,MATCH(EG$5,'Utilisation profile'!$F42:$CR42,0))),0)","v":0},{"$f":"IF($A42>0,IF(ISNA(MATCH(EH$5,'Utilisation profile'!$F42:$CR42,0)),0,INDEX('Asset data'!$L42:$CX42,1,MATCH(EH$5,'Utilisation profile'!$F42:$CR42,0))),0)","v":0},{"$f":"IF($A42>0,IF(ISNA(MATCH(EI$5,'Utilisation profile'!$F42:$CR42,0)),0,INDEX('Asset data'!$L42:$CX42,1,MATCH(EI$5,'Utilisation profile'!$F42:$CR42,0))),0)","v":0},{"$f":"IF($A42>0,IF(ISNA(MATCH(EJ$5,'Utilisation profile'!$F42:$CR42,0)),0,INDEX('Asset data'!$L42:$CX42,1,MATCH(EJ$5,'Utilisation profile'!$F42:$CR42,0))),0)","v":0},{"$f":"IF($A42>0,IF(ISNA(MATCH(EK$5,'Utilisation profile'!$F42:$CR42,0)),0,INDEX('Asset data'!$L42:$CX42,1,MATCH(EK$5,'Utilisation profile'!$F42:$CR42,0))),0)","v":0},{"$f":"IF($A42>0,IF(ISNA(MATCH(EL$5,'Utilisation profile'!$F42:$CR42,0)),0,INDEX('Asset data'!$L42:$CX42,1,MATCH(EL$5,'Utilisation profile'!$F42:$CR42,0))),0)","v":0},{"$f":"IF($A42>0,IF(ISNA(MATCH(EM$5,'Utilisation profile'!$F42:$CR42,0)),0,INDEX('Asset data'!$L42:$CX42,1,MATCH(EM$5,'Utilisation profile'!$F42:$CR42,0))),0)","v":0},{"$f":"IF($A42>0,IF(ISNA(MATCH(EN$5,'Utilisation profile'!$F42:$CR42,0)),0,INDEX('Asset data'!$L42:$CX42,1,MATCH(EN$5,'Utilisation profile'!$F42:$CR42,0))),0)","v":0},{"$f":"IF($A42>0,IF(ISNA(MATCH(EO$5,'Utilisation profile'!$F42:$CR42,0)),0,INDEX('Asset data'!$L42:$CX42,1,MATCH(EO$5,'Utilisation profile'!$F42:$CR42,0))),0)","v":0},{"$f":"IF($A42>0,IF(ISNA(MATCH(EP$5,'Utilisation profile'!$F42:$CR42,0)),0,INDEX('Asset data'!$L42:$CX42,1,MATCH(EP$5,'Utilisation profile'!$F42:$CR42,0))),0)","v":0},{"$f":"IF($A42>0,IF(ISNA(MATCH(EQ$5,'Utilisation profile'!$F42:$CR42,0)),0,INDEX('Asset data'!$L42:$CX42,1,MATCH(EQ$5,'Utilisation profile'!$F42:$CR42,0))),0)","v":0},{"$f":"IF($A42>0,IF(ISNA(MATCH(ER$5,'Utilisation profile'!$F42:$CR42,0)),0,INDEX('Asset data'!$L42:$CX42,1,MATCH(ER$5,'Utilisation profile'!$F42:$CR42,0))),0)","v":0},{"$f":"IF($A42>0,IF(ISNA(MATCH(ES$5,'Utilisation profile'!$F42:$CR42,0)),0,INDEX('Asset data'!$L42:$CX42,1,MATCH(ES$5,'Utilisation profile'!$F42:$CR42,0))),0)","v":0},{"$f":"IF($A42>0,IF(ISNA(MATCH(ET$5,'Utilisation profile'!$F42:$CR42,0)),0,INDEX('Asset data'!$L42:$CX42,1,MATCH(ET$5,'Utilisation profile'!$F42:$CR42,0))),0)","v":0},{"$f":"IF($A42>0,IF(ISNA(MATCH(EU$5,'Utilisation profile'!$F42:$CR42,0)),0,INDEX('Asset data'!$L42:$CX42,1,MATCH(EU$5,'Utilisation profile'!$F42:$CR42,0))),0)","v":0},{"$f":"IF($A42>0,IF(ISNA(MATCH(EV$5,'Utilisation profile'!$F42:$CR42,0)),0,INDEX('Asset data'!$L42:$CX42,1,MATCH(EV$5,'Utilisation profile'!$F42:$CR42,0))),0)","v":0},{"$f":"IF($A42>0,IF(ISNA(MATCH(EW$5,'Utilisation profile'!$F42:$CR42,0)),0,INDEX('Asset data'!$L42:$CX42,1,MATCH(EW$5,'Utilisation profile'!$F42:$CR42,0))),0)","v":0},{"$f":"IF($A42>0,IF(ISNA(MATCH(EX$5,'Utilisation profile'!$F42:$CR42,0)),0,INDEX('Asset data'!$L42:$CX42,1,MATCH(EX$5,'Utilisation profile'!$F42:$CR42,0))),0)","v":0},{"$f":"IF($A42>0,IF(ISNA(MATCH(EY$5,'Utilisation profile'!$F42:$CR42,0)),0,INDEX('Asset data'!$L42:$CX42,1,MATCH(EY$5,'Utilisation profile'!$F42:$CR42,0))),0)","v":0},{"$f":"IF($A42>0,IF(ISNA(MATCH(EZ$5,'Utilisation profile'!$F42:$CR42,0)),0,INDEX('Asset data'!$L42:$CX42,1,MATCH(EZ$5,'Utilisation profile'!$F42:$CR42,0))),0)","v":0},{"$f":"IF($A42>0,IF(ISNA(MATCH(FA$5,'Utilisation profile'!$F42:$CR42,0)),0,INDEX('Asset data'!$L42:$CX42,1,MATCH(FA$5,'Utilisation profile'!$F42:$CR42,0))),0)","v":0}]
[{"$f":"'Asset data'!A43","v":0},{"$f":"'Asset data'!B43","v":0},{"$f":"'Asset data'!C43","v":0},{"$f":"'Asset data'!E43","v":0},{"$f":"'Asset data'!I43","v":0},{"$f":"IF($A43>0,'Utilisation profile'!CU43,0)","v":0},{"$f":"IF($A43>0,IF(ISNA(MATCH(G$5,'Utilisation profile'!$F43:$CR43,0)),0,INDEX('Asset data'!$L43:$CX43,1,MATCH(G$5,'Utilisation profile'!$F43:$CR43,0))),0)","v":0},{"$f":"IF($A43>0,IF(ISNA(MATCH(H$5,'Utilisation profile'!$F43:$CR43,0)),0,INDEX('Asset data'!$L43:$CX43,1,MATCH(H$5,'Utilisation profile'!$F43:$CR43,0))),0)","v":0},{"$f":"IF($A43>0,IF(ISNA(MATCH(I$5,'Utilisation profile'!$F43:$CR43,0)),0,INDEX('Asset data'!$L43:$CX43,1,MATCH(I$5,'Utilisation profile'!$F43:$CR43,0))),0)","v":0},{"$f":"IF($A43>0,IF(ISNA(MATCH(J$5,'Utilisation profile'!$F43:$CR43,0)),0,INDEX('Asset data'!$L43:$CX43,1,MATCH(J$5,'Utilisation profile'!$F43:$CR43,0))),0)","v":0},{"$f":"IF($A43>0,IF(ISNA(MATCH(K$5,'Utilisation profile'!$F43:$CR43,0)),0,INDEX('Asset data'!$L43:$CX43,1,MATCH(K$5,'Utilisation profile'!$F43:$CR43,0))),0)","v":0},{"$f":"IF($A43>0,IF(ISNA(MATCH(L$5,'Utilisation profile'!$F43:$CR43,0)),0,INDEX('Asset data'!$L43:$CX43,1,MATCH(L$5,'Utilisation profile'!$F43:$CR43,0))),0)","v":0},{"$f":"IF($A43>0,IF(ISNA(MATCH(M$5,'Utilisation profile'!$F43:$CR43,0)),0,INDEX('Asset data'!$L43:$CX43,1,MATCH(M$5,'Utilisation profile'!$F43:$CR43,0))),0)","v":0},{"$f":"IF($A43>0,IF(ISNA(MATCH(N$5,'Utilisation profile'!$F43:$CR43,0)),0,INDEX('Asset data'!$L43:$CX43,1,MATCH(N$5,'Utilisation profile'!$F43:$CR43,0))),0)","v":0},{"$f":"IF($A43>0,IF(ISNA(MATCH(O$5,'Utilisation profile'!$F43:$CR43,0)),0,INDEX('Asset data'!$L43:$CX43,1,MATCH(O$5,'Utilisation profile'!$F43:$CR43,0))),0)","v":0},{"$f":"IF($A43>0,IF(ISNA(MATCH(P$5,'Utilisation profile'!$F43:$CR43,0)),0,INDEX('Asset data'!$L43:$CX43,1,MATCH(P$5,'Utilisation profile'!$F43:$CR43,0))),0)","v":0},{"$f":"IF($A43>0,IF(ISNA(MATCH(Q$5,'Utilisation profile'!$F43:$CR43,0)),0,INDEX('Asset data'!$L43:$CX43,1,MATCH(Q$5,'Utilisation profile'!$F43:$CR43,0))),0)","v":0},{"$f":"IF($A43>0,IF(ISNA(MATCH(R$5,'Utilisation profile'!$F43:$CR43,0)),0,INDEX('Asset data'!$L43:$CX43,1,MATCH(R$5,'Utilisation profile'!$F43:$CR43,0))),0)","v":0},{"$f":"IF($A43>0,IF(ISNA(MATCH(S$5,'Utilisation profile'!$F43:$CR43,0)),0,INDEX('Asset data'!$L43:$CX43,1,MATCH(S$5,'Utilisation profile'!$F43:$CR43,0))),0)","v":0},{"$f":"IF($A43>0,IF(ISNA(MATCH(T$5,'Utilisation profile'!$F43:$CR43,0)),0,INDEX('Asset data'!$L43:$CX43,1,MATCH(T$5,'Utilisation profile'!$F43:$CR43,0))),0)","v":0},{"$f":"IF($A43>0,IF(ISNA(MATCH(U$5,'Utilisation profile'!$F43:$CR43,0)),0,INDEX('Asset data'!$L43:$CX43,1,MATCH(U$5,'Utilisation profile'!$F43:$CR43,0))),0)","v":0},{"$f":"IF($A43>0,IF(ISNA(MATCH(V$5,'Utilisation profile'!$F43:$CR43,0)),0,INDEX('Asset data'!$L43:$CX43,1,MATCH(V$5,'Utilisation profile'!$F43:$CR43,0))),0)","v":0},{"$f":"IF($A43>0,IF(ISNA(MATCH(W$5,'Utilisation profile'!$F43:$CR43,0)),0,INDEX('Asset data'!$L43:$CX43,1,MATCH(W$5,'Utilisation profile'!$F43:$CR43,0))),0)","v":0},{"$f":"IF($A43>0,IF(ISNA(MATCH(X$5,'Utilisation profile'!$F43:$CR43,0)),0,INDEX('Asset data'!$L43:$CX43,1,MATCH(X$5,'Utilisation profile'!$F43:$CR43,0))),0)","v":0},{"$f":"IF($A43>0,IF(ISNA(MATCH(Y$5,'Utilisation profile'!$F43:$CR43,0)),0,INDEX('Asset data'!$L43:$CX43,1,MATCH(Y$5,'Utilisation profile'!$F43:$CR43,0))),0)","v":0},{"$f":"IF($A43>0,IF(ISNA(MATCH(Z$5,'Utilisation profile'!$F43:$CR43,0)),0,INDEX('Asset data'!$L43:$CX43,1,MATCH(Z$5,'Utilisation profile'!$F43:$CR43,0))),0)","v":0},{"$f":"IF($A43>0,IF(ISNA(MATCH(AA$5,'Utilisation profile'!$F43:$CR43,0)),0,INDEX('Asset data'!$L43:$CX43,1,MATCH(AA$5,'Utilisation profile'!$F43:$CR43,0))),0)","v":0},{"$f":"IF($A43>0,IF(ISNA(MATCH(AB$5,'Utilisation profile'!$F43:$CR43,0)),0,INDEX('Asset data'!$L43:$CX43,1,MATCH(AB$5,'Utilisation profile'!$F43:$CR43,0))),0)","v":0},{"$f":"IF($A43>0,IF(ISNA(MATCH(AC$5,'Utilisation profile'!$F43:$CR43,0)),0,INDEX('Asset data'!$L43:$CX43,1,MATCH(AC$5,'Utilisation profile'!$F43:$CR43,0))),0)","v":0},{"$f":"IF($A43>0,IF(ISNA(MATCH(AD$5,'Utilisation profile'!$F43:$CR43,0)),0,INDEX('Asset data'!$L43:$CX43,1,MATCH(AD$5,'Utilisation profile'!$F43:$CR43,0))),0)","v":0},{"$f":"IF($A43>0,IF(ISNA(MATCH(AE$5,'Utilisation profile'!$F43:$CR43,0)),0,INDEX('Asset data'!$L43:$CX43,1,MATCH(AE$5,'Utilisation profile'!$F43:$CR43,0))),0)","v":0},{"$f":"IF($A43>0,IF(ISNA(MATCH(AF$5,'Utilisation profile'!$F43:$CR43,0)),0,INDEX('Asset data'!$L43:$CX43,1,MATCH(AF$5,'Utilisation profile'!$F43:$CR43,0))),0)","v":0},{"$f":"IF($A43>0,IF(ISNA(MATCH(AG$5,'Utilisation profile'!$F43:$CR43,0)),0,INDEX('Asset data'!$L43:$CX43,1,MATCH(AG$5,'Utilisation profile'!$F43:$CR43,0))),0)","v":0},{"$f":"IF($A43>0,IF(ISNA(MATCH(AH$5,'Utilisation profile'!$F43:$CR43,0)),0,INDEX('Asset data'!$L43:$CX43,1,MATCH(AH$5,'Utilisation profile'!$F43:$CR43,0))),0)","v":0},{"$f":"IF($A43>0,IF(ISNA(MATCH(AI$5,'Utilisation profile'!$F43:$CR43,0)),0,INDEX('Asset data'!$L43:$CX43,1,MATCH(AI$5,'Utilisation profile'!$F43:$CR43,0))),0)","v":0},{"$f":"IF($A43>0,IF(ISNA(MATCH(AJ$5,'Utilisation profile'!$F43:$CR43,0)),0,INDEX('Asset data'!$L43:$CX43,1,MATCH(AJ$5,'Utilisation profile'!$F43:$CR43,0))),0)","v":0},{"$f":"IF($A43>0,IF(ISNA(MATCH(AK$5,'Utilisation profile'!$F43:$CR43,0)),0,INDEX('Asset data'!$L43:$CX43,1,MATCH(AK$5,'Utilisation profile'!$F43:$CR43,0))),0)","v":0},{"$f":"IF($A43>0,IF(ISNA(MATCH(AL$5,'Utilisation profile'!$F43:$CR43,0)),0,INDEX('Asset data'!$L43:$CX43,1,MATCH(AL$5,'Utilisation profile'!$F43:$CR43,0))),0)","v":0},{"$f":"IF($A43>0,IF(ISNA(MATCH(AM$5,'Utilisation profile'!$F43:$CR43,0)),0,INDEX('Asset data'!$L43:$CX43,1,MATCH(AM$5,'Utilisation profile'!$F43:$CR43,0))),0)","v":0},{"$f":"IF($A43>0,IF(ISNA(MATCH(AN$5,'Utilisation profile'!$F43:$CR43,0)),0,INDEX('Asset data'!$L43:$CX43,1,MATCH(AN$5,'Utilisation profile'!$F43:$CR43,0))),0)","v":0},{"$f":"IF($A43>0,IF(ISNA(MATCH(AO$5,'Utilisation profile'!$F43:$CR43,0)),0,INDEX('Asset data'!$L43:$CX43,1,MATCH(AO$5,'Utilisation profile'!$F43:$CR43,0))),0)","v":0},{"$f":"IF($A43>0,IF(ISNA(MATCH(AP$5,'Utilisation profile'!$F43:$CR43,0)),0,INDEX('Asset data'!$L43:$CX43,1,MATCH(AP$5,'Utilisation profile'!$F43:$CR43,0))),0)","v":0},{"$f":"IF($A43>0,IF(ISNA(MATCH(AQ$5,'Utilisation profile'!$F43:$CR43,0)),0,INDEX('Asset data'!$L43:$CX43,1,MATCH(AQ$5,'Utilisation profile'!$F43:$CR43,0))),0)","v":0},{"$f":"IF($A43>0,IF(ISNA(MATCH(AR$5,'Utilisation profile'!$F43:$CR43,0)),0,INDEX('Asset data'!$L43:$CX43,1,MATCH(AR$5,'Utilisation profile'!$F43:$CR43,0))),0)","v":0},{"$f":"IF($A43>0,IF(ISNA(MATCH(AS$5,'Utilisation profile'!$F43:$CR43,0)),0,INDEX('Asset data'!$L43:$CX43,1,MATCH(AS$5,'Utilisation profile'!$F43:$CR43,0))),0)","v":0},{"$f":"IF($A43>0,IF(ISNA(MATCH(AT$5,'Utilisation profile'!$F43:$CR43,0)),0,INDEX('Asset data'!$L43:$CX43,1,MATCH(AT$5,'Utilisation profile'!$F43:$CR43,0))),0)","v":0},{"$f":"IF($A43>0,IF(ISNA(MATCH(AU$5,'Utilisation profile'!$F43:$CR43,0)),0,INDEX('Asset data'!$L43:$CX43,1,MATCH(AU$5,'Utilisation profile'!$F43:$CR43,0))),0)","v":0},{"$f":"IF($A43>0,IF(ISNA(MATCH(AV$5,'Utilisation profile'!$F43:$CR43,0)),0,INDEX('Asset data'!$L43:$CX43,1,MATCH(AV$5,'Utilisation profile'!$F43:$CR43,0))),0)","v":0},{"$f":"IF($A43>0,IF(ISNA(MATCH(AW$5,'Utilisation profile'!$F43:$CR43,0)),0,INDEX('Asset data'!$L43:$CX43,1,MATCH(AW$5,'Utilisation profile'!$F43:$CR43,0))),0)","v":0},{"$f":"IF($A43>0,IF(ISNA(MATCH(AX$5,'Utilisation profile'!$F43:$CR43,0)),0,INDEX('Asset data'!$L43:$CX43,1,MATCH(AX$5,'Utilisation profile'!$F43:$CR43,0))),0)","v":0},{"$f":"IF($A43>0,IF(ISNA(MATCH(AY$5,'Utilisation profile'!$F43:$CR43,0)),0,INDEX('Asset data'!$L43:$CX43,1,MATCH(AY$5,'Utilisation profile'!$F43:$CR43,0))),0)","v":0},{"$f":"IF($A43>0,IF(ISNA(MATCH(AZ$5,'Utilisation profile'!$F43:$CR43,0)),0,INDEX('Asset data'!$L43:$CX43,1,MATCH(AZ$5,'Utilisation profile'!$F43:$CR43,0))),0)","v":0},{"$f":"IF($A43>0,IF(ISNA(MATCH(BA$5,'Utilisation profile'!$F43:$CR43,0)),0,INDEX('Asset data'!$L43:$CX43,1,MATCH(BA$5,'Utilisation profile'!$F43:$CR43,0))),0)","v":0},{"$f":"IF($A43>0,IF(ISNA(MATCH(BB$5,'Utilisation profile'!$F43:$CR43,0)),0,INDEX('Asset data'!$L43:$CX43,1,MATCH(BB$5,'Utilisation profile'!$F43:$CR43,0))),0)","v":0},{"$f":"IF($A43>0,IF(ISNA(MATCH(BC$5,'Utilisation profile'!$F43:$CR43,0)),0,INDEX('Asset data'!$L43:$CX43,1,MATCH(BC$5,'Utilisation profile'!$F43:$CR43,0))),0)","v":0},{"$f":"IF($A43>0,IF(ISNA(MATCH(BD$5,'Utilisation profile'!$F43:$CR43,0)),0,INDEX('Asset data'!$L43:$CX43,1,MATCH(BD$5,'Utilisation profile'!$F43:$CR43,0))),0)","v":0},{"$f":"IF($A43>0,IF(ISNA(MATCH(BE$5,'Utilisation profile'!$F43:$CR43,0)),0,INDEX('Asset data'!$L43:$CX43,1,MATCH(BE$5,'Utilisation profile'!$F43:$CR43,0))),0)","v":0},{"$f":"IF($A43>0,IF(ISNA(MATCH(BF$5,'Utilisation profile'!$F43:$CR43,0)),0,INDEX('Asset data'!$L43:$CX43,1,MATCH(BF$5,'Utilisation profile'!$F43:$CR43,0))),0)","v":0},{"$f":"IF($A43>0,IF(ISNA(MATCH(BG$5,'Utilisation profile'!$F43:$CR43,0)),0,INDEX('Asset data'!$L43:$CX43,1,MATCH(BG$5,'Utilisation profile'!$F43:$CR43,0))),0)","v":0},{"$f":"IF($A43>0,IF(ISNA(MATCH(BH$5,'Utilisation profile'!$F43:$CR43,0)),0,INDEX('Asset data'!$L43:$CX43,1,MATCH(BH$5,'Utilisation profile'!$F43:$CR43,0))),0)","v":0},{"$f":"IF($A43>0,IF(ISNA(MATCH(BI$5,'Utilisation profile'!$F43:$CR43,0)),0,INDEX('Asset data'!$L43:$CX43,1,MATCH(BI$5,'Utilisation profile'!$F43:$CR43,0))),0)","v":0},{"$f":"IF($A43>0,IF(ISNA(MATCH(BJ$5,'Utilisation profile'!$F43:$CR43,0)),0,INDEX('Asset data'!$L43:$CX43,1,MATCH(BJ$5,'Utilisation profile'!$F43:$CR43,0))),0)","v":0},{"$f":"IF($A43>0,IF(ISNA(MATCH(BK$5,'Utilisation profile'!$F43:$CR43,0)),0,INDEX('Asset data'!$L43:$CX43,1,MATCH(BK$5,'Utilisation profile'!$F43:$CR43,0))),0)","v":0},{"$f":"IF($A43>0,IF(ISNA(MATCH(BL$5,'Utilisation profile'!$F43:$CR43,0)),0,INDEX('Asset data'!$L43:$CX43,1,MATCH(BL$5,'Utilisation profile'!$F43:$CR43,0))),0)","v":0},{"$f":"IF($A43>0,IF(ISNA(MATCH(BM$5,'Utilisation profile'!$F43:$CR43,0)),0,INDEX('Asset data'!$L43:$CX43,1,MATCH(BM$5,'Utilisation profile'!$F43:$CR43,0))),0)","v":0},{"$f":"IF($A43>0,IF(ISNA(MATCH(BN$5,'Utilisation profile'!$F43:$CR43,0)),0,INDEX('Asset data'!$L43:$CX43,1,MATCH(BN$5,'Utilisation profile'!$F43:$CR43,0))),0)","v":0},{"$f":"IF($A43>0,IF(ISNA(MATCH(BO$5,'Utilisation profile'!$F43:$CR43,0)),0,INDEX('Asset data'!$L43:$CX43,1,MATCH(BO$5,'Utilisation profile'!$F43:$CR43,0))),0)","v":0},{"$f":"IF($A43>0,IF(ISNA(MATCH(BP$5,'Utilisation profile'!$F43:$CR43,0)),0,INDEX('Asset data'!$L43:$CX43,1,MATCH(BP$5,'Utilisation profile'!$F43:$CR43,0))),0)","v":0},{"$f":"IF($A43>0,IF(ISNA(MATCH(BQ$5,'Utilisation profile'!$F43:$CR43,0)),0,INDEX('Asset data'!$L43:$CX43,1,MATCH(BQ$5,'Utilisation profile'!$F43:$CR43,0))),0)","v":0},{"$f":"IF($A43>0,IF(ISNA(MATCH(BR$5,'Utilisation profile'!$F43:$CR43,0)),0,INDEX('Asset data'!$L43:$CX43,1,MATCH(BR$5,'Utilisation profile'!$F43:$CR43,0))),0)","v":0},{"$f":"IF($A43>0,IF(ISNA(MATCH(BS$5,'Utilisation profile'!$F43:$CR43,0)),0,INDEX('Asset data'!$L43:$CX43,1,MATCH(BS$5,'Utilisation profile'!$F43:$CR43,0))),0)","v":0},{"$f":"IF($A43>0,IF(ISNA(MATCH(BT$5,'Utilisation profile'!$F43:$CR43,0)),0,INDEX('Asset data'!$L43:$CX43,1,MATCH(BT$5,'Utilisation profile'!$F43:$CR43,0))),0)","v":0},{"$f":"IF($A43>0,IF(ISNA(MATCH(BU$5,'Utilisation profile'!$F43:$CR43,0)),0,INDEX('Asset data'!$L43:$CX43,1,MATCH(BU$5,'Utilisation profile'!$F43:$CR43,0))),0)","v":0},{"$f":"IF($A43>0,IF(ISNA(MATCH(BV$5,'Utilisation profile'!$F43:$CR43,0)),0,INDEX('Asset data'!$L43:$CX43,1,MATCH(BV$5,'Utilisation profile'!$F43:$CR43,0))),0)","v":0},{"$f":"IF($A43>0,IF(ISNA(MATCH(BW$5,'Utilisation profile'!$F43:$CR43,0)),0,INDEX('Asset data'!$L43:$CX43,1,MATCH(BW$5,'Utilisation profile'!$F43:$CR43,0))),0)","v":0},{"$f":"IF($A43>0,IF(ISNA(MATCH(BX$5,'Utilisation profile'!$F43:$CR43,0)),0,INDEX('Asset data'!$L43:$CX43,1,MATCH(BX$5,'Utilisation profile'!$F43:$CR43,0))),0)","v":0},{"$f":"IF($A43>0,IF(ISNA(MATCH(BY$5,'Utilisation profile'!$F43:$CR43,0)),0,INDEX('Asset data'!$L43:$CX43,1,MATCH(BY$5,'Utilisation profile'!$F43:$CR43,0))),0)","v":0},{"$f":"IF($A43>0,IF(ISNA(MATCH(BZ$5,'Utilisation profile'!$F43:$CR43,0)),0,INDEX('Asset data'!$L43:$CX43,1,MATCH(BZ$5,'Utilisation profile'!$F43:$CR43,0))),0)","v":0},{"$f":"IF($A43>0,IF(ISNA(MATCH(CA$5,'Utilisation profile'!$F43:$CR43,0)),0,INDEX('Asset data'!$L43:$CX43,1,MATCH(CA$5,'Utilisation profile'!$F43:$CR43,0))),0)","v":0},{"$f":"IF($A43>0,IF(ISNA(MATCH(CB$5,'Utilisation profile'!$F43:$CR43,0)),0,INDEX('Asset data'!$L43:$CX43,1,MATCH(CB$5,'Utilisation profile'!$F43:$CR43,0))),0)","v":0},{"$f":"IF($A43>0,IF(ISNA(MATCH(CC$5,'Utilisation profile'!$F43:$CR43,0)),0,INDEX('Asset data'!$L43:$CX43,1,MATCH(CC$5,'Utilisation profile'!$F43:$CR43,0))),0)","v":0},{"$f":"IF($A43>0,IF(ISNA(MATCH(CD$5,'Utilisation profile'!$F43:$CR43,0)),0,INDEX('Asset data'!$L43:$CX43,1,MATCH(CD$5,'Utilisation profile'!$F43:$CR43,0))),0)","v":0},{"$f":"IF($A43>0,IF(ISNA(MATCH(CE$5,'Utilisation profile'!$F43:$CR43,0)),0,INDEX('Asset data'!$L43:$CX43,1,MATCH(CE$5,'Utilisation profile'!$F43:$CR43,0))),0)","v":0},{"$f":"IF($A43>0,IF(ISNA(MATCH(CF$5,'Utilisation profile'!$F43:$CR43,0)),0,INDEX('Asset data'!$L43:$CX43,1,MATCH(CF$5,'Utilisation profile'!$F43:$CR43,0))),0)","v":0},{"$f":"IF($A43>0,IF(ISNA(MATCH(CG$5,'Utilisation profile'!$F43:$CR43,0)),0,INDEX('Asset data'!$L43:$CX43,1,MATCH(CG$5,'Utilisation profile'!$F43:$CR43,0))),0)","v":0},{"$f":"IF($A43>0,IF(ISNA(MATCH(CH$5,'Utilisation profile'!$F43:$CR43,0)),0,INDEX('Asset data'!$L43:$CX43,1,MATCH(CH$5,'Utilisation profile'!$F43:$CR43,0))),0)","v":0},{"$f":"IF($A43>0,IF(ISNA(MATCH(CI$5,'Utilisation profile'!$F43:$CR43,0)),0,INDEX('Asset data'!$L43:$CX43,1,MATCH(CI$5,'Utilisation profile'!$F43:$CR43,0))),0)","v":0},{"$f":"IF($A43>0,IF(ISNA(MATCH(CJ$5,'Utilisation profile'!$F43:$CR43,0)),0,INDEX('Asset data'!$L43:$CX43,1,MATCH(CJ$5,'Utilisation profile'!$F43:$CR43,0))),0)","v":0},{"$f":"IF($A43>0,IF(ISNA(MATCH(CK$5,'Utilisation profile'!$F43:$CR43,0)),0,INDEX('Asset data'!$L43:$CX43,1,MATCH(CK$5,'Utilisation profile'!$F43:$CR43,0))),0)","v":0},{"$f":"IF($A43>0,IF(ISNA(MATCH(CL$5,'Utilisation profile'!$F43:$CR43,0)),0,INDEX('Asset data'!$L43:$CX43,1,MATCH(CL$5,'Utilisation profile'!$F43:$CR43,0))),0)","v":0},{"$f":"IF($A43>0,IF(ISNA(MATCH(CM$5,'Utilisation profile'!$F43:$CR43,0)),0,INDEX('Asset data'!$L43:$CX43,1,MATCH(CM$5,'Utilisation profile'!$F43:$CR43,0))),0)","v":0},{"$f":"IF($A43>0,IF(ISNA(MATCH(CN$5,'Utilisation profile'!$F43:$CR43,0)),0,INDEX('Asset data'!$L43:$CX43,1,MATCH(CN$5,'Utilisation profile'!$F43:$CR43,0))),0)","v":0},{"$f":"IF($A43>0,IF(ISNA(MATCH(CO$5,'Utilisation profile'!$F43:$CR43,0)),0,INDEX('Asset data'!$L43:$CX43,1,MATCH(CO$5,'Utilisation profile'!$F43:$CR43,0))),0)","v":0},{"$f":"IF($A43>0,IF(ISNA(MATCH(CP$5,'Utilisation profile'!$F43:$CR43,0)),0,INDEX('Asset data'!$L43:$CX43,1,MATCH(CP$5,'Utilisation profile'!$F43:$CR43,0))),0)","v":0},{"$f":"IF($A43>0,IF(ISNA(MATCH(CQ$5,'Utilisation profile'!$F43:$CR43,0)),0,INDEX('Asset data'!$L43:$CX43,1,MATCH(CQ$5,'Utilisation profile'!$F43:$CR43,0))),0)","v":0},{"$f":"IF($A43>0,IF(ISNA(MATCH(CR$5,'Utilisation profile'!$F43:$CR43,0)),0,INDEX('Asset data'!$L43:$CX43,1,MATCH(CR$5,'Utilisation profile'!$F43:$CR43,0))),0)","v":0},{"$f":"IF($A43>0,IF(ISNA(MATCH(CS$5,'Utilisation profile'!$F43:$CR43,0)),0,INDEX('Asset data'!$L43:$CX43,1,MATCH(CS$5,'Utilisation profile'!$F43:$CR43,0))),0)","v":0},{"$f":"IF($A43>0,IF(ISNA(MATCH(CT$5,'Utilisation profile'!$F43:$CR43,0)),0,INDEX('Asset data'!$L43:$CX43,1,MATCH(CT$5,'Utilisation profile'!$F43:$CR43,0))),0)","v":0},{"$f":"IF($A43>0,IF(ISNA(MATCH(CU$5,'Utilisation profile'!$F43:$CR43,0)),0,INDEX('Asset data'!$L43:$CX43,1,MATCH(CU$5,'Utilisation profile'!$F43:$CR43,0))),0)","v":0},{"$f":"IF($A43>0,IF(ISNA(MATCH(CV$5,'Utilisation profile'!$F43:$CR43,0)),0,INDEX('Asset data'!$L43:$CX43,1,MATCH(CV$5,'Utilisation profile'!$F43:$CR43,0))),0)","v":0},{"$f":"IF($A43>0,IF(ISNA(MATCH(CW$5,'Utilisation profile'!$F43:$CR43,0)),0,INDEX('Asset data'!$L43:$CX43,1,MATCH(CW$5,'Utilisation profile'!$F43:$CR43,0))),0)","v":0},{"$f":"IF($A43>0,IF(ISNA(MATCH(CX$5,'Utilisation profile'!$F43:$CR43,0)),0,INDEX('Asset data'!$L43:$CX43,1,MATCH(CX$5,'Utilisation profile'!$F43:$CR43,0))),0)","v":0},{"$f":"IF($A43>0,IF(ISNA(MATCH(CY$5,'Utilisation profile'!$F43:$CR43,0)),0,INDEX('Asset data'!$L43:$CX43,1,MATCH(CY$5,'Utilisation profile'!$F43:$CR43,0))),0)","v":0},{"$f":"IF($A43>0,IF(ISNA(MATCH(CZ$5,'Utilisation profile'!$F43:$CR43,0)),0,INDEX('Asset data'!$L43:$CX43,1,MATCH(CZ$5,'Utilisation profile'!$F43:$CR43,0))),0)","v":0},{"$f":"IF($A43>0,IF(ISNA(MATCH(DA$5,'Utilisation profile'!$F43:$CR43,0)),0,INDEX('Asset data'!$L43:$CX43,1,MATCH(DA$5,'Utilisation profile'!$F43:$CR43,0))),0)","v":0},{"$f":"IF($A43>0,IF(ISNA(MATCH(DB$5,'Utilisation profile'!$F43:$CR43,0)),0,INDEX('Asset data'!$L43:$CX43,1,MATCH(DB$5,'Utilisation profile'!$F43:$CR43,0))),0)","v":0},{"$f":"IF($A43>0,IF(ISNA(MATCH(DC$5,'Utilisation profile'!$F43:$CR43,0)),0,INDEX('Asset data'!$L43:$CX43,1,MATCH(DC$5,'Utilisation profile'!$F43:$CR43,0))),0)","v":0},{"$f":"IF($A43>0,IF(ISNA(MATCH(DD$5,'Utilisation profile'!$F43:$CR43,0)),0,INDEX('Asset data'!$L43:$CX43,1,MATCH(DD$5,'Utilisation profile'!$F43:$CR43,0))),0)","v":0},{"$f":"IF($A43>0,IF(ISNA(MATCH(DE$5,'Utilisation profile'!$F43:$CR43,0)),0,INDEX('Asset data'!$L43:$CX43,1,MATCH(DE$5,'Utilisation profile'!$F43:$CR43,0))),0)","v":0},{"$f":"IF($A43>0,IF(ISNA(MATCH(DF$5,'Utilisation profile'!$F43:$CR43,0)),0,INDEX('Asset data'!$L43:$CX43,1,MATCH(DF$5,'Utilisation profile'!$F43:$CR43,0))),0)","v":0},{"$f":"IF($A43>0,IF(ISNA(MATCH(DG$5,'Utilisation profile'!$F43:$CR43,0)),0,INDEX('Asset data'!$L43:$CX43,1,MATCH(DG$5,'Utilisation profile'!$F43:$CR43,0))),0)","v":0},{"$f":"IF($A43>0,IF(ISNA(MATCH(DH$5,'Utilisation profile'!$F43:$CR43,0)),0,INDEX('Asset data'!$L43:$CX43,1,MATCH(DH$5,'Utilisation profile'!$F43:$CR43,0))),0)","v":0},{"$f":"IF($A43>0,IF(ISNA(MATCH(DI$5,'Utilisation profile'!$F43:$CR43,0)),0,INDEX('Asset data'!$L43:$CX43,1,MATCH(DI$5,'Utilisation profile'!$F43:$CR43,0))),0)","v":0},{"$f":"IF($A43>0,IF(ISNA(MATCH(DJ$5,'Utilisation profile'!$F43:$CR43,0)),0,INDEX('Asset data'!$L43:$CX43,1,MATCH(DJ$5,'Utilisation profile'!$F43:$CR43,0))),0)","v":0},{"$f":"IF($A43>0,IF(ISNA(MATCH(DK$5,'Utilisation profile'!$F43:$CR43,0)),0,INDEX('Asset data'!$L43:$CX43,1,MATCH(DK$5,'Utilisation profile'!$F43:$CR43,0))),0)","v":0},{"$f":"IF($A43>0,IF(ISNA(MATCH(DL$5,'Utilisation profile'!$F43:$CR43,0)),0,INDEX('Asset data'!$L43:$CX43,1,MATCH(DL$5,'Utilisation profile'!$F43:$CR43,0))),0)","v":0},{"$f":"IF($A43>0,IF(ISNA(MATCH(DM$5,'Utilisation profile'!$F43:$CR43,0)),0,INDEX('Asset data'!$L43:$CX43,1,MATCH(DM$5,'Utilisation profile'!$F43:$CR43,0))),0)","v":0},{"$f":"IF($A43>0,IF(ISNA(MATCH(DN$5,'Utilisation profile'!$F43:$CR43,0)),0,INDEX('Asset data'!$L43:$CX43,1,MATCH(DN$5,'Utilisation profile'!$F43:$CR43,0))),0)","v":0},{"$f":"IF($A43>0,IF(ISNA(MATCH(DO$5,'Utilisation profile'!$F43:$CR43,0)),0,INDEX('Asset data'!$L43:$CX43,1,MATCH(DO$5,'Utilisation profile'!$F43:$CR43,0))),0)","v":0},{"$f":"IF($A43>0,IF(ISNA(MATCH(DP$5,'Utilisation profile'!$F43:$CR43,0)),0,INDEX('Asset data'!$L43:$CX43,1,MATCH(DP$5,'Utilisation profile'!$F43:$CR43,0))),0)","v":0},{"$f":"IF($A43>0,IF(ISNA(MATCH(DQ$5,'Utilisation profile'!$F43:$CR43,0)),0,INDEX('Asset data'!$L43:$CX43,1,MATCH(DQ$5,'Utilisation profile'!$F43:$CR43,0))),0)","v":0},{"$f":"IF($A43>0,IF(ISNA(MATCH(DR$5,'Utilisation profile'!$F43:$CR43,0)),0,INDEX('Asset data'!$L43:$CX43,1,MATCH(DR$5,'Utilisation profile'!$F43:$CR43,0))),0)","v":0},{"$f":"IF($A43>0,IF(ISNA(MATCH(DS$5,'Utilisation profile'!$F43:$CR43,0)),0,INDEX('Asset data'!$L43:$CX43,1,MATCH(DS$5,'Utilisation profile'!$F43:$CR43,0))),0)","v":0},{"$f":"IF($A43>0,IF(ISNA(MATCH(DT$5,'Utilisation profile'!$F43:$CR43,0)),0,INDEX('Asset data'!$L43:$CX43,1,MATCH(DT$5,'Utilisation profile'!$F43:$CR43,0))),0)","v":0},{"$f":"IF($A43>0,IF(ISNA(MATCH(DU$5,'Utilisation profile'!$F43:$CR43,0)),0,INDEX('Asset data'!$L43:$CX43,1,MATCH(DU$5,'Utilisation profile'!$F43:$CR43,0))),0)","v":0},{"$f":"IF($A43>0,IF(ISNA(MATCH(DV$5,'Utilisation profile'!$F43:$CR43,0)),0,INDEX('Asset data'!$L43:$CX43,1,MATCH(DV$5,'Utilisation profile'!$F43:$CR43,0))),0)","v":0},{"$f":"IF($A43>0,IF(ISNA(MATCH(DW$5,'Utilisation profile'!$F43:$CR43,0)),0,INDEX('Asset data'!$L43:$CX43,1,MATCH(DW$5,'Utilisation profile'!$F43:$CR43,0))),0)","v":0},{"$f":"IF($A43>0,IF(ISNA(MATCH(DX$5,'Utilisation profile'!$F43:$CR43,0)),0,INDEX('Asset data'!$L43:$CX43,1,MATCH(DX$5,'Utilisation profile'!$F43:$CR43,0))),0)","v":0},{"$f":"IF($A43>0,IF(ISNA(MATCH(DY$5,'Utilisation profile'!$F43:$CR43,0)),0,INDEX('Asset data'!$L43:$CX43,1,MATCH(DY$5,'Utilisation profile'!$F43:$CR43,0))),0)","v":0},{"$f":"IF($A43>0,IF(ISNA(MATCH(DZ$5,'Utilisation profile'!$F43:$CR43,0)),0,INDEX('Asset data'!$L43:$CX43,1,MATCH(DZ$5,'Utilisation profile'!$F43:$CR43,0))),0)","v":0},{"$f":"IF($A43>0,IF(ISNA(MATCH(EA$5,'Utilisation profile'!$F43:$CR43,0)),0,INDEX('Asset data'!$L43:$CX43,1,MATCH(EA$5,'Utilisation profile'!$F43:$CR43,0))),0)","v":0},{"$f":"IF($A43>0,IF(ISNA(MATCH(EB$5,'Utilisation profile'!$F43:$CR43,0)),0,INDEX('Asset data'!$L43:$CX43,1,MATCH(EB$5,'Utilisation profile'!$F43:$CR43,0))),0)","v":0},{"$f":"IF($A43>0,IF(ISNA(MATCH(EC$5,'Utilisation profile'!$F43:$CR43,0)),0,INDEX('Asset data'!$L43:$CX43,1,MATCH(EC$5,'Utilisation profile'!$F43:$CR43,0))),0)","v":0},{"$f":"IF($A43>0,IF(ISNA(MATCH(ED$5,'Utilisation profile'!$F43:$CR43,0)),0,INDEX('Asset data'!$L43:$CX43,1,MATCH(ED$5,'Utilisation profile'!$F43:$CR43,0))),0)","v":0},{"$f":"IF($A43>0,IF(ISNA(MATCH(EE$5,'Utilisation profile'!$F43:$CR43,0)),0,INDEX('Asset data'!$L43:$CX43,1,MATCH(EE$5,'Utilisation profile'!$F43:$CR43,0))),0)","v":0},{"$f":"IF($A43>0,IF(ISNA(MATCH(EF$5,'Utilisation profile'!$F43:$CR43,0)),0,INDEX('Asset data'!$L43:$CX43,1,MATCH(EF$5,'Utilisation profile'!$F43:$CR43,0))),0)","v":0},{"$f":"IF($A43>0,IF(ISNA(MATCH(EG$5,'Utilisation profile'!$F43:$CR43,0)),0,INDEX('Asset data'!$L43:$CX43,1,MATCH(EG$5,'Utilisation profile'!$F43:$CR43,0))),0)","v":0},{"$f":"IF($A43>0,IF(ISNA(MATCH(EH$5,'Utilisation profile'!$F43:$CR43,0)),0,INDEX('Asset data'!$L43:$CX43,1,MATCH(EH$5,'Utilisation profile'!$F43:$CR43,0))),0)","v":0},{"$f":"IF($A43>0,IF(ISNA(MATCH(EI$5,'Utilisation profile'!$F43:$CR43,0)),0,INDEX('Asset data'!$L43:$CX43,1,MATCH(EI$5,'Utilisation profile'!$F43:$CR43,0))),0)","v":0},{"$f":"IF($A43>0,IF(ISNA(MATCH(EJ$5,'Utilisation profile'!$F43:$CR43,0)),0,INDEX('Asset data'!$L43:$CX43,1,MATCH(EJ$5,'Utilisation profile'!$F43:$CR43,0))),0)","v":0},{"$f":"IF($A43>0,IF(ISNA(MATCH(EK$5,'Utilisation profile'!$F43:$CR43,0)),0,INDEX('Asset data'!$L43:$CX43,1,MATCH(EK$5,'Utilisation profile'!$F43:$CR43,0))),0)","v":0},{"$f":"IF($A43>0,IF(ISNA(MATCH(EL$5,'Utilisation profile'!$F43:$CR43,0)),0,INDEX('Asset data'!$L43:$CX43,1,MATCH(EL$5,'Utilisation profile'!$F43:$CR43,0))),0)","v":0},{"$f":"IF($A43>0,IF(ISNA(MATCH(EM$5,'Utilisation profile'!$F43:$CR43,0)),0,INDEX('Asset data'!$L43:$CX43,1,MATCH(EM$5,'Utilisation profile'!$F43:$CR43,0))),0)","v":0},{"$f":"IF($A43>0,IF(ISNA(MATCH(EN$5,'Utilisation profile'!$F43:$CR43,0)),0,INDEX('Asset data'!$L43:$CX43,1,MATCH(EN$5,'Utilisation profile'!$F43:$CR43,0))),0)","v":0},{"$f":"IF($A43>0,IF(ISNA(MATCH(EO$5,'Utilisation profile'!$F43:$CR43,0)),0,INDEX('Asset data'!$L43:$CX43,1,MATCH(EO$5,'Utilisation profile'!$F43:$CR43,0))),0)","v":0},{"$f":"IF($A43>0,IF(ISNA(MATCH(EP$5,'Utilisation profile'!$F43:$CR43,0)),0,INDEX('Asset data'!$L43:$CX43,1,MATCH(EP$5,'Utilisation profile'!$F43:$CR43,0))),0)","v":0},{"$f":"IF($A43>0,IF(ISNA(MATCH(EQ$5,'Utilisation profile'!$F43:$CR43,0)),0,INDEX('Asset data'!$L43:$CX43,1,MATCH(EQ$5,'Utilisation profile'!$F43:$CR43,0))),0)","v":0},{"$f":"IF($A43>0,IF(ISNA(MATCH(ER$5,'Utilisation profile'!$F43:$CR43,0)),0,INDEX('Asset data'!$L43:$CX43,1,MATCH(ER$5,'Utilisation profile'!$F43:$CR43,0))),0)","v":0},{"$f":"IF($A43>0,IF(ISNA(MATCH(ES$5,'Utilisation profile'!$F43:$CR43,0)),0,INDEX('Asset data'!$L43:$CX43,1,MATCH(ES$5,'Utilisation profile'!$F43:$CR43,0))),0)","v":0},{"$f":"IF($A43>0,IF(ISNA(MATCH(ET$5,'Utilisation profile'!$F43:$CR43,0)),0,INDEX('Asset data'!$L43:$CX43,1,MATCH(ET$5,'Utilisation profile'!$F43:$CR43,0))),0)","v":0},{"$f":"IF($A43>0,IF(ISNA(MATCH(EU$5,'Utilisation profile'!$F43:$CR43,0)),0,INDEX('Asset data'!$L43:$CX43,1,MATCH(EU$5,'Utilisation profile'!$F43:$CR43,0))),0)","v":0},{"$f":"IF($A43>0,IF(ISNA(MATCH(EV$5,'Utilisation profile'!$F43:$CR43,0)),0,INDEX('Asset data'!$L43:$CX43,1,MATCH(EV$5,'Utilisation profile'!$F43:$CR43,0))),0)","v":0},{"$f":"IF($A43>0,IF(ISNA(MATCH(EW$5,'Utilisation profile'!$F43:$CR43,0)),0,INDEX('Asset data'!$L43:$CX43,1,MATCH(EW$5,'Utilisation profile'!$F43:$CR43,0))),0)","v":0},{"$f":"IF($A43>0,IF(ISNA(MATCH(EX$5,'Utilisation profile'!$F43:$CR43,0)),0,INDEX('Asset data'!$L43:$CX43,1,MATCH(EX$5,'Utilisation profile'!$F43:$CR43,0))),0)","v":0},{"$f":"IF($A43>0,IF(ISNA(MATCH(EY$5,'Utilisation profile'!$F43:$CR43,0)),0,INDEX('Asset data'!$L43:$CX43,1,MATCH(EY$5,'Utilisation profile'!$F43:$CR43,0))),0)","v":0},{"$f":"IF($A43>0,IF(ISNA(MATCH(EZ$5,'Utilisation profile'!$F43:$CR43,0)),0,INDEX('Asset data'!$L43:$CX43,1,MATCH(EZ$5,'Utilisation profile'!$F43:$CR43,0))),0)","v":0},{"$f":"IF($A43>0,IF(ISNA(MATCH(FA$5,'Utilisation profile'!$F43:$CR43,0)),0,INDEX('Asset data'!$L43:$CX43,1,MATCH(FA$5,'Utilisation profile'!$F43:$CR43,0))),0)","v":0}]
[{"$f":"'Asset data'!A44","v":0},{"$f":"'Asset data'!B44","v":0},{"$f":"'Asset data'!C44","v":0},{"$f":"'Asset data'!E44","v":0},{"$f":"'Asset data'!I44","v":0},{"$f":"IF($A44>0,'Utilisation profile'!CU44,0)","v":0},{"$f":"IF($A44>0,IF(ISNA(MATCH(G$5,'Utilisation profile'!$F44:$CR44,0)),0,INDEX('Asset data'!$L44:$CX44,1,MATCH(G$5,'Utilisation profile'!$F44:$CR44,0))),0)","v":0},{"$f":"IF($A44>0,IF(ISNA(MATCH(H$5,'Utilisation profile'!$F44:$CR44,0)),0,INDEX('Asset data'!$L44:$CX44,1,MATCH(H$5,'Utilisation profile'!$F44:$CR44,0))),0)","v":0},{"$f":"IF($A44>0,IF(ISNA(MATCH(I$5,'Utilisation profile'!$F44:$CR44,0)),0,INDEX('Asset data'!$L44:$CX44,1,MATCH(I$5,'Utilisation profile'!$F44:$CR44,0))),0)","v":0},{"$f":"IF($A44>0,IF(ISNA(MATCH(J$5,'Utilisation profile'!$F44:$CR44,0)),0,INDEX('Asset data'!$L44:$CX44,1,MATCH(J$5,'Utilisation profile'!$F44:$CR44,0))),0)","v":0},{"$f":"IF($A44>0,IF(ISNA(MATCH(K$5,'Utilisation profile'!$F44:$CR44,0)),0,INDEX('Asset data'!$L44:$CX44,1,MATCH(K$5,'Utilisation profile'!$F44:$CR44,0))),0)","v":0},{"$f":"IF($A44>0,IF(ISNA(MATCH(L$5,'Utilisation profile'!$F44:$CR44,0)),0,INDEX('Asset data'!$L44:$CX44,1,MATCH(L$5,'Utilisation profile'!$F44:$CR44,0))),0)","v":0},{"$f":"IF($A44>0,IF(ISNA(MATCH(M$5,'Utilisation profile'!$F44:$CR44,0)),0,INDEX('Asset data'!$L44:$CX44,1,MATCH(M$5,'Utilisation profile'!$F44:$CR44,0))),0)","v":0},{"$f":"IF($A44>0,IF(ISNA(MATCH(N$5,'Utilisation profile'!$F44:$CR44,0)),0,INDEX('Asset data'!$L44:$CX44,1,MATCH(N$5,'Utilisation profile'!$F44:$CR44,0))),0)","v":0},{"$f":"IF($A44>0,IF(ISNA(MATCH(O$5,'Utilisation profile'!$F44:$CR44,0)),0,INDEX('Asset data'!$L44:$CX44,1,MATCH(O$5,'Utilisation profile'!$F44:$CR44,0))),0)","v":0},{"$f":"IF($A44>0,IF(ISNA(MATCH(P$5,'Utilisation profile'!$F44:$CR44,0)),0,INDEX('Asset data'!$L44:$CX44,1,MATCH(P$5,'Utilisation profile'!$F44:$CR44,0))),0)","v":0},{"$f":"IF($A44>0,IF(ISNA(MATCH(Q$5,'Utilisation profile'!$F44:$CR44,0)),0,INDEX('Asset data'!$L44:$CX44,1,MATCH(Q$5,'Utilisation profile'!$F44:$CR44,0))),0)","v":0},{"$f":"IF($A44>0,IF(ISNA(MATCH(R$5,'Utilisation profile'!$F44:$CR44,0)),0,INDEX('Asset data'!$L44:$CX44,1,MATCH(R$5,'Utilisation profile'!$F44:$CR44,0))),0)","v":0},{"$f":"IF($A44>0,IF(ISNA(MATCH(S$5,'Utilisation profile'!$F44:$CR44,0)),0,INDEX('Asset data'!$L44:$CX44,1,MATCH(S$5,'Utilisation profile'!$F44:$CR44,0))),0)","v":0},{"$f":"IF($A44>0,IF(ISNA(MATCH(T$5,'Utilisation profile'!$F44:$CR44,0)),0,INDEX('Asset data'!$L44:$CX44,1,MATCH(T$5,'Utilisation profile'!$F44:$CR44,0))),0)","v":0},{"$f":"IF($A44>0,IF(ISNA(MATCH(U$5,'Utilisation profile'!$F44:$CR44,0)),0,INDEX('Asset data'!$L44:$CX44,1,MATCH(U$5,'Utilisation profile'!$F44:$CR44,0))),0)","v":0},{"$f":"IF($A44>0,IF(ISNA(MATCH(V$5,'Utilisation profile'!$F44:$CR44,0)),0,INDEX('Asset data'!$L44:$CX44,1,MATCH(V$5,'Utilisation profile'!$F44:$CR44,0))),0)","v":0},{"$f":"IF($A44>0,IF(ISNA(MATCH(W$5,'Utilisation profile'!$F44:$CR44,0)),0,INDEX('Asset data'!$L44:$CX44,1,MATCH(W$5,'Utilisation profile'!$F44:$CR44,0))),0)","v":0},{"$f":"IF($A44>0,IF(ISNA(MATCH(X$5,'Utilisation profile'!$F44:$CR44,0)),0,INDEX('Asset data'!$L44:$CX44,1,MATCH(X$5,'Utilisation profile'!$F44:$CR44,0))),0)","v":0},{"$f":"IF($A44>0,IF(ISNA(MATCH(Y$5,'Utilisation profile'!$F44:$CR44,0)),0,INDEX('Asset data'!$L44:$CX44,1,MATCH(Y$5,'Utilisation profile'!$F44:$CR44,0))),0)","v":0},{"$f":"IF($A44>0,IF(ISNA(MATCH(Z$5,'Utilisation profile'!$F44:$CR44,0)),0,INDEX('Asset data'!$L44:$CX44,1,MATCH(Z$5,'Utilisation profile'!$F44:$CR44,0))),0)","v":0},{"$f":"IF($A44>0,IF(ISNA(MATCH(AA$5,'Utilisation profile'!$F44:$CR44,0)),0,INDEX('Asset data'!$L44:$CX44,1,MATCH(AA$5,'Utilisation profile'!$F44:$CR44,0))),0)","v":0},{"$f":"IF($A44>0,IF(ISNA(MATCH(AB$5,'Utilisation profile'!$F44:$CR44,0)),0,INDEX('Asset data'!$L44:$CX44,1,MATCH(AB$5,'Utilisation profile'!$F44:$CR44,0))),0)","v":0},{"$f":"IF($A44>0,IF(ISNA(MATCH(AC$5,'Utilisation profile'!$F44:$CR44,0)),0,INDEX('Asset data'!$L44:$CX44,1,MATCH(AC$5,'Utilisation profile'!$F44:$CR44,0))),0)","v":0},{"$f":"IF($A44>0,IF(ISNA(MATCH(AD$5,'Utilisation profile'!$F44:$CR44,0)),0,INDEX('Asset data'!$L44:$CX44,1,MATCH(AD$5,'Utilisation profile'!$F44:$CR44,0))),0)","v":0},{"$f":"IF($A44>0,IF(ISNA(MATCH(AE$5,'Utilisation profile'!$F44:$CR44,0)),0,INDEX('Asset data'!$L44:$CX44,1,MATCH(AE$5,'Utilisation profile'!$F44:$CR44,0))),0)","v":0},{"$f":"IF($A44>0,IF(ISNA(MATCH(AF$5,'Utilisation profile'!$F44:$CR44,0)),0,INDEX('Asset data'!$L44:$CX44,1,MATCH(AF$5,'Utilisation profile'!$F44:$CR44,0))),0)","v":0},{"$f":"IF($A44>0,IF(ISNA(MATCH(AG$5,'Utilisation profile'!$F44:$CR44,0)),0,INDEX('Asset data'!$L44:$CX44,1,MATCH(AG$5,'Utilisation profile'!$F44:$CR44,0))),0)","v":0},{"$f":"IF($A44>0,IF(ISNA(MATCH(AH$5,'Utilisation profile'!$F44:$CR44,0)),0,INDEX('Asset data'!$L44:$CX44,1,MATCH(AH$5,'Utilisation profile'!$F44:$CR44,0))),0)","v":0},{"$f":"IF($A44>0,IF(ISNA(MATCH(AI$5,'Utilisation profile'!$F44:$CR44,0)),0,INDEX('Asset data'!$L44:$CX44,1,MATCH(AI$5,'Utilisation profile'!$F44:$CR44,0))),0)","v":0},{"$f":"IF($A44>0,IF(ISNA(MATCH(AJ$5,'Utilisation profile'!$F44:$CR44,0)),0,INDEX('Asset data'!$L44:$CX44,1,MATCH(AJ$5,'Utilisation profile'!$F44:$CR44,0))),0)","v":0},{"$f":"IF($A44>0,IF(ISNA(MATCH(AK$5,'Utilisation profile'!$F44:$CR44,0)),0,INDEX('Asset data'!$L44:$CX44,1,MATCH(AK$5,'Utilisation profile'!$F44:$CR44,0))),0)","v":0},{"$f":"IF($A44>0,IF(ISNA(MATCH(AL$5,'Utilisation profile'!$F44:$CR44,0)),0,INDEX('Asset data'!$L44:$CX44,1,MATCH(AL$5,'Utilisation profile'!$F44:$CR44,0))),0)","v":0},{"$f":"IF($A44>0,IF(ISNA(MATCH(AM$5,'Utilisation profile'!$F44:$CR44,0)),0,INDEX('Asset data'!$L44:$CX44,1,MATCH(AM$5,'Utilisation profile'!$F44:$CR44,0))),0)","v":0},{"$f":"IF($A44>0,IF(ISNA(MATCH(AN$5,'Utilisation profile'!$F44:$CR44,0)),0,INDEX('Asset data'!$L44:$CX44,1,MATCH(AN$5,'Utilisation profile'!$F44:$CR44,0))),0)","v":0},{"$f":"IF($A44>0,IF(ISNA(MATCH(AO$5,'Utilisation profile'!$F44:$CR44,0)),0,INDEX('Asset data'!$L44:$CX44,1,MATCH(AO$5,'Utilisation profile'!$F44:$CR44,0))),0)","v":0},{"$f":"IF($A44>0,IF(ISNA(MATCH(AP$5,'Utilisation profile'!$F44:$CR44,0)),0,INDEX('Asset data'!$L44:$CX44,1,MATCH(AP$5,'Utilisation profile'!$F44:$CR44,0))),0)","v":0},{"$f":"IF($A44>0,IF(ISNA(MATCH(AQ$5,'Utilisation profile'!$F44:$CR44,0)),0,INDEX('Asset data'!$L44:$CX44,1,MATCH(AQ$5,'Utilisation profile'!$F44:$CR44,0))),0)","v":0},{"$f":"IF($A44>0,IF(ISNA(MATCH(AR$5,'Utilisation profile'!$F44:$CR44,0)),0,INDEX('Asset data'!$L44:$CX44,1,MATCH(AR$5,'Utilisation profile'!$F44:$CR44,0))),0)","v":0},{"$f":"IF($A44>0,IF(ISNA(MATCH(AS$5,'Utilisation profile'!$F44:$CR44,0)),0,INDEX('Asset data'!$L44:$CX44,1,MATCH(AS$5,'Utilisation profile'!$F44:$CR44,0))),0)","v":0},{"$f":"IF($A44>0,IF(ISNA(MATCH(AT$5,'Utilisation profile'!$F44:$CR44,0)),0,INDEX('Asset data'!$L44:$CX44,1,MATCH(AT$5,'Utilisation profile'!$F44:$CR44,0))),0)","v":0},{"$f":"IF($A44>0,IF(ISNA(MATCH(AU$5,'Utilisation profile'!$F44:$CR44,0)),0,INDEX('Asset data'!$L44:$CX44,1,MATCH(AU$5,'Utilisation profile'!$F44:$CR44,0))),0)","v":0},{"$f":"IF($A44>0,IF(ISNA(MATCH(AV$5,'Utilisation profile'!$F44:$CR44,0)),0,INDEX('Asset data'!$L44:$CX44,1,MATCH(AV$5,'Utilisation profile'!$F44:$CR44,0))),0)","v":0},{"$f":"IF($A44>0,IF(ISNA(MATCH(AW$5,'Utilisation profile'!$F44:$CR44,0)),0,INDEX('Asset data'!$L44:$CX44,1,MATCH(AW$5,'Utilisation profile'!$F44:$CR44,0))),0)","v":0},{"$f":"IF($A44>0,IF(ISNA(MATCH(AX$5,'Utilisation profile'!$F44:$CR44,0)),0,INDEX('Asset data'!$L44:$CX44,1,MATCH(AX$5,'Utilisation profile'!$F44:$CR44,0))),0)","v":0},{"$f":"IF($A44>0,IF(ISNA(MATCH(AY$5,'Utilisation profile'!$F44:$CR44,0)),0,INDEX('Asset data'!$L44:$CX44,1,MATCH(AY$5,'Utilisation profile'!$F44:$CR44,0))),0)","v":0},{"$f":"IF($A44>0,IF(ISNA(MATCH(AZ$5,'Utilisation profile'!$F44:$CR44,0)),0,INDEX('Asset data'!$L44:$CX44,1,MATCH(AZ$5,'Utilisation profile'!$F44:$CR44,0))),0)","v":0},{"$f":"IF($A44>0,IF(ISNA(MATCH(BA$5,'Utilisation profile'!$F44:$CR44,0)),0,INDEX('Asset data'!$L44:$CX44,1,MATCH(BA$5,'Utilisation profile'!$F44:$CR44,0))),0)","v":0},{"$f":"IF($A44>0,IF(ISNA(MATCH(BB$5,'Utilisation profile'!$F44:$CR44,0)),0,INDEX('Asset data'!$L44:$CX44,1,MATCH(BB$5,'Utilisation profile'!$F44:$CR44,0))),0)","v":0},{"$f":"IF($A44>0,IF(ISNA(MATCH(BC$5,'Utilisation profile'!$F44:$CR44,0)),0,INDEX('Asset data'!$L44:$CX44,1,MATCH(BC$5,'Utilisation profile'!$F44:$CR44,0))),0)","v":0},{"$f":"IF($A44>0,IF(ISNA(MATCH(BD$5,'Utilisation profile'!$F44:$CR44,0)),0,INDEX('Asset data'!$L44:$CX44,1,MATCH(BD$5,'Utilisation profile'!$F44:$CR44,0))),0)","v":0},{"$f":"IF($A44>0,IF(ISNA(MATCH(BE$5,'Utilisation profile'!$F44:$CR44,0)),0,INDEX('Asset data'!$L44:$CX44,1,MATCH(BE$5,'Utilisation profile'!$F44:$CR44,0))),0)","v":0},{"$f":"IF($A44>0,IF(ISNA(MATCH(BF$5,'Utilisation profile'!$F44:$CR44,0)),0,INDEX('Asset data'!$L44:$CX44,1,MATCH(BF$5,'Utilisation profile'!$F44:$CR44,0))),0)","v":0},{"$f":"IF($A44>0,IF(ISNA(MATCH(BG$5,'Utilisation profile'!$F44:$CR44,0)),0,INDEX('Asset data'!$L44:$CX44,1,MATCH(BG$5,'Utilisation profile'!$F44:$CR44,0))),0)","v":0},{"$f":"IF($A44>0,IF(ISNA(MATCH(BH$5,'Utilisation profile'!$F44:$CR44,0)),0,INDEX('Asset data'!$L44:$CX44,1,MATCH(BH$5,'Utilisation profile'!$F44:$CR44,0))),0)","v":0},{"$f":"IF($A44>0,IF(ISNA(MATCH(BI$5,'Utilisation profile'!$F44:$CR44,0)),0,INDEX('Asset data'!$L44:$CX44,1,MATCH(BI$5,'Utilisation profile'!$F44:$CR44,0))),0)","v":0},{"$f":"IF($A44>0,IF(ISNA(MATCH(BJ$5,'Utilisation profile'!$F44:$CR44,0)),0,INDEX('Asset data'!$L44:$CX44,1,MATCH(BJ$5,'Utilisation profile'!$F44:$CR44,0))),0)","v":0},{"$f":"IF($A44>0,IF(ISNA(MATCH(BK$5,'Utilisation profile'!$F44:$CR44,0)),0,INDEX('Asset data'!$L44:$CX44,1,MATCH(BK$5,'Utilisation profile'!$F44:$CR44,0))),0)","v":0},{"$f":"IF($A44>0,IF(ISNA(MATCH(BL$5,'Utilisation profile'!$F44:$CR44,0)),0,INDEX('Asset data'!$L44:$CX44,1,MATCH(BL$5,'Utilisation profile'!$F44:$CR44,0))),0)","v":0},{"$f":"IF($A44>0,IF(ISNA(MATCH(BM$5,'Utilisation profile'!$F44:$CR44,0)),0,INDEX('Asset data'!$L44:$CX44,1,MATCH(BM$5,'Utilisation profile'!$F44:$CR44,0))),0)","v":0},{"$f":"IF($A44>0,IF(ISNA(MATCH(BN$5,'Utilisation profile'!$F44:$CR44,0)),0,INDEX('Asset data'!$L44:$CX44,1,MATCH(BN$5,'Utilisation profile'!$F44:$CR44,0))),0)","v":0},{"$f":"IF($A44>0,IF(ISNA(MATCH(BO$5,'Utilisation profile'!$F44:$CR44,0)),0,INDEX('Asset data'!$L44:$CX44,1,MATCH(BO$5,'Utilisation profile'!$F44:$CR44,0))),0)","v":0},{"$f":"IF($A44>0,IF(ISNA(MATCH(BP$5,'Utilisation profile'!$F44:$CR44,0)),0,INDEX('Asset data'!$L44:$CX44,1,MATCH(BP$5,'Utilisation profile'!$F44:$CR44,0))),0)","v":0},{"$f":"IF($A44>0,IF(ISNA(MATCH(BQ$5,'Utilisation profile'!$F44:$CR44,0)),0,INDEX('Asset data'!$L44:$CX44,1,MATCH(BQ$5,'Utilisation profile'!$F44:$CR44,0))),0)","v":0},{"$f":"IF($A44>0,IF(ISNA(MATCH(BR$5,'Utilisation profile'!$F44:$CR44,0)),0,INDEX('Asset data'!$L44:$CX44,1,MATCH(BR$5,'Utilisation profile'!$F44:$CR44,0))),0)","v":0},{"$f":"IF($A44>0,IF(ISNA(MATCH(BS$5,'Utilisation profile'!$F44:$CR44,0)),0,INDEX('Asset data'!$L44:$CX44,1,MATCH(BS$5,'Utilisation profile'!$F44:$CR44,0))),0)","v":0},{"$f":"IF($A44>0,IF(ISNA(MATCH(BT$5,'Utilisation profile'!$F44:$CR44,0)),0,INDEX('Asset data'!$L44:$CX44,1,MATCH(BT$5,'Utilisation profile'!$F44:$CR44,0))),0)","v":0},{"$f":"IF($A44>0,IF(ISNA(MATCH(BU$5,'Utilisation profile'!$F44:$CR44,0)),0,INDEX('Asset data'!$L44:$CX44,1,MATCH(BU$5,'Utilisation profile'!$F44:$CR44,0))),0)","v":0},{"$f":"IF($A44>0,IF(ISNA(MATCH(BV$5,'Utilisation profile'!$F44:$CR44,0)),0,INDEX('Asset data'!$L44:$CX44,1,MATCH(BV$5,'Utilisation profile'!$F44:$CR44,0))),0)","v":0},{"$f":"IF($A44>0,IF(ISNA(MATCH(BW$5,'Utilisation profile'!$F44:$CR44,0)),0,INDEX('Asset data'!$L44:$CX44,1,MATCH(BW$5,'Utilisation profile'!$F44:$CR44,0))),0)","v":0},{"$f":"IF($A44>0,IF(ISNA(MATCH(BX$5,'Utilisation profile'!$F44:$CR44,0)),0,INDEX('Asset data'!$L44:$CX44,1,MATCH(BX$5,'Utilisation profile'!$F44:$CR44,0))),0)","v":0},{"$f":"IF($A44>0,IF(ISNA(MATCH(BY$5,'Utilisation profile'!$F44:$CR44,0)),0,INDEX('Asset data'!$L44:$CX44,1,MATCH(BY$5,'Utilisation profile'!$F44:$CR44,0))),0)","v":0},{"$f":"IF($A44>0,IF(ISNA(MATCH(BZ$5,'Utilisation profile'!$F44:$CR44,0)),0,INDEX('Asset data'!$L44:$CX44,1,MATCH(BZ$5,'Utilisation profile'!$F44:$CR44,0))),0)","v":0},{"$f":"IF($A44>0,IF(ISNA(MATCH(CA$5,'Utilisation profile'!$F44:$CR44,0)),0,INDEX('Asset data'!$L44:$CX44,1,MATCH(CA$5,'Utilisation profile'!$F44:$CR44,0))),0)","v":0},{"$f":"IF($A44>0,IF(ISNA(MATCH(CB$5,'Utilisation profile'!$F44:$CR44,0)),0,INDEX('Asset data'!$L44:$CX44,1,MATCH(CB$5,'Utilisation profile'!$F44:$CR44,0))),0)","v":0},{"$f":"IF($A44>0,IF(ISNA(MATCH(CC$5,'Utilisation profile'!$F44:$CR44,0)),0,INDEX('Asset data'!$L44:$CX44,1,MATCH(CC$5,'Utilisation profile'!$F44:$CR44,0))),0)","v":0},{"$f":"IF($A44>0,IF(ISNA(MATCH(CD$5,'Utilisation profile'!$F44:$CR44,0)),0,INDEX('Asset data'!$L44:$CX44,1,MATCH(CD$5,'Utilisation profile'!$F44:$CR44,0))),0)","v":0},{"$f":"IF($A44>0,IF(ISNA(MATCH(CE$5,'Utilisation profile'!$F44:$CR44,0)),0,INDEX('Asset data'!$L44:$CX44,1,MATCH(CE$5,'Utilisation profile'!$F44:$CR44,0))),0)","v":0},{"$f":"IF($A44>0,IF(ISNA(MATCH(CF$5,'Utilisation profile'!$F44:$CR44,0)),0,INDEX('Asset data'!$L44:$CX44,1,MATCH(CF$5,'Utilisation profile'!$F44:$CR44,0))),0)","v":0},{"$f":"IF($A44>0,IF(ISNA(MATCH(CG$5,'Utilisation profile'!$F44:$CR44,0)),0,INDEX('Asset data'!$L44:$CX44,1,MATCH(CG$5,'Utilisation profile'!$F44:$CR44,0))),0)","v":0},{"$f":"IF($A44>0,IF(ISNA(MATCH(CH$5,'Utilisation profile'!$F44:$CR44,0)),0,INDEX('Asset data'!$L44:$CX44,1,MATCH(CH$5,'Utilisation profile'!$F44:$CR44,0))),0)","v":0},{"$f":"IF($A44>0,IF(ISNA(MATCH(CI$5,'Utilisation profile'!$F44:$CR44,0)),0,INDEX('Asset data'!$L44:$CX44,1,MATCH(CI$5,'Utilisation profile'!$F44:$CR44,0))),0)","v":0},{"$f":"IF($A44>0,IF(ISNA(MATCH(CJ$5,'Utilisation profile'!$F44:$CR44,0)),0,INDEX('Asset data'!$L44:$CX44,1,MATCH(CJ$5,'Utilisation profile'!$F44:$CR44,0))),0)","v":0},{"$f":"IF($A44>0,IF(ISNA(MATCH(CK$5,'Utilisation profile'!$F44:$CR44,0)),0,INDEX('Asset data'!$L44:$CX44,1,MATCH(CK$5,'Utilisation profile'!$F44:$CR44,0))),0)","v":0},{"$f":"IF($A44>0,IF(ISNA(MATCH(CL$5,'Utilisation profile'!$F44:$CR44,0)),0,INDEX('Asset data'!$L44:$CX44,1,MATCH(CL$5,'Utilisation profile'!$F44:$CR44,0))),0)","v":0},{"$f":"IF($A44>0,IF(ISNA(MATCH(CM$5,'Utilisation profile'!$F44:$CR44,0)),0,INDEX('Asset data'!$L44:$CX44,1,MATCH(CM$5,'Utilisation profile'!$F44:$CR44,0))),0)","v":0},{"$f":"IF($A44>0,IF(ISNA(MATCH(CN$5,'Utilisation profile'!$F44:$CR44,0)),0,INDEX('Asset data'!$L44:$CX44,1,MATCH(CN$5,'Utilisation profile'!$F44:$CR44,0))),0)","v":0},{"$f":"IF($A44>0,IF(ISNA(MATCH(CO$5,'Utilisation profile'!$F44:$CR44,0)),0,INDEX('Asset data'!$L44:$CX44,1,MATCH(CO$5,'Utilisation profile'!$F44:$CR44,0))),0)","v":0},{"$f":"IF($A44>0,IF(ISNA(MATCH(CP$5,'Utilisation profile'!$F44:$CR44,0)),0,INDEX('Asset data'!$L44:$CX44,1,MATCH(CP$5,'Utilisation profile'!$F44:$CR44,0))),0)","v":0},{"$f":"IF($A44>0,IF(ISNA(MATCH(CQ$5,'Utilisation profile'!$F44:$CR44,0)),0,INDEX('Asset data'!$L44:$CX44,1,MATCH(CQ$5,'Utilisation profile'!$F44:$CR44,0))),0)","v":0},{"$f":"IF($A44>0,IF(ISNA(MATCH(CR$5,'Utilisation profile'!$F44:$CR44,0)),0,INDEX('Asset data'!$L44:$CX44,1,MATCH(CR$5,'Utilisation profile'!$F44:$CR44,0))),0)","v":0},{"$f":"IF($A44>0,IF(ISNA(MATCH(CS$5,'Utilisation profile'!$F44:$CR44,0)),0,INDEX('Asset data'!$L44:$CX44,1,MATCH(CS$5,'Utilisation profile'!$F44:$CR44,0))),0)","v":0},{"$f":"IF($A44>0,IF(ISNA(MATCH(CT$5,'Utilisation profile'!$F44:$CR44,0)),0,INDEX('Asset data'!$L44:$CX44,1,MATCH(CT$5,'Utilisation profile'!$F44:$CR44,0))),0)","v":0},{"$f":"IF($A44>0,IF(ISNA(MATCH(CU$5,'Utilisation profile'!$F44:$CR44,0)),0,INDEX('Asset data'!$L44:$CX44,1,MATCH(CU$5,'Utilisation profile'!$F44:$CR44,0))),0)","v":0},{"$f":"IF($A44>0,IF(ISNA(MATCH(CV$5,'Utilisation profile'!$F44:$CR44,0)),0,INDEX('Asset data'!$L44:$CX44,1,MATCH(CV$5,'Utilisation profile'!$F44:$CR44,0))),0)","v":0},{"$f":"IF($A44>0,IF(ISNA(MATCH(CW$5,'Utilisation profile'!$F44:$CR44,0)),0,INDEX('Asset data'!$L44:$CX44,1,MATCH(CW$5,'Utilisation profile'!$F44:$CR44,0))),0)","v":0},{"$f":"IF($A44>0,IF(ISNA(MATCH(CX$5,'Utilisation profile'!$F44:$CR44,0)),0,INDEX('Asset data'!$L44:$CX44,1,MATCH(CX$5,'Utilisation profile'!$F44:$CR44,0))),0)","v":0},{"$f":"IF($A44>0,IF(ISNA(MATCH(CY$5,'Utilisation profile'!$F44:$CR44,0)),0,INDEX('Asset data'!$L44:$CX44,1,MATCH(CY$5,'Utilisation profile'!$F44:$CR44,0))),0)","v":0},{"$f":"IF($A44>0,IF(ISNA(MATCH(CZ$5,'Utilisation profile'!$F44:$CR44,0)),0,INDEX('Asset data'!$L44:$CX44,1,MATCH(CZ$5,'Utilisation profile'!$F44:$CR44,0))),0)","v":0},{"$f":"IF($A44>0,IF(ISNA(MATCH(DA$5,'Utilisation profile'!$F44:$CR44,0)),0,INDEX('Asset data'!$L44:$CX44,1,MATCH(DA$5,'Utilisation profile'!$F44:$CR44,0))),0)","v":0},{"$f":"IF($A44>0,IF(ISNA(MATCH(DB$5,'Utilisation profile'!$F44:$CR44,0)),0,INDEX('Asset data'!$L44:$CX44,1,MATCH(DB$5,'Utilisation profile'!$F44:$CR44,0))),0)","v":0},{"$f":"IF($A44>0,IF(ISNA(MATCH(DC$5,'Utilisation profile'!$F44:$CR44,0)),0,INDEX('Asset data'!$L44:$CX44,1,MATCH(DC$5,'Utilisation profile'!$F44:$CR44,0))),0)","v":0},{"$f":"IF($A44>0,IF(ISNA(MATCH(DD$5,'Utilisation profile'!$F44:$CR44,0)),0,INDEX('Asset data'!$L44:$CX44,1,MATCH(DD$5,'Utilisation profile'!$F44:$CR44,0))),0)","v":0},{"$f":"IF($A44>0,IF(ISNA(MATCH(DE$5,'Utilisation profile'!$F44:$CR44,0)),0,INDEX('Asset data'!$L44:$CX44,1,MATCH(DE$5,'Utilisation profile'!$F44:$CR44,0))),0)","v":0},{"$f":"IF($A44>0,IF(ISNA(MATCH(DF$5,'Utilisation profile'!$F44:$CR44,0)),0,INDEX('Asset data'!$L44:$CX44,1,MATCH(DF$5,'Utilisation profile'!$F44:$CR44,0))),0)","v":0},{"$f":"IF($A44>0,IF(ISNA(MATCH(DG$5,'Utilisation profile'!$F44:$CR44,0)),0,INDEX('Asset data'!$L44:$CX44,1,MATCH(DG$5,'Utilisation profile'!$F44:$CR44,0))),0)","v":0},{"$f":"IF($A44>0,IF(ISNA(MATCH(DH$5,'Utilisation profile'!$F44:$CR44,0)),0,INDEX('Asset data'!$L44:$CX44,1,MATCH(DH$5,'Utilisation profile'!$F44:$CR44,0))),0)","v":0},{"$f":"IF($A44>0,IF(ISNA(MATCH(DI$5,'Utilisation profile'!$F44:$CR44,0)),0,INDEX('Asset data'!$L44:$CX44,1,MATCH(DI$5,'Utilisation profile'!$F44:$CR44,0))),0)","v":0},{"$f":"IF($A44>0,IF(ISNA(MATCH(DJ$5,'Utilisation profile'!$F44:$CR44,0)),0,INDEX('Asset data'!$L44:$CX44,1,MATCH(DJ$5,'Utilisation profile'!$F44:$CR44,0))),0)","v":0},{"$f":"IF($A44>0,IF(ISNA(MATCH(DK$5,'Utilisation profile'!$F44:$CR44,0)),0,INDEX('Asset data'!$L44:$CX44,1,MATCH(DK$5,'Utilisation profile'!$F44:$CR44,0))),0)","v":0},{"$f":"IF($A44>0,IF(ISNA(MATCH(DL$5,'Utilisation profile'!$F44:$CR44,0)),0,INDEX('Asset data'!$L44:$CX44,1,MATCH(DL$5,'Utilisation profile'!$F44:$CR44,0))),0)","v":0},{"$f":"IF($A44>0,IF(ISNA(MATCH(DM$5,'Utilisation profile'!$F44:$CR44,0)),0,INDEX('Asset data'!$L44:$CX44,1,MATCH(DM$5,'Utilisation profile'!$F44:$CR44,0))),0)","v":0},{"$f":"IF($A44>0,IF(ISNA(MATCH(DN$5,'Utilisation profile'!$F44:$CR44,0)),0,INDEX('Asset data'!$L44:$CX44,1,MATCH(DN$5,'Utilisation profile'!$F44:$CR44,0))),0)","v":0},{"$f":"IF($A44>0,IF(ISNA(MATCH(DO$5,'Utilisation profile'!$F44:$CR44,0)),0,INDEX('Asset data'!$L44:$CX44,1,MATCH(DO$5,'Utilisation profile'!$F44:$CR44,0))),0)","v":0},{"$f":"IF($A44>0,IF(ISNA(MATCH(DP$5,'Utilisation profile'!$F44:$CR44,0)),0,INDEX('Asset data'!$L44:$CX44,1,MATCH(DP$5,'Utilisation profile'!$F44:$CR44,0))),0)","v":0},{"$f":"IF($A44>0,IF(ISNA(MATCH(DQ$5,'Utilisation profile'!$F44:$CR44,0)),0,INDEX('Asset data'!$L44:$CX44,1,MATCH(DQ$5,'Utilisation profile'!$F44:$CR44,0))),0)","v":0},{"$f":"IF($A44>0,IF(ISNA(MATCH(DR$5,'Utilisation profile'!$F44:$CR44,0)),0,INDEX('Asset data'!$L44:$CX44,1,MATCH(DR$5,'Utilisation profile'!$F44:$CR44,0))),0)","v":0},{"$f":"IF($A44>0,IF(ISNA(MATCH(DS$5,'Utilisation profile'!$F44:$CR44,0)),0,INDEX('Asset data'!$L44:$CX44,1,MATCH(DS$5,'Utilisation profile'!$F44:$CR44,0))),0)","v":0},{"$f":"IF($A44>0,IF(ISNA(MATCH(DT$5,'Utilisation profile'!$F44:$CR44,0)),0,INDEX('Asset data'!$L44:$CX44,1,MATCH(DT$5,'Utilisation profile'!$F44:$CR44,0))),0)","v":0},{"$f":"IF($A44>0,IF(ISNA(MATCH(DU$5,'Utilisation profile'!$F44:$CR44,0)),0,INDEX('Asset data'!$L44:$CX44,1,MATCH(DU$5,'Utilisation profile'!$F44:$CR44,0))),0)","v":0},{"$f":"IF($A44>0,IF(ISNA(MATCH(DV$5,'Utilisation profile'!$F44:$CR44,0)),0,INDEX('Asset data'!$L44:$CX44,1,MATCH(DV$5,'Utilisation profile'!$F44:$CR44,0))),0)","v":0},{"$f":"IF($A44>0,IF(ISNA(MATCH(DW$5,'Utilisation profile'!$F44:$CR44,0)),0,INDEX('Asset data'!$L44:$CX44,1,MATCH(DW$5,'Utilisation profile'!$F44:$CR44,0))),0)","v":0},{"$f":"IF($A44>0,IF(ISNA(MATCH(DX$5,'Utilisation profile'!$F44:$CR44,0)),0,INDEX('Asset data'!$L44:$CX44,1,MATCH(DX$5,'Utilisation profile'!$F44:$CR44,0))),0)","v":0},{"$f":"IF($A44>0,IF(ISNA(MATCH(DY$5,'Utilisation profile'!$F44:$CR44,0)),0,INDEX('Asset data'!$L44:$CX44,1,MATCH(DY$5,'Utilisation profile'!$F44:$CR44,0))),0)","v":0},{"$f":"IF($A44>0,IF(ISNA(MATCH(DZ$5,'Utilisation profile'!$F44:$CR44,0)),0,INDEX('Asset data'!$L44:$CX44,1,MATCH(DZ$5,'Utilisation profile'!$F44:$CR44,0))),0)","v":0},{"$f":"IF($A44>0,IF(ISNA(MATCH(EA$5,'Utilisation profile'!$F44:$CR44,0)),0,INDEX('Asset data'!$L44:$CX44,1,MATCH(EA$5,'Utilisation profile'!$F44:$CR44,0))),0)","v":0},{"$f":"IF($A44>0,IF(ISNA(MATCH(EB$5,'Utilisation profile'!$F44:$CR44,0)),0,INDEX('Asset data'!$L44:$CX44,1,MATCH(EB$5,'Utilisation profile'!$F44:$CR44,0))),0)","v":0},{"$f":"IF($A44>0,IF(ISNA(MATCH(EC$5,'Utilisation profile'!$F44:$CR44,0)),0,INDEX('Asset data'!$L44:$CX44,1,MATCH(EC$5,'Utilisation profile'!$F44:$CR44,0))),0)","v":0},{"$f":"IF($A44>0,IF(ISNA(MATCH(ED$5,'Utilisation profile'!$F44:$CR44,0)),0,INDEX('Asset data'!$L44:$CX44,1,MATCH(ED$5,'Utilisation profile'!$F44:$CR44,0))),0)","v":0},{"$f":"IF($A44>0,IF(ISNA(MATCH(EE$5,'Utilisation profile'!$F44:$CR44,0)),0,INDEX('Asset data'!$L44:$CX44,1,MATCH(EE$5,'Utilisation profile'!$F44:$CR44,0))),0)","v":0},{"$f":"IF($A44>0,IF(ISNA(MATCH(EF$5,'Utilisation profile'!$F44:$CR44,0)),0,INDEX('Asset data'!$L44:$CX44,1,MATCH(EF$5,'Utilisation profile'!$F44:$CR44,0))),0)","v":0},{"$f":"IF($A44>0,IF(ISNA(MATCH(EG$5,'Utilisation profile'!$F44:$CR44,0)),0,INDEX('Asset data'!$L44:$CX44,1,MATCH(EG$5,'Utilisation profile'!$F44:$CR44,0))),0)","v":0},{"$f":"IF($A44>0,IF(ISNA(MATCH(EH$5,'Utilisation profile'!$F44:$CR44,0)),0,INDEX('Asset data'!$L44:$CX44,1,MATCH(EH$5,'Utilisation profile'!$F44:$CR44,0))),0)","v":0},{"$f":"IF($A44>0,IF(ISNA(MATCH(EI$5,'Utilisation profile'!$F44:$CR44,0)),0,INDEX('Asset data'!$L44:$CX44,1,MATCH(EI$5,'Utilisation profile'!$F44:$CR44,0))),0)","v":0},{"$f":"IF($A44>0,IF(ISNA(MATCH(EJ$5,'Utilisation profile'!$F44:$CR44,0)),0,INDEX('Asset data'!$L44:$CX44,1,MATCH(EJ$5,'Utilisation profile'!$F44:$CR44,0))),0)","v":0},{"$f":"IF($A44>0,IF(ISNA(MATCH(EK$5,'Utilisation profile'!$F44:$CR44,0)),0,INDEX('Asset data'!$L44:$CX44,1,MATCH(EK$5,'Utilisation profile'!$F44:$CR44,0))),0)","v":0},{"$f":"IF($A44>0,IF(ISNA(MATCH(EL$5,'Utilisation profile'!$F44:$CR44,0)),0,INDEX('Asset data'!$L44:$CX44,1,MATCH(EL$5,'Utilisation profile'!$F44:$CR44,0))),0)","v":0},{"$f":"IF($A44>0,IF(ISNA(MATCH(EM$5,'Utilisation profile'!$F44:$CR44,0)),0,INDEX('Asset data'!$L44:$CX44,1,MATCH(EM$5,'Utilisation profile'!$F44:$CR44,0))),0)","v":0},{"$f":"IF($A44>0,IF(ISNA(MATCH(EN$5,'Utilisation profile'!$F44:$CR44,0)),0,INDEX('Asset data'!$L44:$CX44,1,MATCH(EN$5,'Utilisation profile'!$F44:$CR44,0))),0)","v":0},{"$f":"IF($A44>0,IF(ISNA(MATCH(EO$5,'Utilisation profile'!$F44:$CR44,0)),0,INDEX('Asset data'!$L44:$CX44,1,MATCH(EO$5,'Utilisation profile'!$F44:$CR44,0))),0)","v":0},{"$f":"IF($A44>0,IF(ISNA(MATCH(EP$5,'Utilisation profile'!$F44:$CR44,0)),0,INDEX('Asset data'!$L44:$CX44,1,MATCH(EP$5,'Utilisation profile'!$F44:$CR44,0))),0)","v":0},{"$f":"IF($A44>0,IF(ISNA(MATCH(EQ$5,'Utilisation profile'!$F44:$CR44,0)),0,INDEX('Asset data'!$L44:$CX44,1,MATCH(EQ$5,'Utilisation profile'!$F44:$CR44,0))),0)","v":0},{"$f":"IF($A44>0,IF(ISNA(MATCH(ER$5,'Utilisation profile'!$F44:$CR44,0)),0,INDEX('Asset data'!$L44:$CX44,1,MATCH(ER$5,'Utilisation profile'!$F44:$CR44,0))),0)","v":0},{"$f":"IF($A44>0,IF(ISNA(MATCH(ES$5,'Utilisation profile'!$F44:$CR44,0)),0,INDEX('Asset data'!$L44:$CX44,1,MATCH(ES$5,'Utilisation profile'!$F44:$CR44,0))),0)","v":0},{"$f":"IF($A44>0,IF(ISNA(MATCH(ET$5,'Utilisation profile'!$F44:$CR44,0)),0,INDEX('Asset data'!$L44:$CX44,1,MATCH(ET$5,'Utilisation profile'!$F44:$CR44,0))),0)","v":0},{"$f":"IF($A44>0,IF(ISNA(MATCH(EU$5,'Utilisation profile'!$F44:$CR44,0)),0,INDEX('Asset data'!$L44:$CX44,1,MATCH(EU$5,'Utilisation profile'!$F44:$CR44,0))),0)","v":0},{"$f":"IF($A44>0,IF(ISNA(MATCH(EV$5,'Utilisation profile'!$F44:$CR44,0)),0,INDEX('Asset data'!$L44:$CX44,1,MATCH(EV$5,'Utilisation profile'!$F44:$CR44,0))),0)","v":0},{"$f":"IF($A44>0,IF(ISNA(MATCH(EW$5,'Utilisation profile'!$F44:$CR44,0)),0,INDEX('Asset data'!$L44:$CX44,1,MATCH(EW$5,'Utilisation profile'!$F44:$CR44,0))),0)","v":0},{"$f":"IF($A44>0,IF(ISNA(MATCH(EX$5,'Utilisation profile'!$F44:$CR44,0)),0,INDEX('Asset data'!$L44:$CX44,1,MATCH(EX$5,'Utilisation profile'!$F44:$CR44,0))),0)","v":0},{"$f":"IF($A44>0,IF(ISNA(MATCH(EY$5,'Utilisation profile'!$F44:$CR44,0)),0,INDEX('Asset data'!$L44:$CX44,1,MATCH(EY$5,'Utilisation profile'!$F44:$CR44,0))),0)","v":0},{"$f":"IF($A44>0,IF(ISNA(MATCH(EZ$5,'Utilisation profile'!$F44:$CR44,0)),0,INDEX('Asset data'!$L44:$CX44,1,MATCH(EZ$5,'Utilisation profile'!$F44:$CR44,0))),0)","v":0},{"$f":"IF($A44>0,IF(ISNA(MATCH(FA$5,'Utilisation profile'!$F44:$CR44,0)),0,INDEX('Asset data'!$L44:$CX44,1,MATCH(FA$5,'Utilisation profile'!$F44:$CR44,0))),0)","v":0}]
[{"$f":"'Asset data'!A45","v":0},{"$f":"'Asset data'!B45","v":0},{"$f":"'Asset data'!C45","v":0},{"$f":"'Asset data'!E45","v":0},{"$f":"'Asset data'!I45","v":0},{"$f":"IF($A45>0,'Utilisation profile'!CU45,0)","v":0},{"$f":"IF($A45>0,IF(ISNA(MATCH(G$5,'Utilisation profile'!$F45:$CR45,0)),0,INDEX('Asset data'!$L45:$CX45,1,MATCH(G$5,'Utilisation profile'!$F45:$CR45,0))),0)","v":0},{"$f":"IF($A45>0,IF(ISNA(MATCH(H$5,'Utilisation profile'!$F45:$CR45,0)),0,INDEX('Asset data'!$L45:$CX45,1,MATCH(H$5,'Utilisation profile'!$F45:$CR45,0))),0)","v":0},{"$f":"IF($A45>0,IF(ISNA(MATCH(I$5,'Utilisation profile'!$F45:$CR45,0)),0,INDEX('Asset data'!$L45:$CX45,1,MATCH(I$5,'Utilisation profile'!$F45:$CR45,0))),0)","v":0},{"$f":"IF($A45>0,IF(ISNA(MATCH(J$5,'Utilisation profile'!$F45:$CR45,0)),0,INDEX('Asset data'!$L45:$CX45,1,MATCH(J$5,'Utilisation profile'!$F45:$CR45,0))),0)","v":0},{"$f":"IF($A45>0,IF(ISNA(MATCH(K$5,'Utilisation profile'!$F45:$CR45,0)),0,INDEX('Asset data'!$L45:$CX45,1,MATCH(K$5,'Utilisation profile'!$F45:$CR45,0))),0)","v":0},{"$f":"IF($A45>0,IF(ISNA(MATCH(L$5,'Utilisation profile'!$F45:$CR45,0)),0,INDEX('Asset data'!$L45:$CX45,1,MATCH(L$5,'Utilisation profile'!$F45:$CR45,0))),0)","v":0},{"$f":"IF($A45>0,IF(ISNA(MATCH(M$5,'Utilisation profile'!$F45:$CR45,0)),0,INDEX('Asset data'!$L45:$CX45,1,MATCH(M$5,'Utilisation profile'!$F45:$CR45,0))),0)","v":0},{"$f":"IF($A45>0,IF(ISNA(MATCH(N$5,'Utilisation profile'!$F45:$CR45,0)),0,INDEX('Asset data'!$L45:$CX45,1,MATCH(N$5,'Utilisation profile'!$F45:$CR45,0))),0)","v":0},{"$f":"IF($A45>0,IF(ISNA(MATCH(O$5,'Utilisation profile'!$F45:$CR45,0)),0,INDEX('Asset data'!$L45:$CX45,1,MATCH(O$5,'Utilisation profile'!$F45:$CR45,0))),0)","v":0},{"$f":"IF($A45>0,IF(ISNA(MATCH(P$5,'Utilisation profile'!$F45:$CR45,0)),0,INDEX('Asset data'!$L45:$CX45,1,MATCH(P$5,'Utilisation profile'!$F45:$CR45,0))),0)","v":0},{"$f":"IF($A45>0,IF(ISNA(MATCH(Q$5,'Utilisation profile'!$F45:$CR45,0)),0,INDEX('Asset data'!$L45:$CX45,1,MATCH(Q$5,'Utilisation profile'!$F45:$CR45,0))),0)","v":0},{"$f":"IF($A45>0,IF(ISNA(MATCH(R$5,'Utilisation profile'!$F45:$CR45,0)),0,INDEX('Asset data'!$L45:$CX45,1,MATCH(R$5,'Utilisation profile'!$F45:$CR45,0))),0)","v":0},{"$f":"IF($A45>0,IF(ISNA(MATCH(S$5,'Utilisation profile'!$F45:$CR45,0)),0,INDEX('Asset data'!$L45:$CX45,1,MATCH(S$5,'Utilisation profile'!$F45:$CR45,0))),0)","v":0},{"$f":"IF($A45>0,IF(ISNA(MATCH(T$5,'Utilisation profile'!$F45:$CR45,0)),0,INDEX('Asset data'!$L45:$CX45,1,MATCH(T$5,'Utilisation profile'!$F45:$CR45,0))),0)","v":0},{"$f":"IF($A45>0,IF(ISNA(MATCH(U$5,'Utilisation profile'!$F45:$CR45,0)),0,INDEX('Asset data'!$L45:$CX45,1,MATCH(U$5,'Utilisation profile'!$F45:$CR45,0))),0)","v":0},{"$f":"IF($A45>0,IF(ISNA(MATCH(V$5,'Utilisation profile'!$F45:$CR45,0)),0,INDEX('Asset data'!$L45:$CX45,1,MATCH(V$5,'Utilisation profile'!$F45:$CR45,0))),0)","v":0},{"$f":"IF($A45>0,IF(ISNA(MATCH(W$5,'Utilisation profile'!$F45:$CR45,0)),0,INDEX('Asset data'!$L45:$CX45,1,MATCH(W$5,'Utilisation profile'!$F45:$CR45,0))),0)","v":0},{"$f":"IF($A45>0,IF(ISNA(MATCH(X$5,'Utilisation profile'!$F45:$CR45,0)),0,INDEX('Asset data'!$L45:$CX45,1,MATCH(X$5,'Utilisation profile'!$F45:$CR45,0))),0)","v":0},{"$f":"IF($A45>0,IF(ISNA(MATCH(Y$5,'Utilisation profile'!$F45:$CR45,0)),0,INDEX('Asset data'!$L45:$CX45,1,MATCH(Y$5,'Utilisation profile'!$F45:$CR45,0))),0)","v":0},{"$f":"IF($A45>0,IF(ISNA(MATCH(Z$5,'Utilisation profile'!$F45:$CR45,0)),0,INDEX('Asset data'!$L45:$CX45,1,MATCH(Z$5,'Utilisation profile'!$F45:$CR45,0))),0)","v":0},{"$f":"IF($A45>0,IF(ISNA(MATCH(AA$5,'Utilisation profile'!$F45:$CR45,0)),0,INDEX('Asset data'!$L45:$CX45,1,MATCH(AA$5,'Utilisation profile'!$F45:$CR45,0))),0)","v":0},{"$f":"IF($A45>0,IF(ISNA(MATCH(AB$5,'Utilisation profile'!$F45:$CR45,0)),0,INDEX('Asset data'!$L45:$CX45,1,MATCH(AB$5,'Utilisation profile'!$F45:$CR45,0))),0)","v":0},{"$f":"IF($A45>0,IF(ISNA(MATCH(AC$5,'Utilisation profile'!$F45:$CR45,0)),0,INDEX('Asset data'!$L45:$CX45,1,MATCH(AC$5,'Utilisation profile'!$F45:$CR45,0))),0)","v":0},{"$f":"IF($A45>0,IF(ISNA(MATCH(AD$5,'Utilisation profile'!$F45:$CR45,0)),0,INDEX('Asset data'!$L45:$CX45,1,MATCH(AD$5,'Utilisation profile'!$F45:$CR45,0))),0)","v":0},{"$f":"IF($A45>0,IF(ISNA(MATCH(AE$5,'Utilisation profile'!$F45:$CR45,0)),0,INDEX('Asset data'!$L45:$CX45,1,MATCH(AE$5,'Utilisation profile'!$F45:$CR45,0))),0)","v":0},{"$f":"IF($A45>0,IF(ISNA(MATCH(AF$5,'Utilisation profile'!$F45:$CR45,0)),0,INDEX('Asset data'!$L45:$CX45,1,MATCH(AF$5,'Utilisation profile'!$F45:$CR45,0))),0)","v":0},{"$f":"IF($A45>0,IF(ISNA(MATCH(AG$5,'Utilisation profile'!$F45:$CR45,0)),0,INDEX('Asset data'!$L45:$CX45,1,MATCH(AG$5,'Utilisation profile'!$F45:$CR45,0))),0)","v":0},{"$f":"IF($A45>0,IF(ISNA(MATCH(AH$5,'Utilisation profile'!$F45:$CR45,0)),0,INDEX('Asset data'!$L45:$CX45,1,MATCH(AH$5,'Utilisation profile'!$F45:$CR45,0))),0)","v":0},{"$f":"IF($A45>0,IF(ISNA(MATCH(AI$5,'Utilisation profile'!$F45:$CR45,0)),0,INDEX('Asset data'!$L45:$CX45,1,MATCH(AI$5,'Utilisation profile'!$F45:$CR45,0))),0)","v":0},{"$f":"IF($A45>0,IF(ISNA(MATCH(AJ$5,'Utilisation profile'!$F45:$CR45,0)),0,INDEX('Asset data'!$L45:$CX45,1,MATCH(AJ$5,'Utilisation profile'!$F45:$CR45,0))),0)","v":0},{"$f":"IF($A45>0,IF(ISNA(MATCH(AK$5,'Utilisation profile'!$F45:$CR45,0)),0,INDEX('Asset data'!$L45:$CX45,1,MATCH(AK$5,'Utilisation profile'!$F45:$CR45,0))),0)","v":0},{"$f":"IF($A45>0,IF(ISNA(MATCH(AL$5,'Utilisation profile'!$F45:$CR45,0)),0,INDEX('Asset data'!$L45:$CX45,1,MATCH(AL$5,'Utilisation profile'!$F45:$CR45,0))),0)","v":0},{"$f":"IF($A45>0,IF(ISNA(MATCH(AM$5,'Utilisation profile'!$F45:$CR45,0)),0,INDEX('Asset data'!$L45:$CX45,1,MATCH(AM$5,'Utilisation profile'!$F45:$CR45,0))),0)","v":0},{"$f":"IF($A45>0,IF(ISNA(MATCH(AN$5,'Utilisation profile'!$F45:$CR45,0)),0,INDEX('Asset data'!$L45:$CX45,1,MATCH(AN$5,'Utilisation profile'!$F45:$CR45,0))),0)","v":0},{"$f":"IF($A45>0,IF(ISNA(MATCH(AO$5,'Utilisation profile'!$F45:$CR45,0)),0,INDEX('Asset data'!$L45:$CX45,1,MATCH(AO$5,'Utilisation profile'!$F45:$CR45,0))),0)","v":0},{"$f":"IF($A45>0,IF(ISNA(MATCH(AP$5,'Utilisation profile'!$F45:$CR45,0)),0,INDEX('Asset data'!$L45:$CX45,1,MATCH(AP$5,'Utilisation profile'!$F45:$CR45,0))),0)","v":0},{"$f":"IF($A45>0,IF(ISNA(MATCH(AQ$5,'Utilisation profile'!$F45:$CR45,0)),0,INDEX('Asset data'!$L45:$CX45,1,MATCH(AQ$5,'Utilisation profile'!$F45:$CR45,0))),0)","v":0},{"$f":"IF($A45>0,IF(ISNA(MATCH(AR$5,'Utilisation profile'!$F45:$CR45,0)),0,INDEX('Asset data'!$L45:$CX45,1,MATCH(AR$5,'Utilisation profile'!$F45:$CR45,0))),0)","v":0},{"$f":"IF($A45>0,IF(ISNA(MATCH(AS$5,'Utilisation profile'!$F45:$CR45,0)),0,INDEX('Asset data'!$L45:$CX45,1,MATCH(AS$5,'Utilisation profile'!$F45:$CR45,0))),0)","v":0},{"$f":"IF($A45>0,IF(ISNA(MATCH(AT$5,'Utilisation profile'!$F45:$CR45,0)),0,INDEX('Asset data'!$L45:$CX45,1,MATCH(AT$5,'Utilisation profile'!$F45:$CR45,0))),0)","v":0},{"$f":"IF($A45>0,IF(ISNA(MATCH(AU$5,'Utilisation profile'!$F45:$CR45,0)),0,INDEX('Asset data'!$L45:$CX45,1,MATCH(AU$5,'Utilisation profile'!$F45:$CR45,0))),0)","v":0},{"$f":"IF($A45>0,IF(ISNA(MATCH(AV$5,'Utilisation profile'!$F45:$CR45,0)),0,INDEX('Asset data'!$L45:$CX45,1,MATCH(AV$5,'Utilisation profile'!$F45:$CR45,0))),0)","v":0},{"$f":"IF($A45>0,IF(ISNA(MATCH(AW$5,'Utilisation profile'!$F45:$CR45,0)),0,INDEX('Asset data'!$L45:$CX45,1,MATCH(AW$5,'Utilisation profile'!$F45:$CR45,0))),0)","v":0},{"$f":"IF($A45>0,IF(ISNA(MATCH(AX$5,'Utilisation profile'!$F45:$CR45,0)),0,INDEX('Asset data'!$L45:$CX45,1,MATCH(AX$5,'Utilisation profile'!$F45:$CR45,0))),0)","v":0},{"$f":"IF($A45>0,IF(ISNA(MATCH(AY$5,'Utilisation profile'!$F45:$CR45,0)),0,INDEX('Asset data'!$L45:$CX45,1,MATCH(AY$5,'Utilisation profile'!$F45:$CR45,0))),0)","v":0},{"$f":"IF($A45>0,IF(ISNA(MATCH(AZ$5,'Utilisation profile'!$F45:$CR45,0)),0,INDEX('Asset data'!$L45:$CX45,1,MATCH(AZ$5,'Utilisation profile'!$F45:$CR45,0))),0)","v":0},{"$f":"IF($A45>0,IF(ISNA(MATCH(BA$5,'Utilisation profile'!$F45:$CR45,0)),0,INDEX('Asset data'!$L45:$CX45,1,MATCH(BA$5,'Utilisation profile'!$F45:$CR45,0))),0)","v":0},{"$f":"IF($A45>0,IF(ISNA(MATCH(BB$5,'Utilisation profile'!$F45:$CR45,0)),0,INDEX('Asset data'!$L45:$CX45,1,MATCH(BB$5,'Utilisation profile'!$F45:$CR45,0))),0)","v":0},{"$f":"IF($A45>0,IF(ISNA(MATCH(BC$5,'Utilisation profile'!$F45:$CR45,0)),0,INDEX('Asset data'!$L45:$CX45,1,MATCH(BC$5,'Utilisation profile'!$F45:$CR45,0))),0)","v":0},{"$f":"IF($A45>0,IF(ISNA(MATCH(BD$5,'Utilisation profile'!$F45:$CR45,0)),0,INDEX('Asset data'!$L45:$CX45,1,MATCH(BD$5,'Utilisation profile'!$F45:$CR45,0))),0)","v":0},{"$f":"IF($A45>0,IF(ISNA(MATCH(BE$5,'Utilisation profile'!$F45:$CR45,0)),0,INDEX('Asset data'!$L45:$CX45,1,MATCH(BE$5,'Utilisation profile'!$F45:$CR45,0))),0)","v":0},{"$f":"IF($A45>0,IF(ISNA(MATCH(BF$5,'Utilisation profile'!$F45:$CR45,0)),0,INDEX('Asset data'!$L45:$CX45,1,MATCH(BF$5,'Utilisation profile'!$F45:$CR45,0))),0)","v":0},{"$f":"IF($A45>0,IF(ISNA(MATCH(BG$5,'Utilisation profile'!$F45:$CR45,0)),0,INDEX('Asset data'!$L45:$CX45,1,MATCH(BG$5,'Utilisation profile'!$F45:$CR45,0))),0)","v":0},{"$f":"IF($A45>0,IF(ISNA(MATCH(BH$5,'Utilisation profile'!$F45:$CR45,0)),0,INDEX('Asset data'!$L45:$CX45,1,MATCH(BH$5,'Utilisation profile'!$F45:$CR45,0))),0)","v":0},{"$f":"IF($A45>0,IF(ISNA(MATCH(BI$5,'Utilisation profile'!$F45:$CR45,0)),0,INDEX('Asset data'!$L45:$CX45,1,MATCH(BI$5,'Utilisation profile'!$F45:$CR45,0))),0)","v":0},{"$f":"IF($A45>0,IF(ISNA(MATCH(BJ$5,'Utilisation profile'!$F45:$CR45,0)),0,INDEX('Asset data'!$L45:$CX45,1,MATCH(BJ$5,'Utilisation profile'!$F45:$CR45,0))),0)","v":0},{"$f":"IF($A45>0,IF(ISNA(MATCH(BK$5,'Utilisation profile'!$F45:$CR45,0)),0,INDEX('Asset data'!$L45:$CX45,1,MATCH(BK$5,'Utilisation profile'!$F45:$CR45,0))),0)","v":0},{"$f":"IF($A45>0,IF(ISNA(MATCH(BL$5,'Utilisation profile'!$F45:$CR45,0)),0,INDEX('Asset data'!$L45:$CX45,1,MATCH(BL$5,'Utilisation profile'!$F45:$CR45,0))),0)","v":0},{"$f":"IF($A45>0,IF(ISNA(MATCH(BM$5,'Utilisation profile'!$F45:$CR45,0)),0,INDEX('Asset data'!$L45:$CX45,1,MATCH(BM$5,'Utilisation profile'!$F45:$CR45,0))),0)","v":0},{"$f":"IF($A45>0,IF(ISNA(MATCH(BN$5,'Utilisation profile'!$F45:$CR45,0)),0,INDEX('Asset data'!$L45:$CX45,1,MATCH(BN$5,'Utilisation profile'!$F45:$CR45,0))),0)","v":0},{"$f":"IF($A45>0,IF(ISNA(MATCH(BO$5,'Utilisation profile'!$F45:$CR45,0)),0,INDEX('Asset data'!$L45:$CX45,1,MATCH(BO$5,'Utilisation profile'!$F45:$CR45,0))),0)","v":0},{"$f":"IF($A45>0,IF(ISNA(MATCH(BP$5,'Utilisation profile'!$F45:$CR45,0)),0,INDEX('Asset data'!$L45:$CX45,1,MATCH(BP$5,'Utilisation profile'!$F45:$CR45,0))),0)","v":0},{"$f":"IF($A45>0,IF(ISNA(MATCH(BQ$5,'Utilisation profile'!$F45:$CR45,0)),0,INDEX('Asset data'!$L45:$CX45,1,MATCH(BQ$5,'Utilisation profile'!$F45:$CR45,0))),0)","v":0},{"$f":"IF($A45>0,IF(ISNA(MATCH(BR$5,'Utilisation profile'!$F45:$CR45,0)),0,INDEX('Asset data'!$L45:$CX45,1,MATCH(BR$5,'Utilisation profile'!$F45:$CR45,0))),0)","v":0},{"$f":"IF($A45>0,IF(ISNA(MATCH(BS$5,'Utilisation profile'!$F45:$CR45,0)),0,INDEX('Asset data'!$L45:$CX45,1,MATCH(BS$5,'Utilisation profile'!$F45:$CR45,0))),0)","v":0},{"$f":"IF($A45>0,IF(ISNA(MATCH(BT$5,'Utilisation profile'!$F45:$CR45,0)),0,INDEX('Asset data'!$L45:$CX45,1,MATCH(BT$5,'Utilisation profile'!$F45:$CR45,0))),0)","v":0},{"$f":"IF($A45>0,IF(ISNA(MATCH(BU$5,'Utilisation profile'!$F45:$CR45,0)),0,INDEX('Asset data'!$L45:$CX45,1,MATCH(BU$5,'Utilisation profile'!$F45:$CR45,0))),0)","v":0},{"$f":"IF($A45>0,IF(ISNA(MATCH(BV$5,'Utilisation profile'!$F45:$CR45,0)),0,INDEX('Asset data'!$L45:$CX45,1,MATCH(BV$5,'Utilisation profile'!$F45:$CR45,0))),0)","v":0},{"$f":"IF($A45>0,IF(ISNA(MATCH(BW$5,'Utilisation profile'!$F45:$CR45,0)),0,INDEX('Asset data'!$L45:$CX45,1,MATCH(BW$5,'Utilisation profile'!$F45:$CR45,0))),0)","v":0},{"$f":"IF($A45>0,IF(ISNA(MATCH(BX$5,'Utilisation profile'!$F45:$CR45,0)),0,INDEX('Asset data'!$L45:$CX45,1,MATCH(BX$5,'Utilisation profile'!$F45:$CR45,0))),0)","v":0},{"$f":"IF($A45>0,IF(ISNA(MATCH(BY$5,'Utilisation profile'!$F45:$CR45,0)),0,INDEX('Asset data'!$L45:$CX45,1,MATCH(BY$5,'Utilisation profile'!$F45:$CR45,0))),0)","v":0},{"$f":"IF($A45>0,IF(ISNA(MATCH(BZ$5,'Utilisation profile'!$F45:$CR45,0)),0,INDEX('Asset data'!$L45:$CX45,1,MATCH(BZ$5,'Utilisation profile'!$F45:$CR45,0))),0)","v":0},{"$f":"IF($A45>0,IF(ISNA(MATCH(CA$5,'Utilisation profile'!$F45:$CR45,0)),0,INDEX('Asset data'!$L45:$CX45,1,MATCH(CA$5,'Utilisation profile'!$F45:$CR45,0))),0)","v":0},{"$f":"IF($A45>0,IF(ISNA(MATCH(CB$5,'Utilisation profile'!$F45:$CR45,0)),0,INDEX('Asset data'!$L45:$CX45,1,MATCH(CB$5,'Utilisation profile'!$F45:$CR45,0))),0)","v":0},{"$f":"IF($A45>0,IF(ISNA(MATCH(CC$5,'Utilisation profile'!$F45:$CR45,0)),0,INDEX('Asset data'!$L45:$CX45,1,MATCH(CC$5,'Utilisation profile'!$F45:$CR45,0))),0)","v":0},{"$f":"IF($A45>0,IF(ISNA(MATCH(CD$5,'Utilisation profile'!$F45:$CR45,0)),0,INDEX('Asset data'!$L45:$CX45,1,MATCH(CD$5,'Utilisation profile'!$F45:$CR45,0))),0)","v":0},{"$f":"IF($A45>0,IF(ISNA(MATCH(CE$5,'Utilisation profile'!$F45:$CR45,0)),0,INDEX('Asset data'!$L45:$CX45,1,MATCH(CE$5,'Utilisation profile'!$F45:$CR45,0))),0)","v":0},{"$f":"IF($A45>0,IF(ISNA(MATCH(CF$5,'Utilisation profile'!$F45:$CR45,0)),0,INDEX('Asset data'!$L45:$CX45,1,MATCH(CF$5,'Utilisation profile'!$F45:$CR45,0))),0)","v":0},{"$f":"IF($A45>0,IF(ISNA(MATCH(CG$5,'Utilisation profile'!$F45:$CR45,0)),0,INDEX('Asset data'!$L45:$CX45,1,MATCH(CG$5,'Utilisation profile'!$F45:$CR45,0))),0)","v":0},{"$f":"IF($A45>0,IF(ISNA(MATCH(CH$5,'Utilisation profile'!$F45:$CR45,0)),0,INDEX('Asset data'!$L45:$CX45,1,MATCH(CH$5,'Utilisation profile'!$F45:$CR45,0))),0)","v":0},{"$f":"IF($A45>0,IF(ISNA(MATCH(CI$5,'Utilisation profile'!$F45:$CR45,0)),0,INDEX('Asset data'!$L45:$CX45,1,MATCH(CI$5,'Utilisation profile'!$F45:$CR45,0))),0)","v":0},{"$f":"IF($A45>0,IF(ISNA(MATCH(CJ$5,'Utilisation profile'!$F45:$CR45,0)),0,INDEX('Asset data'!$L45:$CX45,1,MATCH(CJ$5,'Utilisation profile'!$F45:$CR45,0))),0)","v":0},{"$f":"IF($A45>0,IF(ISNA(MATCH(CK$5,'Utilisation profile'!$F45:$CR45,0)),0,INDEX('Asset data'!$L45:$CX45,1,MATCH(CK$5,'Utilisation profile'!$F45:$CR45,0))),0)","v":0},{"$f":"IF($A45>0,IF(ISNA(MATCH(CL$5,'Utilisation profile'!$F45:$CR45,0)),0,INDEX('Asset data'!$L45:$CX45,1,MATCH(CL$5,'Utilisation profile'!$F45:$CR45,0))),0)","v":0},{"$f":"IF($A45>0,IF(ISNA(MATCH(CM$5,'Utilisation profile'!$F45:$CR45,0)),0,INDEX('Asset data'!$L45:$CX45,1,MATCH(CM$5,'Utilisation profile'!$F45:$CR45,0))),0)","v":0},{"$f":"IF($A45>0,IF(ISNA(MATCH(CN$5,'Utilisation profile'!$F45:$CR45,0)),0,INDEX('Asset data'!$L45:$CX45,1,MATCH(CN$5,'Utilisation profile'!$F45:$CR45,0))),0)","v":0},{"$f":"IF($A45>0,IF(ISNA(MATCH(CO$5,'Utilisation profile'!$F45:$CR45,0)),0,INDEX('Asset data'!$L45:$CX45,1,MATCH(CO$5,'Utilisation profile'!$F45:$CR45,0))),0)","v":0},{"$f":"IF($A45>0,IF(ISNA(MATCH(CP$5,'Utilisation profile'!$F45:$CR45,0)),0,INDEX('Asset data'!$L45:$CX45,1,MATCH(CP$5,'Utilisation profile'!$F45:$CR45,0))),0)","v":0},{"$f":"IF($A45>0,IF(ISNA(MATCH(CQ$5,'Utilisation profile'!$F45:$CR45,0)),0,INDEX('Asset data'!$L45:$CX45,1,MATCH(CQ$5,'Utilisation profile'!$F45:$CR45,0))),0)","v":0},{"$f":"IF($A45>0,IF(ISNA(MATCH(CR$5,'Utilisation profile'!$F45:$CR45,0)),0,INDEX('Asset data'!$L45:$CX45,1,MATCH(CR$5,'Utilisation profile'!$F45:$CR45,0))),0)","v":0},{"$f":"IF($A45>0,IF(ISNA(MATCH(CS$5,'Utilisation profile'!$F45:$CR45,0)),0,INDEX('Asset data'!$L45:$CX45,1,MATCH(CS$5,'Utilisation profile'!$F45:$CR45,0))),0)","v":0},{"$f":"IF($A45>0,IF(ISNA(MATCH(CT$5,'Utilisation profile'!$F45:$CR45,0)),0,INDEX('Asset data'!$L45:$CX45,1,MATCH(CT$5,'Utilisation profile'!$F45:$CR45,0))),0)","v":0},{"$f":"IF($A45>0,IF(ISNA(MATCH(CU$5,'Utilisation profile'!$F45:$CR45,0)),0,INDEX('Asset data'!$L45:$CX45,1,MATCH(CU$5,'Utilisation profile'!$F45:$CR45,0))),0)","v":0},{"$f":"IF($A45>0,IF(ISNA(MATCH(CV$5,'Utilisation profile'!$F45:$CR45,0)),0,INDEX('Asset data'!$L45:$CX45,1,MATCH(CV$5,'Utilisation profile'!$F45:$CR45,0))),0)","v":0},{"$f":"IF($A45>0,IF(ISNA(MATCH(CW$5,'Utilisation profile'!$F45:$CR45,0)),0,INDEX('Asset data'!$L45:$CX45,1,MATCH(CW$5,'Utilisation profile'!$F45:$CR45,0))),0)","v":0},{"$f":"IF($A45>0,IF(ISNA(MATCH(CX$5,'Utilisation profile'!$F45:$CR45,0)),0,INDEX('Asset data'!$L45:$CX45,1,MATCH(CX$5,'Utilisation profile'!$F45:$CR45,0))),0)","v":0},{"$f":"IF($A45>0,IF(ISNA(MATCH(CY$5,'Utilisation profile'!$F45:$CR45,0)),0,INDEX('Asset data'!$L45:$CX45,1,MATCH(CY$5,'Utilisation profile'!$F45:$CR45,0))),0)","v":0},{"$f":"IF($A45>0,IF(ISNA(MATCH(CZ$5,'Utilisation profile'!$F45:$CR45,0)),0,INDEX('Asset data'!$L45:$CX45,1,MATCH(CZ$5,'Utilisation profile'!$F45:$CR45,0))),0)","v":0},{"$f":"IF($A45>0,IF(ISNA(MATCH(DA$5,'Utilisation profile'!$F45:$CR45,0)),0,INDEX('Asset data'!$L45:$CX45,1,MATCH(DA$5,'Utilisation profile'!$F45:$CR45,0))),0)","v":0},{"$f":"IF($A45>0,IF(ISNA(MATCH(DB$5,'Utilisation profile'!$F45:$CR45,0)),0,INDEX('Asset data'!$L45:$CX45,1,MATCH(DB$5,'Utilisation profile'!$F45:$CR45,0))),0)","v":0},{"$f":"IF($A45>0,IF(ISNA(MATCH(DC$5,'Utilisation profile'!$F45:$CR45,0)),0,INDEX('Asset data'!$L45:$CX45,1,MATCH(DC$5,'Utilisation profile'!$F45:$CR45,0))),0)","v":0},{"$f":"IF($A45>0,IF(ISNA(MATCH(DD$5,'Utilisation profile'!$F45:$CR45,0)),0,INDEX('Asset data'!$L45:$CX45,1,MATCH(DD$5,'Utilisation profile'!$F45:$CR45,0))),0)","v":0},{"$f":"IF($A45>0,IF(ISNA(MATCH(DE$5,'Utilisation profile'!$F45:$CR45,0)),0,INDEX('Asset data'!$L45:$CX45,1,MATCH(DE$5,'Utilisation profile'!$F45:$CR45,0))),0)","v":0},{"$f":"IF($A45>0,IF(ISNA(MATCH(DF$5,'Utilisation profile'!$F45:$CR45,0)),0,INDEX('Asset data'!$L45:$CX45,1,MATCH(DF$5,'Utilisation profile'!$F45:$CR45,0))),0)","v":0},{"$f":"IF($A45>0,IF(ISNA(MATCH(DG$5,'Utilisation profile'!$F45:$CR45,0)),0,INDEX('Asset data'!$L45:$CX45,1,MATCH(DG$5,'Utilisation profile'!$F45:$CR45,0))),0)","v":0},{"$f":"IF($A45>0,IF(ISNA(MATCH(DH$5,'Utilisation profile'!$F45:$CR45,0)),0,INDEX('Asset data'!$L45:$CX45,1,MATCH(DH$5,'Utilisation profile'!$F45:$CR45,0))),0)","v":0},{"$f":"IF($A45>0,IF(ISNA(MATCH(DI$5,'Utilisation profile'!$F45:$CR45,0)),0,INDEX('Asset data'!$L45:$CX45,1,MATCH(DI$5,'Utilisation profile'!$F45:$CR45,0))),0)","v":0},{"$f":"IF($A45>0,IF(ISNA(MATCH(DJ$5,'Utilisation profile'!$F45:$CR45,0)),0,INDEX('Asset data'!$L45:$CX45,1,MATCH(DJ$5,'Utilisation profile'!$F45:$CR45,0))),0)","v":0},{"$f":"IF($A45>0,IF(ISNA(MATCH(DK$5,'Utilisation profile'!$F45:$CR45,0)),0,INDEX('Asset data'!$L45:$CX45,1,MATCH(DK$5,'Utilisation profile'!$F45:$CR45,0))),0)","v":0},{"$f":"IF($A45>0,IF(ISNA(MATCH(DL$5,'Utilisation profile'!$F45:$CR45,0)),0,INDEX('Asset data'!$L45:$CX45,1,MATCH(DL$5,'Utilisation profile'!$F45:$CR45,0))),0)","v":0},{"$f":"IF($A45>0,IF(ISNA(MATCH(DM$5,'Utilisation profile'!$F45:$CR45,0)),0,INDEX('Asset data'!$L45:$CX45,1,MATCH(DM$5,'Utilisation profile'!$F45:$CR45,0))),0)","v":0},{"$f":"IF($A45>0,IF(ISNA(MATCH(DN$5,'Utilisation profile'!$F45:$CR45,0)),0,INDEX('Asset data'!$L45:$CX45,1,MATCH(DN$5,'Utilisation profile'!$F45:$CR45,0))),0)","v":0},{"$f":"IF($A45>0,IF(ISNA(MATCH(DO$5,'Utilisation profile'!$F45:$CR45,0)),0,INDEX('Asset data'!$L45:$CX45,1,MATCH(DO$5,'Utilisation profile'!$F45:$CR45,0))),0)","v":0},{"$f":"IF($A45>0,IF(ISNA(MATCH(DP$5,'Utilisation profile'!$F45:$CR45,0)),0,INDEX('Asset data'!$L45:$CX45,1,MATCH(DP$5,'Utilisation profile'!$F45:$CR45,0))),0)","v":0},{"$f":"IF($A45>0,IF(ISNA(MATCH(DQ$5,'Utilisation profile'!$F45:$CR45,0)),0,INDEX('Asset data'!$L45:$CX45,1,MATCH(DQ$5,'Utilisation profile'!$F45:$CR45,0))),0)","v":0},{"$f":"IF($A45>0,IF(ISNA(MATCH(DR$5,'Utilisation profile'!$F45:$CR45,0)),0,INDEX('Asset data'!$L45:$CX45,1,MATCH(DR$5,'Utilisation profile'!$F45:$CR45,0))),0)","v":0},{"$f":"IF($A45>0,IF(ISNA(MATCH(DS$5,'Utilisation profile'!$F45:$CR45,0)),0,INDEX('Asset data'!$L45:$CX45,1,MATCH(DS$5,'Utilisation profile'!$F45:$CR45,0))),0)","v":0},{"$f":"IF($A45>0,IF(ISNA(MATCH(DT$5,'Utilisation profile'!$F45:$CR45,0)),0,INDEX('Asset data'!$L45:$CX45,1,MATCH(DT$5,'Utilisation profile'!$F45:$CR45,0))),0)","v":0},{"$f":"IF($A45>0,IF(ISNA(MATCH(DU$5,'Utilisation profile'!$F45:$CR45,0)),0,INDEX('Asset data'!$L45:$CX45,1,MATCH(DU$5,'Utilisation profile'!$F45:$CR45,0))),0)","v":0},{"$f":"IF($A45>0,IF(ISNA(MATCH(DV$5,'Utilisation profile'!$F45:$CR45,0)),0,INDEX('Asset data'!$L45:$CX45,1,MATCH(DV$5,'Utilisation profile'!$F45:$CR45,0))),0)","v":0},{"$f":"IF($A45>0,IF(ISNA(MATCH(DW$5,'Utilisation profile'!$F45:$CR45,0)),0,INDEX('Asset data'!$L45:$CX45,1,MATCH(DW$5,'Utilisation profile'!$F45:$CR45,0))),0)","v":0},{"$f":"IF($A45>0,IF(ISNA(MATCH(DX$5,'Utilisation profile'!$F45:$CR45,0)),0,INDEX('Asset data'!$L45:$CX45,1,MATCH(DX$5,'Utilisation profile'!$F45:$CR45,0))),0)","v":0},{"$f":"IF($A45>0,IF(ISNA(MATCH(DY$5,'Utilisation profile'!$F45:$CR45,0)),0,INDEX('Asset data'!$L45:$CX45,1,MATCH(DY$5,'Utilisation profile'!$F45:$CR45,0))),0)","v":0},{"$f":"IF($A45>0,IF(ISNA(MATCH(DZ$5,'Utilisation profile'!$F45:$CR45,0)),0,INDEX('Asset data'!$L45:$CX45,1,MATCH(DZ$5,'Utilisation profile'!$F45:$CR45,0))),0)","v":0},{"$f":"IF($A45>0,IF(ISNA(MATCH(EA$5,'Utilisation profile'!$F45:$CR45,0)),0,INDEX('Asset data'!$L45:$CX45,1,MATCH(EA$5,'Utilisation profile'!$F45:$CR45,0))),0)","v":0},{"$f":"IF($A45>0,IF(ISNA(MATCH(EB$5,'Utilisation profile'!$F45:$CR45,0)),0,INDEX('Asset data'!$L45:$CX45,1,MATCH(EB$5,'Utilisation profile'!$F45:$CR45,0))),0)","v":0},{"$f":"IF($A45>0,IF(ISNA(MATCH(EC$5,'Utilisation profile'!$F45:$CR45,0)),0,INDEX('Asset data'!$L45:$CX45,1,MATCH(EC$5,'Utilisation profile'!$F45:$CR45,0))),0)","v":0},{"$f":"IF($A45>0,IF(ISNA(MATCH(ED$5,'Utilisation profile'!$F45:$CR45,0)),0,INDEX('Asset data'!$L45:$CX45,1,MATCH(ED$5,'Utilisation profile'!$F45:$CR45,0))),0)","v":0},{"$f":"IF($A45>0,IF(ISNA(MATCH(EE$5,'Utilisation profile'!$F45:$CR45,0)),0,INDEX('Asset data'!$L45:$CX45,1,MATCH(EE$5,'Utilisation profile'!$F45:$CR45,0))),0)","v":0},{"$f":"IF($A45>0,IF(ISNA(MATCH(EF$5,'Utilisation profile'!$F45:$CR45,0)),0,INDEX('Asset data'!$L45:$CX45,1,MATCH(EF$5,'Utilisation profile'!$F45:$CR45,0))),0)","v":0},{"$f":"IF($A45>0,IF(ISNA(MATCH(EG$5,'Utilisation profile'!$F45:$CR45,0)),0,INDEX('Asset data'!$L45:$CX45,1,MATCH(EG$5,'Utilisation profile'!$F45:$CR45,0))),0)","v":0},{"$f":"IF($A45>0,IF(ISNA(MATCH(EH$5,'Utilisation profile'!$F45:$CR45,0)),0,INDEX('Asset data'!$L45:$CX45,1,MATCH(EH$5,'Utilisation profile'!$F45:$CR45,0))),0)","v":0},{"$f":"IF($A45>0,IF(ISNA(MATCH(EI$5,'Utilisation profile'!$F45:$CR45,0)),0,INDEX('Asset data'!$L45:$CX45,1,MATCH(EI$5,'Utilisation profile'!$F45:$CR45,0))),0)","v":0},{"$f":"IF($A45>0,IF(ISNA(MATCH(EJ$5,'Utilisation profile'!$F45:$CR45,0)),0,INDEX('Asset data'!$L45:$CX45,1,MATCH(EJ$5,'Utilisation profile'!$F45:$CR45,0))),0)","v":0},{"$f":"IF($A45>0,IF(ISNA(MATCH(EK$5,'Utilisation profile'!$F45:$CR45,0)),0,INDEX('Asset data'!$L45:$CX45,1,MATCH(EK$5,'Utilisation profile'!$F45:$CR45,0))),0)","v":0},{"$f":"IF($A45>0,IF(ISNA(MATCH(EL$5,'Utilisation profile'!$F45:$CR45,0)),0,INDEX('Asset data'!$L45:$CX45,1,MATCH(EL$5,'Utilisation profile'!$F45:$CR45,0))),0)","v":0},{"$f":"IF($A45>0,IF(ISNA(MATCH(EM$5,'Utilisation profile'!$F45:$CR45,0)),0,INDEX('Asset data'!$L45:$CX45,1,MATCH(EM$5,'Utilisation profile'!$F45:$CR45,0))),0)","v":0},{"$f":"IF($A45>0,IF(ISNA(MATCH(EN$5,'Utilisation profile'!$F45:$CR45,0)),0,INDEX('Asset data'!$L45:$CX45,1,MATCH(EN$5,'Utilisation profile'!$F45:$CR45,0))),0)","v":0},{"$f":"IF($A45>0,IF(ISNA(MATCH(EO$5,'Utilisation profile'!$F45:$CR45,0)),0,INDEX('Asset data'!$L45:$CX45,1,MATCH(EO$5,'Utilisation profile'!$F45:$CR45,0))),0)","v":0},{"$f":"IF($A45>0,IF(ISNA(MATCH(EP$5,'Utilisation profile'!$F45:$CR45,0)),0,INDEX('Asset data'!$L45:$CX45,1,MATCH(EP$5,'Utilisation profile'!$F45:$CR45,0))),0)","v":0},{"$f":"IF($A45>0,IF(ISNA(MATCH(EQ$5,'Utilisation profile'!$F45:$CR45,0)),0,INDEX('Asset data'!$L45:$CX45,1,MATCH(EQ$5,'Utilisation profile'!$F45:$CR45,0))),0)","v":0},{"$f":"IF($A45>0,IF(ISNA(MATCH(ER$5,'Utilisation profile'!$F45:$CR45,0)),0,INDEX('Asset data'!$L45:$CX45,1,MATCH(ER$5,'Utilisation profile'!$F45:$CR45,0))),0)","v":0},{"$f":"IF($A45>0,IF(ISNA(MATCH(ES$5,'Utilisation profile'!$F45:$CR45,0)),0,INDEX('Asset data'!$L45:$CX45,1,MATCH(ES$5,'Utilisation profile'!$F45:$CR45,0))),0)","v":0},{"$f":"IF($A45>0,IF(ISNA(MATCH(ET$5,'Utilisation profile'!$F45:$CR45,0)),0,INDEX('Asset data'!$L45:$CX45,1,MATCH(ET$5,'Utilisation profile'!$F45:$CR45,0))),0)","v":0},{"$f":"IF($A45>0,IF(ISNA(MATCH(EU$5,'Utilisation profile'!$F45:$CR45,0)),0,INDEX('Asset data'!$L45:$CX45,1,MATCH(EU$5,'Utilisation profile'!$F45:$CR45,0))),0)","v":0},{"$f":"IF($A45>0,IF(ISNA(MATCH(EV$5,'Utilisation profile'!$F45:$CR45,0)),0,INDEX('Asset data'!$L45:$CX45,1,MATCH(EV$5,'Utilisation profile'!$F45:$CR45,0))),0)","v":0},{"$f":"IF($A45>0,IF(ISNA(MATCH(EW$5,'Utilisation profile'!$F45:$CR45,0)),0,INDEX('Asset data'!$L45:$CX45,1,MATCH(EW$5,'Utilisation profile'!$F45:$CR45,0))),0)","v":0},{"$f":"IF($A45>0,IF(ISNA(MATCH(EX$5,'Utilisation profile'!$F45:$CR45,0)),0,INDEX('Asset data'!$L45:$CX45,1,MATCH(EX$5,'Utilisation profile'!$F45:$CR45,0))),0)","v":0},{"$f":"IF($A45>0,IF(ISNA(MATCH(EY$5,'Utilisation profile'!$F45:$CR45,0)),0,INDEX('Asset data'!$L45:$CX45,1,MATCH(EY$5,'Utilisation profile'!$F45:$CR45,0))),0)","v":0},{"$f":"IF($A45>0,IF(ISNA(MATCH(EZ$5,'Utilisation profile'!$F45:$CR45,0)),0,INDEX('Asset data'!$L45:$CX45,1,MATCH(EZ$5,'Utilisation profile'!$F45:$CR45,0))),0)","v":0},{"$f":"IF($A45>0,IF(ISNA(MATCH(FA$5,'Utilisation profile'!$F45:$CR45,0)),0,INDEX('Asset data'!$L45:$CX45,1,MATCH(FA$5,'Utilisation profile'!$F45:$CR45,0))),0)","v":0}]
[{"$f":"'Asset data'!A46","v":0},{"$f":"'Asset data'!B46","v":0},{"$f":"'Asset data'!C46","v":0},{"$f":"'Asset data'!E46","v":0},{"$f":"'Asset data'!I46","v":0},{"$f":"IF($A46>0,'Utilisation profile'!CU46,0)","v":0},{"$f":"IF($A46>0,IF(ISNA(MATCH(G$5,'Utilisation profile'!$F46:$CR46,0)),0,INDEX('Asset data'!$L46:$CX46,1,MATCH(G$5,'Utilisation profile'!$F46:$CR46,0))),0)","v":0},{"$f":"IF($A46>0,IF(ISNA(MATCH(H$5,'Utilisation profile'!$F46:$CR46,0)),0,INDEX('Asset data'!$L46:$CX46,1,MATCH(H$5,'Utilisation profile'!$F46:$CR46,0))),0)","v":0},{"$f":"IF($A46>0,IF(ISNA(MATCH(I$5,'Utilisation profile'!$F46:$CR46,0)),0,INDEX('Asset data'!$L46:$CX46,1,MATCH(I$5,'Utilisation profile'!$F46:$CR46,0))),0)","v":0},{"$f":"IF($A46>0,IF(ISNA(MATCH(J$5,'Utilisation profile'!$F46:$CR46,0)),0,INDEX('Asset data'!$L46:$CX46,1,MATCH(J$5,'Utilisation profile'!$F46:$CR46,0))),0)","v":0},{"$f":"IF($A46>0,IF(ISNA(MATCH(K$5,'Utilisation profile'!$F46:$CR46,0)),0,INDEX('Asset data'!$L46:$CX46,1,MATCH(K$5,'Utilisation profile'!$F46:$CR46,0))),0)","v":0},{"$f":"IF($A46>0,IF(ISNA(MATCH(L$5,'Utilisation profile'!$F46:$CR46,0)),0,INDEX('Asset data'!$L46:$CX46,1,MATCH(L$5,'Utilisation profile'!$F46:$CR46,0))),0)","v":0},{"$f":"IF($A46>0,IF(ISNA(MATCH(M$5,'Utilisation profile'!$F46:$CR46,0)),0,INDEX('Asset data'!$L46:$CX46,1,MATCH(M$5,'Utilisation profile'!$F46:$CR46,0))),0)","v":0},{"$f":"IF($A46>0,IF(ISNA(MATCH(N$5,'Utilisation profile'!$F46:$CR46,0)),0,INDEX('Asset data'!$L46:$CX46,1,MATCH(N$5,'Utilisation profile'!$F46:$CR46,0))),0)","v":0},{"$f":"IF($A46>0,IF(ISNA(MATCH(O$5,'Utilisation profile'!$F46:$CR46,0)),0,INDEX('Asset data'!$L46:$CX46,1,MATCH(O$5,'Utilisation profile'!$F46:$CR46,0))),0)","v":0},{"$f":"IF($A46>0,IF(ISNA(MATCH(P$5,'Utilisation profile'!$F46:$CR46,0)),0,INDEX('Asset data'!$L46:$CX46,1,MATCH(P$5,'Utilisation profile'!$F46:$CR46,0))),0)","v":0},{"$f":"IF($A46>0,IF(ISNA(MATCH(Q$5,'Utilisation profile'!$F46:$CR46,0)),0,INDEX('Asset data'!$L46:$CX46,1,MATCH(Q$5,'Utilisation profile'!$F46:$CR46,0))),0)","v":0},{"$f":"IF($A46>0,IF(ISNA(MATCH(R$5,'Utilisation profile'!$F46:$CR46,0)),0,INDEX('Asset data'!$L46:$CX46,1,MATCH(R$5,'Utilisation profile'!$F46:$CR46,0))),0)","v":0},{"$f":"IF($A46>0,IF(ISNA(MATCH(S$5,'Utilisation profile'!$F46:$CR46,0)),0,INDEX('Asset data'!$L46:$CX46,1,MATCH(S$5,'Utilisation profile'!$F46:$CR46,0))),0)","v":0},{"$f":"IF($A46>0,IF(ISNA(MATCH(T$5,'Utilisation profile'!$F46:$CR46,0)),0,INDEX('Asset data'!$L46:$CX46,1,MATCH(T$5,'Utilisation profile'!$F46:$CR46,0))),0)","v":0},{"$f":"IF($A46>0,IF(ISNA(MATCH(U$5,'Utilisation profile'!$F46:$CR46,0)),0,INDEX('Asset data'!$L46:$CX46,1,MATCH(U$5,'Utilisation profile'!$F46:$CR46,0))),0)","v":0},{"$f":"IF($A46>0,IF(ISNA(MATCH(V$5,'Utilisation profile'!$F46:$CR46,0)),0,INDEX('Asset data'!$L46:$CX46,1,MATCH(V$5,'Utilisation profile'!$F46:$CR46,0))),0)","v":0},{"$f":"IF($A46>0,IF(ISNA(MATCH(W$5,'Utilisation profile'!$F46:$CR46,0)),0,INDEX('Asset data'!$L46:$CX46,1,MATCH(W$5,'Utilisation profile'!$F46:$CR46,0))),0)","v":0},{"$f":"IF($A46>0,IF(ISNA(MATCH(X$5,'Utilisation profile'!$F46:$CR46,0)),0,INDEX('Asset data'!$L46:$CX46,1,MATCH(X$5,'Utilisation profile'!$F46:$CR46,0))),0)","v":0},{"$f":"IF($A46>0,IF(ISNA(MATCH(Y$5,'Utilisation profile'!$F46:$CR46,0)),0,INDEX('Asset data'!$L46:$CX46,1,MATCH(Y$5,'Utilisation profile'!$F46:$CR46,0))),0)","v":0},{"$f":"IF($A46>0,IF(ISNA(MATCH(Z$5,'Utilisation profile'!$F46:$CR46,0)),0,INDEX('Asset data'!$L46:$CX46,1,MATCH(Z$5,'Utilisation profile'!$F46:$CR46,0))),0)","v":0},{"$f":"IF($A46>0,IF(ISNA(MATCH(AA$5,'Utilisation profile'!$F46:$CR46,0)),0,INDEX('Asset data'!$L46:$CX46,1,MATCH(AA$5,'Utilisation profile'!$F46:$CR46,0))),0)","v":0},{"$f":"IF($A46>0,IF(ISNA(MATCH(AB$5,'Utilisation profile'!$F46:$CR46,0)),0,INDEX('Asset data'!$L46:$CX46,1,MATCH(AB$5,'Utilisation profile'!$F46:$CR46,0))),0)","v":0},{"$f":"IF($A46>0,IF(ISNA(MATCH(AC$5,'Utilisation profile'!$F46:$CR46,0)),0,INDEX('Asset data'!$L46:$CX46,1,MATCH(AC$5,'Utilisation profile'!$F46:$CR46,0))),0)","v":0},{"$f":"IF($A46>0,IF(ISNA(MATCH(AD$5,'Utilisation profile'!$F46:$CR46,0)),0,INDEX('Asset data'!$L46:$CX46,1,MATCH(AD$5,'Utilisation profile'!$F46:$CR46,0))),0)","v":0},{"$f":"IF($A46>0,IF(ISNA(MATCH(AE$5,'Utilisation profile'!$F46:$CR46,0)),0,INDEX('Asset data'!$L46:$CX46,1,MATCH(AE$5,'Utilisation profile'!$F46:$CR46,0))),0)","v":0},{"$f":"IF($A46>0,IF(ISNA(MATCH(AF$5,'Utilisation profile'!$F46:$CR46,0)),0,INDEX('Asset data'!$L46:$CX46,1,MATCH(AF$5,'Utilisation profile'!$F46:$CR46,0))),0)","v":0},{"$f":"IF($A46>0,IF(ISNA(MATCH(AG$5,'Utilisation profile'!$F46:$CR46,0)),0,INDEX('Asset data'!$L46:$CX46,1,MATCH(AG$5,'Utilisation profile'!$F46:$CR46,0))),0)","v":0},{"$f":"IF($A46>0,IF(ISNA(MATCH(AH$5,'Utilisation profile'!$F46:$CR46,0)),0,INDEX('Asset data'!$L46:$CX46,1,MATCH(AH$5,'Utilisation profile'!$F46:$CR46,0))),0)","v":0},{"$f":"IF($A46>0,IF(ISNA(MATCH(AI$5,'Utilisation profile'!$F46:$CR46,0)),0,INDEX('Asset data'!$L46:$CX46,1,MATCH(AI$5,'Utilisation profile'!$F46:$CR46,0))),0)","v":0},{"$f":"IF($A46>0,IF(ISNA(MATCH(AJ$5,'Utilisation profile'!$F46:$CR46,0)),0,INDEX('Asset data'!$L46:$CX46,1,MATCH(AJ$5,'Utilisation profile'!$F46:$CR46,0))),0)","v":0},{"$f":"IF($A46>0,IF(ISNA(MATCH(AK$5,'Utilisation profile'!$F46:$CR46,0)),0,INDEX('Asset data'!$L46:$CX46,1,MATCH(AK$5,'Utilisation profile'!$F46:$CR46,0))),0)","v":0},{"$f":"IF($A46>0,IF(ISNA(MATCH(AL$5,'Utilisation profile'!$F46:$CR46,0)),0,INDEX('Asset data'!$L46:$CX46,1,MATCH(AL$5,'Utilisation profile'!$F46:$CR46,0))),0)","v":0},{"$f":"IF($A46>0,IF(ISNA(MATCH(AM$5,'Utilisation profile'!$F46:$CR46,0)),0,INDEX('Asset data'!$L46:$CX46,1,MATCH(AM$5,'Utilisation profile'!$F46:$CR46,0))),0)","v":0},{"$f":"IF($A46>0,IF(ISNA(MATCH(AN$5,'Utilisation profile'!$F46:$CR46,0)),0,INDEX('Asset data'!$L46:$CX46,1,MATCH(AN$5,'Utilisation profile'!$F46:$CR46,0))),0)","v":0},{"$f":"IF($A46>0,IF(ISNA(MATCH(AO$5,'Utilisation profile'!$F46:$CR46,0)),0,INDEX('Asset data'!$L46:$CX46,1,MATCH(AO$5,'Utilisation profile'!$F46:$CR46,0))),0)","v":0},{"$f":"IF($A46>0,IF(ISNA(MATCH(AP$5,'Utilisation profile'!$F46:$CR46,0)),0,INDEX('Asset data'!$L46:$CX46,1,MATCH(AP$5,'Utilisation profile'!$F46:$CR46,0))),0)","v":0},{"$f":"IF($A46>0,IF(ISNA(MATCH(AQ$5,'Utilisation profile'!$F46:$CR46,0)),0,INDEX('Asset data'!$L46:$CX46,1,MATCH(AQ$5,'Utilisation profile'!$F46:$CR46,0))),0)","v":0},{"$f":"IF($A46>0,IF(ISNA(MATCH(AR$5,'Utilisation profile'!$F46:$CR46,0)),0,INDEX('Asset data'!$L46:$CX46,1,MATCH(AR$5,'Utilisation profile'!$F46:$CR46,0))),0)","v":0},{"$f":"IF($A46>0,IF(ISNA(MATCH(AS$5,'Utilisation profile'!$F46:$CR46,0)),0,INDEX('Asset data'!$L46:$CX46,1,MATCH(AS$5,'Utilisation profile'!$F46:$CR46,0))),0)","v":0},{"$f":"IF($A46>0,IF(ISNA(MATCH(AT$5,'Utilisation profile'!$F46:$CR46,0)),0,INDEX('Asset data'!$L46:$CX46,1,MATCH(AT$5,'Utilisation profile'!$F46:$CR46,0))),0)","v":0},{"$f":"IF($A46>0,IF(ISNA(MATCH(AU$5,'Utilisation profile'!$F46:$CR46,0)),0,INDEX('Asset data'!$L46:$CX46,1,MATCH(AU$5,'Utilisation profile'!$F46:$CR46,0))),0)","v":0},{"$f":"IF($A46>0,IF(ISNA(MATCH(AV$5,'Utilisation profile'!$F46:$CR46,0)),0,INDEX('Asset data'!$L46:$CX46,1,MATCH(AV$5,'Utilisation profile'!$F46:$CR46,0))),0)","v":0},{"$f":"IF($A46>0,IF(ISNA(MATCH(AW$5,'Utilisation profile'!$F46:$CR46,0)),0,INDEX('Asset data'!$L46:$CX46,1,MATCH(AW$5,'Utilisation profile'!$F46:$CR46,0))),0)","v":0},{"$f":"IF($A46>0,IF(ISNA(MATCH(AX$5,'Utilisation profile'!$F46:$CR46,0)),0,INDEX('Asset data'!$L46:$CX46,1,MATCH(AX$5,'Utilisation profile'!$F46:$CR46,0))),0)","v":0},{"$f":"IF($A46>0,IF(ISNA(MATCH(AY$5,'Utilisation profile'!$F46:$CR46,0)),0,INDEX('Asset data'!$L46:$CX46,1,MATCH(AY$5,'Utilisation profile'!$F46:$CR46,0))),0)","v":0},{"$f":"IF($A46>0,IF(ISNA(MATCH(AZ$5,'Utilisation profile'!$F46:$CR46,0)),0,INDEX('Asset data'!$L46:$CX46,1,MATCH(AZ$5,'Utilisation profile'!$F46:$CR46,0))),0)","v":0},{"$f":"IF($A46>0,IF(ISNA(MATCH(BA$5,'Utilisation profile'!$F46:$CR46,0)),0,INDEX('Asset data'!$L46:$CX46,1,MATCH(BA$5,'Utilisation profile'!$F46:$CR46,0))),0)","v":0},{"$f":"IF($A46>0,IF(ISNA(MATCH(BB$5,'Utilisation profile'!$F46:$CR46,0)),0,INDEX('Asset data'!$L46:$CX46,1,MATCH(BB$5,'Utilisation profile'!$F46:$CR46,0))),0)","v":0},{"$f":"IF($A46>0,IF(ISNA(MATCH(BC$5,'Utilisation profile'!$F46:$CR46,0)),0,INDEX('Asset data'!$L46:$CX46,1,MATCH(BC$5,'Utilisation profile'!$F46:$CR46,0))),0)","v":0},{"$f":"IF($A46>0,IF(ISNA(MATCH(BD$5,'Utilisation profile'!$F46:$CR46,0)),0,INDEX('Asset data'!$L46:$CX46,1,MATCH(BD$5,'Utilisation profile'!$F46:$CR46,0))),0)","v":0},{"$f":"IF($A46>0,IF(ISNA(MATCH(BE$5,'Utilisation profile'!$F46:$CR46,0)),0,INDEX('Asset data'!$L46:$CX46,1,MATCH(BE$5,'Utilisation profile'!$F46:$CR46,0))),0)","v":0},{"$f":"IF($A46>0,IF(ISNA(MATCH(BF$5,'Utilisation profile'!$F46:$CR46,0)),0,INDEX('Asset data'!$L46:$CX46,1,MATCH(BF$5,'Utilisation profile'!$F46:$CR46,0))),0)","v":0},{"$f":"IF($A46>0,IF(ISNA(MATCH(BG$5,'Utilisation profile'!$F46:$CR46,0)),0,INDEX('Asset data'!$L46:$CX46,1,MATCH(BG$5,'Utilisation profile'!$F46:$CR46,0))),0)","v":0},{"$f":"IF($A46>0,IF(ISNA(MATCH(BH$5,'Utilisation profile'!$F46:$CR46,0)),0,INDEX('Asset data'!$L46:$CX46,1,MATCH(BH$5,'Utilisation profile'!$F46:$CR46,0))),0)","v":0},{"$f":"IF($A46>0,IF(ISNA(MATCH(BI$5,'Utilisation profile'!$F46:$CR46,0)),0,INDEX('Asset data'!$L46:$CX46,1,MATCH(BI$5,'Utilisation profile'!$F46:$CR46,0))),0)","v":0},{"$f":"IF($A46>0,IF(ISNA(MATCH(BJ$5,'Utilisation profile'!$F46:$CR46,0)),0,INDEX('Asset data'!$L46:$CX46,1,MATCH(BJ$5,'Utilisation profile'!$F46:$CR46,0))),0)","v":0},{"$f":"IF($A46>0,IF(ISNA(MATCH(BK$5,'Utilisation profile'!$F46:$CR46,0)),0,INDEX('Asset data'!$L46:$CX46,1,MATCH(BK$5,'Utilisation profile'!$F46:$CR46,0))),0)","v":0},{"$f":"IF($A46>0,IF(ISNA(MATCH(BL$5,'Utilisation profile'!$F46:$CR46,0)),0,INDEX('Asset data'!$L46:$CX46,1,MATCH(BL$5,'Utilisation profile'!$F46:$CR46,0))),0)","v":0},{"$f":"IF($A46>0,IF(ISNA(MATCH(BM$5,'Utilisation profile'!$F46:$CR46,0)),0,INDEX('Asset data'!$L46:$CX46,1,MATCH(BM$5,'Utilisation profile'!$F46:$CR46,0))),0)","v":0},{"$f":"IF($A46>0,IF(ISNA(MATCH(BN$5,'Utilisation profile'!$F46:$CR46,0)),0,INDEX('Asset data'!$L46:$CX46,1,MATCH(BN$5,'Utilisation profile'!$F46:$CR46,0))),0)","v":0},{"$f":"IF($A46>0,IF(ISNA(MATCH(BO$5,'Utilisation profile'!$F46:$CR46,0)),0,INDEX('Asset data'!$L46:$CX46,1,MATCH(BO$5,'Utilisation profile'!$F46:$CR46,0))),0)","v":0},{"$f":"IF($A46>0,IF(ISNA(MATCH(BP$5,'Utilisation profile'!$F46:$CR46,0)),0,INDEX('Asset data'!$L46:$CX46,1,MATCH(BP$5,'Utilisation profile'!$F46:$CR46,0))),0)","v":0},{"$f":"IF($A46>0,IF(ISNA(MATCH(BQ$5,'Utilisation profile'!$F46:$CR46,0)),0,INDEX('Asset data'!$L46:$CX46,1,MATCH(BQ$5,'Utilisation profile'!$F46:$CR46,0))),0)","v":0},{"$f":"IF($A46>0,IF(ISNA(MATCH(BR$5,'Utilisation profile'!$F46:$CR46,0)),0,INDEX('Asset data'!$L46:$CX46,1,MATCH(BR$5,'Utilisation profile'!$F46:$CR46,0))),0)","v":0},{"$f":"IF($A46>0,IF(ISNA(MATCH(BS$5,'Utilisation profile'!$F46:$CR46,0)),0,INDEX('Asset data'!$L46:$CX46,1,MATCH(BS$5,'Utilisation profile'!$F46:$CR46,0))),0)","v":0},{"$f":"IF($A46>0,IF(ISNA(MATCH(BT$5,'Utilisation profile'!$F46:$CR46,0)),0,INDEX('Asset data'!$L46:$CX46,1,MATCH(BT$5,'Utilisation profile'!$F46:$CR46,0))),0)","v":0},{"$f":"IF($A46>0,IF(ISNA(MATCH(BU$5,'Utilisation profile'!$F46:$CR46,0)),0,INDEX('Asset data'!$L46:$CX46,1,MATCH(BU$5,'Utilisation profile'!$F46:$CR46,0))),0)","v":0},{"$f":"IF($A46>0,IF(ISNA(MATCH(BV$5,'Utilisation profile'!$F46:$CR46,0)),0,INDEX('Asset data'!$L46:$CX46,1,MATCH(BV$5,'Utilisation profile'!$F46:$CR46,0))),0)","v":0},{"$f":"IF($A46>0,IF(ISNA(MATCH(BW$5,'Utilisation profile'!$F46:$CR46,0)),0,INDEX('Asset data'!$L46:$CX46,1,MATCH(BW$5,'Utilisation profile'!$F46:$CR46,0))),0)","v":0},{"$f":"IF($A46>0,IF(ISNA(MATCH(BX$5,'Utilisation profile'!$F46:$CR46,0)),0,INDEX('Asset data'!$L46:$CX46,1,MATCH(BX$5,'Utilisation profile'!$F46:$CR46,0))),0)","v":0},{"$f":"IF($A46>0,IF(ISNA(MATCH(BY$5,'Utilisation profile'!$F46:$CR46,0)),0,INDEX('Asset data'!$L46:$CX46,1,MATCH(BY$5,'Utilisation profile'!$F46:$CR46,0))),0)","v":0},{"$f":"IF($A46>0,IF(ISNA(MATCH(BZ$5,'Utilisation profile'!$F46:$CR46,0)),0,INDEX('Asset data'!$L46:$CX46,1,MATCH(BZ$5,'Utilisation profile'!$F46:$CR46,0))),0)","v":0},{"$f":"IF($A46>0,IF(ISNA(MATCH(CA$5,'Utilisation profile'!$F46:$CR46,0)),0,INDEX('Asset data'!$L46:$CX46,1,MATCH(CA$5,'Utilisation profile'!$F46:$CR46,0))),0)","v":0},{"$f":"IF($A46>0,IF(ISNA(MATCH(CB$5,'Utilisation profile'!$F46:$CR46,0)),0,INDEX('Asset data'!$L46:$CX46,1,MATCH(CB$5,'Utilisation profile'!$F46:$CR46,0))),0)","v":0},{"$f":"IF($A46>0,IF(ISNA(MATCH(CC$5,'Utilisation profile'!$F46:$CR46,0)),0,INDEX('Asset data'!$L46:$CX46,1,MATCH(CC$5,'Utilisation profile'!$F46:$CR46,0))),0)","v":0},{"$f":"IF($A46>0,IF(ISNA(MATCH(CD$5,'Utilisation profile'!$F46:$CR46,0)),0,INDEX('Asset data'!$L46:$CX46,1,MATCH(CD$5,'Utilisation profile'!$F46:$CR46,0))),0)","v":0},{"$f":"IF($A46>0,IF(ISNA(MATCH(CE$5,'Utilisation profile'!$F46:$CR46,0)),0,INDEX('Asset data'!$L46:$CX46,1,MATCH(CE$5,'Utilisation profile'!$F46:$CR46,0))),0)","v":0},{"$f":"IF($A46>0,IF(ISNA(MATCH(CF$5,'Utilisation profile'!$F46:$CR46,0)),0,INDEX('Asset data'!$L46:$CX46,1,MATCH(CF$5,'Utilisation profile'!$F46:$CR46,0))),0)","v":0},{"$f":"IF($A46>0,IF(ISNA(MATCH(CG$5,'Utilisation profile'!$F46:$CR46,0)),0,INDEX('Asset data'!$L46:$CX46,1,MATCH(CG$5,'Utilisation profile'!$F46:$CR46,0))),0)","v":0},{"$f":"IF($A46>0,IF(ISNA(MATCH(CH$5,'Utilisation profile'!$F46:$CR46,0)),0,INDEX('Asset data'!$L46:$CX46,1,MATCH(CH$5,'Utilisation profile'!$F46:$CR46,0))),0)","v":0},{"$f":"IF($A46>0,IF(ISNA(MATCH(CI$5,'Utilisation profile'!$F46:$CR46,0)),0,INDEX('Asset data'!$L46:$CX46,1,MATCH(CI$5,'Utilisation profile'!$F46:$CR46,0))),0)","v":0},{"$f":"IF($A46>0,IF(ISNA(MATCH(CJ$5,'Utilisation profile'!$F46:$CR46,0)),0,INDEX('Asset data'!$L46:$CX46,1,MATCH(CJ$5,'Utilisation profile'!$F46:$CR46,0))),0)","v":0},{"$f":"IF($A46>0,IF(ISNA(MATCH(CK$5,'Utilisation profile'!$F46:$CR46,0)),0,INDEX('Asset data'!$L46:$CX46,1,MATCH(CK$5,'Utilisation profile'!$F46:$CR46,0))),0)","v":0},{"$f":"IF($A46>0,IF(ISNA(MATCH(CL$5,'Utilisation profile'!$F46:$CR46,0)),0,INDEX('Asset data'!$L46:$CX46,1,MATCH(CL$5,'Utilisation profile'!$F46:$CR46,0))),0)","v":0},{"$f":"IF($A46>0,IF(ISNA(MATCH(CM$5,'Utilisation profile'!$F46:$CR46,0)),0,INDEX('Asset data'!$L46:$CX46,1,MATCH(CM$5,'Utilisation profile'!$F46:$CR46,0))),0)","v":0},{"$f":"IF($A46>0,IF(ISNA(MATCH(CN$5,'Utilisation profile'!$F46:$CR46,0)),0,INDEX('Asset data'!$L46:$CX46,1,MATCH(CN$5,'Utilisation profile'!$F46:$CR46,0))),0)","v":0},{"$f":"IF($A46>0,IF(ISNA(MATCH(CO$5,'Utilisation profile'!$F46:$CR46,0)),0,INDEX('Asset data'!$L46:$CX46,1,MATCH(CO$5,'Utilisation profile'!$F46:$CR46,0))),0)","v":0},{"$f":"IF($A46>0,IF(ISNA(MATCH(CP$5,'Utilisation profile'!$F46:$CR46,0)),0,INDEX('Asset data'!$L46:$CX46,1,MATCH(CP$5,'Utilisation profile'!$F46:$CR46,0))),0)","v":0},{"$f":"IF($A46>0,IF(ISNA(MATCH(CQ$5,'Utilisation profile'!$F46:$CR46,0)),0,INDEX('Asset data'!$L46:$CX46,1,MATCH(CQ$5,'Utilisation profile'!$F46:$CR46,0))),0)","v":0},{"$f":"IF($A46>0,IF(ISNA(MATCH(CR$5,'Utilisation profile'!$F46:$CR46,0)),0,INDEX('Asset data'!$L46:$CX46,1,MATCH(CR$5,'Utilisation profile'!$F46:$CR46,0))),0)","v":0},{"$f":"IF($A46>0,IF(ISNA(MATCH(CS$5,'Utilisation profile'!$F46:$CR46,0)),0,INDEX('Asset data'!$L46:$CX46,1,MATCH(CS$5,'Utilisation profile'!$F46:$CR46,0))),0)","v":0},{"$f":"IF($A46>0,IF(ISNA(MATCH(CT$5,'Utilisation profile'!$F46:$CR46,0)),0,INDEX('Asset data'!$L46:$CX46,1,MATCH(CT$5,'Utilisation profile'!$F46:$CR46,0))),0)","v":0},{"$f":"IF($A46>0,IF(ISNA(MATCH(CU$5,'Utilisation profile'!$F46:$CR46,0)),0,INDEX('Asset data'!$L46:$CX46,1,MATCH(CU$5,'Utilisation profile'!$F46:$CR46,0))),0)","v":0},{"$f":"IF($A46>0,IF(ISNA(MATCH(CV$5,'Utilisation profile'!$F46:$CR46,0)),0,INDEX('Asset data'!$L46:$CX46,1,MATCH(CV$5,'Utilisation profile'!$F46:$CR46,0))),0)","v":0},{"$f":"IF($A46>0,IF(ISNA(MATCH(CW$5,'Utilisation profile'!$F46:$CR46,0)),0,INDEX('Asset data'!$L46:$CX46,1,MATCH(CW$5,'Utilisation profile'!$F46:$CR46,0))),0)","v":0},{"$f":"IF($A46>0,IF(ISNA(MATCH(CX$5,'Utilisation profile'!$F46:$CR46,0)),0,INDEX('Asset data'!$L46:$CX46,1,MATCH(CX$5,'Utilisation profile'!$F46:$CR46,0))),0)","v":0},{"$f":"IF($A46>0,IF(ISNA(MATCH(CY$5,'Utilisation profile'!$F46:$CR46,0)),0,INDEX('Asset data'!$L46:$CX46,1,MATCH(CY$5,'Utilisation profile'!$F46:$CR46,0))),0)","v":0},{"$f":"IF($A46>0,IF(ISNA(MATCH(CZ$5,'Utilisation profile'!$F46:$CR46,0)),0,INDEX('Asset data'!$L46:$CX46,1,MATCH(CZ$5,'Utilisation profile'!$F46:$CR46,0))),0)","v":0},{"$f":"IF($A46>0,IF(ISNA(MATCH(DA$5,'Utilisation profile'!$F46:$CR46,0)),0,INDEX('Asset data'!$L46:$CX46,1,MATCH(DA$5,'Utilisation profile'!$F46:$CR46,0))),0)","v":0},{"$f":"IF($A46>0,IF(ISNA(MATCH(DB$5,'Utilisation profile'!$F46:$CR46,0)),0,INDEX('Asset data'!$L46:$CX46,1,MATCH(DB$5,'Utilisation profile'!$F46:$CR46,0))),0)","v":0},{"$f":"IF($A46>0,IF(ISNA(MATCH(DC$5,'Utilisation profile'!$F46:$CR46,0)),0,INDEX('Asset data'!$L46:$CX46,1,MATCH(DC$5,'Utilisation profile'!$F46:$CR46,0))),0)","v":0},{"$f":"IF($A46>0,IF(ISNA(MATCH(DD$5,'Utilisation profile'!$F46:$CR46,0)),0,INDEX('Asset data'!$L46:$CX46,1,MATCH(DD$5,'Utilisation profile'!$F46:$CR46,0))),0)","v":0},{"$f":"IF($A46>0,IF(ISNA(MATCH(DE$5,'Utilisation profile'!$F46:$CR46,0)),0,INDEX('Asset data'!$L46:$CX46,1,MATCH(DE$5,'Utilisation profile'!$F46:$CR46,0))),0)","v":0},{"$f":"IF($A46>0,IF(ISNA(MATCH(DF$5,'Utilisation profile'!$F46:$CR46,0)),0,INDEX('Asset data'!$L46:$CX46,1,MATCH(DF$5,'Utilisation profile'!$F46:$CR46,0))),0)","v":0},{"$f":"IF($A46>0,IF(ISNA(MATCH(DG$5,'Utilisation profile'!$F46:$CR46,0)),0,INDEX('Asset data'!$L46:$CX46,1,MATCH(DG$5,'Utilisation profile'!$F46:$CR46,0))),0)","v":0},{"$f":"IF($A46>0,IF(ISNA(MATCH(DH$5,'Utilisation profile'!$F46:$CR46,0)),0,INDEX('Asset data'!$L46:$CX46,1,MATCH(DH$5,'Utilisation profile'!$F46:$CR46,0))),0)","v":0},{"$f":"IF($A46>0,IF(ISNA(MATCH(DI$5,'Utilisation profile'!$F46:$CR46,0)),0,INDEX('Asset data'!$L46:$CX46,1,MATCH(DI$5,'Utilisation profile'!$F46:$CR46,0))),0)","v":0},{"$f":"IF($A46>0,IF(ISNA(MATCH(DJ$5,'Utilisation profile'!$F46:$CR46,0)),0,INDEX('Asset data'!$L46:$CX46,1,MATCH(DJ$5,'Utilisation profile'!$F46:$CR46,0))),0)","v":0},{"$f":"IF($A46>0,IF(ISNA(MATCH(DK$5,'Utilisation profile'!$F46:$CR46,0)),0,INDEX('Asset data'!$L46:$CX46,1,MATCH(DK$5,'Utilisation profile'!$F46:$CR46,0))),0)","v":0},{"$f":"IF($A46>0,IF(ISNA(MATCH(DL$5,'Utilisation profile'!$F46:$CR46,0)),0,INDEX('Asset data'!$L46:$CX46,1,MATCH(DL$5,'Utilisation profile'!$F46:$CR46,0))),0)","v":0},{"$f":"IF($A46>0,IF(ISNA(MATCH(DM$5,'Utilisation profile'!$F46:$CR46,0)),0,INDEX('Asset data'!$L46:$CX46,1,MATCH(DM$5,'Utilisation profile'!$F46:$CR46,0))),0)","v":0},{"$f":"IF($A46>0,IF(ISNA(MATCH(DN$5,'Utilisation profile'!$F46:$CR46,0)),0,INDEX('Asset data'!$L46:$CX46,1,MATCH(DN$5,'Utilisation profile'!$F46:$CR46,0))),0)","v":0},{"$f":"IF($A46>0,IF(ISNA(MATCH(DO$5,'Utilisation profile'!$F46:$CR46,0)),0,INDEX('Asset data'!$L46:$CX46,1,MATCH(DO$5,'Utilisation profile'!$F46:$CR46,0))),0)","v":0},{"$f":"IF($A46>0,IF(ISNA(MATCH(DP$5,'Utilisation profile'!$F46:$CR46,0)),0,INDEX('Asset data'!$L46:$CX46,1,MATCH(DP$5,'Utilisation profile'!$F46:$CR46,0))),0)","v":0},{"$f":"IF($A46>0,IF(ISNA(MATCH(DQ$5,'Utilisation profile'!$F46:$CR46,0)),0,INDEX('Asset data'!$L46:$CX46,1,MATCH(DQ$5,'Utilisation profile'!$F46:$CR46,0))),0)","v":0},{"$f":"IF($A46>0,IF(ISNA(MATCH(DR$5,'Utilisation profile'!$F46:$CR46,0)),0,INDEX('Asset data'!$L46:$CX46,1,MATCH(DR$5,'Utilisation profile'!$F46:$CR46,0))),0)","v":0},{"$f":"IF($A46>0,IF(ISNA(MATCH(DS$5,'Utilisation profile'!$F46:$CR46,0)),0,INDEX('Asset data'!$L46:$CX46,1,MATCH(DS$5,'Utilisation profile'!$F46:$CR46,0))),0)","v":0},{"$f":"IF($A46>0,IF(ISNA(MATCH(DT$5,'Utilisation profile'!$F46:$CR46,0)),0,INDEX('Asset data'!$L46:$CX46,1,MATCH(DT$5,'Utilisation profile'!$F46:$CR46,0))),0)","v":0},{"$f":"IF($A46>0,IF(ISNA(MATCH(DU$5,'Utilisation profile'!$F46:$CR46,0)),0,INDEX('Asset data'!$L46:$CX46,1,MATCH(DU$5,'Utilisation profile'!$F46:$CR46,0))),0)","v":0},{"$f":"IF($A46>0,IF(ISNA(MATCH(DV$5,'Utilisation profile'!$F46:$CR46,0)),0,INDEX('Asset data'!$L46:$CX46,1,MATCH(DV$5,'Utilisation profile'!$F46:$CR46,0))),0)","v":0},{"$f":"IF($A46>0,IF(ISNA(MATCH(DW$5,'Utilisation profile'!$F46:$CR46,0)),0,INDEX('Asset data'!$L46:$CX46,1,MATCH(DW$5,'Utilisation profile'!$F46:$CR46,0))),0)","v":0},{"$f":"IF($A46>0,IF(ISNA(MATCH(DX$5,'Utilisation profile'!$F46:$CR46,0)),0,INDEX('Asset data'!$L46:$CX46,1,MATCH(DX$5,'Utilisation profile'!$F46:$CR46,0))),0)","v":0},{"$f":"IF($A46>0,IF(ISNA(MATCH(DY$5,'Utilisation profile'!$F46:$CR46,0)),0,INDEX('Asset data'!$L46:$CX46,1,MATCH(DY$5,'Utilisation profile'!$F46:$CR46,0))),0)","v":0},{"$f":"IF($A46>0,IF(ISNA(MATCH(DZ$5,'Utilisation profile'!$F46:$CR46,0)),0,INDEX('Asset data'!$L46:$CX46,1,MATCH(DZ$5,'Utilisation profile'!$F46:$CR46,0))),0)","v":0},{"$f":"IF($A46>0,IF(ISNA(MATCH(EA$5,'Utilisation profile'!$F46:$CR46,0)),0,INDEX('Asset data'!$L46:$CX46,1,MATCH(EA$5,'Utilisation profile'!$F46:$CR46,0))),0)","v":0},{"$f":"IF($A46>0,IF(ISNA(MATCH(EB$5,'Utilisation profile'!$F46:$CR46,0)),0,INDEX('Asset data'!$L46:$CX46,1,MATCH(EB$5,'Utilisation profile'!$F46:$CR46,0))),0)","v":0},{"$f":"IF($A46>0,IF(ISNA(MATCH(EC$5,'Utilisation profile'!$F46:$CR46,0)),0,INDEX('Asset data'!$L46:$CX46,1,MATCH(EC$5,'Utilisation profile'!$F46:$CR46,0))),0)","v":0},{"$f":"IF($A46>0,IF(ISNA(MATCH(ED$5,'Utilisation profile'!$F46:$CR46,0)),0,INDEX('Asset data'!$L46:$CX46,1,MATCH(ED$5,'Utilisation profile'!$F46:$CR46,0))),0)","v":0},{"$f":"IF($A46>0,IF(ISNA(MATCH(EE$5,'Utilisation profile'!$F46:$CR46,0)),0,INDEX('Asset data'!$L46:$CX46,1,MATCH(EE$5,'Utilisation profile'!$F46:$CR46,0))),0)","v":0},{"$f":"IF($A46>0,IF(ISNA(MATCH(EF$5,'Utilisation profile'!$F46:$CR46,0)),0,INDEX('Asset data'!$L46:$CX46,1,MATCH(EF$5,'Utilisation profile'!$F46:$CR46,0))),0)","v":0},{"$f":"IF($A46>0,IF(ISNA(MATCH(EG$5,'Utilisation profile'!$F46:$CR46,0)),0,INDEX('Asset data'!$L46:$CX46,1,MATCH(EG$5,'Utilisation profile'!$F46:$CR46,0))),0)","v":0},{"$f":"IF($A46>0,IF(ISNA(MATCH(EH$5,'Utilisation profile'!$F46:$CR46,0)),0,INDEX('Asset data'!$L46:$CX46,1,MATCH(EH$5,'Utilisation profile'!$F46:$CR46,0))),0)","v":0},{"$f":"IF($A46>0,IF(ISNA(MATCH(EI$5,'Utilisation profile'!$F46:$CR46,0)),0,INDEX('Asset data'!$L46:$CX46,1,MATCH(EI$5,'Utilisation profile'!$F46:$CR46,0))),0)","v":0},{"$f":"IF($A46>0,IF(ISNA(MATCH(EJ$5,'Utilisation profile'!$F46:$CR46,0)),0,INDEX('Asset data'!$L46:$CX46,1,MATCH(EJ$5,'Utilisation profile'!$F46:$CR46,0))),0)","v":0},{"$f":"IF($A46>0,IF(ISNA(MATCH(EK$5,'Utilisation profile'!$F46:$CR46,0)),0,INDEX('Asset data'!$L46:$CX46,1,MATCH(EK$5,'Utilisation profile'!$F46:$CR46,0))),0)","v":0},{"$f":"IF($A46>0,IF(ISNA(MATCH(EL$5,'Utilisation profile'!$F46:$CR46,0)),0,INDEX('Asset data'!$L46:$CX46,1,MATCH(EL$5,'Utilisation profile'!$F46:$CR46,0))),0)","v":0},{"$f":"IF($A46>0,IF(ISNA(MATCH(EM$5,'Utilisation profile'!$F46:$CR46,0)),0,INDEX('Asset data'!$L46:$CX46,1,MATCH(EM$5,'Utilisation profile'!$F46:$CR46,0))),0)","v":0},{"$f":"IF($A46>0,IF(ISNA(MATCH(EN$5,'Utilisation profile'!$F46:$CR46,0)),0,INDEX('Asset data'!$L46:$CX46,1,MATCH(EN$5,'Utilisation profile'!$F46:$CR46,0))),0)","v":0},{"$f":"IF($A46>0,IF(ISNA(MATCH(EO$5,'Utilisation profile'!$F46:$CR46,0)),0,INDEX('Asset data'!$L46:$CX46,1,MATCH(EO$5,'Utilisation profile'!$F46:$CR46,0))),0)","v":0},{"$f":"IF($A46>0,IF(ISNA(MATCH(EP$5,'Utilisation profile'!$F46:$CR46,0)),0,INDEX('Asset data'!$L46:$CX46,1,MATCH(EP$5,'Utilisation profile'!$F46:$CR46,0))),0)","v":0},{"$f":"IF($A46>0,IF(ISNA(MATCH(EQ$5,'Utilisation profile'!$F46:$CR46,0)),0,INDEX('Asset data'!$L46:$CX46,1,MATCH(EQ$5,'Utilisation profile'!$F46:$CR46,0))),0)","v":0},{"$f":"IF($A46>0,IF(ISNA(MATCH(ER$5,'Utilisation profile'!$F46:$CR46,0)),0,INDEX('Asset data'!$L46:$CX46,1,MATCH(ER$5,'Utilisation profile'!$F46:$CR46,0))),0)","v":0},{"$f":"IF($A46>0,IF(ISNA(MATCH(ES$5,'Utilisation profile'!$F46:$CR46,0)),0,INDEX('Asset data'!$L46:$CX46,1,MATCH(ES$5,'Utilisation profile'!$F46:$CR46,0))),0)","v":0},{"$f":"IF($A46>0,IF(ISNA(MATCH(ET$5,'Utilisation profile'!$F46:$CR46,0)),0,INDEX('Asset data'!$L46:$CX46,1,MATCH(ET$5,'Utilisation profile'!$F46:$CR46,0))),0)","v":0},{"$f":"IF($A46>0,IF(ISNA(MATCH(EU$5,'Utilisation profile'!$F46:$CR46,0)),0,INDEX('Asset data'!$L46:$CX46,1,MATCH(EU$5,'Utilisation profile'!$F46:$CR46,0))),0)","v":0},{"$f":"IF($A46>0,IF(ISNA(MATCH(EV$5,'Utilisation profile'!$F46:$CR46,0)),0,INDEX('Asset data'!$L46:$CX46,1,MATCH(EV$5,'Utilisation profile'!$F46:$CR46,0))),0)","v":0},{"$f":"IF($A46>0,IF(ISNA(MATCH(EW$5,'Utilisation profile'!$F46:$CR46,0)),0,INDEX('Asset data'!$L46:$CX46,1,MATCH(EW$5,'Utilisation profile'!$F46:$CR46,0))),0)","v":0},{"$f":"IF($A46>0,IF(ISNA(MATCH(EX$5,'Utilisation profile'!$F46:$CR46,0)),0,INDEX('Asset data'!$L46:$CX46,1,MATCH(EX$5,'Utilisation profile'!$F46:$CR46,0))),0)","v":0},{"$f":"IF($A46>0,IF(ISNA(MATCH(EY$5,'Utilisation profile'!$F46:$CR46,0)),0,INDEX('Asset data'!$L46:$CX46,1,MATCH(EY$5,'Utilisation profile'!$F46:$CR46,0))),0)","v":0},{"$f":"IF($A46>0,IF(ISNA(MATCH(EZ$5,'Utilisation profile'!$F46:$CR46,0)),0,INDEX('Asset data'!$L46:$CX46,1,MATCH(EZ$5,'Utilisation profile'!$F46:$CR46,0))),0)","v":0},{"$f":"IF($A46>0,IF(ISNA(MATCH(FA$5,'Utilisation profile'!$F46:$CR46,0)),0,INDEX('Asset data'!$L46:$CX46,1,MATCH(FA$5,'Utilisation profile'!$F46:$CR46,0))),0)","v":0}]
[{"$f":"'Asset data'!A47","v":0},{"$f":"'Asset data'!B47","v":0},{"$f":"'Asset data'!C47","v":0},{"$f":"'Asset data'!E47","v":0},{"$f":"'Asset data'!I47","v":0},{"$f":"IF($A47>0,'Utilisation profile'!CU47,0)","v":0},{"$f":"IF($A47>0,IF(ISNA(MATCH(G$5,'Utilisation profile'!$F47:$CR47,0)),0,INDEX('Asset data'!$L47:$CX47,1,MATCH(G$5,'Utilisation profile'!$F47:$CR47,0))),0)","v":0},{"$f":"IF($A47>0,IF(ISNA(MATCH(H$5,'Utilisation profile'!$F47:$CR47,0)),0,INDEX('Asset data'!$L47:$CX47,1,MATCH(H$5,'Utilisation profile'!$F47:$CR47,0))),0)","v":0},{"$f":"IF($A47>0,IF(ISNA(MATCH(I$5,'Utilisation profile'!$F47:$CR47,0)),0,INDEX('Asset data'!$L47:$CX47,1,MATCH(I$5,'Utilisation profile'!$F47:$CR47,0))),0)","v":0},{"$f":"IF($A47>0,IF(ISNA(MATCH(J$5,'Utilisation profile'!$F47:$CR47,0)),0,INDEX('Asset data'!$L47:$CX47,1,MATCH(J$5,'Utilisation profile'!$F47:$CR47,0))),0)","v":0},{"$f":"IF($A47>0,IF(ISNA(MATCH(K$5,'Utilisation profile'!$F47:$CR47,0)),0,INDEX('Asset data'!$L47:$CX47,1,MATCH(K$5,'Utilisation profile'!$F47:$CR47,0))),0)","v":0},{"$f":"IF($A47>0,IF(ISNA(MATCH(L$5,'Utilisation profile'!$F47:$CR47,0)),0,INDEX('Asset data'!$L47:$CX47,1,MATCH(L$5,'Utilisation profile'!$F47:$CR47,0))),0)","v":0},{"$f":"IF($A47>0,IF(ISNA(MATCH(M$5,'Utilisation profile'!$F47:$CR47,0)),0,INDEX('Asset data'!$L47:$CX47,1,MATCH(M$5,'Utilisation profile'!$F47:$CR47,0))),0)","v":0},{"$f":"IF($A47>0,IF(ISNA(MATCH(N$5,'Utilisation profile'!$F47:$CR47,0)),0,INDEX('Asset data'!$L47:$CX47,1,MATCH(N$5,'Utilisation profile'!$F47:$CR47,0))),0)","v":0},{"$f":"IF($A47>0,IF(ISNA(MATCH(O$5,'Utilisation profile'!$F47:$CR47,0)),0,INDEX('Asset data'!$L47:$CX47,1,MATCH(O$5,'Utilisation profile'!$F47:$CR47,0))),0)","v":0},{"$f":"IF($A47>0,IF(ISNA(MATCH(P$5,'Utilisation profile'!$F47:$CR47,0)),0,INDEX('Asset data'!$L47:$CX47,1,MATCH(P$5,'Utilisation profile'!$F47:$CR47,0))),0)","v":0},{"$f":"IF($A47>0,IF(ISNA(MATCH(Q$5,'Utilisation profile'!$F47:$CR47,0)),0,INDEX('Asset data'!$L47:$CX47,1,MATCH(Q$5,'Utilisation profile'!$F47:$CR47,0))),0)","v":0},{"$f":"IF($A47>0,IF(ISNA(MATCH(R$5,'Utilisation profile'!$F47:$CR47,0)),0,INDEX('Asset data'!$L47:$CX47,1,MATCH(R$5,'Utilisation profile'!$F47:$CR47,0))),0)","v":0},{"$f":"IF($A47>0,IF(ISNA(MATCH(S$5,'Utilisation profile'!$F47:$CR47,0)),0,INDEX('Asset data'!$L47:$CX47,1,MATCH(S$5,'Utilisation profile'!$F47:$CR47,0))),0)","v":0},{"$f":"IF($A47>0,IF(ISNA(MATCH(T$5,'Utilisation profile'!$F47:$CR47,0)),0,INDEX('Asset data'!$L47:$CX47,1,MATCH(T$5,'Utilisation profile'!$F47:$CR47,0))),0)","v":0},{"$f":"IF($A47>0,IF(ISNA(MATCH(U$5,'Utilisation profile'!$F47:$CR47,0)),0,INDEX('Asset data'!$L47:$CX47,1,MATCH(U$5,'Utilisation profile'!$F47:$CR47,0))),0)","v":0},{"$f":"IF($A47>0,IF(ISNA(MATCH(V$5,'Utilisation profile'!$F47:$CR47,0)),0,INDEX('Asset data'!$L47:$CX47,1,MATCH(V$5,'Utilisation profile'!$F47:$CR47,0))),0)","v":0},{"$f":"IF($A47>0,IF(ISNA(MATCH(W$5,'Utilisation profile'!$F47:$CR47,0)),0,INDEX('Asset data'!$L47:$CX47,1,MATCH(W$5,'Utilisation profile'!$F47:$CR47,0))),0)","v":0},{"$f":"IF($A47>0,IF(ISNA(MATCH(X$5,'Utilisation profile'!$F47:$CR47,0)),0,INDEX('Asset data'!$L47:$CX47,1,MATCH(X$5,'Utilisation profile'!$F47:$CR47,0))),0)","v":0},{"$f":"IF($A47>0,IF(ISNA(MATCH(Y$5,'Utilisation profile'!$F47:$CR47,0)),0,INDEX('Asset data'!$L47:$CX47,1,MATCH(Y$5,'Utilisation profile'!$F47:$CR47,0))),0)","v":0},{"$f":"IF($A47>0,IF(ISNA(MATCH(Z$5,'Utilisation profile'!$F47:$CR47,0)),0,INDEX('Asset data'!$L47:$CX47,1,MATCH(Z$5,'Utilisation profile'!$F47:$CR47,0))),0)","v":0},{"$f":"IF($A47>0,IF(ISNA(MATCH(AA$5,'Utilisation profile'!$F47:$CR47,0)),0,INDEX('Asset data'!$L47:$CX47,1,MATCH(AA$5,'Utilisation profile'!$F47:$CR47,0))),0)","v":0},{"$f":"IF($A47>0,IF(ISNA(MATCH(AB$5,'Utilisation profile'!$F47:$CR47,0)),0,INDEX('Asset data'!$L47:$CX47,1,MATCH(AB$5,'Utilisation profile'!$F47:$CR47,0))),0)","v":0},{"$f":"IF($A47>0,IF(ISNA(MATCH(AC$5,'Utilisation profile'!$F47:$CR47,0)),0,INDEX('Asset data'!$L47:$CX47,1,MATCH(AC$5,'Utilisation profile'!$F47:$CR47,0))),0)","v":0},{"$f":"IF($A47>0,IF(ISNA(MATCH(AD$5,'Utilisation profile'!$F47:$CR47,0)),0,INDEX('Asset data'!$L47:$CX47,1,MATCH(AD$5,'Utilisation profile'!$F47:$CR47,0))),0)","v":0},{"$f":"IF($A47>0,IF(ISNA(MATCH(AE$5,'Utilisation profile'!$F47:$CR47,0)),0,INDEX('Asset data'!$L47:$CX47,1,MATCH(AE$5,'Utilisation profile'!$F47:$CR47,0))),0)","v":0},{"$f":"IF($A47>0,IF(ISNA(MATCH(AF$5,'Utilisation profile'!$F47:$CR47,0)),0,INDEX('Asset data'!$L47:$CX47,1,MATCH(AF$5,'Utilisation profile'!$F47:$CR47,0))),0)","v":0},{"$f":"IF($A47>0,IF(ISNA(MATCH(AG$5,'Utilisation profile'!$F47:$CR47,0)),0,INDEX('Asset data'!$L47:$CX47,1,MATCH(AG$5,'Utilisation profile'!$F47:$CR47,0))),0)","v":0},{"$f":"IF($A47>0,IF(ISNA(MATCH(AH$5,'Utilisation profile'!$F47:$CR47,0)),0,INDEX('Asset data'!$L47:$CX47,1,MATCH(AH$5,'Utilisation profile'!$F47:$CR47,0))),0)","v":0},{"$f":"IF($A47>0,IF(ISNA(MATCH(AI$5,'Utilisation profile'!$F47:$CR47,0)),0,INDEX('Asset data'!$L47:$CX47,1,MATCH(AI$5,'Utilisation profile'!$F47:$CR47,0))),0)","v":0},{"$f":"IF($A47>0,IF(ISNA(MATCH(AJ$5,'Utilisation profile'!$F47:$CR47,0)),0,INDEX('Asset data'!$L47:$CX47,1,MATCH(AJ$5,'Utilisation profile'!$F47:$CR47,0))),0)","v":0},{"$f":"IF($A47>0,IF(ISNA(MATCH(AK$5,'Utilisation profile'!$F47:$CR47,0)),0,INDEX('Asset data'!$L47:$CX47,1,MATCH(AK$5,'Utilisation profile'!$F47:$CR47,0))),0)","v":0},{"$f":"IF($A47>0,IF(ISNA(MATCH(AL$5,'Utilisation profile'!$F47:$CR47,0)),0,INDEX('Asset data'!$L47:$CX47,1,MATCH(AL$5,'Utilisation profile'!$F47:$CR47,0))),0)","v":0},{"$f":"IF($A47>0,IF(ISNA(MATCH(AM$5,'Utilisation profile'!$F47:$CR47,0)),0,INDEX('Asset data'!$L47:$CX47,1,MATCH(AM$5,'Utilisation profile'!$F47:$CR47,0))),0)","v":0},{"$f":"IF($A47>0,IF(ISNA(MATCH(AN$5,'Utilisation profile'!$F47:$CR47,0)),0,INDEX('Asset data'!$L47:$CX47,1,MATCH(AN$5,'Utilisation profile'!$F47:$CR47,0))),0)","v":0},{"$f":"IF($A47>0,IF(ISNA(MATCH(AO$5,'Utilisation profile'!$F47:$CR47,0)),0,INDEX('Asset data'!$L47:$CX47,1,MATCH(AO$5,'Utilisation profile'!$F47:$CR47,0))),0)","v":0},{"$f":"IF($A47>0,IF(ISNA(MATCH(AP$5,'Utilisation profile'!$F47:$CR47,0)),0,INDEX('Asset data'!$L47:$CX47,1,MATCH(AP$5,'Utilisation profile'!$F47:$CR47,0))),0)","v":0},{"$f":"IF($A47>0,IF(ISNA(MATCH(AQ$5,'Utilisation profile'!$F47:$CR47,0)),0,INDEX('Asset data'!$L47:$CX47,1,MATCH(AQ$5,'Utilisation profile'!$F47:$CR47,0))),0)","v":0},{"$f":"IF($A47>0,IF(ISNA(MATCH(AR$5,'Utilisation profile'!$F47:$CR47,0)),0,INDEX('Asset data'!$L47:$CX47,1,MATCH(AR$5,'Utilisation profile'!$F47:$CR47,0))),0)","v":0},{"$f":"IF($A47>0,IF(ISNA(MATCH(AS$5,'Utilisation profile'!$F47:$CR47,0)),0,INDEX('Asset data'!$L47:$CX47,1,MATCH(AS$5,'Utilisation profile'!$F47:$CR47,0))),0)","v":0},{"$f":"IF($A47>0,IF(ISNA(MATCH(AT$5,'Utilisation profile'!$F47:$CR47,0)),0,INDEX('Asset data'!$L47:$CX47,1,MATCH(AT$5,'Utilisation profile'!$F47:$CR47,0))),0)","v":0},{"$f":"IF($A47>0,IF(ISNA(MATCH(AU$5,'Utilisation profile'!$F47:$CR47,0)),0,INDEX('Asset data'!$L47:$CX47,1,MATCH(AU$5,'Utilisation profile'!$F47:$CR47,0))),0)","v":0},{"$f":"IF($A47>0,IF(ISNA(MATCH(AV$5,'Utilisation profile'!$F47:$CR47,0)),0,INDEX('Asset data'!$L47:$CX47,1,MATCH(AV$5,'Utilisation profile'!$F47:$CR47,0))),0)","v":0},{"$f":"IF($A47>0,IF(ISNA(MATCH(AW$5,'Utilisation profile'!$F47:$CR47,0)),0,INDEX('Asset data'!$L47:$CX47,1,MATCH(AW$5,'Utilisation profile'!$F47:$CR47,0))),0)","v":0},{"$f":"IF($A47>0,IF(ISNA(MATCH(AX$5,'Utilisation profile'!$F47:$CR47,0)),0,INDEX('Asset data'!$L47:$CX47,1,MATCH(AX$5,'Utilisation profile'!$F47:$CR47,0))),0)","v":0},{"$f":"IF($A47>0,IF(ISNA(MATCH(AY$5,'Utilisation profile'!$F47:$CR47,0)),0,INDEX('Asset data'!$L47:$CX47,1,MATCH(AY$5,'Utilisation profile'!$F47:$CR47,0))),0)","v":0},{"$f":"IF($A47>0,IF(ISNA(MATCH(AZ$5,'Utilisation profile'!$F47:$CR47,0)),0,INDEX('Asset data'!$L47:$CX47,1,MATCH(AZ$5,'Utilisation profile'!$F47:$CR47,0))),0)","v":0},{"$f":"IF($A47>0,IF(ISNA(MATCH(BA$5,'Utilisation profile'!$F47:$CR47,0)),0,INDEX('Asset data'!$L47:$CX47,1,MATCH(BA$5,'Utilisation profile'!$F47:$CR47,0))),0)","v":0},{"$f":"IF($A47>0,IF(ISNA(MATCH(BB$5,'Utilisation profile'!$F47:$CR47,0)),0,INDEX('Asset data'!$L47:$CX47,1,MATCH(BB$5,'Utilisation profile'!$F47:$CR47,0))),0)","v":0},{"$f":"IF($A47>0,IF(ISNA(MATCH(BC$5,'Utilisation profile'!$F47:$CR47,0)),0,INDEX('Asset data'!$L47:$CX47,1,MATCH(BC$5,'Utilisation profile'!$F47:$CR47,0))),0)","v":0},{"$f":"IF($A47>0,IF(ISNA(MATCH(BD$5,'Utilisation profile'!$F47:$CR47,0)),0,INDEX('Asset data'!$L47:$CX47,1,MATCH(BD$5,'Utilisation profile'!$F47:$CR47,0))),0)","v":0},{"$f":"IF($A47>0,IF(ISNA(MATCH(BE$5,'Utilisation profile'!$F47:$CR47,0)),0,INDEX('Asset data'!$L47:$CX47,1,MATCH(BE$5,'Utilisation profile'!$F47:$CR47,0))),0)","v":0},{"$f":"IF($A47>0,IF(ISNA(MATCH(BF$5,'Utilisation profile'!$F47:$CR47,0)),0,INDEX('Asset data'!$L47:$CX47,1,MATCH(BF$5,'Utilisation profile'!$F47:$CR47,0))),0)","v":0},{"$f":"IF($A47>0,IF(ISNA(MATCH(BG$5,'Utilisation profile'!$F47:$CR47,0)),0,INDEX('Asset data'!$L47:$CX47,1,MATCH(BG$5,'Utilisation profile'!$F47:$CR47,0))),0)","v":0},{"$f":"IF($A47>0,IF(ISNA(MATCH(BH$5,'Utilisation profile'!$F47:$CR47,0)),0,INDEX('Asset data'!$L47:$CX47,1,MATCH(BH$5,'Utilisation profile'!$F47:$CR47,0))),0)","v":0},{"$f":"IF($A47>0,IF(ISNA(MATCH(BI$5,'Utilisation profile'!$F47:$CR47,0)),0,INDEX('Asset data'!$L47:$CX47,1,MATCH(BI$5,'Utilisation profile'!$F47:$CR47,0))),0)","v":0},{"$f":"IF($A47>0,IF(ISNA(MATCH(BJ$5,'Utilisation profile'!$F47:$CR47,0)),0,INDEX('Asset data'!$L47:$CX47,1,MATCH(BJ$5,'Utilisation profile'!$F47:$CR47,0))),0)","v":0},{"$f":"IF($A47>0,IF(ISNA(MATCH(BK$5,'Utilisation profile'!$F47:$CR47,0)),0,INDEX('Asset data'!$L47:$CX47,1,MATCH(BK$5,'Utilisation profile'!$F47:$CR47,0))),0)","v":0},{"$f":"IF($A47>0,IF(ISNA(MATCH(BL$5,'Utilisation profile'!$F47:$CR47,0)),0,INDEX('Asset data'!$L47:$CX47,1,MATCH(BL$5,'Utilisation profile'!$F47:$CR47,0))),0)","v":0},{"$f":"IF($A47>0,IF(ISNA(MATCH(BM$5,'Utilisation profile'!$F47:$CR47,0)),0,INDEX('Asset data'!$L47:$CX47,1,MATCH(BM$5,'Utilisation profile'!$F47:$CR47,0))),0)","v":0},{"$f":"IF($A47>0,IF(ISNA(MATCH(BN$5,'Utilisation profile'!$F47:$CR47,0)),0,INDEX('Asset data'!$L47:$CX47,1,MATCH(BN$5,'Utilisation profile'!$F47:$CR47,0))),0)","v":0},{"$f":"IF($A47>0,IF(ISNA(MATCH(BO$5,'Utilisation profile'!$F47:$CR47,0)),0,INDEX('Asset data'!$L47:$CX47,1,MATCH(BO$5,'Utilisation profile'!$F47:$CR47,0))),0)","v":0},{"$f":"IF($A47>0,IF(ISNA(MATCH(BP$5,'Utilisation profile'!$F47:$CR47,0)),0,INDEX('Asset data'!$L47:$CX47,1,MATCH(BP$5,'Utilisation profile'!$F47:$CR47,0))),0)","v":0},{"$f":"IF($A47>0,IF(ISNA(MATCH(BQ$5,'Utilisation profile'!$F47:$CR47,0)),0,INDEX('Asset data'!$L47:$CX47,1,MATCH(BQ$5,'Utilisation profile'!$F47:$CR47,0))),0)","v":0},{"$f":"IF($A47>0,IF(ISNA(MATCH(BR$5,'Utilisation profile'!$F47:$CR47,0)),0,INDEX('Asset data'!$L47:$CX47,1,MATCH(BR$5,'Utilisation profile'!$F47:$CR47,0))),0)","v":0},{"$f":"IF($A47>0,IF(ISNA(MATCH(BS$5,'Utilisation profile'!$F47:$CR47,0)),0,INDEX('Asset data'!$L47:$CX47,1,MATCH(BS$5,'Utilisation profile'!$F47:$CR47,0))),0)","v":0},{"$f":"IF($A47>0,IF(ISNA(MATCH(BT$5,'Utilisation profile'!$F47:$CR47,0)),0,INDEX('Asset data'!$L47:$CX47,1,MATCH(BT$5,'Utilisation profile'!$F47:$CR47,0))),0)","v":0},{"$f":"IF($A47>0,IF(ISNA(MATCH(BU$5,'Utilisation profile'!$F47:$CR47,0)),0,INDEX('Asset data'!$L47:$CX47,1,MATCH(BU$5,'Utilisation profile'!$F47:$CR47,0))),0)","v":0},{"$f":"IF($A47>0,IF(ISNA(MATCH(BV$5,'Utilisation profile'!$F47:$CR47,0)),0,INDEX('Asset data'!$L47:$CX47,1,MATCH(BV$5,'Utilisation profile'!$F47:$CR47,0))),0)","v":0},{"$f":"IF($A47>0,IF(ISNA(MATCH(BW$5,'Utilisation profile'!$F47:$CR47,0)),0,INDEX('Asset data'!$L47:$CX47,1,MATCH(BW$5,'Utilisation profile'!$F47:$CR47,0))),0)","v":0},{"$f":"IF($A47>0,IF(ISNA(MATCH(BX$5,'Utilisation profile'!$F47:$CR47,0)),0,INDEX('Asset data'!$L47:$CX47,1,MATCH(BX$5,'Utilisation profile'!$F47:$CR47,0))),0)","v":0},{"$f":"IF($A47>0,IF(ISNA(MATCH(BY$5,'Utilisation profile'!$F47:$CR47,0)),0,INDEX('Asset data'!$L47:$CX47,1,MATCH(BY$5,'Utilisation profile'!$F47:$CR47,0))),0)","v":0},{"$f":"IF($A47>0,IF(ISNA(MATCH(BZ$5,'Utilisation profile'!$F47:$CR47,0)),0,INDEX('Asset data'!$L47:$CX47,1,MATCH(BZ$5,'Utilisation profile'!$F47:$CR47,0))),0)","v":0},{"$f":"IF($A47>0,IF(ISNA(MATCH(CA$5,'Utilisation profile'!$F47:$CR47,0)),0,INDEX('Asset data'!$L47:$CX47,1,MATCH(CA$5,'Utilisation profile'!$F47:$CR47,0))),0)","v":0},{"$f":"IF($A47>0,IF(ISNA(MATCH(CB$5,'Utilisation profile'!$F47:$CR47,0)),0,INDEX('Asset data'!$L47:$CX47,1,MATCH(CB$5,'Utilisation profile'!$F47:$CR47,0))),0)","v":0},{"$f":"IF($A47>0,IF(ISNA(MATCH(CC$5,'Utilisation profile'!$F47:$CR47,0)),0,INDEX('Asset data'!$L47:$CX47,1,MATCH(CC$5,'Utilisation profile'!$F47:$CR47,0))),0)","v":0},{"$f":"IF($A47>0,IF(ISNA(MATCH(CD$5,'Utilisation profile'!$F47:$CR47,0)),0,INDEX('Asset data'!$L47:$CX47,1,MATCH(CD$5,'Utilisation profile'!$F47:$CR47,0))),0)","v":0},{"$f":"IF($A47>0,IF(ISNA(MATCH(CE$5,'Utilisation profile'!$F47:$CR47,0)),0,INDEX('Asset data'!$L47:$CX47,1,MATCH(CE$5,'Utilisation profile'!$F47:$CR47,0))),0)","v":0},{"$f":"IF($A47>0,IF(ISNA(MATCH(CF$5,'Utilisation profile'!$F47:$CR47,0)),0,INDEX('Asset data'!$L47:$CX47,1,MATCH(CF$5,'Utilisation profile'!$F47:$CR47,0))),0)","v":0},{"$f":"IF($A47>0,IF(ISNA(MATCH(CG$5,'Utilisation profile'!$F47:$CR47,0)),0,INDEX('Asset data'!$L47:$CX47,1,MATCH(CG$5,'Utilisation profile'!$F47:$CR47,0))),0)","v":0},{"$f":"IF($A47>0,IF(ISNA(MATCH(CH$5,'Utilisation profile'!$F47:$CR47,0)),0,INDEX('Asset data'!$L47:$CX47,1,MATCH(CH$5,'Utilisation profile'!$F47:$CR47,0))),0)","v":0},{"$f":"IF($A47>0,IF(ISNA(MATCH(CI$5,'Utilisation profile'!$F47:$CR47,0)),0,INDEX('Asset data'!$L47:$CX47,1,MATCH(CI$5,'Utilisation profile'!$F47:$CR47,0))),0)","v":0},{"$f":"IF($A47>0,IF(ISNA(MATCH(CJ$5,'Utilisation profile'!$F47:$CR47,0)),0,INDEX('Asset data'!$L47:$CX47,1,MATCH(CJ$5,'Utilisation profile'!$F47:$CR47,0))),0)","v":0},{"$f":"IF($A47>0,IF(ISNA(MATCH(CK$5,'Utilisation profile'!$F47:$CR47,0)),0,INDEX('Asset data'!$L47:$CX47,1,MATCH(CK$5,'Utilisation profile'!$F47:$CR47,0))),0)","v":0},{"$f":"IF($A47>0,IF(ISNA(MATCH(CL$5,'Utilisation profile'!$F47:$CR47,0)),0,INDEX('Asset data'!$L47:$CX47,1,MATCH(CL$5,'Utilisation profile'!$F47:$CR47,0))),0)","v":0},{"$f":"IF($A47>0,IF(ISNA(MATCH(CM$5,'Utilisation profile'!$F47:$CR47,0)),0,INDEX('Asset data'!$L47:$CX47,1,MATCH(CM$5,'Utilisation profile'!$F47:$CR47,0))),0)","v":0},{"$f":"IF($A47>0,IF(ISNA(MATCH(CN$5,'Utilisation profile'!$F47:$CR47,0)),0,INDEX('Asset data'!$L47:$CX47,1,MATCH(CN$5,'Utilisation profile'!$F47:$CR47,0))),0)","v":0},{"$f":"IF($A47>0,IF(ISNA(MATCH(CO$5,'Utilisation profile'!$F47:$CR47,0)),0,INDEX('Asset data'!$L47:$CX47,1,MATCH(CO$5,'Utilisation profile'!$F47:$CR47,0))),0)","v":0},{"$f":"IF($A47>0,IF(ISNA(MATCH(CP$5,'Utilisation profile'!$F47:$CR47,0)),0,INDEX('Asset data'!$L47:$CX47,1,MATCH(CP$5,'Utilisation profile'!$F47:$CR47,0))),0)","v":0},{"$f":"IF($A47>0,IF(ISNA(MATCH(CQ$5,'Utilisation profile'!$F47:$CR47,0)),0,INDEX('Asset data'!$L47:$CX47,1,MATCH(CQ$5,'Utilisation profile'!$F47:$CR47,0))),0)","v":0},{"$f":"IF($A47>0,IF(ISNA(MATCH(CR$5,'Utilisation profile'!$F47:$CR47,0)),0,INDEX('Asset data'!$L47:$CX47,1,MATCH(CR$5,'Utilisation profile'!$F47:$CR47,0))),0)","v":0},{"$f":"IF($A47>0,IF(ISNA(MATCH(CS$5,'Utilisation profile'!$F47:$CR47,0)),0,INDEX('Asset data'!$L47:$CX47,1,MATCH(CS$5,'Utilisation profile'!$F47:$CR47,0))),0)","v":0},{"$f":"IF($A47>0,IF(ISNA(MATCH(CT$5,'Utilisation profile'!$F47:$CR47,0)),0,INDEX('Asset data'!$L47:$CX47,1,MATCH(CT$5,'Utilisation profile'!$F47:$CR47,0))),0)","v":0},{"$f":"IF($A47>0,IF(ISNA(MATCH(CU$5,'Utilisation profile'!$F47:$CR47,0)),0,INDEX('Asset data'!$L47:$CX47,1,MATCH(CU$5,'Utilisation profile'!$F47:$CR47,0))),0)","v":0},{"$f":"IF($A47>0,IF(ISNA(MATCH(CV$5,'Utilisation profile'!$F47:$CR47,0)),0,INDEX('Asset data'!$L47:$CX47,1,MATCH(CV$5,'Utilisation profile'!$F47:$CR47,0))),0)","v":0},{"$f":"IF($A47>0,IF(ISNA(MATCH(CW$5,'Utilisation profile'!$F47:$CR47,0)),0,INDEX('Asset data'!$L47:$CX47,1,MATCH(CW$5,'Utilisation profile'!$F47:$CR47,0))),0)","v":0},{"$f":"IF($A47>0,IF(ISNA(MATCH(CX$5,'Utilisation profile'!$F47:$CR47,0)),0,INDEX('Asset data'!$L47:$CX47,1,MATCH(CX$5,'Utilisation profile'!$F47:$CR47,0))),0)","v":0},{"$f":"IF($A47>0,IF(ISNA(MATCH(CY$5,'Utilisation profile'!$F47:$CR47,0)),0,INDEX('Asset data'!$L47:$CX47,1,MATCH(CY$5,'Utilisation profile'!$F47:$CR47,0))),0)","v":0},{"$f":"IF($A47>0,IF(ISNA(MATCH(CZ$5,'Utilisation profile'!$F47:$CR47,0)),0,INDEX('Asset data'!$L47:$CX47,1,MATCH(CZ$5,'Utilisation profile'!$F47:$CR47,0))),0)","v":0},{"$f":"IF($A47>0,IF(ISNA(MATCH(DA$5,'Utilisation profile'!$F47:$CR47,0)),0,INDEX('Asset data'!$L47:$CX47,1,MATCH(DA$5,'Utilisation profile'!$F47:$CR47,0))),0)","v":0},{"$f":"IF($A47>0,IF(ISNA(MATCH(DB$5,'Utilisation profile'!$F47:$CR47,0)),0,INDEX('Asset data'!$L47:$CX47,1,MATCH(DB$5,'Utilisation profile'!$F47:$CR47,0))),0)","v":0},{"$f":"IF($A47>0,IF(ISNA(MATCH(DC$5,'Utilisation profile'!$F47:$CR47,0)),0,INDEX('Asset data'!$L47:$CX47,1,MATCH(DC$5,'Utilisation profile'!$F47:$CR47,0))),0)","v":0},{"$f":"IF($A47>0,IF(ISNA(MATCH(DD$5,'Utilisation profile'!$F47:$CR47,0)),0,INDEX('Asset data'!$L47:$CX47,1,MATCH(DD$5,'Utilisation profile'!$F47:$CR47,0))),0)","v":0},{"$f":"IF($A47>0,IF(ISNA(MATCH(DE$5,'Utilisation profile'!$F47:$CR47,0)),0,INDEX('Asset data'!$L47:$CX47,1,MATCH(DE$5,'Utilisation profile'!$F47:$CR47,0))),0)","v":0},{"$f":"IF($A47>0,IF(ISNA(MATCH(DF$5,'Utilisation profile'!$F47:$CR47,0)),0,INDEX('Asset data'!$L47:$CX47,1,MATCH(DF$5,'Utilisation profile'!$F47:$CR47,0))),0)","v":0},{"$f":"IF($A47>0,IF(ISNA(MATCH(DG$5,'Utilisation profile'!$F47:$CR47,0)),0,INDEX('Asset data'!$L47:$CX47,1,MATCH(DG$5,'Utilisation profile'!$F47:$CR47,0))),0)","v":0},{"$f":"IF($A47>0,IF(ISNA(MATCH(DH$5,'Utilisation profile'!$F47:$CR47,0)),0,INDEX('Asset data'!$L47:$CX47,1,MATCH(DH$5,'Utilisation profile'!$F47:$CR47,0))),0)","v":0},{"$f":"IF($A47>0,IF(ISNA(MATCH(DI$5,'Utilisation profile'!$F47:$CR47,0)),0,INDEX('Asset data'!$L47:$CX47,1,MATCH(DI$5,'Utilisation profile'!$F47:$CR47,0))),0)","v":0},{"$f":"IF($A47>0,IF(ISNA(MATCH(DJ$5,'Utilisation profile'!$F47:$CR47,0)),0,INDEX('Asset data'!$L47:$CX47,1,MATCH(DJ$5,'Utilisation profile'!$F47:$CR47,0))),0)","v":0},{"$f":"IF($A47>0,IF(ISNA(MATCH(DK$5,'Utilisation profile'!$F47:$CR47,0)),0,INDEX('Asset data'!$L47:$CX47,1,MATCH(DK$5,'Utilisation profile'!$F47:$CR47,0))),0)","v":0},{"$f":"IF($A47>0,IF(ISNA(MATCH(DL$5,'Utilisation profile'!$F47:$CR47,0)),0,INDEX('Asset data'!$L47:$CX47,1,MATCH(DL$5,'Utilisation profile'!$F47:$CR47,0))),0)","v":0},{"$f":"IF($A47>0,IF(ISNA(MATCH(DM$5,'Utilisation profile'!$F47:$CR47,0)),0,INDEX('Asset data'!$L47:$CX47,1,MATCH(DM$5,'Utilisation profile'!$F47:$CR47,0))),0)","v":0},{"$f":"IF($A47>0,IF(ISNA(MATCH(DN$5,'Utilisation profile'!$F47:$CR47,0)),0,INDEX('Asset data'!$L47:$CX47,1,MATCH(DN$5,'Utilisation profile'!$F47:$CR47,0))),0)","v":0},{"$f":"IF($A47>0,IF(ISNA(MATCH(DO$5,'Utilisation profile'!$F47:$CR47,0)),0,INDEX('Asset data'!$L47:$CX47,1,MATCH(DO$5,'Utilisation profile'!$F47:$CR47,0))),0)","v":0},{"$f":"IF($A47>0,IF(ISNA(MATCH(DP$5,'Utilisation profile'!$F47:$CR47,0)),0,INDEX('Asset data'!$L47:$CX47,1,MATCH(DP$5,'Utilisation profile'!$F47:$CR47,0))),0)","v":0},{"$f":"IF($A47>0,IF(ISNA(MATCH(DQ$5,'Utilisation profile'!$F47:$CR47,0)),0,INDEX('Asset data'!$L47:$CX47,1,MATCH(DQ$5,'Utilisation profile'!$F47:$CR47,0))),0)","v":0},{"$f":"IF($A47>0,IF(ISNA(MATCH(DR$5,'Utilisation profile'!$F47:$CR47,0)),0,INDEX('Asset data'!$L47:$CX47,1,MATCH(DR$5,'Utilisation profile'!$F47:$CR47,0))),0)","v":0},{"$f":"IF($A47>0,IF(ISNA(MATCH(DS$5,'Utilisation profile'!$F47:$CR47,0)),0,INDEX('Asset data'!$L47:$CX47,1,MATCH(DS$5,'Utilisation profile'!$F47:$CR47,0))),0)","v":0},{"$f":"IF($A47>0,IF(ISNA(MATCH(DT$5,'Utilisation profile'!$F47:$CR47,0)),0,INDEX('Asset data'!$L47:$CX47,1,MATCH(DT$5,'Utilisation profile'!$F47:$CR47,0))),0)","v":0},{"$f":"IF($A47>0,IF(ISNA(MATCH(DU$5,'Utilisation profile'!$F47:$CR47,0)),0,INDEX('Asset data'!$L47:$CX47,1,MATCH(DU$5,'Utilisation profile'!$F47:$CR47,0))),0)","v":0},{"$f":"IF($A47>0,IF(ISNA(MATCH(DV$5,'Utilisation profile'!$F47:$CR47,0)),0,INDEX('Asset data'!$L47:$CX47,1,MATCH(DV$5,'Utilisation profile'!$F47:$CR47,0))),0)","v":0},{"$f":"IF($A47>0,IF(ISNA(MATCH(DW$5,'Utilisation profile'!$F47:$CR47,0)),0,INDEX('Asset data'!$L47:$CX47,1,MATCH(DW$5,'Utilisation profile'!$F47:$CR47,0))),0)","v":0},{"$f":"IF($A47>0,IF(ISNA(MATCH(DX$5,'Utilisation profile'!$F47:$CR47,0)),0,INDEX('Asset data'!$L47:$CX47,1,MATCH(DX$5,'Utilisation profile'!$F47:$CR47,0))),0)","v":0},{"$f":"IF($A47>0,IF(ISNA(MATCH(DY$5,'Utilisation profile'!$F47:$CR47,0)),0,INDEX('Asset data'!$L47:$CX47,1,MATCH(DY$5,'Utilisation profile'!$F47:$CR47,0))),0)","v":0},{"$f":"IF($A47>0,IF(ISNA(MATCH(DZ$5,'Utilisation profile'!$F47:$CR47,0)),0,INDEX('Asset data'!$L47:$CX47,1,MATCH(DZ$5,'Utilisation profile'!$F47:$CR47,0))),0)","v":0},{"$f":"IF($A47>0,IF(ISNA(MATCH(EA$5,'Utilisation profile'!$F47:$CR47,0)),0,INDEX('Asset data'!$L47:$CX47,1,MATCH(EA$5,'Utilisation profile'!$F47:$CR47,0))),0)","v":0},{"$f":"IF($A47>0,IF(ISNA(MATCH(EB$5,'Utilisation profile'!$F47:$CR47,0)),0,INDEX('Asset data'!$L47:$CX47,1,MATCH(EB$5,'Utilisation profile'!$F47:$CR47,0))),0)","v":0},{"$f":"IF($A47>0,IF(ISNA(MATCH(EC$5,'Utilisation profile'!$F47:$CR47,0)),0,INDEX('Asset data'!$L47:$CX47,1,MATCH(EC$5,'Utilisation profile'!$F47:$CR47,0))),0)","v":0},{"$f":"IF($A47>0,IF(ISNA(MATCH(ED$5,'Utilisation profile'!$F47:$CR47,0)),0,INDEX('Asset data'!$L47:$CX47,1,MATCH(ED$5,'Utilisation profile'!$F47:$CR47,0))),0)","v":0},{"$f":"IF($A47>0,IF(ISNA(MATCH(EE$5,'Utilisation profile'!$F47:$CR47,0)),0,INDEX('Asset data'!$L47:$CX47,1,MATCH(EE$5,'Utilisation profile'!$F47:$CR47,0))),0)","v":0},{"$f":"IF($A47>0,IF(ISNA(MATCH(EF$5,'Utilisation profile'!$F47:$CR47,0)),0,INDEX('Asset data'!$L47:$CX47,1,MATCH(EF$5,'Utilisation profile'!$F47:$CR47,0))),0)","v":0},{"$f":"IF($A47>0,IF(ISNA(MATCH(EG$5,'Utilisation profile'!$F47:$CR47,0)),0,INDEX('Asset data'!$L47:$CX47,1,MATCH(EG$5,'Utilisation profile'!$F47:$CR47,0))),0)","v":0},{"$f":"IF($A47>0,IF(ISNA(MATCH(EH$5,'Utilisation profile'!$F47:$CR47,0)),0,INDEX('Asset data'!$L47:$CX47,1,MATCH(EH$5,'Utilisation profile'!$F47:$CR47,0))),0)","v":0},{"$f":"IF($A47>0,IF(ISNA(MATCH(EI$5,'Utilisation profile'!$F47:$CR47,0)),0,INDEX('Asset data'!$L47:$CX47,1,MATCH(EI$5,'Utilisation profile'!$F47:$CR47,0))),0)","v":0},{"$f":"IF($A47>0,IF(ISNA(MATCH(EJ$5,'Utilisation profile'!$F47:$CR47,0)),0,INDEX('Asset data'!$L47:$CX47,1,MATCH(EJ$5,'Utilisation profile'!$F47:$CR47,0))),0)","v":0},{"$f":"IF($A47>0,IF(ISNA(MATCH(EK$5,'Utilisation profile'!$F47:$CR47,0)),0,INDEX('Asset data'!$L47:$CX47,1,MATCH(EK$5,'Utilisation profile'!$F47:$CR47,0))),0)","v":0},{"$f":"IF($A47>0,IF(ISNA(MATCH(EL$5,'Utilisation profile'!$F47:$CR47,0)),0,INDEX('Asset data'!$L47:$CX47,1,MATCH(EL$5,'Utilisation profile'!$F47:$CR47,0))),0)","v":0},{"$f":"IF($A47>0,IF(ISNA(MATCH(EM$5,'Utilisation profile'!$F47:$CR47,0)),0,INDEX('Asset data'!$L47:$CX47,1,MATCH(EM$5,'Utilisation profile'!$F47:$CR47,0))),0)","v":0},{"$f":"IF($A47>0,IF(ISNA(MATCH(EN$5,'Utilisation profile'!$F47:$CR47,0)),0,INDEX('Asset data'!$L47:$CX47,1,MATCH(EN$5,'Utilisation profile'!$F47:$CR47,0))),0)","v":0},{"$f":"IF($A47>0,IF(ISNA(MATCH(EO$5,'Utilisation profile'!$F47:$CR47,0)),0,INDEX('Asset data'!$L47:$CX47,1,MATCH(EO$5,'Utilisation profile'!$F47:$CR47,0))),0)","v":0},{"$f":"IF($A47>0,IF(ISNA(MATCH(EP$5,'Utilisation profile'!$F47:$CR47,0)),0,INDEX('Asset data'!$L47:$CX47,1,MATCH(EP$5,'Utilisation profile'!$F47:$CR47,0))),0)","v":0},{"$f":"IF($A47>0,IF(ISNA(MATCH(EQ$5,'Utilisation profile'!$F47:$CR47,0)),0,INDEX('Asset data'!$L47:$CX47,1,MATCH(EQ$5,'Utilisation profile'!$F47:$CR47,0))),0)","v":0},{"$f":"IF($A47>0,IF(ISNA(MATCH(ER$5,'Utilisation profile'!$F47:$CR47,0)),0,INDEX('Asset data'!$L47:$CX47,1,MATCH(ER$5,'Utilisation profile'!$F47:$CR47,0))),0)","v":0},{"$f":"IF($A47>0,IF(ISNA(MATCH(ES$5,'Utilisation profile'!$F47:$CR47,0)),0,INDEX('Asset data'!$L47:$CX47,1,MATCH(ES$5,'Utilisation profile'!$F47:$CR47,0))),0)","v":0},{"$f":"IF($A47>0,IF(ISNA(MATCH(ET$5,'Utilisation profile'!$F47:$CR47,0)),0,INDEX('Asset data'!$L47:$CX47,1,MATCH(ET$5,'Utilisation profile'!$F47:$CR47,0))),0)","v":0},{"$f":"IF($A47>0,IF(ISNA(MATCH(EU$5,'Utilisation profile'!$F47:$CR47,0)),0,INDEX('Asset data'!$L47:$CX47,1,MATCH(EU$5,'Utilisation profile'!$F47:$CR47,0))),0)","v":0},{"$f":"IF($A47>0,IF(ISNA(MATCH(EV$5,'Utilisation profile'!$F47:$CR47,0)),0,INDEX('Asset data'!$L47:$CX47,1,MATCH(EV$5,'Utilisation profile'!$F47:$CR47,0))),0)","v":0},{"$f":"IF($A47>0,IF(ISNA(MATCH(EW$5,'Utilisation profile'!$F47:$CR47,0)),0,INDEX('Asset data'!$L47:$CX47,1,MATCH(EW$5,'Utilisation profile'!$F47:$CR47,0))),0)","v":0},{"$f":"IF($A47>0,IF(ISNA(MATCH(EX$5,'Utilisation profile'!$F47:$CR47,0)),0,INDEX('Asset data'!$L47:$CX47,1,MATCH(EX$5,'Utilisation profile'!$F47:$CR47,0))),0)","v":0},{"$f":"IF($A47>0,IF(ISNA(MATCH(EY$5,'Utilisation profile'!$F47:$CR47,0)),0,INDEX('Asset data'!$L47:$CX47,1,MATCH(EY$5,'Utilisation profile'!$F47:$CR47,0))),0)","v":0},{"$f":"IF($A47>0,IF(ISNA(MATCH(EZ$5,'Utilisation profile'!$F47:$CR47,0)),0,INDEX('Asset data'!$L47:$CX47,1,MATCH(EZ$5,'Utilisation profile'!$F47:$CR47,0))),0)","v":0},{"$f":"IF($A47>0,IF(ISNA(MATCH(FA$5,'Utilisation profile'!$F47:$CR47,0)),0,INDEX('Asset data'!$L47:$CX47,1,MATCH(FA$5,'Utilisation profile'!$F47:$CR47,0))),0)","v":0}]
[{"$f":"'Asset data'!A48","v":0},{"$f":"'Asset data'!B48","v":0},{"$f":"'Asset data'!C48","v":0},{"$f":"'Asset data'!E48","v":0},{"$f":"'Asset data'!I48","v":0},{"$f":"IF($A48>0,'Utilisation profile'!CU48,0)","v":0},{"$f":"IF($A48>0,IF(ISNA(MATCH(G$5,'Utilisation profile'!$F48:$CR48,0)),0,INDEX('Asset data'!$L48:$CX48,1,MATCH(G$5,'Utilisation profile'!$F48:$CR48,0))),0)","v":0},{"$f":"IF($A48>0,IF(ISNA(MATCH(H$5,'Utilisation profile'!$F48:$CR48,0)),0,INDEX('Asset data'!$L48:$CX48,1,MATCH(H$5,'Utilisation profile'!$F48:$CR48,0))),0)","v":0},{"$f":"IF($A48>0,IF(ISNA(MATCH(I$5,'Utilisation profile'!$F48:$CR48,0)),0,INDEX('Asset data'!$L48:$CX48,1,MATCH(I$5,'Utilisation profile'!$F48:$CR48,0))),0)","v":0},{"$f":"IF($A48>0,IF(ISNA(MATCH(J$5,'Utilisation profile'!$F48:$CR48,0)),0,INDEX('Asset data'!$L48:$CX48,1,MATCH(J$5,'Utilisation profile'!$F48:$CR48,0))),0)","v":0},{"$f":"IF($A48>0,IF(ISNA(MATCH(K$5,'Utilisation profile'!$F48:$CR48,0)),0,INDEX('Asset data'!$L48:$CX48,1,MATCH(K$5,'Utilisation profile'!$F48:$CR48,0))),0)","v":0},{"$f":"IF($A48>0,IF(ISNA(MATCH(L$5,'Utilisation profile'!$F48:$CR48,0)),0,INDEX('Asset data'!$L48:$CX48,1,MATCH(L$5,'Utilisation profile'!$F48:$CR48,0))),0)","v":0},{"$f":"IF($A48>0,IF(ISNA(MATCH(M$5,'Utilisation profile'!$F48:$CR48,0)),0,INDEX('Asset data'!$L48:$CX48,1,MATCH(M$5,'Utilisation profile'!$F48:$CR48,0))),0)","v":0},{"$f":"IF($A48>0,IF(ISNA(MATCH(N$5,'Utilisation profile'!$F48:$CR48,0)),0,INDEX('Asset data'!$L48:$CX48,1,MATCH(N$5,'Utilisation profile'!$F48:$CR48,0))),0)","v":0},{"$f":"IF($A48>0,IF(ISNA(MATCH(O$5,'Utilisation profile'!$F48:$CR48,0)),0,INDEX('Asset data'!$L48:$CX48,1,MATCH(O$5,'Utilisation profile'!$F48:$CR48,0))),0)","v":0},{"$f":"IF($A48>0,IF(ISNA(MATCH(P$5,'Utilisation profile'!$F48:$CR48,0)),0,INDEX('Asset data'!$L48:$CX48,1,MATCH(P$5,'Utilisation profile'!$F48:$CR48,0))),0)","v":0},{"$f":"IF($A48>0,IF(ISNA(MATCH(Q$5,'Utilisation profile'!$F48:$CR48,0)),0,INDEX('Asset data'!$L48:$CX48,1,MATCH(Q$5,'Utilisation profile'!$F48:$CR48,0))),0)","v":0},{"$f":"IF($A48>0,IF(ISNA(MATCH(R$5,'Utilisation profile'!$F48:$CR48,0)),0,INDEX('Asset data'!$L48:$CX48,1,MATCH(R$5,'Utilisation profile'!$F48:$CR48,0))),0)","v":0},{"$f":"IF($A48>0,IF(ISNA(MATCH(S$5,'Utilisation profile'!$F48:$CR48,0)),0,INDEX('Asset data'!$L48:$CX48,1,MATCH(S$5,'Utilisation profile'!$F48:$CR48,0))),0)","v":0},{"$f":"IF($A48>0,IF(ISNA(MATCH(T$5,'Utilisation profile'!$F48:$CR48,0)),0,INDEX('Asset data'!$L48:$CX48,1,MATCH(T$5,'Utilisation profile'!$F48:$CR48,0))),0)","v":0},{"$f":"IF($A48>0,IF(ISNA(MATCH(U$5,'Utilisation profile'!$F48:$CR48,0)),0,INDEX('Asset data'!$L48:$CX48,1,MATCH(U$5,'Utilisation profile'!$F48:$CR48,0))),0)","v":0},{"$f":"IF($A48>0,IF(ISNA(MATCH(V$5,'Utilisation profile'!$F48:$CR48,0)),0,INDEX('Asset data'!$L48:$CX48,1,MATCH(V$5,'Utilisation profile'!$F48:$CR48,0))),0)","v":0},{"$f":"IF($A48>0,IF(ISNA(MATCH(W$5,'Utilisation profile'!$F48:$CR48,0)),0,INDEX('Asset data'!$L48:$CX48,1,MATCH(W$5,'Utilisation profile'!$F48:$CR48,0))),0)","v":0},{"$f":"IF($A48>0,IF(ISNA(MATCH(X$5,'Utilisation profile'!$F48:$CR48,0)),0,INDEX('Asset data'!$L48:$CX48,1,MATCH(X$5,'Utilisation profile'!$F48:$CR48,0))),0)","v":0},{"$f":"IF($A48>0,IF(ISNA(MATCH(Y$5,'Utilisation profile'!$F48:$CR48,0)),0,INDEX('Asset data'!$L48:$CX48,1,MATCH(Y$5,'Utilisation profile'!$F48:$CR48,0))),0)","v":0},{"$f":"IF($A48>0,IF(ISNA(MATCH(Z$5,'Utilisation profile'!$F48:$CR48,0)),0,INDEX('Asset data'!$L48:$CX48,1,MATCH(Z$5,'Utilisation profile'!$F48:$CR48,0))),0)","v":0},{"$f":"IF($A48>0,IF(ISNA(MATCH(AA$5,'Utilisation profile'!$F48:$CR48,0)),0,INDEX('Asset data'!$L48:$CX48,1,MATCH(AA$5,'Utilisation profile'!$F48:$CR48,0))),0)","v":0},{"$f":"IF($A48>0,IF(ISNA(MATCH(AB$5,'Utilisation profile'!$F48:$CR48,0)),0,INDEX('Asset data'!$L48:$CX48,1,MATCH(AB$5,'Utilisation profile'!$F48:$CR48,0))),0)","v":0},{"$f":"IF($A48>0,IF(ISNA(MATCH(AC$5,'Utilisation profile'!$F48:$CR48,0)),0,INDEX('Asset data'!$L48:$CX48,1,MATCH(AC$5,'Utilisation profile'!$F48:$CR48,0))),0)","v":0},{"$f":"IF($A48>0,IF(ISNA(MATCH(AD$5,'Utilisation profile'!$F48:$CR48,0)),0,INDEX('Asset data'!$L48:$CX48,1,MATCH(AD$5,'Utilisation profile'!$F48:$CR48,0))),0)","v":0},{"$f":"IF($A48>0,IF(ISNA(MATCH(AE$5,'Utilisation profile'!$F48:$CR48,0)),0,INDEX('Asset data'!$L48:$CX48,1,MATCH(AE$5,'Utilisation profile'!$F48:$CR48,0))),0)","v":0},{"$f":"IF($A48>0,IF(ISNA(MATCH(AF$5,'Utilisation profile'!$F48:$CR48,0)),0,INDEX('Asset data'!$L48:$CX48,1,MATCH(AF$5,'Utilisation profile'!$F48:$CR48,0))),0)","v":0},{"$f":"IF($A48>0,IF(ISNA(MATCH(AG$5,'Utilisation profile'!$F48:$CR48,0)),0,INDEX('Asset data'!$L48:$CX48,1,MATCH(AG$5,'Utilisation profile'!$F48:$CR48,0))),0)","v":0},{"$f":"IF($A48>0,IF(ISNA(MATCH(AH$5,'Utilisation profile'!$F48:$CR48,0)),0,INDEX('Asset data'!$L48:$CX48,1,MATCH(AH$5,'Utilisation profile'!$F48:$CR48,0))),0)","v":0},{"$f":"IF($A48>0,IF(ISNA(MATCH(AI$5,'Utilisation profile'!$F48:$CR48,0)),0,INDEX('Asset data'!$L48:$CX48,1,MATCH(AI$5,'Utilisation profile'!$F48:$CR48,0))),0)","v":0},{"$f":"IF($A48>0,IF(ISNA(MATCH(AJ$5,'Utilisation profile'!$F48:$CR48,0)),0,INDEX('Asset data'!$L48:$CX48,1,MATCH(AJ$5,'Utilisation profile'!$F48:$CR48,0))),0)","v":0},{"$f":"IF($A48>0,IF(ISNA(MATCH(AK$5,'Utilisation profile'!$F48:$CR48,0)),0,INDEX('Asset data'!$L48:$CX48,1,MATCH(AK$5,'Utilisation profile'!$F48:$CR48,0))),0)","v":0},{"$f":"IF($A48>0,IF(ISNA(MATCH(AL$5,'Utilisation profile'!$F48:$CR48,0)),0,INDEX('Asset data'!$L48:$CX48,1,MATCH(AL$5,'Utilisation profile'!$F48:$CR48,0))),0)","v":0},{"$f":"IF($A48>0,IF(ISNA(MATCH(AM$5,'Utilisation profile'!$F48:$CR48,0)),0,INDEX('Asset data'!$L48:$CX48,1,MATCH(AM$5,'Utilisation profile'!$F48:$CR48,0))),0)","v":0},{"$f":"IF($A48>0,IF(ISNA(MATCH(AN$5,'Utilisation profile'!$F48:$CR48,0)),0,INDEX('Asset data'!$L48:$CX48,1,MATCH(AN$5,'Utilisation profile'!$F48:$CR48,0))),0)","v":0},{"$f":"IF($A48>0,IF(ISNA(MATCH(AO$5,'Utilisation profile'!$F48:$CR48,0)),0,INDEX('Asset data'!$L48:$CX48,1,MATCH(AO$5,'Utilisation profile'!$F48:$CR48,0))),0)","v":0},{"$f":"IF($A48>0,IF(ISNA(MATCH(AP$5,'Utilisation profile'!$F48:$CR48,0)),0,INDEX('Asset data'!$L48:$CX48,1,MATCH(AP$5,'Utilisation profile'!$F48:$CR48,0))),0)","v":0},{"$f":"IF($A48>0,IF(ISNA(MATCH(AQ$5,'Utilisation profile'!$F48:$CR48,0)),0,INDEX('Asset data'!$L48:$CX48,1,MATCH(AQ$5,'Utilisation profile'!$F48:$CR48,0))),0)","v":0},{"$f":"IF($A48>0,IF(ISNA(MATCH(AR$5,'Utilisation profile'!$F48:$CR48,0)),0,INDEX('Asset data'!$L48:$CX48,1,MATCH(AR$5,'Utilisation profile'!$F48:$CR48,0))),0)","v":0},{"$f":"IF($A48>0,IF(ISNA(MATCH(AS$5,'Utilisation profile'!$F48:$CR48,0)),0,INDEX('Asset data'!$L48:$CX48,1,MATCH(AS$5,'Utilisation profile'!$F48:$CR48,0))),0)","v":0},{"$f":"IF($A48>0,IF(ISNA(MATCH(AT$5,'Utilisation profile'!$F48:$CR48,0)),0,INDEX('Asset data'!$L48:$CX48,1,MATCH(AT$5,'Utilisation profile'!$F48:$CR48,0))),0)","v":0},{"$f":"IF($A48>0,IF(ISNA(MATCH(AU$5,'Utilisation profile'!$F48:$CR48,0)),0,INDEX('Asset data'!$L48:$CX48,1,MATCH(AU$5,'Utilisation profile'!$F48:$CR48,0))),0)","v":0},{"$f":"IF($A48>0,IF(ISNA(MATCH(AV$5,'Utilisation profile'!$F48:$CR48,0)),0,INDEX('Asset data'!$L48:$CX48,1,MATCH(AV$5,'Utilisation profile'!$F48:$CR48,0))),0)","v":0},{"$f":"IF($A48>0,IF(ISNA(MATCH(AW$5,'Utilisation profile'!$F48:$CR48,0)),0,INDEX('Asset data'!$L48:$CX48,1,MATCH(AW$5,'Utilisation profile'!$F48:$CR48,0))),0)","v":0},{"$f":"IF($A48>0,IF(ISNA(MATCH(AX$5,'Utilisation profile'!$F48:$CR48,0)),0,INDEX('Asset data'!$L48:$CX48,1,MATCH(AX$5,'Utilisation profile'!$F48:$CR48,0))),0)","v":0},{"$f":"IF($A48>0,IF(ISNA(MATCH(AY$5,'Utilisation profile'!$F48:$CR48,0)),0,INDEX('Asset data'!$L48:$CX48,1,MATCH(AY$5,'Utilisation profile'!$F48:$CR48,0))),0)","v":0},{"$f":"IF($A48>0,IF(ISNA(MATCH(AZ$5,'Utilisation profile'!$F48:$CR48,0)),0,INDEX('Asset data'!$L48:$CX48,1,MATCH(AZ$5,'Utilisation profile'!$F48:$CR48,0))),0)","v":0},{"$f":"IF($A48>0,IF(ISNA(MATCH(BA$5,'Utilisation profile'!$F48:$CR48,0)),0,INDEX('Asset data'!$L48:$CX48,1,MATCH(BA$5,'Utilisation profile'!$F48:$CR48,0))),0)","v":0},{"$f":"IF($A48>0,IF(ISNA(MATCH(BB$5,'Utilisation profile'!$F48:$CR48,0)),0,INDEX('Asset data'!$L48:$CX48,1,MATCH(BB$5,'Utilisation profile'!$F48:$CR48,0))),0)","v":0},{"$f":"IF($A48>0,IF(ISNA(MATCH(BC$5,'Utilisation profile'!$F48:$CR48,0)),0,INDEX('Asset data'!$L48:$CX48,1,MATCH(BC$5,'Utilisation profile'!$F48:$CR48,0))),0)","v":0},{"$f":"IF($A48>0,IF(ISNA(MATCH(BD$5,'Utilisation profile'!$F48:$CR48,0)),0,INDEX('Asset data'!$L48:$CX48,1,MATCH(BD$5,'Utilisation profile'!$F48:$CR48,0))),0)","v":0},{"$f":"IF($A48>0,IF(ISNA(MATCH(BE$5,'Utilisation profile'!$F48:$CR48,0)),0,INDEX('Asset data'!$L48:$CX48,1,MATCH(BE$5,'Utilisation profile'!$F48:$CR48,0))),0)","v":0},{"$f":"IF($A48>0,IF(ISNA(MATCH(BF$5,'Utilisation profile'!$F48:$CR48,0)),0,INDEX('Asset data'!$L48:$CX48,1,MATCH(BF$5,'Utilisation profile'!$F48:$CR48,0))),0)","v":0},{"$f":"IF($A48>0,IF(ISNA(MATCH(BG$5,'Utilisation profile'!$F48:$CR48,0)),0,INDEX('Asset data'!$L48:$CX48,1,MATCH(BG$5,'Utilisation profile'!$F48:$CR48,0))),0)","v":0},{"$f":"IF($A48>0,IF(ISNA(MATCH(BH$5,'Utilisation profile'!$F48:$CR48,0)),0,INDEX('Asset data'!$L48:$CX48,1,MATCH(BH$5,'Utilisation profile'!$F48:$CR48,0))),0)","v":0},{"$f":"IF($A48>0,IF(ISNA(MATCH(BI$5,'Utilisation profile'!$F48:$CR48,0)),0,INDEX('Asset data'!$L48:$CX48,1,MATCH(BI$5,'Utilisation profile'!$F48:$CR48,0))),0)","v":0},{"$f":"IF($A48>0,IF(ISNA(MATCH(BJ$5,'Utilisation profile'!$F48:$CR48,0)),0,INDEX('Asset data'!$L48:$CX48,1,MATCH(BJ$5,'Utilisation profile'!$F48:$CR48,0))),0)","v":0},{"$f":"IF($A48>0,IF(ISNA(MATCH(BK$5,'Utilisation profile'!$F48:$CR48,0)),0,INDEX('Asset data'!$L48:$CX48,1,MATCH(BK$5,'Utilisation profile'!$F48:$CR48,0))),0)","v":0},{"$f":"IF($A48>0,IF(ISNA(MATCH(BL$5,'Utilisation profile'!$F48:$CR48,0)),0,INDEX('Asset data'!$L48:$CX48,1,MATCH(BL$5,'Utilisation profile'!$F48:$CR48,0))),0)","v":0},{"$f":"IF($A48>0,IF(ISNA(MATCH(BM$5,'Utilisation profile'!$F48:$CR48,0)),0,INDEX('Asset data'!$L48:$CX48,1,MATCH(BM$5,'Utilisation profile'!$F48:$CR48,0))),0)","v":0},{"$f":"IF($A48>0,IF(ISNA(MATCH(BN$5,'Utilisation profile'!$F48:$CR48,0)),0,INDEX('Asset data'!$L48:$CX48,1,MATCH(BN$5,'Utilisation profile'!$F48:$CR48,0))),0)","v":0},{"$f":"IF($A48>0,IF(ISNA(MATCH(BO$5,'Utilisation profile'!$F48:$CR48,0)),0,INDEX('Asset data'!$L48:$CX48,1,MATCH(BO$5,'Utilisation profile'!$F48:$CR48,0))),0)","v":0},{"$f":"IF($A48>0,IF(ISNA(MATCH(BP$5,'Utilisation profile'!$F48:$CR48,0)),0,INDEX('Asset data'!$L48:$CX48,1,MATCH(BP$5,'Utilisation profile'!$F48:$CR48,0))),0)","v":0},{"$f":"IF($A48>0,IF(ISNA(MATCH(BQ$5,'Utilisation profile'!$F48:$CR48,0)),0,INDEX('Asset data'!$L48:$CX48,1,MATCH(BQ$5,'Utilisation profile'!$F48:$CR48,0))),0)","v":0},{"$f":"IF($A48>0,IF(ISNA(MATCH(BR$5,'Utilisation profile'!$F48:$CR48,0)),0,INDEX('Asset data'!$L48:$CX48,1,MATCH(BR$5,'Utilisation profile'!$F48:$CR48,0))),0)","v":0},{"$f":"IF($A48>0,IF(ISNA(MATCH(BS$5,'Utilisation profile'!$F48:$CR48,0)),0,INDEX('Asset data'!$L48:$CX48,1,MATCH(BS$5,'Utilisation profile'!$F48:$CR48,0))),0)","v":0},{"$f":"IF($A48>0,IF(ISNA(MATCH(BT$5,'Utilisation profile'!$F48:$CR48,0)),0,INDEX('Asset data'!$L48:$CX48,1,MATCH(BT$5,'Utilisation profile'!$F48:$CR48,0))),0)","v":0},{"$f":"IF($A48>0,IF(ISNA(MATCH(BU$5,'Utilisation profile'!$F48:$CR48,0)),0,INDEX('Asset data'!$L48:$CX48,1,MATCH(BU$5,'Utilisation profile'!$F48:$CR48,0))),0)","v":0},{"$f":"IF($A48>0,IF(ISNA(MATCH(BV$5,'Utilisation profile'!$F48:$CR48,0)),0,INDEX('Asset data'!$L48:$CX48,1,MATCH(BV$5,'Utilisation profile'!$F48:$CR48,0))),0)","v":0},{"$f":"IF($A48>0,IF(ISNA(MATCH(BW$5,'Utilisation profile'!$F48:$CR48,0)),0,INDEX('Asset data'!$L48:$CX48,1,MATCH(BW$5,'Utilisation profile'!$F48:$CR48,0))),0)","v":0},{"$f":"IF($A48>0,IF(ISNA(MATCH(BX$5,'Utilisation profile'!$F48:$CR48,0)),0,INDEX('Asset data'!$L48:$CX48,1,MATCH(BX$5,'Utilisation profile'!$F48:$CR48,0))),0)","v":0},{"$f":"IF($A48>0,IF(ISNA(MATCH(BY$5,'Utilisation profile'!$F48:$CR48,0)),0,INDEX('Asset data'!$L48:$CX48,1,MATCH(BY$5,'Utilisation profile'!$F48:$CR48,0))),0)","v":0},{"$f":"IF($A48>0,IF(ISNA(MATCH(BZ$5,'Utilisation profile'!$F48:$CR48,0)),0,INDEX('Asset data'!$L48:$CX48,1,MATCH(BZ$5,'Utilisation profile'!$F48:$CR48,0))),0)","v":0},{"$f":"IF($A48>0,IF(ISNA(MATCH(CA$5,'Utilisation profile'!$F48:$CR48,0)),0,INDEX('Asset data'!$L48:$CX48,1,MATCH(CA$5,'Utilisation profile'!$F48:$CR48,0))),0)","v":0},{"$f":"IF($A48>0,IF(ISNA(MATCH(CB$5,'Utilisation profile'!$F48:$CR48,0)),0,INDEX('Asset data'!$L48:$CX48,1,MATCH(CB$5,'Utilisation profile'!$F48:$CR48,0))),0)","v":0},{"$f":"IF($A48>0,IF(ISNA(MATCH(CC$5,'Utilisation profile'!$F48:$CR48,0)),0,INDEX('Asset data'!$L48:$CX48,1,MATCH(CC$5,'Utilisation profile'!$F48:$CR48,0))),0)","v":0},{"$f":"IF($A48>0,IF(ISNA(MATCH(CD$5,'Utilisation profile'!$F48:$CR48,0)),0,INDEX('Asset data'!$L48:$CX48,1,MATCH(CD$5,'Utilisation profile'!$F48:$CR48,0))),0)","v":0},{"$f":"IF($A48>0,IF(ISNA(MATCH(CE$5,'Utilisation profile'!$F48:$CR48,0)),0,INDEX('Asset data'!$L48:$CX48,1,MATCH(CE$5,'Utilisation profile'!$F48:$CR48,0))),0)","v":0},{"$f":"IF($A48>0,IF(ISNA(MATCH(CF$5,'Utilisation profile'!$F48:$CR48,0)),0,INDEX('Asset data'!$L48:$CX48,1,MATCH(CF$5,'Utilisation profile'!$F48:$CR48,0))),0)","v":0},{"$f":"IF($A48>0,IF(ISNA(MATCH(CG$5,'Utilisation profile'!$F48:$CR48,0)),0,INDEX('Asset data'!$L48:$CX48,1,MATCH(CG$5,'Utilisation profile'!$F48:$CR48,0))),0)","v":0},{"$f":"IF($A48>0,IF(ISNA(MATCH(CH$5,'Utilisation profile'!$F48:$CR48,0)),0,INDEX('Asset data'!$L48:$CX48,1,MATCH(CH$5,'Utilisation profile'!$F48:$CR48,0))),0)","v":0},{"$f":"IF($A48>0,IF(ISNA(MATCH(CI$5,'Utilisation profile'!$F48:$CR48,0)),0,INDEX('Asset data'!$L48:$CX48,1,MATCH(CI$5,'Utilisation profile'!$F48:$CR48,0))),0)","v":0},{"$f":"IF($A48>0,IF(ISNA(MATCH(CJ$5,'Utilisation profile'!$F48:$CR48,0)),0,INDEX('Asset data'!$L48:$CX48,1,MATCH(CJ$5,'Utilisation profile'!$F48:$CR48,0))),0)","v":0},{"$f":"IF($A48>0,IF(ISNA(MATCH(CK$5,'Utilisation profile'!$F48:$CR48,0)),0,INDEX('Asset data'!$L48:$CX48,1,MATCH(CK$5,'Utilisation profile'!$F48:$CR48,0))),0)","v":0},{"$f":"IF($A48>0,IF(ISNA(MATCH(CL$5,'Utilisation profile'!$F48:$CR48,0)),0,INDEX('Asset data'!$L48:$CX48,1,MATCH(CL$5,'Utilisation profile'!$F48:$CR48,0))),0)","v":0},{"$f":"IF($A48>0,IF(ISNA(MATCH(CM$5,'Utilisation profile'!$F48:$CR48,0)),0,INDEX('Asset data'!$L48:$CX48,1,MATCH(CM$5,'Utilisation profile'!$F48:$CR48,0))),0)","v":0},{"$f":"IF($A48>0,IF(ISNA(MATCH(CN$5,'Utilisation profile'!$F48:$CR48,0)),0,INDEX('Asset data'!$L48:$CX48,1,MATCH(CN$5,'Utilisation profile'!$F48:$CR48,0))),0)","v":0},{"$f":"IF($A48>0,IF(ISNA(MATCH(CO$5,'Utilisation profile'!$F48:$CR48,0)),0,INDEX('Asset data'!$L48:$CX48,1,MATCH(CO$5,'Utilisation profile'!$F48:$CR48,0))),0)","v":0},{"$f":"IF($A48>0,IF(ISNA(MATCH(CP$5,'Utilisation profile'!$F48:$CR48,0)),0,INDEX('Asset data'!$L48:$CX48,1,MATCH(CP$5,'Utilisation profile'!$F48:$CR48,0))),0)","v":0},{"$f":"IF($A48>0,IF(ISNA(MATCH(CQ$5,'Utilisation profile'!$F48:$CR48,0)),0,INDEX('Asset data'!$L48:$CX48,1,MATCH(CQ$5,'Utilisation profile'!$F48:$CR48,0))),0)","v":0},{"$f":"IF($A48>0,IF(ISNA(MATCH(CR$5,'Utilisation profile'!$F48:$CR48,0)),0,INDEX('Asset data'!$L48:$CX48,1,MATCH(CR$5,'Utilisation profile'!$F48:$CR48,0))),0)","v":0},{"$f":"IF($A48>0,IF(ISNA(MATCH(CS$5,'Utilisation profile'!$F48:$CR48,0)),0,INDEX('Asset data'!$L48:$CX48,1,MATCH(CS$5,'Utilisation profile'!$F48:$CR48,0))),0)","v":0},{"$f":"IF($A48>0,IF(ISNA(MATCH(CT$5,'Utilisation profile'!$F48:$CR48,0)),0,INDEX('Asset data'!$L48:$CX48,1,MATCH(CT$5,'Utilisation profile'!$F48:$CR48,0))),0)","v":0},{"$f":"IF($A48>0,IF(ISNA(MATCH(CU$5,'Utilisation profile'!$F48:$CR48,0)),0,INDEX('Asset data'!$L48:$CX48,1,MATCH(CU$5,'Utilisation profile'!$F48:$CR48,0))),0)","v":0},{"$f":"IF($A48>0,IF(ISNA(MATCH(CV$5,'Utilisation profile'!$F48:$CR48,0)),0,INDEX('Asset data'!$L48:$CX48,1,MATCH(CV$5,'Utilisation profile'!$F48:$CR48,0))),0)","v":0},{"$f":"IF($A48>0,IF(ISNA(MATCH(CW$5,'Utilisation profile'!$F48:$CR48,0)),0,INDEX('Asset data'!$L48:$CX48,1,MATCH(CW$5,'Utilisation profile'!$F48:$CR48,0))),0)","v":0},{"$f":"IF($A48>0,IF(ISNA(MATCH(CX$5,'Utilisation profile'!$F48:$CR48,0)),0,INDEX('Asset data'!$L48:$CX48,1,MATCH(CX$5,'Utilisation profile'!$F48:$CR48,0))),0)","v":0},{"$f":"IF($A48>0,IF(ISNA(MATCH(CY$5,'Utilisation profile'!$F48:$CR48,0)),0,INDEX('Asset data'!$L48:$CX48,1,MATCH(CY$5,'Utilisation profile'!$F48:$CR48,0))),0)","v":0},{"$f":"IF($A48>0,IF(ISNA(MATCH(CZ$5,'Utilisation profile'!$F48:$CR48,0)),0,INDEX('Asset data'!$L48:$CX48,1,MATCH(CZ$5,'Utilisation profile'!$F48:$CR48,0))),0)","v":0},{"$f":"IF($A48>0,IF(ISNA(MATCH(DA$5,'Utilisation profile'!$F48:$CR48,0)),0,INDEX('Asset data'!$L48:$CX48,1,MATCH(DA$5,'Utilisation profile'!$F48:$CR48,0))),0)","v":0},{"$f":"IF($A48>0,IF(ISNA(MATCH(DB$5,'Utilisation profile'!$F48:$CR48,0)),0,INDEX('Asset data'!$L48:$CX48,1,MATCH(DB$5,'Utilisation profile'!$F48:$CR48,0))),0)","v":0},{"$f":"IF($A48>0,IF(ISNA(MATCH(DC$5,'Utilisation profile'!$F48:$CR48,0)),0,INDEX('Asset data'!$L48:$CX48,1,MATCH(DC$5,'Utilisation profile'!$F48:$CR48,0))),0)","v":0},{"$f":"IF($A48>0,IF(ISNA(MATCH(DD$5,'Utilisation profile'!$F48:$CR48,0)),0,INDEX('Asset data'!$L48:$CX48,1,MATCH(DD$5,'Utilisation profile'!$F48:$CR48,0))),0)","v":0},{"$f":"IF($A48>0,IF(ISNA(MATCH(DE$5,'Utilisation profile'!$F48:$CR48,0)),0,INDEX('Asset data'!$L48:$CX48,1,MATCH(DE$5,'Utilisation profile'!$F48:$CR48,0))),0)","v":0},{"$f":"IF($A48>0,IF(ISNA(MATCH(DF$5,'Utilisation profile'!$F48:$CR48,0)),0,INDEX('Asset data'!$L48:$CX48,1,MATCH(DF$5,'Utilisation profile'!$F48:$CR48,0))),0)","v":0},{"$f":"IF($A48>0,IF(ISNA(MATCH(DG$5,'Utilisation profile'!$F48:$CR48,0)),0,INDEX('Asset data'!$L48:$CX48,1,MATCH(DG$5,'Utilisation profile'!$F48:$CR48,0))),0)","v":0},{"$f":"IF($A48>0,IF(ISNA(MATCH(DH$5,'Utilisation profile'!$F48:$CR48,0)),0,INDEX('Asset data'!$L48:$CX48,1,MATCH(DH$5,'Utilisation profile'!$F48:$CR48,0))),0)","v":0},{"$f":"IF($A48>0,IF(ISNA(MATCH(DI$5,'Utilisation profile'!$F48:$CR48,0)),0,INDEX('Asset data'!$L48:$CX48,1,MATCH(DI$5,'Utilisation profile'!$F48:$CR48,0))),0)","v":0},{"$f":"IF($A48>0,IF(ISNA(MATCH(DJ$5,'Utilisation profile'!$F48:$CR48,0)),0,INDEX('Asset data'!$L48:$CX48,1,MATCH(DJ$5,'Utilisation profile'!$F48:$CR48,0))),0)","v":0},{"$f":"IF($A48>0,IF(ISNA(MATCH(DK$5,'Utilisation profile'!$F48:$CR48,0)),0,INDEX('Asset data'!$L48:$CX48,1,MATCH(DK$5,'Utilisation profile'!$F48:$CR48,0))),0)","v":0},{"$f":"IF($A48>0,IF(ISNA(MATCH(DL$5,'Utilisation profile'!$F48:$CR48,0)),0,INDEX('Asset data'!$L48:$CX48,1,MATCH(DL$5,'Utilisation profile'!$F48:$CR48,0))),0)","v":0},{"$f":"IF($A48>0,IF(ISNA(MATCH(DM$5,'Utilisation profile'!$F48:$CR48,0)),0,INDEX('Asset data'!$L48:$CX48,1,MATCH(DM$5,'Utilisation profile'!$F48:$CR48,0))),0)","v":0},{"$f":"IF($A48>0,IF(ISNA(MATCH(DN$5,'Utilisation profile'!$F48:$CR48,0)),0,INDEX('Asset data'!$L48:$CX48,1,MATCH(DN$5,'Utilisation profile'!$F48:$CR48,0))),0)","v":0},{"$f":"IF($A48>0,IF(ISNA(MATCH(DO$5,'Utilisation profile'!$F48:$CR48,0)),0,INDEX('Asset data'!$L48:$CX48,1,MATCH(DO$5,'Utilisation profile'!$F48:$CR48,0))),0)","v":0},{"$f":"IF($A48>0,IF(ISNA(MATCH(DP$5,'Utilisation profile'!$F48:$CR48,0)),0,INDEX('Asset data'!$L48:$CX48,1,MATCH(DP$5,'Utilisation profile'!$F48:$CR48,0))),0)","v":0},{"$f":"IF($A48>0,IF(ISNA(MATCH(DQ$5,'Utilisation profile'!$F48:$CR48,0)),0,INDEX('Asset data'!$L48:$CX48,1,MATCH(DQ$5,'Utilisation profile'!$F48:$CR48,0))),0)","v":0},{"$f":"IF($A48>0,IF(ISNA(MATCH(DR$5,'Utilisation profile'!$F48:$CR48,0)),0,INDEX('Asset data'!$L48:$CX48,1,MATCH(DR$5,'Utilisation profile'!$F48:$CR48,0))),0)","v":0},{"$f":"IF($A48>0,IF(ISNA(MATCH(DS$5,'Utilisation profile'!$F48:$CR48,0)),0,INDEX('Asset data'!$L48:$CX48,1,MATCH(DS$5,'Utilisation profile'!$F48:$CR48,0))),0)","v":0},{"$f":"IF($A48>0,IF(ISNA(MATCH(DT$5,'Utilisation profile'!$F48:$CR48,0)),0,INDEX('Asset data'!$L48:$CX48,1,MATCH(DT$5,'Utilisation profile'!$F48:$CR48,0))),0)","v":0},{"$f":"IF($A48>0,IF(ISNA(MATCH(DU$5,'Utilisation profile'!$F48:$CR48,0)),0,INDEX('Asset data'!$L48:$CX48,1,MATCH(DU$5,'Utilisation profile'!$F48:$CR48,0))),0)","v":0},{"$f":"IF($A48>0,IF(ISNA(MATCH(DV$5,'Utilisation profile'!$F48:$CR48,0)),0,INDEX('Asset data'!$L48:$CX48,1,MATCH(DV$5,'Utilisation profile'!$F48:$CR48,0))),0)","v":0},{"$f":"IF($A48>0,IF(ISNA(MATCH(DW$5,'Utilisation profile'!$F48:$CR48,0)),0,INDEX('Asset data'!$L48:$CX48,1,MATCH(DW$5,'Utilisation profile'!$F48:$CR48,0))),0)","v":0},{"$f":"IF($A48>0,IF(ISNA(MATCH(DX$5,'Utilisation profile'!$F48:$CR48,0)),0,INDEX('Asset data'!$L48:$CX48,1,MATCH(DX$5,'Utilisation profile'!$F48:$CR48,0))),0)","v":0},{"$f":"IF($A48>0,IF(ISNA(MATCH(DY$5,'Utilisation profile'!$F48:$CR48,0)),0,INDEX('Asset data'!$L48:$CX48,1,MATCH(DY$5,'Utilisation profile'!$F48:$CR48,0))),0)","v":0},{"$f":"IF($A48>0,IF(ISNA(MATCH(DZ$5,'Utilisation profile'!$F48:$CR48,0)),0,INDEX('Asset data'!$L48:$CX48,1,MATCH(DZ$5,'Utilisation profile'!$F48:$CR48,0))),0)","v":0},{"$f":"IF($A48>0,IF(ISNA(MATCH(EA$5,'Utilisation profile'!$F48:$CR48,0)),0,INDEX('Asset data'!$L48:$CX48,1,MATCH(EA$5,'Utilisation profile'!$F48:$CR48,0))),0)","v":0},{"$f":"IF($A48>0,IF(ISNA(MATCH(EB$5,'Utilisation profile'!$F48:$CR48,0)),0,INDEX('Asset data'!$L48:$CX48,1,MATCH(EB$5,'Utilisation profile'!$F48:$CR48,0))),0)","v":0},{"$f":"IF($A48>0,IF(ISNA(MATCH(EC$5,'Utilisation profile'!$F48:$CR48,0)),0,INDEX('Asset data'!$L48:$CX48,1,MATCH(EC$5,'Utilisation profile'!$F48:$CR48,0))),0)","v":0},{"$f":"IF($A48>0,IF(ISNA(MATCH(ED$5,'Utilisation profile'!$F48:$CR48,0)),0,INDEX('Asset data'!$L48:$CX48,1,MATCH(ED$5,'Utilisation profile'!$F48:$CR48,0))),0)","v":0},{"$f":"IF($A48>0,IF(ISNA(MATCH(EE$5,'Utilisation profile'!$F48:$CR48,0)),0,INDEX('Asset data'!$L48:$CX48,1,MATCH(EE$5,'Utilisation profile'!$F48:$CR48,0))),0)","v":0},{"$f":"IF($A48>0,IF(ISNA(MATCH(EF$5,'Utilisation profile'!$F48:$CR48,0)),0,INDEX('Asset data'!$L48:$CX48,1,MATCH(EF$5,'Utilisation profile'!$F48:$CR48,0))),0)","v":0},{"$f":"IF($A48>0,IF(ISNA(MATCH(EG$5,'Utilisation profile'!$F48:$CR48,0)),0,INDEX('Asset data'!$L48:$CX48,1,MATCH(EG$5,'Utilisation profile'!$F48:$CR48,0))),0)","v":0},{"$f":"IF($A48>0,IF(ISNA(MATCH(EH$5,'Utilisation profile'!$F48:$CR48,0)),0,INDEX('Asset data'!$L48:$CX48,1,MATCH(EH$5,'Utilisation profile'!$F48:$CR48,0))),0)","v":0},{"$f":"IF($A48>0,IF(ISNA(MATCH(EI$5,'Utilisation profile'!$F48:$CR48,0)),0,INDEX('Asset data'!$L48:$CX48,1,MATCH(EI$5,'Utilisation profile'!$F48:$CR48,0))),0)","v":0},{"$f":"IF($A48>0,IF(ISNA(MATCH(EJ$5,'Utilisation profile'!$F48:$CR48,0)),0,INDEX('Asset data'!$L48:$CX48,1,MATCH(EJ$5,'Utilisation profile'!$F48:$CR48,0))),0)","v":0},{"$f":"IF($A48>0,IF(ISNA(MATCH(EK$5,'Utilisation profile'!$F48:$CR48,0)),0,INDEX('Asset data'!$L48:$CX48,1,MATCH(EK$5,'Utilisation profile'!$F48:$CR48,0))),0)","v":0},{"$f":"IF($A48>0,IF(ISNA(MATCH(EL$5,'Utilisation profile'!$F48:$CR48,0)),0,INDEX('Asset data'!$L48:$CX48,1,MATCH(EL$5,'Utilisation profile'!$F48:$CR48,0))),0)","v":0},{"$f":"IF($A48>0,IF(ISNA(MATCH(EM$5,'Utilisation profile'!$F48:$CR48,0)),0,INDEX('Asset data'!$L48:$CX48,1,MATCH(EM$5,'Utilisation profile'!$F48:$CR48,0))),0)","v":0},{"$f":"IF($A48>0,IF(ISNA(MATCH(EN$5,'Utilisation profile'!$F48:$CR48,0)),0,INDEX('Asset data'!$L48:$CX48,1,MATCH(EN$5,'Utilisation profile'!$F48:$CR48,0))),0)","v":0},{"$f":"IF($A48>0,IF(ISNA(MATCH(EO$5,'Utilisation profile'!$F48:$CR48,0)),0,INDEX('Asset data'!$L48:$CX48,1,MATCH(EO$5,'Utilisation profile'!$F48:$CR48,0))),0)","v":0},{"$f":"IF($A48>0,IF(ISNA(MATCH(EP$5,'Utilisation profile'!$F48:$CR48,0)),0,INDEX('Asset data'!$L48:$CX48,1,MATCH(EP$5,'Utilisation profile'!$F48:$CR48,0))),0)","v":0},{"$f":"IF($A48>0,IF(ISNA(MATCH(EQ$5,'Utilisation profile'!$F48:$CR48,0)),0,INDEX('Asset data'!$L48:$CX48,1,MATCH(EQ$5,'Utilisation profile'!$F48:$CR48,0))),0)","v":0},{"$f":"IF($A48>0,IF(ISNA(MATCH(ER$5,'Utilisation profile'!$F48:$CR48,0)),0,INDEX('Asset data'!$L48:$CX48,1,MATCH(ER$5,'Utilisation profile'!$F48:$CR48,0))),0)","v":0},{"$f":"IF($A48>0,IF(ISNA(MATCH(ES$5,'Utilisation profile'!$F48:$CR48,0)),0,INDEX('Asset data'!$L48:$CX48,1,MATCH(ES$5,'Utilisation profile'!$F48:$CR48,0))),0)","v":0},{"$f":"IF($A48>0,IF(ISNA(MATCH(ET$5,'Utilisation profile'!$F48:$CR48,0)),0,INDEX('Asset data'!$L48:$CX48,1,MATCH(ET$5,'Utilisation profile'!$F48:$CR48,0))),0)","v":0},{"$f":"IF($A48>0,IF(ISNA(MATCH(EU$5,'Utilisation profile'!$F48:$CR48,0)),0,INDEX('Asset data'!$L48:$CX48,1,MATCH(EU$5,'Utilisation profile'!$F48:$CR48,0))),0)","v":0},{"$f":"IF($A48>0,IF(ISNA(MATCH(EV$5,'Utilisation profile'!$F48:$CR48,0)),0,INDEX('Asset data'!$L48:$CX48,1,MATCH(EV$5,'Utilisation profile'!$F48:$CR48,0))),0)","v":0},{"$f":"IF($A48>0,IF(ISNA(MATCH(EW$5,'Utilisation profile'!$F48:$CR48,0)),0,INDEX('Asset data'!$L48:$CX48,1,MATCH(EW$5,'Utilisation profile'!$F48:$CR48,0))),0)","v":0},{"$f":"IF($A48>0,IF(ISNA(MATCH(EX$5,'Utilisation profile'!$F48:$CR48,0)),0,INDEX('Asset data'!$L48:$CX48,1,MATCH(EX$5,'Utilisation profile'!$F48:$CR48,0))),0)","v":0},{"$f":"IF($A48>0,IF(ISNA(MATCH(EY$5,'Utilisation profile'!$F48:$CR48,0)),0,INDEX('Asset data'!$L48:$CX48,1,MATCH(EY$5,'Utilisation profile'!$F48:$CR48,0))),0)","v":0},{"$f":"IF($A48>0,IF(ISNA(MATCH(EZ$5,'Utilisation profile'!$F48:$CR48,0)),0,INDEX('Asset data'!$L48:$CX48,1,MATCH(EZ$5,'Utilisation profile'!$F48:$CR48,0))),0)","v":0},{"$f":"IF($A48>0,IF(ISNA(MATCH(FA$5,'Utilisation profile'!$F48:$CR48,0)),0,INDEX('Asset data'!$L48:$CX48,1,MATCH(FA$5,'Utilisation profile'!$F48:$CR48,0))),0)","v":0}]
[{"$f":"'Asset data'!A49","v":0},{"$f":"'Asset data'!B49","v":0},{"$f":"'Asset data'!C49","v":0},{"$f":"'Asset data'!E49","v":0},{"$f":"'Asset data'!I49","v":0},{"$f":"IF($A49>0,'Utilisation profile'!CU49,0)","v":0},{"$f":"IF($A49>0,IF(ISNA(MATCH(G$5,'Utilisation profile'!$F49:$CR49,0)),0,INDEX('Asset data'!$L49:$CX49,1,MATCH(G$5,'Utilisation profile'!$F49:$CR49,0))),0)","v":0},{"$f":"IF($A49>0,IF(ISNA(MATCH(H$5,'Utilisation profile'!$F49:$CR49,0)),0,INDEX('Asset data'!$L49:$CX49,1,MATCH(H$5,'Utilisation profile'!$F49:$CR49,0))),0)","v":0},{"$f":"IF($A49>0,IF(ISNA(MATCH(I$5,'Utilisation profile'!$F49:$CR49,0)),0,INDEX('Asset data'!$L49:$CX49,1,MATCH(I$5,'Utilisation profile'!$F49:$CR49,0))),0)","v":0},{"$f":"IF($A49>0,IF(ISNA(MATCH(J$5,'Utilisation profile'!$F49:$CR49,0)),0,INDEX('Asset data'!$L49:$CX49,1,MATCH(J$5,'Utilisation profile'!$F49:$CR49,0))),0)","v":0},{"$f":"IF($A49>0,IF(ISNA(MATCH(K$5,'Utilisation profile'!$F49:$CR49,0)),0,INDEX('Asset data'!$L49:$CX49,1,MATCH(K$5,'Utilisation profile'!$F49:$CR49,0))),0)","v":0},{"$f":"IF($A49>0,IF(ISNA(MATCH(L$5,'Utilisation profile'!$F49:$CR49,0)),0,INDEX('Asset data'!$L49:$CX49,1,MATCH(L$5,'Utilisation profile'!$F49:$CR49,0))),0)","v":0},{"$f":"IF($A49>0,IF(ISNA(MATCH(M$5,'Utilisation profile'!$F49:$CR49,0)),0,INDEX('Asset data'!$L49:$CX49,1,MATCH(M$5,'Utilisation profile'!$F49:$CR49,0))),0)","v":0},{"$f":"IF($A49>0,IF(ISNA(MATCH(N$5,'Utilisation profile'!$F49:$CR49,0)),0,INDEX('Asset data'!$L49:$CX49,1,MATCH(N$5,'Utilisation profile'!$F49:$CR49,0))),0)","v":0},{"$f":"IF($A49>0,IF(ISNA(MATCH(O$5,'Utilisation profile'!$F49:$CR49,0)),0,INDEX('Asset data'!$L49:$CX49,1,MATCH(O$5,'Utilisation profile'!$F49:$CR49,0))),0)","v":0},{"$f":"IF($A49>0,IF(ISNA(MATCH(P$5,'Utilisation profile'!$F49:$CR49,0)),0,INDEX('Asset data'!$L49:$CX49,1,MATCH(P$5,'Utilisation profile'!$F49:$CR49,0))),0)","v":0},{"$f":"IF($A49>0,IF(ISNA(MATCH(Q$5,'Utilisation profile'!$F49:$CR49,0)),0,INDEX('Asset data'!$L49:$CX49,1,MATCH(Q$5,'Utilisation profile'!$F49:$CR49,0))),0)","v":0},{"$f":"IF($A49>0,IF(ISNA(MATCH(R$5,'Utilisation profile'!$F49:$CR49,0)),0,INDEX('Asset data'!$L49:$CX49,1,MATCH(R$5,'Utilisation profile'!$F49:$CR49,0))),0)","v":0},{"$f":"IF($A49>0,IF(ISNA(MATCH(S$5,'Utilisation profile'!$F49:$CR49,0)),0,INDEX('Asset data'!$L49:$CX49,1,MATCH(S$5,'Utilisation profile'!$F49:$CR49,0))),0)","v":0},{"$f":"IF($A49>0,IF(ISNA(MATCH(T$5,'Utilisation profile'!$F49:$CR49,0)),0,INDEX('Asset data'!$L49:$CX49,1,MATCH(T$5,'Utilisation profile'!$F49:$CR49,0))),0)","v":0},{"$f":"IF($A49>0,IF(ISNA(MATCH(U$5,'Utilisation profile'!$F49:$CR49,0)),0,INDEX('Asset data'!$L49:$CX49,1,MATCH(U$5,'Utilisation profile'!$F49:$CR49,0))),0)","v":0},{"$f":"IF($A49>0,IF(ISNA(MATCH(V$5,'Utilisation profile'!$F49:$CR49,0)),0,INDEX('Asset data'!$L49:$CX49,1,MATCH(V$5,'Utilisation profile'!$F49:$CR49,0))),0)","v":0},{"$f":"IF($A49>0,IF(ISNA(MATCH(W$5,'Utilisation profile'!$F49:$CR49,0)),0,INDEX('Asset data'!$L49:$CX49,1,MATCH(W$5,'Utilisation profile'!$F49:$CR49,0))),0)","v":0},{"$f":"IF($A49>0,IF(ISNA(MATCH(X$5,'Utilisation profile'!$F49:$CR49,0)),0,INDEX('Asset data'!$L49:$CX49,1,MATCH(X$5,'Utilisation profile'!$F49:$CR49,0))),0)","v":0},{"$f":"IF($A49>0,IF(ISNA(MATCH(Y$5,'Utilisation profile'!$F49:$CR49,0)),0,INDEX('Asset data'!$L49:$CX49,1,MATCH(Y$5,'Utilisation profile'!$F49:$CR49,0))),0)","v":0},{"$f":"IF($A49>0,IF(ISNA(MATCH(Z$5,'Utilisation profile'!$F49:$CR49,0)),0,INDEX('Asset data'!$L49:$CX49,1,MATCH(Z$5,'Utilisation profile'!$F49:$CR49,0))),0)","v":0},{"$f":"IF($A49>0,IF(ISNA(MATCH(AA$5,'Utilisation profile'!$F49:$CR49,0)),0,INDEX('Asset data'!$L49:$CX49,1,MATCH(AA$5,'Utilisation profile'!$F49:$CR49,0))),0)","v":0},{"$f":"IF($A49>0,IF(ISNA(MATCH(AB$5,'Utilisation profile'!$F49:$CR49,0)),0,INDEX('Asset data'!$L49:$CX49,1,MATCH(AB$5,'Utilisation profile'!$F49:$CR49,0))),0)","v":0},{"$f":"IF($A49>0,IF(ISNA(MATCH(AC$5,'Utilisation profile'!$F49:$CR49,0)),0,INDEX('Asset data'!$L49:$CX49,1,MATCH(AC$5,'Utilisation profile'!$F49:$CR49,0))),0)","v":0},{"$f":"IF($A49>0,IF(ISNA(MATCH(AD$5,'Utilisation profile'!$F49:$CR49,0)),0,INDEX('Asset data'!$L49:$CX49,1,MATCH(AD$5,'Utilisation profile'!$F49:$CR49,0))),0)","v":0},{"$f":"IF($A49>0,IF(ISNA(MATCH(AE$5,'Utilisation profile'!$F49:$CR49,0)),0,INDEX('Asset data'!$L49:$CX49,1,MATCH(AE$5,'Utilisation profile'!$F49:$CR49,0))),0)","v":0},{"$f":"IF($A49>0,IF(ISNA(MATCH(AF$5,'Utilisation profile'!$F49:$CR49,0)),0,INDEX('Asset data'!$L49:$CX49,1,MATCH(AF$5,'Utilisation profile'!$F49:$CR49,0))),0)","v":0},{"$f":"IF($A49>0,IF(ISNA(MATCH(AG$5,'Utilisation profile'!$F49:$CR49,0)),0,INDEX('Asset data'!$L49:$CX49,1,MATCH(AG$5,'Utilisation profile'!$F49:$CR49,0))),0)","v":0},{"$f":"IF($A49>0,IF(ISNA(MATCH(AH$5,'Utilisation profile'!$F49:$CR49,0)),0,INDEX('Asset data'!$L49:$CX49,1,MATCH(AH$5,'Utilisation profile'!$F49:$CR49,0))),0)","v":0},{"$f":"IF($A49>0,IF(ISNA(MATCH(AI$5,'Utilisation profile'!$F49:$CR49,0)),0,INDEX('Asset data'!$L49:$CX49,1,MATCH(AI$5,'Utilisation profile'!$F49:$CR49,0))),0)","v":0},{"$f":"IF($A49>0,IF(ISNA(MATCH(AJ$5,'Utilisation profile'!$F49:$CR49,0)),0,INDEX('Asset data'!$L49:$CX49,1,MATCH(AJ$5,'Utilisation profile'!$F49:$CR49,0))),0)","v":0},{"$f":"IF($A49>0,IF(ISNA(MATCH(AK$5,'Utilisation profile'!$F49:$CR49,0)),0,INDEX('Asset data'!$L49:$CX49,1,MATCH(AK$5,'Utilisation profile'!$F49:$CR49,0))),0)","v":0},{"$f":"IF($A49>0,IF(ISNA(MATCH(AL$5,'Utilisation profile'!$F49:$CR49,0)),0,INDEX('Asset data'!$L49:$CX49,1,MATCH(AL$5,'Utilisation profile'!$F49:$CR49,0))),0)","v":0},{"$f":"IF($A49>0,IF(ISNA(MATCH(AM$5,'Utilisation profile'!$F49:$CR49,0)),0,INDEX('Asset data'!$L49:$CX49,1,MATCH(AM$5,'Utilisation profile'!$F49:$CR49,0))),0)","v":0},{"$f":"IF($A49>0,IF(ISNA(MATCH(AN$5,'Utilisation profile'!$F49:$CR49,0)),0,INDEX('Asset data'!$L49:$CX49,1,MATCH(AN$5,'Utilisation profile'!$F49:$CR49,0))),0)","v":0},{"$f":"IF($A49>0,IF(ISNA(MATCH(AO$5,'Utilisation profile'!$F49:$CR49,0)),0,INDEX('Asset data'!$L49:$CX49,1,MATCH(AO$5,'Utilisation profile'!$F49:$CR49,0))),0)","v":0},{"$f":"IF($A49>0,IF(ISNA(MATCH(AP$5,'Utilisation profile'!$F49:$CR49,0)),0,INDEX('Asset data'!$L49:$CX49,1,MATCH(AP$5,'Utilisation profile'!$F49:$CR49,0))),0)","v":0},{"$f":"IF($A49>0,IF(ISNA(MATCH(AQ$5,'Utilisation profile'!$F49:$CR49,0)),0,INDEX('Asset data'!$L49:$CX49,1,MATCH(AQ$5,'Utilisation profile'!$F49:$CR49,0))),0)","v":0},{"$f":"IF($A49>0,IF(ISNA(MATCH(AR$5,'Utilisation profile'!$F49:$CR49,0)),0,INDEX('Asset data'!$L49:$CX49,1,MATCH(AR$5,'Utilisation profile'!$F49:$CR49,0))),0)","v":0},{"$f":"IF($A49>0,IF(ISNA(MATCH(AS$5,'Utilisation profile'!$F49:$CR49,0)),0,INDEX('Asset data'!$L49:$CX49,1,MATCH(AS$5,'Utilisation profile'!$F49:$CR49,0))),0)","v":0},{"$f":"IF($A49>0,IF(ISNA(MATCH(AT$5,'Utilisation profile'!$F49:$CR49,0)),0,INDEX('Asset data'!$L49:$CX49,1,MATCH(AT$5,'Utilisation profile'!$F49:$CR49,0))),0)","v":0},{"$f":"IF($A49>0,IF(ISNA(MATCH(AU$5,'Utilisation profile'!$F49:$CR49,0)),0,INDEX('Asset data'!$L49:$CX49,1,MATCH(AU$5,'Utilisation profile'!$F49:$CR49,0))),0)","v":0},{"$f":"IF($A49>0,IF(ISNA(MATCH(AV$5,'Utilisation profile'!$F49:$CR49,0)),0,INDEX('Asset data'!$L49:$CX49,1,MATCH(AV$5,'Utilisation profile'!$F49:$CR49,0))),0)","v":0},{"$f":"IF($A49>0,IF(ISNA(MATCH(AW$5,'Utilisation profile'!$F49:$CR49,0)),0,INDEX('Asset data'!$L49:$CX49,1,MATCH(AW$5,'Utilisation profile'!$F49:$CR49,0))),0)","v":0},{"$f":"IF($A49>0,IF(ISNA(MATCH(AX$5,'Utilisation profile'!$F49:$CR49,0)),0,INDEX('Asset data'!$L49:$CX49,1,MATCH(AX$5,'Utilisation profile'!$F49:$CR49,0))),0)","v":0},{"$f":"IF($A49>0,IF(ISNA(MATCH(AY$5,'Utilisation profile'!$F49:$CR49,0)),0,INDEX('Asset data'!$L49:$CX49,1,MATCH(AY$5,'Utilisation profile'!$F49:$CR49,0))),0)","v":0},{"$f":"IF($A49>0,IF(ISNA(MATCH(AZ$5,'Utilisation profile'!$F49:$CR49,0)),0,INDEX('Asset data'!$L49:$CX49,1,MATCH(AZ$5,'Utilisation profile'!$F49:$CR49,0))),0)","v":0},{"$f":"IF($A49>0,IF(ISNA(MATCH(BA$5,'Utilisation profile'!$F49:$CR49,0)),0,INDEX('Asset data'!$L49:$CX49,1,MATCH(BA$5,'Utilisation profile'!$F49:$CR49,0))),0)","v":0},{"$f":"IF($A49>0,IF(ISNA(MATCH(BB$5,'Utilisation profile'!$F49:$CR49,0)),0,INDEX('Asset data'!$L49:$CX49,1,MATCH(BB$5,'Utilisation profile'!$F49:$CR49,0))),0)","v":0},{"$f":"IF($A49>0,IF(ISNA(MATCH(BC$5,'Utilisation profile'!$F49:$CR49,0)),0,INDEX('Asset data'!$L49:$CX49,1,MATCH(BC$5,'Utilisation profile'!$F49:$CR49,0))),0)","v":0},{"$f":"IF($A49>0,IF(ISNA(MATCH(BD$5,'Utilisation profile'!$F49:$CR49,0)),0,INDEX('Asset data'!$L49:$CX49,1,MATCH(BD$5,'Utilisation profile'!$F49:$CR49,0))),0)","v":0},{"$f":"IF($A49>0,IF(ISNA(MATCH(BE$5,'Utilisation profile'!$F49:$CR49,0)),0,INDEX('Asset data'!$L49:$CX49,1,MATCH(BE$5,'Utilisation profile'!$F49:$CR49,0))),0)","v":0},{"$f":"IF($A49>0,IF(ISNA(MATCH(BF$5,'Utilisation profile'!$F49:$CR49,0)),0,INDEX('Asset data'!$L49:$CX49,1,MATCH(BF$5,'Utilisation profile'!$F49:$CR49,0))),0)","v":0},{"$f":"IF($A49>0,IF(ISNA(MATCH(BG$5,'Utilisation profile'!$F49:$CR49,0)),0,INDEX('Asset data'!$L49:$CX49,1,MATCH(BG$5,'Utilisation profile'!$F49:$CR49,0))),0)","v":0},{"$f":"IF($A49>0,IF(ISNA(MATCH(BH$5,'Utilisation profile'!$F49:$CR49,0)),0,INDEX('Asset data'!$L49:$CX49,1,MATCH(BH$5,'Utilisation profile'!$F49:$CR49,0))),0)","v":0},{"$f":"IF($A49>0,IF(ISNA(MATCH(BI$5,'Utilisation profile'!$F49:$CR49,0)),0,INDEX('Asset data'!$L49:$CX49,1,MATCH(BI$5,'Utilisation profile'!$F49:$CR49,0))),0)","v":0},{"$f":"IF($A49>0,IF(ISNA(MATCH(BJ$5,'Utilisation profile'!$F49:$CR49,0)),0,INDEX('Asset data'!$L49:$CX49,1,MATCH(BJ$5,'Utilisation profile'!$F49:$CR49,0))),0)","v":0},{"$f":"IF($A49>0,IF(ISNA(MATCH(BK$5,'Utilisation profile'!$F49:$CR49,0)),0,INDEX('Asset data'!$L49:$CX49,1,MATCH(BK$5,'Utilisation profile'!$F49:$CR49,0))),0)","v":0},{"$f":"IF($A49>0,IF(ISNA(MATCH(BL$5,'Utilisation profile'!$F49:$CR49,0)),0,INDEX('Asset data'!$L49:$CX49,1,MATCH(BL$5,'Utilisation profile'!$F49:$CR49,0))),0)","v":0},{"$f":"IF($A49>0,IF(ISNA(MATCH(BM$5,'Utilisation profile'!$F49:$CR49,0)),0,INDEX('Asset data'!$L49:$CX49,1,MATCH(BM$5,'Utilisation profile'!$F49:$CR49,0))),0)","v":0},{"$f":"IF($A49>0,IF(ISNA(MATCH(BN$5,'Utilisation profile'!$F49:$CR49,0)),0,INDEX('Asset data'!$L49:$CX49,1,MATCH(BN$5,'Utilisation profile'!$F49:$CR49,0))),0)","v":0},{"$f":"IF($A49>0,IF(ISNA(MATCH(BO$5,'Utilisation profile'!$F49:$CR49,0)),0,INDEX('Asset data'!$L49:$CX49,1,MATCH(BO$5,'Utilisation profile'!$F49:$CR49,0))),0)","v":0},{"$f":"IF($A49>0,IF(ISNA(MATCH(BP$5,'Utilisation profile'!$F49:$CR49,0)),0,INDEX('Asset data'!$L49:$CX49,1,MATCH(BP$5,'Utilisation profile'!$F49:$CR49,0))),0)","v":0},{"$f":"IF($A49>0,IF(ISNA(MATCH(BQ$5,'Utilisation profile'!$F49:$CR49,0)),0,INDEX('Asset data'!$L49:$CX49,1,MATCH(BQ$5,'Utilisation profile'!$F49:$CR49,0))),0)","v":0},{"$f":"IF($A49>0,IF(ISNA(MATCH(BR$5,'Utilisation profile'!$F49:$CR49,0)),0,INDEX('Asset data'!$L49:$CX49,1,MATCH(BR$5,'Utilisation profile'!$F49:$CR49,0))),0)","v":0},{"$f":"IF($A49>0,IF(ISNA(MATCH(BS$5,'Utilisation profile'!$F49:$CR49,0)),0,INDEX('Asset data'!$L49:$CX49,1,MATCH(BS$5,'Utilisation profile'!$F49:$CR49,0))),0)","v":0},{"$f":"IF($A49>0,IF(ISNA(MATCH(BT$5,'Utilisation profile'!$F49:$CR49,0)),0,INDEX('Asset data'!$L49:$CX49,1,MATCH(BT$5,'Utilisation profile'!$F49:$CR49,0))),0)","v":0},{"$f":"IF($A49>0,IF(ISNA(MATCH(BU$5,'Utilisation profile'!$F49:$CR49,0)),0,INDEX('Asset data'!$L49:$CX49,1,MATCH(BU$5,'Utilisation profile'!$F49:$CR49,0))),0)","v":0},{"$f":"IF($A49>0,IF(ISNA(MATCH(BV$5,'Utilisation profile'!$F49:$CR49,0)),0,INDEX('Asset data'!$L49:$CX49,1,MATCH(BV$5,'Utilisation profile'!$F49:$CR49,0))),0)","v":0},{"$f":"IF($A49>0,IF(ISNA(MATCH(BW$5,'Utilisation profile'!$F49:$CR49,0)),0,INDEX('Asset data'!$L49:$CX49,1,MATCH(BW$5,'Utilisation profile'!$F49:$CR49,0))),0)","v":0},{"$f":"IF($A49>0,IF(ISNA(MATCH(BX$5,'Utilisation profile'!$F49:$CR49,0)),0,INDEX('Asset data'!$L49:$CX49,1,MATCH(BX$5,'Utilisation profile'!$F49:$CR49,0))),0)","v":0},{"$f":"IF($A49>0,IF(ISNA(MATCH(BY$5,'Utilisation profile'!$F49:$CR49,0)),0,INDEX('Asset data'!$L49:$CX49,1,MATCH(BY$5,'Utilisation profile'!$F49:$CR49,0))),0)","v":0},{"$f":"IF($A49>0,IF(ISNA(MATCH(BZ$5,'Utilisation profile'!$F49:$CR49,0)),0,INDEX('Asset data'!$L49:$CX49,1,MATCH(BZ$5,'Utilisation profile'!$F49:$CR49,0))),0)","v":0},{"$f":"IF($A49>0,IF(ISNA(MATCH(CA$5,'Utilisation profile'!$F49:$CR49,0)),0,INDEX('Asset data'!$L49:$CX49,1,MATCH(CA$5,'Utilisation profile'!$F49:$CR49,0))),0)","v":0},{"$f":"IF($A49>0,IF(ISNA(MATCH(CB$5,'Utilisation profile'!$F49:$CR49,0)),0,INDEX('Asset data'!$L49:$CX49,1,MATCH(CB$5,'Utilisation profile'!$F49:$CR49,0))),0)","v":0},{"$f":"IF($A49>0,IF(ISNA(MATCH(CC$5,'Utilisation profile'!$F49:$CR49,0)),0,INDEX('Asset data'!$L49:$CX49,1,MATCH(CC$5,'Utilisation profile'!$F49:$CR49,0))),0)","v":0},{"$f":"IF($A49>0,IF(ISNA(MATCH(CD$5,'Utilisation profile'!$F49:$CR49,0)),0,INDEX('Asset data'!$L49:$CX49,1,MATCH(CD$5,'Utilisation profile'!$F49:$CR49,0))),0)","v":0},{"$f":"IF($A49>0,IF(ISNA(MATCH(CE$5,'Utilisation profile'!$F49:$CR49,0)),0,INDEX('Asset data'!$L49:$CX49,1,MATCH(CE$5,'Utilisation profile'!$F49:$CR49,0))),0)","v":0},{"$f":"IF($A49>0,IF(ISNA(MATCH(CF$5,'Utilisation profile'!$F49:$CR49,0)),0,INDEX('Asset data'!$L49:$CX49,1,MATCH(CF$5,'Utilisation profile'!$F49:$CR49,0))),0)","v":0},{"$f":"IF($A49>0,IF(ISNA(MATCH(CG$5,'Utilisation profile'!$F49:$CR49,0)),0,INDEX('Asset data'!$L49:$CX49,1,MATCH(CG$5,'Utilisation profile'!$F49:$CR49,0))),0)","v":0},{"$f":"IF($A49>0,IF(ISNA(MATCH(CH$5,'Utilisation profile'!$F49:$CR49,0)),0,INDEX('Asset data'!$L49:$CX49,1,MATCH(CH$5,'Utilisation profile'!$F49:$CR49,0))),0)","v":0},{"$f":"IF($A49>0,IF(ISNA(MATCH(CI$5,'Utilisation profile'!$F49:$CR49,0)),0,INDEX('Asset data'!$L49:$CX49,1,MATCH(CI$5,'Utilisation profile'!$F49:$CR49,0))),0)","v":0},{"$f":"IF($A49>0,IF(ISNA(MATCH(CJ$5,'Utilisation profile'!$F49:$CR49,0)),0,INDEX('Asset data'!$L49:$CX49,1,MATCH(CJ$5,'Utilisation profile'!$F49:$CR49,0))),0)","v":0},{"$f":"IF($A49>0,IF(ISNA(MATCH(CK$5,'Utilisation profile'!$F49:$CR49,0)),0,INDEX('Asset data'!$L49:$CX49,1,MATCH(CK$5,'Utilisation profile'!$F49:$CR49,0))),0)","v":0},{"$f":"IF($A49>0,IF(ISNA(MATCH(CL$5,'Utilisation profile'!$F49:$CR49,0)),0,INDEX('Asset data'!$L49:$CX49,1,MATCH(CL$5,'Utilisation profile'!$F49:$CR49,0))),0)","v":0},{"$f":"IF($A49>0,IF(ISNA(MATCH(CM$5,'Utilisation profile'!$F49:$CR49,0)),0,INDEX('Asset data'!$L49:$CX49,1,MATCH(CM$5,'Utilisation profile'!$F49:$CR49,0))),0)","v":0},{"$f":"IF($A49>0,IF(ISNA(MATCH(CN$5,'Utilisation profile'!$F49:$CR49,0)),0,INDEX('Asset data'!$L49:$CX49,1,MATCH(CN$5,'Utilisation profile'!$F49:$CR49,0))),0)","v":0},{"$f":"IF($A49>0,IF(ISNA(MATCH(CO$5,'Utilisation profile'!$F49:$CR49,0)),0,INDEX('Asset data'!$L49:$CX49,1,MATCH(CO$5,'Utilisation profile'!$F49:$CR49,0))),0)","v":0},{"$f":"IF($A49>0,IF(ISNA(MATCH(CP$5,'Utilisation profile'!$F49:$CR49,0)),0,INDEX('Asset data'!$L49:$CX49,1,MATCH(CP$5,'Utilisation profile'!$F49:$CR49,0))),0)","v":0},{"$f":"IF($A49>0,IF(ISNA(MATCH(CQ$5,'Utilisation profile'!$F49:$CR49,0)),0,INDEX('Asset data'!$L49:$CX49,1,MATCH(CQ$5,'Utilisation profile'!$F49:$CR49,0))),0)","v":0},{"$f":"IF($A49>0,IF(ISNA(MATCH(CR$5,'Utilisation profile'!$F49:$CR49,0)),0,INDEX('Asset data'!$L49:$CX49,1,MATCH(CR$5,'Utilisation profile'!$F49:$CR49,0))),0)","v":0},{"$f":"IF($A49>0,IF(ISNA(MATCH(CS$5,'Utilisation profile'!$F49:$CR49,0)),0,INDEX('Asset data'!$L49:$CX49,1,MATCH(CS$5,'Utilisation profile'!$F49:$CR49,0))),0)","v":0},{"$f":"IF($A49>0,IF(ISNA(MATCH(CT$5,'Utilisation profile'!$F49:$CR49,0)),0,INDEX('Asset data'!$L49:$CX49,1,MATCH(CT$5,'Utilisation profile'!$F49:$CR49,0))),0)","v":0},{"$f":"IF($A49>0,IF(ISNA(MATCH(CU$5,'Utilisation profile'!$F49:$CR49,0)),0,INDEX('Asset data'!$L49:$CX49,1,MATCH(CU$5,'Utilisation profile'!$F49:$CR49,0))),0)","v":0},{"$f":"IF($A49>0,IF(ISNA(MATCH(CV$5,'Utilisation profile'!$F49:$CR49,0)),0,INDEX('Asset data'!$L49:$CX49,1,MATCH(CV$5,'Utilisation profile'!$F49:$CR49,0))),0)","v":0},{"$f":"IF($A49>0,IF(ISNA(MATCH(CW$5,'Utilisation profile'!$F49:$CR49,0)),0,INDEX('Asset data'!$L49:$CX49,1,MATCH(CW$5,'Utilisation profile'!$F49:$CR49,0))),0)","v":0},{"$f":"IF($A49>0,IF(ISNA(MATCH(CX$5,'Utilisation profile'!$F49:$CR49,0)),0,INDEX('Asset data'!$L49:$CX49,1,MATCH(CX$5,'Utilisation profile'!$F49:$CR49,0))),0)","v":0},{"$f":"IF($A49>0,IF(ISNA(MATCH(CY$5,'Utilisation profile'!$F49:$CR49,0)),0,INDEX('Asset data'!$L49:$CX49,1,MATCH(CY$5,'Utilisation profile'!$F49:$CR49,0))),0)","v":0},{"$f":"IF($A49>0,IF(ISNA(MATCH(CZ$5,'Utilisation profile'!$F49:$CR49,0)),0,INDEX('Asset data'!$L49:$CX49,1,MATCH(CZ$5,'Utilisation profile'!$F49:$CR49,0))),0)","v":0},{"$f":"IF($A49>0,IF(ISNA(MATCH(DA$5,'Utilisation profile'!$F49:$CR49,0)),0,INDEX('Asset data'!$L49:$CX49,1,MATCH(DA$5,'Utilisation profile'!$F49:$CR49,0))),0)","v":0},{"$f":"IF($A49>0,IF(ISNA(MATCH(DB$5,'Utilisation profile'!$F49:$CR49,0)),0,INDEX('Asset data'!$L49:$CX49,1,MATCH(DB$5,'Utilisation profile'!$F49:$CR49,0))),0)","v":0},{"$f":"IF($A49>0,IF(ISNA(MATCH(DC$5,'Utilisation profile'!$F49:$CR49,0)),0,INDEX('Asset data'!$L49:$CX49,1,MATCH(DC$5,'Utilisation profile'!$F49:$CR49,0))),0)","v":0},{"$f":"IF($A49>0,IF(ISNA(MATCH(DD$5,'Utilisation profile'!$F49:$CR49,0)),0,INDEX('Asset data'!$L49:$CX49,1,MATCH(DD$5,'Utilisation profile'!$F49:$CR49,0))),0)","v":0},{"$f":"IF($A49>0,IF(ISNA(MATCH(DE$5,'Utilisation profile'!$F49:$CR49,0)),0,INDEX('Asset data'!$L49:$CX49,1,MATCH(DE$5,'Utilisation profile'!$F49:$CR49,0))),0)","v":0},{"$f":"IF($A49>0,IF(ISNA(MATCH(DF$5,'Utilisation profile'!$F49:$CR49,0)),0,INDEX('Asset data'!$L49:$CX49,1,MATCH(DF$5,'Utilisation profile'!$F49:$CR49,0))),0)","v":0},{"$f":"IF($A49>0,IF(ISNA(MATCH(DG$5,'Utilisation profile'!$F49:$CR49,0)),0,INDEX('Asset data'!$L49:$CX49,1,MATCH(DG$5,'Utilisation profile'!$F49:$CR49,0))),0)","v":0},{"$f":"IF($A49>0,IF(ISNA(MATCH(DH$5,'Utilisation profile'!$F49:$CR49,0)),0,INDEX('Asset data'!$L49:$CX49,1,MATCH(DH$5,'Utilisation profile'!$F49:$CR49,0))),0)","v":0},{"$f":"IF($A49>0,IF(ISNA(MATCH(DI$5,'Utilisation profile'!$F49:$CR49,0)),0,INDEX('Asset data'!$L49:$CX49,1,MATCH(DI$5,'Utilisation profile'!$F49:$CR49,0))),0)","v":0},{"$f":"IF($A49>0,IF(ISNA(MATCH(DJ$5,'Utilisation profile'!$F49:$CR49,0)),0,INDEX('Asset data'!$L49:$CX49,1,MATCH(DJ$5,'Utilisation profile'!$F49:$CR49,0))),0)","v":0},{"$f":"IF($A49>0,IF(ISNA(MATCH(DK$5,'Utilisation profile'!$F49:$CR49,0)),0,INDEX('Asset data'!$L49:$CX49,1,MATCH(DK$5,'Utilisation profile'!$F49:$CR49,0))),0)","v":0},{"$f":"IF($A49>0,IF(ISNA(MATCH(DL$5,'Utilisation profile'!$F49:$CR49,0)),0,INDEX('Asset data'!$L49:$CX49,1,MATCH(DL$5,'Utilisation profile'!$F49:$CR49,0))),0)","v":0},{"$f":"IF($A49>0,IF(ISNA(MATCH(DM$5,'Utilisation profile'!$F49:$CR49,0)),0,INDEX('Asset data'!$L49:$CX49,1,MATCH(DM$5,'Utilisation profile'!$F49:$CR49,0))),0)","v":0},{"$f":"IF($A49>0,IF(ISNA(MATCH(DN$5,'Utilisation profile'!$F49:$CR49,0)),0,INDEX('Asset data'!$L49:$CX49,1,MATCH(DN$5,'Utilisation profile'!$F49:$CR49,0))),0)","v":0},{"$f":"IF($A49>0,IF(ISNA(MATCH(DO$5,'Utilisation profile'!$F49:$CR49,0)),0,INDEX('Asset data'!$L49:$CX49,1,MATCH(DO$5,'Utilisation profile'!$F49:$CR49,0))),0)","v":0},{"$f":"IF($A49>0,IF(ISNA(MATCH(DP$5,'Utilisation profile'!$F49:$CR49,0)),0,INDEX('Asset data'!$L49:$CX49,1,MATCH(DP$5,'Utilisation profile'!$F49:$CR49,0))),0)","v":0},{"$f":"IF($A49>0,IF(ISNA(MATCH(DQ$5,'Utilisation profile'!$F49:$CR49,0)),0,INDEX('Asset data'!$L49:$CX49,1,MATCH(DQ$5,'Utilisation profile'!$F49:$CR49,0))),0)","v":0},{"$f":"IF($A49>0,IF(ISNA(MATCH(DR$5,'Utilisation profile'!$F49:$CR49,0)),0,INDEX('Asset data'!$L49:$CX49,1,MATCH(DR$5,'Utilisation profile'!$F49:$CR49,0))),0)","v":0},{"$f":"IF($A49>0,IF(ISNA(MATCH(DS$5,'Utilisation profile'!$F49:$CR49,0)),0,INDEX('Asset data'!$L49:$CX49,1,MATCH(DS$5,'Utilisation profile'!$F49:$CR49,0))),0)","v":0},{"$f":"IF($A49>0,IF(ISNA(MATCH(DT$5,'Utilisation profile'!$F49:$CR49,0)),0,INDEX('Asset data'!$L49:$CX49,1,MATCH(DT$5,'Utilisation profile'!$F49:$CR49,0))),0)","v":0},{"$f":"IF($A49>0,IF(ISNA(MATCH(DU$5,'Utilisation profile'!$F49:$CR49,0)),0,INDEX('Asset data'!$L49:$CX49,1,MATCH(DU$5,'Utilisation profile'!$F49:$CR49,0))),0)","v":0},{"$f":"IF($A49>0,IF(ISNA(MATCH(DV$5,'Utilisation profile'!$F49:$CR49,0)),0,INDEX('Asset data'!$L49:$CX49,1,MATCH(DV$5,'Utilisation profile'!$F49:$CR49,0))),0)","v":0},{"$f":"IF($A49>0,IF(ISNA(MATCH(DW$5,'Utilisation profile'!$F49:$CR49,0)),0,INDEX('Asset data'!$L49:$CX49,1,MATCH(DW$5,'Utilisation profile'!$F49:$CR49,0))),0)","v":0},{"$f":"IF($A49>0,IF(ISNA(MATCH(DX$5,'Utilisation profile'!$F49:$CR49,0)),0,INDEX('Asset data'!$L49:$CX49,1,MATCH(DX$5,'Utilisation profile'!$F49:$CR49,0))),0)","v":0},{"$f":"IF($A49>0,IF(ISNA(MATCH(DY$5,'Utilisation profile'!$F49:$CR49,0)),0,INDEX('Asset data'!$L49:$CX49,1,MATCH(DY$5,'Utilisation profile'!$F49:$CR49,0))),0)","v":0},{"$f":"IF($A49>0,IF(ISNA(MATCH(DZ$5,'Utilisation profile'!$F49:$CR49,0)),0,INDEX('Asset data'!$L49:$CX49,1,MATCH(DZ$5,'Utilisation profile'!$F49:$CR49,0))),0)","v":0},{"$f":"IF($A49>0,IF(ISNA(MATCH(EA$5,'Utilisation profile'!$F49:$CR49,0)),0,INDEX('Asset data'!$L49:$CX49,1,MATCH(EA$5,'Utilisation profile'!$F49:$CR49,0))),0)","v":0},{"$f":"IF($A49>0,IF(ISNA(MATCH(EB$5,'Utilisation profile'!$F49:$CR49,0)),0,INDEX('Asset data'!$L49:$CX49,1,MATCH(EB$5,'Utilisation profile'!$F49:$CR49,0))),0)","v":0},{"$f":"IF($A49>0,IF(ISNA(MATCH(EC$5,'Utilisation profile'!$F49:$CR49,0)),0,INDEX('Asset data'!$L49:$CX49,1,MATCH(EC$5,'Utilisation profile'!$F49:$CR49,0))),0)","v":0},{"$f":"IF($A49>0,IF(ISNA(MATCH(ED$5,'Utilisation profile'!$F49:$CR49,0)),0,INDEX('Asset data'!$L49:$CX49,1,MATCH(ED$5,'Utilisation profile'!$F49:$CR49,0))),0)","v":0},{"$f":"IF($A49>0,IF(ISNA(MATCH(EE$5,'Utilisation profile'!$F49:$CR49,0)),0,INDEX('Asset data'!$L49:$CX49,1,MATCH(EE$5,'Utilisation profile'!$F49:$CR49,0))),0)","v":0},{"$f":"IF($A49>0,IF(ISNA(MATCH(EF$5,'Utilisation profile'!$F49:$CR49,0)),0,INDEX('Asset data'!$L49:$CX49,1,MATCH(EF$5,'Utilisation profile'!$F49:$CR49,0))),0)","v":0},{"$f":"IF($A49>0,IF(ISNA(MATCH(EG$5,'Utilisation profile'!$F49:$CR49,0)),0,INDEX('Asset data'!$L49:$CX49,1,MATCH(EG$5,'Utilisation profile'!$F49:$CR49,0))),0)","v":0},{"$f":"IF($A49>0,IF(ISNA(MATCH(EH$5,'Utilisation profile'!$F49:$CR49,0)),0,INDEX('Asset data'!$L49:$CX49,1,MATCH(EH$5,'Utilisation profile'!$F49:$CR49,0))),0)","v":0},{"$f":"IF($A49>0,IF(ISNA(MATCH(EI$5,'Utilisation profile'!$F49:$CR49,0)),0,INDEX('Asset data'!$L49:$CX49,1,MATCH(EI$5,'Utilisation profile'!$F49:$CR49,0))),0)","v":0},{"$f":"IF($A49>0,IF(ISNA(MATCH(EJ$5,'Utilisation profile'!$F49:$CR49,0)),0,INDEX('Asset data'!$L49:$CX49,1,MATCH(EJ$5,'Utilisation profile'!$F49:$CR49,0))),0)","v":0},{"$f":"IF($A49>0,IF(ISNA(MATCH(EK$5,'Utilisation profile'!$F49:$CR49,0)),0,INDEX('Asset data'!$L49:$CX49,1,MATCH(EK$5,'Utilisation profile'!$F49:$CR49,0))),0)","v":0},{"$f":"IF($A49>0,IF(ISNA(MATCH(EL$5,'Utilisation profile'!$F49:$CR49,0)),0,INDEX('Asset data'!$L49:$CX49,1,MATCH(EL$5,'Utilisation profile'!$F49:$CR49,0))),0)","v":0},{"$f":"IF($A49>0,IF(ISNA(MATCH(EM$5,'Utilisation profile'!$F49:$CR49,0)),0,INDEX('Asset data'!$L49:$CX49,1,MATCH(EM$5,'Utilisation profile'!$F49:$CR49,0))),0)","v":0},{"$f":"IF($A49>0,IF(ISNA(MATCH(EN$5,'Utilisation profile'!$F49:$CR49,0)),0,INDEX('Asset data'!$L49:$CX49,1,MATCH(EN$5,'Utilisation profile'!$F49:$CR49,0))),0)","v":0},{"$f":"IF($A49>0,IF(ISNA(MATCH(EO$5,'Utilisation profile'!$F49:$CR49,0)),0,INDEX('Asset data'!$L49:$CX49,1,MATCH(EO$5,'Utilisation profile'!$F49:$CR49,0))),0)","v":0},{"$f":"IF($A49>0,IF(ISNA(MATCH(EP$5,'Utilisation profile'!$F49:$CR49,0)),0,INDEX('Asset data'!$L49:$CX49,1,MATCH(EP$5,'Utilisation profile'!$F49:$CR49,0))),0)","v":0},{"$f":"IF($A49>0,IF(ISNA(MATCH(EQ$5,'Utilisation profile'!$F49:$CR49,0)),0,INDEX('Asset data'!$L49:$CX49,1,MATCH(EQ$5,'Utilisation profile'!$F49:$CR49,0))),0)","v":0},{"$f":"IF($A49>0,IF(ISNA(MATCH(ER$5,'Utilisation profile'!$F49:$CR49,0)),0,INDEX('Asset data'!$L49:$CX49,1,MATCH(ER$5,'Utilisation profile'!$F49:$CR49,0))),0)","v":0},{"$f":"IF($A49>0,IF(ISNA(MATCH(ES$5,'Utilisation profile'!$F49:$CR49,0)),0,INDEX('Asset data'!$L49:$CX49,1,MATCH(ES$5,'Utilisation profile'!$F49:$CR49,0))),0)","v":0},{"$f":"IF($A49>0,IF(ISNA(MATCH(ET$5,'Utilisation profile'!$F49:$CR49,0)),0,INDEX('Asset data'!$L49:$CX49,1,MATCH(ET$5,'Utilisation profile'!$F49:$CR49,0))),0)","v":0},{"$f":"IF($A49>0,IF(ISNA(MATCH(EU$5,'Utilisation profile'!$F49:$CR49,0)),0,INDEX('Asset data'!$L49:$CX49,1,MATCH(EU$5,'Utilisation profile'!$F49:$CR49,0))),0)","v":0},{"$f":"IF($A49>0,IF(ISNA(MATCH(EV$5,'Utilisation profile'!$F49:$CR49,0)),0,INDEX('Asset data'!$L49:$CX49,1,MATCH(EV$5,'Utilisation profile'!$F49:$CR49,0))),0)","v":0},{"$f":"IF($A49>0,IF(ISNA(MATCH(EW$5,'Utilisation profile'!$F49:$CR49,0)),0,INDEX('Asset data'!$L49:$CX49,1,MATCH(EW$5,'Utilisation profile'!$F49:$CR49,0))),0)","v":0},{"$f":"IF($A49>0,IF(ISNA(MATCH(EX$5,'Utilisation profile'!$F49:$CR49,0)),0,INDEX('Asset data'!$L49:$CX49,1,MATCH(EX$5,'Utilisation profile'!$F49:$CR49,0))),0)","v":0},{"$f":"IF($A49>0,IF(ISNA(MATCH(EY$5,'Utilisation profile'!$F49:$CR49,0)),0,INDEX('Asset data'!$L49:$CX49,1,MATCH(EY$5,'Utilisation profile'!$F49:$CR49,0))),0)","v":0},{"$f":"IF($A49>0,IF(ISNA(MATCH(EZ$5,'Utilisation profile'!$F49:$CR49,0)),0,INDEX('Asset data'!$L49:$CX49,1,MATCH(EZ$5,'Utilisation profile'!$F49:$CR49,0))),0)","v":0},{"$f":"IF($A49>0,IF(ISNA(MATCH(FA$5,'Utilisation profile'!$F49:$CR49,0)),0,INDEX('Asset data'!$L49:$CX49,1,MATCH(FA$5,'Utilisation profile'!$F49:$CR49,0))),0)","v":0}]
[{"$f":"'Asset data'!A50","v":0},{"$f":"'Asset data'!B50","v":0},{"$f":"'Asset data'!C50","v":0},{"$f":"'Asset data'!E50","v":0},{"$f":"'Asset data'!I50","v":0},{"$f":"IF($A50>0,'Utilisation profile'!CU50,0)","v":0},{"$f":"IF($A50>0,IF(ISNA(MATCH(G$5,'Utilisation profile'!$F50:$CR50,0)),0,INDEX('Asset data'!$L50:$CX50,1,MATCH(G$5,'Utilisation profile'!$F50:$CR50,0))),0)","v":0},{"$f":"IF($A50>0,IF(ISNA(MATCH(H$5,'Utilisation profile'!$F50:$CR50,0)),0,INDEX('Asset data'!$L50:$CX50,1,MATCH(H$5,'Utilisation profile'!$F50:$CR50,0))),0)","v":0},{"$f":"IF($A50>0,IF(ISNA(MATCH(I$5,'Utilisation profile'!$F50:$CR50,0)),0,INDEX('Asset data'!$L50:$CX50,1,MATCH(I$5,'Utilisation profile'!$F50:$CR50,0))),0)","v":0},{"$f":"IF($A50>0,IF(ISNA(MATCH(J$5,'Utilisation profile'!$F50:$CR50,0)),0,INDEX('Asset data'!$L50:$CX50,1,MATCH(J$5,'Utilisation profile'!$F50:$CR50,0))),0)","v":0},{"$f":"IF($A50>0,IF(ISNA(MATCH(K$5,'Utilisation profile'!$F50:$CR50,0)),0,INDEX('Asset data'!$L50:$CX50,1,MATCH(K$5,'Utilisation profile'!$F50:$CR50,0))),0)","v":0},{"$f":"IF($A50>0,IF(ISNA(MATCH(L$5,'Utilisation profile'!$F50:$CR50,0)),0,INDEX('Asset data'!$L50:$CX50,1,MATCH(L$5,'Utilisation profile'!$F50:$CR50,0))),0)","v":0},{"$f":"IF($A50>0,IF(ISNA(MATCH(M$5,'Utilisation profile'!$F50:$CR50,0)),0,INDEX('Asset data'!$L50:$CX50,1,MATCH(M$5,'Utilisation profile'!$F50:$CR50,0))),0)","v":0},{"$f":"IF($A50>0,IF(ISNA(MATCH(N$5,'Utilisation profile'!$F50:$CR50,0)),0,INDEX('Asset data'!$L50:$CX50,1,MATCH(N$5,'Utilisation profile'!$F50:$CR50,0))),0)","v":0},{"$f":"IF($A50>0,IF(ISNA(MATCH(O$5,'Utilisation profile'!$F50:$CR50,0)),0,INDEX('Asset data'!$L50:$CX50,1,MATCH(O$5,'Utilisation profile'!$F50:$CR50,0))),0)","v":0},{"$f":"IF($A50>0,IF(ISNA(MATCH(P$5,'Utilisation profile'!$F50:$CR50,0)),0,INDEX('Asset data'!$L50:$CX50,1,MATCH(P$5,'Utilisation profile'!$F50:$CR50,0))),0)","v":0},{"$f":"IF($A50>0,IF(ISNA(MATCH(Q$5,'Utilisation profile'!$F50:$CR50,0)),0,INDEX('Asset data'!$L50:$CX50,1,MATCH(Q$5,'Utilisation profile'!$F50:$CR50,0))),0)","v":0},{"$f":"IF($A50>0,IF(ISNA(MATCH(R$5,'Utilisation profile'!$F50:$CR50,0)),0,INDEX('Asset data'!$L50:$CX50,1,MATCH(R$5,'Utilisation profile'!$F50:$CR50,0))),0)","v":0},{"$f":"IF($A50>0,IF(ISNA(MATCH(S$5,'Utilisation profile'!$F50:$CR50,0)),0,INDEX('Asset data'!$L50:$CX50,1,MATCH(S$5,'Utilisation profile'!$F50:$CR50,0))),0)","v":0},{"$f":"IF($A50>0,IF(ISNA(MATCH(T$5,'Utilisation profile'!$F50:$CR50,0)),0,INDEX('Asset data'!$L50:$CX50,1,MATCH(T$5,'Utilisation profile'!$F50:$CR50,0))),0)","v":0},{"$f":"IF($A50>0,IF(ISNA(MATCH(U$5,'Utilisation profile'!$F50:$CR50,0)),0,INDEX('Asset data'!$L50:$CX50,1,MATCH(U$5,'Utilisation profile'!$F50:$CR50,0))),0)","v":0},{"$f":"IF($A50>0,IF(ISNA(MATCH(V$5,'Utilisation profile'!$F50:$CR50,0)),0,INDEX('Asset data'!$L50:$CX50,1,MATCH(V$5,'Utilisation profile'!$F50:$CR50,0))),0)","v":0},{"$f":"IF($A50>0,IF(ISNA(MATCH(W$5,'Utilisation profile'!$F50:$CR50,0)),0,INDEX('Asset data'!$L50:$CX50,1,MATCH(W$5,'Utilisation profile'!$F50:$CR50,0))),0)","v":0},{"$f":"IF($A50>0,IF(ISNA(MATCH(X$5,'Utilisation profile'!$F50:$CR50,0)),0,INDEX('Asset data'!$L50:$CX50,1,MATCH(X$5,'Utilisation profile'!$F50:$CR50,0))),0)","v":0},{"$f":"IF($A50>0,IF(ISNA(MATCH(Y$5,'Utilisation profile'!$F50:$CR50,0)),0,INDEX('Asset data'!$L50:$CX50,1,MATCH(Y$5,'Utilisation profile'!$F50:$CR50,0))),0)","v":0},{"$f":"IF($A50>0,IF(ISNA(MATCH(Z$5,'Utilisation profile'!$F50:$CR50,0)),0,INDEX('Asset data'!$L50:$CX50,1,MATCH(Z$5,'Utilisation profile'!$F50:$CR50,0))),0)","v":0},{"$f":"IF($A50>0,IF(ISNA(MATCH(AA$5,'Utilisation profile'!$F50:$CR50,0)),0,INDEX('Asset data'!$L50:$CX50,1,MATCH(AA$5,'Utilisation profile'!$F50:$CR50,0))),0)","v":0},{"$f":"IF($A50>0,IF(ISNA(MATCH(AB$5,'Utilisation profile'!$F50:$CR50,0)),0,INDEX('Asset data'!$L50:$CX50,1,MATCH(AB$5,'Utilisation profile'!$F50:$CR50,0))),0)","v":0},{"$f":"IF($A50>0,IF(ISNA(MATCH(AC$5,'Utilisation profile'!$F50:$CR50,0)),0,INDEX('Asset data'!$L50:$CX50,1,MATCH(AC$5,'Utilisation profile'!$F50:$CR50,0))),0)","v":0},{"$f":"IF($A50>0,IF(ISNA(MATCH(AD$5,'Utilisation profile'!$F50:$CR50,0)),0,INDEX('Asset data'!$L50:$CX50,1,MATCH(AD$5,'Utilisation profile'!$F50:$CR50,0))),0)","v":0},{"$f":"IF($A50>0,IF(ISNA(MATCH(AE$5,'Utilisation profile'!$F50:$CR50,0)),0,INDEX('Asset data'!$L50:$CX50,1,MATCH(AE$5,'Utilisation profile'!$F50:$CR50,0))),0)","v":0},{"$f":"IF($A50>0,IF(ISNA(MATCH(AF$5,'Utilisation profile'!$F50:$CR50,0)),0,INDEX('Asset data'!$L50:$CX50,1,MATCH(AF$5,'Utilisation profile'!$F50:$CR50,0))),0)","v":0},{"$f":"IF($A50>0,IF(ISNA(MATCH(AG$5,'Utilisation profile'!$F50:$CR50,0)),0,INDEX('Asset data'!$L50:$CX50,1,MATCH(AG$5,'Utilisation profile'!$F50:$CR50,0))),0)","v":0},{"$f":"IF($A50>0,IF(ISNA(MATCH(AH$5,'Utilisation profile'!$F50:$CR50,0)),0,INDEX('Asset data'!$L50:$CX50,1,MATCH(AH$5,'Utilisation profile'!$F50:$CR50,0))),0)","v":0},{"$f":"IF($A50>0,IF(ISNA(MATCH(AI$5,'Utilisation profile'!$F50:$CR50,0)),0,INDEX('Asset data'!$L50:$CX50,1,MATCH(AI$5,'Utilisation profile'!$F50:$CR50,0))),0)","v":0},{"$f":"IF($A50>0,IF(ISNA(MATCH(AJ$5,'Utilisation profile'!$F50:$CR50,0)),0,INDEX('Asset data'!$L50:$CX50,1,MATCH(AJ$5,'Utilisation profile'!$F50:$CR50,0))),0)","v":0},{"$f":"IF($A50>0,IF(ISNA(MATCH(AK$5,'Utilisation profile'!$F50:$CR50,0)),0,INDEX('Asset data'!$L50:$CX50,1,MATCH(AK$5,'Utilisation profile'!$F50:$CR50,0))),0)","v":0},{"$f":"IF($A50>0,IF(ISNA(MATCH(AL$5,'Utilisation profile'!$F50:$CR50,0)),0,INDEX('Asset data'!$L50:$CX50,1,MATCH(AL$5,'Utilisation profile'!$F50:$CR50,0))),0)","v":0},{"$f":"IF($A50>0,IF(ISNA(MATCH(AM$5,'Utilisation profile'!$F50:$CR50,0)),0,INDEX('Asset data'!$L50:$CX50,1,MATCH(AM$5,'Utilisation profile'!$F50:$CR50,0))),0)","v":0},{"$f":"IF($A50>0,IF(ISNA(MATCH(AN$5,'Utilisation profile'!$F50:$CR50,0)),0,INDEX('Asset data'!$L50:$CX50,1,MATCH(AN$5,'Utilisation profile'!$F50:$CR50,0))),0)","v":0},{"$f":"IF($A50>0,IF(ISNA(MATCH(AO$5,'Utilisation profile'!$F50:$CR50,0)),0,INDEX('Asset data'!$L50:$CX50,1,MATCH(AO$5,'Utilisation profile'!$F50:$CR50,0))),0)","v":0},{"$f":"IF($A50>0,IF(ISNA(MATCH(AP$5,'Utilisation profile'!$F50:$CR50,0)),0,INDEX('Asset data'!$L50:$CX50,1,MATCH(AP$5,'Utilisation profile'!$F50:$CR50,0))),0)","v":0},{"$f":"IF($A50>0,IF(ISNA(MATCH(AQ$5,'Utilisation profile'!$F50:$CR50,0)),0,INDEX('Asset data'!$L50:$CX50,1,MATCH(AQ$5,'Utilisation profile'!$F50:$CR50,0))),0)","v":0},{"$f":"IF($A50>0,IF(ISNA(MATCH(AR$5,'Utilisation profile'!$F50:$CR50,0)),0,INDEX('Asset data'!$L50:$CX50,1,MATCH(AR$5,'Utilisation profile'!$F50:$CR50,0))),0)","v":0},{"$f":"IF($A50>0,IF(ISNA(MATCH(AS$5,'Utilisation profile'!$F50:$CR50,0)),0,INDEX('Asset data'!$L50:$CX50,1,MATCH(AS$5,'Utilisation profile'!$F50:$CR50,0))),0)","v":0},{"$f":"IF($A50>0,IF(ISNA(MATCH(AT$5,'Utilisation profile'!$F50:$CR50,0)),0,INDEX('Asset data'!$L50:$CX50,1,MATCH(AT$5,'Utilisation profile'!$F50:$CR50,0))),0)","v":0},{"$f":"IF($A50>0,IF(ISNA(MATCH(AU$5,'Utilisation profile'!$F50:$CR50,0)),0,INDEX('Asset data'!$L50:$CX50,1,MATCH(AU$5,'Utilisation profile'!$F50:$CR50,0))),0)","v":0},{"$f":"IF($A50>0,IF(ISNA(MATCH(AV$5,'Utilisation profile'!$F50:$CR50,0)),0,INDEX('Asset data'!$L50:$CX50,1,MATCH(AV$5,'Utilisation profile'!$F50:$CR50,0))),0)","v":0},{"$f":"IF($A50>0,IF(ISNA(MATCH(AW$5,'Utilisation profile'!$F50:$CR50,0)),0,INDEX('Asset data'!$L50:$CX50,1,MATCH(AW$5,'Utilisation profile'!$F50:$CR50,0))),0)","v":0},{"$f":"IF($A50>0,IF(ISNA(MATCH(AX$5,'Utilisation profile'!$F50:$CR50,0)),0,INDEX('Asset data'!$L50:$CX50,1,MATCH(AX$5,'Utilisation profile'!$F50:$CR50,0))),0)","v":0},{"$f":"IF($A50>0,IF(ISNA(MATCH(AY$5,'Utilisation profile'!$F50:$CR50,0)),0,INDEX('Asset data'!$L50:$CX50,1,MATCH(AY$5,'Utilisation profile'!$F50:$CR50,0))),0)","v":0},{"$f":"IF($A50>0,IF(ISNA(MATCH(AZ$5,'Utilisation profile'!$F50:$CR50,0)),0,INDEX('Asset data'!$L50:$CX50,1,MATCH(AZ$5,'Utilisation profile'!$F50:$CR50,0))),0)","v":0},{"$f":"IF($A50>0,IF(ISNA(MATCH(BA$5,'Utilisation profile'!$F50:$CR50,0)),0,INDEX('Asset data'!$L50:$CX50,1,MATCH(BA$5,'Utilisation profile'!$F50:$CR50,0))),0)","v":0},{"$f":"IF($A50>0,IF(ISNA(MATCH(BB$5,'Utilisation profile'!$F50:$CR50,0)),0,INDEX('Asset data'!$L50:$CX50,1,MATCH(BB$5,'Utilisation profile'!$F50:$CR50,0))),0)","v":0},{"$f":"IF($A50>0,IF(ISNA(MATCH(BC$5,'Utilisation profile'!$F50:$CR50,0)),0,INDEX('Asset data'!$L50:$CX50,1,MATCH(BC$5,'Utilisation profile'!$F50:$CR50,0))),0)","v":0},{"$f":"IF($A50>0,IF(ISNA(MATCH(BD$5,'Utilisation profile'!$F50:$CR50,0)),0,INDEX('Asset data'!$L50:$CX50,1,MATCH(BD$5,'Utilisation profile'!$F50:$CR50,0))),0)","v":0},{"$f":"IF($A50>0,IF(ISNA(MATCH(BE$5,'Utilisation profile'!$F50:$CR50,0)),0,INDEX('Asset data'!$L50:$CX50,1,MATCH(BE$5,'Utilisation profile'!$F50:$CR50,0))),0)","v":0},{"$f":"IF($A50>0,IF(ISNA(MATCH(BF$5,'Utilisation profile'!$F50:$CR50,0)),0,INDEX('Asset data'!$L50:$CX50,1,MATCH(BF$5,'Utilisation profile'!$F50:$CR50,0))),0)","v":0},{"$f":"IF($A50>0,IF(ISNA(MATCH(BG$5,'Utilisation profile'!$F50:$CR50,0)),0,INDEX('Asset data'!$L50:$CX50,1,MATCH(BG$5,'Utilisation profile'!$F50:$CR50,0))),0)","v":0},{"$f":"IF($A50>0,IF(ISNA(MATCH(BH$5,'Utilisation profile'!$F50:$CR50,0)),0,INDEX('Asset data'!$L50:$CX50,1,MATCH(BH$5,'Utilisation profile'!$F50:$CR50,0))),0)","v":0},{"$f":"IF($A50>0,IF(ISNA(MATCH(BI$5,'Utilisation profile'!$F50:$CR50,0)),0,INDEX('Asset data'!$L50:$CX50,1,MATCH(BI$5,'Utilisation profile'!$F50:$CR50,0))),0)","v":0},{"$f":"IF($A50>0,IF(ISNA(MATCH(BJ$5,'Utilisation profile'!$F50:$CR50,0)),0,INDEX('Asset data'!$L50:$CX50,1,MATCH(BJ$5,'Utilisation profile'!$F50:$CR50,0))),0)","v":0},{"$f":"IF($A50>0,IF(ISNA(MATCH(BK$5,'Utilisation profile'!$F50:$CR50,0)),0,INDEX('Asset data'!$L50:$CX50,1,MATCH(BK$5,'Utilisation profile'!$F50:$CR50,0))),0)","v":0},{"$f":"IF($A50>0,IF(ISNA(MATCH(BL$5,'Utilisation profile'!$F50:$CR50,0)),0,INDEX('Asset data'!$L50:$CX50,1,MATCH(BL$5,'Utilisation profile'!$F50:$CR50,0))),0)","v":0},{"$f":"IF($A50>0,IF(ISNA(MATCH(BM$5,'Utilisation profile'!$F50:$CR50,0)),0,INDEX('Asset data'!$L50:$CX50,1,MATCH(BM$5,'Utilisation profile'!$F50:$CR50,0))),0)","v":0},{"$f":"IF($A50>0,IF(ISNA(MATCH(BN$5,'Utilisation profile'!$F50:$CR50,0)),0,INDEX('Asset data'!$L50:$CX50,1,MATCH(BN$5,'Utilisation profile'!$F50:$CR50,0))),0)","v":0},{"$f":"IF($A50>0,IF(ISNA(MATCH(BO$5,'Utilisation profile'!$F50:$CR50,0)),0,INDEX('Asset data'!$L50:$CX50,1,MATCH(BO$5,'Utilisation profile'!$F50:$CR50,0))),0)","v":0},{"$f":"IF($A50>0,IF(ISNA(MATCH(BP$5,'Utilisation profile'!$F50:$CR50,0)),0,INDEX('Asset data'!$L50:$CX50,1,MATCH(BP$5,'Utilisation profile'!$F50:$CR50,0))),0)","v":0},{"$f":"IF($A50>0,IF(ISNA(MATCH(BQ$5,'Utilisation profile'!$F50:$CR50,0)),0,INDEX('Asset data'!$L50:$CX50,1,MATCH(BQ$5,'Utilisation profile'!$F50:$CR50,0))),0)","v":0},{"$f":"IF($A50>0,IF(ISNA(MATCH(BR$5,'Utilisation profile'!$F50:$CR50,0)),0,INDEX('Asset data'!$L50:$CX50,1,MATCH(BR$5,'Utilisation profile'!$F50:$CR50,0))),0)","v":0},{"$f":"IF($A50>0,IF(ISNA(MATCH(BS$5,'Utilisation profile'!$F50:$CR50,0)),0,INDEX('Asset data'!$L50:$CX50,1,MATCH(BS$5,'Utilisation profile'!$F50:$CR50,0))),0)","v":0},{"$f":"IF($A50>0,IF(ISNA(MATCH(BT$5,'Utilisation profile'!$F50:$CR50,0)),0,INDEX('Asset data'!$L50:$CX50,1,MATCH(BT$5,'Utilisation profile'!$F50:$CR50,0))),0)","v":0},{"$f":"IF($A50>0,IF(ISNA(MATCH(BU$5,'Utilisation profile'!$F50:$CR50,0)),0,INDEX('Asset data'!$L50:$CX50,1,MATCH(BU$5,'Utilisation profile'!$F50:$CR50,0))),0)","v":0},{"$f":"IF($A50>0,IF(ISNA(MATCH(BV$5,'Utilisation profile'!$F50:$CR50,0)),0,INDEX('Asset data'!$L50:$CX50,1,MATCH(BV$5,'Utilisation profile'!$F50:$CR50,0))),0)","v":0},{"$f":"IF($A50>0,IF(ISNA(MATCH(BW$5,'Utilisation profile'!$F50:$CR50,0)),0,INDEX('Asset data'!$L50:$CX50,1,MATCH(BW$5,'Utilisation profile'!$F50:$CR50,0))),0)","v":0},{"$f":"IF($A50>0,IF(ISNA(MATCH(BX$5,'Utilisation profile'!$F50:$CR50,0)),0,INDEX('Asset data'!$L50:$CX50,1,MATCH(BX$5,'Utilisation profile'!$F50:$CR50,0))),0)","v":0},{"$f":"IF($A50>0,IF(ISNA(MATCH(BY$5,'Utilisation profile'!$F50:$CR50,0)),0,INDEX('Asset data'!$L50:$CX50,1,MATCH(BY$5,'Utilisation profile'!$F50:$CR50,0))),0)","v":0},{"$f":"IF($A50>0,IF(ISNA(MATCH(BZ$5,'Utilisation profile'!$F50:$CR50,0)),0,INDEX('Asset data'!$L50:$CX50,1,MATCH(BZ$5,'Utilisation profile'!$F50:$CR50,0))),0)","v":0},{"$f":"IF($A50>0,IF(ISNA(MATCH(CA$5,'Utilisation profile'!$F50:$CR50,0)),0,INDEX('Asset data'!$L50:$CX50,1,MATCH(CA$5,'Utilisation profile'!$F50:$CR50,0))),0)","v":0},{"$f":"IF($A50>0,IF(ISNA(MATCH(CB$5,'Utilisation profile'!$F50:$CR50,0)),0,INDEX('Asset data'!$L50:$CX50,1,MATCH(CB$5,'Utilisation profile'!$F50:$CR50,0))),0)","v":0},{"$f":"IF($A50>0,IF(ISNA(MATCH(CC$5,'Utilisation profile'!$F50:$CR50,0)),0,INDEX('Asset data'!$L50:$CX50,1,MATCH(CC$5,'Utilisation profile'!$F50:$CR50,0))),0)","v":0},{"$f":"IF($A50>0,IF(ISNA(MATCH(CD$5,'Utilisation profile'!$F50:$CR50,0)),0,INDEX('Asset data'!$L50:$CX50,1,MATCH(CD$5,'Utilisation profile'!$F50:$CR50,0))),0)","v":0},{"$f":"IF($A50>0,IF(ISNA(MATCH(CE$5,'Utilisation profile'!$F50:$CR50,0)),0,INDEX('Asset data'!$L50:$CX50,1,MATCH(CE$5,'Utilisation profile'!$F50:$CR50,0))),0)","v":0},{"$f":"IF($A50>0,IF(ISNA(MATCH(CF$5,'Utilisation profile'!$F50:$CR50,0)),0,INDEX('Asset data'!$L50:$CX50,1,MATCH(CF$5,'Utilisation profile'!$F50:$CR50,0))),0)","v":0},{"$f":"IF($A50>0,IF(ISNA(MATCH(CG$5,'Utilisation profile'!$F50:$CR50,0)),0,INDEX('Asset data'!$L50:$CX50,1,MATCH(CG$5,'Utilisation profile'!$F50:$CR50,0))),0)","v":0},{"$f":"IF($A50>0,IF(ISNA(MATCH(CH$5,'Utilisation profile'!$F50:$CR50,0)),0,INDEX('Asset data'!$L50:$CX50,1,MATCH(CH$5,'Utilisation profile'!$F50:$CR50,0))),0)","v":0},{"$f":"IF($A50>0,IF(ISNA(MATCH(CI$5,'Utilisation profile'!$F50:$CR50,0)),0,INDEX('Asset data'!$L50:$CX50,1,MATCH(CI$5,'Utilisation profile'!$F50:$CR50,0))),0)","v":0},{"$f":"IF($A50>0,IF(ISNA(MATCH(CJ$5,'Utilisation profile'!$F50:$CR50,0)),0,INDEX('Asset data'!$L50:$CX50,1,MATCH(CJ$5,'Utilisation profile'!$F50:$CR50,0))),0)","v":0},{"$f":"IF($A50>0,IF(ISNA(MATCH(CK$5,'Utilisation profile'!$F50:$CR50,0)),0,INDEX('Asset data'!$L50:$CX50,1,MATCH(CK$5,'Utilisation profile'!$F50:$CR50,0))),0)","v":0},{"$f":"IF($A50>0,IF(ISNA(MATCH(CL$5,'Utilisation profile'!$F50:$CR50,0)),0,INDEX('Asset data'!$L50:$CX50,1,MATCH(CL$5,'Utilisation profile'!$F50:$CR50,0))),0)","v":0},{"$f":"IF($A50>0,IF(ISNA(MATCH(CM$5,'Utilisation profile'!$F50:$CR50,0)),0,INDEX('Asset data'!$L50:$CX50,1,MATCH(CM$5,'Utilisation profile'!$F50:$CR50,0))),0)","v":0},{"$f":"IF($A50>0,IF(ISNA(MATCH(CN$5,'Utilisation profile'!$F50:$CR50,0)),0,INDEX('Asset data'!$L50:$CX50,1,MATCH(CN$5,'Utilisation profile'!$F50:$CR50,0))),0)","v":0},{"$f":"IF($A50>0,IF(ISNA(MATCH(CO$5,'Utilisation profile'!$F50:$CR50,0)),0,INDEX('Asset data'!$L50:$CX50,1,MATCH(CO$5,'Utilisation profile'!$F50:$CR50,0))),0)","v":0},{"$f":"IF($A50>0,IF(ISNA(MATCH(CP$5,'Utilisation profile'!$F50:$CR50,0)),0,INDEX('Asset data'!$L50:$CX50,1,MATCH(CP$5,'Utilisation profile'!$F50:$CR50,0))),0)","v":0},{"$f":"IF($A50>0,IF(ISNA(MATCH(CQ$5,'Utilisation profile'!$F50:$CR50,0)),0,INDEX('Asset data'!$L50:$CX50,1,MATCH(CQ$5,'Utilisation profile'!$F50:$CR50,0))),0)","v":0},{"$f":"IF($A50>0,IF(ISNA(MATCH(CR$5,'Utilisation profile'!$F50:$CR50,0)),0,INDEX('Asset data'!$L50:$CX50,1,MATCH(CR$5,'Utilisation profile'!$F50:$CR50,0))),0)","v":0},{"$f":"IF($A50>0,IF(ISNA(MATCH(CS$5,'Utilisation profile'!$F50:$CR50,0)),0,INDEX('Asset data'!$L50:$CX50,1,MATCH(CS$5,'Utilisation profile'!$F50:$CR50,0))),0)","v":0},{"$f":"IF($A50>0,IF(ISNA(MATCH(CT$5,'Utilisation profile'!$F50:$CR50,0)),0,INDEX('Asset data'!$L50:$CX50,1,MATCH(CT$5,'Utilisation profile'!$F50:$CR50,0))),0)","v":0},{"$f":"IF($A50>0,IF(ISNA(MATCH(CU$5,'Utilisation profile'!$F50:$CR50,0)),0,INDEX('Asset data'!$L50:$CX50,1,MATCH(CU$5,'Utilisation profile'!$F50:$CR50,0))),0)","v":0},{"$f":"IF($A50>0,IF(ISNA(MATCH(CV$5,'Utilisation profile'!$F50:$CR50,0)),0,INDEX('Asset data'!$L50:$CX50,1,MATCH(CV$5,'Utilisation profile'!$F50:$CR50,0))),0)","v":0},{"$f":"IF($A50>0,IF(ISNA(MATCH(CW$5,'Utilisation profile'!$F50:$CR50,0)),0,INDEX('Asset data'!$L50:$CX50,1,MATCH(CW$5,'Utilisation profile'!$F50:$CR50,0))),0)","v":0},{"$f":"IF($A50>0,IF(ISNA(MATCH(CX$5,'Utilisation profile'!$F50:$CR50,0)),0,INDEX('Asset data'!$L50:$CX50,1,MATCH(CX$5,'Utilisation profile'!$F50:$CR50,0))),0)","v":0},{"$f":"IF($A50>0,IF(ISNA(MATCH(CY$5,'Utilisation profile'!$F50:$CR50,0)),0,INDEX('Asset data'!$L50:$CX50,1,MATCH(CY$5,'Utilisation profile'!$F50:$CR50,0))),0)","v":0},{"$f":"IF($A50>0,IF(ISNA(MATCH(CZ$5,'Utilisation profile'!$F50:$CR50,0)),0,INDEX('Asset data'!$L50:$CX50,1,MATCH(CZ$5,'Utilisation profile'!$F50:$CR50,0))),0)","v":0},{"$f":"IF($A50>0,IF(ISNA(MATCH(DA$5,'Utilisation profile'!$F50:$CR50,0)),0,INDEX('Asset data'!$L50:$CX50,1,MATCH(DA$5,'Utilisation profile'!$F50:$CR50,0))),0)","v":0},{"$f":"IF($A50>0,IF(ISNA(MATCH(DB$5,'Utilisation profile'!$F50:$CR50,0)),0,INDEX('Asset data'!$L50:$CX50,1,MATCH(DB$5,'Utilisation profile'!$F50:$CR50,0))),0)","v":0},{"$f":"IF($A50>0,IF(ISNA(MATCH(DC$5,'Utilisation profile'!$F50:$CR50,0)),0,INDEX('Asset data'!$L50:$CX50,1,MATCH(DC$5,'Utilisation profile'!$F50:$CR50,0))),0)","v":0},{"$f":"IF($A50>0,IF(ISNA(MATCH(DD$5,'Utilisation profile'!$F50:$CR50,0)),0,INDEX('Asset data'!$L50:$CX50,1,MATCH(DD$5,'Utilisation profile'!$F50:$CR50,0))),0)","v":0},{"$f":"IF($A50>0,IF(ISNA(MATCH(DE$5,'Utilisation profile'!$F50:$CR50,0)),0,INDEX('Asset data'!$L50:$CX50,1,MATCH(DE$5,'Utilisation profile'!$F50:$CR50,0))),0)","v":0},{"$f":"IF($A50>0,IF(ISNA(MATCH(DF$5,'Utilisation profile'!$F50:$CR50,0)),0,INDEX('Asset data'!$L50:$CX50,1,MATCH(DF$5,'Utilisation profile'!$F50:$CR50,0))),0)","v":0},{"$f":"IF($A50>0,IF(ISNA(MATCH(DG$5,'Utilisation profile'!$F50:$CR50,0)),0,INDEX('Asset data'!$L50:$CX50,1,MATCH(DG$5,'Utilisation profile'!$F50:$CR50,0))),0)","v":0},{"$f":"IF($A50>0,IF(ISNA(MATCH(DH$5,'Utilisation profile'!$F50:$CR50,0)),0,INDEX('Asset data'!$L50:$CX50,1,MATCH(DH$5,'Utilisation profile'!$F50:$CR50,0))),0)","v":0},{"$f":"IF($A50>0,IF(ISNA(MATCH(DI$5,'Utilisation profile'!$F50:$CR50,0)),0,INDEX('Asset data'!$L50:$CX50,1,MATCH(DI$5,'Utilisation profile'!$F50:$CR50,0))),0)","v":0},{"$f":"IF($A50>0,IF(ISNA(MATCH(DJ$5,'Utilisation profile'!$F50:$CR50,0)),0,INDEX('Asset data'!$L50:$CX50,1,MATCH(DJ$5,'Utilisation profile'!$F50:$CR50,0))),0)","v":0},{"$f":"IF($A50>0,IF(ISNA(MATCH(DK$5,'Utilisation profile'!$F50:$CR50,0)),0,INDEX('Asset data'!$L50:$CX50,1,MATCH(DK$5,'Utilisation profile'!$F50:$CR50,0))),0)","v":0},{"$f":"IF($A50>0,IF(ISNA(MATCH(DL$5,'Utilisation profile'!$F50:$CR50,0)),0,INDEX('Asset data'!$L50:$CX50,1,MATCH(DL$5,'Utilisation profile'!$F50:$CR50,0))),0)","v":0},{"$f":"IF($A50>0,IF(ISNA(MATCH(DM$5,'Utilisation profile'!$F50:$CR50,0)),0,INDEX('Asset data'!$L50:$CX50,1,MATCH(DM$5,'Utilisation profile'!$F50:$CR50,0))),0)","v":0},{"$f":"IF($A50>0,IF(ISNA(MATCH(DN$5,'Utilisation profile'!$F50:$CR50,0)),0,INDEX('Asset data'!$L50:$CX50,1,MATCH(DN$5,'Utilisation profile'!$F50:$CR50,0))),0)","v":0},{"$f":"IF($A50>0,IF(ISNA(MATCH(DO$5,'Utilisation profile'!$F50:$CR50,0)),0,INDEX('Asset data'!$L50:$CX50,1,MATCH(DO$5,'Utilisation profile'!$F50:$CR50,0))),0)","v":0},{"$f":"IF($A50>0,IF(ISNA(MATCH(DP$5,'Utilisation profile'!$F50:$CR50,0)),0,INDEX('Asset data'!$L50:$CX50,1,MATCH(DP$5,'Utilisation profile'!$F50:$CR50,0))),0)","v":0},{"$f":"IF($A50>0,IF(ISNA(MATCH(DQ$5,'Utilisation profile'!$F50:$CR50,0)),0,INDEX('Asset data'!$L50:$CX50,1,MATCH(DQ$5,'Utilisation profile'!$F50:$CR50,0))),0)","v":0},{"$f":"IF($A50>0,IF(ISNA(MATCH(DR$5,'Utilisation profile'!$F50:$CR50,0)),0,INDEX('Asset data'!$L50:$CX50,1,MATCH(DR$5,'Utilisation profile'!$F50:$CR50,0))),0)","v":0},{"$f":"IF($A50>0,IF(ISNA(MATCH(DS$5,'Utilisation profile'!$F50:$CR50,0)),0,INDEX('Asset data'!$L50:$CX50,1,MATCH(DS$5,'Utilisation profile'!$F50:$CR50,0))),0)","v":0},{"$f":"IF($A50>0,IF(ISNA(MATCH(DT$5,'Utilisation profile'!$F50:$CR50,0)),0,INDEX('Asset data'!$L50:$CX50,1,MATCH(DT$5,'Utilisation profile'!$F50:$CR50,0))),0)","v":0},{"$f":"IF($A50>0,IF(ISNA(MATCH(DU$5,'Utilisation profile'!$F50:$CR50,0)),0,INDEX('Asset data'!$L50:$CX50,1,MATCH(DU$5,'Utilisation profile'!$F50:$CR50,0))),0)","v":0},{"$f":"IF($A50>0,IF(ISNA(MATCH(DV$5,'Utilisation profile'!$F50:$CR50,0)),0,INDEX('Asset data'!$L50:$CX50,1,MATCH(DV$5,'Utilisation profile'!$F50:$CR50,0))),0)","v":0},{"$f":"IF($A50>0,IF(ISNA(MATCH(DW$5,'Utilisation profile'!$F50:$CR50,0)),0,INDEX('Asset data'!$L50:$CX50,1,MATCH(DW$5,'Utilisation profile'!$F50:$CR50,0))),0)","v":0},{"$f":"IF($A50>0,IF(ISNA(MATCH(DX$5,'Utilisation profile'!$F50:$CR50,0)),0,INDEX('Asset data'!$L50:$CX50,1,MATCH(DX$5,'Utilisation profile'!$F50:$CR50,0))),0)","v":0},{"$f":"IF($A50>0,IF(ISNA(MATCH(DY$5,'Utilisation profile'!$F50:$CR50,0)),0,INDEX('Asset data'!$L50:$CX50,1,MATCH(DY$5,'Utilisation profile'!$F50:$CR50,0))),0)","v":0},{"$f":"IF($A50>0,IF(ISNA(MATCH(DZ$5,'Utilisation profile'!$F50:$CR50,0)),0,INDEX('Asset data'!$L50:$CX50,1,MATCH(DZ$5,'Utilisation profile'!$F50:$CR50,0))),0)","v":0},{"$f":"IF($A50>0,IF(ISNA(MATCH(EA$5,'Utilisation profile'!$F50:$CR50,0)),0,INDEX('Asset data'!$L50:$CX50,1,MATCH(EA$5,'Utilisation profile'!$F50:$CR50,0))),0)","v":0},{"$f":"IF($A50>0,IF(ISNA(MATCH(EB$5,'Utilisation profile'!$F50:$CR50,0)),0,INDEX('Asset data'!$L50:$CX50,1,MATCH(EB$5,'Utilisation profile'!$F50:$CR50,0))),0)","v":0},{"$f":"IF($A50>0,IF(ISNA(MATCH(EC$5,'Utilisation profile'!$F50:$CR50,0)),0,INDEX('Asset data'!$L50:$CX50,1,MATCH(EC$5,'Utilisation profile'!$F50:$CR50,0))),0)","v":0},{"$f":"IF($A50>0,IF(ISNA(MATCH(ED$5,'Utilisation profile'!$F50:$CR50,0)),0,INDEX('Asset data'!$L50:$CX50,1,MATCH(ED$5,'Utilisation profile'!$F50:$CR50,0))),0)","v":0},{"$f":"IF($A50>0,IF(ISNA(MATCH(EE$5,'Utilisation profile'!$F50:$CR50,0)),0,INDEX('Asset data'!$L50:$CX50,1,MATCH(EE$5,'Utilisation profile'!$F50:$CR50,0))),0)","v":0},{"$f":"IF($A50>0,IF(ISNA(MATCH(EF$5,'Utilisation profile'!$F50:$CR50,0)),0,INDEX('Asset data'!$L50:$CX50,1,MATCH(EF$5,'Utilisation profile'!$F50:$CR50,0))),0)","v":0},{"$f":"IF($A50>0,IF(ISNA(MATCH(EG$5,'Utilisation profile'!$F50:$CR50,0)),0,INDEX('Asset data'!$L50:$CX50,1,MATCH(EG$5,'Utilisation profile'!$F50:$CR50,0))),0)","v":0},{"$f":"IF($A50>0,IF(ISNA(MATCH(EH$5,'Utilisation profile'!$F50:$CR50,0)),0,INDEX('Asset data'!$L50:$CX50,1,MATCH(EH$5,'Utilisation profile'!$F50:$CR50,0))),0)","v":0},{"$f":"IF($A50>0,IF(ISNA(MATCH(EI$5,'Utilisation profile'!$F50:$CR50,0)),0,INDEX('Asset data'!$L50:$CX50,1,MATCH(EI$5,'Utilisation profile'!$F50:$CR50,0))),0)","v":0},{"$f":"IF($A50>0,IF(ISNA(MATCH(EJ$5,'Utilisation profile'!$F50:$CR50,0)),0,INDEX('Asset data'!$L50:$CX50,1,MATCH(EJ$5,'Utilisation profile'!$F50:$CR50,0))),0)","v":0},{"$f":"IF($A50>0,IF(ISNA(MATCH(EK$5,'Utilisation profile'!$F50:$CR50,0)),0,INDEX('Asset data'!$L50:$CX50,1,MATCH(EK$5,'Utilisation profile'!$F50:$CR50,0))),0)","v":0},{"$f":"IF($A50>0,IF(ISNA(MATCH(EL$5,'Utilisation profile'!$F50:$CR50,0)),0,INDEX('Asset data'!$L50:$CX50,1,MATCH(EL$5,'Utilisation profile'!$F50:$CR50,0))),0)","v":0},{"$f":"IF($A50>0,IF(ISNA(MATCH(EM$5,'Utilisation profile'!$F50:$CR50,0)),0,INDEX('Asset data'!$L50:$CX50,1,MATCH(EM$5,'Utilisation profile'!$F50:$CR50,0))),0)","v":0},{"$f":"IF($A50>0,IF(ISNA(MATCH(EN$5,'Utilisation profile'!$F50:$CR50,0)),0,INDEX('Asset data'!$L50:$CX50,1,MATCH(EN$5,'Utilisation profile'!$F50:$CR50,0))),0)","v":0},{"$f":"IF($A50>0,IF(ISNA(MATCH(EO$5,'Utilisation profile'!$F50:$CR50,0)),0,INDEX('Asset data'!$L50:$CX50,1,MATCH(EO$5,'Utilisation profile'!$F50:$CR50,0))),0)","v":0},{"$f":"IF($A50>0,IF(ISNA(MATCH(EP$5,'Utilisation profile'!$F50:$CR50,0)),0,INDEX('Asset data'!$L50:$CX50,1,MATCH(EP$5,'Utilisation profile'!$F50:$CR50,0))),0)","v":0},{"$f":"IF($A50>0,IF(ISNA(MATCH(EQ$5,'Utilisation profile'!$F50:$CR50,0)),0,INDEX('Asset data'!$L50:$CX50,1,MATCH(EQ$5,'Utilisation profile'!$F50:$CR50,0))),0)","v":0},{"$f":"IF($A50>0,IF(ISNA(MATCH(ER$5,'Utilisation profile'!$F50:$CR50,0)),0,INDEX('Asset data'!$L50:$CX50,1,MATCH(ER$5,'Utilisation profile'!$F50:$CR50,0))),0)","v":0},{"$f":"IF($A50>0,IF(ISNA(MATCH(ES$5,'Utilisation profile'!$F50:$CR50,0)),0,INDEX('Asset data'!$L50:$CX50,1,MATCH(ES$5,'Utilisation profile'!$F50:$CR50,0))),0)","v":0},{"$f":"IF($A50>0,IF(ISNA(MATCH(ET$5,'Utilisation profile'!$F50:$CR50,0)),0,INDEX('Asset data'!$L50:$CX50,1,MATCH(ET$5,'Utilisation profile'!$F50:$CR50,0))),0)","v":0},{"$f":"IF($A50>0,IF(ISNA(MATCH(EU$5,'Utilisation profile'!$F50:$CR50,0)),0,INDEX('Asset data'!$L50:$CX50,1,MATCH(EU$5,'Utilisation profile'!$F50:$CR50,0))),0)","v":0},{"$f":"IF($A50>0,IF(ISNA(MATCH(EV$5,'Utilisation profile'!$F50:$CR50,0)),0,INDEX('Asset data'!$L50:$CX50,1,MATCH(EV$5,'Utilisation profile'!$F50:$CR50,0))),0)","v":0},{"$f":"IF($A50>0,IF(ISNA(MATCH(EW$5,'Utilisation profile'!$F50:$CR50,0)),0,INDEX('Asset data'!$L50:$CX50,1,MATCH(EW$5,'Utilisation profile'!$F50:$CR50,0))),0)","v":0},{"$f":"IF($A50>0,IF(ISNA(MATCH(EX$5,'Utilisation profile'!$F50:$CR50,0)),0,INDEX('Asset data'!$L50:$CX50,1,MATCH(EX$5,'Utilisation profile'!$F50:$CR50,0))),0)","v":0},{"$f":"IF($A50>0,IF(ISNA(MATCH(EY$5,'Utilisation profile'!$F50:$CR50,0)),0,INDEX('Asset data'!$L50:$CX50,1,MATCH(EY$5,'Utilisation profile'!$F50:$CR50,0))),0)","v":0},{"$f":"IF($A50>0,IF(ISNA(MATCH(EZ$5,'Utilisation profile'!$F50:$CR50,0)),0,INDEX('Asset data'!$L50:$CX50,1,MATCH(EZ$5,'Utilisation profile'!$F50:$CR50,0))),0)","v":0},{"$f":"IF($A50>0,IF(ISNA(MATCH(FA$5,'Utilisation profile'!$F50:$CR50,0)),0,INDEX('Asset data'!$L50:$CX50,1,MATCH(FA$5,'Utilisation profile'!$F50:$CR50,0))),0)","v":0}]
[{"$f":"'Asset data'!A51","v":0},{"$f":"'Asset data'!B51","v":0},{"$f":"'Asset data'!C51","v":0},{"$f":"'Asset data'!E51","v":0},{"$f":"'Asset data'!I51","v":0},{"$f":"IF($A51>0,'Utilisation profile'!CU51,0)","v":0},{"$f":"IF($A51>0,IF(ISNA(MATCH(G$5,'Utilisation profile'!$F51:$CR51,0)),0,INDEX('Asset data'!$L51:$CX51,1,MATCH(G$5,'Utilisation profile'!$F51:$CR51,0))),0)","v":0},{"$f":"IF($A51>0,IF(ISNA(MATCH(H$5,'Utilisation profile'!$F51:$CR51,0)),0,INDEX('Asset data'!$L51:$CX51,1,MATCH(H$5,'Utilisation profile'!$F51:$CR51,0))),0)","v":0},{"$f":"IF($A51>0,IF(ISNA(MATCH(I$5,'Utilisation profile'!$F51:$CR51,0)),0,INDEX('Asset data'!$L51:$CX51,1,MATCH(I$5,'Utilisation profile'!$F51:$CR51,0))),0)","v":0},{"$f":"IF($A51>0,IF(ISNA(MATCH(J$5,'Utilisation profile'!$F51:$CR51,0)),0,INDEX('Asset data'!$L51:$CX51,1,MATCH(J$5,'Utilisation profile'!$F51:$CR51,0))),0)","v":0},{"$f":"IF($A51>0,IF(ISNA(MATCH(K$5,'Utilisation profile'!$F51:$CR51,0)),0,INDEX('Asset data'!$L51:$CX51,1,MATCH(K$5,'Utilisation profile'!$F51:$CR51,0))),0)","v":0},{"$f":"IF($A51>0,IF(ISNA(MATCH(L$5,'Utilisation profile'!$F51:$CR51,0)),0,INDEX('Asset data'!$L51:$CX51,1,MATCH(L$5,'Utilisation profile'!$F51:$CR51,0))),0)","v":0},{"$f":"IF($A51>0,IF(ISNA(MATCH(M$5,'Utilisation profile'!$F51:$CR51,0)),0,INDEX('Asset data'!$L51:$CX51,1,MATCH(M$5,'Utilisation profile'!$F51:$CR51,0))),0)","v":0},{"$f":"IF($A51>0,IF(ISNA(MATCH(N$5,'Utilisation profile'!$F51:$CR51,0)),0,INDEX('Asset data'!$L51:$CX51,1,MATCH(N$5,'Utilisation profile'!$F51:$CR51,0))),0)","v":0},{"$f":"IF($A51>0,IF(ISNA(MATCH(O$5,'Utilisation profile'!$F51:$CR51,0)),0,INDEX('Asset data'!$L51:$CX51,1,MATCH(O$5,'Utilisation profile'!$F51:$CR51,0))),0)","v":0},{"$f":"IF($A51>0,IF(ISNA(MATCH(P$5,'Utilisation profile'!$F51:$CR51,0)),0,INDEX('Asset data'!$L51:$CX51,1,MATCH(P$5,'Utilisation profile'!$F51:$CR51,0))),0)","v":0},{"$f":"IF($A51>0,IF(ISNA(MATCH(Q$5,'Utilisation profile'!$F51:$CR51,0)),0,INDEX('Asset data'!$L51:$CX51,1,MATCH(Q$5,'Utilisation profile'!$F51:$CR51,0))),0)","v":0},{"$f":"IF($A51>0,IF(ISNA(MATCH(R$5,'Utilisation profile'!$F51:$CR51,0)),0,INDEX('Asset data'!$L51:$CX51,1,MATCH(R$5,'Utilisation profile'!$F51:$CR51,0))),0)","v":0},{"$f":"IF($A51>0,IF(ISNA(MATCH(S$5,'Utilisation profile'!$F51:$CR51,0)),0,INDEX('Asset data'!$L51:$CX51,1,MATCH(S$5,'Utilisation profile'!$F51:$CR51,0))),0)","v":0},{"$f":"IF($A51>0,IF(ISNA(MATCH(T$5,'Utilisation profile'!$F51:$CR51,0)),0,INDEX('Asset data'!$L51:$CX51,1,MATCH(T$5,'Utilisation profile'!$F51:$CR51,0))),0)","v":0},{"$f":"IF($A51>0,IF(ISNA(MATCH(U$5,'Utilisation profile'!$F51:$CR51,0)),0,INDEX('Asset data'!$L51:$CX51,1,MATCH(U$5,'Utilisation profile'!$F51:$CR51,0))),0)","v":0},{"$f":"IF($A51>0,IF(ISNA(MATCH(V$5,'Utilisation profile'!$F51:$CR51,0)),0,INDEX('Asset data'!$L51:$CX51,1,MATCH(V$5,'Utilisation profile'!$F51:$CR51,0))),0)","v":0},{"$f":"IF($A51>0,IF(ISNA(MATCH(W$5,'Utilisation profile'!$F51:$CR51,0)),0,INDEX('Asset data'!$L51:$CX51,1,MATCH(W$5,'Utilisation profile'!$F51:$CR51,0))),0)","v":0},{"$f":"IF($A51>0,IF(ISNA(MATCH(X$5,'Utilisation profile'!$F51:$CR51,0)),0,INDEX('Asset data'!$L51:$CX51,1,MATCH(X$5,'Utilisation profile'!$F51:$CR51,0))),0)","v":0},{"$f":"IF($A51>0,IF(ISNA(MATCH(Y$5,'Utilisation profile'!$F51:$CR51,0)),0,INDEX('Asset data'!$L51:$CX51,1,MATCH(Y$5,'Utilisation profile'!$F51:$CR51,0))),0)","v":0},{"$f":"IF($A51>0,IF(ISNA(MATCH(Z$5,'Utilisation profile'!$F51:$CR51,0)),0,INDEX('Asset data'!$L51:$CX51,1,MATCH(Z$5,'Utilisation profile'!$F51:$CR51,0))),0)","v":0},{"$f":"IF($A51>0,IF(ISNA(MATCH(AA$5,'Utilisation profile'!$F51:$CR51,0)),0,INDEX('Asset data'!$L51:$CX51,1,MATCH(AA$5,'Utilisation profile'!$F51:$CR51,0))),0)","v":0},{"$f":"IF($A51>0,IF(ISNA(MATCH(AB$5,'Utilisation profile'!$F51:$CR51,0)),0,INDEX('Asset data'!$L51:$CX51,1,MATCH(AB$5,'Utilisation profile'!$F51:$CR51,0))),0)","v":0},{"$f":"IF($A51>0,IF(ISNA(MATCH(AC$5,'Utilisation profile'!$F51:$CR51,0)),0,INDEX('Asset data'!$L51:$CX51,1,MATCH(AC$5,'Utilisation profile'!$F51:$CR51,0))),0)","v":0},{"$f":"IF($A51>0,IF(ISNA(MATCH(AD$5,'Utilisation profile'!$F51:$CR51,0)),0,INDEX('Asset data'!$L51:$CX51,1,MATCH(AD$5,'Utilisation profile'!$F51:$CR51,0))),0)","v":0},{"$f":"IF($A51>0,IF(ISNA(MATCH(AE$5,'Utilisation profile'!$F51:$CR51,0)),0,INDEX('Asset data'!$L51:$CX51,1,MATCH(AE$5,'Utilisation profile'!$F51:$CR51,0))),0)","v":0},{"$f":"IF($A51>0,IF(ISNA(MATCH(AF$5,'Utilisation profile'!$F51:$CR51,0)),0,INDEX('Asset data'!$L51:$CX51,1,MATCH(AF$5,'Utilisation profile'!$F51:$CR51,0))),0)","v":0},{"$f":"IF($A51>0,IF(ISNA(MATCH(AG$5,'Utilisation profile'!$F51:$CR51,0)),0,INDEX('Asset data'!$L51:$CX51,1,MATCH(AG$5,'Utilisation profile'!$F51:$CR51,0))),0)","v":0},{"$f":"IF($A51>0,IF(ISNA(MATCH(AH$5,'Utilisation profile'!$F51:$CR51,0)),0,INDEX('Asset data'!$L51:$CX51,1,MATCH(AH$5,'Utilisation profile'!$F51:$CR51,0))),0)","v":0},{"$f":"IF($A51>0,IF(ISNA(MATCH(AI$5,'Utilisation profile'!$F51:$CR51,0)),0,INDEX('Asset data'!$L51:$CX51,1,MATCH(AI$5,'Utilisation profile'!$F51:$CR51,0))),0)","v":0},{"$f":"IF($A51>0,IF(ISNA(MATCH(AJ$5,'Utilisation profile'!$F51:$CR51,0)),0,INDEX('Asset data'!$L51:$CX51,1,MATCH(AJ$5,'Utilisation profile'!$F51:$CR51,0))),0)","v":0},{"$f":"IF($A51>0,IF(ISNA(MATCH(AK$5,'Utilisation profile'!$F51:$CR51,0)),0,INDEX('Asset data'!$L51:$CX51,1,MATCH(AK$5,'Utilisation profile'!$F51:$CR51,0))),0)","v":0},{"$f":"IF($A51>0,IF(ISNA(MATCH(AL$5,'Utilisation profile'!$F51:$CR51,0)),0,INDEX('Asset data'!$L51:$CX51,1,MATCH(AL$5,'Utilisation profile'!$F51:$CR51,0))),0)","v":0},{"$f":"IF($A51>0,IF(ISNA(MATCH(AM$5,'Utilisation profile'!$F51:$CR51,0)),0,INDEX('Asset data'!$L51:$CX51,1,MATCH(AM$5,'Utilisation profile'!$F51:$CR51,0))),0)","v":0},{"$f":"IF($A51>0,IF(ISNA(MATCH(AN$5,'Utilisation profile'!$F51:$CR51,0)),0,INDEX('Asset data'!$L51:$CX51,1,MATCH(AN$5,'Utilisation profile'!$F51:$CR51,0))),0)","v":0},{"$f":"IF($A51>0,IF(ISNA(MATCH(AO$5,'Utilisation profile'!$F51:$CR51,0)),0,INDEX('Asset data'!$L51:$CX51,1,MATCH(AO$5,'Utilisation profile'!$F51:$CR51,0))),0)","v":0},{"$f":"IF($A51>0,IF(ISNA(MATCH(AP$5,'Utilisation profile'!$F51:$CR51,0)),0,INDEX('Asset data'!$L51:$CX51,1,MATCH(AP$5,'Utilisation profile'!$F51:$CR51,0))),0)","v":0},{"$f":"IF($A51>0,IF(ISNA(MATCH(AQ$5,'Utilisation profile'!$F51:$CR51,0)),0,INDEX('Asset data'!$L51:$CX51,1,MATCH(AQ$5,'Utilisation profile'!$F51:$CR51,0))),0)","v":0},{"$f":"IF($A51>0,IF(ISNA(MATCH(AR$5,'Utilisation profile'!$F51:$CR51,0)),0,INDEX('Asset data'!$L51:$CX51,1,MATCH(AR$5,'Utilisation profile'!$F51:$CR51,0))),0)","v":0},{"$f":"IF($A51>0,IF(ISNA(MATCH(AS$5,'Utilisation profile'!$F51:$CR51,0)),0,INDEX('Asset data'!$L51:$CX51,1,MATCH(AS$5,'Utilisation profile'!$F51:$CR51,0))),0)","v":0},{"$f":"IF($A51>0,IF(ISNA(MATCH(AT$5,'Utilisation profile'!$F51:$CR51,0)),0,INDEX('Asset data'!$L51:$CX51,1,MATCH(AT$5,'Utilisation profile'!$F51:$CR51,0))),0)","v":0},{"$f":"IF($A51>0,IF(ISNA(MATCH(AU$5,'Utilisation profile'!$F51:$CR51,0)),0,INDEX('Asset data'!$L51:$CX51,1,MATCH(AU$5,'Utilisation profile'!$F51:$CR51,0))),0)","v":0},{"$f":"IF($A51>0,IF(ISNA(MATCH(AV$5,'Utilisation profile'!$F51:$CR51,0)),0,INDEX('Asset data'!$L51:$CX51,1,MATCH(AV$5,'Utilisation profile'!$F51:$CR51,0))),0)","v":0},{"$f":"IF($A51>0,IF(ISNA(MATCH(AW$5,'Utilisation profile'!$F51:$CR51,0)),0,INDEX('Asset data'!$L51:$CX51,1,MATCH(AW$5,'Utilisation profile'!$F51:$CR51,0))),0)","v":0},{"$f":"IF($A51>0,IF(ISNA(MATCH(AX$5,'Utilisation profile'!$F51:$CR51,0)),0,INDEX('Asset data'!$L51:$CX51,1,MATCH(AX$5,'Utilisation profile'!$F51:$CR51,0))),0)","v":0},{"$f":"IF($A51>0,IF(ISNA(MATCH(AY$5,'Utilisation profile'!$F51:$CR51,0)),0,INDEX('Asset data'!$L51:$CX51,1,MATCH(AY$5,'Utilisation profile'!$F51:$CR51,0))),0)","v":0},{"$f":"IF($A51>0,IF(ISNA(MATCH(AZ$5,'Utilisation profile'!$F51:$CR51,0)),0,INDEX('Asset data'!$L51:$CX51,1,MATCH(AZ$5,'Utilisation profile'!$F51:$CR51,0))),0)","v":0},{"$f":"IF($A51>0,IF(ISNA(MATCH(BA$5,'Utilisation profile'!$F51:$CR51,0)),0,INDEX('Asset data'!$L51:$CX51,1,MATCH(BA$5,'Utilisation profile'!$F51:$CR51,0))),0)","v":0},{"$f":"IF($A51>0,IF(ISNA(MATCH(BB$5,'Utilisation profile'!$F51:$CR51,0)),0,INDEX('Asset data'!$L51:$CX51,1,MATCH(BB$5,'Utilisation profile'!$F51:$CR51,0))),0)","v":0},{"$f":"IF($A51>0,IF(ISNA(MATCH(BC$5,'Utilisation profile'!$F51:$CR51,0)),0,INDEX('Asset data'!$L51:$CX51,1,MATCH(BC$5,'Utilisation profile'!$F51:$CR51,0))),0)","v":0},{"$f":"IF($A51>0,IF(ISNA(MATCH(BD$5,'Utilisation profile'!$F51:$CR51,0)),0,INDEX('Asset data'!$L51:$CX51,1,MATCH(BD$5,'Utilisation profile'!$F51:$CR51,0))),0)","v":0},{"$f":"IF($A51>0,IF(ISNA(MATCH(BE$5,'Utilisation profile'!$F51:$CR51,0)),0,INDEX('Asset data'!$L51:$CX51,1,MATCH(BE$5,'Utilisation profile'!$F51:$CR51,0))),0)","v":0},{"$f":"IF($A51>0,IF(ISNA(MATCH(BF$5,'Utilisation profile'!$F51:$CR51,0)),0,INDEX('Asset data'!$L51:$CX51,1,MATCH(BF$5,'Utilisation profile'!$F51:$CR51,0))),0)","v":0},{"$f":"IF($A51>0,IF(ISNA(MATCH(BG$5,'Utilisation profile'!$F51:$CR51,0)),0,INDEX('Asset data'!$L51:$CX51,1,MATCH(BG$5,'Utilisation profile'!$F51:$CR51,0))),0)","v":0},{"$f":"IF($A51>0,IF(ISNA(MATCH(BH$5,'Utilisation profile'!$F51:$CR51,0)),0,INDEX('Asset data'!$L51:$CX51,1,MATCH(BH$5,'Utilisation profile'!$F51:$CR51,0))),0)","v":0},{"$f":"IF($A51>0,IF(ISNA(MATCH(BI$5,'Utilisation profile'!$F51:$CR51,0)),0,INDEX('Asset data'!$L51:$CX51,1,MATCH(BI$5,'Utilisation profile'!$F51:$CR51,0))),0)","v":0},{"$f":"IF($A51>0,IF(ISNA(MATCH(BJ$5,'Utilisation profile'!$F51:$CR51,0)),0,INDEX('Asset data'!$L51:$CX51,1,MATCH(BJ$5,'Utilisation profile'!$F51:$CR51,0))),0)","v":0},{"$f":"IF($A51>0,IF(ISNA(MATCH(BK$5,'Utilisation profile'!$F51:$CR51,0)),0,INDEX('Asset data'!$L51:$CX51,1,MATCH(BK$5,'Utilisation profile'!$F51:$CR51,0))),0)","v":0},{"$f":"IF($A51>0,IF(ISNA(MATCH(BL$5,'Utilisation profile'!$F51:$CR51,0)),0,INDEX('Asset data'!$L51:$CX51,1,MATCH(BL$5,'Utilisation profile'!$F51:$CR51,0))),0)","v":0},{"$f":"IF($A51>0,IF(ISNA(MATCH(BM$5,'Utilisation profile'!$F51:$CR51,0)),0,INDEX('Asset data'!$L51:$CX51,1,MATCH(BM$5,'Utilisation profile'!$F51:$CR51,0))),0)","v":0},{"$f":"IF($A51>0,IF(ISNA(MATCH(BN$5,'Utilisation profile'!$F51:$CR51,0)),0,INDEX('Asset data'!$L51:$CX51,1,MATCH(BN$5,'Utilisation profile'!$F51:$CR51,0))),0)","v":0},{"$f":"IF($A51>0,IF(ISNA(MATCH(BO$5,'Utilisation profile'!$F51:$CR51,0)),0,INDEX('Asset data'!$L51:$CX51,1,MATCH(BO$5,'Utilisation profile'!$F51:$CR51,0))),0)","v":0},{"$f":"IF($A51>0,IF(ISNA(MATCH(BP$5,'Utilisation profile'!$F51:$CR51,0)),0,INDEX('Asset data'!$L51:$CX51,1,MATCH(BP$5,'Utilisation profile'!$F51:$CR51,0))),0)","v":0},{"$f":"IF($A51>0,IF(ISNA(MATCH(BQ$5,'Utilisation profile'!$F51:$CR51,0)),0,INDEX('Asset data'!$L51:$CX51,1,MATCH(BQ$5,'Utilisation profile'!$F51:$CR51,0))),0)","v":0},{"$f":"IF($A51>0,IF(ISNA(MATCH(BR$5,'Utilisation profile'!$F51:$CR51,0)),0,INDEX('Asset data'!$L51:$CX51,1,MATCH(BR$5,'Utilisation profile'!$F51:$CR51,0))),0)","v":0},{"$f":"IF($A51>0,IF(ISNA(MATCH(BS$5,'Utilisation profile'!$F51:$CR51,0)),0,INDEX('Asset data'!$L51:$CX51,1,MATCH(BS$5,'Utilisation profile'!$F51:$CR51,0))),0)","v":0},{"$f":"IF($A51>0,IF(ISNA(MATCH(BT$5,'Utilisation profile'!$F51:$CR51,0)),0,INDEX('Asset data'!$L51:$CX51,1,MATCH(BT$5,'Utilisation profile'!$F51:$CR51,0))),0)","v":0},{"$f":"IF($A51>0,IF(ISNA(MATCH(BU$5,'Utilisation profile'!$F51:$CR51,0)),0,INDEX('Asset data'!$L51:$CX51,1,MATCH(BU$5,'Utilisation profile'!$F51:$CR51,0))),0)","v":0},{"$f":"IF($A51>0,IF(ISNA(MATCH(BV$5,'Utilisation profile'!$F51:$CR51,0)),0,INDEX('Asset data'!$L51:$CX51,1,MATCH(BV$5,'Utilisation profile'!$F51:$CR51,0))),0)","v":0},{"$f":"IF($A51>0,IF(ISNA(MATCH(BW$5,'Utilisation profile'!$F51:$CR51,0)),0,INDEX('Asset data'!$L51:$CX51,1,MATCH(BW$5,'Utilisation profile'!$F51:$CR51,0))),0)","v":0},{"$f":"IF($A51>0,IF(ISNA(MATCH(BX$5,'Utilisation profile'!$F51:$CR51,0)),0,INDEX('Asset data'!$L51:$CX51,1,MATCH(BX$5,'Utilisation profile'!$F51:$CR51,0))),0)","v":0},{"$f":"IF($A51>0,IF(ISNA(MATCH(BY$5,'Utilisation profile'!$F51:$CR51,0)),0,INDEX('Asset data'!$L51:$CX51,1,MATCH(BY$5,'Utilisation profile'!$F51:$CR51,0))),0)","v":0},{"$f":"IF($A51>0,IF(ISNA(MATCH(BZ$5,'Utilisation profile'!$F51:$CR51,0)),0,INDEX('Asset data'!$L51:$CX51,1,MATCH(BZ$5,'Utilisation profile'!$F51:$CR51,0))),0)","v":0},{"$f":"IF($A51>0,IF(ISNA(MATCH(CA$5,'Utilisation profile'!$F51:$CR51,0)),0,INDEX('Asset data'!$L51:$CX51,1,MATCH(CA$5,'Utilisation profile'!$F51:$CR51,0))),0)","v":0},{"$f":"IF($A51>0,IF(ISNA(MATCH(CB$5,'Utilisation profile'!$F51:$CR51,0)),0,INDEX('Asset data'!$L51:$CX51,1,MATCH(CB$5,'Utilisation profile'!$F51:$CR51,0))),0)","v":0},{"$f":"IF($A51>0,IF(ISNA(MATCH(CC$5,'Utilisation profile'!$F51:$CR51,0)),0,INDEX('Asset data'!$L51:$CX51,1,MATCH(CC$5,'Utilisation profile'!$F51:$CR51,0))),0)","v":0},{"$f":"IF($A51>0,IF(ISNA(MATCH(CD$5,'Utilisation profile'!$F51:$CR51,0)),0,INDEX('Asset data'!$L51:$CX51,1,MATCH(CD$5,'Utilisation profile'!$F51:$CR51,0))),0)","v":0},{"$f":"IF($A51>0,IF(ISNA(MATCH(CE$5,'Utilisation profile'!$F51:$CR51,0)),0,INDEX('Asset data'!$L51:$CX51,1,MATCH(CE$5,'Utilisation profile'!$F51:$CR51,0))),0)","v":0},{"$f":"IF($A51>0,IF(ISNA(MATCH(CF$5,'Utilisation profile'!$F51:$CR51,0)),0,INDEX('Asset data'!$L51:$CX51,1,MATCH(CF$5,'Utilisation profile'!$F51:$CR51,0))),0)","v":0},{"$f":"IF($A51>0,IF(ISNA(MATCH(CG$5,'Utilisation profile'!$F51:$CR51,0)),0,INDEX('Asset data'!$L51:$CX51,1,MATCH(CG$5,'Utilisation profile'!$F51:$CR51,0))),0)","v":0},{"$f":"IF($A51>0,IF(ISNA(MATCH(CH$5,'Utilisation profile'!$F51:$CR51,0)),0,INDEX('Asset data'!$L51:$CX51,1,MATCH(CH$5,'Utilisation profile'!$F51:$CR51,0))),0)","v":0},{"$f":"IF($A51>0,IF(ISNA(MATCH(CI$5,'Utilisation profile'!$F51:$CR51,0)),0,INDEX('Asset data'!$L51:$CX51,1,MATCH(CI$5,'Utilisation profile'!$F51:$CR51,0))),0)","v":0},{"$f":"IF($A51>0,IF(ISNA(MATCH(CJ$5,'Utilisation profile'!$F51:$CR51,0)),0,INDEX('Asset data'!$L51:$CX51,1,MATCH(CJ$5,'Utilisation profile'!$F51:$CR51,0))),0)","v":0},{"$f":"IF($A51>0,IF(ISNA(MATCH(CK$5,'Utilisation profile'!$F51:$CR51,0)),0,INDEX('Asset data'!$L51:$CX51,1,MATCH(CK$5,'Utilisation profile'!$F51:$CR51,0))),0)","v":0},{"$f":"IF($A51>0,IF(ISNA(MATCH(CL$5,'Utilisation profile'!$F51:$CR51,0)),0,INDEX('Asset data'!$L51:$CX51,1,MATCH(CL$5,'Utilisation profile'!$F51:$CR51,0))),0)","v":0},{"$f":"IF($A51>0,IF(ISNA(MATCH(CM$5,'Utilisation profile'!$F51:$CR51,0)),0,INDEX('Asset data'!$L51:$CX51,1,MATCH(CM$5,'Utilisation profile'!$F51:$CR51,0))),0)","v":0},{"$f":"IF($A51>0,IF(ISNA(MATCH(CN$5,'Utilisation profile'!$F51:$CR51,0)),0,INDEX('Asset data'!$L51:$CX51,1,MATCH(CN$5,'Utilisation profile'!$F51:$CR51,0))),0)","v":0},{"$f":"IF($A51>0,IF(ISNA(MATCH(CO$5,'Utilisation profile'!$F51:$CR51,0)),0,INDEX('Asset data'!$L51:$CX51,1,MATCH(CO$5,'Utilisation profile'!$F51:$CR51,0))),0)","v":0},{"$f":"IF($A51>0,IF(ISNA(MATCH(CP$5,'Utilisation profile'!$F51:$CR51,0)),0,INDEX('Asset data'!$L51:$CX51,1,MATCH(CP$5,'Utilisation profile'!$F51:$CR51,0))),0)","v":0},{"$f":"IF($A51>0,IF(ISNA(MATCH(CQ$5,'Utilisation profile'!$F51:$CR51,0)),0,INDEX('Asset data'!$L51:$CX51,1,MATCH(CQ$5,'Utilisation profile'!$F51:$CR51,0))),0)","v":0},{"$f":"IF($A51>0,IF(ISNA(MATCH(CR$5,'Utilisation profile'!$F51:$CR51,0)),0,INDEX('Asset data'!$L51:$CX51,1,MATCH(CR$5,'Utilisation profile'!$F51:$CR51,0))),0)","v":0},{"$f":"IF($A51>0,IF(ISNA(MATCH(CS$5,'Utilisation profile'!$F51:$CR51,0)),0,INDEX('Asset data'!$L51:$CX51,1,MATCH(CS$5,'Utilisation profile'!$F51:$CR51,0))),0)","v":0},{"$f":"IF($A51>0,IF(ISNA(MATCH(CT$5,'Utilisation profile'!$F51:$CR51,0)),0,INDEX('Asset data'!$L51:$CX51,1,MATCH(CT$5,'Utilisation profile'!$F51:$CR51,0))),0)","v":0},{"$f":"IF($A51>0,IF(ISNA(MATCH(CU$5,'Utilisation profile'!$F51:$CR51,0)),0,INDEX('Asset data'!$L51:$CX51,1,MATCH(CU$5,'Utilisation profile'!$F51:$CR51,0))),0)","v":0},{"$f":"IF($A51>0,IF(ISNA(MATCH(CV$5,'Utilisation profile'!$F51:$CR51,0)),0,INDEX('Asset data'!$L51:$CX51,1,MATCH(CV$5,'Utilisation profile'!$F51:$CR51,0))),0)","v":0},{"$f":"IF($A51>0,IF(ISNA(MATCH(CW$5,'Utilisation profile'!$F51:$CR51,0)),0,INDEX('Asset data'!$L51:$CX51,1,MATCH(CW$5,'Utilisation profile'!$F51:$CR51,0))),0)","v":0},{"$f":"IF($A51>0,IF(ISNA(MATCH(CX$5,'Utilisation profile'!$F51:$CR51,0)),0,INDEX('Asset data'!$L51:$CX51,1,MATCH(CX$5,'Utilisation profile'!$F51:$CR51,0))),0)","v":0},{"$f":"IF($A51>0,IF(ISNA(MATCH(CY$5,'Utilisation profile'!$F51:$CR51,0)),0,INDEX('Asset data'!$L51:$CX51,1,MATCH(CY$5,'Utilisation profile'!$F51:$CR51,0))),0)","v":0},{"$f":"IF($A51>0,IF(ISNA(MATCH(CZ$5,'Utilisation profile'!$F51:$CR51,0)),0,INDEX('Asset data'!$L51:$CX51,1,MATCH(CZ$5,'Utilisation profile'!$F51:$CR51,0))),0)","v":0},{"$f":"IF($A51>0,IF(ISNA(MATCH(DA$5,'Utilisation profile'!$F51:$CR51,0)),0,INDEX('Asset data'!$L51:$CX51,1,MATCH(DA$5,'Utilisation profile'!$F51:$CR51,0))),0)","v":0},{"$f":"IF($A51>0,IF(ISNA(MATCH(DB$5,'Utilisation profile'!$F51:$CR51,0)),0,INDEX('Asset data'!$L51:$CX51,1,MATCH(DB$5,'Utilisation profile'!$F51:$CR51,0))),0)","v":0},{"$f":"IF($A51>0,IF(ISNA(MATCH(DC$5,'Utilisation profile'!$F51:$CR51,0)),0,INDEX('Asset data'!$L51:$CX51,1,MATCH(DC$5,'Utilisation profile'!$F51:$CR51,0))),0)","v":0},{"$f":"IF($A51>0,IF(ISNA(MATCH(DD$5,'Utilisation profile'!$F51:$CR51,0)),0,INDEX('Asset data'!$L51:$CX51,1,MATCH(DD$5,'Utilisation profile'!$F51:$CR51,0))),0)","v":0},{"$f":"IF($A51>0,IF(ISNA(MATCH(DE$5,'Utilisation profile'!$F51:$CR51,0)),0,INDEX('Asset data'!$L51:$CX51,1,MATCH(DE$5,'Utilisation profile'!$F51:$CR51,0))),0)","v":0},{"$f":"IF($A51>0,IF(ISNA(MATCH(DF$5,'Utilisation profile'!$F51:$CR51,0)),0,INDEX('Asset data'!$L51:$CX51,1,MATCH(DF$5,'Utilisation profile'!$F51:$CR51,0))),0)","v":0},{"$f":"IF($A51>0,IF(ISNA(MATCH(DG$5,'Utilisation profile'!$F51:$CR51,0)),0,INDEX('Asset data'!$L51:$CX51,1,MATCH(DG$5,'Utilisation profile'!$F51:$CR51,0))),0)","v":0},{"$f":"IF($A51>0,IF(ISNA(MATCH(DH$5,'Utilisation profile'!$F51:$CR51,0)),0,INDEX('Asset data'!$L51:$CX51,1,MATCH(DH$5,'Utilisation profile'!$F51:$CR51,0))),0)","v":0},{"$f":"IF($A51>0,IF(ISNA(MATCH(DI$5,'Utilisation profile'!$F51:$CR51,0)),0,INDEX('Asset data'!$L51:$CX51,1,MATCH(DI$5,'Utilisation profile'!$F51:$CR51,0))),0)","v":0},{"$f":"IF($A51>0,IF(ISNA(MATCH(DJ$5,'Utilisation profile'!$F51:$CR51,0)),0,INDEX('Asset data'!$L51:$CX51,1,MATCH(DJ$5,'Utilisation profile'!$F51:$CR51,0))),0)","v":0},{"$f":"IF($A51>0,IF(ISNA(MATCH(DK$5,'Utilisation profile'!$F51:$CR51,0)),0,INDEX('Asset data'!$L51:$CX51,1,MATCH(DK$5,'Utilisation profile'!$F51:$CR51,0))),0)","v":0},{"$f":"IF($A51>0,IF(ISNA(MATCH(DL$5,'Utilisation profile'!$F51:$CR51,0)),0,INDEX('Asset data'!$L51:$CX51,1,MATCH(DL$5,'Utilisation profile'!$F51:$CR51,0))),0)","v":0},{"$f":"IF($A51>0,IF(ISNA(MATCH(DM$5,'Utilisation profile'!$F51:$CR51,0)),0,INDEX('Asset data'!$L51:$CX51,1,MATCH(DM$5,'Utilisation profile'!$F51:$CR51,0))),0)","v":0},{"$f":"IF($A51>0,IF(ISNA(MATCH(DN$5,'Utilisation profile'!$F51:$CR51,0)),0,INDEX('Asset data'!$L51:$CX51,1,MATCH(DN$5,'Utilisation profile'!$F51:$CR51,0))),0)","v":0},{"$f":"IF($A51>0,IF(ISNA(MATCH(DO$5,'Utilisation profile'!$F51:$CR51,0)),0,INDEX('Asset data'!$L51:$CX51,1,MATCH(DO$5,'Utilisation profile'!$F51:$CR51,0))),0)","v":0},{"$f":"IF($A51>0,IF(ISNA(MATCH(DP$5,'Utilisation profile'!$F51:$CR51,0)),0,INDEX('Asset data'!$L51:$CX51,1,MATCH(DP$5,'Utilisation profile'!$F51:$CR51,0))),0)","v":0},{"$f":"IF($A51>0,IF(ISNA(MATCH(DQ$5,'Utilisation profile'!$F51:$CR51,0)),0,INDEX('Asset data'!$L51:$CX51,1,MATCH(DQ$5,'Utilisation profile'!$F51:$CR51,0))),0)","v":0},{"$f":"IF($A51>0,IF(ISNA(MATCH(DR$5,'Utilisation profile'!$F51:$CR51,0)),0,INDEX('Asset data'!$L51:$CX51,1,MATCH(DR$5,'Utilisation profile'!$F51:$CR51,0))),0)","v":0},{"$f":"IF($A51>0,IF(ISNA(MATCH(DS$5,'Utilisation profile'!$F51:$CR51,0)),0,INDEX('Asset data'!$L51:$CX51,1,MATCH(DS$5,'Utilisation profile'!$F51:$CR51,0))),0)","v":0},{"$f":"IF($A51>0,IF(ISNA(MATCH(DT$5,'Utilisation profile'!$F51:$CR51,0)),0,INDEX('Asset data'!$L51:$CX51,1,MATCH(DT$5,'Utilisation profile'!$F51:$CR51,0))),0)","v":0},{"$f":"IF($A51>0,IF(ISNA(MATCH(DU$5,'Utilisation profile'!$F51:$CR51,0)),0,INDEX('Asset data'!$L51:$CX51,1,MATCH(DU$5,'Utilisation profile'!$F51:$CR51,0))),0)","v":0},{"$f":"IF($A51>0,IF(ISNA(MATCH(DV$5,'Utilisation profile'!$F51:$CR51,0)),0,INDEX('Asset data'!$L51:$CX51,1,MATCH(DV$5,'Utilisation profile'!$F51:$CR51,0))),0)","v":0},{"$f":"IF($A51>0,IF(ISNA(MATCH(DW$5,'Utilisation profile'!$F51:$CR51,0)),0,INDEX('Asset data'!$L51:$CX51,1,MATCH(DW$5,'Utilisation profile'!$F51:$CR51,0))),0)","v":0},{"$f":"IF($A51>0,IF(ISNA(MATCH(DX$5,'Utilisation profile'!$F51:$CR51,0)),0,INDEX('Asset data'!$L51:$CX51,1,MATCH(DX$5,'Utilisation profile'!$F51:$CR51,0))),0)","v":0},{"$f":"IF($A51>0,IF(ISNA(MATCH(DY$5,'Utilisation profile'!$F51:$CR51,0)),0,INDEX('Asset data'!$L51:$CX51,1,MATCH(DY$5,'Utilisation profile'!$F51:$CR51,0))),0)","v":0},{"$f":"IF($A51>0,IF(ISNA(MATCH(DZ$5,'Utilisation profile'!$F51:$CR51,0)),0,INDEX('Asset data'!$L51:$CX51,1,MATCH(DZ$5,'Utilisation profile'!$F51:$CR51,0))),0)","v":0},{"$f":"IF($A51>0,IF(ISNA(MATCH(EA$5,'Utilisation profile'!$F51:$CR51,0)),0,INDEX('Asset data'!$L51:$CX51,1,MATCH(EA$5,'Utilisation profile'!$F51:$CR51,0))),0)","v":0},{"$f":"IF($A51>0,IF(ISNA(MATCH(EB$5,'Utilisation profile'!$F51:$CR51,0)),0,INDEX('Asset data'!$L51:$CX51,1,MATCH(EB$5,'Utilisation profile'!$F51:$CR51,0))),0)","v":0},{"$f":"IF($A51>0,IF(ISNA(MATCH(EC$5,'Utilisation profile'!$F51:$CR51,0)),0,INDEX('Asset data'!$L51:$CX51,1,MATCH(EC$5,'Utilisation profile'!$F51:$CR51,0))),0)","v":0},{"$f":"IF($A51>0,IF(ISNA(MATCH(ED$5,'Utilisation profile'!$F51:$CR51,0)),0,INDEX('Asset data'!$L51:$CX51,1,MATCH(ED$5,'Utilisation profile'!$F51:$CR51,0))),0)","v":0},{"$f":"IF($A51>0,IF(ISNA(MATCH(EE$5,'Utilisation profile'!$F51:$CR51,0)),0,INDEX('Asset data'!$L51:$CX51,1,MATCH(EE$5,'Utilisation profile'!$F51:$CR51,0))),0)","v":0},{"$f":"IF($A51>0,IF(ISNA(MATCH(EF$5,'Utilisation profile'!$F51:$CR51,0)),0,INDEX('Asset data'!$L51:$CX51,1,MATCH(EF$5,'Utilisation profile'!$F51:$CR51,0))),0)","v":0},{"$f":"IF($A51>0,IF(ISNA(MATCH(EG$5,'Utilisation profile'!$F51:$CR51,0)),0,INDEX('Asset data'!$L51:$CX51,1,MATCH(EG$5,'Utilisation profile'!$F51:$CR51,0))),0)","v":0},{"$f":"IF($A51>0,IF(ISNA(MATCH(EH$5,'Utilisation profile'!$F51:$CR51,0)),0,INDEX('Asset data'!$L51:$CX51,1,MATCH(EH$5,'Utilisation profile'!$F51:$CR51,0))),0)","v":0},{"$f":"IF($A51>0,IF(ISNA(MATCH(EI$5,'Utilisation profile'!$F51:$CR51,0)),0,INDEX('Asset data'!$L51:$CX51,1,MATCH(EI$5,'Utilisation profile'!$F51:$CR51,0))),0)","v":0},{"$f":"IF($A51>0,IF(ISNA(MATCH(EJ$5,'Utilisation profile'!$F51:$CR51,0)),0,INDEX('Asset data'!$L51:$CX51,1,MATCH(EJ$5,'Utilisation profile'!$F51:$CR51,0))),0)","v":0},{"$f":"IF($A51>0,IF(ISNA(MATCH(EK$5,'Utilisation profile'!$F51:$CR51,0)),0,INDEX('Asset data'!$L51:$CX51,1,MATCH(EK$5,'Utilisation profile'!$F51:$CR51,0))),0)","v":0},{"$f":"IF($A51>0,IF(ISNA(MATCH(EL$5,'Utilisation profile'!$F51:$CR51,0)),0,INDEX('Asset data'!$L51:$CX51,1,MATCH(EL$5,'Utilisation profile'!$F51:$CR51,0))),0)","v":0},{"$f":"IF($A51>0,IF(ISNA(MATCH(EM$5,'Utilisation profile'!$F51:$CR51,0)),0,INDEX('Asset data'!$L51:$CX51,1,MATCH(EM$5,'Utilisation profile'!$F51:$CR51,0))),0)","v":0},{"$f":"IF($A51>0,IF(ISNA(MATCH(EN$5,'Utilisation profile'!$F51:$CR51,0)),0,INDEX('Asset data'!$L51:$CX51,1,MATCH(EN$5,'Utilisation profile'!$F51:$CR51,0))),0)","v":0},{"$f":"IF($A51>0,IF(ISNA(MATCH(EO$5,'Utilisation profile'!$F51:$CR51,0)),0,INDEX('Asset data'!$L51:$CX51,1,MATCH(EO$5,'Utilisation profile'!$F51:$CR51,0))),0)","v":0},{"$f":"IF($A51>0,IF(ISNA(MATCH(EP$5,'Utilisation profile'!$F51:$CR51,0)),0,INDEX('Asset data'!$L51:$CX51,1,MATCH(EP$5,'Utilisation profile'!$F51:$CR51,0))),0)","v":0},{"$f":"IF($A51>0,IF(ISNA(MATCH(EQ$5,'Utilisation profile'!$F51:$CR51,0)),0,INDEX('Asset data'!$L51:$CX51,1,MATCH(EQ$5,'Utilisation profile'!$F51:$CR51,0))),0)","v":0},{"$f":"IF($A51>0,IF(ISNA(MATCH(ER$5,'Utilisation profile'!$F51:$CR51,0)),0,INDEX('Asset data'!$L51:$CX51,1,MATCH(ER$5,'Utilisation profile'!$F51:$CR51,0))),0)","v":0},{"$f":"IF($A51>0,IF(ISNA(MATCH(ES$5,'Utilisation profile'!$F51:$CR51,0)),0,INDEX('Asset data'!$L51:$CX51,1,MATCH(ES$5,'Utilisation profile'!$F51:$CR51,0))),0)","v":0},{"$f":"IF($A51>0,IF(ISNA(MATCH(ET$5,'Utilisation profile'!$F51:$CR51,0)),0,INDEX('Asset data'!$L51:$CX51,1,MATCH(ET$5,'Utilisation profile'!$F51:$CR51,0))),0)","v":0},{"$f":"IF($A51>0,IF(ISNA(MATCH(EU$5,'Utilisation profile'!$F51:$CR51,0)),0,INDEX('Asset data'!$L51:$CX51,1,MATCH(EU$5,'Utilisation profile'!$F51:$CR51,0))),0)","v":0},{"$f":"IF($A51>0,IF(ISNA(MATCH(EV$5,'Utilisation profile'!$F51:$CR51,0)),0,INDEX('Asset data'!$L51:$CX51,1,MATCH(EV$5,'Utilisation profile'!$F51:$CR51,0))),0)","v":0},{"$f":"IF($A51>0,IF(ISNA(MATCH(EW$5,'Utilisation profile'!$F51:$CR51,0)),0,INDEX('Asset data'!$L51:$CX51,1,MATCH(EW$5,'Utilisation profile'!$F51:$CR51,0))),0)","v":0},{"$f":"IF($A51>0,IF(ISNA(MATCH(EX$5,'Utilisation profile'!$F51:$CR51,0)),0,INDEX('Asset data'!$L51:$CX51,1,MATCH(EX$5,'Utilisation profile'!$F51:$CR51,0))),0)","v":0},{"$f":"IF($A51>0,IF(ISNA(MATCH(EY$5,'Utilisation profile'!$F51:$CR51,0)),0,INDEX('Asset data'!$L51:$CX51,1,MATCH(EY$5,'Utilisation profile'!$F51:$CR51,0))),0)","v":0},{"$f":"IF($A51>0,IF(ISNA(MATCH(EZ$5,'Utilisation profile'!$F51:$CR51,0)),0,INDEX('Asset data'!$L51:$CX51,1,MATCH(EZ$5,'Utilisation profile'!$F51:$CR51,0))),0)","v":0},{"$f":"IF($A51>0,IF(ISNA(MATCH(FA$5,'Utilisation profile'!$F51:$CR51,0)),0,INDEX('Asset data'!$L51:$CX51,1,MATCH(FA$5,'Utilisation profile'!$F51:$CR51,0))),0)","v":0}]
[{"$f":"'Asset data'!A52","v":0},{"$f":"'Asset data'!B52","v":0},{"$f":"'Asset data'!C52","v":0},{"$f":"'Asset data'!E52","v":0},{"$f":"'Asset data'!I52","v":0},{"$f":"IF($A52>0,'Utilisation profile'!CU52,0)","v":0},{"$f":"IF($A52>0,IF(ISNA(MATCH(G$5,'Utilisation profile'!$F52:$CR52,0)),0,INDEX('Asset data'!$L52:$CX52,1,MATCH(G$5,'Utilisation profile'!$F52:$CR52,0))),0)","v":0},{"$f":"IF($A52>0,IF(ISNA(MATCH(H$5,'Utilisation profile'!$F52:$CR52,0)),0,INDEX('Asset data'!$L52:$CX52,1,MATCH(H$5,'Utilisation profile'!$F52:$CR52,0))),0)","v":0},{"$f":"IF($A52>0,IF(ISNA(MATCH(I$5,'Utilisation profile'!$F52:$CR52,0)),0,INDEX('Asset data'!$L52:$CX52,1,MATCH(I$5,'Utilisation profile'!$F52:$CR52,0))),0)","v":0},{"$f":"IF($A52>0,IF(ISNA(MATCH(J$5,'Utilisation profile'!$F52:$CR52,0)),0,INDEX('Asset data'!$L52:$CX52,1,MATCH(J$5,'Utilisation profile'!$F52:$CR52,0))),0)","v":0},{"$f":"IF($A52>0,IF(ISNA(MATCH(K$5,'Utilisation profile'!$F52:$CR52,0)),0,INDEX('Asset data'!$L52:$CX52,1,MATCH(K$5,'Utilisation profile'!$F52:$CR52,0))),0)","v":0},{"$f":"IF($A52>0,IF(ISNA(MATCH(L$5,'Utilisation profile'!$F52:$CR52,0)),0,INDEX('Asset data'!$L52:$CX52,1,MATCH(L$5,'Utilisation profile'!$F52:$CR52,0))),0)","v":0},{"$f":"IF($A52>0,IF(ISNA(MATCH(M$5,'Utilisation profile'!$F52:$CR52,0)),0,INDEX('Asset data'!$L52:$CX52,1,MATCH(M$5,'Utilisation profile'!$F52:$CR52,0))),0)","v":0},{"$f":"IF($A52>0,IF(ISNA(MATCH(N$5,'Utilisation profile'!$F52:$CR52,0)),0,INDEX('Asset data'!$L52:$CX52,1,MATCH(N$5,'Utilisation profile'!$F52:$CR52,0))),0)","v":0},{"$f":"IF($A52>0,IF(ISNA(MATCH(O$5,'Utilisation profile'!$F52:$CR52,0)),0,INDEX('Asset data'!$L52:$CX52,1,MATCH(O$5,'Utilisation profile'!$F52:$CR52,0))),0)","v":0},{"$f":"IF($A52>0,IF(ISNA(MATCH(P$5,'Utilisation profile'!$F52:$CR52,0)),0,INDEX('Asset data'!$L52:$CX52,1,MATCH(P$5,'Utilisation profile'!$F52:$CR52,0))),0)","v":0},{"$f":"IF($A52>0,IF(ISNA(MATCH(Q$5,'Utilisation profile'!$F52:$CR52,0)),0,INDEX('Asset data'!$L52:$CX52,1,MATCH(Q$5,'Utilisation profile'!$F52:$CR52,0))),0)","v":0},{"$f":"IF($A52>0,IF(ISNA(MATCH(R$5,'Utilisation profile'!$F52:$CR52,0)),0,INDEX('Asset data'!$L52:$CX52,1,MATCH(R$5,'Utilisation profile'!$F52:$CR52,0))),0)","v":0},{"$f":"IF($A52>0,IF(ISNA(MATCH(S$5,'Utilisation profile'!$F52:$CR52,0)),0,INDEX('Asset data'!$L52:$CX52,1,MATCH(S$5,'Utilisation profile'!$F52:$CR52,0))),0)","v":0},{"$f":"IF($A52>0,IF(ISNA(MATCH(T$5,'Utilisation profile'!$F52:$CR52,0)),0,INDEX('Asset data'!$L52:$CX52,1,MATCH(T$5,'Utilisation profile'!$F52:$CR52,0))),0)","v":0},{"$f":"IF($A52>0,IF(ISNA(MATCH(U$5,'Utilisation profile'!$F52:$CR52,0)),0,INDEX('Asset data'!$L52:$CX52,1,MATCH(U$5,'Utilisation profile'!$F52:$CR52,0))),0)","v":0},{"$f":"IF($A52>0,IF(ISNA(MATCH(V$5,'Utilisation profile'!$F52:$CR52,0)),0,INDEX('Asset data'!$L52:$CX52,1,MATCH(V$5,'Utilisation profile'!$F52:$CR52,0))),0)","v":0},{"$f":"IF($A52>0,IF(ISNA(MATCH(W$5,'Utilisation profile'!$F52:$CR52,0)),0,INDEX('Asset data'!$L52:$CX52,1,MATCH(W$5,'Utilisation profile'!$F52:$CR52,0))),0)","v":0},{"$f":"IF($A52>0,IF(ISNA(MATCH(X$5,'Utilisation profile'!$F52:$CR52,0)),0,INDEX('Asset data'!$L52:$CX52,1,MATCH(X$5,'Utilisation profile'!$F52:$CR52,0))),0)","v":0},{"$f":"IF($A52>0,IF(ISNA(MATCH(Y$5,'Utilisation profile'!$F52:$CR52,0)),0,INDEX('Asset data'!$L52:$CX52,1,MATCH(Y$5,'Utilisation profile'!$F52:$CR52,0))),0)","v":0},{"$f":"IF($A52>0,IF(ISNA(MATCH(Z$5,'Utilisation profile'!$F52:$CR52,0)),0,INDEX('Asset data'!$L52:$CX52,1,MATCH(Z$5,'Utilisation profile'!$F52:$CR52,0))),0)","v":0},{"$f":"IF($A52>0,IF(ISNA(MATCH(AA$5,'Utilisation profile'!$F52:$CR52,0)),0,INDEX('Asset data'!$L52:$CX52,1,MATCH(AA$5,'Utilisation profile'!$F52:$CR52,0))),0)","v":0},{"$f":"IF($A52>0,IF(ISNA(MATCH(AB$5,'Utilisation profile'!$F52:$CR52,0)),0,INDEX('Asset data'!$L52:$CX52,1,MATCH(AB$5,'Utilisation profile'!$F52:$CR52,0))),0)","v":0},{"$f":"IF($A52>0,IF(ISNA(MATCH(AC$5,'Utilisation profile'!$F52:$CR52,0)),0,INDEX('Asset data'!$L52:$CX52,1,MATCH(AC$5,'Utilisation profile'!$F52:$CR52,0))),0)","v":0},{"$f":"IF($A52>0,IF(ISNA(MATCH(AD$5,'Utilisation profile'!$F52:$CR52,0)),0,INDEX('Asset data'!$L52:$CX52,1,MATCH(AD$5,'Utilisation profile'!$F52:$CR52,0))),0)","v":0},{"$f":"IF($A52>0,IF(ISNA(MATCH(AE$5,'Utilisation profile'!$F52:$CR52,0)),0,INDEX('Asset data'!$L52:$CX52,1,MATCH(AE$5,'Utilisation profile'!$F52:$CR52,0))),0)","v":0},{"$f":"IF($A52>0,IF(ISNA(MATCH(AF$5,'Utilisation profile'!$F52:$CR52,0)),0,INDEX('Asset data'!$L52:$CX52,1,MATCH(AF$5,'Utilisation profile'!$F52:$CR52,0))),0)","v":0},{"$f":"IF($A52>0,IF(ISNA(MATCH(AG$5,'Utilisation profile'!$F52:$CR52,0)),0,INDEX('Asset data'!$L52:$CX52,1,MATCH(AG$5,'Utilisation profile'!$F52:$CR52,0))),0)","v":0},{"$f":"IF($A52>0,IF(ISNA(MATCH(AH$5,'Utilisation profile'!$F52:$CR52,0)),0,INDEX('Asset data'!$L52:$CX52,1,MATCH(AH$5,'Utilisation profile'!$F52:$CR52,0))),0)","v":0},{"$f":"IF($A52>0,IF(ISNA(MATCH(AI$5,'Utilisation profile'!$F52:$CR52,0)),0,INDEX('Asset data'!$L52:$CX52,1,MATCH(AI$5,'Utilisation profile'!$F52:$CR52,0))),0)","v":0},{"$f":"IF($A52>0,IF(ISNA(MATCH(AJ$5,'Utilisation profile'!$F52:$CR52,0)),0,INDEX('Asset data'!$L52:$CX52,1,MATCH(AJ$5,'Utilisation profile'!$F52:$CR52,0))),0)","v":0},{"$f":"IF($A52>0,IF(ISNA(MATCH(AK$5,'Utilisation profile'!$F52:$CR52,0)),0,INDEX('Asset data'!$L52:$CX52,1,MATCH(AK$5,'Utilisation profile'!$F52:$CR52,0))),0)","v":0},{"$f":"IF($A52>0,IF(ISNA(MATCH(AL$5,'Utilisation profile'!$F52:$CR52,0)),0,INDEX('Asset data'!$L52:$CX52,1,MATCH(AL$5,'Utilisation profile'!$F52:$CR52,0))),0)","v":0},{"$f":"IF($A52>0,IF(ISNA(MATCH(AM$5,'Utilisation profile'!$F52:$CR52,0)),0,INDEX('Asset data'!$L52:$CX52,1,MATCH(AM$5,'Utilisation profile'!$F52:$CR52,0))),0)","v":0},{"$f":"IF($A52>0,IF(ISNA(MATCH(AN$5,'Utilisation profile'!$F52:$CR52,0)),0,INDEX('Asset data'!$L52:$CX52,1,MATCH(AN$5,'Utilisation profile'!$F52:$CR52,0))),0)","v":0},{"$f":"IF($A52>0,IF(ISNA(MATCH(AO$5,'Utilisation profile'!$F52:$CR52,0)),0,INDEX('Asset data'!$L52:$CX52,1,MATCH(AO$5,'Utilisation profile'!$F52:$CR52,0))),0)","v":0},{"$f":"IF($A52>0,IF(ISNA(MATCH(AP$5,'Utilisation profile'!$F52:$CR52,0)),0,INDEX('Asset data'!$L52:$CX52,1,MATCH(AP$5,'Utilisation profile'!$F52:$CR52,0))),0)","v":0},{"$f":"IF($A52>0,IF(ISNA(MATCH(AQ$5,'Utilisation profile'!$F52:$CR52,0)),0,INDEX('Asset data'!$L52:$CX52,1,MATCH(AQ$5,'Utilisation profile'!$F52:$CR52,0))),0)","v":0},{"$f":"IF($A52>0,IF(ISNA(MATCH(AR$5,'Utilisation profile'!$F52:$CR52,0)),0,INDEX('Asset data'!$L52:$CX52,1,MATCH(AR$5,'Utilisation profile'!$F52:$CR52,0))),0)","v":0},{"$f":"IF($A52>0,IF(ISNA(MATCH(AS$5,'Utilisation profile'!$F52:$CR52,0)),0,INDEX('Asset data'!$L52:$CX52,1,MATCH(AS$5,'Utilisation profile'!$F52:$CR52,0))),0)","v":0},{"$f":"IF($A52>0,IF(ISNA(MATCH(AT$5,'Utilisation profile'!$F52:$CR52,0)),0,INDEX('Asset data'!$L52:$CX52,1,MATCH(AT$5,'Utilisation profile'!$F52:$CR52,0))),0)","v":0},{"$f":"IF($A52>0,IF(ISNA(MATCH(AU$5,'Utilisation profile'!$F52:$CR52,0)),0,INDEX('Asset data'!$L52:$CX52,1,MATCH(AU$5,'Utilisation profile'!$F52:$CR52,0))),0)","v":0},{"$f":"IF($A52>0,IF(ISNA(MATCH(AV$5,'Utilisation profile'!$F52:$CR52,0)),0,INDEX('Asset data'!$L52:$CX52,1,MATCH(AV$5,'Utilisation profile'!$F52:$CR52,0))),0)","v":0},{"$f":"IF($A52>0,IF(ISNA(MATCH(AW$5,'Utilisation profile'!$F52:$CR52,0)),0,INDEX('Asset data'!$L52:$CX52,1,MATCH(AW$5,'Utilisation profile'!$F52:$CR52,0))),0)","v":0},{"$f":"IF($A52>0,IF(ISNA(MATCH(AX$5,'Utilisation profile'!$F52:$CR52,0)),0,INDEX('Asset data'!$L52:$CX52,1,MATCH(AX$5,'Utilisation profile'!$F52:$CR52,0))),0)","v":0},{"$f":"IF($A52>0,IF(ISNA(MATCH(AY$5,'Utilisation profile'!$F52:$CR52,0)),0,INDEX('Asset data'!$L52:$CX52,1,MATCH(AY$5,'Utilisation profile'!$F52:$CR52,0))),0)","v":0},{"$f":"IF($A52>0,IF(ISNA(MATCH(AZ$5,'Utilisation profile'!$F52:$CR52,0)),0,INDEX('Asset data'!$L52:$CX52,1,MATCH(AZ$5,'Utilisation profile'!$F52:$CR52,0))),0)","v":0},{"$f":"IF($A52>0,IF(ISNA(MATCH(BA$5,'Utilisation profile'!$F52:$CR52,0)),0,INDEX('Asset data'!$L52:$CX52,1,MATCH(BA$5,'Utilisation profile'!$F52:$CR52,0))),0)","v":0},{"$f":"IF($A52>0,IF(ISNA(MATCH(BB$5,'Utilisation profile'!$F52:$CR52,0)),0,INDEX('Asset data'!$L52:$CX52,1,MATCH(BB$5,'Utilisation profile'!$F52:$CR52,0))),0)","v":0},{"$f":"IF($A52>0,IF(ISNA(MATCH(BC$5,'Utilisation profile'!$F52:$CR52,0)),0,INDEX('Asset data'!$L52:$CX52,1,MATCH(BC$5,'Utilisation profile'!$F52:$CR52,0))),0)","v":0},{"$f":"IF($A52>0,IF(ISNA(MATCH(BD$5,'Utilisation profile'!$F52:$CR52,0)),0,INDEX('Asset data'!$L52:$CX52,1,MATCH(BD$5,'Utilisation profile'!$F52:$CR52,0))),0)","v":0},{"$f":"IF($A52>0,IF(ISNA(MATCH(BE$5,'Utilisation profile'!$F52:$CR52,0)),0,INDEX('Asset data'!$L52:$CX52,1,MATCH(BE$5,'Utilisation profile'!$F52:$CR52,0))),0)","v":0},{"$f":"IF($A52>0,IF(ISNA(MATCH(BF$5,'Utilisation profile'!$F52:$CR52,0)),0,INDEX('Asset data'!$L52:$CX52,1,MATCH(BF$5,'Utilisation profile'!$F52:$CR52,0))),0)","v":0},{"$f":"IF($A52>0,IF(ISNA(MATCH(BG$5,'Utilisation profile'!$F52:$CR52,0)),0,INDEX('Asset data'!$L52:$CX52,1,MATCH(BG$5,'Utilisation profile'!$F52:$CR52,0))),0)","v":0},{"$f":"IF($A52>0,IF(ISNA(MATCH(BH$5,'Utilisation profile'!$F52:$CR52,0)),0,INDEX('Asset data'!$L52:$CX52,1,MATCH(BH$5,'Utilisation profile'!$F52:$CR52,0))),0)","v":0},{"$f":"IF($A52>0,IF(ISNA(MATCH(BI$5,'Utilisation profile'!$F52:$CR52,0)),0,INDEX('Asset data'!$L52:$CX52,1,MATCH(BI$5,'Utilisation profile'!$F52:$CR52,0))),0)","v":0},{"$f":"IF($A52>0,IF(ISNA(MATCH(BJ$5,'Utilisation profile'!$F52:$CR52,0)),0,INDEX('Asset data'!$L52:$CX52,1,MATCH(BJ$5,'Utilisation profile'!$F52:$CR52,0))),0)","v":0},{"$f":"IF($A52>0,IF(ISNA(MATCH(BK$5,'Utilisation profile'!$F52:$CR52,0)),0,INDEX('Asset data'!$L52:$CX52,1,MATCH(BK$5,'Utilisation profile'!$F52:$CR52,0))),0)","v":0},{"$f":"IF($A52>0,IF(ISNA(MATCH(BL$5,'Utilisation profile'!$F52:$CR52,0)),0,INDEX('Asset data'!$L52:$CX52,1,MATCH(BL$5,'Utilisation profile'!$F52:$CR52,0))),0)","v":0},{"$f":"IF($A52>0,IF(ISNA(MATCH(BM$5,'Utilisation profile'!$F52:$CR52,0)),0,INDEX('Asset data'!$L52:$CX52,1,MATCH(BM$5,'Utilisation profile'!$F52:$CR52,0))),0)","v":0},{"$f":"IF($A52>0,IF(ISNA(MATCH(BN$5,'Utilisation profile'!$F52:$CR52,0)),0,INDEX('Asset data'!$L52:$CX52,1,MATCH(BN$5,'Utilisation profile'!$F52:$CR52,0))),0)","v":0},{"$f":"IF($A52>0,IF(ISNA(MATCH(BO$5,'Utilisation profile'!$F52:$CR52,0)),0,INDEX('Asset data'!$L52:$CX52,1,MATCH(BO$5,'Utilisation profile'!$F52:$CR52,0))),0)","v":0},{"$f":"IF($A52>0,IF(ISNA(MATCH(BP$5,'Utilisation profile'!$F52:$CR52,0)),0,INDEX('Asset data'!$L52:$CX52,1,MATCH(BP$5,'Utilisation profile'!$F52:$CR52,0))),0)","v":0},{"$f":"IF($A52>0,IF(ISNA(MATCH(BQ$5,'Utilisation profile'!$F52:$CR52,0)),0,INDEX('Asset data'!$L52:$CX52,1,MATCH(BQ$5,'Utilisation profile'!$F52:$CR52,0))),0)","v":0},{"$f":"IF($A52>0,IF(ISNA(MATCH(BR$5,'Utilisation profile'!$F52:$CR52,0)),0,INDEX('Asset data'!$L52:$CX52,1,MATCH(BR$5,'Utilisation profile'!$F52:$CR52,0))),0)","v":0},{"$f":"IF($A52>0,IF(ISNA(MATCH(BS$5,'Utilisation profile'!$F52:$CR52,0)),0,INDEX('Asset data'!$L52:$CX52,1,MATCH(BS$5,'Utilisation profile'!$F52:$CR52,0))),0)","v":0},{"$f":"IF($A52>0,IF(ISNA(MATCH(BT$5,'Utilisation profile'!$F52:$CR52,0)),0,INDEX('Asset data'!$L52:$CX52,1,MATCH(BT$5,'Utilisation profile'!$F52:$CR52,0))),0)","v":0},{"$f":"IF($A52>0,IF(ISNA(MATCH(BU$5,'Utilisation profile'!$F52:$CR52,0)),0,INDEX('Asset data'!$L52:$CX52,1,MATCH(BU$5,'Utilisation profile'!$F52:$CR52,0))),0)","v":0},{"$f":"IF($A52>0,IF(ISNA(MATCH(BV$5,'Utilisation profile'!$F52:$CR52,0)),0,INDEX('Asset data'!$L52:$CX52,1,MATCH(BV$5,'Utilisation profile'!$F52:$CR52,0))),0)","v":0},{"$f":"IF($A52>0,IF(ISNA(MATCH(BW$5,'Utilisation profile'!$F52:$CR52,0)),0,INDEX('Asset data'!$L52:$CX52,1,MATCH(BW$5,'Utilisation profile'!$F52:$CR52,0))),0)","v":0},{"$f":"IF($A52>0,IF(ISNA(MATCH(BX$5,'Utilisation profile'!$F52:$CR52,0)),0,INDEX('Asset data'!$L52:$CX52,1,MATCH(BX$5,'Utilisation profile'!$F52:$CR52,0))),0)","v":0},{"$f":"IF($A52>0,IF(ISNA(MATCH(BY$5,'Utilisation profile'!$F52:$CR52,0)),0,INDEX('Asset data'!$L52:$CX52,1,MATCH(BY$5,'Utilisation profile'!$F52:$CR52,0))),0)","v":0},{"$f":"IF($A52>0,IF(ISNA(MATCH(BZ$5,'Utilisation profile'!$F52:$CR52,0)),0,INDEX('Asset data'!$L52:$CX52,1,MATCH(BZ$5,'Utilisation profile'!$F52:$CR52,0))),0)","v":0},{"$f":"IF($A52>0,IF(ISNA(MATCH(CA$5,'Utilisation profile'!$F52:$CR52,0)),0,INDEX('Asset data'!$L52:$CX52,1,MATCH(CA$5,'Utilisation profile'!$F52:$CR52,0))),0)","v":0},{"$f":"IF($A52>0,IF(ISNA(MATCH(CB$5,'Utilisation profile'!$F52:$CR52,0)),0,INDEX('Asset data'!$L52:$CX52,1,MATCH(CB$5,'Utilisation profile'!$F52:$CR52,0))),0)","v":0},{"$f":"IF($A52>0,IF(ISNA(MATCH(CC$5,'Utilisation profile'!$F52:$CR52,0)),0,INDEX('Asset data'!$L52:$CX52,1,MATCH(CC$5,'Utilisation profile'!$F52:$CR52,0))),0)","v":0},{"$f":"IF($A52>0,IF(ISNA(MATCH(CD$5,'Utilisation profile'!$F52:$CR52,0)),0,INDEX('Asset data'!$L52:$CX52,1,MATCH(CD$5,'Utilisation profile'!$F52:$CR52,0))),0)","v":0},{"$f":"IF($A52>0,IF(ISNA(MATCH(CE$5,'Utilisation profile'!$F52:$CR52,0)),0,INDEX('Asset data'!$L52:$CX52,1,MATCH(CE$5,'Utilisation profile'!$F52:$CR52,0))),0)","v":0},{"$f":"IF($A52>0,IF(ISNA(MATCH(CF$5,'Utilisation profile'!$F52:$CR52,0)),0,INDEX('Asset data'!$L52:$CX52,1,MATCH(CF$5,'Utilisation profile'!$F52:$CR52,0))),0)","v":0},{"$f":"IF($A52>0,IF(ISNA(MATCH(CG$5,'Utilisation profile'!$F52:$CR52,0)),0,INDEX('Asset data'!$L52:$CX52,1,MATCH(CG$5,'Utilisation profile'!$F52:$CR52,0))),0)","v":0},{"$f":"IF($A52>0,IF(ISNA(MATCH(CH$5,'Utilisation profile'!$F52:$CR52,0)),0,INDEX('Asset data'!$L52:$CX52,1,MATCH(CH$5,'Utilisation profile'!$F52:$CR52,0))),0)","v":0},{"$f":"IF($A52>0,IF(ISNA(MATCH(CI$5,'Utilisation profile'!$F52:$CR52,0)),0,INDEX('Asset data'!$L52:$CX52,1,MATCH(CI$5,'Utilisation profile'!$F52:$CR52,0))),0)","v":0},{"$f":"IF($A52>0,IF(ISNA(MATCH(CJ$5,'Utilisation profile'!$F52:$CR52,0)),0,INDEX('Asset data'!$L52:$CX52,1,MATCH(CJ$5,'Utilisation profile'!$F52:$CR52,0))),0)","v":0},{"$f":"IF($A52>0,IF(ISNA(MATCH(CK$5,'Utilisation profile'!$F52:$CR52,0)),0,INDEX('Asset data'!$L52:$CX52,1,MATCH(CK$5,'Utilisation profile'!$F52:$CR52,0))),0)","v":0},{"$f":"IF($A52>0,IF(ISNA(MATCH(CL$5,'Utilisation profile'!$F52:$CR52,0)),0,INDEX('Asset data'!$L52:$CX52,1,MATCH(CL$5,'Utilisation profile'!$F52:$CR52,0))),0)","v":0},{"$f":"IF($A52>0,IF(ISNA(MATCH(CM$5,'Utilisation profile'!$F52:$CR52,0)),0,INDEX('Asset data'!$L52:$CX52,1,MATCH(CM$5,'Utilisation profile'!$F52:$CR52,0))),0)","v":0},{"$f":"IF($A52>0,IF(ISNA(MATCH(CN$5,'Utilisation profile'!$F52:$CR52,0)),0,INDEX('Asset data'!$L52:$CX52,1,MATCH(CN$5,'Utilisation profile'!$F52:$CR52,0))),0)","v":0},{"$f":"IF($A52>0,IF(ISNA(MATCH(CO$5,'Utilisation profile'!$F52:$CR52,0)),0,INDEX('Asset data'!$L52:$CX52,1,MATCH(CO$5,'Utilisation profile'!$F52:$CR52,0))),0)","v":0},{"$f":"IF($A52>0,IF(ISNA(MATCH(CP$5,'Utilisation profile'!$F52:$CR52,0)),0,INDEX('Asset data'!$L52:$CX52,1,MATCH(CP$5,'Utilisation profile'!$F52:$CR52,0))),0)","v":0},{"$f":"IF($A52>0,IF(ISNA(MATCH(CQ$5,'Utilisation profile'!$F52:$CR52,0)),0,INDEX('Asset data'!$L52:$CX52,1,MATCH(CQ$5,'Utilisation profile'!$F52:$CR52,0))),0)","v":0},{"$f":"IF($A52>0,IF(ISNA(MATCH(CR$5,'Utilisation profile'!$F52:$CR52,0)),0,INDEX('Asset data'!$L52:$CX52,1,MATCH(CR$5,'Utilisation profile'!$F52:$CR52,0))),0)","v":0},{"$f":"IF($A52>0,IF(ISNA(MATCH(CS$5,'Utilisation profile'!$F52:$CR52,0)),0,INDEX('Asset data'!$L52:$CX52,1,MATCH(CS$5,'Utilisation profile'!$F52:$CR52,0))),0)","v":0},{"$f":"IF($A52>0,IF(ISNA(MATCH(CT$5,'Utilisation profile'!$F52:$CR52,0)),0,INDEX('Asset data'!$L52:$CX52,1,MATCH(CT$5,'Utilisation profile'!$F52:$CR52,0))),0)","v":0},{"$f":"IF($A52>0,IF(ISNA(MATCH(CU$5,'Utilisation profile'!$F52:$CR52,0)),0,INDEX('Asset data'!$L52:$CX52,1,MATCH(CU$5,'Utilisation profile'!$F52:$CR52,0))),0)","v":0},{"$f":"IF($A52>0,IF(ISNA(MATCH(CV$5,'Utilisation profile'!$F52:$CR52,0)),0,INDEX('Asset data'!$L52:$CX52,1,MATCH(CV$5,'Utilisation profile'!$F52:$CR52,0))),0)","v":0},{"$f":"IF($A52>0,IF(ISNA(MATCH(CW$5,'Utilisation profile'!$F52:$CR52,0)),0,INDEX('Asset data'!$L52:$CX52,1,MATCH(CW$5,'Utilisation profile'!$F52:$CR52,0))),0)","v":0},{"$f":"IF($A52>0,IF(ISNA(MATCH(CX$5,'Utilisation profile'!$F52:$CR52,0)),0,INDEX('Asset data'!$L52:$CX52,1,MATCH(CX$5,'Utilisation profile'!$F52:$CR52,0))),0)","v":0},{"$f":"IF($A52>0,IF(ISNA(MATCH(CY$5,'Utilisation profile'!$F52:$CR52,0)),0,INDEX('Asset data'!$L52:$CX52,1,MATCH(CY$5,'Utilisation profile'!$F52:$CR52,0))),0)","v":0},{"$f":"IF($A52>0,IF(ISNA(MATCH(CZ$5,'Utilisation profile'!$F52:$CR52,0)),0,INDEX('Asset data'!$L52:$CX52,1,MATCH(CZ$5,'Utilisation profile'!$F52:$CR52,0))),0)","v":0},{"$f":"IF($A52>0,IF(ISNA(MATCH(DA$5,'Utilisation profile'!$F52:$CR52,0)),0,INDEX('Asset data'!$L52:$CX52,1,MATCH(DA$5,'Utilisation profile'!$F52:$CR52,0))),0)","v":0},{"$f":"IF($A52>0,IF(ISNA(MATCH(DB$5,'Utilisation profile'!$F52:$CR52,0)),0,INDEX('Asset data'!$L52:$CX52,1,MATCH(DB$5,'Utilisation profile'!$F52:$CR52,0))),0)","v":0},{"$f":"IF($A52>0,IF(ISNA(MATCH(DC$5,'Utilisation profile'!$F52:$CR52,0)),0,INDEX('Asset data'!$L52:$CX52,1,MATCH(DC$5,'Utilisation profile'!$F52:$CR52,0))),0)","v":0},{"$f":"IF($A52>0,IF(ISNA(MATCH(DD$5,'Utilisation profile'!$F52:$CR52,0)),0,INDEX('Asset data'!$L52:$CX52,1,MATCH(DD$5,'Utilisation profile'!$F52:$CR52,0))),0)","v":0},{"$f":"IF($A52>0,IF(ISNA(MATCH(DE$5,'Utilisation profile'!$F52:$CR52,0)),0,INDEX('Asset data'!$L52:$CX52,1,MATCH(DE$5,'Utilisation profile'!$F52:$CR52,0))),0)","v":0},{"$f":"IF($A52>0,IF(ISNA(MATCH(DF$5,'Utilisation profile'!$F52:$CR52,0)),0,INDEX('Asset data'!$L52:$CX52,1,MATCH(DF$5,'Utilisation profile'!$F52:$CR52,0))),0)","v":0},{"$f":"IF($A52>0,IF(ISNA(MATCH(DG$5,'Utilisation profile'!$F52:$CR52,0)),0,INDEX('Asset data'!$L52:$CX52,1,MATCH(DG$5,'Utilisation profile'!$F52:$CR52,0))),0)","v":0},{"$f":"IF($A52>0,IF(ISNA(MATCH(DH$5,'Utilisation profile'!$F52:$CR52,0)),0,INDEX('Asset data'!$L52:$CX52,1,MATCH(DH$5,'Utilisation profile'!$F52:$CR52,0))),0)","v":0},{"$f":"IF($A52>0,IF(ISNA(MATCH(DI$5,'Utilisation profile'!$F52:$CR52,0)),0,INDEX('Asset data'!$L52:$CX52,1,MATCH(DI$5,'Utilisation profile'!$F52:$CR52,0))),0)","v":0},{"$f":"IF($A52>0,IF(ISNA(MATCH(DJ$5,'Utilisation profile'!$F52:$CR52,0)),0,INDEX('Asset data'!$L52:$CX52,1,MATCH(DJ$5,'Utilisation profile'!$F52:$CR52,0))),0)","v":0},{"$f":"IF($A52>0,IF(ISNA(MATCH(DK$5,'Utilisation profile'!$F52:$CR52,0)),0,INDEX('Asset data'!$L52:$CX52,1,MATCH(DK$5,'Utilisation profile'!$F52:$CR52,0))),0)","v":0},{"$f":"IF($A52>0,IF(ISNA(MATCH(DL$5,'Utilisation profile'!$F52:$CR52,0)),0,INDEX('Asset data'!$L52:$CX52,1,MATCH(DL$5,'Utilisation profile'!$F52:$CR52,0))),0)","v":0},{"$f":"IF($A52>0,IF(ISNA(MATCH(DM$5,'Utilisation profile'!$F52:$CR52,0)),0,INDEX('Asset data'!$L52:$CX52,1,MATCH(DM$5,'Utilisation profile'!$F52:$CR52,0))),0)","v":0},{"$f":"IF($A52>0,IF(ISNA(MATCH(DN$5,'Utilisation profile'!$F52:$CR52,0)),0,INDEX('Asset data'!$L52:$CX52,1,MATCH(DN$5,'Utilisation profile'!$F52:$CR52,0))),0)","v":0},{"$f":"IF($A52>0,IF(ISNA(MATCH(DO$5,'Utilisation profile'!$F52:$CR52,0)),0,INDEX('Asset data'!$L52:$CX52,1,MATCH(DO$5,'Utilisation profile'!$F52:$CR52,0))),0)","v":0},{"$f":"IF($A52>0,IF(ISNA(MATCH(DP$5,'Utilisation profile'!$F52:$CR52,0)),0,INDEX('Asset data'!$L52:$CX52,1,MATCH(DP$5,'Utilisation profile'!$F52:$CR52,0))),0)","v":0},{"$f":"IF($A52>0,IF(ISNA(MATCH(DQ$5,'Utilisation profile'!$F52:$CR52,0)),0,INDEX('Asset data'!$L52:$CX52,1,MATCH(DQ$5,'Utilisation profile'!$F52:$CR52,0))),0)","v":0},{"$f":"IF($A52>0,IF(ISNA(MATCH(DR$5,'Utilisation profile'!$F52:$CR52,0)),0,INDEX('Asset data'!$L52:$CX52,1,MATCH(DR$5,'Utilisation profile'!$F52:$CR52,0))),0)","v":0},{"$f":"IF($A52>0,IF(ISNA(MATCH(DS$5,'Utilisation profile'!$F52:$CR52,0)),0,INDEX('Asset data'!$L52:$CX52,1,MATCH(DS$5,'Utilisation profile'!$F52:$CR52,0))),0)","v":0},{"$f":"IF($A52>0,IF(ISNA(MATCH(DT$5,'Utilisation profile'!$F52:$CR52,0)),0,INDEX('Asset data'!$L52:$CX52,1,MATCH(DT$5,'Utilisation profile'!$F52:$CR52,0))),0)","v":0},{"$f":"IF($A52>0,IF(ISNA(MATCH(DU$5,'Utilisation profile'!$F52:$CR52,0)),0,INDEX('Asset data'!$L52:$CX52,1,MATCH(DU$5,'Utilisation profile'!$F52:$CR52,0))),0)","v":0},{"$f":"IF($A52>0,IF(ISNA(MATCH(DV$5,'Utilisation profile'!$F52:$CR52,0)),0,INDEX('Asset data'!$L52:$CX52,1,MATCH(DV$5,'Utilisation profile'!$F52:$CR52,0))),0)","v":0},{"$f":"IF($A52>0,IF(ISNA(MATCH(DW$5,'Utilisation profile'!$F52:$CR52,0)),0,INDEX('Asset data'!$L52:$CX52,1,MATCH(DW$5,'Utilisation profile'!$F52:$CR52,0))),0)","v":0},{"$f":"IF($A52>0,IF(ISNA(MATCH(DX$5,'Utilisation profile'!$F52:$CR52,0)),0,INDEX('Asset data'!$L52:$CX52,1,MATCH(DX$5,'Utilisation profile'!$F52:$CR52,0))),0)","v":0},{"$f":"IF($A52>0,IF(ISNA(MATCH(DY$5,'Utilisation profile'!$F52:$CR52,0)),0,INDEX('Asset data'!$L52:$CX52,1,MATCH(DY$5,'Utilisation profile'!$F52:$CR52,0))),0)","v":0},{"$f":"IF($A52>0,IF(ISNA(MATCH(DZ$5,'Utilisation profile'!$F52:$CR52,0)),0,INDEX('Asset data'!$L52:$CX52,1,MATCH(DZ$5,'Utilisation profile'!$F52:$CR52,0))),0)","v":0},{"$f":"IF($A52>0,IF(ISNA(MATCH(EA$5,'Utilisation profile'!$F52:$CR52,0)),0,INDEX('Asset data'!$L52:$CX52,1,MATCH(EA$5,'Utilisation profile'!$F52:$CR52,0))),0)","v":0},{"$f":"IF($A52>0,IF(ISNA(MATCH(EB$5,'Utilisation profile'!$F52:$CR52,0)),0,INDEX('Asset data'!$L52:$CX52,1,MATCH(EB$5,'Utilisation profile'!$F52:$CR52,0))),0)","v":0},{"$f":"IF($A52>0,IF(ISNA(MATCH(EC$5,'Utilisation profile'!$F52:$CR52,0)),0,INDEX('Asset data'!$L52:$CX52,1,MATCH(EC$5,'Utilisation profile'!$F52:$CR52,0))),0)","v":0},{"$f":"IF($A52>0,IF(ISNA(MATCH(ED$5,'Utilisation profile'!$F52:$CR52,0)),0,INDEX('Asset data'!$L52:$CX52,1,MATCH(ED$5,'Utilisation profile'!$F52:$CR52,0))),0)","v":0},{"$f":"IF($A52>0,IF(ISNA(MATCH(EE$5,'Utilisation profile'!$F52:$CR52,0)),0,INDEX('Asset data'!$L52:$CX52,1,MATCH(EE$5,'Utilisation profile'!$F52:$CR52,0))),0)","v":0},{"$f":"IF($A52>0,IF(ISNA(MATCH(EF$5,'Utilisation profile'!$F52:$CR52,0)),0,INDEX('Asset data'!$L52:$CX52,1,MATCH(EF$5,'Utilisation profile'!$F52:$CR52,0))),0)","v":0},{"$f":"IF($A52>0,IF(ISNA(MATCH(EG$5,'Utilisation profile'!$F52:$CR52,0)),0,INDEX('Asset data'!$L52:$CX52,1,MATCH(EG$5,'Utilisation profile'!$F52:$CR52,0))),0)","v":0},{"$f":"IF($A52>0,IF(ISNA(MATCH(EH$5,'Utilisation profile'!$F52:$CR52,0)),0,INDEX('Asset data'!$L52:$CX52,1,MATCH(EH$5,'Utilisation profile'!$F52:$CR52,0))),0)","v":0},{"$f":"IF($A52>0,IF(ISNA(MATCH(EI$5,'Utilisation profile'!$F52:$CR52,0)),0,INDEX('Asset data'!$L52:$CX52,1,MATCH(EI$5,'Utilisation profile'!$F52:$CR52,0))),0)","v":0},{"$f":"IF($A52>0,IF(ISNA(MATCH(EJ$5,'Utilisation profile'!$F52:$CR52,0)),0,INDEX('Asset data'!$L52:$CX52,1,MATCH(EJ$5,'Utilisation profile'!$F52:$CR52,0))),0)","v":0},{"$f":"IF($A52>0,IF(ISNA(MATCH(EK$5,'Utilisation profile'!$F52:$CR52,0)),0,INDEX('Asset data'!$L52:$CX52,1,MATCH(EK$5,'Utilisation profile'!$F52:$CR52,0))),0)","v":0},{"$f":"IF($A52>0,IF(ISNA(MATCH(EL$5,'Utilisation profile'!$F52:$CR52,0)),0,INDEX('Asset data'!$L52:$CX52,1,MATCH(EL$5,'Utilisation profile'!$F52:$CR52,0))),0)","v":0},{"$f":"IF($A52>0,IF(ISNA(MATCH(EM$5,'Utilisation profile'!$F52:$CR52,0)),0,INDEX('Asset data'!$L52:$CX52,1,MATCH(EM$5,'Utilisation profile'!$F52:$CR52,0))),0)","v":0},{"$f":"IF($A52>0,IF(ISNA(MATCH(EN$5,'Utilisation profile'!$F52:$CR52,0)),0,INDEX('Asset data'!$L52:$CX52,1,MATCH(EN$5,'Utilisation profile'!$F52:$CR52,0))),0)","v":0},{"$f":"IF($A52>0,IF(ISNA(MATCH(EO$5,'Utilisation profile'!$F52:$CR52,0)),0,INDEX('Asset data'!$L52:$CX52,1,MATCH(EO$5,'Utilisation profile'!$F52:$CR52,0))),0)","v":0},{"$f":"IF($A52>0,IF(ISNA(MATCH(EP$5,'Utilisation profile'!$F52:$CR52,0)),0,INDEX('Asset data'!$L52:$CX52,1,MATCH(EP$5,'Utilisation profile'!$F52:$CR52,0))),0)","v":0},{"$f":"IF($A52>0,IF(ISNA(MATCH(EQ$5,'Utilisation profile'!$F52:$CR52,0)),0,INDEX('Asset data'!$L52:$CX52,1,MATCH(EQ$5,'Utilisation profile'!$F52:$CR52,0))),0)","v":0},{"$f":"IF($A52>0,IF(ISNA(MATCH(ER$5,'Utilisation profile'!$F52:$CR52,0)),0,INDEX('Asset data'!$L52:$CX52,1,MATCH(ER$5,'Utilisation profile'!$F52:$CR52,0))),0)","v":0},{"$f":"IF($A52>0,IF(ISNA(MATCH(ES$5,'Utilisation profile'!$F52:$CR52,0)),0,INDEX('Asset data'!$L52:$CX52,1,MATCH(ES$5,'Utilisation profile'!$F52:$CR52,0))),0)","v":0},{"$f":"IF($A52>0,IF(ISNA(MATCH(ET$5,'Utilisation profile'!$F52:$CR52,0)),0,INDEX('Asset data'!$L52:$CX52,1,MATCH(ET$5,'Utilisation profile'!$F52:$CR52,0))),0)","v":0},{"$f":"IF($A52>0,IF(ISNA(MATCH(EU$5,'Utilisation profile'!$F52:$CR52,0)),0,INDEX('Asset data'!$L52:$CX52,1,MATCH(EU$5,'Utilisation profile'!$F52:$CR52,0))),0)","v":0},{"$f":"IF($A52>0,IF(ISNA(MATCH(EV$5,'Utilisation profile'!$F52:$CR52,0)),0,INDEX('Asset data'!$L52:$CX52,1,MATCH(EV$5,'Utilisation profile'!$F52:$CR52,0))),0)","v":0},{"$f":"IF($A52>0,IF(ISNA(MATCH(EW$5,'Utilisation profile'!$F52:$CR52,0)),0,INDEX('Asset data'!$L52:$CX52,1,MATCH(EW$5,'Utilisation profile'!$F52:$CR52,0))),0)","v":0},{"$f":"IF($A52>0,IF(ISNA(MATCH(EX$5,'Utilisation profile'!$F52:$CR52,0)),0,INDEX('Asset data'!$L52:$CX52,1,MATCH(EX$5,'Utilisation profile'!$F52:$CR52,0))),0)","v":0},{"$f":"IF($A52>0,IF(ISNA(MATCH(EY$5,'Utilisation profile'!$F52:$CR52,0)),0,INDEX('Asset data'!$L52:$CX52,1,MATCH(EY$5,'Utilisation profile'!$F52:$CR52,0))),0)","v":0},{"$f":"IF($A52>0,IF(ISNA(MATCH(EZ$5,'Utilisation profile'!$F52:$CR52,0)),0,INDEX('Asset data'!$L52:$CX52,1,MATCH(EZ$5,'Utilisation profile'!$F52:$CR52,0))),0)","v":0},{"$f":"IF($A52>0,IF(ISNA(MATCH(FA$5,'Utilisation profile'!$F52:$CR52,0)),0,INDEX('Asset data'!$L52:$CX52,1,MATCH(FA$5,'Utilisation profile'!$F52:$CR52,0))),0)","v":0}]
[{"$f":"'Asset data'!A53","v":0},{"$f":"'Asset data'!B53","v":0},{"$f":"'Asset data'!C53","v":0},{"$f":"'Asset data'!E53","v":0},{"$f":"'Asset data'!I53","v":0},{"$f":"IF($A53>0,'Utilisation profile'!CU53,0)","v":0},{"$f":"IF($A53>0,IF(ISNA(MATCH(G$5,'Utilisation profile'!$F53:$CR53,0)),0,INDEX('Asset data'!$L53:$CX53,1,MATCH(G$5,'Utilisation profile'!$F53:$CR53,0))),0)","v":0},{"$f":"IF($A53>0,IF(ISNA(MATCH(H$5,'Utilisation profile'!$F53:$CR53,0)),0,INDEX('Asset data'!$L53:$CX53,1,MATCH(H$5,'Utilisation profile'!$F53:$CR53,0))),0)","v":0},{"$f":"IF($A53>0,IF(ISNA(MATCH(I$5,'Utilisation profile'!$F53:$CR53,0)),0,INDEX('Asset data'!$L53:$CX53,1,MATCH(I$5,'Utilisation profile'!$F53:$CR53,0))),0)","v":0},{"$f":"IF($A53>0,IF(ISNA(MATCH(J$5,'Utilisation profile'!$F53:$CR53,0)),0,INDEX('Asset data'!$L53:$CX53,1,MATCH(J$5,'Utilisation profile'!$F53:$CR53,0))),0)","v":0},{"$f":"IF($A53>0,IF(ISNA(MATCH(K$5,'Utilisation profile'!$F53:$CR53,0)),0,INDEX('Asset data'!$L53:$CX53,1,MATCH(K$5,'Utilisation profile'!$F53:$CR53,0))),0)","v":0},{"$f":"IF($A53>0,IF(ISNA(MATCH(L$5,'Utilisation profile'!$F53:$CR53,0)),0,INDEX('Asset data'!$L53:$CX53,1,MATCH(L$5,'Utilisation profile'!$F53:$CR53,0))),0)","v":0},{"$f":"IF($A53>0,IF(ISNA(MATCH(M$5,'Utilisation profile'!$F53:$CR53,0)),0,INDEX('Asset data'!$L53:$CX53,1,MATCH(M$5,'Utilisation profile'!$F53:$CR53,0))),0)","v":0},{"$f":"IF($A53>0,IF(ISNA(MATCH(N$5,'Utilisation profile'!$F53:$CR53,0)),0,INDEX('Asset data'!$L53:$CX53,1,MATCH(N$5,'Utilisation profile'!$F53:$CR53,0))),0)","v":0},{"$f":"IF($A53>0,IF(ISNA(MATCH(O$5,'Utilisation profile'!$F53:$CR53,0)),0,INDEX('Asset data'!$L53:$CX53,1,MATCH(O$5,'Utilisation profile'!$F53:$CR53,0))),0)","v":0},{"$f":"IF($A53>0,IF(ISNA(MATCH(P$5,'Utilisation profile'!$F53:$CR53,0)),0,INDEX('Asset data'!$L53:$CX53,1,MATCH(P$5,'Utilisation profile'!$F53:$CR53,0))),0)","v":0},{"$f":"IF($A53>0,IF(ISNA(MATCH(Q$5,'Utilisation profile'!$F53:$CR53,0)),0,INDEX('Asset data'!$L53:$CX53,1,MATCH(Q$5,'Utilisation profile'!$F53:$CR53,0))),0)","v":0},{"$f":"IF($A53>0,IF(ISNA(MATCH(R$5,'Utilisation profile'!$F53:$CR53,0)),0,INDEX('Asset data'!$L53:$CX53,1,MATCH(R$5,'Utilisation profile'!$F53:$CR53,0))),0)","v":0},{"$f":"IF($A53>0,IF(ISNA(MATCH(S$5,'Utilisation profile'!$F53:$CR53,0)),0,INDEX('Asset data'!$L53:$CX53,1,MATCH(S$5,'Utilisation profile'!$F53:$CR53,0))),0)","v":0},{"$f":"IF($A53>0,IF(ISNA(MATCH(T$5,'Utilisation profile'!$F53:$CR53,0)),0,INDEX('Asset data'!$L53:$CX53,1,MATCH(T$5,'Utilisation profile'!$F53:$CR53,0))),0)","v":0},{"$f":"IF($A53>0,IF(ISNA(MATCH(U$5,'Utilisation profile'!$F53:$CR53,0)),0,INDEX('Asset data'!$L53:$CX53,1,MATCH(U$5,'Utilisation profile'!$F53:$CR53,0))),0)","v":0},{"$f":"IF($A53>0,IF(ISNA(MATCH(V$5,'Utilisation profile'!$F53:$CR53,0)),0,INDEX('Asset data'!$L53:$CX53,1,MATCH(V$5,'Utilisation profile'!$F53:$CR53,0))),0)","v":0},{"$f":"IF($A53>0,IF(ISNA(MATCH(W$5,'Utilisation profile'!$F53:$CR53,0)),0,INDEX('Asset data'!$L53:$CX53,1,MATCH(W$5,'Utilisation profile'!$F53:$CR53,0))),0)","v":0},{"$f":"IF($A53>0,IF(ISNA(MATCH(X$5,'Utilisation profile'!$F53:$CR53,0)),0,INDEX('Asset data'!$L53:$CX53,1,MATCH(X$5,'Utilisation profile'!$F53:$CR53,0))),0)","v":0},{"$f":"IF($A53>0,IF(ISNA(MATCH(Y$5,'Utilisation profile'!$F53:$CR53,0)),0,INDEX('Asset data'!$L53:$CX53,1,MATCH(Y$5,'Utilisation profile'!$F53:$CR53,0))),0)","v":0},{"$f":"IF($A53>0,IF(ISNA(MATCH(Z$5,'Utilisation profile'!$F53:$CR53,0)),0,INDEX('Asset data'!$L53:$CX53,1,MATCH(Z$5,'Utilisation profile'!$F53:$CR53,0))),0)","v":0},{"$f":"IF($A53>0,IF(ISNA(MATCH(AA$5,'Utilisation profile'!$F53:$CR53,0)),0,INDEX('Asset data'!$L53:$CX53,1,MATCH(AA$5,'Utilisation profile'!$F53:$CR53,0))),0)","v":0},{"$f":"IF($A53>0,IF(ISNA(MATCH(AB$5,'Utilisation profile'!$F53:$CR53,0)),0,INDEX('Asset data'!$L53:$CX53,1,MATCH(AB$5,'Utilisation profile'!$F53:$CR53,0))),0)","v":0},{"$f":"IF($A53>0,IF(ISNA(MATCH(AC$5,'Utilisation profile'!$F53:$CR53,0)),0,INDEX('Asset data'!$L53:$CX53,1,MATCH(AC$5,'Utilisation profile'!$F53:$CR53,0))),0)","v":0},{"$f":"IF($A53>0,IF(ISNA(MATCH(AD$5,'Utilisation profile'!$F53:$CR53,0)),0,INDEX('Asset data'!$L53:$CX53,1,MATCH(AD$5,'Utilisation profile'!$F53:$CR53,0))),0)","v":0},{"$f":"IF($A53>0,IF(ISNA(MATCH(AE$5,'Utilisation profile'!$F53:$CR53,0)),0,INDEX('Asset data'!$L53:$CX53,1,MATCH(AE$5,'Utilisation profile'!$F53:$CR53,0))),0)","v":0},{"$f":"IF($A53>0,IF(ISNA(MATCH(AF$5,'Utilisation profile'!$F53:$CR53,0)),0,INDEX('Asset data'!$L53:$CX53,1,MATCH(AF$5,'Utilisation profile'!$F53:$CR53,0))),0)","v":0},{"$f":"IF($A53>0,IF(ISNA(MATCH(AG$5,'Utilisation profile'!$F53:$CR53,0)),0,INDEX('Asset data'!$L53:$CX53,1,MATCH(AG$5,'Utilisation profile'!$F53:$CR53,0))),0)","v":0},{"$f":"IF($A53>0,IF(ISNA(MATCH(AH$5,'Utilisation profile'!$F53:$CR53,0)),0,INDEX('Asset data'!$L53:$CX53,1,MATCH(AH$5,'Utilisation profile'!$F53:$CR53,0))),0)","v":0},{"$f":"IF($A53>0,IF(ISNA(MATCH(AI$5,'Utilisation profile'!$F53:$CR53,0)),0,INDEX('Asset data'!$L53:$CX53,1,MATCH(AI$5,'Utilisation profile'!$F53:$CR53,0))),0)","v":0},{"$f":"IF($A53>0,IF(ISNA(MATCH(AJ$5,'Utilisation profile'!$F53:$CR53,0)),0,INDEX('Asset data'!$L53:$CX53,1,MATCH(AJ$5,'Utilisation profile'!$F53:$CR53,0))),0)","v":0},{"$f":"IF($A53>0,IF(ISNA(MATCH(AK$5,'Utilisation profile'!$F53:$CR53,0)),0,INDEX('Asset data'!$L53:$CX53,1,MATCH(AK$5,'Utilisation profile'!$F53:$CR53,0))),0)","v":0},{"$f":"IF($A53>0,IF(ISNA(MATCH(AL$5,'Utilisation profile'!$F53:$CR53,0)),0,INDEX('Asset data'!$L53:$CX53,1,MATCH(AL$5,'Utilisation profile'!$F53:$CR53,0))),0)","v":0},{"$f":"IF($A53>0,IF(ISNA(MATCH(AM$5,'Utilisation profile'!$F53:$CR53,0)),0,INDEX('Asset data'!$L53:$CX53,1,MATCH(AM$5,'Utilisation profile'!$F53:$CR53,0))),0)","v":0},{"$f":"IF($A53>0,IF(ISNA(MATCH(AN$5,'Utilisation profile'!$F53:$CR53,0)),0,INDEX('Asset data'!$L53:$CX53,1,MATCH(AN$5,'Utilisation profile'!$F53:$CR53,0))),0)","v":0},{"$f":"IF($A53>0,IF(ISNA(MATCH(AO$5,'Utilisation profile'!$F53:$CR53,0)),0,INDEX('Asset data'!$L53:$CX53,1,MATCH(AO$5,'Utilisation profile'!$F53:$CR53,0))),0)","v":0},{"$f":"IF($A53>0,IF(ISNA(MATCH(AP$5,'Utilisation profile'!$F53:$CR53,0)),0,INDEX('Asset data'!$L53:$CX53,1,MATCH(AP$5,'Utilisation profile'!$F53:$CR53,0))),0)","v":0},{"$f":"IF($A53>0,IF(ISNA(MATCH(AQ$5,'Utilisation profile'!$F53:$CR53,0)),0,INDEX('Asset data'!$L53:$CX53,1,MATCH(AQ$5,'Utilisation profile'!$F53:$CR53,0))),0)","v":0},{"$f":"IF($A53>0,IF(ISNA(MATCH(AR$5,'Utilisation profile'!$F53:$CR53,0)),0,INDEX('Asset data'!$L53:$CX53,1,MATCH(AR$5,'Utilisation profile'!$F53:$CR53,0))),0)","v":0},{"$f":"IF($A53>0,IF(ISNA(MATCH(AS$5,'Utilisation profile'!$F53:$CR53,0)),0,INDEX('Asset data'!$L53:$CX53,1,MATCH(AS$5,'Utilisation profile'!$F53:$CR53,0))),0)","v":0},{"$f":"IF($A53>0,IF(ISNA(MATCH(AT$5,'Utilisation profile'!$F53:$CR53,0)),0,INDEX('Asset data'!$L53:$CX53,1,MATCH(AT$5,'Utilisation profile'!$F53:$CR53,0))),0)","v":0},{"$f":"IF($A53>0,IF(ISNA(MATCH(AU$5,'Utilisation profile'!$F53:$CR53,0)),0,INDEX('Asset data'!$L53:$CX53,1,MATCH(AU$5,'Utilisation profile'!$F53:$CR53,0))),0)","v":0},{"$f":"IF($A53>0,IF(ISNA(MATCH(AV$5,'Utilisation profile'!$F53:$CR53,0)),0,INDEX('Asset data'!$L53:$CX53,1,MATCH(AV$5,'Utilisation profile'!$F53:$CR53,0))),0)","v":0},{"$f":"IF($A53>0,IF(ISNA(MATCH(AW$5,'Utilisation profile'!$F53:$CR53,0)),0,INDEX('Asset data'!$L53:$CX53,1,MATCH(AW$5,'Utilisation profile'!$F53:$CR53,0))),0)","v":0},{"$f":"IF($A53>0,IF(ISNA(MATCH(AX$5,'Utilisation profile'!$F53:$CR53,0)),0,INDEX('Asset data'!$L53:$CX53,1,MATCH(AX$5,'Utilisation profile'!$F53:$CR53,0))),0)","v":0},{"$f":"IF($A53>0,IF(ISNA(MATCH(AY$5,'Utilisation profile'!$F53:$CR53,0)),0,INDEX('Asset data'!$L53:$CX53,1,MATCH(AY$5,'Utilisation profile'!$F53:$CR53,0))),0)","v":0},{"$f":"IF($A53>0,IF(ISNA(MATCH(AZ$5,'Utilisation profile'!$F53:$CR53,0)),0,INDEX('Asset data'!$L53:$CX53,1,MATCH(AZ$5,'Utilisation profile'!$F53:$CR53,0))),0)","v":0},{"$f":"IF($A53>0,IF(ISNA(MATCH(BA$5,'Utilisation profile'!$F53:$CR53,0)),0,INDEX('Asset data'!$L53:$CX53,1,MATCH(BA$5,'Utilisation profile'!$F53:$CR53,0))),0)","v":0},{"$f":"IF($A53>0,IF(ISNA(MATCH(BB$5,'Utilisation profile'!$F53:$CR53,0)),0,INDEX('Asset data'!$L53:$CX53,1,MATCH(BB$5,'Utilisation profile'!$F53:$CR53,0))),0)","v":0},{"$f":"IF($A53>0,IF(ISNA(MATCH(BC$5,'Utilisation profile'!$F53:$CR53,0)),0,INDEX('Asset data'!$L53:$CX53,1,MATCH(BC$5,'Utilisation profile'!$F53:$CR53,0))),0)","v":0},{"$f":"IF($A53>0,IF(ISNA(MATCH(BD$5,'Utilisation profile'!$F53:$CR53,0)),0,INDEX('Asset data'!$L53:$CX53,1,MATCH(BD$5,'Utilisation profile'!$F53:$CR53,0))),0)","v":0},{"$f":"IF($A53>0,IF(ISNA(MATCH(BE$5,'Utilisation profile'!$F53:$CR53,0)),0,INDEX('Asset data'!$L53:$CX53,1,MATCH(BE$5,'Utilisation profile'!$F53:$CR53,0))),0)","v":0},{"$f":"IF($A53>0,IF(ISNA(MATCH(BF$5,'Utilisation profile'!$F53:$CR53,0)),0,INDEX('Asset data'!$L53:$CX53,1,MATCH(BF$5,'Utilisation profile'!$F53:$CR53,0))),0)","v":0},{"$f":"IF($A53>0,IF(ISNA(MATCH(BG$5,'Utilisation profile'!$F53:$CR53,0)),0,INDEX('Asset data'!$L53:$CX53,1,MATCH(BG$5,'Utilisation profile'!$F53:$CR53,0))),0)","v":0},{"$f":"IF($A53>0,IF(ISNA(MATCH(BH$5,'Utilisation profile'!$F53:$CR53,0)),0,INDEX('Asset data'!$L53:$CX53,1,MATCH(BH$5,'Utilisation profile'!$F53:$CR53,0))),0)","v":0},{"$f":"IF($A53>0,IF(ISNA(MATCH(BI$5,'Utilisation profile'!$F53:$CR53,0)),0,INDEX('Asset data'!$L53:$CX53,1,MATCH(BI$5,'Utilisation profile'!$F53:$CR53,0))),0)","v":0},{"$f":"IF($A53>0,IF(ISNA(MATCH(BJ$5,'Utilisation profile'!$F53:$CR53,0)),0,INDEX('Asset data'!$L53:$CX53,1,MATCH(BJ$5,'Utilisation profile'!$F53:$CR53,0))),0)","v":0},{"$f":"IF($A53>0,IF(ISNA(MATCH(BK$5,'Utilisation profile'!$F53:$CR53,0)),0,INDEX('Asset data'!$L53:$CX53,1,MATCH(BK$5,'Utilisation profile'!$F53:$CR53,0))),0)","v":0},{"$f":"IF($A53>0,IF(ISNA(MATCH(BL$5,'Utilisation profile'!$F53:$CR53,0)),0,INDEX('Asset data'!$L53:$CX53,1,MATCH(BL$5,'Utilisation profile'!$F53:$CR53,0))),0)","v":0},{"$f":"IF($A53>0,IF(ISNA(MATCH(BM$5,'Utilisation profile'!$F53:$CR53,0)),0,INDEX('Asset data'!$L53:$CX53,1,MATCH(BM$5,'Utilisation profile'!$F53:$CR53,0))),0)","v":0},{"$f":"IF($A53>0,IF(ISNA(MATCH(BN$5,'Utilisation profile'!$F53:$CR53,0)),0,INDEX('Asset data'!$L53:$CX53,1,MATCH(BN$5,'Utilisation profile'!$F53:$CR53,0))),0)","v":0},{"$f":"IF($A53>0,IF(ISNA(MATCH(BO$5,'Utilisation profile'!$F53:$CR53,0)),0,INDEX('Asset data'!$L53:$CX53,1,MATCH(BO$5,'Utilisation profile'!$F53:$CR53,0))),0)","v":0},{"$f":"IF($A53>0,IF(ISNA(MATCH(BP$5,'Utilisation profile'!$F53:$CR53,0)),0,INDEX('Asset data'!$L53:$CX53,1,MATCH(BP$5,'Utilisation profile'!$F53:$CR53,0))),0)","v":0},{"$f":"IF($A53>0,IF(ISNA(MATCH(BQ$5,'Utilisation profile'!$F53:$CR53,0)),0,INDEX('Asset data'!$L53:$CX53,1,MATCH(BQ$5,'Utilisation profile'!$F53:$CR53,0))),0)","v":0},{"$f":"IF($A53>0,IF(ISNA(MATCH(BR$5,'Utilisation profile'!$F53:$CR53,0)),0,INDEX('Asset data'!$L53:$CX53,1,MATCH(BR$5,'Utilisation profile'!$F53:$CR53,0))),0)","v":0},{"$f":"IF($A53>0,IF(ISNA(MATCH(BS$5,'Utilisation profile'!$F53:$CR53,0)),0,INDEX('Asset data'!$L53:$CX53,1,MATCH(BS$5,'Utilisation profile'!$F53:$CR53,0))),0)","v":0},{"$f":"IF($A53>0,IF(ISNA(MATCH(BT$5,'Utilisation profile'!$F53:$CR53,0)),0,INDEX('Asset data'!$L53:$CX53,1,MATCH(BT$5,'Utilisation profile'!$F53:$CR53,0))),0)","v":0},{"$f":"IF($A53>0,IF(ISNA(MATCH(BU$5,'Utilisation profile'!$F53:$CR53,0)),0,INDEX('Asset data'!$L53:$CX53,1,MATCH(BU$5,'Utilisation profile'!$F53:$CR53,0))),0)","v":0},{"$f":"IF($A53>0,IF(ISNA(MATCH(BV$5,'Utilisation profile'!$F53:$CR53,0)),0,INDEX('Asset data'!$L53:$CX53,1,MATCH(BV$5,'Utilisation profile'!$F53:$CR53,0))),0)","v":0},{"$f":"IF($A53>0,IF(ISNA(MATCH(BW$5,'Utilisation profile'!$F53:$CR53,0)),0,INDEX('Asset data'!$L53:$CX53,1,MATCH(BW$5,'Utilisation profile'!$F53:$CR53,0))),0)","v":0},{"$f":"IF($A53>0,IF(ISNA(MATCH(BX$5,'Utilisation profile'!$F53:$CR53,0)),0,INDEX('Asset data'!$L53:$CX53,1,MATCH(BX$5,'Utilisation profile'!$F53:$CR53,0))),0)","v":0},{"$f":"IF($A53>0,IF(ISNA(MATCH(BY$5,'Utilisation profile'!$F53:$CR53,0)),0,INDEX('Asset data'!$L53:$CX53,1,MATCH(BY$5,'Utilisation profile'!$F53:$CR53,0))),0)","v":0},{"$f":"IF($A53>0,IF(ISNA(MATCH(BZ$5,'Utilisation profile'!$F53:$CR53,0)),0,INDEX('Asset data'!$L53:$CX53,1,MATCH(BZ$5,'Utilisation profile'!$F53:$CR53,0))),0)","v":0},{"$f":"IF($A53>0,IF(ISNA(MATCH(CA$5,'Utilisation profile'!$F53:$CR53,0)),0,INDEX('Asset data'!$L53:$CX53,1,MATCH(CA$5,'Utilisation profile'!$F53:$CR53,0))),0)","v":0},{"$f":"IF($A53>0,IF(ISNA(MATCH(CB$5,'Utilisation profile'!$F53:$CR53,0)),0,INDEX('Asset data'!$L53:$CX53,1,MATCH(CB$5,'Utilisation profile'!$F53:$CR53,0))),0)","v":0},{"$f":"IF($A53>0,IF(ISNA(MATCH(CC$5,'Utilisation profile'!$F53:$CR53,0)),0,INDEX('Asset data'!$L53:$CX53,1,MATCH(CC$5,'Utilisation profile'!$F53:$CR53,0))),0)","v":0},{"$f":"IF($A53>0,IF(ISNA(MATCH(CD$5,'Utilisation profile'!$F53:$CR53,0)),0,INDEX('Asset data'!$L53:$CX53,1,MATCH(CD$5,'Utilisation profile'!$F53:$CR53,0))),0)","v":0},{"$f":"IF($A53>0,IF(ISNA(MATCH(CE$5,'Utilisation profile'!$F53:$CR53,0)),0,INDEX('Asset data'!$L53:$CX53,1,MATCH(CE$5,'Utilisation profile'!$F53:$CR53,0))),0)","v":0},{"$f":"IF($A53>0,IF(ISNA(MATCH(CF$5,'Utilisation profile'!$F53:$CR53,0)),0,INDEX('Asset data'!$L53:$CX53,1,MATCH(CF$5,'Utilisation profile'!$F53:$CR53,0))),0)","v":0},{"$f":"IF($A53>0,IF(ISNA(MATCH(CG$5,'Utilisation profile'!$F53:$CR53,0)),0,INDEX('Asset data'!$L53:$CX53,1,MATCH(CG$5,'Utilisation profile'!$F53:$CR53,0))),0)","v":0},{"$f":"IF($A53>0,IF(ISNA(MATCH(CH$5,'Utilisation profile'!$F53:$CR53,0)),0,INDEX('Asset data'!$L53:$CX53,1,MATCH(CH$5,'Utilisation profile'!$F53:$CR53,0))),0)","v":0},{"$f":"IF($A53>0,IF(ISNA(MATCH(CI$5,'Utilisation profile'!$F53:$CR53,0)),0,INDEX('Asset data'!$L53:$CX53,1,MATCH(CI$5,'Utilisation profile'!$F53:$CR53,0))),0)","v":0},{"$f":"IF($A53>0,IF(ISNA(MATCH(CJ$5,'Utilisation profile'!$F53:$CR53,0)),0,INDEX('Asset data'!$L53:$CX53,1,MATCH(CJ$5,'Utilisation profile'!$F53:$CR53,0))),0)","v":0},{"$f":"IF($A53>0,IF(ISNA(MATCH(CK$5,'Utilisation profile'!$F53:$CR53,0)),0,INDEX('Asset data'!$L53:$CX53,1,MATCH(CK$5,'Utilisation profile'!$F53:$CR53,0))),0)","v":0},{"$f":"IF($A53>0,IF(ISNA(MATCH(CL$5,'Utilisation profile'!$F53:$CR53,0)),0,INDEX('Asset data'!$L53:$CX53,1,MATCH(CL$5,'Utilisation profile'!$F53:$CR53,0))),0)","v":0},{"$f":"IF($A53>0,IF(ISNA(MATCH(CM$5,'Utilisation profile'!$F53:$CR53,0)),0,INDEX('Asset data'!$L53:$CX53,1,MATCH(CM$5,'Utilisation profile'!$F53:$CR53,0))),0)","v":0},{"$f":"IF($A53>0,IF(ISNA(MATCH(CN$5,'Utilisation profile'!$F53:$CR53,0)),0,INDEX('Asset data'!$L53:$CX53,1,MATCH(CN$5,'Utilisation profile'!$F53:$CR53,0))),0)","v":0},{"$f":"IF($A53>0,IF(ISNA(MATCH(CO$5,'Utilisation profile'!$F53:$CR53,0)),0,INDEX('Asset data'!$L53:$CX53,1,MATCH(CO$5,'Utilisation profile'!$F53:$CR53,0))),0)","v":0},{"$f":"IF($A53>0,IF(ISNA(MATCH(CP$5,'Utilisation profile'!$F53:$CR53,0)),0,INDEX('Asset data'!$L53:$CX53,1,MATCH(CP$5,'Utilisation profile'!$F53:$CR53,0))),0)","v":0},{"$f":"IF($A53>0,IF(ISNA(MATCH(CQ$5,'Utilisation profile'!$F53:$CR53,0)),0,INDEX('Asset data'!$L53:$CX53,1,MATCH(CQ$5,'Utilisation profile'!$F53:$CR53,0))),0)","v":0},{"$f":"IF($A53>0,IF(ISNA(MATCH(CR$5,'Utilisation profile'!$F53:$CR53,0)),0,INDEX('Asset data'!$L53:$CX53,1,MATCH(CR$5,'Utilisation profile'!$F53:$CR53,0))),0)","v":0},{"$f":"IF($A53>0,IF(ISNA(MATCH(CS$5,'Utilisation profile'!$F53:$CR53,0)),0,INDEX('Asset data'!$L53:$CX53,1,MATCH(CS$5,'Utilisation profile'!$F53:$CR53,0))),0)","v":0},{"$f":"IF($A53>0,IF(ISNA(MATCH(CT$5,'Utilisation profile'!$F53:$CR53,0)),0,INDEX('Asset data'!$L53:$CX53,1,MATCH(CT$5,'Utilisation profile'!$F53:$CR53,0))),0)","v":0},{"$f":"IF($A53>0,IF(ISNA(MATCH(CU$5,'Utilisation profile'!$F53:$CR53,0)),0,INDEX('Asset data'!$L53:$CX53,1,MATCH(CU$5,'Utilisation profile'!$F53:$CR53,0))),0)","v":0},{"$f":"IF($A53>0,IF(ISNA(MATCH(CV$5,'Utilisation profile'!$F53:$CR53,0)),0,INDEX('Asset data'!$L53:$CX53,1,MATCH(CV$5,'Utilisation profile'!$F53:$CR53,0))),0)","v":0},{"$f":"IF($A53>0,IF(ISNA(MATCH(CW$5,'Utilisation profile'!$F53:$CR53,0)),0,INDEX('Asset data'!$L53:$CX53,1,MATCH(CW$5,'Utilisation profile'!$F53:$CR53,0))),0)","v":0},{"$f":"IF($A53>0,IF(ISNA(MATCH(CX$5,'Utilisation profile'!$F53:$CR53,0)),0,INDEX('Asset data'!$L53:$CX53,1,MATCH(CX$5,'Utilisation profile'!$F53:$CR53,0))),0)","v":0},{"$f":"IF($A53>0,IF(ISNA(MATCH(CY$5,'Utilisation profile'!$F53:$CR53,0)),0,INDEX('Asset data'!$L53:$CX53,1,MATCH(CY$5,'Utilisation profile'!$F53:$CR53,0))),0)","v":0},{"$f":"IF($A53>0,IF(ISNA(MATCH(CZ$5,'Utilisation profile'!$F53:$CR53,0)),0,INDEX('Asset data'!$L53:$CX53,1,MATCH(CZ$5,'Utilisation profile'!$F53:$CR53,0))),0)","v":0},{"$f":"IF($A53>0,IF(ISNA(MATCH(DA$5,'Utilisation profile'!$F53:$CR53,0)),0,INDEX('Asset data'!$L53:$CX53,1,MATCH(DA$5,'Utilisation profile'!$F53:$CR53,0))),0)","v":0},{"$f":"IF($A53>0,IF(ISNA(MATCH(DB$5,'Utilisation profile'!$F53:$CR53,0)),0,INDEX('Asset data'!$L53:$CX53,1,MATCH(DB$5,'Utilisation profile'!$F53:$CR53,0))),0)","v":0},{"$f":"IF($A53>0,IF(ISNA(MATCH(DC$5,'Utilisation profile'!$F53:$CR53,0)),0,INDEX('Asset data'!$L53:$CX53,1,MATCH(DC$5,'Utilisation profile'!$F53:$CR53,0))),0)","v":0},{"$f":"IF($A53>0,IF(ISNA(MATCH(DD$5,'Utilisation profile'!$F53:$CR53,0)),0,INDEX('Asset data'!$L53:$CX53,1,MATCH(DD$5,'Utilisation profile'!$F53:$CR53,0))),0)","v":0},{"$f":"IF($A53>0,IF(ISNA(MATCH(DE$5,'Utilisation profile'!$F53:$CR53,0)),0,INDEX('Asset data'!$L53:$CX53,1,MATCH(DE$5,'Utilisation profile'!$F53:$CR53,0))),0)","v":0},{"$f":"IF($A53>0,IF(ISNA(MATCH(DF$5,'Utilisation profile'!$F53:$CR53,0)),0,INDEX('Asset data'!$L53:$CX53,1,MATCH(DF$5,'Utilisation profile'!$F53:$CR53,0))),0)","v":0},{"$f":"IF($A53>0,IF(ISNA(MATCH(DG$5,'Utilisation profile'!$F53:$CR53,0)),0,INDEX('Asset data'!$L53:$CX53,1,MATCH(DG$5,'Utilisation profile'!$F53:$CR53,0))),0)","v":0},{"$f":"IF($A53>0,IF(ISNA(MATCH(DH$5,'Utilisation profile'!$F53:$CR53,0)),0,INDEX('Asset data'!$L53:$CX53,1,MATCH(DH$5,'Utilisation profile'!$F53:$CR53,0))),0)","v":0},{"$f":"IF($A53>0,IF(ISNA(MATCH(DI$5,'Utilisation profile'!$F53:$CR53,0)),0,INDEX('Asset data'!$L53:$CX53,1,MATCH(DI$5,'Utilisation profile'!$F53:$CR53,0))),0)","v":0},{"$f":"IF($A53>0,IF(ISNA(MATCH(DJ$5,'Utilisation profile'!$F53:$CR53,0)),0,INDEX('Asset data'!$L53:$CX53,1,MATCH(DJ$5,'Utilisation profile'!$F53:$CR53,0))),0)","v":0},{"$f":"IF($A53>0,IF(ISNA(MATCH(DK$5,'Utilisation profile'!$F53:$CR53,0)),0,INDEX('Asset data'!$L53:$CX53,1,MATCH(DK$5,'Utilisation profile'!$F53:$CR53,0))),0)","v":0},{"$f":"IF($A53>0,IF(ISNA(MATCH(DL$5,'Utilisation profile'!$F53:$CR53,0)),0,INDEX('Asset data'!$L53:$CX53,1,MATCH(DL$5,'Utilisation profile'!$F53:$CR53,0))),0)","v":0},{"$f":"IF($A53>0,IF(ISNA(MATCH(DM$5,'Utilisation profile'!$F53:$CR53,0)),0,INDEX('Asset data'!$L53:$CX53,1,MATCH(DM$5,'Utilisation profile'!$F53:$CR53,0))),0)","v":0},{"$f":"IF($A53>0,IF(ISNA(MATCH(DN$5,'Utilisation profile'!$F53:$CR53,0)),0,INDEX('Asset data'!$L53:$CX53,1,MATCH(DN$5,'Utilisation profile'!$F53:$CR53,0))),0)","v":0},{"$f":"IF($A53>0,IF(ISNA(MATCH(DO$5,'Utilisation profile'!$F53:$CR53,0)),0,INDEX('Asset data'!$L53:$CX53,1,MATCH(DO$5,'Utilisation profile'!$F53:$CR53,0))),0)","v":0},{"$f":"IF($A53>0,IF(ISNA(MATCH(DP$5,'Utilisation profile'!$F53:$CR53,0)),0,INDEX('Asset data'!$L53:$CX53,1,MATCH(DP$5,'Utilisation profile'!$F53:$CR53,0))),0)","v":0},{"$f":"IF($A53>0,IF(ISNA(MATCH(DQ$5,'Utilisation profile'!$F53:$CR53,0)),0,INDEX('Asset data'!$L53:$CX53,1,MATCH(DQ$5,'Utilisation profile'!$F53:$CR53,0))),0)","v":0},{"$f":"IF($A53>0,IF(ISNA(MATCH(DR$5,'Utilisation profile'!$F53:$CR53,0)),0,INDEX('Asset data'!$L53:$CX53,1,MATCH(DR$5,'Utilisation profile'!$F53:$CR53,0))),0)","v":0},{"$f":"IF($A53>0,IF(ISNA(MATCH(DS$5,'Utilisation profile'!$F53:$CR53,0)),0,INDEX('Asset data'!$L53:$CX53,1,MATCH(DS$5,'Utilisation profile'!$F53:$CR53,0))),0)","v":0},{"$f":"IF($A53>0,IF(ISNA(MATCH(DT$5,'Utilisation profile'!$F53:$CR53,0)),0,INDEX('Asset data'!$L53:$CX53,1,MATCH(DT$5,'Utilisation profile'!$F53:$CR53,0))),0)","v":0},{"$f":"IF($A53>0,IF(ISNA(MATCH(DU$5,'Utilisation profile'!$F53:$CR53,0)),0,INDEX('Asset data'!$L53:$CX53,1,MATCH(DU$5,'Utilisation profile'!$F53:$CR53,0))),0)","v":0},{"$f":"IF($A53>0,IF(ISNA(MATCH(DV$5,'Utilisation profile'!$F53:$CR53,0)),0,INDEX('Asset data'!$L53:$CX53,1,MATCH(DV$5,'Utilisation profile'!$F53:$CR53,0))),0)","v":0},{"$f":"IF($A53>0,IF(ISNA(MATCH(DW$5,'Utilisation profile'!$F53:$CR53,0)),0,INDEX('Asset data'!$L53:$CX53,1,MATCH(DW$5,'Utilisation profile'!$F53:$CR53,0))),0)","v":0},{"$f":"IF($A53>0,IF(ISNA(MATCH(DX$5,'Utilisation profile'!$F53:$CR53,0)),0,INDEX('Asset data'!$L53:$CX53,1,MATCH(DX$5,'Utilisation profile'!$F53:$CR53,0))),0)","v":0},{"$f":"IF($A53>0,IF(ISNA(MATCH(DY$5,'Utilisation profile'!$F53:$CR53,0)),0,INDEX('Asset data'!$L53:$CX53,1,MATCH(DY$5,'Utilisation profile'!$F53:$CR53,0))),0)","v":0},{"$f":"IF($A53>0,IF(ISNA(MATCH(DZ$5,'Utilisation profile'!$F53:$CR53,0)),0,INDEX('Asset data'!$L53:$CX53,1,MATCH(DZ$5,'Utilisation profile'!$F53:$CR53,0))),0)","v":0},{"$f":"IF($A53>0,IF(ISNA(MATCH(EA$5,'Utilisation profile'!$F53:$CR53,0)),0,INDEX('Asset data'!$L53:$CX53,1,MATCH(EA$5,'Utilisation profile'!$F53:$CR53,0))),0)","v":0},{"$f":"IF($A53>0,IF(ISNA(MATCH(EB$5,'Utilisation profile'!$F53:$CR53,0)),0,INDEX('Asset data'!$L53:$CX53,1,MATCH(EB$5,'Utilisation profile'!$F53:$CR53,0))),0)","v":0},{"$f":"IF($A53>0,IF(ISNA(MATCH(EC$5,'Utilisation profile'!$F53:$CR53,0)),0,INDEX('Asset data'!$L53:$CX53,1,MATCH(EC$5,'Utilisation profile'!$F53:$CR53,0))),0)","v":0},{"$f":"IF($A53>0,IF(ISNA(MATCH(ED$5,'Utilisation profile'!$F53:$CR53,0)),0,INDEX('Asset data'!$L53:$CX53,1,MATCH(ED$5,'Utilisation profile'!$F53:$CR53,0))),0)","v":0},{"$f":"IF($A53>0,IF(ISNA(MATCH(EE$5,'Utilisation profile'!$F53:$CR53,0)),0,INDEX('Asset data'!$L53:$CX53,1,MATCH(EE$5,'Utilisation profile'!$F53:$CR53,0))),0)","v":0},{"$f":"IF($A53>0,IF(ISNA(MATCH(EF$5,'Utilisation profile'!$F53:$CR53,0)),0,INDEX('Asset data'!$L53:$CX53,1,MATCH(EF$5,'Utilisation profile'!$F53:$CR53,0))),0)","v":0},{"$f":"IF($A53>0,IF(ISNA(MATCH(EG$5,'Utilisation profile'!$F53:$CR53,0)),0,INDEX('Asset data'!$L53:$CX53,1,MATCH(EG$5,'Utilisation profile'!$F53:$CR53,0))),0)","v":0},{"$f":"IF($A53>0,IF(ISNA(MATCH(EH$5,'Utilisation profile'!$F53:$CR53,0)),0,INDEX('Asset data'!$L53:$CX53,1,MATCH(EH$5,'Utilisation profile'!$F53:$CR53,0))),0)","v":0},{"$f":"IF($A53>0,IF(ISNA(MATCH(EI$5,'Utilisation profile'!$F53:$CR53,0)),0,INDEX('Asset data'!$L53:$CX53,1,MATCH(EI$5,'Utilisation profile'!$F53:$CR53,0))),0)","v":0},{"$f":"IF($A53>0,IF(ISNA(MATCH(EJ$5,'Utilisation profile'!$F53:$CR53,0)),0,INDEX('Asset data'!$L53:$CX53,1,MATCH(EJ$5,'Utilisation profile'!$F53:$CR53,0))),0)","v":0},{"$f":"IF($A53>0,IF(ISNA(MATCH(EK$5,'Utilisation profile'!$F53:$CR53,0)),0,INDEX('Asset data'!$L53:$CX53,1,MATCH(EK$5,'Utilisation profile'!$F53:$CR53,0))),0)","v":0},{"$f":"IF($A53>0,IF(ISNA(MATCH(EL$5,'Utilisation profile'!$F53:$CR53,0)),0,INDEX('Asset data'!$L53:$CX53,1,MATCH(EL$5,'Utilisation profile'!$F53:$CR53,0))),0)","v":0},{"$f":"IF($A53>0,IF(ISNA(MATCH(EM$5,'Utilisation profile'!$F53:$CR53,0)),0,INDEX('Asset data'!$L53:$CX53,1,MATCH(EM$5,'Utilisation profile'!$F53:$CR53,0))),0)","v":0},{"$f":"IF($A53>0,IF(ISNA(MATCH(EN$5,'Utilisation profile'!$F53:$CR53,0)),0,INDEX('Asset data'!$L53:$CX53,1,MATCH(EN$5,'Utilisation profile'!$F53:$CR53,0))),0)","v":0},{"$f":"IF($A53>0,IF(ISNA(MATCH(EO$5,'Utilisation profile'!$F53:$CR53,0)),0,INDEX('Asset data'!$L53:$CX53,1,MATCH(EO$5,'Utilisation profile'!$F53:$CR53,0))),0)","v":0},{"$f":"IF($A53>0,IF(ISNA(MATCH(EP$5,'Utilisation profile'!$F53:$CR53,0)),0,INDEX('Asset data'!$L53:$CX53,1,MATCH(EP$5,'Utilisation profile'!$F53:$CR53,0))),0)","v":0},{"$f":"IF($A53>0,IF(ISNA(MATCH(EQ$5,'Utilisation profile'!$F53:$CR53,0)),0,INDEX('Asset data'!$L53:$CX53,1,MATCH(EQ$5,'Utilisation profile'!$F53:$CR53,0))),0)","v":0},{"$f":"IF($A53>0,IF(ISNA(MATCH(ER$5,'Utilisation profile'!$F53:$CR53,0)),0,INDEX('Asset data'!$L53:$CX53,1,MATCH(ER$5,'Utilisation profile'!$F53:$CR53,0))),0)","v":0},{"$f":"IF($A53>0,IF(ISNA(MATCH(ES$5,'Utilisation profile'!$F53:$CR53,0)),0,INDEX('Asset data'!$L53:$CX53,1,MATCH(ES$5,'Utilisation profile'!$F53:$CR53,0))),0)","v":0},{"$f":"IF($A53>0,IF(ISNA(MATCH(ET$5,'Utilisation profile'!$F53:$CR53,0)),0,INDEX('Asset data'!$L53:$CX53,1,MATCH(ET$5,'Utilisation profile'!$F53:$CR53,0))),0)","v":0},{"$f":"IF($A53>0,IF(ISNA(MATCH(EU$5,'Utilisation profile'!$F53:$CR53,0)),0,INDEX('Asset data'!$L53:$CX53,1,MATCH(EU$5,'Utilisation profile'!$F53:$CR53,0))),0)","v":0},{"$f":"IF($A53>0,IF(ISNA(MATCH(EV$5,'Utilisation profile'!$F53:$CR53,0)),0,INDEX('Asset data'!$L53:$CX53,1,MATCH(EV$5,'Utilisation profile'!$F53:$CR53,0))),0)","v":0},{"$f":"IF($A53>0,IF(ISNA(MATCH(EW$5,'Utilisation profile'!$F53:$CR53,0)),0,INDEX('Asset data'!$L53:$CX53,1,MATCH(EW$5,'Utilisation profile'!$F53:$CR53,0))),0)","v":0},{"$f":"IF($A53>0,IF(ISNA(MATCH(EX$5,'Utilisation profile'!$F53:$CR53,0)),0,INDEX('Asset data'!$L53:$CX53,1,MATCH(EX$5,'Utilisation profile'!$F53:$CR53,0))),0)","v":0},{"$f":"IF($A53>0,IF(ISNA(MATCH(EY$5,'Utilisation profile'!$F53:$CR53,0)),0,INDEX('Asset data'!$L53:$CX53,1,MATCH(EY$5,'Utilisation profile'!$F53:$CR53,0))),0)","v":0},{"$f":"IF($A53>0,IF(ISNA(MATCH(EZ$5,'Utilisation profile'!$F53:$CR53,0)),0,INDEX('Asset data'!$L53:$CX53,1,MATCH(EZ$5,'Utilisation profile'!$F53:$CR53,0))),0)","v":0},{"$f":"IF($A53>0,IF(ISNA(MATCH(FA$5,'Utilisation profile'!$F53:$CR53,0)),0,INDEX('Asset data'!$L53:$CX53,1,MATCH(FA$5,'Utilisation profile'!$F53:$CR53,0))),0)","v":0}]
[{"$f":"'Asset data'!A54","v":0},{"$f":"'Asset data'!B54","v":0},{"$f":"'Asset data'!C54","v":0},{"$f":"'Asset data'!E54","v":0},{"$f":"'Asset data'!I54","v":0},{"$f":"IF($A54>0,'Utilisation profile'!CU54,0)","v":0},{"$f":"IF($A54>0,IF(ISNA(MATCH(G$5,'Utilisation profile'!$F54:$CR54,0)),0,INDEX('Asset data'!$L54:$CX54,1,MATCH(G$5,'Utilisation profile'!$F54:$CR54,0))),0)","v":0},{"$f":"IF($A54>0,IF(ISNA(MATCH(H$5,'Utilisation profile'!$F54:$CR54,0)),0,INDEX('Asset data'!$L54:$CX54,1,MATCH(H$5,'Utilisation profile'!$F54:$CR54,0))),0)","v":0},{"$f":"IF($A54>0,IF(ISNA(MATCH(I$5,'Utilisation profile'!$F54:$CR54,0)),0,INDEX('Asset data'!$L54:$CX54,1,MATCH(I$5,'Utilisation profile'!$F54:$CR54,0))),0)","v":0},{"$f":"IF($A54>0,IF(ISNA(MATCH(J$5,'Utilisation profile'!$F54:$CR54,0)),0,INDEX('Asset data'!$L54:$CX54,1,MATCH(J$5,'Utilisation profile'!$F54:$CR54,0))),0)","v":0},{"$f":"IF($A54>0,IF(ISNA(MATCH(K$5,'Utilisation profile'!$F54:$CR54,0)),0,INDEX('Asset data'!$L54:$CX54,1,MATCH(K$5,'Utilisation profile'!$F54:$CR54,0))),0)","v":0},{"$f":"IF($A54>0,IF(ISNA(MATCH(L$5,'Utilisation profile'!$F54:$CR54,0)),0,INDEX('Asset data'!$L54:$CX54,1,MATCH(L$5,'Utilisation profile'!$F54:$CR54,0))),0)","v":0},{"$f":"IF($A54>0,IF(ISNA(MATCH(M$5,'Utilisation profile'!$F54:$CR54,0)),0,INDEX('Asset data'!$L54:$CX54,1,MATCH(M$5,'Utilisation profile'!$F54:$CR54,0))),0)","v":0},{"$f":"IF($A54>0,IF(ISNA(MATCH(N$5,'Utilisation profile'!$F54:$CR54,0)),0,INDEX('Asset data'!$L54:$CX54,1,MATCH(N$5,'Utilisation profile'!$F54:$CR54,0))),0)","v":0},{"$f":"IF($A54>0,IF(ISNA(MATCH(O$5,'Utilisation profile'!$F54:$CR54,0)),0,INDEX('Asset data'!$L54:$CX54,1,MATCH(O$5,'Utilisation profile'!$F54:$CR54,0))),0)","v":0},{"$f":"IF($A54>0,IF(ISNA(MATCH(P$5,'Utilisation profile'!$F54:$CR54,0)),0,INDEX('Asset data'!$L54:$CX54,1,MATCH(P$5,'Utilisation profile'!$F54:$CR54,0))),0)","v":0},{"$f":"IF($A54>0,IF(ISNA(MATCH(Q$5,'Utilisation profile'!$F54:$CR54,0)),0,INDEX('Asset data'!$L54:$CX54,1,MATCH(Q$5,'Utilisation profile'!$F54:$CR54,0))),0)","v":0},{"$f":"IF($A54>0,IF(ISNA(MATCH(R$5,'Utilisation profile'!$F54:$CR54,0)),0,INDEX('Asset data'!$L54:$CX54,1,MATCH(R$5,'Utilisation profile'!$F54:$CR54,0))),0)","v":0},{"$f":"IF($A54>0,IF(ISNA(MATCH(S$5,'Utilisation profile'!$F54:$CR54,0)),0,INDEX('Asset data'!$L54:$CX54,1,MATCH(S$5,'Utilisation profile'!$F54:$CR54,0))),0)","v":0},{"$f":"IF($A54>0,IF(ISNA(MATCH(T$5,'Utilisation profile'!$F54:$CR54,0)),0,INDEX('Asset data'!$L54:$CX54,1,MATCH(T$5,'Utilisation profile'!$F54:$CR54,0))),0)","v":0},{"$f":"IF($A54>0,IF(ISNA(MATCH(U$5,'Utilisation profile'!$F54:$CR54,0)),0,INDEX('Asset data'!$L54:$CX54,1,MATCH(U$5,'Utilisation profile'!$F54:$CR54,0))),0)","v":0},{"$f":"IF($A54>0,IF(ISNA(MATCH(V$5,'Utilisation profile'!$F54:$CR54,0)),0,INDEX('Asset data'!$L54:$CX54,1,MATCH(V$5,'Utilisation profile'!$F54:$CR54,0))),0)","v":0},{"$f":"IF($A54>0,IF(ISNA(MATCH(W$5,'Utilisation profile'!$F54:$CR54,0)),0,INDEX('Asset data'!$L54:$CX54,1,MATCH(W$5,'Utilisation profile'!$F54:$CR54,0))),0)","v":0},{"$f":"IF($A54>0,IF(ISNA(MATCH(X$5,'Utilisation profile'!$F54:$CR54,0)),0,INDEX('Asset data'!$L54:$CX54,1,MATCH(X$5,'Utilisation profile'!$F54:$CR54,0))),0)","v":0},{"$f":"IF($A54>0,IF(ISNA(MATCH(Y$5,'Utilisation profile'!$F54:$CR54,0)),0,INDEX('Asset data'!$L54:$CX54,1,MATCH(Y$5,'Utilisation profile'!$F54:$CR54,0))),0)","v":0},{"$f":"IF($A54>0,IF(ISNA(MATCH(Z$5,'Utilisation profile'!$F54:$CR54,0)),0,INDEX('Asset data'!$L54:$CX54,1,MATCH(Z$5,'Utilisation profile'!$F54:$CR54,0))),0)","v":0},{"$f":"IF($A54>0,IF(ISNA(MATCH(AA$5,'Utilisation profile'!$F54:$CR54,0)),0,INDEX('Asset data'!$L54:$CX54,1,MATCH(AA$5,'Utilisation profile'!$F54:$CR54,0))),0)","v":0},{"$f":"IF($A54>0,IF(ISNA(MATCH(AB$5,'Utilisation profile'!$F54:$CR54,0)),0,INDEX('Asset data'!$L54:$CX54,1,MATCH(AB$5,'Utilisation profile'!$F54:$CR54,0))),0)","v":0},{"$f":"IF($A54>0,IF(ISNA(MATCH(AC$5,'Utilisation profile'!$F54:$CR54,0)),0,INDEX('Asset data'!$L54:$CX54,1,MATCH(AC$5,'Utilisation profile'!$F54:$CR54,0))),0)","v":0},{"$f":"IF($A54>0,IF(ISNA(MATCH(AD$5,'Utilisation profile'!$F54:$CR54,0)),0,INDEX('Asset data'!$L54:$CX54,1,MATCH(AD$5,'Utilisation profile'!$F54:$CR54,0))),0)","v":0},{"$f":"IF($A54>0,IF(ISNA(MATCH(AE$5,'Utilisation profile'!$F54:$CR54,0)),0,INDEX('Asset data'!$L54:$CX54,1,MATCH(AE$5,'Utilisation profile'!$F54:$CR54,0))),0)","v":0},{"$f":"IF($A54>0,IF(ISNA(MATCH(AF$5,'Utilisation profile'!$F54:$CR54,0)),0,INDEX('Asset data'!$L54:$CX54,1,MATCH(AF$5,'Utilisation profile'!$F54:$CR54,0))),0)","v":0},{"$f":"IF($A54>0,IF(ISNA(MATCH(AG$5,'Utilisation profile'!$F54:$CR54,0)),0,INDEX('Asset data'!$L54:$CX54,1,MATCH(AG$5,'Utilisation profile'!$F54:$CR54,0))),0)","v":0},{"$f":"IF($A54>0,IF(ISNA(MATCH(AH$5,'Utilisation profile'!$F54:$CR54,0)),0,INDEX('Asset data'!$L54:$CX54,1,MATCH(AH$5,'Utilisation profile'!$F54:$CR54,0))),0)","v":0},{"$f":"IF($A54>0,IF(ISNA(MATCH(AI$5,'Utilisation profile'!$F54:$CR54,0)),0,INDEX('Asset data'!$L54:$CX54,1,MATCH(AI$5,'Utilisation profile'!$F54:$CR54,0))),0)","v":0},{"$f":"IF($A54>0,IF(ISNA(MATCH(AJ$5,'Utilisation profile'!$F54:$CR54,0)),0,INDEX('Asset data'!$L54:$CX54,1,MATCH(AJ$5,'Utilisation profile'!$F54:$CR54,0))),0)","v":0},{"$f":"IF($A54>0,IF(ISNA(MATCH(AK$5,'Utilisation profile'!$F54:$CR54,0)),0,INDEX('Asset data'!$L54:$CX54,1,MATCH(AK$5,'Utilisation profile'!$F54:$CR54,0))),0)","v":0},{"$f":"IF($A54>0,IF(ISNA(MATCH(AL$5,'Utilisation profile'!$F54:$CR54,0)),0,INDEX('Asset data'!$L54:$CX54,1,MATCH(AL$5,'Utilisation profile'!$F54:$CR54,0))),0)","v":0},{"$f":"IF($A54>0,IF(ISNA(MATCH(AM$5,'Utilisation profile'!$F54:$CR54,0)),0,INDEX('Asset data'!$L54:$CX54,1,MATCH(AM$5,'Utilisation profile'!$F54:$CR54,0))),0)","v":0},{"$f":"IF($A54>0,IF(ISNA(MATCH(AN$5,'Utilisation profile'!$F54:$CR54,0)),0,INDEX('Asset data'!$L54:$CX54,1,MATCH(AN$5,'Utilisation profile'!$F54:$CR54,0))),0)","v":0},{"$f":"IF($A54>0,IF(ISNA(MATCH(AO$5,'Utilisation profile'!$F54:$CR54,0)),0,INDEX('Asset data'!$L54:$CX54,1,MATCH(AO$5,'Utilisation profile'!$F54:$CR54,0))),0)","v":0},{"$f":"IF($A54>0,IF(ISNA(MATCH(AP$5,'Utilisation profile'!$F54:$CR54,0)),0,INDEX('Asset data'!$L54:$CX54,1,MATCH(AP$5,'Utilisation profile'!$F54:$CR54,0))),0)","v":0},{"$f":"IF($A54>0,IF(ISNA(MATCH(AQ$5,'Utilisation profile'!$F54:$CR54,0)),0,INDEX('Asset data'!$L54:$CX54,1,MATCH(AQ$5,'Utilisation profile'!$F54:$CR54,0))),0)","v":0},{"$f":"IF($A54>0,IF(ISNA(MATCH(AR$5,'Utilisation profile'!$F54:$CR54,0)),0,INDEX('Asset data'!$L54:$CX54,1,MATCH(AR$5,'Utilisation profile'!$F54:$CR54,0))),0)","v":0},{"$f":"IF($A54>0,IF(ISNA(MATCH(AS$5,'Utilisation profile'!$F54:$CR54,0)),0,INDEX('Asset data'!$L54:$CX54,1,MATCH(AS$5,'Utilisation profile'!$F54:$CR54,0))),0)","v":0},{"$f":"IF($A54>0,IF(ISNA(MATCH(AT$5,'Utilisation profile'!$F54:$CR54,0)),0,INDEX('Asset data'!$L54:$CX54,1,MATCH(AT$5,'Utilisation profile'!$F54:$CR54,0))),0)","v":0},{"$f":"IF($A54>0,IF(ISNA(MATCH(AU$5,'Utilisation profile'!$F54:$CR54,0)),0,INDEX('Asset data'!$L54:$CX54,1,MATCH(AU$5,'Utilisation profile'!$F54:$CR54,0))),0)","v":0},{"$f":"IF($A54>0,IF(ISNA(MATCH(AV$5,'Utilisation profile'!$F54:$CR54,0)),0,INDEX('Asset data'!$L54:$CX54,1,MATCH(AV$5,'Utilisation profile'!$F54:$CR54,0))),0)","v":0},{"$f":"IF($A54>0,IF(ISNA(MATCH(AW$5,'Utilisation profile'!$F54:$CR54,0)),0,INDEX('Asset data'!$L54:$CX54,1,MATCH(AW$5,'Utilisation profile'!$F54:$CR54,0))),0)","v":0},{"$f":"IF($A54>0,IF(ISNA(MATCH(AX$5,'Utilisation profile'!$F54:$CR54,0)),0,INDEX('Asset data'!$L54:$CX54,1,MATCH(AX$5,'Utilisation profile'!$F54:$CR54,0))),0)","v":0},{"$f":"IF($A54>0,IF(ISNA(MATCH(AY$5,'Utilisation profile'!$F54:$CR54,0)),0,INDEX('Asset data'!$L54:$CX54,1,MATCH(AY$5,'Utilisation profile'!$F54:$CR54,0))),0)","v":0},{"$f":"IF($A54>0,IF(ISNA(MATCH(AZ$5,'Utilisation profile'!$F54:$CR54,0)),0,INDEX('Asset data'!$L54:$CX54,1,MATCH(AZ$5,'Utilisation profile'!$F54:$CR54,0))),0)","v":0},{"$f":"IF($A54>0,IF(ISNA(MATCH(BA$5,'Utilisation profile'!$F54:$CR54,0)),0,INDEX('Asset data'!$L54:$CX54,1,MATCH(BA$5,'Utilisation profile'!$F54:$CR54,0))),0)","v":0},{"$f":"IF($A54>0,IF(ISNA(MATCH(BB$5,'Utilisation profile'!$F54:$CR54,0)),0,INDEX('Asset data'!$L54:$CX54,1,MATCH(BB$5,'Utilisation profile'!$F54:$CR54,0))),0)","v":0},{"$f":"IF($A54>0,IF(ISNA(MATCH(BC$5,'Utilisation profile'!$F54:$CR54,0)),0,INDEX('Asset data'!$L54:$CX54,1,MATCH(BC$5,'Utilisation profile'!$F54:$CR54,0))),0)","v":0},{"$f":"IF($A54>0,IF(ISNA(MATCH(BD$5,'Utilisation profile'!$F54:$CR54,0)),0,INDEX('Asset data'!$L54:$CX54,1,MATCH(BD$5,'Utilisation profile'!$F54:$CR54,0))),0)","v":0},{"$f":"IF($A54>0,IF(ISNA(MATCH(BE$5,'Utilisation profile'!$F54:$CR54,0)),0,INDEX('Asset data'!$L54:$CX54,1,MATCH(BE$5,'Utilisation profile'!$F54:$CR54,0))),0)","v":0},{"$f":"IF($A54>0,IF(ISNA(MATCH(BF$5,'Utilisation profile'!$F54:$CR54,0)),0,INDEX('Asset data'!$L54:$CX54,1,MATCH(BF$5,'Utilisation profile'!$F54:$CR54,0))),0)","v":0},{"$f":"IF($A54>0,IF(ISNA(MATCH(BG$5,'Utilisation profile'!$F54:$CR54,0)),0,INDEX('Asset data'!$L54:$CX54,1,MATCH(BG$5,'Utilisation profile'!$F54:$CR54,0))),0)","v":0},{"$f":"IF($A54>0,IF(ISNA(MATCH(BH$5,'Utilisation profile'!$F54:$CR54,0)),0,INDEX('Asset data'!$L54:$CX54,1,MATCH(BH$5,'Utilisation profile'!$F54:$CR54,0))),0)","v":0},{"$f":"IF($A54>0,IF(ISNA(MATCH(BI$5,'Utilisation profile'!$F54:$CR54,0)),0,INDEX('Asset data'!$L54:$CX54,1,MATCH(BI$5,'Utilisation profile'!$F54:$CR54,0))),0)","v":0},{"$f":"IF($A54>0,IF(ISNA(MATCH(BJ$5,'Utilisation profile'!$F54:$CR54,0)),0,INDEX('Asset data'!$L54:$CX54,1,MATCH(BJ$5,'Utilisation profile'!$F54:$CR54,0))),0)","v":0},{"$f":"IF($A54>0,IF(ISNA(MATCH(BK$5,'Utilisation profile'!$F54:$CR54,0)),0,INDEX('Asset data'!$L54:$CX54,1,MATCH(BK$5,'Utilisation profile'!$F54:$CR54,0))),0)","v":0},{"$f":"IF($A54>0,IF(ISNA(MATCH(BL$5,'Utilisation profile'!$F54:$CR54,0)),0,INDEX('Asset data'!$L54:$CX54,1,MATCH(BL$5,'Utilisation profile'!$F54:$CR54,0))),0)","v":0},{"$f":"IF($A54>0,IF(ISNA(MATCH(BM$5,'Utilisation profile'!$F54:$CR54,0)),0,INDEX('Asset data'!$L54:$CX54,1,MATCH(BM$5,'Utilisation profile'!$F54:$CR54,0))),0)","v":0},{"$f":"IF($A54>0,IF(ISNA(MATCH(BN$5,'Utilisation profile'!$F54:$CR54,0)),0,INDEX('Asset data'!$L54:$CX54,1,MATCH(BN$5,'Utilisation profile'!$F54:$CR54,0))),0)","v":0},{"$f":"IF($A54>0,IF(ISNA(MATCH(BO$5,'Utilisation profile'!$F54:$CR54,0)),0,INDEX('Asset data'!$L54:$CX54,1,MATCH(BO$5,'Utilisation profile'!$F54:$CR54,0))),0)","v":0},{"$f":"IF($A54>0,IF(ISNA(MATCH(BP$5,'Utilisation profile'!$F54:$CR54,0)),0,INDEX('Asset data'!$L54:$CX54,1,MATCH(BP$5,'Utilisation profile'!$F54:$CR54,0))),0)","v":0},{"$f":"IF($A54>0,IF(ISNA(MATCH(BQ$5,'Utilisation profile'!$F54:$CR54,0)),0,INDEX('Asset data'!$L54:$CX54,1,MATCH(BQ$5,'Utilisation profile'!$F54:$CR54,0))),0)","v":0},{"$f":"IF($A54>0,IF(ISNA(MATCH(BR$5,'Utilisation profile'!$F54:$CR54,0)),0,INDEX('Asset data'!$L54:$CX54,1,MATCH(BR$5,'Utilisation profile'!$F54:$CR54,0))),0)","v":0},{"$f":"IF($A54>0,IF(ISNA(MATCH(BS$5,'Utilisation profile'!$F54:$CR54,0)),0,INDEX('Asset data'!$L54:$CX54,1,MATCH(BS$5,'Utilisation profile'!$F54:$CR54,0))),0)","v":0},{"$f":"IF($A54>0,IF(ISNA(MATCH(BT$5,'Utilisation profile'!$F54:$CR54,0)),0,INDEX('Asset data'!$L54:$CX54,1,MATCH(BT$5,'Utilisation profile'!$F54:$CR54,0))),0)","v":0},{"$f":"IF($A54>0,IF(ISNA(MATCH(BU$5,'Utilisation profile'!$F54:$CR54,0)),0,INDEX('Asset data'!$L54:$CX54,1,MATCH(BU$5,'Utilisation profile'!$F54:$CR54,0))),0)","v":0},{"$f":"IF($A54>0,IF(ISNA(MATCH(BV$5,'Utilisation profile'!$F54:$CR54,0)),0,INDEX('Asset data'!$L54:$CX54,1,MATCH(BV$5,'Utilisation profile'!$F54:$CR54,0))),0)","v":0},{"$f":"IF($A54>0,IF(ISNA(MATCH(BW$5,'Utilisation profile'!$F54:$CR54,0)),0,INDEX('Asset data'!$L54:$CX54,1,MATCH(BW$5,'Utilisation profile'!$F54:$CR54,0))),0)","v":0},{"$f":"IF($A54>0,IF(ISNA(MATCH(BX$5,'Utilisation profile'!$F54:$CR54,0)),0,INDEX('Asset data'!$L54:$CX54,1,MATCH(BX$5,'Utilisation profile'!$F54:$CR54,0))),0)","v":0},{"$f":"IF($A54>0,IF(ISNA(MATCH(BY$5,'Utilisation profile'!$F54:$CR54,0)),0,INDEX('Asset data'!$L54:$CX54,1,MATCH(BY$5,'Utilisation profile'!$F54:$CR54,0))),0)","v":0},{"$f":"IF($A54>0,IF(ISNA(MATCH(BZ$5,'Utilisation profile'!$F54:$CR54,0)),0,INDEX('Asset data'!$L54:$CX54,1,MATCH(BZ$5,'Utilisation profile'!$F54:$CR54,0))),0)","v":0},{"$f":"IF($A54>0,IF(ISNA(MATCH(CA$5,'Utilisation profile'!$F54:$CR54,0)),0,INDEX('Asset data'!$L54:$CX54,1,MATCH(CA$5,'Utilisation profile'!$F54:$CR54,0))),0)","v":0},{"$f":"IF($A54>0,IF(ISNA(MATCH(CB$5,'Utilisation profile'!$F54:$CR54,0)),0,INDEX('Asset data'!$L54:$CX54,1,MATCH(CB$5,'Utilisation profile'!$F54:$CR54,0))),0)","v":0},{"$f":"IF($A54>0,IF(ISNA(MATCH(CC$5,'Utilisation profile'!$F54:$CR54,0)),0,INDEX('Asset data'!$L54:$CX54,1,MATCH(CC$5,'Utilisation profile'!$F54:$CR54,0))),0)","v":0},{"$f":"IF($A54>0,IF(ISNA(MATCH(CD$5,'Utilisation profile'!$F54:$CR54,0)),0,INDEX('Asset data'!$L54:$CX54,1,MATCH(CD$5,'Utilisation profile'!$F54:$CR54,0))),0)","v":0},{"$f":"IF($A54>0,IF(ISNA(MATCH(CE$5,'Utilisation profile'!$F54:$CR54,0)),0,INDEX('Asset data'!$L54:$CX54,1,MATCH(CE$5,'Utilisation profile'!$F54:$CR54,0))),0)","v":0},{"$f":"IF($A54>0,IF(ISNA(MATCH(CF$5,'Utilisation profile'!$F54:$CR54,0)),0,INDEX('Asset data'!$L54:$CX54,1,MATCH(CF$5,'Utilisation profile'!$F54:$CR54,0))),0)","v":0},{"$f":"IF($A54>0,IF(ISNA(MATCH(CG$5,'Utilisation profile'!$F54:$CR54,0)),0,INDEX('Asset data'!$L54:$CX54,1,MATCH(CG$5,'Utilisation profile'!$F54:$CR54,0))),0)","v":0},{"$f":"IF($A54>0,IF(ISNA(MATCH(CH$5,'Utilisation profile'!$F54:$CR54,0)),0,INDEX('Asset data'!$L54:$CX54,1,MATCH(CH$5,'Utilisation profile'!$F54:$CR54,0))),0)","v":0},{"$f":"IF($A54>0,IF(ISNA(MATCH(CI$5,'Utilisation profile'!$F54:$CR54,0)),0,INDEX('Asset data'!$L54:$CX54,1,MATCH(CI$5,'Utilisation profile'!$F54:$CR54,0))),0)","v":0},{"$f":"IF($A54>0,IF(ISNA(MATCH(CJ$5,'Utilisation profile'!$F54:$CR54,0)),0,INDEX('Asset data'!$L54:$CX54,1,MATCH(CJ$5,'Utilisation profile'!$F54:$CR54,0))),0)","v":0},{"$f":"IF($A54>0,IF(ISNA(MATCH(CK$5,'Utilisation profile'!$F54:$CR54,0)),0,INDEX('Asset data'!$L54:$CX54,1,MATCH(CK$5,'Utilisation profile'!$F54:$CR54,0))),0)","v":0},{"$f":"IF($A54>0,IF(ISNA(MATCH(CL$5,'Utilisation profile'!$F54:$CR54,0)),0,INDEX('Asset data'!$L54:$CX54,1,MATCH(CL$5,'Utilisation profile'!$F54:$CR54,0))),0)","v":0},{"$f":"IF($A54>0,IF(ISNA(MATCH(CM$5,'Utilisation profile'!$F54:$CR54,0)),0,INDEX('Asset data'!$L54:$CX54,1,MATCH(CM$5,'Utilisation profile'!$F54:$CR54,0))),0)","v":0},{"$f":"IF($A54>0,IF(ISNA(MATCH(CN$5,'Utilisation profile'!$F54:$CR54,0)),0,INDEX('Asset data'!$L54:$CX54,1,MATCH(CN$5,'Utilisation profile'!$F54:$CR54,0))),0)","v":0},{"$f":"IF($A54>0,IF(ISNA(MATCH(CO$5,'Utilisation profile'!$F54:$CR54,0)),0,INDEX('Asset data'!$L54:$CX54,1,MATCH(CO$5,'Utilisation profile'!$F54:$CR54,0))),0)","v":0},{"$f":"IF($A54>0,IF(ISNA(MATCH(CP$5,'Utilisation profile'!$F54:$CR54,0)),0,INDEX('Asset data'!$L54:$CX54,1,MATCH(CP$5,'Utilisation profile'!$F54:$CR54,0))),0)","v":0},{"$f":"IF($A54>0,IF(ISNA(MATCH(CQ$5,'Utilisation profile'!$F54:$CR54,0)),0,INDEX('Asset data'!$L54:$CX54,1,MATCH(CQ$5,'Utilisation profile'!$F54:$CR54,0))),0)","v":0},{"$f":"IF($A54>0,IF(ISNA(MATCH(CR$5,'Utilisation profile'!$F54:$CR54,0)),0,INDEX('Asset data'!$L54:$CX54,1,MATCH(CR$5,'Utilisation profile'!$F54:$CR54,0))),0)","v":0},{"$f":"IF($A54>0,IF(ISNA(MATCH(CS$5,'Utilisation profile'!$F54:$CR54,0)),0,INDEX('Asset data'!$L54:$CX54,1,MATCH(CS$5,'Utilisation profile'!$F54:$CR54,0))),0)","v":0},{"$f":"IF($A54>0,IF(ISNA(MATCH(CT$5,'Utilisation profile'!$F54:$CR54,0)),0,INDEX('Asset data'!$L54:$CX54,1,MATCH(CT$5,'Utilisation profile'!$F54:$CR54,0))),0)","v":0},{"$f":"IF($A54>0,IF(ISNA(MATCH(CU$5,'Utilisation profile'!$F54:$CR54,0)),0,INDEX('Asset data'!$L54:$CX54,1,MATCH(CU$5,'Utilisation profile'!$F54:$CR54,0))),0)","v":0},{"$f":"IF($A54>0,IF(ISNA(MATCH(CV$5,'Utilisation profile'!$F54:$CR54,0)),0,INDEX('Asset data'!$L54:$CX54,1,MATCH(CV$5,'Utilisation profile'!$F54:$CR54,0))),0)","v":0},{"$f":"IF($A54>0,IF(ISNA(MATCH(CW$5,'Utilisation profile'!$F54:$CR54,0)),0,INDEX('Asset data'!$L54:$CX54,1,MATCH(CW$5,'Utilisation profile'!$F54:$CR54,0))),0)","v":0},{"$f":"IF($A54>0,IF(ISNA(MATCH(CX$5,'Utilisation profile'!$F54:$CR54,0)),0,INDEX('Asset data'!$L54:$CX54,1,MATCH(CX$5,'Utilisation profile'!$F54:$CR54,0))),0)","v":0},{"$f":"IF($A54>0,IF(ISNA(MATCH(CY$5,'Utilisation profile'!$F54:$CR54,0)),0,INDEX('Asset data'!$L54:$CX54,1,MATCH(CY$5,'Utilisation profile'!$F54:$CR54,0))),0)","v":0},{"$f":"IF($A54>0,IF(ISNA(MATCH(CZ$5,'Utilisation profile'!$F54:$CR54,0)),0,INDEX('Asset data'!$L54:$CX54,1,MATCH(CZ$5,'Utilisation profile'!$F54:$CR54,0))),0)","v":0},{"$f":"IF($A54>0,IF(ISNA(MATCH(DA$5,'Utilisation profile'!$F54:$CR54,0)),0,INDEX('Asset data'!$L54:$CX54,1,MATCH(DA$5,'Utilisation profile'!$F54:$CR54,0))),0)","v":0},{"$f":"IF($A54>0,IF(ISNA(MATCH(DB$5,'Utilisation profile'!$F54:$CR54,0)),0,INDEX('Asset data'!$L54:$CX54,1,MATCH(DB$5,'Utilisation profile'!$F54:$CR54,0))),0)","v":0},{"$f":"IF($A54>0,IF(ISNA(MATCH(DC$5,'Utilisation profile'!$F54:$CR54,0)),0,INDEX('Asset data'!$L54:$CX54,1,MATCH(DC$5,'Utilisation profile'!$F54:$CR54,0))),0)","v":0},{"$f":"IF($A54>0,IF(ISNA(MATCH(DD$5,'Utilisation profile'!$F54:$CR54,0)),0,INDEX('Asset data'!$L54:$CX54,1,MATCH(DD$5,'Utilisation profile'!$F54:$CR54,0))),0)","v":0},{"$f":"IF($A54>0,IF(ISNA(MATCH(DE$5,'Utilisation profile'!$F54:$CR54,0)),0,INDEX('Asset data'!$L54:$CX54,1,MATCH(DE$5,'Utilisation profile'!$F54:$CR54,0))),0)","v":0},{"$f":"IF($A54>0,IF(ISNA(MATCH(DF$5,'Utilisation profile'!$F54:$CR54,0)),0,INDEX('Asset data'!$L54:$CX54,1,MATCH(DF$5,'Utilisation profile'!$F54:$CR54,0))),0)","v":0},{"$f":"IF($A54>0,IF(ISNA(MATCH(DG$5,'Utilisation profile'!$F54:$CR54,0)),0,INDEX('Asset data'!$L54:$CX54,1,MATCH(DG$5,'Utilisation profile'!$F54:$CR54,0))),0)","v":0},{"$f":"IF($A54>0,IF(ISNA(MATCH(DH$5,'Utilisation profile'!$F54:$CR54,0)),0,INDEX('Asset data'!$L54:$CX54,1,MATCH(DH$5,'Utilisation profile'!$F54:$CR54,0))),0)","v":0},{"$f":"IF($A54>0,IF(ISNA(MATCH(DI$5,'Utilisation profile'!$F54:$CR54,0)),0,INDEX('Asset data'!$L54:$CX54,1,MATCH(DI$5,'Utilisation profile'!$F54:$CR54,0))),0)","v":0},{"$f":"IF($A54>0,IF(ISNA(MATCH(DJ$5,'Utilisation profile'!$F54:$CR54,0)),0,INDEX('Asset data'!$L54:$CX54,1,MATCH(DJ$5,'Utilisation profile'!$F54:$CR54,0))),0)","v":0},{"$f":"IF($A54>0,IF(ISNA(MATCH(DK$5,'Utilisation profile'!$F54:$CR54,0)),0,INDEX('Asset data'!$L54:$CX54,1,MATCH(DK$5,'Utilisation profile'!$F54:$CR54,0))),0)","v":0},{"$f":"IF($A54>0,IF(ISNA(MATCH(DL$5,'Utilisation profile'!$F54:$CR54,0)),0,INDEX('Asset data'!$L54:$CX54,1,MATCH(DL$5,'Utilisation profile'!$F54:$CR54,0))),0)","v":0},{"$f":"IF($A54>0,IF(ISNA(MATCH(DM$5,'Utilisation profile'!$F54:$CR54,0)),0,INDEX('Asset data'!$L54:$CX54,1,MATCH(DM$5,'Utilisation profile'!$F54:$CR54,0))),0)","v":0},{"$f":"IF($A54>0,IF(ISNA(MATCH(DN$5,'Utilisation profile'!$F54:$CR54,0)),0,INDEX('Asset data'!$L54:$CX54,1,MATCH(DN$5,'Utilisation profile'!$F54:$CR54,0))),0)","v":0},{"$f":"IF($A54>0,IF(ISNA(MATCH(DO$5,'Utilisation profile'!$F54:$CR54,0)),0,INDEX('Asset data'!$L54:$CX54,1,MATCH(DO$5,'Utilisation profile'!$F54:$CR54,0))),0)","v":0},{"$f":"IF($A54>0,IF(ISNA(MATCH(DP$5,'Utilisation profile'!$F54:$CR54,0)),0,INDEX('Asset data'!$L54:$CX54,1,MATCH(DP$5,'Utilisation profile'!$F54:$CR54,0))),0)","v":0},{"$f":"IF($A54>0,IF(ISNA(MATCH(DQ$5,'Utilisation profile'!$F54:$CR54,0)),0,INDEX('Asset data'!$L54:$CX54,1,MATCH(DQ$5,'Utilisation profile'!$F54:$CR54,0))),0)","v":0},{"$f":"IF($A54>0,IF(ISNA(MATCH(DR$5,'Utilisation profile'!$F54:$CR54,0)),0,INDEX('Asset data'!$L54:$CX54,1,MATCH(DR$5,'Utilisation profile'!$F54:$CR54,0))),0)","v":0},{"$f":"IF($A54>0,IF(ISNA(MATCH(DS$5,'Utilisation profile'!$F54:$CR54,0)),0,INDEX('Asset data'!$L54:$CX54,1,MATCH(DS$5,'Utilisation profile'!$F54:$CR54,0))),0)","v":0},{"$f":"IF($A54>0,IF(ISNA(MATCH(DT$5,'Utilisation profile'!$F54:$CR54,0)),0,INDEX('Asset data'!$L54:$CX54,1,MATCH(DT$5,'Utilisation profile'!$F54:$CR54,0))),0)","v":0},{"$f":"IF($A54>0,IF(ISNA(MATCH(DU$5,'Utilisation profile'!$F54:$CR54,0)),0,INDEX('Asset data'!$L54:$CX54,1,MATCH(DU$5,'Utilisation profile'!$F54:$CR54,0))),0)","v":0},{"$f":"IF($A54>0,IF(ISNA(MATCH(DV$5,'Utilisation profile'!$F54:$CR54,0)),0,INDEX('Asset data'!$L54:$CX54,1,MATCH(DV$5,'Utilisation profile'!$F54:$CR54,0))),0)","v":0},{"$f":"IF($A54>0,IF(ISNA(MATCH(DW$5,'Utilisation profile'!$F54:$CR54,0)),0,INDEX('Asset data'!$L54:$CX54,1,MATCH(DW$5,'Utilisation profile'!$F54:$CR54,0))),0)","v":0},{"$f":"IF($A54>0,IF(ISNA(MATCH(DX$5,'Utilisation profile'!$F54:$CR54,0)),0,INDEX('Asset data'!$L54:$CX54,1,MATCH(DX$5,'Utilisation profile'!$F54:$CR54,0))),0)","v":0},{"$f":"IF($A54>0,IF(ISNA(MATCH(DY$5,'Utilisation profile'!$F54:$CR54,0)),0,INDEX('Asset data'!$L54:$CX54,1,MATCH(DY$5,'Utilisation profile'!$F54:$CR54,0))),0)","v":0},{"$f":"IF($A54>0,IF(ISNA(MATCH(DZ$5,'Utilisation profile'!$F54:$CR54,0)),0,INDEX('Asset data'!$L54:$CX54,1,MATCH(DZ$5,'Utilisation profile'!$F54:$CR54,0))),0)","v":0},{"$f":"IF($A54>0,IF(ISNA(MATCH(EA$5,'Utilisation profile'!$F54:$CR54,0)),0,INDEX('Asset data'!$L54:$CX54,1,MATCH(EA$5,'Utilisation profile'!$F54:$CR54,0))),0)","v":0},{"$f":"IF($A54>0,IF(ISNA(MATCH(EB$5,'Utilisation profile'!$F54:$CR54,0)),0,INDEX('Asset data'!$L54:$CX54,1,MATCH(EB$5,'Utilisation profile'!$F54:$CR54,0))),0)","v":0},{"$f":"IF($A54>0,IF(ISNA(MATCH(EC$5,'Utilisation profile'!$F54:$CR54,0)),0,INDEX('Asset data'!$L54:$CX54,1,MATCH(EC$5,'Utilisation profile'!$F54:$CR54,0))),0)","v":0},{"$f":"IF($A54>0,IF(ISNA(MATCH(ED$5,'Utilisation profile'!$F54:$CR54,0)),0,INDEX('Asset data'!$L54:$CX54,1,MATCH(ED$5,'Utilisation profile'!$F54:$CR54,0))),0)","v":0},{"$f":"IF($A54>0,IF(ISNA(MATCH(EE$5,'Utilisation profile'!$F54:$CR54,0)),0,INDEX('Asset data'!$L54:$CX54,1,MATCH(EE$5,'Utilisation profile'!$F54:$CR54,0))),0)","v":0},{"$f":"IF($A54>0,IF(ISNA(MATCH(EF$5,'Utilisation profile'!$F54:$CR54,0)),0,INDEX('Asset data'!$L54:$CX54,1,MATCH(EF$5,'Utilisation profile'!$F54:$CR54,0))),0)","v":0},{"$f":"IF($A54>0,IF(ISNA(MATCH(EG$5,'Utilisation profile'!$F54:$CR54,0)),0,INDEX('Asset data'!$L54:$CX54,1,MATCH(EG$5,'Utilisation profile'!$F54:$CR54,0))),0)","v":0},{"$f":"IF($A54>0,IF(ISNA(MATCH(EH$5,'Utilisation profile'!$F54:$CR54,0)),0,INDEX('Asset data'!$L54:$CX54,1,MATCH(EH$5,'Utilisation profile'!$F54:$CR54,0))),0)","v":0},{"$f":"IF($A54>0,IF(ISNA(MATCH(EI$5,'Utilisation profile'!$F54:$CR54,0)),0,INDEX('Asset data'!$L54:$CX54,1,MATCH(EI$5,'Utilisation profile'!$F54:$CR54,0))),0)","v":0},{"$f":"IF($A54>0,IF(ISNA(MATCH(EJ$5,'Utilisation profile'!$F54:$CR54,0)),0,INDEX('Asset data'!$L54:$CX54,1,MATCH(EJ$5,'Utilisation profile'!$F54:$CR54,0))),0)","v":0},{"$f":"IF($A54>0,IF(ISNA(MATCH(EK$5,'Utilisation profile'!$F54:$CR54,0)),0,INDEX('Asset data'!$L54:$CX54,1,MATCH(EK$5,'Utilisation profile'!$F54:$CR54,0))),0)","v":0},{"$f":"IF($A54>0,IF(ISNA(MATCH(EL$5,'Utilisation profile'!$F54:$CR54,0)),0,INDEX('Asset data'!$L54:$CX54,1,MATCH(EL$5,'Utilisation profile'!$F54:$CR54,0))),0)","v":0},{"$f":"IF($A54>0,IF(ISNA(MATCH(EM$5,'Utilisation profile'!$F54:$CR54,0)),0,INDEX('Asset data'!$L54:$CX54,1,MATCH(EM$5,'Utilisation profile'!$F54:$CR54,0))),0)","v":0},{"$f":"IF($A54>0,IF(ISNA(MATCH(EN$5,'Utilisation profile'!$F54:$CR54,0)),0,INDEX('Asset data'!$L54:$CX54,1,MATCH(EN$5,'Utilisation profile'!$F54:$CR54,0))),0)","v":0},{"$f":"IF($A54>0,IF(ISNA(MATCH(EO$5,'Utilisation profile'!$F54:$CR54,0)),0,INDEX('Asset data'!$L54:$CX54,1,MATCH(EO$5,'Utilisation profile'!$F54:$CR54,0))),0)","v":0},{"$f":"IF($A54>0,IF(ISNA(MATCH(EP$5,'Utilisation profile'!$F54:$CR54,0)),0,INDEX('Asset data'!$L54:$CX54,1,MATCH(EP$5,'Utilisation profile'!$F54:$CR54,0))),0)","v":0},{"$f":"IF($A54>0,IF(ISNA(MATCH(EQ$5,'Utilisation profile'!$F54:$CR54,0)),0,INDEX('Asset data'!$L54:$CX54,1,MATCH(EQ$5,'Utilisation profile'!$F54:$CR54,0))),0)","v":0},{"$f":"IF($A54>0,IF(ISNA(MATCH(ER$5,'Utilisation profile'!$F54:$CR54,0)),0,INDEX('Asset data'!$L54:$CX54,1,MATCH(ER$5,'Utilisation profile'!$F54:$CR54,0))),0)","v":0},{"$f":"IF($A54>0,IF(ISNA(MATCH(ES$5,'Utilisation profile'!$F54:$CR54,0)),0,INDEX('Asset data'!$L54:$CX54,1,MATCH(ES$5,'Utilisation profile'!$F54:$CR54,0))),0)","v":0},{"$f":"IF($A54>0,IF(ISNA(MATCH(ET$5,'Utilisation profile'!$F54:$CR54,0)),0,INDEX('Asset data'!$L54:$CX54,1,MATCH(ET$5,'Utilisation profile'!$F54:$CR54,0))),0)","v":0},{"$f":"IF($A54>0,IF(ISNA(MATCH(EU$5,'Utilisation profile'!$F54:$CR54,0)),0,INDEX('Asset data'!$L54:$CX54,1,MATCH(EU$5,'Utilisation profile'!$F54:$CR54,0))),0)","v":0},{"$f":"IF($A54>0,IF(ISNA(MATCH(EV$5,'Utilisation profile'!$F54:$CR54,0)),0,INDEX('Asset data'!$L54:$CX54,1,MATCH(EV$5,'Utilisation profile'!$F54:$CR54,0))),0)","v":0},{"$f":"IF($A54>0,IF(ISNA(MATCH(EW$5,'Utilisation profile'!$F54:$CR54,0)),0,INDEX('Asset data'!$L54:$CX54,1,MATCH(EW$5,'Utilisation profile'!$F54:$CR54,0))),0)","v":0},{"$f":"IF($A54>0,IF(ISNA(MATCH(EX$5,'Utilisation profile'!$F54:$CR54,0)),0,INDEX('Asset data'!$L54:$CX54,1,MATCH(EX$5,'Utilisation profile'!$F54:$CR54,0))),0)","v":0},{"$f":"IF($A54>0,IF(ISNA(MATCH(EY$5,'Utilisation profile'!$F54:$CR54,0)),0,INDEX('Asset data'!$L54:$CX54,1,MATCH(EY$5,'Utilisation profile'!$F54:$CR54,0))),0)","v":0},{"$f":"IF($A54>0,IF(ISNA(MATCH(EZ$5,'Utilisation profile'!$F54:$CR54,0)),0,INDEX('Asset data'!$L54:$CX54,1,MATCH(EZ$5,'Utilisation profile'!$F54:$CR54,0))),0)","v":0},{"$f":"IF($A54>0,IF(ISNA(MATCH(FA$5,'Utilisation profile'!$F54:$CR54,0)),0,INDEX('Asset data'!$L54:$CX54,1,MATCH(FA$5,'Utilisation profile'!$F54:$CR54,0))),0)","v":0}]
[{"$f":"'Asset data'!A55","v":0},{"$f":"'Asset data'!B55","v":0},{"$f":"'Asset data'!C55","v":0},{"$f":"'Asset data'!E55","v":0},{"$f":"'Asset data'!I55","v":0},{"$f":"IF($A55>0,'Utilisation profile'!CU55,0)","v":0},{"$f":"IF($A55>0,IF(ISNA(MATCH(G$5,'Utilisation profile'!$F55:$CR55,0)),0,INDEX('Asset data'!$L55:$CX55,1,MATCH(G$5,'Utilisation profile'!$F55:$CR55,0))),0)","v":0},{"$f":"IF($A55>0,IF(ISNA(MATCH(H$5,'Utilisation profile'!$F55:$CR55,0)),0,INDEX('Asset data'!$L55:$CX55,1,MATCH(H$5,'Utilisation profile'!$F55:$CR55,0))),0)","v":0},{"$f":"IF($A55>0,IF(ISNA(MATCH(I$5,'Utilisation profile'!$F55:$CR55,0)),0,INDEX('Asset data'!$L55:$CX55,1,MATCH(I$5,'Utilisation profile'!$F55:$CR55,0))),0)","v":0},{"$f":"IF($A55>0,IF(ISNA(MATCH(J$5,'Utilisation profile'!$F55:$CR55,0)),0,INDEX('Asset data'!$L55:$CX55,1,MATCH(J$5,'Utilisation profile'!$F55:$CR55,0))),0)","v":0},{"$f":"IF($A55>0,IF(ISNA(MATCH(K$5,'Utilisation profile'!$F55:$CR55,0)),0,INDEX('Asset data'!$L55:$CX55,1,MATCH(K$5,'Utilisation profile'!$F55:$CR55,0))),0)","v":0},{"$f":"IF($A55>0,IF(ISNA(MATCH(L$5,'Utilisation profile'!$F55:$CR55,0)),0,INDEX('Asset data'!$L55:$CX55,1,MATCH(L$5,'Utilisation profile'!$F55:$CR55,0))),0)","v":0},{"$f":"IF($A55>0,IF(ISNA(MATCH(M$5,'Utilisation profile'!$F55:$CR55,0)),0,INDEX('Asset data'!$L55:$CX55,1,MATCH(M$5,'Utilisation profile'!$F55:$CR55,0))),0)","v":0},{"$f":"IF($A55>0,IF(ISNA(MATCH(N$5,'Utilisation profile'!$F55:$CR55,0)),0,INDEX('Asset data'!$L55:$CX55,1,MATCH(N$5,'Utilisation profile'!$F55:$CR55,0))),0)","v":0},{"$f":"IF($A55>0,IF(ISNA(MATCH(O$5,'Utilisation profile'!$F55:$CR55,0)),0,INDEX('Asset data'!$L55:$CX55,1,MATCH(O$5,'Utilisation profile'!$F55:$CR55,0))),0)","v":0},{"$f":"IF($A55>0,IF(ISNA(MATCH(P$5,'Utilisation profile'!$F55:$CR55,0)),0,INDEX('Asset data'!$L55:$CX55,1,MATCH(P$5,'Utilisation profile'!$F55:$CR55,0))),0)","v":0},{"$f":"IF($A55>0,IF(ISNA(MATCH(Q$5,'Utilisation profile'!$F55:$CR55,0)),0,INDEX('Asset data'!$L55:$CX55,1,MATCH(Q$5,'Utilisation profile'!$F55:$CR55,0))),0)","v":0},{"$f":"IF($A55>0,IF(ISNA(MATCH(R$5,'Utilisation profile'!$F55:$CR55,0)),0,INDEX('Asset data'!$L55:$CX55,1,MATCH(R$5,'Utilisation profile'!$F55:$CR55,0))),0)","v":0},{"$f":"IF($A55>0,IF(ISNA(MATCH(S$5,'Utilisation profile'!$F55:$CR55,0)),0,INDEX('Asset data'!$L55:$CX55,1,MATCH(S$5,'Utilisation profile'!$F55:$CR55,0))),0)","v":0},{"$f":"IF($A55>0,IF(ISNA(MATCH(T$5,'Utilisation profile'!$F55:$CR55,0)),0,INDEX('Asset data'!$L55:$CX55,1,MATCH(T$5,'Utilisation profile'!$F55:$CR55,0))),0)","v":0},{"$f":"IF($A55>0,IF(ISNA(MATCH(U$5,'Utilisation profile'!$F55:$CR55,0)),0,INDEX('Asset data'!$L55:$CX55,1,MATCH(U$5,'Utilisation profile'!$F55:$CR55,0))),0)","v":0},{"$f":"IF($A55>0,IF(ISNA(MATCH(V$5,'Utilisation profile'!$F55:$CR55,0)),0,INDEX('Asset data'!$L55:$CX55,1,MATCH(V$5,'Utilisation profile'!$F55:$CR55,0))),0)","v":0},{"$f":"IF($A55>0,IF(ISNA(MATCH(W$5,'Utilisation profile'!$F55:$CR55,0)),0,INDEX('Asset data'!$L55:$CX55,1,MATCH(W$5,'Utilisation profile'!$F55:$CR55,0))),0)","v":0},{"$f":"IF($A55>0,IF(ISNA(MATCH(X$5,'Utilisation profile'!$F55:$CR55,0)),0,INDEX('Asset data'!$L55:$CX55,1,MATCH(X$5,'Utilisation profile'!$F55:$CR55,0))),0)","v":0},{"$f":"IF($A55>0,IF(ISNA(MATCH(Y$5,'Utilisation profile'!$F55:$CR55,0)),0,INDEX('Asset data'!$L55:$CX55,1,MATCH(Y$5,'Utilisation profile'!$F55:$CR55,0))),0)","v":0},{"$f":"IF($A55>0,IF(ISNA(MATCH(Z$5,'Utilisation profile'!$F55:$CR55,0)),0,INDEX('Asset data'!$L55:$CX55,1,MATCH(Z$5,'Utilisation profile'!$F55:$CR55,0))),0)","v":0},{"$f":"IF($A55>0,IF(ISNA(MATCH(AA$5,'Utilisation profile'!$F55:$CR55,0)),0,INDEX('Asset data'!$L55:$CX55,1,MATCH(AA$5,'Utilisation profile'!$F55:$CR55,0))),0)","v":0},{"$f":"IF($A55>0,IF(ISNA(MATCH(AB$5,'Utilisation profile'!$F55:$CR55,0)),0,INDEX('Asset data'!$L55:$CX55,1,MATCH(AB$5,'Utilisation profile'!$F55:$CR55,0))),0)","v":0},{"$f":"IF($A55>0,IF(ISNA(MATCH(AC$5,'Utilisation profile'!$F55:$CR55,0)),0,INDEX('Asset data'!$L55:$CX55,1,MATCH(AC$5,'Utilisation profile'!$F55:$CR55,0))),0)","v":0},{"$f":"IF($A55>0,IF(ISNA(MATCH(AD$5,'Utilisation profile'!$F55:$CR55,0)),0,INDEX('Asset data'!$L55:$CX55,1,MATCH(AD$5,'Utilisation profile'!$F55:$CR55,0))),0)","v":0},{"$f":"IF($A55>0,IF(ISNA(MATCH(AE$5,'Utilisation profile'!$F55:$CR55,0)),0,INDEX('Asset data'!$L55:$CX55,1,MATCH(AE$5,'Utilisation profile'!$F55:$CR55,0))),0)","v":0},{"$f":"IF($A55>0,IF(ISNA(MATCH(AF$5,'Utilisation profile'!$F55:$CR55,0)),0,INDEX('Asset data'!$L55:$CX55,1,MATCH(AF$5,'Utilisation profile'!$F55:$CR55,0))),0)","v":0},{"$f":"IF($A55>0,IF(ISNA(MATCH(AG$5,'Utilisation profile'!$F55:$CR55,0)),0,INDEX('Asset data'!$L55:$CX55,1,MATCH(AG$5,'Utilisation profile'!$F55:$CR55,0))),0)","v":0},{"$f":"IF($A55>0,IF(ISNA(MATCH(AH$5,'Utilisation profile'!$F55:$CR55,0)),0,INDEX('Asset data'!$L55:$CX55,1,MATCH(AH$5,'Utilisation profile'!$F55:$CR55,0))),0)","v":0},{"$f":"IF($A55>0,IF(ISNA(MATCH(AI$5,'Utilisation profile'!$F55:$CR55,0)),0,INDEX('Asset data'!$L55:$CX55,1,MATCH(AI$5,'Utilisation profile'!$F55:$CR55,0))),0)","v":0},{"$f":"IF($A55>0,IF(ISNA(MATCH(AJ$5,'Utilisation profile'!$F55:$CR55,0)),0,INDEX('Asset data'!$L55:$CX55,1,MATCH(AJ$5,'Utilisation profile'!$F55:$CR55,0))),0)","v":0},{"$f":"IF($A55>0,IF(ISNA(MATCH(AK$5,'Utilisation profile'!$F55:$CR55,0)),0,INDEX('Asset data'!$L55:$CX55,1,MATCH(AK$5,'Utilisation profile'!$F55:$CR55,0))),0)","v":0},{"$f":"IF($A55>0,IF(ISNA(MATCH(AL$5,'Utilisation profile'!$F55:$CR55,0)),0,INDEX('Asset data'!$L55:$CX55,1,MATCH(AL$5,'Utilisation profile'!$F55:$CR55,0))),0)","v":0},{"$f":"IF($A55>0,IF(ISNA(MATCH(AM$5,'Utilisation profile'!$F55:$CR55,0)),0,INDEX('Asset data'!$L55:$CX55,1,MATCH(AM$5,'Utilisation profile'!$F55:$CR55,0))),0)","v":0},{"$f":"IF($A55>0,IF(ISNA(MATCH(AN$5,'Utilisation profile'!$F55:$CR55,0)),0,INDEX('Asset data'!$L55:$CX55,1,MATCH(AN$5,'Utilisation profile'!$F55:$CR55,0))),0)","v":0},{"$f":"IF($A55>0,IF(ISNA(MATCH(AO$5,'Utilisation profile'!$F55:$CR55,0)),0,INDEX('Asset data'!$L55:$CX55,1,MATCH(AO$5,'Utilisation profile'!$F55:$CR55,0))),0)","v":0},{"$f":"IF($A55>0,IF(ISNA(MATCH(AP$5,'Utilisation profile'!$F55:$CR55,0)),0,INDEX('Asset data'!$L55:$CX55,1,MATCH(AP$5,'Utilisation profile'!$F55:$CR55,0))),0)","v":0},{"$f":"IF($A55>0,IF(ISNA(MATCH(AQ$5,'Utilisation profile'!$F55:$CR55,0)),0,INDEX('Asset data'!$L55:$CX55,1,MATCH(AQ$5,'Utilisation profile'!$F55:$CR55,0))),0)","v":0},{"$f":"IF($A55>0,IF(ISNA(MATCH(AR$5,'Utilisation profile'!$F55:$CR55,0)),0,INDEX('Asset data'!$L55:$CX55,1,MATCH(AR$5,'Utilisation profile'!$F55:$CR55,0))),0)","v":0},{"$f":"IF($A55>0,IF(ISNA(MATCH(AS$5,'Utilisation profile'!$F55:$CR55,0)),0,INDEX('Asset data'!$L55:$CX55,1,MATCH(AS$5,'Utilisation profile'!$F55:$CR55,0))),0)","v":0},{"$f":"IF($A55>0,IF(ISNA(MATCH(AT$5,'Utilisation profile'!$F55:$CR55,0)),0,INDEX('Asset data'!$L55:$CX55,1,MATCH(AT$5,'Utilisation profile'!$F55:$CR55,0))),0)","v":0},{"$f":"IF($A55>0,IF(ISNA(MATCH(AU$5,'Utilisation profile'!$F55:$CR55,0)),0,INDEX('Asset data'!$L55:$CX55,1,MATCH(AU$5,'Utilisation profile'!$F55:$CR55,0))),0)","v":0},{"$f":"IF($A55>0,IF(ISNA(MATCH(AV$5,'Utilisation profile'!$F55:$CR55,0)),0,INDEX('Asset data'!$L55:$CX55,1,MATCH(AV$5,'Utilisation profile'!$F55:$CR55,0))),0)","v":0},{"$f":"IF($A55>0,IF(ISNA(MATCH(AW$5,'Utilisation profile'!$F55:$CR55,0)),0,INDEX('Asset data'!$L55:$CX55,1,MATCH(AW$5,'Utilisation profile'!$F55:$CR55,0))),0)","v":0},{"$f":"IF($A55>0,IF(ISNA(MATCH(AX$5,'Utilisation profile'!$F55:$CR55,0)),0,INDEX('Asset data'!$L55:$CX55,1,MATCH(AX$5,'Utilisation profile'!$F55:$CR55,0))),0)","v":0},{"$f":"IF($A55>0,IF(ISNA(MATCH(AY$5,'Utilisation profile'!$F55:$CR55,0)),0,INDEX('Asset data'!$L55:$CX55,1,MATCH(AY$5,'Utilisation profile'!$F55:$CR55,0))),0)","v":0},{"$f":"IF($A55>0,IF(ISNA(MATCH(AZ$5,'Utilisation profile'!$F55:$CR55,0)),0,INDEX('Asset data'!$L55:$CX55,1,MATCH(AZ$5,'Utilisation profile'!$F55:$CR55,0))),0)","v":0},{"$f":"IF($A55>0,IF(ISNA(MATCH(BA$5,'Utilisation profile'!$F55:$CR55,0)),0,INDEX('Asset data'!$L55:$CX55,1,MATCH(BA$5,'Utilisation profile'!$F55:$CR55,0))),0)","v":0},{"$f":"IF($A55>0,IF(ISNA(MATCH(BB$5,'Utilisation profile'!$F55:$CR55,0)),0,INDEX('Asset data'!$L55:$CX55,1,MATCH(BB$5,'Utilisation profile'!$F55:$CR55,0))),0)","v":0},{"$f":"IF($A55>0,IF(ISNA(MATCH(BC$5,'Utilisation profile'!$F55:$CR55,0)),0,INDEX('Asset data'!$L55:$CX55,1,MATCH(BC$5,'Utilisation profile'!$F55:$CR55,0))),0)","v":0},{"$f":"IF($A55>0,IF(ISNA(MATCH(BD$5,'Utilisation profile'!$F55:$CR55,0)),0,INDEX('Asset data'!$L55:$CX55,1,MATCH(BD$5,'Utilisation profile'!$F55:$CR55,0))),0)","v":0},{"$f":"IF($A55>0,IF(ISNA(MATCH(BE$5,'Utilisation profile'!$F55:$CR55,0)),0,INDEX('Asset data'!$L55:$CX55,1,MATCH(BE$5,'Utilisation profile'!$F55:$CR55,0))),0)","v":0},{"$f":"IF($A55>0,IF(ISNA(MATCH(BF$5,'Utilisation profile'!$F55:$CR55,0)),0,INDEX('Asset data'!$L55:$CX55,1,MATCH(BF$5,'Utilisation profile'!$F55:$CR55,0))),0)","v":0},{"$f":"IF($A55>0,IF(ISNA(MATCH(BG$5,'Utilisation profile'!$F55:$CR55,0)),0,INDEX('Asset data'!$L55:$CX55,1,MATCH(BG$5,'Utilisation profile'!$F55:$CR55,0))),0)","v":0},{"$f":"IF($A55>0,IF(ISNA(MATCH(BH$5,'Utilisation profile'!$F55:$CR55,0)),0,INDEX('Asset data'!$L55:$CX55,1,MATCH(BH$5,'Utilisation profile'!$F55:$CR55,0))),0)","v":0},{"$f":"IF($A55>0,IF(ISNA(MATCH(BI$5,'Utilisation profile'!$F55:$CR55,0)),0,INDEX('Asset data'!$L55:$CX55,1,MATCH(BI$5,'Utilisation profile'!$F55:$CR55,0))),0)","v":0},{"$f":"IF($A55>0,IF(ISNA(MATCH(BJ$5,'Utilisation profile'!$F55:$CR55,0)),0,INDEX('Asset data'!$L55:$CX55,1,MATCH(BJ$5,'Utilisation profile'!$F55:$CR55,0))),0)","v":0},{"$f":"IF($A55>0,IF(ISNA(MATCH(BK$5,'Utilisation profile'!$F55:$CR55,0)),0,INDEX('Asset data'!$L55:$CX55,1,MATCH(BK$5,'Utilisation profile'!$F55:$CR55,0))),0)","v":0},{"$f":"IF($A55>0,IF(ISNA(MATCH(BL$5,'Utilisation profile'!$F55:$CR55,0)),0,INDEX('Asset data'!$L55:$CX55,1,MATCH(BL$5,'Utilisation profile'!$F55:$CR55,0))),0)","v":0},{"$f":"IF($A55>0,IF(ISNA(MATCH(BM$5,'Utilisation profile'!$F55:$CR55,0)),0,INDEX('Asset data'!$L55:$CX55,1,MATCH(BM$5,'Utilisation profile'!$F55:$CR55,0))),0)","v":0},{"$f":"IF($A55>0,IF(ISNA(MATCH(BN$5,'Utilisation profile'!$F55:$CR55,0)),0,INDEX('Asset data'!$L55:$CX55,1,MATCH(BN$5,'Utilisation profile'!$F55:$CR55,0))),0)","v":0},{"$f":"IF($A55>0,IF(ISNA(MATCH(BO$5,'Utilisation profile'!$F55:$CR55,0)),0,INDEX('Asset data'!$L55:$CX55,1,MATCH(BO$5,'Utilisation profile'!$F55:$CR55,0))),0)","v":0},{"$f":"IF($A55>0,IF(ISNA(MATCH(BP$5,'Utilisation profile'!$F55:$CR55,0)),0,INDEX('Asset data'!$L55:$CX55,1,MATCH(BP$5,'Utilisation profile'!$F55:$CR55,0))),0)","v":0},{"$f":"IF($A55>0,IF(ISNA(MATCH(BQ$5,'Utilisation profile'!$F55:$CR55,0)),0,INDEX('Asset data'!$L55:$CX55,1,MATCH(BQ$5,'Utilisation profile'!$F55:$CR55,0))),0)","v":0},{"$f":"IF($A55>0,IF(ISNA(MATCH(BR$5,'Utilisation profile'!$F55:$CR55,0)),0,INDEX('Asset data'!$L55:$CX55,1,MATCH(BR$5,'Utilisation profile'!$F55:$CR55,0))),0)","v":0},{"$f":"IF($A55>0,IF(ISNA(MATCH(BS$5,'Utilisation profile'!$F55:$CR55,0)),0,INDEX('Asset data'!$L55:$CX55,1,MATCH(BS$5,'Utilisation profile'!$F55:$CR55,0))),0)","v":0},{"$f":"IF($A55>0,IF(ISNA(MATCH(BT$5,'Utilisation profile'!$F55:$CR55,0)),0,INDEX('Asset data'!$L55:$CX55,1,MATCH(BT$5,'Utilisation profile'!$F55:$CR55,0))),0)","v":0},{"$f":"IF($A55>0,IF(ISNA(MATCH(BU$5,'Utilisation profile'!$F55:$CR55,0)),0,INDEX('Asset data'!$L55:$CX55,1,MATCH(BU$5,'Utilisation profile'!$F55:$CR55,0))),0)","v":0},{"$f":"IF($A55>0,IF(ISNA(MATCH(BV$5,'Utilisation profile'!$F55:$CR55,0)),0,INDEX('Asset data'!$L55:$CX55,1,MATCH(BV$5,'Utilisation profile'!$F55:$CR55,0))),0)","v":0},{"$f":"IF($A55>0,IF(ISNA(MATCH(BW$5,'Utilisation profile'!$F55:$CR55,0)),0,INDEX('Asset data'!$L55:$CX55,1,MATCH(BW$5,'Utilisation profile'!$F55:$CR55,0))),0)","v":0},{"$f":"IF($A55>0,IF(ISNA(MATCH(BX$5,'Utilisation profile'!$F55:$CR55,0)),0,INDEX('Asset data'!$L55:$CX55,1,MATCH(BX$5,'Utilisation profile'!$F55:$CR55,0))),0)","v":0},{"$f":"IF($A55>0,IF(ISNA(MATCH(BY$5,'Utilisation profile'!$F55:$CR55,0)),0,INDEX('Asset data'!$L55:$CX55,1,MATCH(BY$5,'Utilisation profile'!$F55:$CR55,0))),0)","v":0},{"$f":"IF($A55>0,IF(ISNA(MATCH(BZ$5,'Utilisation profile'!$F55:$CR55,0)),0,INDEX('Asset data'!$L55:$CX55,1,MATCH(BZ$5,'Utilisation profile'!$F55:$CR55,0))),0)","v":0},{"$f":"IF($A55>0,IF(ISNA(MATCH(CA$5,'Utilisation profile'!$F55:$CR55,0)),0,INDEX('Asset data'!$L55:$CX55,1,MATCH(CA$5,'Utilisation profile'!$F55:$CR55,0))),0)","v":0},{"$f":"IF($A55>0,IF(ISNA(MATCH(CB$5,'Utilisation profile'!$F55:$CR55,0)),0,INDEX('Asset data'!$L55:$CX55,1,MATCH(CB$5,'Utilisation profile'!$F55:$CR55,0))),0)","v":0},{"$f":"IF($A55>0,IF(ISNA(MATCH(CC$5,'Utilisation profile'!$F55:$CR55,0)),0,INDEX('Asset data'!$L55:$CX55,1,MATCH(CC$5,'Utilisation profile'!$F55:$CR55,0))),0)","v":0},{"$f":"IF($A55>0,IF(ISNA(MATCH(CD$5,'Utilisation profile'!$F55:$CR55,0)),0,INDEX('Asset data'!$L55:$CX55,1,MATCH(CD$5,'Utilisation profile'!$F55:$CR55,0))),0)","v":0},{"$f":"IF($A55>0,IF(ISNA(MATCH(CE$5,'Utilisation profile'!$F55:$CR55,0)),0,INDEX('Asset data'!$L55:$CX55,1,MATCH(CE$5,'Utilisation profile'!$F55:$CR55,0))),0)","v":0},{"$f":"IF($A55>0,IF(ISNA(MATCH(CF$5,'Utilisation profile'!$F55:$CR55,0)),0,INDEX('Asset data'!$L55:$CX55,1,MATCH(CF$5,'Utilisation profile'!$F55:$CR55,0))),0)","v":0},{"$f":"IF($A55>0,IF(ISNA(MATCH(CG$5,'Utilisation profile'!$F55:$CR55,0)),0,INDEX('Asset data'!$L55:$CX55,1,MATCH(CG$5,'Utilisation profile'!$F55:$CR55,0))),0)","v":0},{"$f":"IF($A55>0,IF(ISNA(MATCH(CH$5,'Utilisation profile'!$F55:$CR55,0)),0,INDEX('Asset data'!$L55:$CX55,1,MATCH(CH$5,'Utilisation profile'!$F55:$CR55,0))),0)","v":0},{"$f":"IF($A55>0,IF(ISNA(MATCH(CI$5,'Utilisation profile'!$F55:$CR55,0)),0,INDEX('Asset data'!$L55:$CX55,1,MATCH(CI$5,'Utilisation profile'!$F55:$CR55,0))),0)","v":0},{"$f":"IF($A55>0,IF(ISNA(MATCH(CJ$5,'Utilisation profile'!$F55:$CR55,0)),0,INDEX('Asset data'!$L55:$CX55,1,MATCH(CJ$5,'Utilisation profile'!$F55:$CR55,0))),0)","v":0},{"$f":"IF($A55>0,IF(ISNA(MATCH(CK$5,'Utilisation profile'!$F55:$CR55,0)),0,INDEX('Asset data'!$L55:$CX55,1,MATCH(CK$5,'Utilisation profile'!$F55:$CR55,0))),0)","v":0},{"$f":"IF($A55>0,IF(ISNA(MATCH(CL$5,'Utilisation profile'!$F55:$CR55,0)),0,INDEX('Asset data'!$L55:$CX55,1,MATCH(CL$5,'Utilisation profile'!$F55:$CR55,0))),0)","v":0},{"$f":"IF($A55>0,IF(ISNA(MATCH(CM$5,'Utilisation profile'!$F55:$CR55,0)),0,INDEX('Asset data'!$L55:$CX55,1,MATCH(CM$5,'Utilisation profile'!$F55:$CR55,0))),0)","v":0},{"$f":"IF($A55>0,IF(ISNA(MATCH(CN$5,'Utilisation profile'!$F55:$CR55,0)),0,INDEX('Asset data'!$L55:$CX55,1,MATCH(CN$5,'Utilisation profile'!$F55:$CR55,0))),0)","v":0},{"$f":"IF($A55>0,IF(ISNA(MATCH(CO$5,'Utilisation profile'!$F55:$CR55,0)),0,INDEX('Asset data'!$L55:$CX55,1,MATCH(CO$5,'Utilisation profile'!$F55:$CR55,0))),0)","v":0},{"$f":"IF($A55>0,IF(ISNA(MATCH(CP$5,'Utilisation profile'!$F55:$CR55,0)),0,INDEX('Asset data'!$L55:$CX55,1,MATCH(CP$5,'Utilisation profile'!$F55:$CR55,0))),0)","v":0},{"$f":"IF($A55>0,IF(ISNA(MATCH(CQ$5,'Utilisation profile'!$F55:$CR55,0)),0,INDEX('Asset data'!$L55:$CX55,1,MATCH(CQ$5,'Utilisation profile'!$F55:$CR55,0))),0)","v":0},{"$f":"IF($A55>0,IF(ISNA(MATCH(CR$5,'Utilisation profile'!$F55:$CR55,0)),0,INDEX('Asset data'!$L55:$CX55,1,MATCH(CR$5,'Utilisation profile'!$F55:$CR55,0))),0)","v":0},{"$f":"IF($A55>0,IF(ISNA(MATCH(CS$5,'Utilisation profile'!$F55:$CR55,0)),0,INDEX('Asset data'!$L55:$CX55,1,MATCH(CS$5,'Utilisation profile'!$F55:$CR55,0))),0)","v":0},{"$f":"IF($A55>0,IF(ISNA(MATCH(CT$5,'Utilisation profile'!$F55:$CR55,0)),0,INDEX('Asset data'!$L55:$CX55,1,MATCH(CT$5,'Utilisation profile'!$F55:$CR55,0))),0)","v":0},{"$f":"IF($A55>0,IF(ISNA(MATCH(CU$5,'Utilisation profile'!$F55:$CR55,0)),0,INDEX('Asset data'!$L55:$CX55,1,MATCH(CU$5,'Utilisation profile'!$F55:$CR55,0))),0)","v":0},{"$f":"IF($A55>0,IF(ISNA(MATCH(CV$5,'Utilisation profile'!$F55:$CR55,0)),0,INDEX('Asset data'!$L55:$CX55,1,MATCH(CV$5,'Utilisation profile'!$F55:$CR55,0))),0)","v":0},{"$f":"IF($A55>0,IF(ISNA(MATCH(CW$5,'Utilisation profile'!$F55:$CR55,0)),0,INDEX('Asset data'!$L55:$CX55,1,MATCH(CW$5,'Utilisation profile'!$F55:$CR55,0))),0)","v":0},{"$f":"IF($A55>0,IF(ISNA(MATCH(CX$5,'Utilisation profile'!$F55:$CR55,0)),0,INDEX('Asset data'!$L55:$CX55,1,MATCH(CX$5,'Utilisation profile'!$F55:$CR55,0))),0)","v":0},{"$f":"IF($A55>0,IF(ISNA(MATCH(CY$5,'Utilisation profile'!$F55:$CR55,0)),0,INDEX('Asset data'!$L55:$CX55,1,MATCH(CY$5,'Utilisation profile'!$F55:$CR55,0))),0)","v":0},{"$f":"IF($A55>0,IF(ISNA(MATCH(CZ$5,'Utilisation profile'!$F55:$CR55,0)),0,INDEX('Asset data'!$L55:$CX55,1,MATCH(CZ$5,'Utilisation profile'!$F55:$CR55,0))),0)","v":0},{"$f":"IF($A55>0,IF(ISNA(MATCH(DA$5,'Utilisation profile'!$F55:$CR55,0)),0,INDEX('Asset data'!$L55:$CX55,1,MATCH(DA$5,'Utilisation profile'!$F55:$CR55,0))),0)","v":0},{"$f":"IF($A55>0,IF(ISNA(MATCH(DB$5,'Utilisation profile'!$F55:$CR55,0)),0,INDEX('Asset data'!$L55:$CX55,1,MATCH(DB$5,'Utilisation profile'!$F55:$CR55,0))),0)","v":0},{"$f":"IF($A55>0,IF(ISNA(MATCH(DC$5,'Utilisation profile'!$F55:$CR55,0)),0,INDEX('Asset data'!$L55:$CX55,1,MATCH(DC$5,'Utilisation profile'!$F55:$CR55,0))),0)","v":0},{"$f":"IF($A55>0,IF(ISNA(MATCH(DD$5,'Utilisation profile'!$F55:$CR55,0)),0,INDEX('Asset data'!$L55:$CX55,1,MATCH(DD$5,'Utilisation profile'!$F55:$CR55,0))),0)","v":0},{"$f":"IF($A55>0,IF(ISNA(MATCH(DE$5,'Utilisation profile'!$F55:$CR55,0)),0,INDEX('Asset data'!$L55:$CX55,1,MATCH(DE$5,'Utilisation profile'!$F55:$CR55,0))),0)","v":0},{"$f":"IF($A55>0,IF(ISNA(MATCH(DF$5,'Utilisation profile'!$F55:$CR55,0)),0,INDEX('Asset data'!$L55:$CX55,1,MATCH(DF$5,'Utilisation profile'!$F55:$CR55,0))),0)","v":0},{"$f":"IF($A55>0,IF(ISNA(MATCH(DG$5,'Utilisation profile'!$F55:$CR55,0)),0,INDEX('Asset data'!$L55:$CX55,1,MATCH(DG$5,'Utilisation profile'!$F55:$CR55,0))),0)","v":0},{"$f":"IF($A55>0,IF(ISNA(MATCH(DH$5,'Utilisation profile'!$F55:$CR55,0)),0,INDEX('Asset data'!$L55:$CX55,1,MATCH(DH$5,'Utilisation profile'!$F55:$CR55,0))),0)","v":0},{"$f":"IF($A55>0,IF(ISNA(MATCH(DI$5,'Utilisation profile'!$F55:$CR55,0)),0,INDEX('Asset data'!$L55:$CX55,1,MATCH(DI$5,'Utilisation profile'!$F55:$CR55,0))),0)","v":0},{"$f":"IF($A55>0,IF(ISNA(MATCH(DJ$5,'Utilisation profile'!$F55:$CR55,0)),0,INDEX('Asset data'!$L55:$CX55,1,MATCH(DJ$5,'Utilisation profile'!$F55:$CR55,0))),0)","v":0},{"$f":"IF($A55>0,IF(ISNA(MATCH(DK$5,'Utilisation profile'!$F55:$CR55,0)),0,INDEX('Asset data'!$L55:$CX55,1,MATCH(DK$5,'Utilisation profile'!$F55:$CR55,0))),0)","v":0},{"$f":"IF($A55>0,IF(ISNA(MATCH(DL$5,'Utilisation profile'!$F55:$CR55,0)),0,INDEX('Asset data'!$L55:$CX55,1,MATCH(DL$5,'Utilisation profile'!$F55:$CR55,0))),0)","v":0},{"$f":"IF($A55>0,IF(ISNA(MATCH(DM$5,'Utilisation profile'!$F55:$CR55,0)),0,INDEX('Asset data'!$L55:$CX55,1,MATCH(DM$5,'Utilisation profile'!$F55:$CR55,0))),0)","v":0},{"$f":"IF($A55>0,IF(ISNA(MATCH(DN$5,'Utilisation profile'!$F55:$CR55,0)),0,INDEX('Asset data'!$L55:$CX55,1,MATCH(DN$5,'Utilisation profile'!$F55:$CR55,0))),0)","v":0},{"$f":"IF($A55>0,IF(ISNA(MATCH(DO$5,'Utilisation profile'!$F55:$CR55,0)),0,INDEX('Asset data'!$L55:$CX55,1,MATCH(DO$5,'Utilisation profile'!$F55:$CR55,0))),0)","v":0},{"$f":"IF($A55>0,IF(ISNA(MATCH(DP$5,'Utilisation profile'!$F55:$CR55,0)),0,INDEX('Asset data'!$L55:$CX55,1,MATCH(DP$5,'Utilisation profile'!$F55:$CR55,0))),0)","v":0},{"$f":"IF($A55>0,IF(ISNA(MATCH(DQ$5,'Utilisation profile'!$F55:$CR55,0)),0,INDEX('Asset data'!$L55:$CX55,1,MATCH(DQ$5,'Utilisation profile'!$F55:$CR55,0))),0)","v":0},{"$f":"IF($A55>0,IF(ISNA(MATCH(DR$5,'Utilisation profile'!$F55:$CR55,0)),0,INDEX('Asset data'!$L55:$CX55,1,MATCH(DR$5,'Utilisation profile'!$F55:$CR55,0))),0)","v":0},{"$f":"IF($A55>0,IF(ISNA(MATCH(DS$5,'Utilisation profile'!$F55:$CR55,0)),0,INDEX('Asset data'!$L55:$CX55,1,MATCH(DS$5,'Utilisation profile'!$F55:$CR55,0))),0)","v":0},{"$f":"IF($A55>0,IF(ISNA(MATCH(DT$5,'Utilisation profile'!$F55:$CR55,0)),0,INDEX('Asset data'!$L55:$CX55,1,MATCH(DT$5,'Utilisation profile'!$F55:$CR55,0))),0)","v":0},{"$f":"IF($A55>0,IF(ISNA(MATCH(DU$5,'Utilisation profile'!$F55:$CR55,0)),0,INDEX('Asset data'!$L55:$CX55,1,MATCH(DU$5,'Utilisation profile'!$F55:$CR55,0))),0)","v":0},{"$f":"IF($A55>0,IF(ISNA(MATCH(DV$5,'Utilisation profile'!$F55:$CR55,0)),0,INDEX('Asset data'!$L55:$CX55,1,MATCH(DV$5,'Utilisation profile'!$F55:$CR55,0))),0)","v":0},{"$f":"IF($A55>0,IF(ISNA(MATCH(DW$5,'Utilisation profile'!$F55:$CR55,0)),0,INDEX('Asset data'!$L55:$CX55,1,MATCH(DW$5,'Utilisation profile'!$F55:$CR55,0))),0)","v":0},{"$f":"IF($A55>0,IF(ISNA(MATCH(DX$5,'Utilisation profile'!$F55:$CR55,0)),0,INDEX('Asset data'!$L55:$CX55,1,MATCH(DX$5,'Utilisation profile'!$F55:$CR55,0))),0)","v":0},{"$f":"IF($A55>0,IF(ISNA(MATCH(DY$5,'Utilisation profile'!$F55:$CR55,0)),0,INDEX('Asset data'!$L55:$CX55,1,MATCH(DY$5,'Utilisation profile'!$F55:$CR55,0))),0)","v":0},{"$f":"IF($A55>0,IF(ISNA(MATCH(DZ$5,'Utilisation profile'!$F55:$CR55,0)),0,INDEX('Asset data'!$L55:$CX55,1,MATCH(DZ$5,'Utilisation profile'!$F55:$CR55,0))),0)","v":0},{"$f":"IF($A55>0,IF(ISNA(MATCH(EA$5,'Utilisation profile'!$F55:$CR55,0)),0,INDEX('Asset data'!$L55:$CX55,1,MATCH(EA$5,'Utilisation profile'!$F55:$CR55,0))),0)","v":0},{"$f":"IF($A55>0,IF(ISNA(MATCH(EB$5,'Utilisation profile'!$F55:$CR55,0)),0,INDEX('Asset data'!$L55:$CX55,1,MATCH(EB$5,'Utilisation profile'!$F55:$CR55,0))),0)","v":0},{"$f":"IF($A55>0,IF(ISNA(MATCH(EC$5,'Utilisation profile'!$F55:$CR55,0)),0,INDEX('Asset data'!$L55:$CX55,1,MATCH(EC$5,'Utilisation profile'!$F55:$CR55,0))),0)","v":0},{"$f":"IF($A55>0,IF(ISNA(MATCH(ED$5,'Utilisation profile'!$F55:$CR55,0)),0,INDEX('Asset data'!$L55:$CX55,1,MATCH(ED$5,'Utilisation profile'!$F55:$CR55,0))),0)","v":0},{"$f":"IF($A55>0,IF(ISNA(MATCH(EE$5,'Utilisation profile'!$F55:$CR55,0)),0,INDEX('Asset data'!$L55:$CX55,1,MATCH(EE$5,'Utilisation profile'!$F55:$CR55,0))),0)","v":0},{"$f":"IF($A55>0,IF(ISNA(MATCH(EF$5,'Utilisation profile'!$F55:$CR55,0)),0,INDEX('Asset data'!$L55:$CX55,1,MATCH(EF$5,'Utilisation profile'!$F55:$CR55,0))),0)","v":0},{"$f":"IF($A55>0,IF(ISNA(MATCH(EG$5,'Utilisation profile'!$F55:$CR55,0)),0,INDEX('Asset data'!$L55:$CX55,1,MATCH(EG$5,'Utilisation profile'!$F55:$CR55,0))),0)","v":0},{"$f":"IF($A55>0,IF(ISNA(MATCH(EH$5,'Utilisation profile'!$F55:$CR55,0)),0,INDEX('Asset data'!$L55:$CX55,1,MATCH(EH$5,'Utilisation profile'!$F55:$CR55,0))),0)","v":0},{"$f":"IF($A55>0,IF(ISNA(MATCH(EI$5,'Utilisation profile'!$F55:$CR55,0)),0,INDEX('Asset data'!$L55:$CX55,1,MATCH(EI$5,'Utilisation profile'!$F55:$CR55,0))),0)","v":0},{"$f":"IF($A55>0,IF(ISNA(MATCH(EJ$5,'Utilisation profile'!$F55:$CR55,0)),0,INDEX('Asset data'!$L55:$CX55,1,MATCH(EJ$5,'Utilisation profile'!$F55:$CR55,0))),0)","v":0},{"$f":"IF($A55>0,IF(ISNA(MATCH(EK$5,'Utilisation profile'!$F55:$CR55,0)),0,INDEX('Asset data'!$L55:$CX55,1,MATCH(EK$5,'Utilisation profile'!$F55:$CR55,0))),0)","v":0},{"$f":"IF($A55>0,IF(ISNA(MATCH(EL$5,'Utilisation profile'!$F55:$CR55,0)),0,INDEX('Asset data'!$L55:$CX55,1,MATCH(EL$5,'Utilisation profile'!$F55:$CR55,0))),0)","v":0},{"$f":"IF($A55>0,IF(ISNA(MATCH(EM$5,'Utilisation profile'!$F55:$CR55,0)),0,INDEX('Asset data'!$L55:$CX55,1,MATCH(EM$5,'Utilisation profile'!$F55:$CR55,0))),0)","v":0},{"$f":"IF($A55>0,IF(ISNA(MATCH(EN$5,'Utilisation profile'!$F55:$CR55,0)),0,INDEX('Asset data'!$L55:$CX55,1,MATCH(EN$5,'Utilisation profile'!$F55:$CR55,0))),0)","v":0},{"$f":"IF($A55>0,IF(ISNA(MATCH(EO$5,'Utilisation profile'!$F55:$CR55,0)),0,INDEX('Asset data'!$L55:$CX55,1,MATCH(EO$5,'Utilisation profile'!$F55:$CR55,0))),0)","v":0},{"$f":"IF($A55>0,IF(ISNA(MATCH(EP$5,'Utilisation profile'!$F55:$CR55,0)),0,INDEX('Asset data'!$L55:$CX55,1,MATCH(EP$5,'Utilisation profile'!$F55:$CR55,0))),0)","v":0},{"$f":"IF($A55>0,IF(ISNA(MATCH(EQ$5,'Utilisation profile'!$F55:$CR55,0)),0,INDEX('Asset data'!$L55:$CX55,1,MATCH(EQ$5,'Utilisation profile'!$F55:$CR55,0))),0)","v":0},{"$f":"IF($A55>0,IF(ISNA(MATCH(ER$5,'Utilisation profile'!$F55:$CR55,0)),0,INDEX('Asset data'!$L55:$CX55,1,MATCH(ER$5,'Utilisation profile'!$F55:$CR55,0))),0)","v":0},{"$f":"IF($A55>0,IF(ISNA(MATCH(ES$5,'Utilisation profile'!$F55:$CR55,0)),0,INDEX('Asset data'!$L55:$CX55,1,MATCH(ES$5,'Utilisation profile'!$F55:$CR55,0))),0)","v":0},{"$f":"IF($A55>0,IF(ISNA(MATCH(ET$5,'Utilisation profile'!$F55:$CR55,0)),0,INDEX('Asset data'!$L55:$CX55,1,MATCH(ET$5,'Utilisation profile'!$F55:$CR55,0))),0)","v":0},{"$f":"IF($A55>0,IF(ISNA(MATCH(EU$5,'Utilisation profile'!$F55:$CR55,0)),0,INDEX('Asset data'!$L55:$CX55,1,MATCH(EU$5,'Utilisation profile'!$F55:$CR55,0))),0)","v":0},{"$f":"IF($A55>0,IF(ISNA(MATCH(EV$5,'Utilisation profile'!$F55:$CR55,0)),0,INDEX('Asset data'!$L55:$CX55,1,MATCH(EV$5,'Utilisation profile'!$F55:$CR55,0))),0)","v":0},{"$f":"IF($A55>0,IF(ISNA(MATCH(EW$5,'Utilisation profile'!$F55:$CR55,0)),0,INDEX('Asset data'!$L55:$CX55,1,MATCH(EW$5,'Utilisation profile'!$F55:$CR55,0))),0)","v":0},{"$f":"IF($A55>0,IF(ISNA(MATCH(EX$5,'Utilisation profile'!$F55:$CR55,0)),0,INDEX('Asset data'!$L55:$CX55,1,MATCH(EX$5,'Utilisation profile'!$F55:$CR55,0))),0)","v":0},{"$f":"IF($A55>0,IF(ISNA(MATCH(EY$5,'Utilisation profile'!$F55:$CR55,0)),0,INDEX('Asset data'!$L55:$CX55,1,MATCH(EY$5,'Utilisation profile'!$F55:$CR55,0))),0)","v":0},{"$f":"IF($A55>0,IF(ISNA(MATCH(EZ$5,'Utilisation profile'!$F55:$CR55,0)),0,INDEX('Asset data'!$L55:$CX55,1,MATCH(EZ$5,'Utilisation profile'!$F55:$CR55,0))),0)","v":0},{"$f":"IF($A55>0,IF(ISNA(MATCH(FA$5,'Utilisation profile'!$F55:$CR55,0)),0,INDEX('Asset data'!$L55:$CX55,1,MATCH(FA$5,'Utilisation profile'!$F55:$CR55,0))),0)","v":0}]
[{"$f":"'Asset data'!A56","v":0},{"$f":"'Asset data'!B56","v":0},{"$f":"'Asset data'!C56","v":0},{"$f":"'Asset data'!E56","v":0},{"$f":"'Asset data'!I56","v":0},{"$f":"IF($A56>0,'Utilisation profile'!CU56,0)","v":0},{"$f":"IF($A56>0,IF(ISNA(MATCH(G$5,'Utilisation profile'!$F56:$CR56,0)),0,INDEX('Asset data'!$L56:$CX56,1,MATCH(G$5,'Utilisation profile'!$F56:$CR56,0))),0)","v":0},{"$f":"IF($A56>0,IF(ISNA(MATCH(H$5,'Utilisation profile'!$F56:$CR56,0)),0,INDEX('Asset data'!$L56:$CX56,1,MATCH(H$5,'Utilisation profile'!$F56:$CR56,0))),0)","v":0},{"$f":"IF($A56>0,IF(ISNA(MATCH(I$5,'Utilisation profile'!$F56:$CR56,0)),0,INDEX('Asset data'!$L56:$CX56,1,MATCH(I$5,'Utilisation profile'!$F56:$CR56,0))),0)","v":0},{"$f":"IF($A56>0,IF(ISNA(MATCH(J$5,'Utilisation profile'!$F56:$CR56,0)),0,INDEX('Asset data'!$L56:$CX56,1,MATCH(J$5,'Utilisation profile'!$F56:$CR56,0))),0)","v":0},{"$f":"IF($A56>0,IF(ISNA(MATCH(K$5,'Utilisation profile'!$F56:$CR56,0)),0,INDEX('Asset data'!$L56:$CX56,1,MATCH(K$5,'Utilisation profile'!$F56:$CR56,0))),0)","v":0},{"$f":"IF($A56>0,IF(ISNA(MATCH(L$5,'Utilisation profile'!$F56:$CR56,0)),0,INDEX('Asset data'!$L56:$CX56,1,MATCH(L$5,'Utilisation profile'!$F56:$CR56,0))),0)","v":0},{"$f":"IF($A56>0,IF(ISNA(MATCH(M$5,'Utilisation profile'!$F56:$CR56,0)),0,INDEX('Asset data'!$L56:$CX56,1,MATCH(M$5,'Utilisation profile'!$F56:$CR56,0))),0)","v":0},{"$f":"IF($A56>0,IF(ISNA(MATCH(N$5,'Utilisation profile'!$F56:$CR56,0)),0,INDEX('Asset data'!$L56:$CX56,1,MATCH(N$5,'Utilisation profile'!$F56:$CR56,0))),0)","v":0},{"$f":"IF($A56>0,IF(ISNA(MATCH(O$5,'Utilisation profile'!$F56:$CR56,0)),0,INDEX('Asset data'!$L56:$CX56,1,MATCH(O$5,'Utilisation profile'!$F56:$CR56,0))),0)","v":0},{"$f":"IF($A56>0,IF(ISNA(MATCH(P$5,'Utilisation profile'!$F56:$CR56,0)),0,INDEX('Asset data'!$L56:$CX56,1,MATCH(P$5,'Utilisation profile'!$F56:$CR56,0))),0)","v":0},{"$f":"IF($A56>0,IF(ISNA(MATCH(Q$5,'Utilisation profile'!$F56:$CR56,0)),0,INDEX('Asset data'!$L56:$CX56,1,MATCH(Q$5,'Utilisation profile'!$F56:$CR56,0))),0)","v":0},{"$f":"IF($A56>0,IF(ISNA(MATCH(R$5,'Utilisation profile'!$F56:$CR56,0)),0,INDEX('Asset data'!$L56:$CX56,1,MATCH(R$5,'Utilisation profile'!$F56:$CR56,0))),0)","v":0},{"$f":"IF($A56>0,IF(ISNA(MATCH(S$5,'Utilisation profile'!$F56:$CR56,0)),0,INDEX('Asset data'!$L56:$CX56,1,MATCH(S$5,'Utilisation profile'!$F56:$CR56,0))),0)","v":0},{"$f":"IF($A56>0,IF(ISNA(MATCH(T$5,'Utilisation profile'!$F56:$CR56,0)),0,INDEX('Asset data'!$L56:$CX56,1,MATCH(T$5,'Utilisation profile'!$F56:$CR56,0))),0)","v":0},{"$f":"IF($A56>0,IF(ISNA(MATCH(U$5,'Utilisation profile'!$F56:$CR56,0)),0,INDEX('Asset data'!$L56:$CX56,1,MATCH(U$5,'Utilisation profile'!$F56:$CR56,0))),0)","v":0},{"$f":"IF($A56>0,IF(ISNA(MATCH(V$5,'Utilisation profile'!$F56:$CR56,0)),0,INDEX('Asset data'!$L56:$CX56,1,MATCH(V$5,'Utilisation profile'!$F56:$CR56,0))),0)","v":0},{"$f":"IF($A56>0,IF(ISNA(MATCH(W$5,'Utilisation profile'!$F56:$CR56,0)),0,INDEX('Asset data'!$L56:$CX56,1,MATCH(W$5,'Utilisation profile'!$F56:$CR56,0))),0)","v":0},{"$f":"IF($A56>0,IF(ISNA(MATCH(X$5,'Utilisation profile'!$F56:$CR56,0)),0,INDEX('Asset data'!$L56:$CX56,1,MATCH(X$5,'Utilisation profile'!$F56:$CR56,0))),0)","v":0},{"$f":"IF($A56>0,IF(ISNA(MATCH(Y$5,'Utilisation profile'!$F56:$CR56,0)),0,INDEX('Asset data'!$L56:$CX56,1,MATCH(Y$5,'Utilisation profile'!$F56:$CR56,0))),0)","v":0},{"$f":"IF($A56>0,IF(ISNA(MATCH(Z$5,'Utilisation profile'!$F56:$CR56,0)),0,INDEX('Asset data'!$L56:$CX56,1,MATCH(Z$5,'Utilisation profile'!$F56:$CR56,0))),0)","v":0},{"$f":"IF($A56>0,IF(ISNA(MATCH(AA$5,'Utilisation profile'!$F56:$CR56,0)),0,INDEX('Asset data'!$L56:$CX56,1,MATCH(AA$5,'Utilisation profile'!$F56:$CR56,0))),0)","v":0},{"$f":"IF($A56>0,IF(ISNA(MATCH(AB$5,'Utilisation profile'!$F56:$CR56,0)),0,INDEX('Asset data'!$L56:$CX56,1,MATCH(AB$5,'Utilisation profile'!$F56:$CR56,0))),0)","v":0},{"$f":"IF($A56>0,IF(ISNA(MATCH(AC$5,'Utilisation profile'!$F56:$CR56,0)),0,INDEX('Asset data'!$L56:$CX56,1,MATCH(AC$5,'Utilisation profile'!$F56:$CR56,0))),0)","v":0},{"$f":"IF($A56>0,IF(ISNA(MATCH(AD$5,'Utilisation profile'!$F56:$CR56,0)),0,INDEX('Asset data'!$L56:$CX56,1,MATCH(AD$5,'Utilisation profile'!$F56:$CR56,0))),0)","v":0},{"$f":"IF($A56>0,IF(ISNA(MATCH(AE$5,'Utilisation profile'!$F56:$CR56,0)),0,INDEX('Asset data'!$L56:$CX56,1,MATCH(AE$5,'Utilisation profile'!$F56:$CR56,0))),0)","v":0},{"$f":"IF($A56>0,IF(ISNA(MATCH(AF$5,'Utilisation profile'!$F56:$CR56,0)),0,INDEX('Asset data'!$L56:$CX56,1,MATCH(AF$5,'Utilisation profile'!$F56:$CR56,0))),0)","v":0},{"$f":"IF($A56>0,IF(ISNA(MATCH(AG$5,'Utilisation profile'!$F56:$CR56,0)),0,INDEX('Asset data'!$L56:$CX56,1,MATCH(AG$5,'Utilisation profile'!$F56:$CR56,0))),0)","v":0},{"$f":"IF($A56>0,IF(ISNA(MATCH(AH$5,'Utilisation profile'!$F56:$CR56,0)),0,INDEX('Asset data'!$L56:$CX56,1,MATCH(AH$5,'Utilisation profile'!$F56:$CR56,0))),0)","v":0},{"$f":"IF($A56>0,IF(ISNA(MATCH(AI$5,'Utilisation profile'!$F56:$CR56,0)),0,INDEX('Asset data'!$L56:$CX56,1,MATCH(AI$5,'Utilisation profile'!$F56:$CR56,0))),0)","v":0},{"$f":"IF($A56>0,IF(ISNA(MATCH(AJ$5,'Utilisation profile'!$F56:$CR56,0)),0,INDEX('Asset data'!$L56:$CX56,1,MATCH(AJ$5,'Utilisation profile'!$F56:$CR56,0))),0)","v":0},{"$f":"IF($A56>0,IF(ISNA(MATCH(AK$5,'Utilisation profile'!$F56:$CR56,0)),0,INDEX('Asset data'!$L56:$CX56,1,MATCH(AK$5,'Utilisation profile'!$F56:$CR56,0))),0)","v":0},{"$f":"IF($A56>0,IF(ISNA(MATCH(AL$5,'Utilisation profile'!$F56:$CR56,0)),0,INDEX('Asset data'!$L56:$CX56,1,MATCH(AL$5,'Utilisation profile'!$F56:$CR56,0))),0)","v":0},{"$f":"IF($A56>0,IF(ISNA(MATCH(AM$5,'Utilisation profile'!$F56:$CR56,0)),0,INDEX('Asset data'!$L56:$CX56,1,MATCH(AM$5,'Utilisation profile'!$F56:$CR56,0))),0)","v":0},{"$f":"IF($A56>0,IF(ISNA(MATCH(AN$5,'Utilisation profile'!$F56:$CR56,0)),0,INDEX('Asset data'!$L56:$CX56,1,MATCH(AN$5,'Utilisation profile'!$F56:$CR56,0))),0)","v":0},{"$f":"IF($A56>0,IF(ISNA(MATCH(AO$5,'Utilisation profile'!$F56:$CR56,0)),0,INDEX('Asset data'!$L56:$CX56,1,MATCH(AO$5,'Utilisation profile'!$F56:$CR56,0))),0)","v":0},{"$f":"IF($A56>0,IF(ISNA(MATCH(AP$5,'Utilisation profile'!$F56:$CR56,0)),0,INDEX('Asset data'!$L56:$CX56,1,MATCH(AP$5,'Utilisation profile'!$F56:$CR56,0))),0)","v":0},{"$f":"IF($A56>0,IF(ISNA(MATCH(AQ$5,'Utilisation profile'!$F56:$CR56,0)),0,INDEX('Asset data'!$L56:$CX56,1,MATCH(AQ$5,'Utilisation profile'!$F56:$CR56,0))),0)","v":0},{"$f":"IF($A56>0,IF(ISNA(MATCH(AR$5,'Utilisation profile'!$F56:$CR56,0)),0,INDEX('Asset data'!$L56:$CX56,1,MATCH(AR$5,'Utilisation profile'!$F56:$CR56,0))),0)","v":0},{"$f":"IF($A56>0,IF(ISNA(MATCH(AS$5,'Utilisation profile'!$F56:$CR56,0)),0,INDEX('Asset data'!$L56:$CX56,1,MATCH(AS$5,'Utilisation profile'!$F56:$CR56,0))),0)","v":0},{"$f":"IF($A56>0,IF(ISNA(MATCH(AT$5,'Utilisation profile'!$F56:$CR56,0)),0,INDEX('Asset data'!$L56:$CX56,1,MATCH(AT$5,'Utilisation profile'!$F56:$CR56,0))),0)","v":0},{"$f":"IF($A56>0,IF(ISNA(MATCH(AU$5,'Utilisation profile'!$F56:$CR56,0)),0,INDEX('Asset data'!$L56:$CX56,1,MATCH(AU$5,'Utilisation profile'!$F56:$CR56,0))),0)","v":0},{"$f":"IF($A56>0,IF(ISNA(MATCH(AV$5,'Utilisation profile'!$F56:$CR56,0)),0,INDEX('Asset data'!$L56:$CX56,1,MATCH(AV$5,'Utilisation profile'!$F56:$CR56,0))),0)","v":0},{"$f":"IF($A56>0,IF(ISNA(MATCH(AW$5,'Utilisation profile'!$F56:$CR56,0)),0,INDEX('Asset data'!$L56:$CX56,1,MATCH(AW$5,'Utilisation profile'!$F56:$CR56,0))),0)","v":0},{"$f":"IF($A56>0,IF(ISNA(MATCH(AX$5,'Utilisation profile'!$F56:$CR56,0)),0,INDEX('Asset data'!$L56:$CX56,1,MATCH(AX$5,'Utilisation profile'!$F56:$CR56,0))),0)","v":0},{"$f":"IF($A56>0,IF(ISNA(MATCH(AY$5,'Utilisation profile'!$F56:$CR56,0)),0,INDEX('Asset data'!$L56:$CX56,1,MATCH(AY$5,'Utilisation profile'!$F56:$CR56,0))),0)","v":0},{"$f":"IF($A56>0,IF(ISNA(MATCH(AZ$5,'Utilisation profile'!$F56:$CR56,0)),0,INDEX('Asset data'!$L56:$CX56,1,MATCH(AZ$5,'Utilisation profile'!$F56:$CR56,0))),0)","v":0},{"$f":"IF($A56>0,IF(ISNA(MATCH(BA$5,'Utilisation profile'!$F56:$CR56,0)),0,INDEX('Asset data'!$L56:$CX56,1,MATCH(BA$5,'Utilisation profile'!$F56:$CR56,0))),0)","v":0},{"$f":"IF($A56>0,IF(ISNA(MATCH(BB$5,'Utilisation profile'!$F56:$CR56,0)),0,INDEX('Asset data'!$L56:$CX56,1,MATCH(BB$5,'Utilisation profile'!$F56:$CR56,0))),0)","v":0},{"$f":"IF($A56>0,IF(ISNA(MATCH(BC$5,'Utilisation profile'!$F56:$CR56,0)),0,INDEX('Asset data'!$L56:$CX56,1,MATCH(BC$5,'Utilisation profile'!$F56:$CR56,0))),0)","v":0},{"$f":"IF($A56>0,IF(ISNA(MATCH(BD$5,'Utilisation profile'!$F56:$CR56,0)),0,INDEX('Asset data'!$L56:$CX56,1,MATCH(BD$5,'Utilisation profile'!$F56:$CR56,0))),0)","v":0},{"$f":"IF($A56>0,IF(ISNA(MATCH(BE$5,'Utilisation profile'!$F56:$CR56,0)),0,INDEX('Asset data'!$L56:$CX56,1,MATCH(BE$5,'Utilisation profile'!$F56:$CR56,0))),0)","v":0},{"$f":"IF($A56>0,IF(ISNA(MATCH(BF$5,'Utilisation profile'!$F56:$CR56,0)),0,INDEX('Asset data'!$L56:$CX56,1,MATCH(BF$5,'Utilisation profile'!$F56:$CR56,0))),0)","v":0},{"$f":"IF($A56>0,IF(ISNA(MATCH(BG$5,'Utilisation profile'!$F56:$CR56,0)),0,INDEX('Asset data'!$L56:$CX56,1,MATCH(BG$5,'Utilisation profile'!$F56:$CR56,0))),0)","v":0},{"$f":"IF($A56>0,IF(ISNA(MATCH(BH$5,'Utilisation profile'!$F56:$CR56,0)),0,INDEX('Asset data'!$L56:$CX56,1,MATCH(BH$5,'Utilisation profile'!$F56:$CR56,0))),0)","v":0},{"$f":"IF($A56>0,IF(ISNA(MATCH(BI$5,'Utilisation profile'!$F56:$CR56,0)),0,INDEX('Asset data'!$L56:$CX56,1,MATCH(BI$5,'Utilisation profile'!$F56:$CR56,0))),0)","v":0},{"$f":"IF($A56>0,IF(ISNA(MATCH(BJ$5,'Utilisation profile'!$F56:$CR56,0)),0,INDEX('Asset data'!$L56:$CX56,1,MATCH(BJ$5,'Utilisation profile'!$F56:$CR56,0))),0)","v":0},{"$f":"IF($A56>0,IF(ISNA(MATCH(BK$5,'Utilisation profile'!$F56:$CR56,0)),0,INDEX('Asset data'!$L56:$CX56,1,MATCH(BK$5,'Utilisation profile'!$F56:$CR56,0))),0)","v":0},{"$f":"IF($A56>0,IF(ISNA(MATCH(BL$5,'Utilisation profile'!$F56:$CR56,0)),0,INDEX('Asset data'!$L56:$CX56,1,MATCH(BL$5,'Utilisation profile'!$F56:$CR56,0))),0)","v":0},{"$f":"IF($A56>0,IF(ISNA(MATCH(BM$5,'Utilisation profile'!$F56:$CR56,0)),0,INDEX('Asset data'!$L56:$CX56,1,MATCH(BM$5,'Utilisation profile'!$F56:$CR56,0))),0)","v":0},{"$f":"IF($A56>0,IF(ISNA(MATCH(BN$5,'Utilisation profile'!$F56:$CR56,0)),0,INDEX('Asset data'!$L56:$CX56,1,MATCH(BN$5,'Utilisation profile'!$F56:$CR56,0))),0)","v":0},{"$f":"IF($A56>0,IF(ISNA(MATCH(BO$5,'Utilisation profile'!$F56:$CR56,0)),0,INDEX('Asset data'!$L56:$CX56,1,MATCH(BO$5,'Utilisation profile'!$F56:$CR56,0))),0)","v":0},{"$f":"IF($A56>0,IF(ISNA(MATCH(BP$5,'Utilisation profile'!$F56:$CR56,0)),0,INDEX('Asset data'!$L56:$CX56,1,MATCH(BP$5,'Utilisation profile'!$F56:$CR56,0))),0)","v":0},{"$f":"IF($A56>0,IF(ISNA(MATCH(BQ$5,'Utilisation profile'!$F56:$CR56,0)),0,INDEX('Asset data'!$L56:$CX56,1,MATCH(BQ$5,'Utilisation profile'!$F56:$CR56,0))),0)","v":0},{"$f":"IF($A56>0,IF(ISNA(MATCH(BR$5,'Utilisation profile'!$F56:$CR56,0)),0,INDEX('Asset data'!$L56:$CX56,1,MATCH(BR$5,'Utilisation profile'!$F56:$CR56,0))),0)","v":0},{"$f":"IF($A56>0,IF(ISNA(MATCH(BS$5,'Utilisation profile'!$F56:$CR56,0)),0,INDEX('Asset data'!$L56:$CX56,1,MATCH(BS$5,'Utilisation profile'!$F56:$CR56,0))),0)","v":0},{"$f":"IF($A56>0,IF(ISNA(MATCH(BT$5,'Utilisation profile'!$F56:$CR56,0)),0,INDEX('Asset data'!$L56:$CX56,1,MATCH(BT$5,'Utilisation profile'!$F56:$CR56,0))),0)","v":0},{"$f":"IF($A56>0,IF(ISNA(MATCH(BU$5,'Utilisation profile'!$F56:$CR56,0)),0,INDEX('Asset data'!$L56:$CX56,1,MATCH(BU$5,'Utilisation profile'!$F56:$CR56,0))),0)","v":0},{"$f":"IF($A56>0,IF(ISNA(MATCH(BV$5,'Utilisation profile'!$F56:$CR56,0)),0,INDEX('Asset data'!$L56:$CX56,1,MATCH(BV$5,'Utilisation profile'!$F56:$CR56,0))),0)","v":0},{"$f":"IF($A56>0,IF(ISNA(MATCH(BW$5,'Utilisation profile'!$F56:$CR56,0)),0,INDEX('Asset data'!$L56:$CX56,1,MATCH(BW$5,'Utilisation profile'!$F56:$CR56,0))),0)","v":0},{"$f":"IF($A56>0,IF(ISNA(MATCH(BX$5,'Utilisation profile'!$F56:$CR56,0)),0,INDEX('Asset data'!$L56:$CX56,1,MATCH(BX$5,'Utilisation profile'!$F56:$CR56,0))),0)","v":0},{"$f":"IF($A56>0,IF(ISNA(MATCH(BY$5,'Utilisation profile'!$F56:$CR56,0)),0,INDEX('Asset data'!$L56:$CX56,1,MATCH(BY$5,'Utilisation profile'!$F56:$CR56,0))),0)","v":0},{"$f":"IF($A56>0,IF(ISNA(MATCH(BZ$5,'Utilisation profile'!$F56:$CR56,0)),0,INDEX('Asset data'!$L56:$CX56,1,MATCH(BZ$5,'Utilisation profile'!$F56:$CR56,0))),0)","v":0},{"$f":"IF($A56>0,IF(ISNA(MATCH(CA$5,'Utilisation profile'!$F56:$CR56,0)),0,INDEX('Asset data'!$L56:$CX56,1,MATCH(CA$5,'Utilisation profile'!$F56:$CR56,0))),0)","v":0},{"$f":"IF($A56>0,IF(ISNA(MATCH(CB$5,'Utilisation profile'!$F56:$CR56,0)),0,INDEX('Asset data'!$L56:$CX56,1,MATCH(CB$5,'Utilisation profile'!$F56:$CR56,0))),0)","v":0},{"$f":"IF($A56>0,IF(ISNA(MATCH(CC$5,'Utilisation profile'!$F56:$CR56,0)),0,INDEX('Asset data'!$L56:$CX56,1,MATCH(CC$5,'Utilisation profile'!$F56:$CR56,0))),0)","v":0},{"$f":"IF($A56>0,IF(ISNA(MATCH(CD$5,'Utilisation profile'!$F56:$CR56,0)),0,INDEX('Asset data'!$L56:$CX56,1,MATCH(CD$5,'Utilisation profile'!$F56:$CR56,0))),0)","v":0},{"$f":"IF($A56>0,IF(ISNA(MATCH(CE$5,'Utilisation profile'!$F56:$CR56,0)),0,INDEX('Asset data'!$L56:$CX56,1,MATCH(CE$5,'Utilisation profile'!$F56:$CR56,0))),0)","v":0},{"$f":"IF($A56>0,IF(ISNA(MATCH(CF$5,'Utilisation profile'!$F56:$CR56,0)),0,INDEX('Asset data'!$L56:$CX56,1,MATCH(CF$5,'Utilisation profile'!$F56:$CR56,0))),0)","v":0},{"$f":"IF($A56>0,IF(ISNA(MATCH(CG$5,'Utilisation profile'!$F56:$CR56,0)),0,INDEX('Asset data'!$L56:$CX56,1,MATCH(CG$5,'Utilisation profile'!$F56:$CR56,0))),0)","v":0},{"$f":"IF($A56>0,IF(ISNA(MATCH(CH$5,'Utilisation profile'!$F56:$CR56,0)),0,INDEX('Asset data'!$L56:$CX56,1,MATCH(CH$5,'Utilisation profile'!$F56:$CR56,0))),0)","v":0},{"$f":"IF($A56>0,IF(ISNA(MATCH(CI$5,'Utilisation profile'!$F56:$CR56,0)),0,INDEX('Asset data'!$L56:$CX56,1,MATCH(CI$5,'Utilisation profile'!$F56:$CR56,0))),0)","v":0},{"$f":"IF($A56>0,IF(ISNA(MATCH(CJ$5,'Utilisation profile'!$F56:$CR56,0)),0,INDEX('Asset data'!$L56:$CX56,1,MATCH(CJ$5,'Utilisation profile'!$F56:$CR56,0))),0)","v":0},{"$f":"IF($A56>0,IF(ISNA(MATCH(CK$5,'Utilisation profile'!$F56:$CR56,0)),0,INDEX('Asset data'!$L56:$CX56,1,MATCH(CK$5,'Utilisation profile'!$F56:$CR56,0))),0)","v":0},{"$f":"IF($A56>0,IF(ISNA(MATCH(CL$5,'Utilisation profile'!$F56:$CR56,0)),0,INDEX('Asset data'!$L56:$CX56,1,MATCH(CL$5,'Utilisation profile'!$F56:$CR56,0))),0)","v":0},{"$f":"IF($A56>0,IF(ISNA(MATCH(CM$5,'Utilisation profile'!$F56:$CR56,0)),0,INDEX('Asset data'!$L56:$CX56,1,MATCH(CM$5,'Utilisation profile'!$F56:$CR56,0))),0)","v":0},{"$f":"IF($A56>0,IF(ISNA(MATCH(CN$5,'Utilisation profile'!$F56:$CR56,0)),0,INDEX('Asset data'!$L56:$CX56,1,MATCH(CN$5,'Utilisation profile'!$F56:$CR56,0))),0)","v":0},{"$f":"IF($A56>0,IF(ISNA(MATCH(CO$5,'Utilisation profile'!$F56:$CR56,0)),0,INDEX('Asset data'!$L56:$CX56,1,MATCH(CO$5,'Utilisation profile'!$F56:$CR56,0))),0)","v":0},{"$f":"IF($A56>0,IF(ISNA(MATCH(CP$5,'Utilisation profile'!$F56:$CR56,0)),0,INDEX('Asset data'!$L56:$CX56,1,MATCH(CP$5,'Utilisation profile'!$F56:$CR56,0))),0)","v":0},{"$f":"IF($A56>0,IF(ISNA(MATCH(CQ$5,'Utilisation profile'!$F56:$CR56,0)),0,INDEX('Asset data'!$L56:$CX56,1,MATCH(CQ$5,'Utilisation profile'!$F56:$CR56,0))),0)","v":0},{"$f":"IF($A56>0,IF(ISNA(MATCH(CR$5,'Utilisation profile'!$F56:$CR56,0)),0,INDEX('Asset data'!$L56:$CX56,1,MATCH(CR$5,'Utilisation profile'!$F56:$CR56,0))),0)","v":0},{"$f":"IF($A56>0,IF(ISNA(MATCH(CS$5,'Utilisation profile'!$F56:$CR56,0)),0,INDEX('Asset data'!$L56:$CX56,1,MATCH(CS$5,'Utilisation profile'!$F56:$CR56,0))),0)","v":0},{"$f":"IF($A56>0,IF(ISNA(MATCH(CT$5,'Utilisation profile'!$F56:$CR56,0)),0,INDEX('Asset data'!$L56:$CX56,1,MATCH(CT$5,'Utilisation profile'!$F56:$CR56,0))),0)","v":0},{"$f":"IF($A56>0,IF(ISNA(MATCH(CU$5,'Utilisation profile'!$F56:$CR56,0)),0,INDEX('Asset data'!$L56:$CX56,1,MATCH(CU$5,'Utilisation profile'!$F56:$CR56,0))),0)","v":0},{"$f":"IF($A56>0,IF(ISNA(MATCH(CV$5,'Utilisation profile'!$F56:$CR56,0)),0,INDEX('Asset data'!$L56:$CX56,1,MATCH(CV$5,'Utilisation profile'!$F56:$CR56,0))),0)","v":0},{"$f":"IF($A56>0,IF(ISNA(MATCH(CW$5,'Utilisation profile'!$F56:$CR56,0)),0,INDEX('Asset data'!$L56:$CX56,1,MATCH(CW$5,'Utilisation profile'!$F56:$CR56,0))),0)","v":0},{"$f":"IF($A56>0,IF(ISNA(MATCH(CX$5,'Utilisation profile'!$F56:$CR56,0)),0,INDEX('Asset data'!$L56:$CX56,1,MATCH(CX$5,'Utilisation profile'!$F56:$CR56,0))),0)","v":0},{"$f":"IF($A56>0,IF(ISNA(MATCH(CY$5,'Utilisation profile'!$F56:$CR56,0)),0,INDEX('Asset data'!$L56:$CX56,1,MATCH(CY$5,'Utilisation profile'!$F56:$CR56,0))),0)","v":0},{"$f":"IF($A56>0,IF(ISNA(MATCH(CZ$5,'Utilisation profile'!$F56:$CR56,0)),0,INDEX('Asset data'!$L56:$CX56,1,MATCH(CZ$5,'Utilisation profile'!$F56:$CR56,0))),0)","v":0},{"$f":"IF($A56>0,IF(ISNA(MATCH(DA$5,'Utilisation profile'!$F56:$CR56,0)),0,INDEX('Asset data'!$L56:$CX56,1,MATCH(DA$5,'Utilisation profile'!$F56:$CR56,0))),0)","v":0},{"$f":"IF($A56>0,IF(ISNA(MATCH(DB$5,'Utilisation profile'!$F56:$CR56,0)),0,INDEX('Asset data'!$L56:$CX56,1,MATCH(DB$5,'Utilisation profile'!$F56:$CR56,0))),0)","v":0},{"$f":"IF($A56>0,IF(ISNA(MATCH(DC$5,'Utilisation profile'!$F56:$CR56,0)),0,INDEX('Asset data'!$L56:$CX56,1,MATCH(DC$5,'Utilisation profile'!$F56:$CR56,0))),0)","v":0},{"$f":"IF($A56>0,IF(ISNA(MATCH(DD$5,'Utilisation profile'!$F56:$CR56,0)),0,INDEX('Asset data'!$L56:$CX56,1,MATCH(DD$5,'Utilisation profile'!$F56:$CR56,0))),0)","v":0},{"$f":"IF($A56>0,IF(ISNA(MATCH(DE$5,'Utilisation profile'!$F56:$CR56,0)),0,INDEX('Asset data'!$L56:$CX56,1,MATCH(DE$5,'Utilisation profile'!$F56:$CR56,0))),0)","v":0},{"$f":"IF($A56>0,IF(ISNA(MATCH(DF$5,'Utilisation profile'!$F56:$CR56,0)),0,INDEX('Asset data'!$L56:$CX56,1,MATCH(DF$5,'Utilisation profile'!$F56:$CR56,0))),0)","v":0},{"$f":"IF($A56>0,IF(ISNA(MATCH(DG$5,'Utilisation profile'!$F56:$CR56,0)),0,INDEX('Asset data'!$L56:$CX56,1,MATCH(DG$5,'Utilisation profile'!$F56:$CR56,0))),0)","v":0},{"$f":"IF($A56>0,IF(ISNA(MATCH(DH$5,'Utilisation profile'!$F56:$CR56,0)),0,INDEX('Asset data'!$L56:$CX56,1,MATCH(DH$5,'Utilisation profile'!$F56:$CR56,0))),0)","v":0},{"$f":"IF($A56>0,IF(ISNA(MATCH(DI$5,'Utilisation profile'!$F56:$CR56,0)),0,INDEX('Asset data'!$L56:$CX56,1,MATCH(DI$5,'Utilisation profile'!$F56:$CR56,0))),0)","v":0},{"$f":"IF($A56>0,IF(ISNA(MATCH(DJ$5,'Utilisation profile'!$F56:$CR56,0)),0,INDEX('Asset data'!$L56:$CX56,1,MATCH(DJ$5,'Utilisation profile'!$F56:$CR56,0))),0)","v":0},{"$f":"IF($A56>0,IF(ISNA(MATCH(DK$5,'Utilisation profile'!$F56:$CR56,0)),0,INDEX('Asset data'!$L56:$CX56,1,MATCH(DK$5,'Utilisation profile'!$F56:$CR56,0))),0)","v":0},{"$f":"IF($A56>0,IF(ISNA(MATCH(DL$5,'Utilisation profile'!$F56:$CR56,0)),0,INDEX('Asset data'!$L56:$CX56,1,MATCH(DL$5,'Utilisation profile'!$F56:$CR56,0))),0)","v":0},{"$f":"IF($A56>0,IF(ISNA(MATCH(DM$5,'Utilisation profile'!$F56:$CR56,0)),0,INDEX('Asset data'!$L56:$CX56,1,MATCH(DM$5,'Utilisation profile'!$F56:$CR56,0))),0)","v":0},{"$f":"IF($A56>0,IF(ISNA(MATCH(DN$5,'Utilisation profile'!$F56:$CR56,0)),0,INDEX('Asset data'!$L56:$CX56,1,MATCH(DN$5,'Utilisation profile'!$F56:$CR56,0))),0)","v":0},{"$f":"IF($A56>0,IF(ISNA(MATCH(DO$5,'Utilisation profile'!$F56:$CR56,0)),0,INDEX('Asset data'!$L56:$CX56,1,MATCH(DO$5,'Utilisation profile'!$F56:$CR56,0))),0)","v":0},{"$f":"IF($A56>0,IF(ISNA(MATCH(DP$5,'Utilisation profile'!$F56:$CR56,0)),0,INDEX('Asset data'!$L56:$CX56,1,MATCH(DP$5,'Utilisation profile'!$F56:$CR56,0))),0)","v":0},{"$f":"IF($A56>0,IF(ISNA(MATCH(DQ$5,'Utilisation profile'!$F56:$CR56,0)),0,INDEX('Asset data'!$L56:$CX56,1,MATCH(DQ$5,'Utilisation profile'!$F56:$CR56,0))),0)","v":0},{"$f":"IF($A56>0,IF(ISNA(MATCH(DR$5,'Utilisation profile'!$F56:$CR56,0)),0,INDEX('Asset data'!$L56:$CX56,1,MATCH(DR$5,'Utilisation profile'!$F56:$CR56,0))),0)","v":0},{"$f":"IF($A56>0,IF(ISNA(MATCH(DS$5,'Utilisation profile'!$F56:$CR56,0)),0,INDEX('Asset data'!$L56:$CX56,1,MATCH(DS$5,'Utilisation profile'!$F56:$CR56,0))),0)","v":0},{"$f":"IF($A56>0,IF(ISNA(MATCH(DT$5,'Utilisation profile'!$F56:$CR56,0)),0,INDEX('Asset data'!$L56:$CX56,1,MATCH(DT$5,'Utilisation profile'!$F56:$CR56,0))),0)","v":0},{"$f":"IF($A56>0,IF(ISNA(MATCH(DU$5,'Utilisation profile'!$F56:$CR56,0)),0,INDEX('Asset data'!$L56:$CX56,1,MATCH(DU$5,'Utilisation profile'!$F56:$CR56,0))),0)","v":0},{"$f":"IF($A56>0,IF(ISNA(MATCH(DV$5,'Utilisation profile'!$F56:$CR56,0)),0,INDEX('Asset data'!$L56:$CX56,1,MATCH(DV$5,'Utilisation profile'!$F56:$CR56,0))),0)","v":0},{"$f":"IF($A56>0,IF(ISNA(MATCH(DW$5,'Utilisation profile'!$F56:$CR56,0)),0,INDEX('Asset data'!$L56:$CX56,1,MATCH(DW$5,'Utilisation profile'!$F56:$CR56,0))),0)","v":0},{"$f":"IF($A56>0,IF(ISNA(MATCH(DX$5,'Utilisation profile'!$F56:$CR56,0)),0,INDEX('Asset data'!$L56:$CX56,1,MATCH(DX$5,'Utilisation profile'!$F56:$CR56,0))),0)","v":0},{"$f":"IF($A56>0,IF(ISNA(MATCH(DY$5,'Utilisation profile'!$F56:$CR56,0)),0,INDEX('Asset data'!$L56:$CX56,1,MATCH(DY$5,'Utilisation profile'!$F56:$CR56,0))),0)","v":0},{"$f":"IF($A56>0,IF(ISNA(MATCH(DZ$5,'Utilisation profile'!$F56:$CR56,0)),0,INDEX('Asset data'!$L56:$CX56,1,MATCH(DZ$5,'Utilisation profile'!$F56:$CR56,0))),0)","v":0},{"$f":"IF($A56>0,IF(ISNA(MATCH(EA$5,'Utilisation profile'!$F56:$CR56,0)),0,INDEX('Asset data'!$L56:$CX56,1,MATCH(EA$5,'Utilisation profile'!$F56:$CR56,0))),0)","v":0},{"$f":"IF($A56>0,IF(ISNA(MATCH(EB$5,'Utilisation profile'!$F56:$CR56,0)),0,INDEX('Asset data'!$L56:$CX56,1,MATCH(EB$5,'Utilisation profile'!$F56:$CR56,0))),0)","v":0},{"$f":"IF($A56>0,IF(ISNA(MATCH(EC$5,'Utilisation profile'!$F56:$CR56,0)),0,INDEX('Asset data'!$L56:$CX56,1,MATCH(EC$5,'Utilisation profile'!$F56:$CR56,0))),0)","v":0},{"$f":"IF($A56>0,IF(ISNA(MATCH(ED$5,'Utilisation profile'!$F56:$CR56,0)),0,INDEX('Asset data'!$L56:$CX56,1,MATCH(ED$5,'Utilisation profile'!$F56:$CR56,0))),0)","v":0},{"$f":"IF($A56>0,IF(ISNA(MATCH(EE$5,'Utilisation profile'!$F56:$CR56,0)),0,INDEX('Asset data'!$L56:$CX56,1,MATCH(EE$5,'Utilisation profile'!$F56:$CR56,0))),0)","v":0},{"$f":"IF($A56>0,IF(ISNA(MATCH(EF$5,'Utilisation profile'!$F56:$CR56,0)),0,INDEX('Asset data'!$L56:$CX56,1,MATCH(EF$5,'Utilisation profile'!$F56:$CR56,0))),0)","v":0},{"$f":"IF($A56>0,IF(ISNA(MATCH(EG$5,'Utilisation profile'!$F56:$CR56,0)),0,INDEX('Asset data'!$L56:$CX56,1,MATCH(EG$5,'Utilisation profile'!$F56:$CR56,0))),0)","v":0},{"$f":"IF($A56>0,IF(ISNA(MATCH(EH$5,'Utilisation profile'!$F56:$CR56,0)),0,INDEX('Asset data'!$L56:$CX56,1,MATCH(EH$5,'Utilisation profile'!$F56:$CR56,0))),0)","v":0},{"$f":"IF($A56>0,IF(ISNA(MATCH(EI$5,'Utilisation profile'!$F56:$CR56,0)),0,INDEX('Asset data'!$L56:$CX56,1,MATCH(EI$5,'Utilisation profile'!$F56:$CR56,0))),0)","v":0},{"$f":"IF($A56>0,IF(ISNA(MATCH(EJ$5,'Utilisation profile'!$F56:$CR56,0)),0,INDEX('Asset data'!$L56:$CX56,1,MATCH(EJ$5,'Utilisation profile'!$F56:$CR56,0))),0)","v":0},{"$f":"IF($A56>0,IF(ISNA(MATCH(EK$5,'Utilisation profile'!$F56:$CR56,0)),0,INDEX('Asset data'!$L56:$CX56,1,MATCH(EK$5,'Utilisation profile'!$F56:$CR56,0))),0)","v":0},{"$f":"IF($A56>0,IF(ISNA(MATCH(EL$5,'Utilisation profile'!$F56:$CR56,0)),0,INDEX('Asset data'!$L56:$CX56,1,MATCH(EL$5,'Utilisation profile'!$F56:$CR56,0))),0)","v":0},{"$f":"IF($A56>0,IF(ISNA(MATCH(EM$5,'Utilisation profile'!$F56:$CR56,0)),0,INDEX('Asset data'!$L56:$CX56,1,MATCH(EM$5,'Utilisation profile'!$F56:$CR56,0))),0)","v":0},{"$f":"IF($A56>0,IF(ISNA(MATCH(EN$5,'Utilisation profile'!$F56:$CR56,0)),0,INDEX('Asset data'!$L56:$CX56,1,MATCH(EN$5,'Utilisation profile'!$F56:$CR56,0))),0)","v":0},{"$f":"IF($A56>0,IF(ISNA(MATCH(EO$5,'Utilisation profile'!$F56:$CR56,0)),0,INDEX('Asset data'!$L56:$CX56,1,MATCH(EO$5,'Utilisation profile'!$F56:$CR56,0))),0)","v":0},{"$f":"IF($A56>0,IF(ISNA(MATCH(EP$5,'Utilisation profile'!$F56:$CR56,0)),0,INDEX('Asset data'!$L56:$CX56,1,MATCH(EP$5,'Utilisation profile'!$F56:$CR56,0))),0)","v":0},{"$f":"IF($A56>0,IF(ISNA(MATCH(EQ$5,'Utilisation profile'!$F56:$CR56,0)),0,INDEX('Asset data'!$L56:$CX56,1,MATCH(EQ$5,'Utilisation profile'!$F56:$CR56,0))),0)","v":0},{"$f":"IF($A56>0,IF(ISNA(MATCH(ER$5,'Utilisation profile'!$F56:$CR56,0)),0,INDEX('Asset data'!$L56:$CX56,1,MATCH(ER$5,'Utilisation profile'!$F56:$CR56,0))),0)","v":0},{"$f":"IF($A56>0,IF(ISNA(MATCH(ES$5,'Utilisation profile'!$F56:$CR56,0)),0,INDEX('Asset data'!$L56:$CX56,1,MATCH(ES$5,'Utilisation profile'!$F56:$CR56,0))),0)","v":0},{"$f":"IF($A56>0,IF(ISNA(MATCH(ET$5,'Utilisation profile'!$F56:$CR56,0)),0,INDEX('Asset data'!$L56:$CX56,1,MATCH(ET$5,'Utilisation profile'!$F56:$CR56,0))),0)","v":0},{"$f":"IF($A56>0,IF(ISNA(MATCH(EU$5,'Utilisation profile'!$F56:$CR56,0)),0,INDEX('Asset data'!$L56:$CX56,1,MATCH(EU$5,'Utilisation profile'!$F56:$CR56,0))),0)","v":0},{"$f":"IF($A56>0,IF(ISNA(MATCH(EV$5,'Utilisation profile'!$F56:$CR56,0)),0,INDEX('Asset data'!$L56:$CX56,1,MATCH(EV$5,'Utilisation profile'!$F56:$CR56,0))),0)","v":0},{"$f":"IF($A56>0,IF(ISNA(MATCH(EW$5,'Utilisation profile'!$F56:$CR56,0)),0,INDEX('Asset data'!$L56:$CX56,1,MATCH(EW$5,'Utilisation profile'!$F56:$CR56,0))),0)","v":0},{"$f":"IF($A56>0,IF(ISNA(MATCH(EX$5,'Utilisation profile'!$F56:$CR56,0)),0,INDEX('Asset data'!$L56:$CX56,1,MATCH(EX$5,'Utilisation profile'!$F56:$CR56,0))),0)","v":0},{"$f":"IF($A56>0,IF(ISNA(MATCH(EY$5,'Utilisation profile'!$F56:$CR56,0)),0,INDEX('Asset data'!$L56:$CX56,1,MATCH(EY$5,'Utilisation profile'!$F56:$CR56,0))),0)","v":0},{"$f":"IF($A56>0,IF(ISNA(MATCH(EZ$5,'Utilisation profile'!$F56:$CR56,0)),0,INDEX('Asset data'!$L56:$CX56,1,MATCH(EZ$5,'Utilisation profile'!$F56:$CR56,0))),0)","v":0},{"$f":"IF($A56>0,IF(ISNA(MATCH(FA$5,'Utilisation profile'!$F56:$CR56,0)),0,INDEX('Asset data'!$L56:$CX56,1,MATCH(FA$5,'Utilisation profile'!$F56:$CR56,0))),0)","v":0}]
[{"$f":"'Asset data'!A57","v":0},{"$f":"'Asset data'!B57","v":0},{"$f":"'Asset data'!C57","v":0},{"$f":"'Asset data'!E57","v":0},{"$f":"'Asset data'!I57","v":0},{"$f":"IF($A57>0,'Utilisation profile'!CU57,0)","v":0},{"$f":"IF($A57>0,IF(ISNA(MATCH(G$5,'Utilisation profile'!$F57:$CR57,0)),0,INDEX('Asset data'!$L57:$CX57,1,MATCH(G$5,'Utilisation profile'!$F57:$CR57,0))),0)","v":0},{"$f":"IF($A57>0,IF(ISNA(MATCH(H$5,'Utilisation profile'!$F57:$CR57,0)),0,INDEX('Asset data'!$L57:$CX57,1,MATCH(H$5,'Utilisation profile'!$F57:$CR57,0))),0)","v":0},{"$f":"IF($A57>0,IF(ISNA(MATCH(I$5,'Utilisation profile'!$F57:$CR57,0)),0,INDEX('Asset data'!$L57:$CX57,1,MATCH(I$5,'Utilisation profile'!$F57:$CR57,0))),0)","v":0},{"$f":"IF($A57>0,IF(ISNA(MATCH(J$5,'Utilisation profile'!$F57:$CR57,0)),0,INDEX('Asset data'!$L57:$CX57,1,MATCH(J$5,'Utilisation profile'!$F57:$CR57,0))),0)","v":0},{"$f":"IF($A57>0,IF(ISNA(MATCH(K$5,'Utilisation profile'!$F57:$CR57,0)),0,INDEX('Asset data'!$L57:$CX57,1,MATCH(K$5,'Utilisation profile'!$F57:$CR57,0))),0)","v":0},{"$f":"IF($A57>0,IF(ISNA(MATCH(L$5,'Utilisation profile'!$F57:$CR57,0)),0,INDEX('Asset data'!$L57:$CX57,1,MATCH(L$5,'Utilisation profile'!$F57:$CR57,0))),0)","v":0},{"$f":"IF($A57>0,IF(ISNA(MATCH(M$5,'Utilisation profile'!$F57:$CR57,0)),0,INDEX('Asset data'!$L57:$CX57,1,MATCH(M$5,'Utilisation profile'!$F57:$CR57,0))),0)","v":0},{"$f":"IF($A57>0,IF(ISNA(MATCH(N$5,'Utilisation profile'!$F57:$CR57,0)),0,INDEX('Asset data'!$L57:$CX57,1,MATCH(N$5,'Utilisation profile'!$F57:$CR57,0))),0)","v":0},{"$f":"IF($A57>0,IF(ISNA(MATCH(O$5,'Utilisation profile'!$F57:$CR57,0)),0,INDEX('Asset data'!$L57:$CX57,1,MATCH(O$5,'Utilisation profile'!$F57:$CR57,0))),0)","v":0},{"$f":"IF($A57>0,IF(ISNA(MATCH(P$5,'Utilisation profile'!$F57:$CR57,0)),0,INDEX('Asset data'!$L57:$CX57,1,MATCH(P$5,'Utilisation profile'!$F57:$CR57,0))),0)","v":0},{"$f":"IF($A57>0,IF(ISNA(MATCH(Q$5,'Utilisation profile'!$F57:$CR57,0)),0,INDEX('Asset data'!$L57:$CX57,1,MATCH(Q$5,'Utilisation profile'!$F57:$CR57,0))),0)","v":0},{"$f":"IF($A57>0,IF(ISNA(MATCH(R$5,'Utilisation profile'!$F57:$CR57,0)),0,INDEX('Asset data'!$L57:$CX57,1,MATCH(R$5,'Utilisation profile'!$F57:$CR57,0))),0)","v":0},{"$f":"IF($A57>0,IF(ISNA(MATCH(S$5,'Utilisation profile'!$F57:$CR57,0)),0,INDEX('Asset data'!$L57:$CX57,1,MATCH(S$5,'Utilisation profile'!$F57:$CR57,0))),0)","v":0},{"$f":"IF($A57>0,IF(ISNA(MATCH(T$5,'Utilisation profile'!$F57:$CR57,0)),0,INDEX('Asset data'!$L57:$CX57,1,MATCH(T$5,'Utilisation profile'!$F57:$CR57,0))),0)","v":0},{"$f":"IF($A57>0,IF(ISNA(MATCH(U$5,'Utilisation profile'!$F57:$CR57,0)),0,INDEX('Asset data'!$L57:$CX57,1,MATCH(U$5,'Utilisation profile'!$F57:$CR57,0))),0)","v":0},{"$f":"IF($A57>0,IF(ISNA(MATCH(V$5,'Utilisation profile'!$F57:$CR57,0)),0,INDEX('Asset data'!$L57:$CX57,1,MATCH(V$5,'Utilisation profile'!$F57:$CR57,0))),0)","v":0},{"$f":"IF($A57>0,IF(ISNA(MATCH(W$5,'Utilisation profile'!$F57:$CR57,0)),0,INDEX('Asset data'!$L57:$CX57,1,MATCH(W$5,'Utilisation profile'!$F57:$CR57,0))),0)","v":0},{"$f":"IF($A57>0,IF(ISNA(MATCH(X$5,'Utilisation profile'!$F57:$CR57,0)),0,INDEX('Asset data'!$L57:$CX57,1,MATCH(X$5,'Utilisation profile'!$F57:$CR57,0))),0)","v":0},{"$f":"IF($A57>0,IF(ISNA(MATCH(Y$5,'Utilisation profile'!$F57:$CR57,0)),0,INDEX('Asset data'!$L57:$CX57,1,MATCH(Y$5,'Utilisation profile'!$F57:$CR57,0))),0)","v":0},{"$f":"IF($A57>0,IF(ISNA(MATCH(Z$5,'Utilisation profile'!$F57:$CR57,0)),0,INDEX('Asset data'!$L57:$CX57,1,MATCH(Z$5,'Utilisation profile'!$F57:$CR57,0))),0)","v":0},{"$f":"IF($A57>0,IF(ISNA(MATCH(AA$5,'Utilisation profile'!$F57:$CR57,0)),0,INDEX('Asset data'!$L57:$CX57,1,MATCH(AA$5,'Utilisation profile'!$F57:$CR57,0))),0)","v":0},{"$f":"IF($A57>0,IF(ISNA(MATCH(AB$5,'Utilisation profile'!$F57:$CR57,0)),0,INDEX('Asset data'!$L57:$CX57,1,MATCH(AB$5,'Utilisation profile'!$F57:$CR57,0))),0)","v":0},{"$f":"IF($A57>0,IF(ISNA(MATCH(AC$5,'Utilisation profile'!$F57:$CR57,0)),0,INDEX('Asset data'!$L57:$CX57,1,MATCH(AC$5,'Utilisation profile'!$F57:$CR57,0))),0)","v":0},{"$f":"IF($A57>0,IF(ISNA(MATCH(AD$5,'Utilisation profile'!$F57:$CR57,0)),0,INDEX('Asset data'!$L57:$CX57,1,MATCH(AD$5,'Utilisation profile'!$F57:$CR57,0))),0)","v":0},{"$f":"IF($A57>0,IF(ISNA(MATCH(AE$5,'Utilisation profile'!$F57:$CR57,0)),0,INDEX('Asset data'!$L57:$CX57,1,MATCH(AE$5,'Utilisation profile'!$F57:$CR57,0))),0)","v":0},{"$f":"IF($A57>0,IF(ISNA(MATCH(AF$5,'Utilisation profile'!$F57:$CR57,0)),0,INDEX('Asset data'!$L57:$CX57,1,MATCH(AF$5,'Utilisation profile'!$F57:$CR57,0))),0)","v":0},{"$f":"IF($A57>0,IF(ISNA(MATCH(AG$5,'Utilisation profile'!$F57:$CR57,0)),0,INDEX('Asset data'!$L57:$CX57,1,MATCH(AG$5,'Utilisation profile'!$F57:$CR57,0))),0)","v":0},{"$f":"IF($A57>0,IF(ISNA(MATCH(AH$5,'Utilisation profile'!$F57:$CR57,0)),0,INDEX('Asset data'!$L57:$CX57,1,MATCH(AH$5,'Utilisation profile'!$F57:$CR57,0))),0)","v":0},{"$f":"IF($A57>0,IF(ISNA(MATCH(AI$5,'Utilisation profile'!$F57:$CR57,0)),0,INDEX('Asset data'!$L57:$CX57,1,MATCH(AI$5,'Utilisation profile'!$F57:$CR57,0))),0)","v":0},{"$f":"IF($A57>0,IF(ISNA(MATCH(AJ$5,'Utilisation profile'!$F57:$CR57,0)),0,INDEX('Asset data'!$L57:$CX57,1,MATCH(AJ$5,'Utilisation profile'!$F57:$CR57,0))),0)","v":0},{"$f":"IF($A57>0,IF(ISNA(MATCH(AK$5,'Utilisation profile'!$F57:$CR57,0)),0,INDEX('Asset data'!$L57:$CX57,1,MATCH(AK$5,'Utilisation profile'!$F57:$CR57,0))),0)","v":0},{"$f":"IF($A57>0,IF(ISNA(MATCH(AL$5,'Utilisation profile'!$F57:$CR57,0)),0,INDEX('Asset data'!$L57:$CX57,1,MATCH(AL$5,'Utilisation profile'!$F57:$CR57,0))),0)","v":0},{"$f":"IF($A57>0,IF(ISNA(MATCH(AM$5,'Utilisation profile'!$F57:$CR57,0)),0,INDEX('Asset data'!$L57:$CX57,1,MATCH(AM$5,'Utilisation profile'!$F57:$CR57,0))),0)","v":0},{"$f":"IF($A57>0,IF(ISNA(MATCH(AN$5,'Utilisation profile'!$F57:$CR57,0)),0,INDEX('Asset data'!$L57:$CX57,1,MATCH(AN$5,'Utilisation profile'!$F57:$CR57,0))),0)","v":0},{"$f":"IF($A57>0,IF(ISNA(MATCH(AO$5,'Utilisation profile'!$F57:$CR57,0)),0,INDEX('Asset data'!$L57:$CX57,1,MATCH(AO$5,'Utilisation profile'!$F57:$CR57,0))),0)","v":0},{"$f":"IF($A57>0,IF(ISNA(MATCH(AP$5,'Utilisation profile'!$F57:$CR57,0)),0,INDEX('Asset data'!$L57:$CX57,1,MATCH(AP$5,'Utilisation profile'!$F57:$CR57,0))),0)","v":0},{"$f":"IF($A57>0,IF(ISNA(MATCH(AQ$5,'Utilisation profile'!$F57:$CR57,0)),0,INDEX('Asset data'!$L57:$CX57,1,MATCH(AQ$5,'Utilisation profile'!$F57:$CR57,0))),0)","v":0},{"$f":"IF($A57>0,IF(ISNA(MATCH(AR$5,'Utilisation profile'!$F57:$CR57,0)),0,INDEX('Asset data'!$L57:$CX57,1,MATCH(AR$5,'Utilisation profile'!$F57:$CR57,0))),0)","v":0},{"$f":"IF($A57>0,IF(ISNA(MATCH(AS$5,'Utilisation profile'!$F57:$CR57,0)),0,INDEX('Asset data'!$L57:$CX57,1,MATCH(AS$5,'Utilisation profile'!$F57:$CR57,0))),0)","v":0},{"$f":"IF($A57>0,IF(ISNA(MATCH(AT$5,'Utilisation profile'!$F57:$CR57,0)),0,INDEX('Asset data'!$L57:$CX57,1,MATCH(AT$5,'Utilisation profile'!$F57:$CR57,0))),0)","v":0},{"$f":"IF($A57>0,IF(ISNA(MATCH(AU$5,'Utilisation profile'!$F57:$CR57,0)),0,INDEX('Asset data'!$L57:$CX57,1,MATCH(AU$5,'Utilisation profile'!$F57:$CR57,0))),0)","v":0},{"$f":"IF($A57>0,IF(ISNA(MATCH(AV$5,'Utilisation profile'!$F57:$CR57,0)),0,INDEX('Asset data'!$L57:$CX57,1,MATCH(AV$5,'Utilisation profile'!$F57:$CR57,0))),0)","v":0},{"$f":"IF($A57>0,IF(ISNA(MATCH(AW$5,'Utilisation profile'!$F57:$CR57,0)),0,INDEX('Asset data'!$L57:$CX57,1,MATCH(AW$5,'Utilisation profile'!$F57:$CR57,0))),0)","v":0},{"$f":"IF($A57>0,IF(ISNA(MATCH(AX$5,'Utilisation profile'!$F57:$CR57,0)),0,INDEX('Asset data'!$L57:$CX57,1,MATCH(AX$5,'Utilisation profile'!$F57:$CR57,0))),0)","v":0},{"$f":"IF($A57>0,IF(ISNA(MATCH(AY$5,'Utilisation profile'!$F57:$CR57,0)),0,INDEX('Asset data'!$L57:$CX57,1,MATCH(AY$5,'Utilisation profile'!$F57:$CR57,0))),0)","v":0},{"$f":"IF($A57>0,IF(ISNA(MATCH(AZ$5,'Utilisation profile'!$F57:$CR57,0)),0,INDEX('Asset data'!$L57:$CX57,1,MATCH(AZ$5,'Utilisation profile'!$F57:$CR57,0))),0)","v":0},{"$f":"IF($A57>0,IF(ISNA(MATCH(BA$5,'Utilisation profile'!$F57:$CR57,0)),0,INDEX('Asset data'!$L57:$CX57,1,MATCH(BA$5,'Utilisation profile'!$F57:$CR57,0))),0)","v":0},{"$f":"IF($A57>0,IF(ISNA(MATCH(BB$5,'Utilisation profile'!$F57:$CR57,0)),0,INDEX('Asset data'!$L57:$CX57,1,MATCH(BB$5,'Utilisation profile'!$F57:$CR57,0))),0)","v":0},{"$f":"IF($A57>0,IF(ISNA(MATCH(BC$5,'Utilisation profile'!$F57:$CR57,0)),0,INDEX('Asset data'!$L57:$CX57,1,MATCH(BC$5,'Utilisation profile'!$F57:$CR57,0))),0)","v":0},{"$f":"IF($A57>0,IF(ISNA(MATCH(BD$5,'Utilisation profile'!$F57:$CR57,0)),0,INDEX('Asset data'!$L57:$CX57,1,MATCH(BD$5,'Utilisation profile'!$F57:$CR57,0))),0)","v":0},{"$f":"IF($A57>0,IF(ISNA(MATCH(BE$5,'Utilisation profile'!$F57:$CR57,0)),0,INDEX('Asset data'!$L57:$CX57,1,MATCH(BE$5,'Utilisation profile'!$F57:$CR57,0))),0)","v":0},{"$f":"IF($A57>0,IF(ISNA(MATCH(BF$5,'Utilisation profile'!$F57:$CR57,0)),0,INDEX('Asset data'!$L57:$CX57,1,MATCH(BF$5,'Utilisation profile'!$F57:$CR57,0))),0)","v":0},{"$f":"IF($A57>0,IF(ISNA(MATCH(BG$5,'Utilisation profile'!$F57:$CR57,0)),0,INDEX('Asset data'!$L57:$CX57,1,MATCH(BG$5,'Utilisation profile'!$F57:$CR57,0))),0)","v":0},{"$f":"IF($A57>0,IF(ISNA(MATCH(BH$5,'Utilisation profile'!$F57:$CR57,0)),0,INDEX('Asset data'!$L57:$CX57,1,MATCH(BH$5,'Utilisation profile'!$F57:$CR57,0))),0)","v":0},{"$f":"IF($A57>0,IF(ISNA(MATCH(BI$5,'Utilisation profile'!$F57:$CR57,0)),0,INDEX('Asset data'!$L57:$CX57,1,MATCH(BI$5,'Utilisation profile'!$F57:$CR57,0))),0)","v":0},{"$f":"IF($A57>0,IF(ISNA(MATCH(BJ$5,'Utilisation profile'!$F57:$CR57,0)),0,INDEX('Asset data'!$L57:$CX57,1,MATCH(BJ$5,'Utilisation profile'!$F57:$CR57,0))),0)","v":0},{"$f":"IF($A57>0,IF(ISNA(MATCH(BK$5,'Utilisation profile'!$F57:$CR57,0)),0,INDEX('Asset data'!$L57:$CX57,1,MATCH(BK$5,'Utilisation profile'!$F57:$CR57,0))),0)","v":0},{"$f":"IF($A57>0,IF(ISNA(MATCH(BL$5,'Utilisation profile'!$F57:$CR57,0)),0,INDEX('Asset data'!$L57:$CX57,1,MATCH(BL$5,'Utilisation profile'!$F57:$CR57,0))),0)","v":0},{"$f":"IF($A57>0,IF(ISNA(MATCH(BM$5,'Utilisation profile'!$F57:$CR57,0)),0,INDEX('Asset data'!$L57:$CX57,1,MATCH(BM$5,'Utilisation profile'!$F57:$CR57,0))),0)","v":0},{"$f":"IF($A57>0,IF(ISNA(MATCH(BN$5,'Utilisation profile'!$F57:$CR57,0)),0,INDEX('Asset data'!$L57:$CX57,1,MATCH(BN$5,'Utilisation profile'!$F57:$CR57,0))),0)","v":0},{"$f":"IF($A57>0,IF(ISNA(MATCH(BO$5,'Utilisation profile'!$F57:$CR57,0)),0,INDEX('Asset data'!$L57:$CX57,1,MATCH(BO$5,'Utilisation profile'!$F57:$CR57,0))),0)","v":0},{"$f":"IF($A57>0,IF(ISNA(MATCH(BP$5,'Utilisation profile'!$F57:$CR57,0)),0,INDEX('Asset data'!$L57:$CX57,1,MATCH(BP$5,'Utilisation profile'!$F57:$CR57,0))),0)","v":0},{"$f":"IF($A57>0,IF(ISNA(MATCH(BQ$5,'Utilisation profile'!$F57:$CR57,0)),0,INDEX('Asset data'!$L57:$CX57,1,MATCH(BQ$5,'Utilisation profile'!$F57:$CR57,0))),0)","v":0},{"$f":"IF($A57>0,IF(ISNA(MATCH(BR$5,'Utilisation profile'!$F57:$CR57,0)),0,INDEX('Asset data'!$L57:$CX57,1,MATCH(BR$5,'Utilisation profile'!$F57:$CR57,0))),0)","v":0},{"$f":"IF($A57>0,IF(ISNA(MATCH(BS$5,'Utilisation profile'!$F57:$CR57,0)),0,INDEX('Asset data'!$L57:$CX57,1,MATCH(BS$5,'Utilisation profile'!$F57:$CR57,0))),0)","v":0},{"$f":"IF($A57>0,IF(ISNA(MATCH(BT$5,'Utilisation profile'!$F57:$CR57,0)),0,INDEX('Asset data'!$L57:$CX57,1,MATCH(BT$5,'Utilisation profile'!$F57:$CR57,0))),0)","v":0},{"$f":"IF($A57>0,IF(ISNA(MATCH(BU$5,'Utilisation profile'!$F57:$CR57,0)),0,INDEX('Asset data'!$L57:$CX57,1,MATCH(BU$5,'Utilisation profile'!$F57:$CR57,0))),0)","v":0},{"$f":"IF($A57>0,IF(ISNA(MATCH(BV$5,'Utilisation profile'!$F57:$CR57,0)),0,INDEX('Asset data'!$L57:$CX57,1,MATCH(BV$5,'Utilisation profile'!$F57:$CR57,0))),0)","v":0},{"$f":"IF($A57>0,IF(ISNA(MATCH(BW$5,'Utilisation profile'!$F57:$CR57,0)),0,INDEX('Asset data'!$L57:$CX57,1,MATCH(BW$5,'Utilisation profile'!$F57:$CR57,0))),0)","v":0},{"$f":"IF($A57>0,IF(ISNA(MATCH(BX$5,'Utilisation profile'!$F57:$CR57,0)),0,INDEX('Asset data'!$L57:$CX57,1,MATCH(BX$5,'Utilisation profile'!$F57:$CR57,0))),0)","v":0},{"$f":"IF($A57>0,IF(ISNA(MATCH(BY$5,'Utilisation profile'!$F57:$CR57,0)),0,INDEX('Asset data'!$L57:$CX57,1,MATCH(BY$5,'Utilisation profile'!$F57:$CR57,0))),0)","v":0},{"$f":"IF($A57>0,IF(ISNA(MATCH(BZ$5,'Utilisation profile'!$F57:$CR57,0)),0,INDEX('Asset data'!$L57:$CX57,1,MATCH(BZ$5,'Utilisation profile'!$F57:$CR57,0))),0)","v":0},{"$f":"IF($A57>0,IF(ISNA(MATCH(CA$5,'Utilisation profile'!$F57:$CR57,0)),0,INDEX('Asset data'!$L57:$CX57,1,MATCH(CA$5,'Utilisation profile'!$F57:$CR57,0))),0)","v":0},{"$f":"IF($A57>0,IF(ISNA(MATCH(CB$5,'Utilisation profile'!$F57:$CR57,0)),0,INDEX('Asset data'!$L57:$CX57,1,MATCH(CB$5,'Utilisation profile'!$F57:$CR57,0))),0)","v":0},{"$f":"IF($A57>0,IF(ISNA(MATCH(CC$5,'Utilisation profile'!$F57:$CR57,0)),0,INDEX('Asset data'!$L57:$CX57,1,MATCH(CC$5,'Utilisation profile'!$F57:$CR57,0))),0)","v":0},{"$f":"IF($A57>0,IF(ISNA(MATCH(CD$5,'Utilisation profile'!$F57:$CR57,0)),0,INDEX('Asset data'!$L57:$CX57,1,MATCH(CD$5,'Utilisation profile'!$F57:$CR57,0))),0)","v":0},{"$f":"IF($A57>0,IF(ISNA(MATCH(CE$5,'Utilisation profile'!$F57:$CR57,0)),0,INDEX('Asset data'!$L57:$CX57,1,MATCH(CE$5,'Utilisation profile'!$F57:$CR57,0))),0)","v":0},{"$f":"IF($A57>0,IF(ISNA(MATCH(CF$5,'Utilisation profile'!$F57:$CR57,0)),0,INDEX('Asset data'!$L57:$CX57,1,MATCH(CF$5,'Utilisation profile'!$F57:$CR57,0))),0)","v":0},{"$f":"IF($A57>0,IF(ISNA(MATCH(CG$5,'Utilisation profile'!$F57:$CR57,0)),0,INDEX('Asset data'!$L57:$CX57,1,MATCH(CG$5,'Utilisation profile'!$F57:$CR57,0))),0)","v":0},{"$f":"IF($A57>0,IF(ISNA(MATCH(CH$5,'Utilisation profile'!$F57:$CR57,0)),0,INDEX('Asset data'!$L57:$CX57,1,MATCH(CH$5,'Utilisation profile'!$F57:$CR57,0))),0)","v":0},{"$f":"IF($A57>0,IF(ISNA(MATCH(CI$5,'Utilisation profile'!$F57:$CR57,0)),0,INDEX('Asset data'!$L57:$CX57,1,MATCH(CI$5,'Utilisation profile'!$F57:$CR57,0))),0)","v":0},{"$f":"IF($A57>0,IF(ISNA(MATCH(CJ$5,'Utilisation profile'!$F57:$CR57,0)),0,INDEX('Asset data'!$L57:$CX57,1,MATCH(CJ$5,'Utilisation profile'!$F57:$CR57,0))),0)","v":0},{"$f":"IF($A57>0,IF(ISNA(MATCH(CK$5,'Utilisation profile'!$F57:$CR57,0)),0,INDEX('Asset data'!$L57:$CX57,1,MATCH(CK$5,'Utilisation profile'!$F57:$CR57,0))),0)","v":0},{"$f":"IF($A57>0,IF(ISNA(MATCH(CL$5,'Utilisation profile'!$F57:$CR57,0)),0,INDEX('Asset data'!$L57:$CX57,1,MATCH(CL$5,'Utilisation profile'!$F57:$CR57,0))),0)","v":0},{"$f":"IF($A57>0,IF(ISNA(MATCH(CM$5,'Utilisation profile'!$F57:$CR57,0)),0,INDEX('Asset data'!$L57:$CX57,1,MATCH(CM$5,'Utilisation profile'!$F57:$CR57,0))),0)","v":0},{"$f":"IF($A57>0,IF(ISNA(MATCH(CN$5,'Utilisation profile'!$F57:$CR57,0)),0,INDEX('Asset data'!$L57:$CX57,1,MATCH(CN$5,'Utilisation profile'!$F57:$CR57,0))),0)","v":0},{"$f":"IF($A57>0,IF(ISNA(MATCH(CO$5,'Utilisation profile'!$F57:$CR57,0)),0,INDEX('Asset data'!$L57:$CX57,1,MATCH(CO$5,'Utilisation profile'!$F57:$CR57,0))),0)","v":0},{"$f":"IF($A57>0,IF(ISNA(MATCH(CP$5,'Utilisation profile'!$F57:$CR57,0)),0,INDEX('Asset data'!$L57:$CX57,1,MATCH(CP$5,'Utilisation profile'!$F57:$CR57,0))),0)","v":0},{"$f":"IF($A57>0,IF(ISNA(MATCH(CQ$5,'Utilisation profile'!$F57:$CR57,0)),0,INDEX('Asset data'!$L57:$CX57,1,MATCH(CQ$5,'Utilisation profile'!$F57:$CR57,0))),0)","v":0},{"$f":"IF($A57>0,IF(ISNA(MATCH(CR$5,'Utilisation profile'!$F57:$CR57,0)),0,INDEX('Asset data'!$L57:$CX57,1,MATCH(CR$5,'Utilisation profile'!$F57:$CR57,0))),0)","v":0},{"$f":"IF($A57>0,IF(ISNA(MATCH(CS$5,'Utilisation profile'!$F57:$CR57,0)),0,INDEX('Asset data'!$L57:$CX57,1,MATCH(CS$5,'Utilisation profile'!$F57:$CR57,0))),0)","v":0},{"$f":"IF($A57>0,IF(ISNA(MATCH(CT$5,'Utilisation profile'!$F57:$CR57,0)),0,INDEX('Asset data'!$L57:$CX57,1,MATCH(CT$5,'Utilisation profile'!$F57:$CR57,0))),0)","v":0},{"$f":"IF($A57>0,IF(ISNA(MATCH(CU$5,'Utilisation profile'!$F57:$CR57,0)),0,INDEX('Asset data'!$L57:$CX57,1,MATCH(CU$5,'Utilisation profile'!$F57:$CR57,0))),0)","v":0},{"$f":"IF($A57>0,IF(ISNA(MATCH(CV$5,'Utilisation profile'!$F57:$CR57,0)),0,INDEX('Asset data'!$L57:$CX57,1,MATCH(CV$5,'Utilisation profile'!$F57:$CR57,0))),0)","v":0},{"$f":"IF($A57>0,IF(ISNA(MATCH(CW$5,'Utilisation profile'!$F57:$CR57,0)),0,INDEX('Asset data'!$L57:$CX57,1,MATCH(CW$5,'Utilisation profile'!$F57:$CR57,0))),0)","v":0},{"$f":"IF($A57>0,IF(ISNA(MATCH(CX$5,'Utilisation profile'!$F57:$CR57,0)),0,INDEX('Asset data'!$L57:$CX57,1,MATCH(CX$5,'Utilisation profile'!$F57:$CR57,0))),0)","v":0},{"$f":"IF($A57>0,IF(ISNA(MATCH(CY$5,'Utilisation profile'!$F57:$CR57,0)),0,INDEX('Asset data'!$L57:$CX57,1,MATCH(CY$5,'Utilisation profile'!$F57:$CR57,0))),0)","v":0},{"$f":"IF($A57>0,IF(ISNA(MATCH(CZ$5,'Utilisation profile'!$F57:$CR57,0)),0,INDEX('Asset data'!$L57:$CX57,1,MATCH(CZ$5,'Utilisation profile'!$F57:$CR57,0))),0)","v":0},{"$f":"IF($A57>0,IF(ISNA(MATCH(DA$5,'Utilisation profile'!$F57:$CR57,0)),0,INDEX('Asset data'!$L57:$CX57,1,MATCH(DA$5,'Utilisation profile'!$F57:$CR57,0))),0)","v":0},{"$f":"IF($A57>0,IF(ISNA(MATCH(DB$5,'Utilisation profile'!$F57:$CR57,0)),0,INDEX('Asset data'!$L57:$CX57,1,MATCH(DB$5,'Utilisation profile'!$F57:$CR57,0))),0)","v":0},{"$f":"IF($A57>0,IF(ISNA(MATCH(DC$5,'Utilisation profile'!$F57:$CR57,0)),0,INDEX('Asset data'!$L57:$CX57,1,MATCH(DC$5,'Utilisation profile'!$F57:$CR57,0))),0)","v":0},{"$f":"IF($A57>0,IF(ISNA(MATCH(DD$5,'Utilisation profile'!$F57:$CR57,0)),0,INDEX('Asset data'!$L57:$CX57,1,MATCH(DD$5,'Utilisation profile'!$F57:$CR57,0))),0)","v":0},{"$f":"IF($A57>0,IF(ISNA(MATCH(DE$5,'Utilisation profile'!$F57:$CR57,0)),0,INDEX('Asset data'!$L57:$CX57,1,MATCH(DE$5,'Utilisation profile'!$F57:$CR57,0))),0)","v":0},{"$f":"IF($A57>0,IF(ISNA(MATCH(DF$5,'Utilisation profile'!$F57:$CR57,0)),0,INDEX('Asset data'!$L57:$CX57,1,MATCH(DF$5,'Utilisation profile'!$F57:$CR57,0))),0)","v":0},{"$f":"IF($A57>0,IF(ISNA(MATCH(DG$5,'Utilisation profile'!$F57:$CR57,0)),0,INDEX('Asset data'!$L57:$CX57,1,MATCH(DG$5,'Utilisation profile'!$F57:$CR57,0))),0)","v":0},{"$f":"IF($A57>0,IF(ISNA(MATCH(DH$5,'Utilisation profile'!$F57:$CR57,0)),0,INDEX('Asset data'!$L57:$CX57,1,MATCH(DH$5,'Utilisation profile'!$F57:$CR57,0))),0)","v":0},{"$f":"IF($A57>0,IF(ISNA(MATCH(DI$5,'Utilisation profile'!$F57:$CR57,0)),0,INDEX('Asset data'!$L57:$CX57,1,MATCH(DI$5,'Utilisation profile'!$F57:$CR57,0))),0)","v":0},{"$f":"IF($A57>0,IF(ISNA(MATCH(DJ$5,'Utilisation profile'!$F57:$CR57,0)),0,INDEX('Asset data'!$L57:$CX57,1,MATCH(DJ$5,'Utilisation profile'!$F57:$CR57,0))),0)","v":0},{"$f":"IF($A57>0,IF(ISNA(MATCH(DK$5,'Utilisation profile'!$F57:$CR57,0)),0,INDEX('Asset data'!$L57:$CX57,1,MATCH(DK$5,'Utilisation profile'!$F57:$CR57,0))),0)","v":0},{"$f":"IF($A57>0,IF(ISNA(MATCH(DL$5,'Utilisation profile'!$F57:$CR57,0)),0,INDEX('Asset data'!$L57:$CX57,1,MATCH(DL$5,'Utilisation profile'!$F57:$CR57,0))),0)","v":0},{"$f":"IF($A57>0,IF(ISNA(MATCH(DM$5,'Utilisation profile'!$F57:$CR57,0)),0,INDEX('Asset data'!$L57:$CX57,1,MATCH(DM$5,'Utilisation profile'!$F57:$CR57,0))),0)","v":0},{"$f":"IF($A57>0,IF(ISNA(MATCH(DN$5,'Utilisation profile'!$F57:$CR57,0)),0,INDEX('Asset data'!$L57:$CX57,1,MATCH(DN$5,'Utilisation profile'!$F57:$CR57,0))),0)","v":0},{"$f":"IF($A57>0,IF(ISNA(MATCH(DO$5,'Utilisation profile'!$F57:$CR57,0)),0,INDEX('Asset data'!$L57:$CX57,1,MATCH(DO$5,'Utilisation profile'!$F57:$CR57,0))),0)","v":0},{"$f":"IF($A57>0,IF(ISNA(MATCH(DP$5,'Utilisation profile'!$F57:$CR57,0)),0,INDEX('Asset data'!$L57:$CX57,1,MATCH(DP$5,'Utilisation profile'!$F57:$CR57,0))),0)","v":0},{"$f":"IF($A57>0,IF(ISNA(MATCH(DQ$5,'Utilisation profile'!$F57:$CR57,0)),0,INDEX('Asset data'!$L57:$CX57,1,MATCH(DQ$5,'Utilisation profile'!$F57:$CR57,0))),0)","v":0},{"$f":"IF($A57>0,IF(ISNA(MATCH(DR$5,'Utilisation profile'!$F57:$CR57,0)),0,INDEX('Asset data'!$L57:$CX57,1,MATCH(DR$5,'Utilisation profile'!$F57:$CR57,0))),0)","v":0},{"$f":"IF($A57>0,IF(ISNA(MATCH(DS$5,'Utilisation profile'!$F57:$CR57,0)),0,INDEX('Asset data'!$L57:$CX57,1,MATCH(DS$5,'Utilisation profile'!$F57:$CR57,0))),0)","v":0},{"$f":"IF($A57>0,IF(ISNA(MATCH(DT$5,'Utilisation profile'!$F57:$CR57,0)),0,INDEX('Asset data'!$L57:$CX57,1,MATCH(DT$5,'Utilisation profile'!$F57:$CR57,0))),0)","v":0},{"$f":"IF($A57>0,IF(ISNA(MATCH(DU$5,'Utilisation profile'!$F57:$CR57,0)),0,INDEX('Asset data'!$L57:$CX57,1,MATCH(DU$5,'Utilisation profile'!$F57:$CR57,0))),0)","v":0},{"$f":"IF($A57>0,IF(ISNA(MATCH(DV$5,'Utilisation profile'!$F57:$CR57,0)),0,INDEX('Asset data'!$L57:$CX57,1,MATCH(DV$5,'Utilisation profile'!$F57:$CR57,0))),0)","v":0},{"$f":"IF($A57>0,IF(ISNA(MATCH(DW$5,'Utilisation profile'!$F57:$CR57,0)),0,INDEX('Asset data'!$L57:$CX57,1,MATCH(DW$5,'Utilisation profile'!$F57:$CR57,0))),0)","v":0},{"$f":"IF($A57>0,IF(ISNA(MATCH(DX$5,'Utilisation profile'!$F57:$CR57,0)),0,INDEX('Asset data'!$L57:$CX57,1,MATCH(DX$5,'Utilisation profile'!$F57:$CR57,0))),0)","v":0},{"$f":"IF($A57>0,IF(ISNA(MATCH(DY$5,'Utilisation profile'!$F57:$CR57,0)),0,INDEX('Asset data'!$L57:$CX57,1,MATCH(DY$5,'Utilisation profile'!$F57:$CR57,0))),0)","v":0},{"$f":"IF($A57>0,IF(ISNA(MATCH(DZ$5,'Utilisation profile'!$F57:$CR57,0)),0,INDEX('Asset data'!$L57:$CX57,1,MATCH(DZ$5,'Utilisation profile'!$F57:$CR57,0))),0)","v":0},{"$f":"IF($A57>0,IF(ISNA(MATCH(EA$5,'Utilisation profile'!$F57:$CR57,0)),0,INDEX('Asset data'!$L57:$CX57,1,MATCH(EA$5,'Utilisation profile'!$F57:$CR57,0))),0)","v":0},{"$f":"IF($A57>0,IF(ISNA(MATCH(EB$5,'Utilisation profile'!$F57:$CR57,0)),0,INDEX('Asset data'!$L57:$CX57,1,MATCH(EB$5,'Utilisation profile'!$F57:$CR57,0))),0)","v":0},{"$f":"IF($A57>0,IF(ISNA(MATCH(EC$5,'Utilisation profile'!$F57:$CR57,0)),0,INDEX('Asset data'!$L57:$CX57,1,MATCH(EC$5,'Utilisation profile'!$F57:$CR57,0))),0)","v":0},{"$f":"IF($A57>0,IF(ISNA(MATCH(ED$5,'Utilisation profile'!$F57:$CR57,0)),0,INDEX('Asset data'!$L57:$CX57,1,MATCH(ED$5,'Utilisation profile'!$F57:$CR57,0))),0)","v":0},{"$f":"IF($A57>0,IF(ISNA(MATCH(EE$5,'Utilisation profile'!$F57:$CR57,0)),0,INDEX('Asset data'!$L57:$CX57,1,MATCH(EE$5,'Utilisation profile'!$F57:$CR57,0))),0)","v":0},{"$f":"IF($A57>0,IF(ISNA(MATCH(EF$5,'Utilisation profile'!$F57:$CR57,0)),0,INDEX('Asset data'!$L57:$CX57,1,MATCH(EF$5,'Utilisation profile'!$F57:$CR57,0))),0)","v":0},{"$f":"IF($A57>0,IF(ISNA(MATCH(EG$5,'Utilisation profile'!$F57:$CR57,0)),0,INDEX('Asset data'!$L57:$CX57,1,MATCH(EG$5,'Utilisation profile'!$F57:$CR57,0))),0)","v":0},{"$f":"IF($A57>0,IF(ISNA(MATCH(EH$5,'Utilisation profile'!$F57:$CR57,0)),0,INDEX('Asset data'!$L57:$CX57,1,MATCH(EH$5,'Utilisation profile'!$F57:$CR57,0))),0)","v":0},{"$f":"IF($A57>0,IF(ISNA(MATCH(EI$5,'Utilisation profile'!$F57:$CR57,0)),0,INDEX('Asset data'!$L57:$CX57,1,MATCH(EI$5,'Utilisation profile'!$F57:$CR57,0))),0)","v":0},{"$f":"IF($A57>0,IF(ISNA(MATCH(EJ$5,'Utilisation profile'!$F57:$CR57,0)),0,INDEX('Asset data'!$L57:$CX57,1,MATCH(EJ$5,'Utilisation profile'!$F57:$CR57,0))),0)","v":0},{"$f":"IF($A57>0,IF(ISNA(MATCH(EK$5,'Utilisation profile'!$F57:$CR57,0)),0,INDEX('Asset data'!$L57:$CX57,1,MATCH(EK$5,'Utilisation profile'!$F57:$CR57,0))),0)","v":0},{"$f":"IF($A57>0,IF(ISNA(MATCH(EL$5,'Utilisation profile'!$F57:$CR57,0)),0,INDEX('Asset data'!$L57:$CX57,1,MATCH(EL$5,'Utilisation profile'!$F57:$CR57,0))),0)","v":0},{"$f":"IF($A57>0,IF(ISNA(MATCH(EM$5,'Utilisation profile'!$F57:$CR57,0)),0,INDEX('Asset data'!$L57:$CX57,1,MATCH(EM$5,'Utilisation profile'!$F57:$CR57,0))),0)","v":0},{"$f":"IF($A57>0,IF(ISNA(MATCH(EN$5,'Utilisation profile'!$F57:$CR57,0)),0,INDEX('Asset data'!$L57:$CX57,1,MATCH(EN$5,'Utilisation profile'!$F57:$CR57,0))),0)","v":0},{"$f":"IF($A57>0,IF(ISNA(MATCH(EO$5,'Utilisation profile'!$F57:$CR57,0)),0,INDEX('Asset data'!$L57:$CX57,1,MATCH(EO$5,'Utilisation profile'!$F57:$CR57,0))),0)","v":0},{"$f":"IF($A57>0,IF(ISNA(MATCH(EP$5,'Utilisation profile'!$F57:$CR57,0)),0,INDEX('Asset data'!$L57:$CX57,1,MATCH(EP$5,'Utilisation profile'!$F57:$CR57,0))),0)","v":0},{"$f":"IF($A57>0,IF(ISNA(MATCH(EQ$5,'Utilisation profile'!$F57:$CR57,0)),0,INDEX('Asset data'!$L57:$CX57,1,MATCH(EQ$5,'Utilisation profile'!$F57:$CR57,0))),0)","v":0},{"$f":"IF($A57>0,IF(ISNA(MATCH(ER$5,'Utilisation profile'!$F57:$CR57,0)),0,INDEX('Asset data'!$L57:$CX57,1,MATCH(ER$5,'Utilisation profile'!$F57:$CR57,0))),0)","v":0},{"$f":"IF($A57>0,IF(ISNA(MATCH(ES$5,'Utilisation profile'!$F57:$CR57,0)),0,INDEX('Asset data'!$L57:$CX57,1,MATCH(ES$5,'Utilisation profile'!$F57:$CR57,0))),0)","v":0},{"$f":"IF($A57>0,IF(ISNA(MATCH(ET$5,'Utilisation profile'!$F57:$CR57,0)),0,INDEX('Asset data'!$L57:$CX57,1,MATCH(ET$5,'Utilisation profile'!$F57:$CR57,0))),0)","v":0},{"$f":"IF($A57>0,IF(ISNA(MATCH(EU$5,'Utilisation profile'!$F57:$CR57,0)),0,INDEX('Asset data'!$L57:$CX57,1,MATCH(EU$5,'Utilisation profile'!$F57:$CR57,0))),0)","v":0},{"$f":"IF($A57>0,IF(ISNA(MATCH(EV$5,'Utilisation profile'!$F57:$CR57,0)),0,INDEX('Asset data'!$L57:$CX57,1,MATCH(EV$5,'Utilisation profile'!$F57:$CR57,0))),0)","v":0},{"$f":"IF($A57>0,IF(ISNA(MATCH(EW$5,'Utilisation profile'!$F57:$CR57,0)),0,INDEX('Asset data'!$L57:$CX57,1,MATCH(EW$5,'Utilisation profile'!$F57:$CR57,0))),0)","v":0},{"$f":"IF($A57>0,IF(ISNA(MATCH(EX$5,'Utilisation profile'!$F57:$CR57,0)),0,INDEX('Asset data'!$L57:$CX57,1,MATCH(EX$5,'Utilisation profile'!$F57:$CR57,0))),0)","v":0},{"$f":"IF($A57>0,IF(ISNA(MATCH(EY$5,'Utilisation profile'!$F57:$CR57,0)),0,INDEX('Asset data'!$L57:$CX57,1,MATCH(EY$5,'Utilisation profile'!$F57:$CR57,0))),0)","v":0},{"$f":"IF($A57>0,IF(ISNA(MATCH(EZ$5,'Utilisation profile'!$F57:$CR57,0)),0,INDEX('Asset data'!$L57:$CX57,1,MATCH(EZ$5,'Utilisation profile'!$F57:$CR57,0))),0)","v":0},{"$f":"IF($A57>0,IF(ISNA(MATCH(FA$5,'Utilisation profile'!$F57:$CR57,0)),0,INDEX('Asset data'!$L57:$CX57,1,MATCH(FA$5,'Utilisation profile'!$F57:$CR57,0))),0)","v":0}]
[{"$f":"'Asset data'!A58","v":0},{"$f":"'Asset data'!B58","v":0},{"$f":"'Asset data'!C58","v":0},{"$f":"'Asset data'!E58","v":0},{"$f":"'Asset data'!I58","v":0},{"$f":"IF($A58>0,'Utilisation profile'!CU58,0)","v":0},{"$f":"IF($A58>0,IF(ISNA(MATCH(G$5,'Utilisation profile'!$F58:$CR58,0)),0,INDEX('Asset data'!$L58:$CX58,1,MATCH(G$5,'Utilisation profile'!$F58:$CR58,0))),0)","v":0},{"$f":"IF($A58>0,IF(ISNA(MATCH(H$5,'Utilisation profile'!$F58:$CR58,0)),0,INDEX('Asset data'!$L58:$CX58,1,MATCH(H$5,'Utilisation profile'!$F58:$CR58,0))),0)","v":0},{"$f":"IF($A58>0,IF(ISNA(MATCH(I$5,'Utilisation profile'!$F58:$CR58,0)),0,INDEX('Asset data'!$L58:$CX58,1,MATCH(I$5,'Utilisation profile'!$F58:$CR58,0))),0)","v":0},{"$f":"IF($A58>0,IF(ISNA(MATCH(J$5,'Utilisation profile'!$F58:$CR58,0)),0,INDEX('Asset data'!$L58:$CX58,1,MATCH(J$5,'Utilisation profile'!$F58:$CR58,0))),0)","v":0},{"$f":"IF($A58>0,IF(ISNA(MATCH(K$5,'Utilisation profile'!$F58:$CR58,0)),0,INDEX('Asset data'!$L58:$CX58,1,MATCH(K$5,'Utilisation profile'!$F58:$CR58,0))),0)","v":0},{"$f":"IF($A58>0,IF(ISNA(MATCH(L$5,'Utilisation profile'!$F58:$CR58,0)),0,INDEX('Asset data'!$L58:$CX58,1,MATCH(L$5,'Utilisation profile'!$F58:$CR58,0))),0)","v":0},{"$f":"IF($A58>0,IF(ISNA(MATCH(M$5,'Utilisation profile'!$F58:$CR58,0)),0,INDEX('Asset data'!$L58:$CX58,1,MATCH(M$5,'Utilisation profile'!$F58:$CR58,0))),0)","v":0},{"$f":"IF($A58>0,IF(ISNA(MATCH(N$5,'Utilisation profile'!$F58:$CR58,0)),0,INDEX('Asset data'!$L58:$CX58,1,MATCH(N$5,'Utilisation profile'!$F58:$CR58,0))),0)","v":0},{"$f":"IF($A58>0,IF(ISNA(MATCH(O$5,'Utilisation profile'!$F58:$CR58,0)),0,INDEX('Asset data'!$L58:$CX58,1,MATCH(O$5,'Utilisation profile'!$F58:$CR58,0))),0)","v":0},{"$f":"IF($A58>0,IF(ISNA(MATCH(P$5,'Utilisation profile'!$F58:$CR58,0)),0,INDEX('Asset data'!$L58:$CX58,1,MATCH(P$5,'Utilisation profile'!$F58:$CR58,0))),0)","v":0},{"$f":"IF($A58>0,IF(ISNA(MATCH(Q$5,'Utilisation profile'!$F58:$CR58,0)),0,INDEX('Asset data'!$L58:$CX58,1,MATCH(Q$5,'Utilisation profile'!$F58:$CR58,0))),0)","v":0},{"$f":"IF($A58>0,IF(ISNA(MATCH(R$5,'Utilisation profile'!$F58:$CR58,0)),0,INDEX('Asset data'!$L58:$CX58,1,MATCH(R$5,'Utilisation profile'!$F58:$CR58,0))),0)","v":0},{"$f":"IF($A58>0,IF(ISNA(MATCH(S$5,'Utilisation profile'!$F58:$CR58,0)),0,INDEX('Asset data'!$L58:$CX58,1,MATCH(S$5,'Utilisation profile'!$F58:$CR58,0))),0)","v":0},{"$f":"IF($A58>0,IF(ISNA(MATCH(T$5,'Utilisation profile'!$F58:$CR58,0)),0,INDEX('Asset data'!$L58:$CX58,1,MATCH(T$5,'Utilisation profile'!$F58:$CR58,0))),0)","v":0},{"$f":"IF($A58>0,IF(ISNA(MATCH(U$5,'Utilisation profile'!$F58:$CR58,0)),0,INDEX('Asset data'!$L58:$CX58,1,MATCH(U$5,'Utilisation profile'!$F58:$CR58,0))),0)","v":0},{"$f":"IF($A58>0,IF(ISNA(MATCH(V$5,'Utilisation profile'!$F58:$CR58,0)),0,INDEX('Asset data'!$L58:$CX58,1,MATCH(V$5,'Utilisation profile'!$F58:$CR58,0))),0)","v":0},{"$f":"IF($A58>0,IF(ISNA(MATCH(W$5,'Utilisation profile'!$F58:$CR58,0)),0,INDEX('Asset data'!$L58:$CX58,1,MATCH(W$5,'Utilisation profile'!$F58:$CR58,0))),0)","v":0},{"$f":"IF($A58>0,IF(ISNA(MATCH(X$5,'Utilisation profile'!$F58:$CR58,0)),0,INDEX('Asset data'!$L58:$CX58,1,MATCH(X$5,'Utilisation profile'!$F58:$CR58,0))),0)","v":0},{"$f":"IF($A58>0,IF(ISNA(MATCH(Y$5,'Utilisation profile'!$F58:$CR58,0)),0,INDEX('Asset data'!$L58:$CX58,1,MATCH(Y$5,'Utilisation profile'!$F58:$CR58,0))),0)","v":0},{"$f":"IF($A58>0,IF(ISNA(MATCH(Z$5,'Utilisation profile'!$F58:$CR58,0)),0,INDEX('Asset data'!$L58:$CX58,1,MATCH(Z$5,'Utilisation profile'!$F58:$CR58,0))),0)","v":0},{"$f":"IF($A58>0,IF(ISNA(MATCH(AA$5,'Utilisation profile'!$F58:$CR58,0)),0,INDEX('Asset data'!$L58:$CX58,1,MATCH(AA$5,'Utilisation profile'!$F58:$CR58,0))),0)","v":0},{"$f":"IF($A58>0,IF(ISNA(MATCH(AB$5,'Utilisation profile'!$F58:$CR58,0)),0,INDEX('Asset data'!$L58:$CX58,1,MATCH(AB$5,'Utilisation profile'!$F58:$CR58,0))),0)","v":0},{"$f":"IF($A58>0,IF(ISNA(MATCH(AC$5,'Utilisation profile'!$F58:$CR58,0)),0,INDEX('Asset data'!$L58:$CX58,1,MATCH(AC$5,'Utilisation profile'!$F58:$CR58,0))),0)","v":0},{"$f":"IF($A58>0,IF(ISNA(MATCH(AD$5,'Utilisation profile'!$F58:$CR58,0)),0,INDEX('Asset data'!$L58:$CX58,1,MATCH(AD$5,'Utilisation profile'!$F58:$CR58,0))),0)","v":0},{"$f":"IF($A58>0,IF(ISNA(MATCH(AE$5,'Utilisation profile'!$F58:$CR58,0)),0,INDEX('Asset data'!$L58:$CX58,1,MATCH(AE$5,'Utilisation profile'!$F58:$CR58,0))),0)","v":0},{"$f":"IF($A58>0,IF(ISNA(MATCH(AF$5,'Utilisation profile'!$F58:$CR58,0)),0,INDEX('Asset data'!$L58:$CX58,1,MATCH(AF$5,'Utilisation profile'!$F58:$CR58,0))),0)","v":0},{"$f":"IF($A58>0,IF(ISNA(MATCH(AG$5,'Utilisation profile'!$F58:$CR58,0)),0,INDEX('Asset data'!$L58:$CX58,1,MATCH(AG$5,'Utilisation profile'!$F58:$CR58,0))),0)","v":0},{"$f":"IF($A58>0,IF(ISNA(MATCH(AH$5,'Utilisation profile'!$F58:$CR58,0)),0,INDEX('Asset data'!$L58:$CX58,1,MATCH(AH$5,'Utilisation profile'!$F58:$CR58,0))),0)","v":0},{"$f":"IF($A58>0,IF(ISNA(MATCH(AI$5,'Utilisation profile'!$F58:$CR58,0)),0,INDEX('Asset data'!$L58:$CX58,1,MATCH(AI$5,'Utilisation profile'!$F58:$CR58,0))),0)","v":0},{"$f":"IF($A58>0,IF(ISNA(MATCH(AJ$5,'Utilisation profile'!$F58:$CR58,0)),0,INDEX('Asset data'!$L58:$CX58,1,MATCH(AJ$5,'Utilisation profile'!$F58:$CR58,0))),0)","v":0},{"$f":"IF($A58>0,IF(ISNA(MATCH(AK$5,'Utilisation profile'!$F58:$CR58,0)),0,INDEX('Asset data'!$L58:$CX58,1,MATCH(AK$5,'Utilisation profile'!$F58:$CR58,0))),0)","v":0},{"$f":"IF($A58>0,IF(ISNA(MATCH(AL$5,'Utilisation profile'!$F58:$CR58,0)),0,INDEX('Asset data'!$L58:$CX58,1,MATCH(AL$5,'Utilisation profile'!$F58:$CR58,0))),0)","v":0},{"$f":"IF($A58>0,IF(ISNA(MATCH(AM$5,'Utilisation profile'!$F58:$CR58,0)),0,INDEX('Asset data'!$L58:$CX58,1,MATCH(AM$5,'Utilisation profile'!$F58:$CR58,0))),0)","v":0},{"$f":"IF($A58>0,IF(ISNA(MATCH(AN$5,'Utilisation profile'!$F58:$CR58,0)),0,INDEX('Asset data'!$L58:$CX58,1,MATCH(AN$5,'Utilisation profile'!$F58:$CR58,0))),0)","v":0},{"$f":"IF($A58>0,IF(ISNA(MATCH(AO$5,'Utilisation profile'!$F58:$CR58,0)),0,INDEX('Asset data'!$L58:$CX58,1,MATCH(AO$5,'Utilisation profile'!$F58:$CR58,0))),0)","v":0},{"$f":"IF($A58>0,IF(ISNA(MATCH(AP$5,'Utilisation profile'!$F58:$CR58,0)),0,INDEX('Asset data'!$L58:$CX58,1,MATCH(AP$5,'Utilisation profile'!$F58:$CR58,0))),0)","v":0},{"$f":"IF($A58>0,IF(ISNA(MATCH(AQ$5,'Utilisation profile'!$F58:$CR58,0)),0,INDEX('Asset data'!$L58:$CX58,1,MATCH(AQ$5,'Utilisation profile'!$F58:$CR58,0))),0)","v":0},{"$f":"IF($A58>0,IF(ISNA(MATCH(AR$5,'Utilisation profile'!$F58:$CR58,0)),0,INDEX('Asset data'!$L58:$CX58,1,MATCH(AR$5,'Utilisation profile'!$F58:$CR58,0))),0)","v":0},{"$f":"IF($A58>0,IF(ISNA(MATCH(AS$5,'Utilisation profile'!$F58:$CR58,0)),0,INDEX('Asset data'!$L58:$CX58,1,MATCH(AS$5,'Utilisation profile'!$F58:$CR58,0))),0)","v":0},{"$f":"IF($A58>0,IF(ISNA(MATCH(AT$5,'Utilisation profile'!$F58:$CR58,0)),0,INDEX('Asset data'!$L58:$CX58,1,MATCH(AT$5,'Utilisation profile'!$F58:$CR58,0))),0)","v":0},{"$f":"IF($A58>0,IF(ISNA(MATCH(AU$5,'Utilisation profile'!$F58:$CR58,0)),0,INDEX('Asset data'!$L58:$CX58,1,MATCH(AU$5,'Utilisation profile'!$F58:$CR58,0))),0)","v":0},{"$f":"IF($A58>0,IF(ISNA(MATCH(AV$5,'Utilisation profile'!$F58:$CR58,0)),0,INDEX('Asset data'!$L58:$CX58,1,MATCH(AV$5,'Utilisation profile'!$F58:$CR58,0))),0)","v":0},{"$f":"IF($A58>0,IF(ISNA(MATCH(AW$5,'Utilisation profile'!$F58:$CR58,0)),0,INDEX('Asset data'!$L58:$CX58,1,MATCH(AW$5,'Utilisation profile'!$F58:$CR58,0))),0)","v":0},{"$f":"IF($A58>0,IF(ISNA(MATCH(AX$5,'Utilisation profile'!$F58:$CR58,0)),0,INDEX('Asset data'!$L58:$CX58,1,MATCH(AX$5,'Utilisation profile'!$F58:$CR58,0))),0)","v":0},{"$f":"IF($A58>0,IF(ISNA(MATCH(AY$5,'Utilisation profile'!$F58:$CR58,0)),0,INDEX('Asset data'!$L58:$CX58,1,MATCH(AY$5,'Utilisation profile'!$F58:$CR58,0))),0)","v":0},{"$f":"IF($A58>0,IF(ISNA(MATCH(AZ$5,'Utilisation profile'!$F58:$CR58,0)),0,INDEX('Asset data'!$L58:$CX58,1,MATCH(AZ$5,'Utilisation profile'!$F58:$CR58,0))),0)","v":0},{"$f":"IF($A58>0,IF(ISNA(MATCH(BA$5,'Utilisation profile'!$F58:$CR58,0)),0,INDEX('Asset data'!$L58:$CX58,1,MATCH(BA$5,'Utilisation profile'!$F58:$CR58,0))),0)","v":0},{"$f":"IF($A58>0,IF(ISNA(MATCH(BB$5,'Utilisation profile'!$F58:$CR58,0)),0,INDEX('Asset data'!$L58:$CX58,1,MATCH(BB$5,'Utilisation profile'!$F58:$CR58,0))),0)","v":0},{"$f":"IF($A58>0,IF(ISNA(MATCH(BC$5,'Utilisation profile'!$F58:$CR58,0)),0,INDEX('Asset data'!$L58:$CX58,1,MATCH(BC$5,'Utilisation profile'!$F58:$CR58,0))),0)","v":0},{"$f":"IF($A58>0,IF(ISNA(MATCH(BD$5,'Utilisation profile'!$F58:$CR58,0)),0,INDEX('Asset data'!$L58:$CX58,1,MATCH(BD$5,'Utilisation profile'!$F58:$CR58,0))),0)","v":0},{"$f":"IF($A58>0,IF(ISNA(MATCH(BE$5,'Utilisation profile'!$F58:$CR58,0)),0,INDEX('Asset data'!$L58:$CX58,1,MATCH(BE$5,'Utilisation profile'!$F58:$CR58,0))),0)","v":0},{"$f":"IF($A58>0,IF(ISNA(MATCH(BF$5,'Utilisation profile'!$F58:$CR58,0)),0,INDEX('Asset data'!$L58:$CX58,1,MATCH(BF$5,'Utilisation profile'!$F58:$CR58,0))),0)","v":0},{"$f":"IF($A58>0,IF(ISNA(MATCH(BG$5,'Utilisation profile'!$F58:$CR58,0)),0,INDEX('Asset data'!$L58:$CX58,1,MATCH(BG$5,'Utilisation profile'!$F58:$CR58,0))),0)","v":0},{"$f":"IF($A58>0,IF(ISNA(MATCH(BH$5,'Utilisation profile'!$F58:$CR58,0)),0,INDEX('Asset data'!$L58:$CX58,1,MATCH(BH$5,'Utilisation profile'!$F58:$CR58,0))),0)","v":0},{"$f":"IF($A58>0,IF(ISNA(MATCH(BI$5,'Utilisation profile'!$F58:$CR58,0)),0,INDEX('Asset data'!$L58:$CX58,1,MATCH(BI$5,'Utilisation profile'!$F58:$CR58,0))),0)","v":0},{"$f":"IF($A58>0,IF(ISNA(MATCH(BJ$5,'Utilisation profile'!$F58:$CR58,0)),0,INDEX('Asset data'!$L58:$CX58,1,MATCH(BJ$5,'Utilisation profile'!$F58:$CR58,0))),0)","v":0},{"$f":"IF($A58>0,IF(ISNA(MATCH(BK$5,'Utilisation profile'!$F58:$CR58,0)),0,INDEX('Asset data'!$L58:$CX58,1,MATCH(BK$5,'Utilisation profile'!$F58:$CR58,0))),0)","v":0},{"$f":"IF($A58>0,IF(ISNA(MATCH(BL$5,'Utilisation profile'!$F58:$CR58,0)),0,INDEX('Asset data'!$L58:$CX58,1,MATCH(BL$5,'Utilisation profile'!$F58:$CR58,0))),0)","v":0},{"$f":"IF($A58>0,IF(ISNA(MATCH(BM$5,'Utilisation profile'!$F58:$CR58,0)),0,INDEX('Asset data'!$L58:$CX58,1,MATCH(BM$5,'Utilisation profile'!$F58:$CR58,0))),0)","v":0},{"$f":"IF($A58>0,IF(ISNA(MATCH(BN$5,'Utilisation profile'!$F58:$CR58,0)),0,INDEX('Asset data'!$L58:$CX58,1,MATCH(BN$5,'Utilisation profile'!$F58:$CR58,0))),0)","v":0},{"$f":"IF($A58>0,IF(ISNA(MATCH(BO$5,'Utilisation profile'!$F58:$CR58,0)),0,INDEX('Asset data'!$L58:$CX58,1,MATCH(BO$5,'Utilisation profile'!$F58:$CR58,0))),0)","v":0},{"$f":"IF($A58>0,IF(ISNA(MATCH(BP$5,'Utilisation profile'!$F58:$CR58,0)),0,INDEX('Asset data'!$L58:$CX58,1,MATCH(BP$5,'Utilisation profile'!$F58:$CR58,0))),0)","v":0},{"$f":"IF($A58>0,IF(ISNA(MATCH(BQ$5,'Utilisation profile'!$F58:$CR58,0)),0,INDEX('Asset data'!$L58:$CX58,1,MATCH(BQ$5,'Utilisation profile'!$F58:$CR58,0))),0)","v":0},{"$f":"IF($A58>0,IF(ISNA(MATCH(BR$5,'Utilisation profile'!$F58:$CR58,0)),0,INDEX('Asset data'!$L58:$CX58,1,MATCH(BR$5,'Utilisation profile'!$F58:$CR58,0))),0)","v":0},{"$f":"IF($A58>0,IF(ISNA(MATCH(BS$5,'Utilisation profile'!$F58:$CR58,0)),0,INDEX('Asset data'!$L58:$CX58,1,MATCH(BS$5,'Utilisation profile'!$F58:$CR58,0))),0)","v":0},{"$f":"IF($A58>0,IF(ISNA(MATCH(BT$5,'Utilisation profile'!$F58:$CR58,0)),0,INDEX('Asset data'!$L58:$CX58,1,MATCH(BT$5,'Utilisation profile'!$F58:$CR58,0))),0)","v":0},{"$f":"IF($A58>0,IF(ISNA(MATCH(BU$5,'Utilisation profile'!$F58:$CR58,0)),0,INDEX('Asset data'!$L58:$CX58,1,MATCH(BU$5,'Utilisation profile'!$F58:$CR58,0))),0)","v":0},{"$f":"IF($A58>0,IF(ISNA(MATCH(BV$5,'Utilisation profile'!$F58:$CR58,0)),0,INDEX('Asset data'!$L58:$CX58,1,MATCH(BV$5,'Utilisation profile'!$F58:$CR58,0))),0)","v":0},{"$f":"IF($A58>0,IF(ISNA(MATCH(BW$5,'Utilisation profile'!$F58:$CR58,0)),0,INDEX('Asset data'!$L58:$CX58,1,MATCH(BW$5,'Utilisation profile'!$F58:$CR58,0))),0)","v":0},{"$f":"IF($A58>0,IF(ISNA(MATCH(BX$5,'Utilisation profile'!$F58:$CR58,0)),0,INDEX('Asset data'!$L58:$CX58,1,MATCH(BX$5,'Utilisation profile'!$F58:$CR58,0))),0)","v":0},{"$f":"IF($A58>0,IF(ISNA(MATCH(BY$5,'Utilisation profile'!$F58:$CR58,0)),0,INDEX('Asset data'!$L58:$CX58,1,MATCH(BY$5,'Utilisation profile'!$F58:$CR58,0))),0)","v":0},{"$f":"IF($A58>0,IF(ISNA(MATCH(BZ$5,'Utilisation profile'!$F58:$CR58,0)),0,INDEX('Asset data'!$L58:$CX58,1,MATCH(BZ$5,'Utilisation profile'!$F58:$CR58,0))),0)","v":0},{"$f":"IF($A58>0,IF(ISNA(MATCH(CA$5,'Utilisation profile'!$F58:$CR58,0)),0,INDEX('Asset data'!$L58:$CX58,1,MATCH(CA$5,'Utilisation profile'!$F58:$CR58,0))),0)","v":0},{"$f":"IF($A58>0,IF(ISNA(MATCH(CB$5,'Utilisation profile'!$F58:$CR58,0)),0,INDEX('Asset data'!$L58:$CX58,1,MATCH(CB$5,'Utilisation profile'!$F58:$CR58,0))),0)","v":0},{"$f":"IF($A58>0,IF(ISNA(MATCH(CC$5,'Utilisation profile'!$F58:$CR58,0)),0,INDEX('Asset data'!$L58:$CX58,1,MATCH(CC$5,'Utilisation profile'!$F58:$CR58,0))),0)","v":0},{"$f":"IF($A58>0,IF(ISNA(MATCH(CD$5,'Utilisation profile'!$F58:$CR58,0)),0,INDEX('Asset data'!$L58:$CX58,1,MATCH(CD$5,'Utilisation profile'!$F58:$CR58,0))),0)","v":0},{"$f":"IF($A58>0,IF(ISNA(MATCH(CE$5,'Utilisation profile'!$F58:$CR58,0)),0,INDEX('Asset data'!$L58:$CX58,1,MATCH(CE$5,'Utilisation profile'!$F58:$CR58,0))),0)","v":0},{"$f":"IF($A58>0,IF(ISNA(MATCH(CF$5,'Utilisation profile'!$F58:$CR58,0)),0,INDEX('Asset data'!$L58:$CX58,1,MATCH(CF$5,'Utilisation profile'!$F58:$CR58,0))),0)","v":0},{"$f":"IF($A58>0,IF(ISNA(MATCH(CG$5,'Utilisation profile'!$F58:$CR58,0)),0,INDEX('Asset data'!$L58:$CX58,1,MATCH(CG$5,'Utilisation profile'!$F58:$CR58,0))),0)","v":0},{"$f":"IF($A58>0,IF(ISNA(MATCH(CH$5,'Utilisation profile'!$F58:$CR58,0)),0,INDEX('Asset data'!$L58:$CX58,1,MATCH(CH$5,'Utilisation profile'!$F58:$CR58,0))),0)","v":0},{"$f":"IF($A58>0,IF(ISNA(MATCH(CI$5,'Utilisation profile'!$F58:$CR58,0)),0,INDEX('Asset data'!$L58:$CX58,1,MATCH(CI$5,'Utilisation profile'!$F58:$CR58,0))),0)","v":0},{"$f":"IF($A58>0,IF(ISNA(MATCH(CJ$5,'Utilisation profile'!$F58:$CR58,0)),0,INDEX('Asset data'!$L58:$CX58,1,MATCH(CJ$5,'Utilisation profile'!$F58:$CR58,0))),0)","v":0},{"$f":"IF($A58>0,IF(ISNA(MATCH(CK$5,'Utilisation profile'!$F58:$CR58,0)),0,INDEX('Asset data'!$L58:$CX58,1,MATCH(CK$5,'Utilisation profile'!$F58:$CR58,0))),0)","v":0},{"$f":"IF($A58>0,IF(ISNA(MATCH(CL$5,'Utilisation profile'!$F58:$CR58,0)),0,INDEX('Asset data'!$L58:$CX58,1,MATCH(CL$5,'Utilisation profile'!$F58:$CR58,0))),0)","v":0},{"$f":"IF($A58>0,IF(ISNA(MATCH(CM$5,'Utilisation profile'!$F58:$CR58,0)),0,INDEX('Asset data'!$L58:$CX58,1,MATCH(CM$5,'Utilisation profile'!$F58:$CR58,0))),0)","v":0},{"$f":"IF($A58>0,IF(ISNA(MATCH(CN$5,'Utilisation profile'!$F58:$CR58,0)),0,INDEX('Asset data'!$L58:$CX58,1,MATCH(CN$5,'Utilisation profile'!$F58:$CR58,0))),0)","v":0},{"$f":"IF($A58>0,IF(ISNA(MATCH(CO$5,'Utilisation profile'!$F58:$CR58,0)),0,INDEX('Asset data'!$L58:$CX58,1,MATCH(CO$5,'Utilisation profile'!$F58:$CR58,0))),0)","v":0},{"$f":"IF($A58>0,IF(ISNA(MATCH(CP$5,'Utilisation profile'!$F58:$CR58,0)),0,INDEX('Asset data'!$L58:$CX58,1,MATCH(CP$5,'Utilisation profile'!$F58:$CR58,0))),0)","v":0},{"$f":"IF($A58>0,IF(ISNA(MATCH(CQ$5,'Utilisation profile'!$F58:$CR58,0)),0,INDEX('Asset data'!$L58:$CX58,1,MATCH(CQ$5,'Utilisation profile'!$F58:$CR58,0))),0)","v":0},{"$f":"IF($A58>0,IF(ISNA(MATCH(CR$5,'Utilisation profile'!$F58:$CR58,0)),0,INDEX('Asset data'!$L58:$CX58,1,MATCH(CR$5,'Utilisation profile'!$F58:$CR58,0))),0)","v":0},{"$f":"IF($A58>0,IF(ISNA(MATCH(CS$5,'Utilisation profile'!$F58:$CR58,0)),0,INDEX('Asset data'!$L58:$CX58,1,MATCH(CS$5,'Utilisation profile'!$F58:$CR58,0))),0)","v":0},{"$f":"IF($A58>0,IF(ISNA(MATCH(CT$5,'Utilisation profile'!$F58:$CR58,0)),0,INDEX('Asset data'!$L58:$CX58,1,MATCH(CT$5,'Utilisation profile'!$F58:$CR58,0))),0)","v":0},{"$f":"IF($A58>0,IF(ISNA(MATCH(CU$5,'Utilisation profile'!$F58:$CR58,0)),0,INDEX('Asset data'!$L58:$CX58,1,MATCH(CU$5,'Utilisation profile'!$F58:$CR58,0))),0)","v":0},{"$f":"IF($A58>0,IF(ISNA(MATCH(CV$5,'Utilisation profile'!$F58:$CR58,0)),0,INDEX('Asset data'!$L58:$CX58,1,MATCH(CV$5,'Utilisation profile'!$F58:$CR58,0))),0)","v":0},{"$f":"IF($A58>0,IF(ISNA(MATCH(CW$5,'Utilisation profile'!$F58:$CR58,0)),0,INDEX('Asset data'!$L58:$CX58,1,MATCH(CW$5,'Utilisation profile'!$F58:$CR58,0))),0)","v":0},{"$f":"IF($A58>0,IF(ISNA(MATCH(CX$5,'Utilisation profile'!$F58:$CR58,0)),0,INDEX('Asset data'!$L58:$CX58,1,MATCH(CX$5,'Utilisation profile'!$F58:$CR58,0))),0)","v":0},{"$f":"IF($A58>0,IF(ISNA(MATCH(CY$5,'Utilisation profile'!$F58:$CR58,0)),0,INDEX('Asset data'!$L58:$CX58,1,MATCH(CY$5,'Utilisation profile'!$F58:$CR58,0))),0)","v":0},{"$f":"IF($A58>0,IF(ISNA(MATCH(CZ$5,'Utilisation profile'!$F58:$CR58,0)),0,INDEX('Asset data'!$L58:$CX58,1,MATCH(CZ$5,'Utilisation profile'!$F58:$CR58,0))),0)","v":0},{"$f":"IF($A58>0,IF(ISNA(MATCH(DA$5,'Utilisation profile'!$F58:$CR58,0)),0,INDEX('Asset data'!$L58:$CX58,1,MATCH(DA$5,'Utilisation profile'!$F58:$CR58,0))),0)","v":0},{"$f":"IF($A58>0,IF(ISNA(MATCH(DB$5,'Utilisation profile'!$F58:$CR58,0)),0,INDEX('Asset data'!$L58:$CX58,1,MATCH(DB$5,'Utilisation profile'!$F58:$CR58,0))),0)","v":0},{"$f":"IF($A58>0,IF(ISNA(MATCH(DC$5,'Utilisation profile'!$F58:$CR58,0)),0,INDEX('Asset data'!$L58:$CX58,1,MATCH(DC$5,'Utilisation profile'!$F58:$CR58,0))),0)","v":0},{"$f":"IF($A58>0,IF(ISNA(MATCH(DD$5,'Utilisation profile'!$F58:$CR58,0)),0,INDEX('Asset data'!$L58:$CX58,1,MATCH(DD$5,'Utilisation profile'!$F58:$CR58,0))),0)","v":0},{"$f":"IF($A58>0,IF(ISNA(MATCH(DE$5,'Utilisation profile'!$F58:$CR58,0)),0,INDEX('Asset data'!$L58:$CX58,1,MATCH(DE$5,'Utilisation profile'!$F58:$CR58,0))),0)","v":0},{"$f":"IF($A58>0,IF(ISNA(MATCH(DF$5,'Utilisation profile'!$F58:$CR58,0)),0,INDEX('Asset data'!$L58:$CX58,1,MATCH(DF$5,'Utilisation profile'!$F58:$CR58,0))),0)","v":0},{"$f":"IF($A58>0,IF(ISNA(MATCH(DG$5,'Utilisation profile'!$F58:$CR58,0)),0,INDEX('Asset data'!$L58:$CX58,1,MATCH(DG$5,'Utilisation profile'!$F58:$CR58,0))),0)","v":0},{"$f":"IF($A58>0,IF(ISNA(MATCH(DH$5,'Utilisation profile'!$F58:$CR58,0)),0,INDEX('Asset data'!$L58:$CX58,1,MATCH(DH$5,'Utilisation profile'!$F58:$CR58,0))),0)","v":0},{"$f":"IF($A58>0,IF(ISNA(MATCH(DI$5,'Utilisation profile'!$F58:$CR58,0)),0,INDEX('Asset data'!$L58:$CX58,1,MATCH(DI$5,'Utilisation profile'!$F58:$CR58,0))),0)","v":0},{"$f":"IF($A58>0,IF(ISNA(MATCH(DJ$5,'Utilisation profile'!$F58:$CR58,0)),0,INDEX('Asset data'!$L58:$CX58,1,MATCH(DJ$5,'Utilisation profile'!$F58:$CR58,0))),0)","v":0},{"$f":"IF($A58>0,IF(ISNA(MATCH(DK$5,'Utilisation profile'!$F58:$CR58,0)),0,INDEX('Asset data'!$L58:$CX58,1,MATCH(DK$5,'Utilisation profile'!$F58:$CR58,0))),0)","v":0},{"$f":"IF($A58>0,IF(ISNA(MATCH(DL$5,'Utilisation profile'!$F58:$CR58,0)),0,INDEX('Asset data'!$L58:$CX58,1,MATCH(DL$5,'Utilisation profile'!$F58:$CR58,0))),0)","v":0},{"$f":"IF($A58>0,IF(ISNA(MATCH(DM$5,'Utilisation profile'!$F58:$CR58,0)),0,INDEX('Asset data'!$L58:$CX58,1,MATCH(DM$5,'Utilisation profile'!$F58:$CR58,0))),0)","v":0},{"$f":"IF($A58>0,IF(ISNA(MATCH(DN$5,'Utilisation profile'!$F58:$CR58,0)),0,INDEX('Asset data'!$L58:$CX58,1,MATCH(DN$5,'Utilisation profile'!$F58:$CR58,0))),0)","v":0},{"$f":"IF($A58>0,IF(ISNA(MATCH(DO$5,'Utilisation profile'!$F58:$CR58,0)),0,INDEX('Asset data'!$L58:$CX58,1,MATCH(DO$5,'Utilisation profile'!$F58:$CR58,0))),0)","v":0},{"$f":"IF($A58>0,IF(ISNA(MATCH(DP$5,'Utilisation profile'!$F58:$CR58,0)),0,INDEX('Asset data'!$L58:$CX58,1,MATCH(DP$5,'Utilisation profile'!$F58:$CR58,0))),0)","v":0},{"$f":"IF($A58>0,IF(ISNA(MATCH(DQ$5,'Utilisation profile'!$F58:$CR58,0)),0,INDEX('Asset data'!$L58:$CX58,1,MATCH(DQ$5,'Utilisation profile'!$F58:$CR58,0))),0)","v":0},{"$f":"IF($A58>0,IF(ISNA(MATCH(DR$5,'Utilisation profile'!$F58:$CR58,0)),0,INDEX('Asset data'!$L58:$CX58,1,MATCH(DR$5,'Utilisation profile'!$F58:$CR58,0))),0)","v":0},{"$f":"IF($A58>0,IF(ISNA(MATCH(DS$5,'Utilisation profile'!$F58:$CR58,0)),0,INDEX('Asset data'!$L58:$CX58,1,MATCH(DS$5,'Utilisation profile'!$F58:$CR58,0))),0)","v":0},{"$f":"IF($A58>0,IF(ISNA(MATCH(DT$5,'Utilisation profile'!$F58:$CR58,0)),0,INDEX('Asset data'!$L58:$CX58,1,MATCH(DT$5,'Utilisation profile'!$F58:$CR58,0))),0)","v":0},{"$f":"IF($A58>0,IF(ISNA(MATCH(DU$5,'Utilisation profile'!$F58:$CR58,0)),0,INDEX('Asset data'!$L58:$CX58,1,MATCH(DU$5,'Utilisation profile'!$F58:$CR58,0))),0)","v":0},{"$f":"IF($A58>0,IF(ISNA(MATCH(DV$5,'Utilisation profile'!$F58:$CR58,0)),0,INDEX('Asset data'!$L58:$CX58,1,MATCH(DV$5,'Utilisation profile'!$F58:$CR58,0))),0)","v":0},{"$f":"IF($A58>0,IF(ISNA(MATCH(DW$5,'Utilisation profile'!$F58:$CR58,0)),0,INDEX('Asset data'!$L58:$CX58,1,MATCH(DW$5,'Utilisation profile'!$F58:$CR58,0))),0)","v":0},{"$f":"IF($A58>0,IF(ISNA(MATCH(DX$5,'Utilisation profile'!$F58:$CR58,0)),0,INDEX('Asset data'!$L58:$CX58,1,MATCH(DX$5,'Utilisation profile'!$F58:$CR58,0))),0)","v":0},{"$f":"IF($A58>0,IF(ISNA(MATCH(DY$5,'Utilisation profile'!$F58:$CR58,0)),0,INDEX('Asset data'!$L58:$CX58,1,MATCH(DY$5,'Utilisation profile'!$F58:$CR58,0))),0)","v":0},{"$f":"IF($A58>0,IF(ISNA(MATCH(DZ$5,'Utilisation profile'!$F58:$CR58,0)),0,INDEX('Asset data'!$L58:$CX58,1,MATCH(DZ$5,'Utilisation profile'!$F58:$CR58,0))),0)","v":0},{"$f":"IF($A58>0,IF(ISNA(MATCH(EA$5,'Utilisation profile'!$F58:$CR58,0)),0,INDEX('Asset data'!$L58:$CX58,1,MATCH(EA$5,'Utilisation profile'!$F58:$CR58,0))),0)","v":0},{"$f":"IF($A58>0,IF(ISNA(MATCH(EB$5,'Utilisation profile'!$F58:$CR58,0)),0,INDEX('Asset data'!$L58:$CX58,1,MATCH(EB$5,'Utilisation profile'!$F58:$CR58,0))),0)","v":0},{"$f":"IF($A58>0,IF(ISNA(MATCH(EC$5,'Utilisation profile'!$F58:$CR58,0)),0,INDEX('Asset data'!$L58:$CX58,1,MATCH(EC$5,'Utilisation profile'!$F58:$CR58,0))),0)","v":0},{"$f":"IF($A58>0,IF(ISNA(MATCH(ED$5,'Utilisation profile'!$F58:$CR58,0)),0,INDEX('Asset data'!$L58:$CX58,1,MATCH(ED$5,'Utilisation profile'!$F58:$CR58,0))),0)","v":0},{"$f":"IF($A58>0,IF(ISNA(MATCH(EE$5,'Utilisation profile'!$F58:$CR58,0)),0,INDEX('Asset data'!$L58:$CX58,1,MATCH(EE$5,'Utilisation profile'!$F58:$CR58,0))),0)","v":0},{"$f":"IF($A58>0,IF(ISNA(MATCH(EF$5,'Utilisation profile'!$F58:$CR58,0)),0,INDEX('Asset data'!$L58:$CX58,1,MATCH(EF$5,'Utilisation profile'!$F58:$CR58,0))),0)","v":0},{"$f":"IF($A58>0,IF(ISNA(MATCH(EG$5,'Utilisation profile'!$F58:$CR58,0)),0,INDEX('Asset data'!$L58:$CX58,1,MATCH(EG$5,'Utilisation profile'!$F58:$CR58,0))),0)","v":0},{"$f":"IF($A58>0,IF(ISNA(MATCH(EH$5,'Utilisation profile'!$F58:$CR58,0)),0,INDEX('Asset data'!$L58:$CX58,1,MATCH(EH$5,'Utilisation profile'!$F58:$CR58,0))),0)","v":0},{"$f":"IF($A58>0,IF(ISNA(MATCH(EI$5,'Utilisation profile'!$F58:$CR58,0)),0,INDEX('Asset data'!$L58:$CX58,1,MATCH(EI$5,'Utilisation profile'!$F58:$CR58,0))),0)","v":0},{"$f":"IF($A58>0,IF(ISNA(MATCH(EJ$5,'Utilisation profile'!$F58:$CR58,0)),0,INDEX('Asset data'!$L58:$CX58,1,MATCH(EJ$5,'Utilisation profile'!$F58:$CR58,0))),0)","v":0},{"$f":"IF($A58>0,IF(ISNA(MATCH(EK$5,'Utilisation profile'!$F58:$CR58,0)),0,INDEX('Asset data'!$L58:$CX58,1,MATCH(EK$5,'Utilisation profile'!$F58:$CR58,0))),0)","v":0},{"$f":"IF($A58>0,IF(ISNA(MATCH(EL$5,'Utilisation profile'!$F58:$CR58,0)),0,INDEX('Asset data'!$L58:$CX58,1,MATCH(EL$5,'Utilisation profile'!$F58:$CR58,0))),0)","v":0},{"$f":"IF($A58>0,IF(ISNA(MATCH(EM$5,'Utilisation profile'!$F58:$CR58,0)),0,INDEX('Asset data'!$L58:$CX58,1,MATCH(EM$5,'Utilisation profile'!$F58:$CR58,0))),0)","v":0},{"$f":"IF($A58>0,IF(ISNA(MATCH(EN$5,'Utilisation profile'!$F58:$CR58,0)),0,INDEX('Asset data'!$L58:$CX58,1,MATCH(EN$5,'Utilisation profile'!$F58:$CR58,0))),0)","v":0},{"$f":"IF($A58>0,IF(ISNA(MATCH(EO$5,'Utilisation profile'!$F58:$CR58,0)),0,INDEX('Asset data'!$L58:$CX58,1,MATCH(EO$5,'Utilisation profile'!$F58:$CR58,0))),0)","v":0},{"$f":"IF($A58>0,IF(ISNA(MATCH(EP$5,'Utilisation profile'!$F58:$CR58,0)),0,INDEX('Asset data'!$L58:$CX58,1,MATCH(EP$5,'Utilisation profile'!$F58:$CR58,0))),0)","v":0},{"$f":"IF($A58>0,IF(ISNA(MATCH(EQ$5,'Utilisation profile'!$F58:$CR58,0)),0,INDEX('Asset data'!$L58:$CX58,1,MATCH(EQ$5,'Utilisation profile'!$F58:$CR58,0))),0)","v":0},{"$f":"IF($A58>0,IF(ISNA(MATCH(ER$5,'Utilisation profile'!$F58:$CR58,0)),0,INDEX('Asset data'!$L58:$CX58,1,MATCH(ER$5,'Utilisation profile'!$F58:$CR58,0))),0)","v":0},{"$f":"IF($A58>0,IF(ISNA(MATCH(ES$5,'Utilisation profile'!$F58:$CR58,0)),0,INDEX('Asset data'!$L58:$CX58,1,MATCH(ES$5,'Utilisation profile'!$F58:$CR58,0))),0)","v":0},{"$f":"IF($A58>0,IF(ISNA(MATCH(ET$5,'Utilisation profile'!$F58:$CR58,0)),0,INDEX('Asset data'!$L58:$CX58,1,MATCH(ET$5,'Utilisation profile'!$F58:$CR58,0))),0)","v":0},{"$f":"IF($A58>0,IF(ISNA(MATCH(EU$5,'Utilisation profile'!$F58:$CR58,0)),0,INDEX('Asset data'!$L58:$CX58,1,MATCH(EU$5,'Utilisation profile'!$F58:$CR58,0))),0)","v":0},{"$f":"IF($A58>0,IF(ISNA(MATCH(EV$5,'Utilisation profile'!$F58:$CR58,0)),0,INDEX('Asset data'!$L58:$CX58,1,MATCH(EV$5,'Utilisation profile'!$F58:$CR58,0))),0)","v":0},{"$f":"IF($A58>0,IF(ISNA(MATCH(EW$5,'Utilisation profile'!$F58:$CR58,0)),0,INDEX('Asset data'!$L58:$CX58,1,MATCH(EW$5,'Utilisation profile'!$F58:$CR58,0))),0)","v":0},{"$f":"IF($A58>0,IF(ISNA(MATCH(EX$5,'Utilisation profile'!$F58:$CR58,0)),0,INDEX('Asset data'!$L58:$CX58,1,MATCH(EX$5,'Utilisation profile'!$F58:$CR58,0))),0)","v":0},{"$f":"IF($A58>0,IF(ISNA(MATCH(EY$5,'Utilisation profile'!$F58:$CR58,0)),0,INDEX('Asset data'!$L58:$CX58,1,MATCH(EY$5,'Utilisation profile'!$F58:$CR58,0))),0)","v":0},{"$f":"IF($A58>0,IF(ISNA(MATCH(EZ$5,'Utilisation profile'!$F58:$CR58,0)),0,INDEX('Asset data'!$L58:$CX58,1,MATCH(EZ$5,'Utilisation profile'!$F58:$CR58,0))),0)","v":0},{"$f":"IF($A58>0,IF(ISNA(MATCH(FA$5,'Utilisation profile'!$F58:$CR58,0)),0,INDEX('Asset data'!$L58:$CX58,1,MATCH(FA$5,'Utilisation profile'!$F58:$CR58,0))),0)","v":0}]
[{"$f":"'Asset data'!A59","v":0},{"$f":"'Asset data'!B59","v":0},{"$f":"'Asset data'!C59","v":0},{"$f":"'Asset data'!E59","v":0},{"$f":"'Asset data'!I59","v":0},{"$f":"IF($A59>0,'Utilisation profile'!CU59,0)","v":0},{"$f":"IF($A59>0,IF(ISNA(MATCH(G$5,'Utilisation profile'!$F59:$CR59,0)),0,INDEX('Asset data'!$L59:$CX59,1,MATCH(G$5,'Utilisation profile'!$F59:$CR59,0))),0)","v":0},{"$f":"IF($A59>0,IF(ISNA(MATCH(H$5,'Utilisation profile'!$F59:$CR59,0)),0,INDEX('Asset data'!$L59:$CX59,1,MATCH(H$5,'Utilisation profile'!$F59:$CR59,0))),0)","v":0},{"$f":"IF($A59>0,IF(ISNA(MATCH(I$5,'Utilisation profile'!$F59:$CR59,0)),0,INDEX('Asset data'!$L59:$CX59,1,MATCH(I$5,'Utilisation profile'!$F59:$CR59,0))),0)","v":0},{"$f":"IF($A59>0,IF(ISNA(MATCH(J$5,'Utilisation profile'!$F59:$CR59,0)),0,INDEX('Asset data'!$L59:$CX59,1,MATCH(J$5,'Utilisation profile'!$F59:$CR59,0))),0)","v":0},{"$f":"IF($A59>0,IF(ISNA(MATCH(K$5,'Utilisation profile'!$F59:$CR59,0)),0,INDEX('Asset data'!$L59:$CX59,1,MATCH(K$5,'Utilisation profile'!$F59:$CR59,0))),0)","v":0},{"$f":"IF($A59>0,IF(ISNA(MATCH(L$5,'Utilisation profile'!$F59:$CR59,0)),0,INDEX('Asset data'!$L59:$CX59,1,MATCH(L$5,'Utilisation profile'!$F59:$CR59,0))),0)","v":0},{"$f":"IF($A59>0,IF(ISNA(MATCH(M$5,'Utilisation profile'!$F59:$CR59,0)),0,INDEX('Asset data'!$L59:$CX59,1,MATCH(M$5,'Utilisation profile'!$F59:$CR59,0))),0)","v":0},{"$f":"IF($A59>0,IF(ISNA(MATCH(N$5,'Utilisation profile'!$F59:$CR59,0)),0,INDEX('Asset data'!$L59:$CX59,1,MATCH(N$5,'Utilisation profile'!$F59:$CR59,0))),0)","v":0},{"$f":"IF($A59>0,IF(ISNA(MATCH(O$5,'Utilisation profile'!$F59:$CR59,0)),0,INDEX('Asset data'!$L59:$CX59,1,MATCH(O$5,'Utilisation profile'!$F59:$CR59,0))),0)","v":0},{"$f":"IF($A59>0,IF(ISNA(MATCH(P$5,'Utilisation profile'!$F59:$CR59,0)),0,INDEX('Asset data'!$L59:$CX59,1,MATCH(P$5,'Utilisation profile'!$F59:$CR59,0))),0)","v":0},{"$f":"IF($A59>0,IF(ISNA(MATCH(Q$5,'Utilisation profile'!$F59:$CR59,0)),0,INDEX('Asset data'!$L59:$CX59,1,MATCH(Q$5,'Utilisation profile'!$F59:$CR59,0))),0)","v":0},{"$f":"IF($A59>0,IF(ISNA(MATCH(R$5,'Utilisation profile'!$F59:$CR59,0)),0,INDEX('Asset data'!$L59:$CX59,1,MATCH(R$5,'Utilisation profile'!$F59:$CR59,0))),0)","v":0},{"$f":"IF($A59>0,IF(ISNA(MATCH(S$5,'Utilisation profile'!$F59:$CR59,0)),0,INDEX('Asset data'!$L59:$CX59,1,MATCH(S$5,'Utilisation profile'!$F59:$CR59,0))),0)","v":0},{"$f":"IF($A59>0,IF(ISNA(MATCH(T$5,'Utilisation profile'!$F59:$CR59,0)),0,INDEX('Asset data'!$L59:$CX59,1,MATCH(T$5,'Utilisation profile'!$F59:$CR59,0))),0)","v":0},{"$f":"IF($A59>0,IF(ISNA(MATCH(U$5,'Utilisation profile'!$F59:$CR59,0)),0,INDEX('Asset data'!$L59:$CX59,1,MATCH(U$5,'Utilisation profile'!$F59:$CR59,0))),0)","v":0},{"$f":"IF($A59>0,IF(ISNA(MATCH(V$5,'Utilisation profile'!$F59:$CR59,0)),0,INDEX('Asset data'!$L59:$CX59,1,MATCH(V$5,'Utilisation profile'!$F59:$CR59,0))),0)","v":0},{"$f":"IF($A59>0,IF(ISNA(MATCH(W$5,'Utilisation profile'!$F59:$CR59,0)),0,INDEX('Asset data'!$L59:$CX59,1,MATCH(W$5,'Utilisation profile'!$F59:$CR59,0))),0)","v":0},{"$f":"IF($A59>0,IF(ISNA(MATCH(X$5,'Utilisation profile'!$F59:$CR59,0)),0,INDEX('Asset data'!$L59:$CX59,1,MATCH(X$5,'Utilisation profile'!$F59:$CR59,0))),0)","v":0},{"$f":"IF($A59>0,IF(ISNA(MATCH(Y$5,'Utilisation profile'!$F59:$CR59,0)),0,INDEX('Asset data'!$L59:$CX59,1,MATCH(Y$5,'Utilisation profile'!$F59:$CR59,0))),0)","v":0},{"$f":"IF($A59>0,IF(ISNA(MATCH(Z$5,'Utilisation profile'!$F59:$CR59,0)),0,INDEX('Asset data'!$L59:$CX59,1,MATCH(Z$5,'Utilisation profile'!$F59:$CR59,0))),0)","v":0},{"$f":"IF($A59>0,IF(ISNA(MATCH(AA$5,'Utilisation profile'!$F59:$CR59,0)),0,INDEX('Asset data'!$L59:$CX59,1,MATCH(AA$5,'Utilisation profile'!$F59:$CR59,0))),0)","v":0},{"$f":"IF($A59>0,IF(ISNA(MATCH(AB$5,'Utilisation profile'!$F59:$CR59,0)),0,INDEX('Asset data'!$L59:$CX59,1,MATCH(AB$5,'Utilisation profile'!$F59:$CR59,0))),0)","v":0},{"$f":"IF($A59>0,IF(ISNA(MATCH(AC$5,'Utilisation profile'!$F59:$CR59,0)),0,INDEX('Asset data'!$L59:$CX59,1,MATCH(AC$5,'Utilisation profile'!$F59:$CR59,0))),0)","v":0},{"$f":"IF($A59>0,IF(ISNA(MATCH(AD$5,'Utilisation profile'!$F59:$CR59,0)),0,INDEX('Asset data'!$L59:$CX59,1,MATCH(AD$5,'Utilisation profile'!$F59:$CR59,0))),0)","v":0},{"$f":"IF($A59>0,IF(ISNA(MATCH(AE$5,'Utilisation profile'!$F59:$CR59,0)),0,INDEX('Asset data'!$L59:$CX59,1,MATCH(AE$5,'Utilisation profile'!$F59:$CR59,0))),0)","v":0},{"$f":"IF($A59>0,IF(ISNA(MATCH(AF$5,'Utilisation profile'!$F59:$CR59,0)),0,INDEX('Asset data'!$L59:$CX59,1,MATCH(AF$5,'Utilisation profile'!$F59:$CR59,0))),0)","v":0},{"$f":"IF($A59>0,IF(ISNA(MATCH(AG$5,'Utilisation profile'!$F59:$CR59,0)),0,INDEX('Asset data'!$L59:$CX59,1,MATCH(AG$5,'Utilisation profile'!$F59:$CR59,0))),0)","v":0},{"$f":"IF($A59>0,IF(ISNA(MATCH(AH$5,'Utilisation profile'!$F59:$CR59,0)),0,INDEX('Asset data'!$L59:$CX59,1,MATCH(AH$5,'Utilisation profile'!$F59:$CR59,0))),0)","v":0},{"$f":"IF($A59>0,IF(ISNA(MATCH(AI$5,'Utilisation profile'!$F59:$CR59,0)),0,INDEX('Asset data'!$L59:$CX59,1,MATCH(AI$5,'Utilisation profile'!$F59:$CR59,0))),0)","v":0},{"$f":"IF($A59>0,IF(ISNA(MATCH(AJ$5,'Utilisation profile'!$F59:$CR59,0)),0,INDEX('Asset data'!$L59:$CX59,1,MATCH(AJ$5,'Utilisation profile'!$F59:$CR59,0))),0)","v":0},{"$f":"IF($A59>0,IF(ISNA(MATCH(AK$5,'Utilisation profile'!$F59:$CR59,0)),0,INDEX('Asset data'!$L59:$CX59,1,MATCH(AK$5,'Utilisation profile'!$F59:$CR59,0))),0)","v":0},{"$f":"IF($A59>0,IF(ISNA(MATCH(AL$5,'Utilisation profile'!$F59:$CR59,0)),0,INDEX('Asset data'!$L59:$CX59,1,MATCH(AL$5,'Utilisation profile'!$F59:$CR59,0))),0)","v":0},{"$f":"IF($A59>0,IF(ISNA(MATCH(AM$5,'Utilisation profile'!$F59:$CR59,0)),0,INDEX('Asset data'!$L59:$CX59,1,MATCH(AM$5,'Utilisation profile'!$F59:$CR59,0))),0)","v":0},{"$f":"IF($A59>0,IF(ISNA(MATCH(AN$5,'Utilisation profile'!$F59:$CR59,0)),0,INDEX('Asset data'!$L59:$CX59,1,MATCH(AN$5,'Utilisation profile'!$F59:$CR59,0))),0)","v":0},{"$f":"IF($A59>0,IF(ISNA(MATCH(AO$5,'Utilisation profile'!$F59:$CR59,0)),0,INDEX('Asset data'!$L59:$CX59,1,MATCH(AO$5,'Utilisation profile'!$F59:$CR59,0))),0)","v":0},{"$f":"IF($A59>0,IF(ISNA(MATCH(AP$5,'Utilisation profile'!$F59:$CR59,0)),0,INDEX('Asset data'!$L59:$CX59,1,MATCH(AP$5,'Utilisation profile'!$F59:$CR59,0))),0)","v":0},{"$f":"IF($A59>0,IF(ISNA(MATCH(AQ$5,'Utilisation profile'!$F59:$CR59,0)),0,INDEX('Asset data'!$L59:$CX59,1,MATCH(AQ$5,'Utilisation profile'!$F59:$CR59,0))),0)","v":0},{"$f":"IF($A59>0,IF(ISNA(MATCH(AR$5,'Utilisation profile'!$F59:$CR59,0)),0,INDEX('Asset data'!$L59:$CX59,1,MATCH(AR$5,'Utilisation profile'!$F59:$CR59,0))),0)","v":0},{"$f":"IF($A59>0,IF(ISNA(MATCH(AS$5,'Utilisation profile'!$F59:$CR59,0)),0,INDEX('Asset data'!$L59:$CX59,1,MATCH(AS$5,'Utilisation profile'!$F59:$CR59,0))),0)","v":0},{"$f":"IF($A59>0,IF(ISNA(MATCH(AT$5,'Utilisation profile'!$F59:$CR59,0)),0,INDEX('Asset data'!$L59:$CX59,1,MATCH(AT$5,'Utilisation profile'!$F59:$CR59,0))),0)","v":0},{"$f":"IF($A59>0,IF(ISNA(MATCH(AU$5,'Utilisation profile'!$F59:$CR59,0)),0,INDEX('Asset data'!$L59:$CX59,1,MATCH(AU$5,'Utilisation profile'!$F59:$CR59,0))),0)","v":0},{"$f":"IF($A59>0,IF(ISNA(MATCH(AV$5,'Utilisation profile'!$F59:$CR59,0)),0,INDEX('Asset data'!$L59:$CX59,1,MATCH(AV$5,'Utilisation profile'!$F59:$CR59,0))),0)","v":0},{"$f":"IF($A59>0,IF(ISNA(MATCH(AW$5,'Utilisation profile'!$F59:$CR59,0)),0,INDEX('Asset data'!$L59:$CX59,1,MATCH(AW$5,'Utilisation profile'!$F59:$CR59,0))),0)","v":0},{"$f":"IF($A59>0,IF(ISNA(MATCH(AX$5,'Utilisation profile'!$F59:$CR59,0)),0,INDEX('Asset data'!$L59:$CX59,1,MATCH(AX$5,'Utilisation profile'!$F59:$CR59,0))),0)","v":0},{"$f":"IF($A59>0,IF(ISNA(MATCH(AY$5,'Utilisation profile'!$F59:$CR59,0)),0,INDEX('Asset data'!$L59:$CX59,1,MATCH(AY$5,'Utilisation profile'!$F59:$CR59,0))),0)","v":0},{"$f":"IF($A59>0,IF(ISNA(MATCH(AZ$5,'Utilisation profile'!$F59:$CR59,0)),0,INDEX('Asset data'!$L59:$CX59,1,MATCH(AZ$5,'Utilisation profile'!$F59:$CR59,0))),0)","v":0},{"$f":"IF($A59>0,IF(ISNA(MATCH(BA$5,'Utilisation profile'!$F59:$CR59,0)),0,INDEX('Asset data'!$L59:$CX59,1,MATCH(BA$5,'Utilisation profile'!$F59:$CR59,0))),0)","v":0},{"$f":"IF($A59>0,IF(ISNA(MATCH(BB$5,'Utilisation profile'!$F59:$CR59,0)),0,INDEX('Asset data'!$L59:$CX59,1,MATCH(BB$5,'Utilisation profile'!$F59:$CR59,0))),0)","v":0},{"$f":"IF($A59>0,IF(ISNA(MATCH(BC$5,'Utilisation profile'!$F59:$CR59,0)),0,INDEX('Asset data'!$L59:$CX59,1,MATCH(BC$5,'Utilisation profile'!$F59:$CR59,0))),0)","v":0},{"$f":"IF($A59>0,IF(ISNA(MATCH(BD$5,'Utilisation profile'!$F59:$CR59,0)),0,INDEX('Asset data'!$L59:$CX59,1,MATCH(BD$5,'Utilisation profile'!$F59:$CR59,0))),0)","v":0},{"$f":"IF($A59>0,IF(ISNA(MATCH(BE$5,'Utilisation profile'!$F59:$CR59,0)),0,INDEX('Asset data'!$L59:$CX59,1,MATCH(BE$5,'Utilisation profile'!$F59:$CR59,0))),0)","v":0},{"$f":"IF($A59>0,IF(ISNA(MATCH(BF$5,'Utilisation profile'!$F59:$CR59,0)),0,INDEX('Asset data'!$L59:$CX59,1,MATCH(BF$5,'Utilisation profile'!$F59:$CR59,0))),0)","v":0},{"$f":"IF($A59>0,IF(ISNA(MATCH(BG$5,'Utilisation profile'!$F59:$CR59,0)),0,INDEX('Asset data'!$L59:$CX59,1,MATCH(BG$5,'Utilisation profile'!$F59:$CR59,0))),0)","v":0},{"$f":"IF($A59>0,IF(ISNA(MATCH(BH$5,'Utilisation profile'!$F59:$CR59,0)),0,INDEX('Asset data'!$L59:$CX59,1,MATCH(BH$5,'Utilisation profile'!$F59:$CR59,0))),0)","v":0},{"$f":"IF($A59>0,IF(ISNA(MATCH(BI$5,'Utilisation profile'!$F59:$CR59,0)),0,INDEX('Asset data'!$L59:$CX59,1,MATCH(BI$5,'Utilisation profile'!$F59:$CR59,0))),0)","v":0},{"$f":"IF($A59>0,IF(ISNA(MATCH(BJ$5,'Utilisation profile'!$F59:$CR59,0)),0,INDEX('Asset data'!$L59:$CX59,1,MATCH(BJ$5,'Utilisation profile'!$F59:$CR59,0))),0)","v":0},{"$f":"IF($A59>0,IF(ISNA(MATCH(BK$5,'Utilisation profile'!$F59:$CR59,0)),0,INDEX('Asset data'!$L59:$CX59,1,MATCH(BK$5,'Utilisation profile'!$F59:$CR59,0))),0)","v":0},{"$f":"IF($A59>0,IF(ISNA(MATCH(BL$5,'Utilisation profile'!$F59:$CR59,0)),0,INDEX('Asset data'!$L59:$CX59,1,MATCH(BL$5,'Utilisation profile'!$F59:$CR59,0))),0)","v":0},{"$f":"IF($A59>0,IF(ISNA(MATCH(BM$5,'Utilisation profile'!$F59:$CR59,0)),0,INDEX('Asset data'!$L59:$CX59,1,MATCH(BM$5,'Utilisation profile'!$F59:$CR59,0))),0)","v":0},{"$f":"IF($A59>0,IF(ISNA(MATCH(BN$5,'Utilisation profile'!$F59:$CR59,0)),0,INDEX('Asset data'!$L59:$CX59,1,MATCH(BN$5,'Utilisation profile'!$F59:$CR59,0))),0)","v":0},{"$f":"IF($A59>0,IF(ISNA(MATCH(BO$5,'Utilisation profile'!$F59:$CR59,0)),0,INDEX('Asset data'!$L59:$CX59,1,MATCH(BO$5,'Utilisation profile'!$F59:$CR59,0))),0)","v":0},{"$f":"IF($A59>0,IF(ISNA(MATCH(BP$5,'Utilisation profile'!$F59:$CR59,0)),0,INDEX('Asset data'!$L59:$CX59,1,MATCH(BP$5,'Utilisation profile'!$F59:$CR59,0))),0)","v":0},{"$f":"IF($A59>0,IF(ISNA(MATCH(BQ$5,'Utilisation profile'!$F59:$CR59,0)),0,INDEX('Asset data'!$L59:$CX59,1,MATCH(BQ$5,'Utilisation profile'!$F59:$CR59,0))),0)","v":0},{"$f":"IF($A59>0,IF(ISNA(MATCH(BR$5,'Utilisation profile'!$F59:$CR59,0)),0,INDEX('Asset data'!$L59:$CX59,1,MATCH(BR$5,'Utilisation profile'!$F59:$CR59,0))),0)","v":0},{"$f":"IF($A59>0,IF(ISNA(MATCH(BS$5,'Utilisation profile'!$F59:$CR59,0)),0,INDEX('Asset data'!$L59:$CX59,1,MATCH(BS$5,'Utilisation profile'!$F59:$CR59,0))),0)","v":0},{"$f":"IF($A59>0,IF(ISNA(MATCH(BT$5,'Utilisation profile'!$F59:$CR59,0)),0,INDEX('Asset data'!$L59:$CX59,1,MATCH(BT$5,'Utilisation profile'!$F59:$CR59,0))),0)","v":0},{"$f":"IF($A59>0,IF(ISNA(MATCH(BU$5,'Utilisation profile'!$F59:$CR59,0)),0,INDEX('Asset data'!$L59:$CX59,1,MATCH(BU$5,'Utilisation profile'!$F59:$CR59,0))),0)","v":0},{"$f":"IF($A59>0,IF(ISNA(MATCH(BV$5,'Utilisation profile'!$F59:$CR59,0)),0,INDEX('Asset data'!$L59:$CX59,1,MATCH(BV$5,'Utilisation profile'!$F59:$CR59,0))),0)","v":0},{"$f":"IF($A59>0,IF(ISNA(MATCH(BW$5,'Utilisation profile'!$F59:$CR59,0)),0,INDEX('Asset data'!$L59:$CX59,1,MATCH(BW$5,'Utilisation profile'!$F59:$CR59,0))),0)","v":0},{"$f":"IF($A59>0,IF(ISNA(MATCH(BX$5,'Utilisation profile'!$F59:$CR59,0)),0,INDEX('Asset data'!$L59:$CX59,1,MATCH(BX$5,'Utilisation profile'!$F59:$CR59,0))),0)","v":0},{"$f":"IF($A59>0,IF(ISNA(MATCH(BY$5,'Utilisation profile'!$F59:$CR59,0)),0,INDEX('Asset data'!$L59:$CX59,1,MATCH(BY$5,'Utilisation profile'!$F59:$CR59,0))),0)","v":0},{"$f":"IF($A59>0,IF(ISNA(MATCH(BZ$5,'Utilisation profile'!$F59:$CR59,0)),0,INDEX('Asset data'!$L59:$CX59,1,MATCH(BZ$5,'Utilisation profile'!$F59:$CR59,0))),0)","v":0},{"$f":"IF($A59>0,IF(ISNA(MATCH(CA$5,'Utilisation profile'!$F59:$CR59,0)),0,INDEX('Asset data'!$L59:$CX59,1,MATCH(CA$5,'Utilisation profile'!$F59:$CR59,0))),0)","v":0},{"$f":"IF($A59>0,IF(ISNA(MATCH(CB$5,'Utilisation profile'!$F59:$CR59,0)),0,INDEX('Asset data'!$L59:$CX59,1,MATCH(CB$5,'Utilisation profile'!$F59:$CR59,0))),0)","v":0},{"$f":"IF($A59>0,IF(ISNA(MATCH(CC$5,'Utilisation profile'!$F59:$CR59,0)),0,INDEX('Asset data'!$L59:$CX59,1,MATCH(CC$5,'Utilisation profile'!$F59:$CR59,0))),0)","v":0},{"$f":"IF($A59>0,IF(ISNA(MATCH(CD$5,'Utilisation profile'!$F59:$CR59,0)),0,INDEX('Asset data'!$L59:$CX59,1,MATCH(CD$5,'Utilisation profile'!$F59:$CR59,0))),0)","v":0},{"$f":"IF($A59>0,IF(ISNA(MATCH(CE$5,'Utilisation profile'!$F59:$CR59,0)),0,INDEX('Asset data'!$L59:$CX59,1,MATCH(CE$5,'Utilisation profile'!$F59:$CR59,0))),0)","v":0},{"$f":"IF($A59>0,IF(ISNA(MATCH(CF$5,'Utilisation profile'!$F59:$CR59,0)),0,INDEX('Asset data'!$L59:$CX59,1,MATCH(CF$5,'Utilisation profile'!$F59:$CR59,0))),0)","v":0},{"$f":"IF($A59>0,IF(ISNA(MATCH(CG$5,'Utilisation profile'!$F59:$CR59,0)),0,INDEX('Asset data'!$L59:$CX59,1,MATCH(CG$5,'Utilisation profile'!$F59:$CR59,0))),0)","v":0},{"$f":"IF($A59>0,IF(ISNA(MATCH(CH$5,'Utilisation profile'!$F59:$CR59,0)),0,INDEX('Asset data'!$L59:$CX59,1,MATCH(CH$5,'Utilisation profile'!$F59:$CR59,0))),0)","v":0},{"$f":"IF($A59>0,IF(ISNA(MATCH(CI$5,'Utilisation profile'!$F59:$CR59,0)),0,INDEX('Asset data'!$L59:$CX59,1,MATCH(CI$5,'Utilisation profile'!$F59:$CR59,0))),0)","v":0},{"$f":"IF($A59>0,IF(ISNA(MATCH(CJ$5,'Utilisation profile'!$F59:$CR59,0)),0,INDEX('Asset data'!$L59:$CX59,1,MATCH(CJ$5,'Utilisation profile'!$F59:$CR59,0))),0)","v":0},{"$f":"IF($A59>0,IF(ISNA(MATCH(CK$5,'Utilisation profile'!$F59:$CR59,0)),0,INDEX('Asset data'!$L59:$CX59,1,MATCH(CK$5,'Utilisation profile'!$F59:$CR59,0))),0)","v":0},{"$f":"IF($A59>0,IF(ISNA(MATCH(CL$5,'Utilisation profile'!$F59:$CR59,0)),0,INDEX('Asset data'!$L59:$CX59,1,MATCH(CL$5,'Utilisation profile'!$F59:$CR59,0))),0)","v":0},{"$f":"IF($A59>0,IF(ISNA(MATCH(CM$5,'Utilisation profile'!$F59:$CR59,0)),0,INDEX('Asset data'!$L59:$CX59,1,MATCH(CM$5,'Utilisation profile'!$F59:$CR59,0))),0)","v":0},{"$f":"IF($A59>0,IF(ISNA(MATCH(CN$5,'Utilisation profile'!$F59:$CR59,0)),0,INDEX('Asset data'!$L59:$CX59,1,MATCH(CN$5,'Utilisation profile'!$F59:$CR59,0))),0)","v":0},{"$f":"IF($A59>0,IF(ISNA(MATCH(CO$5,'Utilisation profile'!$F59:$CR59,0)),0,INDEX('Asset data'!$L59:$CX59,1,MATCH(CO$5,'Utilisation profile'!$F59:$CR59,0))),0)","v":0},{"$f":"IF($A59>0,IF(ISNA(MATCH(CP$5,'Utilisation profile'!$F59:$CR59,0)),0,INDEX('Asset data'!$L59:$CX59,1,MATCH(CP$5,'Utilisation profile'!$F59:$CR59,0))),0)","v":0},{"$f":"IF($A59>0,IF(ISNA(MATCH(CQ$5,'Utilisation profile'!$F59:$CR59,0)),0,INDEX('Asset data'!$L59:$CX59,1,MATCH(CQ$5,'Utilisation profile'!$F59:$CR59,0))),0)","v":0},{"$f":"IF($A59>0,IF(ISNA(MATCH(CR$5,'Utilisation profile'!$F59:$CR59,0)),0,INDEX('Asset data'!$L59:$CX59,1,MATCH(CR$5,'Utilisation profile'!$F59:$CR59,0))),0)","v":0},{"$f":"IF($A59>0,IF(ISNA(MATCH(CS$5,'Utilisation profile'!$F59:$CR59,0)),0,INDEX('Asset data'!$L59:$CX59,1,MATCH(CS$5,'Utilisation profile'!$F59:$CR59,0))),0)","v":0},{"$f":"IF($A59>0,IF(ISNA(MATCH(CT$5,'Utilisation profile'!$F59:$CR59,0)),0,INDEX('Asset data'!$L59:$CX59,1,MATCH(CT$5,'Utilisation profile'!$F59:$CR59,0))),0)","v":0},{"$f":"IF($A59>0,IF(ISNA(MATCH(CU$5,'Utilisation profile'!$F59:$CR59,0)),0,INDEX('Asset data'!$L59:$CX59,1,MATCH(CU$5,'Utilisation profile'!$F59:$CR59,0))),0)","v":0},{"$f":"IF($A59>0,IF(ISNA(MATCH(CV$5,'Utilisation profile'!$F59:$CR59,0)),0,INDEX('Asset data'!$L59:$CX59,1,MATCH(CV$5,'Utilisation profile'!$F59:$CR59,0))),0)","v":0},{"$f":"IF($A59>0,IF(ISNA(MATCH(CW$5,'Utilisation profile'!$F59:$CR59,0)),0,INDEX('Asset data'!$L59:$CX59,1,MATCH(CW$5,'Utilisation profile'!$F59:$CR59,0))),0)","v":0},{"$f":"IF($A59>0,IF(ISNA(MATCH(CX$5,'Utilisation profile'!$F59:$CR59,0)),0,INDEX('Asset data'!$L59:$CX59,1,MATCH(CX$5,'Utilisation profile'!$F59:$CR59,0))),0)","v":0},{"$f":"IF($A59>0,IF(ISNA(MATCH(CY$5,'Utilisation profile'!$F59:$CR59,0)),0,INDEX('Asset data'!$L59:$CX59,1,MATCH(CY$5,'Utilisation profile'!$F59:$CR59,0))),0)","v":0},{"$f":"IF($A59>0,IF(ISNA(MATCH(CZ$5,'Utilisation profile'!$F59:$CR59,0)),0,INDEX('Asset data'!$L59:$CX59,1,MATCH(CZ$5,'Utilisation profile'!$F59:$CR59,0))),0)","v":0},{"$f":"IF($A59>0,IF(ISNA(MATCH(DA$5,'Utilisation profile'!$F59:$CR59,0)),0,INDEX('Asset data'!$L59:$CX59,1,MATCH(DA$5,'Utilisation profile'!$F59:$CR59,0))),0)","v":0},{"$f":"IF($A59>0,IF(ISNA(MATCH(DB$5,'Utilisation profile'!$F59:$CR59,0)),0,INDEX('Asset data'!$L59:$CX59,1,MATCH(DB$5,'Utilisation profile'!$F59:$CR59,0))),0)","v":0},{"$f":"IF($A59>0,IF(ISNA(MATCH(DC$5,'Utilisation profile'!$F59:$CR59,0)),0,INDEX('Asset data'!$L59:$CX59,1,MATCH(DC$5,'Utilisation profile'!$F59:$CR59,0))),0)","v":0},{"$f":"IF($A59>0,IF(ISNA(MATCH(DD$5,'Utilisation profile'!$F59:$CR59,0)),0,INDEX('Asset data'!$L59:$CX59,1,MATCH(DD$5,'Utilisation profile'!$F59:$CR59,0))),0)","v":0},{"$f":"IF($A59>0,IF(ISNA(MATCH(DE$5,'Utilisation profile'!$F59:$CR59,0)),0,INDEX('Asset data'!$L59:$CX59,1,MATCH(DE$5,'Utilisation profile'!$F59:$CR59,0))),0)","v":0},{"$f":"IF($A59>0,IF(ISNA(MATCH(DF$5,'Utilisation profile'!$F59:$CR59,0)),0,INDEX('Asset data'!$L59:$CX59,1,MATCH(DF$5,'Utilisation profile'!$F59:$CR59,0))),0)","v":0},{"$f":"IF($A59>0,IF(ISNA(MATCH(DG$5,'Utilisation profile'!$F59:$CR59,0)),0,INDEX('Asset data'!$L59:$CX59,1,MATCH(DG$5,'Utilisation profile'!$F59:$CR59,0))),0)","v":0},{"$f":"IF($A59>0,IF(ISNA(MATCH(DH$5,'Utilisation profile'!$F59:$CR59,0)),0,INDEX('Asset data'!$L59:$CX59,1,MATCH(DH$5,'Utilisation profile'!$F59:$CR59,0))),0)","v":0},{"$f":"IF($A59>0,IF(ISNA(MATCH(DI$5,'Utilisation profile'!$F59:$CR59,0)),0,INDEX('Asset data'!$L59:$CX59,1,MATCH(DI$5,'Utilisation profile'!$F59:$CR59,0))),0)","v":0},{"$f":"IF($A59>0,IF(ISNA(MATCH(DJ$5,'Utilisation profile'!$F59:$CR59,0)),0,INDEX('Asset data'!$L59:$CX59,1,MATCH(DJ$5,'Utilisation profile'!$F59:$CR59,0))),0)","v":0},{"$f":"IF($A59>0,IF(ISNA(MATCH(DK$5,'Utilisation profile'!$F59:$CR59,0)),0,INDEX('Asset data'!$L59:$CX59,1,MATCH(DK$5,'Utilisation profile'!$F59:$CR59,0))),0)","v":0},{"$f":"IF($A59>0,IF(ISNA(MATCH(DL$5,'Utilisation profile'!$F59:$CR59,0)),0,INDEX('Asset data'!$L59:$CX59,1,MATCH(DL$5,'Utilisation profile'!$F59:$CR59,0))),0)","v":0},{"$f":"IF($A59>0,IF(ISNA(MATCH(DM$5,'Utilisation profile'!$F59:$CR59,0)),0,INDEX('Asset data'!$L59:$CX59,1,MATCH(DM$5,'Utilisation profile'!$F59:$CR59,0))),0)","v":0},{"$f":"IF($A59>0,IF(ISNA(MATCH(DN$5,'Utilisation profile'!$F59:$CR59,0)),0,INDEX('Asset data'!$L59:$CX59,1,MATCH(DN$5,'Utilisation profile'!$F59:$CR59,0))),0)","v":0},{"$f":"IF($A59>0,IF(ISNA(MATCH(DO$5,'Utilisation profile'!$F59:$CR59,0)),0,INDEX('Asset data'!$L59:$CX59,1,MATCH(DO$5,'Utilisation profile'!$F59:$CR59,0))),0)","v":0},{"$f":"IF($A59>0,IF(ISNA(MATCH(DP$5,'Utilisation profile'!$F59:$CR59,0)),0,INDEX('Asset data'!$L59:$CX59,1,MATCH(DP$5,'Utilisation profile'!$F59:$CR59,0))),0)","v":0},{"$f":"IF($A59>0,IF(ISNA(MATCH(DQ$5,'Utilisation profile'!$F59:$CR59,0)),0,INDEX('Asset data'!$L59:$CX59,1,MATCH(DQ$5,'Utilisation profile'!$F59:$CR59,0))),0)","v":0},{"$f":"IF($A59>0,IF(ISNA(MATCH(DR$5,'Utilisation profile'!$F59:$CR59,0)),0,INDEX('Asset data'!$L59:$CX59,1,MATCH(DR$5,'Utilisation profile'!$F59:$CR59,0))),0)","v":0},{"$f":"IF($A59>0,IF(ISNA(MATCH(DS$5,'Utilisation profile'!$F59:$CR59,0)),0,INDEX('Asset data'!$L59:$CX59,1,MATCH(DS$5,'Utilisation profile'!$F59:$CR59,0))),0)","v":0},{"$f":"IF($A59>0,IF(ISNA(MATCH(DT$5,'Utilisation profile'!$F59:$CR59,0)),0,INDEX('Asset data'!$L59:$CX59,1,MATCH(DT$5,'Utilisation profile'!$F59:$CR59,0))),0)","v":0},{"$f":"IF($A59>0,IF(ISNA(MATCH(DU$5,'Utilisation profile'!$F59:$CR59,0)),0,INDEX('Asset data'!$L59:$CX59,1,MATCH(DU$5,'Utilisation profile'!$F59:$CR59,0))),0)","v":0},{"$f":"IF($A59>0,IF(ISNA(MATCH(DV$5,'Utilisation profile'!$F59:$CR59,0)),0,INDEX('Asset data'!$L59:$CX59,1,MATCH(DV$5,'Utilisation profile'!$F59:$CR59,0))),0)","v":0},{"$f":"IF($A59>0,IF(ISNA(MATCH(DW$5,'Utilisation profile'!$F59:$CR59,0)),0,INDEX('Asset data'!$L59:$CX59,1,MATCH(DW$5,'Utilisation profile'!$F59:$CR59,0))),0)","v":0},{"$f":"IF($A59>0,IF(ISNA(MATCH(DX$5,'Utilisation profile'!$F59:$CR59,0)),0,INDEX('Asset data'!$L59:$CX59,1,MATCH(DX$5,'Utilisation profile'!$F59:$CR59,0))),0)","v":0},{"$f":"IF($A59>0,IF(ISNA(MATCH(DY$5,'Utilisation profile'!$F59:$CR59,0)),0,INDEX('Asset data'!$L59:$CX59,1,MATCH(DY$5,'Utilisation profile'!$F59:$CR59,0))),0)","v":0},{"$f":"IF($A59>0,IF(ISNA(MATCH(DZ$5,'Utilisation profile'!$F59:$CR59,0)),0,INDEX('Asset data'!$L59:$CX59,1,MATCH(DZ$5,'Utilisation profile'!$F59:$CR59,0))),0)","v":0},{"$f":"IF($A59>0,IF(ISNA(MATCH(EA$5,'Utilisation profile'!$F59:$CR59,0)),0,INDEX('Asset data'!$L59:$CX59,1,MATCH(EA$5,'Utilisation profile'!$F59:$CR59,0))),0)","v":0},{"$f":"IF($A59>0,IF(ISNA(MATCH(EB$5,'Utilisation profile'!$F59:$CR59,0)),0,INDEX('Asset data'!$L59:$CX59,1,MATCH(EB$5,'Utilisation profile'!$F59:$CR59,0))),0)","v":0},{"$f":"IF($A59>0,IF(ISNA(MATCH(EC$5,'Utilisation profile'!$F59:$CR59,0)),0,INDEX('Asset data'!$L59:$CX59,1,MATCH(EC$5,'Utilisation profile'!$F59:$CR59,0))),0)","v":0},{"$f":"IF($A59>0,IF(ISNA(MATCH(ED$5,'Utilisation profile'!$F59:$CR59,0)),0,INDEX('Asset data'!$L59:$CX59,1,MATCH(ED$5,'Utilisation profile'!$F59:$CR59,0))),0)","v":0},{"$f":"IF($A59>0,IF(ISNA(MATCH(EE$5,'Utilisation profile'!$F59:$CR59,0)),0,INDEX('Asset data'!$L59:$CX59,1,MATCH(EE$5,'Utilisation profile'!$F59:$CR59,0))),0)","v":0},{"$f":"IF($A59>0,IF(ISNA(MATCH(EF$5,'Utilisation profile'!$F59:$CR59,0)),0,INDEX('Asset data'!$L59:$CX59,1,MATCH(EF$5,'Utilisation profile'!$F59:$CR59,0))),0)","v":0},{"$f":"IF($A59>0,IF(ISNA(MATCH(EG$5,'Utilisation profile'!$F59:$CR59,0)),0,INDEX('Asset data'!$L59:$CX59,1,MATCH(EG$5,'Utilisation profile'!$F59:$CR59,0))),0)","v":0},{"$f":"IF($A59>0,IF(ISNA(MATCH(EH$5,'Utilisation profile'!$F59:$CR59,0)),0,INDEX('Asset data'!$L59:$CX59,1,MATCH(EH$5,'Utilisation profile'!$F59:$CR59,0))),0)","v":0},{"$f":"IF($A59>0,IF(ISNA(MATCH(EI$5,'Utilisation profile'!$F59:$CR59,0)),0,INDEX('Asset data'!$L59:$CX59,1,MATCH(EI$5,'Utilisation profile'!$F59:$CR59,0))),0)","v":0},{"$f":"IF($A59>0,IF(ISNA(MATCH(EJ$5,'Utilisation profile'!$F59:$CR59,0)),0,INDEX('Asset data'!$L59:$CX59,1,MATCH(EJ$5,'Utilisation profile'!$F59:$CR59,0))),0)","v":0},{"$f":"IF($A59>0,IF(ISNA(MATCH(EK$5,'Utilisation profile'!$F59:$CR59,0)),0,INDEX('Asset data'!$L59:$CX59,1,MATCH(EK$5,'Utilisation profile'!$F59:$CR59,0))),0)","v":0},{"$f":"IF($A59>0,IF(ISNA(MATCH(EL$5,'Utilisation profile'!$F59:$CR59,0)),0,INDEX('Asset data'!$L59:$CX59,1,MATCH(EL$5,'Utilisation profile'!$F59:$CR59,0))),0)","v":0},{"$f":"IF($A59>0,IF(ISNA(MATCH(EM$5,'Utilisation profile'!$F59:$CR59,0)),0,INDEX('Asset data'!$L59:$CX59,1,MATCH(EM$5,'Utilisation profile'!$F59:$CR59,0))),0)","v":0},{"$f":"IF($A59>0,IF(ISNA(MATCH(EN$5,'Utilisation profile'!$F59:$CR59,0)),0,INDEX('Asset data'!$L59:$CX59,1,MATCH(EN$5,'Utilisation profile'!$F59:$CR59,0))),0)","v":0},{"$f":"IF($A59>0,IF(ISNA(MATCH(EO$5,'Utilisation profile'!$F59:$CR59,0)),0,INDEX('Asset data'!$L59:$CX59,1,MATCH(EO$5,'Utilisation profile'!$F59:$CR59,0))),0)","v":0},{"$f":"IF($A59>0,IF(ISNA(MATCH(EP$5,'Utilisation profile'!$F59:$CR59,0)),0,INDEX('Asset data'!$L59:$CX59,1,MATCH(EP$5,'Utilisation profile'!$F59:$CR59,0))),0)","v":0},{"$f":"IF($A59>0,IF(ISNA(MATCH(EQ$5,'Utilisation profile'!$F59:$CR59,0)),0,INDEX('Asset data'!$L59:$CX59,1,MATCH(EQ$5,'Utilisation profile'!$F59:$CR59,0))),0)","v":0},{"$f":"IF($A59>0,IF(ISNA(MATCH(ER$5,'Utilisation profile'!$F59:$CR59,0)),0,INDEX('Asset data'!$L59:$CX59,1,MATCH(ER$5,'Utilisation profile'!$F59:$CR59,0))),0)","v":0},{"$f":"IF($A59>0,IF(ISNA(MATCH(ES$5,'Utilisation profile'!$F59:$CR59,0)),0,INDEX('Asset data'!$L59:$CX59,1,MATCH(ES$5,'Utilisation profile'!$F59:$CR59,0))),0)","v":0},{"$f":"IF($A59>0,IF(ISNA(MATCH(ET$5,'Utilisation profile'!$F59:$CR59,0)),0,INDEX('Asset data'!$L59:$CX59,1,MATCH(ET$5,'Utilisation profile'!$F59:$CR59,0))),0)","v":0},{"$f":"IF($A59>0,IF(ISNA(MATCH(EU$5,'Utilisation profile'!$F59:$CR59,0)),0,INDEX('Asset data'!$L59:$CX59,1,MATCH(EU$5,'Utilisation profile'!$F59:$CR59,0))),0)","v":0},{"$f":"IF($A59>0,IF(ISNA(MATCH(EV$5,'Utilisation profile'!$F59:$CR59,0)),0,INDEX('Asset data'!$L59:$CX59,1,MATCH(EV$5,'Utilisation profile'!$F59:$CR59,0))),0)","v":0},{"$f":"IF($A59>0,IF(ISNA(MATCH(EW$5,'Utilisation profile'!$F59:$CR59,0)),0,INDEX('Asset data'!$L59:$CX59,1,MATCH(EW$5,'Utilisation profile'!$F59:$CR59,0))),0)","v":0},{"$f":"IF($A59>0,IF(ISNA(MATCH(EX$5,'Utilisation profile'!$F59:$CR59,0)),0,INDEX('Asset data'!$L59:$CX59,1,MATCH(EX$5,'Utilisation profile'!$F59:$CR59,0))),0)","v":0},{"$f":"IF($A59>0,IF(ISNA(MATCH(EY$5,'Utilisation profile'!$F59:$CR59,0)),0,INDEX('Asset data'!$L59:$CX59,1,MATCH(EY$5,'Utilisation profile'!$F59:$CR59,0))),0)","v":0},{"$f":"IF($A59>0,IF(ISNA(MATCH(EZ$5,'Utilisation profile'!$F59:$CR59,0)),0,INDEX('Asset data'!$L59:$CX59,1,MATCH(EZ$5,'Utilisation profile'!$F59:$CR59,0))),0)","v":0},{"$f":"IF($A59>0,IF(ISNA(MATCH(FA$5,'Utilisation profile'!$F59:$CR59,0)),0,INDEX('Asset data'!$L59:$CX59,1,MATCH(FA$5,'Utilisation profile'!$F59:$CR59,0))),0)","v":0}]
[{"$f":"'Asset data'!A60","v":0},{"$f":"'Asset data'!B60","v":0},{"$f":"'Asset data'!C60","v":0},{"$f":"'Asset data'!E60","v":0},{"$f":"'Asset data'!I60","v":0},{"$f":"IF($A60>0,'Utilisation profile'!CU60,0)","v":0},{"$f":"IF($A60>0,IF(ISNA(MATCH(G$5,'Utilisation profile'!$F60:$CR60,0)),0,INDEX('Asset data'!$L60:$CX60,1,MATCH(G$5,'Utilisation profile'!$F60:$CR60,0))),0)","v":0},{"$f":"IF($A60>0,IF(ISNA(MATCH(H$5,'Utilisation profile'!$F60:$CR60,0)),0,INDEX('Asset data'!$L60:$CX60,1,MATCH(H$5,'Utilisation profile'!$F60:$CR60,0))),0)","v":0},{"$f":"IF($A60>0,IF(ISNA(MATCH(I$5,'Utilisation profile'!$F60:$CR60,0)),0,INDEX('Asset data'!$L60:$CX60,1,MATCH(I$5,'Utilisation profile'!$F60:$CR60,0))),0)","v":0},{"$f":"IF($A60>0,IF(ISNA(MATCH(J$5,'Utilisation profile'!$F60:$CR60,0)),0,INDEX('Asset data'!$L60:$CX60,1,MATCH(J$5,'Utilisation profile'!$F60:$CR60,0))),0)","v":0},{"$f":"IF($A60>0,IF(ISNA(MATCH(K$5,'Utilisation profile'!$F60:$CR60,0)),0,INDEX('Asset data'!$L60:$CX60,1,MATCH(K$5,'Utilisation profile'!$F60:$CR60,0))),0)","v":0},{"$f":"IF($A60>0,IF(ISNA(MATCH(L$5,'Utilisation profile'!$F60:$CR60,0)),0,INDEX('Asset data'!$L60:$CX60,1,MATCH(L$5,'Utilisation profile'!$F60:$CR60,0))),0)","v":0},{"$f":"IF($A60>0,IF(ISNA(MATCH(M$5,'Utilisation profile'!$F60:$CR60,0)),0,INDEX('Asset data'!$L60:$CX60,1,MATCH(M$5,'Utilisation profile'!$F60:$CR60,0))),0)","v":0},{"$f":"IF($A60>0,IF(ISNA(MATCH(N$5,'Utilisation profile'!$F60:$CR60,0)),0,INDEX('Asset data'!$L60:$CX60,1,MATCH(N$5,'Utilisation profile'!$F60:$CR60,0))),0)","v":0},{"$f":"IF($A60>0,IF(ISNA(MATCH(O$5,'Utilisation profile'!$F60:$CR60,0)),0,INDEX('Asset data'!$L60:$CX60,1,MATCH(O$5,'Utilisation profile'!$F60:$CR60,0))),0)","v":0},{"$f":"IF($A60>0,IF(ISNA(MATCH(P$5,'Utilisation profile'!$F60:$CR60,0)),0,INDEX('Asset data'!$L60:$CX60,1,MATCH(P$5,'Utilisation profile'!$F60:$CR60,0))),0)","v":0},{"$f":"IF($A60>0,IF(ISNA(MATCH(Q$5,'Utilisation profile'!$F60:$CR60,0)),0,INDEX('Asset data'!$L60:$CX60,1,MATCH(Q$5,'Utilisation profile'!$F60:$CR60,0))),0)","v":0},{"$f":"IF($A60>0,IF(ISNA(MATCH(R$5,'Utilisation profile'!$F60:$CR60,0)),0,INDEX('Asset data'!$L60:$CX60,1,MATCH(R$5,'Utilisation profile'!$F60:$CR60,0))),0)","v":0},{"$f":"IF($A60>0,IF(ISNA(MATCH(S$5,'Utilisation profile'!$F60:$CR60,0)),0,INDEX('Asset data'!$L60:$CX60,1,MATCH(S$5,'Utilisation profile'!$F60:$CR60,0))),0)","v":0},{"$f":"IF($A60>0,IF(ISNA(MATCH(T$5,'Utilisation profile'!$F60:$CR60,0)),0,INDEX('Asset data'!$L60:$CX60,1,MATCH(T$5,'Utilisation profile'!$F60:$CR60,0))),0)","v":0},{"$f":"IF($A60>0,IF(ISNA(MATCH(U$5,'Utilisation profile'!$F60:$CR60,0)),0,INDEX('Asset data'!$L60:$CX60,1,MATCH(U$5,'Utilisation profile'!$F60:$CR60,0))),0)","v":0},{"$f":"IF($A60>0,IF(ISNA(MATCH(V$5,'Utilisation profile'!$F60:$CR60,0)),0,INDEX('Asset data'!$L60:$CX60,1,MATCH(V$5,'Utilisation profile'!$F60:$CR60,0))),0)","v":0},{"$f":"IF($A60>0,IF(ISNA(MATCH(W$5,'Utilisation profile'!$F60:$CR60,0)),0,INDEX('Asset data'!$L60:$CX60,1,MATCH(W$5,'Utilisation profile'!$F60:$CR60,0))),0)","v":0},{"$f":"IF($A60>0,IF(ISNA(MATCH(X$5,'Utilisation profile'!$F60:$CR60,0)),0,INDEX('Asset data'!$L60:$CX60,1,MATCH(X$5,'Utilisation profile'!$F60:$CR60,0))),0)","v":0},{"$f":"IF($A60>0,IF(ISNA(MATCH(Y$5,'Utilisation profile'!$F60:$CR60,0)),0,INDEX('Asset data'!$L60:$CX60,1,MATCH(Y$5,'Utilisation profile'!$F60:$CR60,0))),0)","v":0},{"$f":"IF($A60>0,IF(ISNA(MATCH(Z$5,'Utilisation profile'!$F60:$CR60,0)),0,INDEX('Asset data'!$L60:$CX60,1,MATCH(Z$5,'Utilisation profile'!$F60:$CR60,0))),0)","v":0},{"$f":"IF($A60>0,IF(ISNA(MATCH(AA$5,'Utilisation profile'!$F60:$CR60,0)),0,INDEX('Asset data'!$L60:$CX60,1,MATCH(AA$5,'Utilisation profile'!$F60:$CR60,0))),0)","v":0},{"$f":"IF($A60>0,IF(ISNA(MATCH(AB$5,'Utilisation profile'!$F60:$CR60,0)),0,INDEX('Asset data'!$L60:$CX60,1,MATCH(AB$5,'Utilisation profile'!$F60:$CR60,0))),0)","v":0},{"$f":"IF($A60>0,IF(ISNA(MATCH(AC$5,'Utilisation profile'!$F60:$CR60,0)),0,INDEX('Asset data'!$L60:$CX60,1,MATCH(AC$5,'Utilisation profile'!$F60:$CR60,0))),0)","v":0},{"$f":"IF($A60>0,IF(ISNA(MATCH(AD$5,'Utilisation profile'!$F60:$CR60,0)),0,INDEX('Asset data'!$L60:$CX60,1,MATCH(AD$5,'Utilisation profile'!$F60:$CR60,0))),0)","v":0},{"$f":"IF($A60>0,IF(ISNA(MATCH(AE$5,'Utilisation profile'!$F60:$CR60,0)),0,INDEX('Asset data'!$L60:$CX60,1,MATCH(AE$5,'Utilisation profile'!$F60:$CR60,0))),0)","v":0},{"$f":"IF($A60>0,IF(ISNA(MATCH(AF$5,'Utilisation profile'!$F60:$CR60,0)),0,INDEX('Asset data'!$L60:$CX60,1,MATCH(AF$5,'Utilisation profile'!$F60:$CR60,0))),0)","v":0},{"$f":"IF($A60>0,IF(ISNA(MATCH(AG$5,'Utilisation profile'!$F60:$CR60,0)),0,INDEX('Asset data'!$L60:$CX60,1,MATCH(AG$5,'Utilisation profile'!$F60:$CR60,0))),0)","v":0},{"$f":"IF($A60>0,IF(ISNA(MATCH(AH$5,'Utilisation profile'!$F60:$CR60,0)),0,INDEX('Asset data'!$L60:$CX60,1,MATCH(AH$5,'Utilisation profile'!$F60:$CR60,0))),0)","v":0},{"$f":"IF($A60>0,IF(ISNA(MATCH(AI$5,'Utilisation profile'!$F60:$CR60,0)),0,INDEX('Asset data'!$L60:$CX60,1,MATCH(AI$5,'Utilisation profile'!$F60:$CR60,0))),0)","v":0},{"$f":"IF($A60>0,IF(ISNA(MATCH(AJ$5,'Utilisation profile'!$F60:$CR60,0)),0,INDEX('Asset data'!$L60:$CX60,1,MATCH(AJ$5,'Utilisation profile'!$F60:$CR60,0))),0)","v":0},{"$f":"IF($A60>0,IF(ISNA(MATCH(AK$5,'Utilisation profile'!$F60:$CR60,0)),0,INDEX('Asset data'!$L60:$CX60,1,MATCH(AK$5,'Utilisation profile'!$F60:$CR60,0))),0)","v":0},{"$f":"IF($A60>0,IF(ISNA(MATCH(AL$5,'Utilisation profile'!$F60:$CR60,0)),0,INDEX('Asset data'!$L60:$CX60,1,MATCH(AL$5,'Utilisation profile'!$F60:$CR60,0))),0)","v":0},{"$f":"IF($A60>0,IF(ISNA(MATCH(AM$5,'Utilisation profile'!$F60:$CR60,0)),0,INDEX('Asset data'!$L60:$CX60,1,MATCH(AM$5,'Utilisation profile'!$F60:$CR60,0))),0)","v":0},{"$f":"IF($A60>0,IF(ISNA(MATCH(AN$5,'Utilisation profile'!$F60:$CR60,0)),0,INDEX('Asset data'!$L60:$CX60,1,MATCH(AN$5,'Utilisation profile'!$F60:$CR60,0))),0)","v":0},{"$f":"IF($A60>0,IF(ISNA(MATCH(AO$5,'Utilisation profile'!$F60:$CR60,0)),0,INDEX('Asset data'!$L60:$CX60,1,MATCH(AO$5,'Utilisation profile'!$F60:$CR60,0))),0)","v":0},{"$f":"IF($A60>0,IF(ISNA(MATCH(AP$5,'Utilisation profile'!$F60:$CR60,0)),0,INDEX('Asset data'!$L60:$CX60,1,MATCH(AP$5,'Utilisation profile'!$F60:$CR60,0))),0)","v":0},{"$f":"IF($A60>0,IF(ISNA(MATCH(AQ$5,'Utilisation profile'!$F60:$CR60,0)),0,INDEX('Asset data'!$L60:$CX60,1,MATCH(AQ$5,'Utilisation profile'!$F60:$CR60,0))),0)","v":0},{"$f":"IF($A60>0,IF(ISNA(MATCH(AR$5,'Utilisation profile'!$F60:$CR60,0)),0,INDEX('Asset data'!$L60:$CX60,1,MATCH(AR$5,'Utilisation profile'!$F60:$CR60,0))),0)","v":0},{"$f":"IF($A60>0,IF(ISNA(MATCH(AS$5,'Utilisation profile'!$F60:$CR60,0)),0,INDEX('Asset data'!$L60:$CX60,1,MATCH(AS$5,'Utilisation profile'!$F60:$CR60,0))),0)","v":0},{"$f":"IF($A60>0,IF(ISNA(MATCH(AT$5,'Utilisation profile'!$F60:$CR60,0)),0,INDEX('Asset data'!$L60:$CX60,1,MATCH(AT$5,'Utilisation profile'!$F60:$CR60,0))),0)","v":0},{"$f":"IF($A60>0,IF(ISNA(MATCH(AU$5,'Utilisation profile'!$F60:$CR60,0)),0,INDEX('Asset data'!$L60:$CX60,1,MATCH(AU$5,'Utilisation profile'!$F60:$CR60,0))),0)","v":0},{"$f":"IF($A60>0,IF(ISNA(MATCH(AV$5,'Utilisation profile'!$F60:$CR60,0)),0,INDEX('Asset data'!$L60:$CX60,1,MATCH(AV$5,'Utilisation profile'!$F60:$CR60,0))),0)","v":0},{"$f":"IF($A60>0,IF(ISNA(MATCH(AW$5,'Utilisation profile'!$F60:$CR60,0)),0,INDEX('Asset data'!$L60:$CX60,1,MATCH(AW$5,'Utilisation profile'!$F60:$CR60,0))),0)","v":0},{"$f":"IF($A60>0,IF(ISNA(MATCH(AX$5,'Utilisation profile'!$F60:$CR60,0)),0,INDEX('Asset data'!$L60:$CX60,1,MATCH(AX$5,'Utilisation profile'!$F60:$CR60,0))),0)","v":0},{"$f":"IF($A60>0,IF(ISNA(MATCH(AY$5,'Utilisation profile'!$F60:$CR60,0)),0,INDEX('Asset data'!$L60:$CX60,1,MATCH(AY$5,'Utilisation profile'!$F60:$CR60,0))),0)","v":0},{"$f":"IF($A60>0,IF(ISNA(MATCH(AZ$5,'Utilisation profile'!$F60:$CR60,0)),0,INDEX('Asset data'!$L60:$CX60,1,MATCH(AZ$5,'Utilisation profile'!$F60:$CR60,0))),0)","v":0},{"$f":"IF($A60>0,IF(ISNA(MATCH(BA$5,'Utilisation profile'!$F60:$CR60,0)),0,INDEX('Asset data'!$L60:$CX60,1,MATCH(BA$5,'Utilisation profile'!$F60:$CR60,0))),0)","v":0},{"$f":"IF($A60>0,IF(ISNA(MATCH(BB$5,'Utilisation profile'!$F60:$CR60,0)),0,INDEX('Asset data'!$L60:$CX60,1,MATCH(BB$5,'Utilisation profile'!$F60:$CR60,0))),0)","v":0},{"$f":"IF($A60>0,IF(ISNA(MATCH(BC$5,'Utilisation profile'!$F60:$CR60,0)),0,INDEX('Asset data'!$L60:$CX60,1,MATCH(BC$5,'Utilisation profile'!$F60:$CR60,0))),0)","v":0},{"$f":"IF($A60>0,IF(ISNA(MATCH(BD$5,'Utilisation profile'!$F60:$CR60,0)),0,INDEX('Asset data'!$L60:$CX60,1,MATCH(BD$5,'Utilisation profile'!$F60:$CR60,0))),0)","v":0},{"$f":"IF($A60>0,IF(ISNA(MATCH(BE$5,'Utilisation profile'!$F60:$CR60,0)),0,INDEX('Asset data'!$L60:$CX60,1,MATCH(BE$5,'Utilisation profile'!$F60:$CR60,0))),0)","v":0},{"$f":"IF($A60>0,IF(ISNA(MATCH(BF$5,'Utilisation profile'!$F60:$CR60,0)),0,INDEX('Asset data'!$L60:$CX60,1,MATCH(BF$5,'Utilisation profile'!$F60:$CR60,0))),0)","v":0},{"$f":"IF($A60>0,IF(ISNA(MATCH(BG$5,'Utilisation profile'!$F60:$CR60,0)),0,INDEX('Asset data'!$L60:$CX60,1,MATCH(BG$5,'Utilisation profile'!$F60:$CR60,0))),0)","v":0},{"$f":"IF($A60>0,IF(ISNA(MATCH(BH$5,'Utilisation profile'!$F60:$CR60,0)),0,INDEX('Asset data'!$L60:$CX60,1,MATCH(BH$5,'Utilisation profile'!$F60:$CR60,0))),0)","v":0},{"$f":"IF($A60>0,IF(ISNA(MATCH(BI$5,'Utilisation profile'!$F60:$CR60,0)),0,INDEX('Asset data'!$L60:$CX60,1,MATCH(BI$5,'Utilisation profile'!$F60:$CR60,0))),0)","v":0},{"$f":"IF($A60>0,IF(ISNA(MATCH(BJ$5,'Utilisation profile'!$F60:$CR60,0)),0,INDEX('Asset data'!$L60:$CX60,1,MATCH(BJ$5,'Utilisation profile'!$F60:$CR60,0))),0)","v":0},{"$f":"IF($A60>0,IF(ISNA(MATCH(BK$5,'Utilisation profile'!$F60:$CR60,0)),0,INDEX('Asset data'!$L60:$CX60,1,MATCH(BK$5,'Utilisation profile'!$F60:$CR60,0))),0)","v":0},{"$f":"IF($A60>0,IF(ISNA(MATCH(BL$5,'Utilisation profile'!$F60:$CR60,0)),0,INDEX('Asset data'!$L60:$CX60,1,MATCH(BL$5,'Utilisation profile'!$F60:$CR60,0))),0)","v":0},{"$f":"IF($A60>0,IF(ISNA(MATCH(BM$5,'Utilisation profile'!$F60:$CR60,0)),0,INDEX('Asset data'!$L60:$CX60,1,MATCH(BM$5,'Utilisation profile'!$F60:$CR60,0))),0)","v":0},{"$f":"IF($A60>0,IF(ISNA(MATCH(BN$5,'Utilisation profile'!$F60:$CR60,0)),0,INDEX('Asset data'!$L60:$CX60,1,MATCH(BN$5,'Utilisation profile'!$F60:$CR60,0))),0)","v":0},{"$f":"IF($A60>0,IF(ISNA(MATCH(BO$5,'Utilisation profile'!$F60:$CR60,0)),0,INDEX('Asset data'!$L60:$CX60,1,MATCH(BO$5,'Utilisation profile'!$F60:$CR60,0))),0)","v":0},{"$f":"IF($A60>0,IF(ISNA(MATCH(BP$5,'Utilisation profile'!$F60:$CR60,0)),0,INDEX('Asset data'!$L60:$CX60,1,MATCH(BP$5,'Utilisation profile'!$F60:$CR60,0))),0)","v":0},{"$f":"IF($A60>0,IF(ISNA(MATCH(BQ$5,'Utilisation profile'!$F60:$CR60,0)),0,INDEX('Asset data'!$L60:$CX60,1,MATCH(BQ$5,'Utilisation profile'!$F60:$CR60,0))),0)","v":0},{"$f":"IF($A60>0,IF(ISNA(MATCH(BR$5,'Utilisation profile'!$F60:$CR60,0)),0,INDEX('Asset data'!$L60:$CX60,1,MATCH(BR$5,'Utilisation profile'!$F60:$CR60,0))),0)","v":0},{"$f":"IF($A60>0,IF(ISNA(MATCH(BS$5,'Utilisation profile'!$F60:$CR60,0)),0,INDEX('Asset data'!$L60:$CX60,1,MATCH(BS$5,'Utilisation profile'!$F60:$CR60,0))),0)","v":0},{"$f":"IF($A60>0,IF(ISNA(MATCH(BT$5,'Utilisation profile'!$F60:$CR60,0)),0,INDEX('Asset data'!$L60:$CX60,1,MATCH(BT$5,'Utilisation profile'!$F60:$CR60,0))),0)","v":0},{"$f":"IF($A60>0,IF(ISNA(MATCH(BU$5,'Utilisation profile'!$F60:$CR60,0)),0,INDEX('Asset data'!$L60:$CX60,1,MATCH(BU$5,'Utilisation profile'!$F60:$CR60,0))),0)","v":0},{"$f":"IF($A60>0,IF(ISNA(MATCH(BV$5,'Utilisation profile'!$F60:$CR60,0)),0,INDEX('Asset data'!$L60:$CX60,1,MATCH(BV$5,'Utilisation profile'!$F60:$CR60,0))),0)","v":0},{"$f":"IF($A60>0,IF(ISNA(MATCH(BW$5,'Utilisation profile'!$F60:$CR60,0)),0,INDEX('Asset data'!$L60:$CX60,1,MATCH(BW$5,'Utilisation profile'!$F60:$CR60,0))),0)","v":0},{"$f":"IF($A60>0,IF(ISNA(MATCH(BX$5,'Utilisation profile'!$F60:$CR60,0)),0,INDEX('Asset data'!$L60:$CX60,1,MATCH(BX$5,'Utilisation profile'!$F60:$CR60,0))),0)","v":0},{"$f":"IF($A60>0,IF(ISNA(MATCH(BY$5,'Utilisation profile'!$F60:$CR60,0)),0,INDEX('Asset data'!$L60:$CX60,1,MATCH(BY$5,'Utilisation profile'!$F60:$CR60,0))),0)","v":0},{"$f":"IF($A60>0,IF(ISNA(MATCH(BZ$5,'Utilisation profile'!$F60:$CR60,0)),0,INDEX('Asset data'!$L60:$CX60,1,MATCH(BZ$5,'Utilisation profile'!$F60:$CR60,0))),0)","v":0},{"$f":"IF($A60>0,IF(ISNA(MATCH(CA$5,'Utilisation profile'!$F60:$CR60,0)),0,INDEX('Asset data'!$L60:$CX60,1,MATCH(CA$5,'Utilisation profile'!$F60:$CR60,0))),0)","v":0},{"$f":"IF($A60>0,IF(ISNA(MATCH(CB$5,'Utilisation profile'!$F60:$CR60,0)),0,INDEX('Asset data'!$L60:$CX60,1,MATCH(CB$5,'Utilisation profile'!$F60:$CR60,0))),0)","v":0},{"$f":"IF($A60>0,IF(ISNA(MATCH(CC$5,'Utilisation profile'!$F60:$CR60,0)),0,INDEX('Asset data'!$L60:$CX60,1,MATCH(CC$5,'Utilisation profile'!$F60:$CR60,0))),0)","v":0},{"$f":"IF($A60>0,IF(ISNA(MATCH(CD$5,'Utilisation profile'!$F60:$CR60,0)),0,INDEX('Asset data'!$L60:$CX60,1,MATCH(CD$5,'Utilisation profile'!$F60:$CR60,0))),0)","v":0},{"$f":"IF($A60>0,IF(ISNA(MATCH(CE$5,'Utilisation profile'!$F60:$CR60,0)),0,INDEX('Asset data'!$L60:$CX60,1,MATCH(CE$5,'Utilisation profile'!$F60:$CR60,0))),0)","v":0},{"$f":"IF($A60>0,IF(ISNA(MATCH(CF$5,'Utilisation profile'!$F60:$CR60,0)),0,INDEX('Asset data'!$L60:$CX60,1,MATCH(CF$5,'Utilisation profile'!$F60:$CR60,0))),0)","v":0},{"$f":"IF($A60>0,IF(ISNA(MATCH(CG$5,'Utilisation profile'!$F60:$CR60,0)),0,INDEX('Asset data'!$L60:$CX60,1,MATCH(CG$5,'Utilisation profile'!$F60:$CR60,0))),0)","v":0},{"$f":"IF($A60>0,IF(ISNA(MATCH(CH$5,'Utilisation profile'!$F60:$CR60,0)),0,INDEX('Asset data'!$L60:$CX60,1,MATCH(CH$5,'Utilisation profile'!$F60:$CR60,0))),0)","v":0},{"$f":"IF($A60>0,IF(ISNA(MATCH(CI$5,'Utilisation profile'!$F60:$CR60,0)),0,INDEX('Asset data'!$L60:$CX60,1,MATCH(CI$5,'Utilisation profile'!$F60:$CR60,0))),0)","v":0},{"$f":"IF($A60>0,IF(ISNA(MATCH(CJ$5,'Utilisation profile'!$F60:$CR60,0)),0,INDEX('Asset data'!$L60:$CX60,1,MATCH(CJ$5,'Utilisation profile'!$F60:$CR60,0))),0)","v":0},{"$f":"IF($A60>0,IF(ISNA(MATCH(CK$5,'Utilisation profile'!$F60:$CR60,0)),0,INDEX('Asset data'!$L60:$CX60,1,MATCH(CK$5,'Utilisation profile'!$F60:$CR60,0))),0)","v":0},{"$f":"IF($A60>0,IF(ISNA(MATCH(CL$5,'Utilisation profile'!$F60:$CR60,0)),0,INDEX('Asset data'!$L60:$CX60,1,MATCH(CL$5,'Utilisation profile'!$F60:$CR60,0))),0)","v":0},{"$f":"IF($A60>0,IF(ISNA(MATCH(CM$5,'Utilisation profile'!$F60:$CR60,0)),0,INDEX('Asset data'!$L60:$CX60,1,MATCH(CM$5,'Utilisation profile'!$F60:$CR60,0))),0)","v":0},{"$f":"IF($A60>0,IF(ISNA(MATCH(CN$5,'Utilisation profile'!$F60:$CR60,0)),0,INDEX('Asset data'!$L60:$CX60,1,MATCH(CN$5,'Utilisation profile'!$F60:$CR60,0))),0)","v":0},{"$f":"IF($A60>0,IF(ISNA(MATCH(CO$5,'Utilisation profile'!$F60:$CR60,0)),0,INDEX('Asset data'!$L60:$CX60,1,MATCH(CO$5,'Utilisation profile'!$F60:$CR60,0))),0)","v":0},{"$f":"IF($A60>0,IF(ISNA(MATCH(CP$5,'Utilisation profile'!$F60:$CR60,0)),0,INDEX('Asset data'!$L60:$CX60,1,MATCH(CP$5,'Utilisation profile'!$F60:$CR60,0))),0)","v":0},{"$f":"IF($A60>0,IF(ISNA(MATCH(CQ$5,'Utilisation profile'!$F60:$CR60,0)),0,INDEX('Asset data'!$L60:$CX60,1,MATCH(CQ$5,'Utilisation profile'!$F60:$CR60,0))),0)","v":0},{"$f":"IF($A60>0,IF(ISNA(MATCH(CR$5,'Utilisation profile'!$F60:$CR60,0)),0,INDEX('Asset data'!$L60:$CX60,1,MATCH(CR$5,'Utilisation profile'!$F60:$CR60,0))),0)","v":0},{"$f":"IF($A60>0,IF(ISNA(MATCH(CS$5,'Utilisation profile'!$F60:$CR60,0)),0,INDEX('Asset data'!$L60:$CX60,1,MATCH(CS$5,'Utilisation profile'!$F60:$CR60,0))),0)","v":0},{"$f":"IF($A60>0,IF(ISNA(MATCH(CT$5,'Utilisation profile'!$F60:$CR60,0)),0,INDEX('Asset data'!$L60:$CX60,1,MATCH(CT$5,'Utilisation profile'!$F60:$CR60,0))),0)","v":0},{"$f":"IF($A60>0,IF(ISNA(MATCH(CU$5,'Utilisation profile'!$F60:$CR60,0)),0,INDEX('Asset data'!$L60:$CX60,1,MATCH(CU$5,'Utilisation profile'!$F60:$CR60,0))),0)","v":0},{"$f":"IF($A60>0,IF(ISNA(MATCH(CV$5,'Utilisation profile'!$F60:$CR60,0)),0,INDEX('Asset data'!$L60:$CX60,1,MATCH(CV$5,'Utilisation profile'!$F60:$CR60,0))),0)","v":0},{"$f":"IF($A60>0,IF(ISNA(MATCH(CW$5,'Utilisation profile'!$F60:$CR60,0)),0,INDEX('Asset data'!$L60:$CX60,1,MATCH(CW$5,'Utilisation profile'!$F60:$CR60,0))),0)","v":0},{"$f":"IF($A60>0,IF(ISNA(MATCH(CX$5,'Utilisation profile'!$F60:$CR60,0)),0,INDEX('Asset data'!$L60:$CX60,1,MATCH(CX$5,'Utilisation profile'!$F60:$CR60,0))),0)","v":0},{"$f":"IF($A60>0,IF(ISNA(MATCH(CY$5,'Utilisation profile'!$F60:$CR60,0)),0,INDEX('Asset data'!$L60:$CX60,1,MATCH(CY$5,'Utilisation profile'!$F60:$CR60,0))),0)","v":0},{"$f":"IF($A60>0,IF(ISNA(MATCH(CZ$5,'Utilisation profile'!$F60:$CR60,0)),0,INDEX('Asset data'!$L60:$CX60,1,MATCH(CZ$5,'Utilisation profile'!$F60:$CR60,0))),0)","v":0},{"$f":"IF($A60>0,IF(ISNA(MATCH(DA$5,'Utilisation profile'!$F60:$CR60,0)),0,INDEX('Asset data'!$L60:$CX60,1,MATCH(DA$5,'Utilisation profile'!$F60:$CR60,0))),0)","v":0},{"$f":"IF($A60>0,IF(ISNA(MATCH(DB$5,'Utilisation profile'!$F60:$CR60,0)),0,INDEX('Asset data'!$L60:$CX60,1,MATCH(DB$5,'Utilisation profile'!$F60:$CR60,0))),0)","v":0},{"$f":"IF($A60>0,IF(ISNA(MATCH(DC$5,'Utilisation profile'!$F60:$CR60,0)),0,INDEX('Asset data'!$L60:$CX60,1,MATCH(DC$5,'Utilisation profile'!$F60:$CR60,0))),0)","v":0},{"$f":"IF($A60>0,IF(ISNA(MATCH(DD$5,'Utilisation profile'!$F60:$CR60,0)),0,INDEX('Asset data'!$L60:$CX60,1,MATCH(DD$5,'Utilisation profile'!$F60:$CR60,0))),0)","v":0},{"$f":"IF($A60>0,IF(ISNA(MATCH(DE$5,'Utilisation profile'!$F60:$CR60,0)),0,INDEX('Asset data'!$L60:$CX60,1,MATCH(DE$5,'Utilisation profile'!$F60:$CR60,0))),0)","v":0},{"$f":"IF($A60>0,IF(ISNA(MATCH(DF$5,'Utilisation profile'!$F60:$CR60,0)),0,INDEX('Asset data'!$L60:$CX60,1,MATCH(DF$5,'Utilisation profile'!$F60:$CR60,0))),0)","v":0},{"$f":"IF($A60>0,IF(ISNA(MATCH(DG$5,'Utilisation profile'!$F60:$CR60,0)),0,INDEX('Asset data'!$L60:$CX60,1,MATCH(DG$5,'Utilisation profile'!$F60:$CR60,0))),0)","v":0},{"$f":"IF($A60>0,IF(ISNA(MATCH(DH$5,'Utilisation profile'!$F60:$CR60,0)),0,INDEX('Asset data'!$L60:$CX60,1,MATCH(DH$5,'Utilisation profile'!$F60:$CR60,0))),0)","v":0},{"$f":"IF($A60>0,IF(ISNA(MATCH(DI$5,'Utilisation profile'!$F60:$CR60,0)),0,INDEX('Asset data'!$L60:$CX60,1,MATCH(DI$5,'Utilisation profile'!$F60:$CR60,0))),0)","v":0},{"$f":"IF($A60>0,IF(ISNA(MATCH(DJ$5,'Utilisation profile'!$F60:$CR60,0)),0,INDEX('Asset data'!$L60:$CX60,1,MATCH(DJ$5,'Utilisation profile'!$F60:$CR60,0))),0)","v":0},{"$f":"IF($A60>0,IF(ISNA(MATCH(DK$5,'Utilisation profile'!$F60:$CR60,0)),0,INDEX('Asset data'!$L60:$CX60,1,MATCH(DK$5,'Utilisation profile'!$F60:$CR60,0))),0)","v":0},{"$f":"IF($A60>0,IF(ISNA(MATCH(DL$5,'Utilisation profile'!$F60:$CR60,0)),0,INDEX('Asset data'!$L60:$CX60,1,MATCH(DL$5,'Utilisation profile'!$F60:$CR60,0))),0)","v":0},{"$f":"IF($A60>0,IF(ISNA(MATCH(DM$5,'Utilisation profile'!$F60:$CR60,0)),0,INDEX('Asset data'!$L60:$CX60,1,MATCH(DM$5,'Utilisation profile'!$F60:$CR60,0))),0)","v":0},{"$f":"IF($A60>0,IF(ISNA(MATCH(DN$5,'Utilisation profile'!$F60:$CR60,0)),0,INDEX('Asset data'!$L60:$CX60,1,MATCH(DN$5,'Utilisation profile'!$F60:$CR60,0))),0)","v":0},{"$f":"IF($A60>0,IF(ISNA(MATCH(DO$5,'Utilisation profile'!$F60:$CR60,0)),0,INDEX('Asset data'!$L60:$CX60,1,MATCH(DO$5,'Utilisation profile'!$F60:$CR60,0))),0)","v":0},{"$f":"IF($A60>0,IF(ISNA(MATCH(DP$5,'Utilisation profile'!$F60:$CR60,0)),0,INDEX('Asset data'!$L60:$CX60,1,MATCH(DP$5,'Utilisation profile'!$F60:$CR60,0))),0)","v":0},{"$f":"IF($A60>0,IF(ISNA(MATCH(DQ$5,'Utilisation profile'!$F60:$CR60,0)),0,INDEX('Asset data'!$L60:$CX60,1,MATCH(DQ$5,'Utilisation profile'!$F60:$CR60,0))),0)","v":0},{"$f":"IF($A60>0,IF(ISNA(MATCH(DR$5,'Utilisation profile'!$F60:$CR60,0)),0,INDEX('Asset data'!$L60:$CX60,1,MATCH(DR$5,'Utilisation profile'!$F60:$CR60,0))),0)","v":0},{"$f":"IF($A60>0,IF(ISNA(MATCH(DS$5,'Utilisation profile'!$F60:$CR60,0)),0,INDEX('Asset data'!$L60:$CX60,1,MATCH(DS$5,'Utilisation profile'!$F60:$CR60,0))),0)","v":0},{"$f":"IF($A60>0,IF(ISNA(MATCH(DT$5,'Utilisation profile'!$F60:$CR60,0)),0,INDEX('Asset data'!$L60:$CX60,1,MATCH(DT$5,'Utilisation profile'!$F60:$CR60,0))),0)","v":0},{"$f":"IF($A60>0,IF(ISNA(MATCH(DU$5,'Utilisation profile'!$F60:$CR60,0)),0,INDEX('Asset data'!$L60:$CX60,1,MATCH(DU$5,'Utilisation profile'!$F60:$CR60,0))),0)","v":0},{"$f":"IF($A60>0,IF(ISNA(MATCH(DV$5,'Utilisation profile'!$F60:$CR60,0)),0,INDEX('Asset data'!$L60:$CX60,1,MATCH(DV$5,'Utilisation profile'!$F60:$CR60,0))),0)","v":0},{"$f":"IF($A60>0,IF(ISNA(MATCH(DW$5,'Utilisation profile'!$F60:$CR60,0)),0,INDEX('Asset data'!$L60:$CX60,1,MATCH(DW$5,'Utilisation profile'!$F60:$CR60,0))),0)","v":0},{"$f":"IF($A60>0,IF(ISNA(MATCH(DX$5,'Utilisation profile'!$F60:$CR60,0)),0,INDEX('Asset data'!$L60:$CX60,1,MATCH(DX$5,'Utilisation profile'!$F60:$CR60,0))),0)","v":0},{"$f":"IF($A60>0,IF(ISNA(MATCH(DY$5,'Utilisation profile'!$F60:$CR60,0)),0,INDEX('Asset data'!$L60:$CX60,1,MATCH(DY$5,'Utilisation profile'!$F60:$CR60,0))),0)","v":0},{"$f":"IF($A60>0,IF(ISNA(MATCH(DZ$5,'Utilisation profile'!$F60:$CR60,0)),0,INDEX('Asset data'!$L60:$CX60,1,MATCH(DZ$5,'Utilisation profile'!$F60:$CR60,0))),0)","v":0},{"$f":"IF($A60>0,IF(ISNA(MATCH(EA$5,'Utilisation profile'!$F60:$CR60,0)),0,INDEX('Asset data'!$L60:$CX60,1,MATCH(EA$5,'Utilisation profile'!$F60:$CR60,0))),0)","v":0},{"$f":"IF($A60>0,IF(ISNA(MATCH(EB$5,'Utilisation profile'!$F60:$CR60,0)),0,INDEX('Asset data'!$L60:$CX60,1,MATCH(EB$5,'Utilisation profile'!$F60:$CR60,0))),0)","v":0},{"$f":"IF($A60>0,IF(ISNA(MATCH(EC$5,'Utilisation profile'!$F60:$CR60,0)),0,INDEX('Asset data'!$L60:$CX60,1,MATCH(EC$5,'Utilisation profile'!$F60:$CR60,0))),0)","v":0},{"$f":"IF($A60>0,IF(ISNA(MATCH(ED$5,'Utilisation profile'!$F60:$CR60,0)),0,INDEX('Asset data'!$L60:$CX60,1,MATCH(ED$5,'Utilisation profile'!$F60:$CR60,0))),0)","v":0},{"$f":"IF($A60>0,IF(ISNA(MATCH(EE$5,'Utilisation profile'!$F60:$CR60,0)),0,INDEX('Asset data'!$L60:$CX60,1,MATCH(EE$5,'Utilisation profile'!$F60:$CR60,0))),0)","v":0},{"$f":"IF($A60>0,IF(ISNA(MATCH(EF$5,'Utilisation profile'!$F60:$CR60,0)),0,INDEX('Asset data'!$L60:$CX60,1,MATCH(EF$5,'Utilisation profile'!$F60:$CR60,0))),0)","v":0},{"$f":"IF($A60>0,IF(ISNA(MATCH(EG$5,'Utilisation profile'!$F60:$CR60,0)),0,INDEX('Asset data'!$L60:$CX60,1,MATCH(EG$5,'Utilisation profile'!$F60:$CR60,0))),0)","v":0},{"$f":"IF($A60>0,IF(ISNA(MATCH(EH$5,'Utilisation profile'!$F60:$CR60,0)),0,INDEX('Asset data'!$L60:$CX60,1,MATCH(EH$5,'Utilisation profile'!$F60:$CR60,0))),0)","v":0},{"$f":"IF($A60>0,IF(ISNA(MATCH(EI$5,'Utilisation profile'!$F60:$CR60,0)),0,INDEX('Asset data'!$L60:$CX60,1,MATCH(EI$5,'Utilisation profile'!$F60:$CR60,0))),0)","v":0},{"$f":"IF($A60>0,IF(ISNA(MATCH(EJ$5,'Utilisation profile'!$F60:$CR60,0)),0,INDEX('Asset data'!$L60:$CX60,1,MATCH(EJ$5,'Utilisation profile'!$F60:$CR60,0))),0)","v":0},{"$f":"IF($A60>0,IF(ISNA(MATCH(EK$5,'Utilisation profile'!$F60:$CR60,0)),0,INDEX('Asset data'!$L60:$CX60,1,MATCH(EK$5,'Utilisation profile'!$F60:$CR60,0))),0)","v":0},{"$f":"IF($A60>0,IF(ISNA(MATCH(EL$5,'Utilisation profile'!$F60:$CR60,0)),0,INDEX('Asset data'!$L60:$CX60,1,MATCH(EL$5,'Utilisation profile'!$F60:$CR60,0))),0)","v":0},{"$f":"IF($A60>0,IF(ISNA(MATCH(EM$5,'Utilisation profile'!$F60:$CR60,0)),0,INDEX('Asset data'!$L60:$CX60,1,MATCH(EM$5,'Utilisation profile'!$F60:$CR60,0))),0)","v":0},{"$f":"IF($A60>0,IF(ISNA(MATCH(EN$5,'Utilisation profile'!$F60:$CR60,0)),0,INDEX('Asset data'!$L60:$CX60,1,MATCH(EN$5,'Utilisation profile'!$F60:$CR60,0))),0)","v":0},{"$f":"IF($A60>0,IF(ISNA(MATCH(EO$5,'Utilisation profile'!$F60:$CR60,0)),0,INDEX('Asset data'!$L60:$CX60,1,MATCH(EO$5,'Utilisation profile'!$F60:$CR60,0))),0)","v":0},{"$f":"IF($A60>0,IF(ISNA(MATCH(EP$5,'Utilisation profile'!$F60:$CR60,0)),0,INDEX('Asset data'!$L60:$CX60,1,MATCH(EP$5,'Utilisation profile'!$F60:$CR60,0))),0)","v":0},{"$f":"IF($A60>0,IF(ISNA(MATCH(EQ$5,'Utilisation profile'!$F60:$CR60,0)),0,INDEX('Asset data'!$L60:$CX60,1,MATCH(EQ$5,'Utilisation profile'!$F60:$CR60,0))),0)","v":0},{"$f":"IF($A60>0,IF(ISNA(MATCH(ER$5,'Utilisation profile'!$F60:$CR60,0)),0,INDEX('Asset data'!$L60:$CX60,1,MATCH(ER$5,'Utilisation profile'!$F60:$CR60,0))),0)","v":0},{"$f":"IF($A60>0,IF(ISNA(MATCH(ES$5,'Utilisation profile'!$F60:$CR60,0)),0,INDEX('Asset data'!$L60:$CX60,1,MATCH(ES$5,'Utilisation profile'!$F60:$CR60,0))),0)","v":0},{"$f":"IF($A60>0,IF(ISNA(MATCH(ET$5,'Utilisation profile'!$F60:$CR60,0)),0,INDEX('Asset data'!$L60:$CX60,1,MATCH(ET$5,'Utilisation profile'!$F60:$CR60,0))),0)","v":0},{"$f":"IF($A60>0,IF(ISNA(MATCH(EU$5,'Utilisation profile'!$F60:$CR60,0)),0,INDEX('Asset data'!$L60:$CX60,1,MATCH(EU$5,'Utilisation profile'!$F60:$CR60,0))),0)","v":0},{"$f":"IF($A60>0,IF(ISNA(MATCH(EV$5,'Utilisation profile'!$F60:$CR60,0)),0,INDEX('Asset data'!$L60:$CX60,1,MATCH(EV$5,'Utilisation profile'!$F60:$CR60,0))),0)","v":0},{"$f":"IF($A60>0,IF(ISNA(MATCH(EW$5,'Utilisation profile'!$F60:$CR60,0)),0,INDEX('Asset data'!$L60:$CX60,1,MATCH(EW$5,'Utilisation profile'!$F60:$CR60,0))),0)","v":0},{"$f":"IF($A60>0,IF(ISNA(MATCH(EX$5,'Utilisation profile'!$F60:$CR60,0)),0,INDEX('Asset data'!$L60:$CX60,1,MATCH(EX$5,'Utilisation profile'!$F60:$CR60,0))),0)","v":0},{"$f":"IF($A60>0,IF(ISNA(MATCH(EY$5,'Utilisation profile'!$F60:$CR60,0)),0,INDEX('Asset data'!$L60:$CX60,1,MATCH(EY$5,'Utilisation profile'!$F60:$CR60,0))),0)","v":0},{"$f":"IF($A60>0,IF(ISNA(MATCH(EZ$5,'Utilisation profile'!$F60:$CR60,0)),0,INDEX('Asset data'!$L60:$CX60,1,MATCH(EZ$5,'Utilisation profile'!$F60:$CR60,0))),0)","v":0},{"$f":"IF($A60>0,IF(ISNA(MATCH(FA$5,'Utilisation profile'!$F60:$CR60,0)),0,INDEX('Asset data'!$L60:$CX60,1,MATCH(FA$5,'Utilisation profile'!$F60:$CR60,0))),0)","v":0}]
[{"$f":"'Asset data'!A61","v":0},{"$f":"'Asset data'!B61","v":0},{"$f":"'Asset data'!C61","v":0},{"$f":"'Asset data'!E61","v":0},{"$f":"'Asset data'!I61","v":0},{"$f":"IF($A61>0,'Utilisation profile'!CU61,0)","v":0},{"$f":"IF($A61>0,IF(ISNA(MATCH(G$5,'Utilisation profile'!$F61:$CR61,0)),0,INDEX('Asset data'!$L61:$CX61,1,MATCH(G$5,'Utilisation profile'!$F61:$CR61,0))),0)","v":0},{"$f":"IF($A61>0,IF(ISNA(MATCH(H$5,'Utilisation profile'!$F61:$CR61,0)),0,INDEX('Asset data'!$L61:$CX61,1,MATCH(H$5,'Utilisation profile'!$F61:$CR61,0))),0)","v":0},{"$f":"IF($A61>0,IF(ISNA(MATCH(I$5,'Utilisation profile'!$F61:$CR61,0)),0,INDEX('Asset data'!$L61:$CX61,1,MATCH(I$5,'Utilisation profile'!$F61:$CR61,0))),0)","v":0},{"$f":"IF($A61>0,IF(ISNA(MATCH(J$5,'Utilisation profile'!$F61:$CR61,0)),0,INDEX('Asset data'!$L61:$CX61,1,MATCH(J$5,'Utilisation profile'!$F61:$CR61,0))),0)","v":0},{"$f":"IF($A61>0,IF(ISNA(MATCH(K$5,'Utilisation profile'!$F61:$CR61,0)),0,INDEX('Asset data'!$L61:$CX61,1,MATCH(K$5,'Utilisation profile'!$F61:$CR61,0))),0)","v":0},{"$f":"IF($A61>0,IF(ISNA(MATCH(L$5,'Utilisation profile'!$F61:$CR61,0)),0,INDEX('Asset data'!$L61:$CX61,1,MATCH(L$5,'Utilisation profile'!$F61:$CR61,0))),0)","v":0},{"$f":"IF($A61>0,IF(ISNA(MATCH(M$5,'Utilisation profile'!$F61:$CR61,0)),0,INDEX('Asset data'!$L61:$CX61,1,MATCH(M$5,'Utilisation profile'!$F61:$CR61,0))),0)","v":0},{"$f":"IF($A61>0,IF(ISNA(MATCH(N$5,'Utilisation profile'!$F61:$CR61,0)),0,INDEX('Asset data'!$L61:$CX61,1,MATCH(N$5,'Utilisation profile'!$F61:$CR61,0))),0)","v":0},{"$f":"IF($A61>0,IF(ISNA(MATCH(O$5,'Utilisation profile'!$F61:$CR61,0)),0,INDEX('Asset data'!$L61:$CX61,1,MATCH(O$5,'Utilisation profile'!$F61:$CR61,0))),0)","v":0},{"$f":"IF($A61>0,IF(ISNA(MATCH(P$5,'Utilisation profile'!$F61:$CR61,0)),0,INDEX('Asset data'!$L61:$CX61,1,MATCH(P$5,'Utilisation profile'!$F61:$CR61,0))),0)","v":0},{"$f":"IF($A61>0,IF(ISNA(MATCH(Q$5,'Utilisation profile'!$F61:$CR61,0)),0,INDEX('Asset data'!$L61:$CX61,1,MATCH(Q$5,'Utilisation profile'!$F61:$CR61,0))),0)","v":0},{"$f":"IF($A61>0,IF(ISNA(MATCH(R$5,'Utilisation profile'!$F61:$CR61,0)),0,INDEX('Asset data'!$L61:$CX61,1,MATCH(R$5,'Utilisation profile'!$F61:$CR61,0))),0)","v":0},{"$f":"IF($A61>0,IF(ISNA(MATCH(S$5,'Utilisation profile'!$F61:$CR61,0)),0,INDEX('Asset data'!$L61:$CX61,1,MATCH(S$5,'Utilisation profile'!$F61:$CR61,0))),0)","v":0},{"$f":"IF($A61>0,IF(ISNA(MATCH(T$5,'Utilisation profile'!$F61:$CR61,0)),0,INDEX('Asset data'!$L61:$CX61,1,MATCH(T$5,'Utilisation profile'!$F61:$CR61,0))),0)","v":0},{"$f":"IF($A61>0,IF(ISNA(MATCH(U$5,'Utilisation profile'!$F61:$CR61,0)),0,INDEX('Asset data'!$L61:$CX61,1,MATCH(U$5,'Utilisation profile'!$F61:$CR61,0))),0)","v":0},{"$f":"IF($A61>0,IF(ISNA(MATCH(V$5,'Utilisation profile'!$F61:$CR61,0)),0,INDEX('Asset data'!$L61:$CX61,1,MATCH(V$5,'Utilisation profile'!$F61:$CR61,0))),0)","v":0},{"$f":"IF($A61>0,IF(ISNA(MATCH(W$5,'Utilisation profile'!$F61:$CR61,0)),0,INDEX('Asset data'!$L61:$CX61,1,MATCH(W$5,'Utilisation profile'!$F61:$CR61,0))),0)","v":0},{"$f":"IF($A61>0,IF(ISNA(MATCH(X$5,'Utilisation profile'!$F61:$CR61,0)),0,INDEX('Asset data'!$L61:$CX61,1,MATCH(X$5,'Utilisation profile'!$F61:$CR61,0))),0)","v":0},{"$f":"IF($A61>0,IF(ISNA(MATCH(Y$5,'Utilisation profile'!$F61:$CR61,0)),0,INDEX('Asset data'!$L61:$CX61,1,MATCH(Y$5,'Utilisation profile'!$F61:$CR61,0))),0)","v":0},{"$f":"IF($A61>0,IF(ISNA(MATCH(Z$5,'Utilisation profile'!$F61:$CR61,0)),0,INDEX('Asset data'!$L61:$CX61,1,MATCH(Z$5,'Utilisation profile'!$F61:$CR61,0))),0)","v":0},{"$f":"IF($A61>0,IF(ISNA(MATCH(AA$5,'Utilisation profile'!$F61:$CR61,0)),0,INDEX('Asset data'!$L61:$CX61,1,MATCH(AA$5,'Utilisation profile'!$F61:$CR61,0))),0)","v":0},{"$f":"IF($A61>0,IF(ISNA(MATCH(AB$5,'Utilisation profile'!$F61:$CR61,0)),0,INDEX('Asset data'!$L61:$CX61,1,MATCH(AB$5,'Utilisation profile'!$F61:$CR61,0))),0)","v":0},{"$f":"IF($A61>0,IF(ISNA(MATCH(AC$5,'Utilisation profile'!$F61:$CR61,0)),0,INDEX('Asset data'!$L61:$CX61,1,MATCH(AC$5,'Utilisation profile'!$F61:$CR61,0))),0)","v":0},{"$f":"IF($A61>0,IF(ISNA(MATCH(AD$5,'Utilisation profile'!$F61:$CR61,0)),0,INDEX('Asset data'!$L61:$CX61,1,MATCH(AD$5,'Utilisation profile'!$F61:$CR61,0))),0)","v":0},{"$f":"IF($A61>0,IF(ISNA(MATCH(AE$5,'Utilisation profile'!$F61:$CR61,0)),0,INDEX('Asset data'!$L61:$CX61,1,MATCH(AE$5,'Utilisation profile'!$F61:$CR61,0))),0)","v":0},{"$f":"IF($A61>0,IF(ISNA(MATCH(AF$5,'Utilisation profile'!$F61:$CR61,0)),0,INDEX('Asset data'!$L61:$CX61,1,MATCH(AF$5,'Utilisation profile'!$F61:$CR61,0))),0)","v":0},{"$f":"IF($A61>0,IF(ISNA(MATCH(AG$5,'Utilisation profile'!$F61:$CR61,0)),0,INDEX('Asset data'!$L61:$CX61,1,MATCH(AG$5,'Utilisation profile'!$F61:$CR61,0))),0)","v":0},{"$f":"IF($A61>0,IF(ISNA(MATCH(AH$5,'Utilisation profile'!$F61:$CR61,0)),0,INDEX('Asset data'!$L61:$CX61,1,MATCH(AH$5,'Utilisation profile'!$F61:$CR61,0))),0)","v":0},{"$f":"IF($A61>0,IF(ISNA(MATCH(AI$5,'Utilisation profile'!$F61:$CR61,0)),0,INDEX('Asset data'!$L61:$CX61,1,MATCH(AI$5,'Utilisation profile'!$F61:$CR61,0))),0)","v":0},{"$f":"IF($A61>0,IF(ISNA(MATCH(AJ$5,'Utilisation profile'!$F61:$CR61,0)),0,INDEX('Asset data'!$L61:$CX61,1,MATCH(AJ$5,'Utilisation profile'!$F61:$CR61,0))),0)","v":0},{"$f":"IF($A61>0,IF(ISNA(MATCH(AK$5,'Utilisation profile'!$F61:$CR61,0)),0,INDEX('Asset data'!$L61:$CX61,1,MATCH(AK$5,'Utilisation profile'!$F61:$CR61,0))),0)","v":0},{"$f":"IF($A61>0,IF(ISNA(MATCH(AL$5,'Utilisation profile'!$F61:$CR61,0)),0,INDEX('Asset data'!$L61:$CX61,1,MATCH(AL$5,'Utilisation profile'!$F61:$CR61,0))),0)","v":0},{"$f":"IF($A61>0,IF(ISNA(MATCH(AM$5,'Utilisation profile'!$F61:$CR61,0)),0,INDEX('Asset data'!$L61:$CX61,1,MATCH(AM$5,'Utilisation profile'!$F61:$CR61,0))),0)","v":0},{"$f":"IF($A61>0,IF(ISNA(MATCH(AN$5,'Utilisation profile'!$F61:$CR61,0)),0,INDEX('Asset data'!$L61:$CX61,1,MATCH(AN$5,'Utilisation profile'!$F61:$CR61,0))),0)","v":0},{"$f":"IF($A61>0,IF(ISNA(MATCH(AO$5,'Utilisation profile'!$F61:$CR61,0)),0,INDEX('Asset data'!$L61:$CX61,1,MATCH(AO$5,'Utilisation profile'!$F61:$CR61,0))),0)","v":0},{"$f":"IF($A61>0,IF(ISNA(MATCH(AP$5,'Utilisation profile'!$F61:$CR61,0)),0,INDEX('Asset data'!$L61:$CX61,1,MATCH(AP$5,'Utilisation profile'!$F61:$CR61,0))),0)","v":0},{"$f":"IF($A61>0,IF(ISNA(MATCH(AQ$5,'Utilisation profile'!$F61:$CR61,0)),0,INDEX('Asset data'!$L61:$CX61,1,MATCH(AQ$5,'Utilisation profile'!$F61:$CR61,0))),0)","v":0},{"$f":"IF($A61>0,IF(ISNA(MATCH(AR$5,'Utilisation profile'!$F61:$CR61,0)),0,INDEX('Asset data'!$L61:$CX61,1,MATCH(AR$5,'Utilisation profile'!$F61:$CR61,0))),0)","v":0},{"$f":"IF($A61>0,IF(ISNA(MATCH(AS$5,'Utilisation profile'!$F61:$CR61,0)),0,INDEX('Asset data'!$L61:$CX61,1,MATCH(AS$5,'Utilisation profile'!$F61:$CR61,0))),0)","v":0},{"$f":"IF($A61>0,IF(ISNA(MATCH(AT$5,'Utilisation profile'!$F61:$CR61,0)),0,INDEX('Asset data'!$L61:$CX61,1,MATCH(AT$5,'Utilisation profile'!$F61:$CR61,0))),0)","v":0},{"$f":"IF($A61>0,IF(ISNA(MATCH(AU$5,'Utilisation profile'!$F61:$CR61,0)),0,INDEX('Asset data'!$L61:$CX61,1,MATCH(AU$5,'Utilisation profile'!$F61:$CR61,0))),0)","v":0},{"$f":"IF($A61>0,IF(ISNA(MATCH(AV$5,'Utilisation profile'!$F61:$CR61,0)),0,INDEX('Asset data'!$L61:$CX61,1,MATCH(AV$5,'Utilisation profile'!$F61:$CR61,0))),0)","v":0},{"$f":"IF($A61>0,IF(ISNA(MATCH(AW$5,'Utilisation profile'!$F61:$CR61,0)),0,INDEX('Asset data'!$L61:$CX61,1,MATCH(AW$5,'Utilisation profile'!$F61:$CR61,0))),0)","v":0},{"$f":"IF($A61>0,IF(ISNA(MATCH(AX$5,'Utilisation profile'!$F61:$CR61,0)),0,INDEX('Asset data'!$L61:$CX61,1,MATCH(AX$5,'Utilisation profile'!$F61:$CR61,0))),0)","v":0},{"$f":"IF($A61>0,IF(ISNA(MATCH(AY$5,'Utilisation profile'!$F61:$CR61,0)),0,INDEX('Asset data'!$L61:$CX61,1,MATCH(AY$5,'Utilisation profile'!$F61:$CR61,0))),0)","v":0},{"$f":"IF($A61>0,IF(ISNA(MATCH(AZ$5,'Utilisation profile'!$F61:$CR61,0)),0,INDEX('Asset data'!$L61:$CX61,1,MATCH(AZ$5,'Utilisation profile'!$F61:$CR61,0))),0)","v":0},{"$f":"IF($A61>0,IF(ISNA(MATCH(BA$5,'Utilisation profile'!$F61:$CR61,0)),0,INDEX('Asset data'!$L61:$CX61,1,MATCH(BA$5,'Utilisation profile'!$F61:$CR61,0))),0)","v":0},{"$f":"IF($A61>0,IF(ISNA(MATCH(BB$5,'Utilisation profile'!$F61:$CR61,0)),0,INDEX('Asset data'!$L61:$CX61,1,MATCH(BB$5,'Utilisation profile'!$F61:$CR61,0))),0)","v":0},{"$f":"IF($A61>0,IF(ISNA(MATCH(BC$5,'Utilisation profile'!$F61:$CR61,0)),0,INDEX('Asset data'!$L61:$CX61,1,MATCH(BC$5,'Utilisation profile'!$F61:$CR61,0))),0)","v":0},{"$f":"IF($A61>0,IF(ISNA(MATCH(BD$5,'Utilisation profile'!$F61:$CR61,0)),0,INDEX('Asset data'!$L61:$CX61,1,MATCH(BD$5,'Utilisation profile'!$F61:$CR61,0))),0)","v":0},{"$f":"IF($A61>0,IF(ISNA(MATCH(BE$5,'Utilisation profile'!$F61:$CR61,0)),0,INDEX('Asset data'!$L61:$CX61,1,MATCH(BE$5,'Utilisation profile'!$F61:$CR61,0))),0)","v":0},{"$f":"IF($A61>0,IF(ISNA(MATCH(BF$5,'Utilisation profile'!$F61:$CR61,0)),0,INDEX('Asset data'!$L61:$CX61,1,MATCH(BF$5,'Utilisation profile'!$F61:$CR61,0))),0)","v":0},{"$f":"IF($A61>0,IF(ISNA(MATCH(BG$5,'Utilisation profile'!$F61:$CR61,0)),0,INDEX('Asset data'!$L61:$CX61,1,MATCH(BG$5,'Utilisation profile'!$F61:$CR61,0))),0)","v":0},{"$f":"IF($A61>0,IF(ISNA(MATCH(BH$5,'Utilisation profile'!$F61:$CR61,0)),0,INDEX('Asset data'!$L61:$CX61,1,MATCH(BH$5,'Utilisation profile'!$F61:$CR61,0))),0)","v":0},{"$f":"IF($A61>0,IF(ISNA(MATCH(BI$5,'Utilisation profile'!$F61:$CR61,0)),0,INDEX('Asset data'!$L61:$CX61,1,MATCH(BI$5,'Utilisation profile'!$F61:$CR61,0))),0)","v":0},{"$f":"IF($A61>0,IF(ISNA(MATCH(BJ$5,'Utilisation profile'!$F61:$CR61,0)),0,INDEX('Asset data'!$L61:$CX61,1,MATCH(BJ$5,'Utilisation profile'!$F61:$CR61,0))),0)","v":0},{"$f":"IF($A61>0,IF(ISNA(MATCH(BK$5,'Utilisation profile'!$F61:$CR61,0)),0,INDEX('Asset data'!$L61:$CX61,1,MATCH(BK$5,'Utilisation profile'!$F61:$CR61,0))),0)","v":0},{"$f":"IF($A61>0,IF(ISNA(MATCH(BL$5,'Utilisation profile'!$F61:$CR61,0)),0,INDEX('Asset data'!$L61:$CX61,1,MATCH(BL$5,'Utilisation profile'!$F61:$CR61,0))),0)","v":0},{"$f":"IF($A61>0,IF(ISNA(MATCH(BM$5,'Utilisation profile'!$F61:$CR61,0)),0,INDEX('Asset data'!$L61:$CX61,1,MATCH(BM$5,'Utilisation profile'!$F61:$CR61,0))),0)","v":0},{"$f":"IF($A61>0,IF(ISNA(MATCH(BN$5,'Utilisation profile'!$F61:$CR61,0)),0,INDEX('Asset data'!$L61:$CX61,1,MATCH(BN$5,'Utilisation profile'!$F61:$CR61,0))),0)","v":0},{"$f":"IF($A61>0,IF(ISNA(MATCH(BO$5,'Utilisation profile'!$F61:$CR61,0)),0,INDEX('Asset data'!$L61:$CX61,1,MATCH(BO$5,'Utilisation profile'!$F61:$CR61,0))),0)","v":0},{"$f":"IF($A61>0,IF(ISNA(MATCH(BP$5,'Utilisation profile'!$F61:$CR61,0)),0,INDEX('Asset data'!$L61:$CX61,1,MATCH(BP$5,'Utilisation profile'!$F61:$CR61,0))),0)","v":0},{"$f":"IF($A61>0,IF(ISNA(MATCH(BQ$5,'Utilisation profile'!$F61:$CR61,0)),0,INDEX('Asset data'!$L61:$CX61,1,MATCH(BQ$5,'Utilisation profile'!$F61:$CR61,0))),0)","v":0},{"$f":"IF($A61>0,IF(ISNA(MATCH(BR$5,'Utilisation profile'!$F61:$CR61,0)),0,INDEX('Asset data'!$L61:$CX61,1,MATCH(BR$5,'Utilisation profile'!$F61:$CR61,0))),0)","v":0},{"$f":"IF($A61>0,IF(ISNA(MATCH(BS$5,'Utilisation profile'!$F61:$CR61,0)),0,INDEX('Asset data'!$L61:$CX61,1,MATCH(BS$5,'Utilisation profile'!$F61:$CR61,0))),0)","v":0},{"$f":"IF($A61>0,IF(ISNA(MATCH(BT$5,'Utilisation profile'!$F61:$CR61,0)),0,INDEX('Asset data'!$L61:$CX61,1,MATCH(BT$5,'Utilisation profile'!$F61:$CR61,0))),0)","v":0},{"$f":"IF($A61>0,IF(ISNA(MATCH(BU$5,'Utilisation profile'!$F61:$CR61,0)),0,INDEX('Asset data'!$L61:$CX61,1,MATCH(BU$5,'Utilisation profile'!$F61:$CR61,0))),0)","v":0},{"$f":"IF($A61>0,IF(ISNA(MATCH(BV$5,'Utilisation profile'!$F61:$CR61,0)),0,INDEX('Asset data'!$L61:$CX61,1,MATCH(BV$5,'Utilisation profile'!$F61:$CR61,0))),0)","v":0},{"$f":"IF($A61>0,IF(ISNA(MATCH(BW$5,'Utilisation profile'!$F61:$CR61,0)),0,INDEX('Asset data'!$L61:$CX61,1,MATCH(BW$5,'Utilisation profile'!$F61:$CR61,0))),0)","v":0},{"$f":"IF($A61>0,IF(ISNA(MATCH(BX$5,'Utilisation profile'!$F61:$CR61,0)),0,INDEX('Asset data'!$L61:$CX61,1,MATCH(BX$5,'Utilisation profile'!$F61:$CR61,0))),0)","v":0},{"$f":"IF($A61>0,IF(ISNA(MATCH(BY$5,'Utilisation profile'!$F61:$CR61,0)),0,INDEX('Asset data'!$L61:$CX61,1,MATCH(BY$5,'Utilisation profile'!$F61:$CR61,0))),0)","v":0},{"$f":"IF($A61>0,IF(ISNA(MATCH(BZ$5,'Utilisation profile'!$F61:$CR61,0)),0,INDEX('Asset data'!$L61:$CX61,1,MATCH(BZ$5,'Utilisation profile'!$F61:$CR61,0))),0)","v":0},{"$f":"IF($A61>0,IF(ISNA(MATCH(CA$5,'Utilisation profile'!$F61:$CR61,0)),0,INDEX('Asset data'!$L61:$CX61,1,MATCH(CA$5,'Utilisation profile'!$F61:$CR61,0))),0)","v":0},{"$f":"IF($A61>0,IF(ISNA(MATCH(CB$5,'Utilisation profile'!$F61:$CR61,0)),0,INDEX('Asset data'!$L61:$CX61,1,MATCH(CB$5,'Utilisation profile'!$F61:$CR61,0))),0)","v":0},{"$f":"IF($A61>0,IF(ISNA(MATCH(CC$5,'Utilisation profile'!$F61:$CR61,0)),0,INDEX('Asset data'!$L61:$CX61,1,MATCH(CC$5,'Utilisation profile'!$F61:$CR61,0))),0)","v":0},{"$f":"IF($A61>0,IF(ISNA(MATCH(CD$5,'Utilisation profile'!$F61:$CR61,0)),0,INDEX('Asset data'!$L61:$CX61,1,MATCH(CD$5,'Utilisation profile'!$F61:$CR61,0))),0)","v":0},{"$f":"IF($A61>0,IF(ISNA(MATCH(CE$5,'Utilisation profile'!$F61:$CR61,0)),0,INDEX('Asset data'!$L61:$CX61,1,MATCH(CE$5,'Utilisation profile'!$F61:$CR61,0))),0)","v":0},{"$f":"IF($A61>0,IF(ISNA(MATCH(CF$5,'Utilisation profile'!$F61:$CR61,0)),0,INDEX('Asset data'!$L61:$CX61,1,MATCH(CF$5,'Utilisation profile'!$F61:$CR61,0))),0)","v":0},{"$f":"IF($A61>0,IF(ISNA(MATCH(CG$5,'Utilisation profile'!$F61:$CR61,0)),0,INDEX('Asset data'!$L61:$CX61,1,MATCH(CG$5,'Utilisation profile'!$F61:$CR61,0))),0)","v":0},{"$f":"IF($A61>0,IF(ISNA(MATCH(CH$5,'Utilisation profile'!$F61:$CR61,0)),0,INDEX('Asset data'!$L61:$CX61,1,MATCH(CH$5,'Utilisation profile'!$F61:$CR61,0))),0)","v":0},{"$f":"IF($A61>0,IF(ISNA(MATCH(CI$5,'Utilisation profile'!$F61:$CR61,0)),0,INDEX('Asset data'!$L61:$CX61,1,MATCH(CI$5,'Utilisation profile'!$F61:$CR61,0))),0)","v":0},{"$f":"IF($A61>0,IF(ISNA(MATCH(CJ$5,'Utilisation profile'!$F61:$CR61,0)),0,INDEX('Asset data'!$L61:$CX61,1,MATCH(CJ$5,'Utilisation profile'!$F61:$CR61,0))),0)","v":0},{"$f":"IF($A61>0,IF(ISNA(MATCH(CK$5,'Utilisation profile'!$F61:$CR61,0)),0,INDEX('Asset data'!$L61:$CX61,1,MATCH(CK$5,'Utilisation profile'!$F61:$CR61,0))),0)","v":0},{"$f":"IF($A61>0,IF(ISNA(MATCH(CL$5,'Utilisation profile'!$F61:$CR61,0)),0,INDEX('Asset data'!$L61:$CX61,1,MATCH(CL$5,'Utilisation profile'!$F61:$CR61,0))),0)","v":0},{"$f":"IF($A61>0,IF(ISNA(MATCH(CM$5,'Utilisation profile'!$F61:$CR61,0)),0,INDEX('Asset data'!$L61:$CX61,1,MATCH(CM$5,'Utilisation profile'!$F61:$CR61,0))),0)","v":0},{"$f":"IF($A61>0,IF(ISNA(MATCH(CN$5,'Utilisation profile'!$F61:$CR61,0)),0,INDEX('Asset data'!$L61:$CX61,1,MATCH(CN$5,'Utilisation profile'!$F61:$CR61,0))),0)","v":0},{"$f":"IF($A61>0,IF(ISNA(MATCH(CO$5,'Utilisation profile'!$F61:$CR61,0)),0,INDEX('Asset data'!$L61:$CX61,1,MATCH(CO$5,'Utilisation profile'!$F61:$CR61,0))),0)","v":0},{"$f":"IF($A61>0,IF(ISNA(MATCH(CP$5,'Utilisation profile'!$F61:$CR61,0)),0,INDEX('Asset data'!$L61:$CX61,1,MATCH(CP$5,'Utilisation profile'!$F61:$CR61,0))),0)","v":0},{"$f":"IF($A61>0,IF(ISNA(MATCH(CQ$5,'Utilisation profile'!$F61:$CR61,0)),0,INDEX('Asset data'!$L61:$CX61,1,MATCH(CQ$5,'Utilisation profile'!$F61:$CR61,0))),0)","v":0},{"$f":"IF($A61>0,IF(ISNA(MATCH(CR$5,'Utilisation profile'!$F61:$CR61,0)),0,INDEX('Asset data'!$L61:$CX61,1,MATCH(CR$5,'Utilisation profile'!$F61:$CR61,0))),0)","v":0},{"$f":"IF($A61>0,IF(ISNA(MATCH(CS$5,'Utilisation profile'!$F61:$CR61,0)),0,INDEX('Asset data'!$L61:$CX61,1,MATCH(CS$5,'Utilisation profile'!$F61:$CR61,0))),0)","v":0},{"$f":"IF($A61>0,IF(ISNA(MATCH(CT$5,'Utilisation profile'!$F61:$CR61,0)),0,INDEX('Asset data'!$L61:$CX61,1,MATCH(CT$5,'Utilisation profile'!$F61:$CR61,0))),0)","v":0},{"$f":"IF($A61>0,IF(ISNA(MATCH(CU$5,'Utilisation profile'!$F61:$CR61,0)),0,INDEX('Asset data'!$L61:$CX61,1,MATCH(CU$5,'Utilisation profile'!$F61:$CR61,0))),0)","v":0},{"$f":"IF($A61>0,IF(ISNA(MATCH(CV$5,'Utilisation profile'!$F61:$CR61,0)),0,INDEX('Asset data'!$L61:$CX61,1,MATCH(CV$5,'Utilisation profile'!$F61:$CR61,0))),0)","v":0},{"$f":"IF($A61>0,IF(ISNA(MATCH(CW$5,'Utilisation profile'!$F61:$CR61,0)),0,INDEX('Asset data'!$L61:$CX61,1,MATCH(CW$5,'Utilisation profile'!$F61:$CR61,0))),0)","v":0},{"$f":"IF($A61>0,IF(ISNA(MATCH(CX$5,'Utilisation profile'!$F61:$CR61,0)),0,INDEX('Asset data'!$L61:$CX61,1,MATCH(CX$5,'Utilisation profile'!$F61:$CR61,0))),0)","v":0},{"$f":"IF($A61>0,IF(ISNA(MATCH(CY$5,'Utilisation profile'!$F61:$CR61,0)),0,INDEX('Asset data'!$L61:$CX61,1,MATCH(CY$5,'Utilisation profile'!$F61:$CR61,0))),0)","v":0},{"$f":"IF($A61>0,IF(ISNA(MATCH(CZ$5,'Utilisation profile'!$F61:$CR61,0)),0,INDEX('Asset data'!$L61:$CX61,1,MATCH(CZ$5,'Utilisation profile'!$F61:$CR61,0))),0)","v":0},{"$f":"IF($A61>0,IF(ISNA(MATCH(DA$5,'Utilisation profile'!$F61:$CR61,0)),0,INDEX('Asset data'!$L61:$CX61,1,MATCH(DA$5,'Utilisation profile'!$F61:$CR61,0))),0)","v":0},{"$f":"IF($A61>0,IF(ISNA(MATCH(DB$5,'Utilisation profile'!$F61:$CR61,0)),0,INDEX('Asset data'!$L61:$CX61,1,MATCH(DB$5,'Utilisation profile'!$F61:$CR61,0))),0)","v":0},{"$f":"IF($A61>0,IF(ISNA(MATCH(DC$5,'Utilisation profile'!$F61:$CR61,0)),0,INDEX('Asset data'!$L61:$CX61,1,MATCH(DC$5,'Utilisation profile'!$F61:$CR61,0))),0)","v":0},{"$f":"IF($A61>0,IF(ISNA(MATCH(DD$5,'Utilisation profile'!$F61:$CR61,0)),0,INDEX('Asset data'!$L61:$CX61,1,MATCH(DD$5,'Utilisation profile'!$F61:$CR61,0))),0)","v":0},{"$f":"IF($A61>0,IF(ISNA(MATCH(DE$5,'Utilisation profile'!$F61:$CR61,0)),0,INDEX('Asset data'!$L61:$CX61,1,MATCH(DE$5,'Utilisation profile'!$F61:$CR61,0))),0)","v":0},{"$f":"IF($A61>0,IF(ISNA(MATCH(DF$5,'Utilisation profile'!$F61:$CR61,0)),0,INDEX('Asset data'!$L61:$CX61,1,MATCH(DF$5,'Utilisation profile'!$F61:$CR61,0))),0)","v":0},{"$f":"IF($A61>0,IF(ISNA(MATCH(DG$5,'Utilisation profile'!$F61:$CR61,0)),0,INDEX('Asset data'!$L61:$CX61,1,MATCH(DG$5,'Utilisation profile'!$F61:$CR61,0))),0)","v":0},{"$f":"IF($A61>0,IF(ISNA(MATCH(DH$5,'Utilisation profile'!$F61:$CR61,0)),0,INDEX('Asset data'!$L61:$CX61,1,MATCH(DH$5,'Utilisation profile'!$F61:$CR61,0))),0)","v":0},{"$f":"IF($A61>0,IF(ISNA(MATCH(DI$5,'Utilisation profile'!$F61:$CR61,0)),0,INDEX('Asset data'!$L61:$CX61,1,MATCH(DI$5,'Utilisation profile'!$F61:$CR61,0))),0)","v":0},{"$f":"IF($A61>0,IF(ISNA(MATCH(DJ$5,'Utilisation profile'!$F61:$CR61,0)),0,INDEX('Asset data'!$L61:$CX61,1,MATCH(DJ$5,'Utilisation profile'!$F61:$CR61,0))),0)","v":0},{"$f":"IF($A61>0,IF(ISNA(MATCH(DK$5,'Utilisation profile'!$F61:$CR61,0)),0,INDEX('Asset data'!$L61:$CX61,1,MATCH(DK$5,'Utilisation profile'!$F61:$CR61,0))),0)","v":0},{"$f":"IF($A61>0,IF(ISNA(MATCH(DL$5,'Utilisation profile'!$F61:$CR61,0)),0,INDEX('Asset data'!$L61:$CX61,1,MATCH(DL$5,'Utilisation profile'!$F61:$CR61,0))),0)","v":0},{"$f":"IF($A61>0,IF(ISNA(MATCH(DM$5,'Utilisation profile'!$F61:$CR61,0)),0,INDEX('Asset data'!$L61:$CX61,1,MATCH(DM$5,'Utilisation profile'!$F61:$CR61,0))),0)","v":0},{"$f":"IF($A61>0,IF(ISNA(MATCH(DN$5,'Utilisation profile'!$F61:$CR61,0)),0,INDEX('Asset data'!$L61:$CX61,1,MATCH(DN$5,'Utilisation profile'!$F61:$CR61,0))),0)","v":0},{"$f":"IF($A61>0,IF(ISNA(MATCH(DO$5,'Utilisation profile'!$F61:$CR61,0)),0,INDEX('Asset data'!$L61:$CX61,1,MATCH(DO$5,'Utilisation profile'!$F61:$CR61,0))),0)","v":0},{"$f":"IF($A61>0,IF(ISNA(MATCH(DP$5,'Utilisation profile'!$F61:$CR61,0)),0,INDEX('Asset data'!$L61:$CX61,1,MATCH(DP$5,'Utilisation profile'!$F61:$CR61,0))),0)","v":0},{"$f":"IF($A61>0,IF(ISNA(MATCH(DQ$5,'Utilisation profile'!$F61:$CR61,0)),0,INDEX('Asset data'!$L61:$CX61,1,MATCH(DQ$5,'Utilisation profile'!$F61:$CR61,0))),0)","v":0},{"$f":"IF($A61>0,IF(ISNA(MATCH(DR$5,'Utilisation profile'!$F61:$CR61,0)),0,INDEX('Asset data'!$L61:$CX61,1,MATCH(DR$5,'Utilisation profile'!$F61:$CR61,0))),0)","v":0},{"$f":"IF($A61>0,IF(ISNA(MATCH(DS$5,'Utilisation profile'!$F61:$CR61,0)),0,INDEX('Asset data'!$L61:$CX61,1,MATCH(DS$5,'Utilisation profile'!$F61:$CR61,0))),0)","v":0},{"$f":"IF($A61>0,IF(ISNA(MATCH(DT$5,'Utilisation profile'!$F61:$CR61,0)),0,INDEX('Asset data'!$L61:$CX61,1,MATCH(DT$5,'Utilisation profile'!$F61:$CR61,0))),0)","v":0},{"$f":"IF($A61>0,IF(ISNA(MATCH(DU$5,'Utilisation profile'!$F61:$CR61,0)),0,INDEX('Asset data'!$L61:$CX61,1,MATCH(DU$5,'Utilisation profile'!$F61:$CR61,0))),0)","v":0},{"$f":"IF($A61>0,IF(ISNA(MATCH(DV$5,'Utilisation profile'!$F61:$CR61,0)),0,INDEX('Asset data'!$L61:$CX61,1,MATCH(DV$5,'Utilisation profile'!$F61:$CR61,0))),0)","v":0},{"$f":"IF($A61>0,IF(ISNA(MATCH(DW$5,'Utilisation profile'!$F61:$CR61,0)),0,INDEX('Asset data'!$L61:$CX61,1,MATCH(DW$5,'Utilisation profile'!$F61:$CR61,0))),0)","v":0},{"$f":"IF($A61>0,IF(ISNA(MATCH(DX$5,'Utilisation profile'!$F61:$CR61,0)),0,INDEX('Asset data'!$L61:$CX61,1,MATCH(DX$5,'Utilisation profile'!$F61:$CR61,0))),0)","v":0},{"$f":"IF($A61>0,IF(ISNA(MATCH(DY$5,'Utilisation profile'!$F61:$CR61,0)),0,INDEX('Asset data'!$L61:$CX61,1,MATCH(DY$5,'Utilisation profile'!$F61:$CR61,0))),0)","v":0},{"$f":"IF($A61>0,IF(ISNA(MATCH(DZ$5,'Utilisation profile'!$F61:$CR61,0)),0,INDEX('Asset data'!$L61:$CX61,1,MATCH(DZ$5,'Utilisation profile'!$F61:$CR61,0))),0)","v":0},{"$f":"IF($A61>0,IF(ISNA(MATCH(EA$5,'Utilisation profile'!$F61:$CR61,0)),0,INDEX('Asset data'!$L61:$CX61,1,MATCH(EA$5,'Utilisation profile'!$F61:$CR61,0))),0)","v":0},{"$f":"IF($A61>0,IF(ISNA(MATCH(EB$5,'Utilisation profile'!$F61:$CR61,0)),0,INDEX('Asset data'!$L61:$CX61,1,MATCH(EB$5,'Utilisation profile'!$F61:$CR61,0))),0)","v":0},{"$f":"IF($A61>0,IF(ISNA(MATCH(EC$5,'Utilisation profile'!$F61:$CR61,0)),0,INDEX('Asset data'!$L61:$CX61,1,MATCH(EC$5,'Utilisation profile'!$F61:$CR61,0))),0)","v":0},{"$f":"IF($A61>0,IF(ISNA(MATCH(ED$5,'Utilisation profile'!$F61:$CR61,0)),0,INDEX('Asset data'!$L61:$CX61,1,MATCH(ED$5,'Utilisation profile'!$F61:$CR61,0))),0)","v":0},{"$f":"IF($A61>0,IF(ISNA(MATCH(EE$5,'Utilisation profile'!$F61:$CR61,0)),0,INDEX('Asset data'!$L61:$CX61,1,MATCH(EE$5,'Utilisation profile'!$F61:$CR61,0))),0)","v":0},{"$f":"IF($A61>0,IF(ISNA(MATCH(EF$5,'Utilisation profile'!$F61:$CR61,0)),0,INDEX('Asset data'!$L61:$CX61,1,MATCH(EF$5,'Utilisation profile'!$F61:$CR61,0))),0)","v":0},{"$f":"IF($A61>0,IF(ISNA(MATCH(EG$5,'Utilisation profile'!$F61:$CR61,0)),0,INDEX('Asset data'!$L61:$CX61,1,MATCH(EG$5,'Utilisation profile'!$F61:$CR61,0))),0)","v":0},{"$f":"IF($A61>0,IF(ISNA(MATCH(EH$5,'Utilisation profile'!$F61:$CR61,0)),0,INDEX('Asset data'!$L61:$CX61,1,MATCH(EH$5,'Utilisation profile'!$F61:$CR61,0))),0)","v":0},{"$f":"IF($A61>0,IF(ISNA(MATCH(EI$5,'Utilisation profile'!$F61:$CR61,0)),0,INDEX('Asset data'!$L61:$CX61,1,MATCH(EI$5,'Utilisation profile'!$F61:$CR61,0))),0)","v":0},{"$f":"IF($A61>0,IF(ISNA(MATCH(EJ$5,'Utilisation profile'!$F61:$CR61,0)),0,INDEX('Asset data'!$L61:$CX61,1,MATCH(EJ$5,'Utilisation profile'!$F61:$CR61,0))),0)","v":0},{"$f":"IF($A61>0,IF(ISNA(MATCH(EK$5,'Utilisation profile'!$F61:$CR61,0)),0,INDEX('Asset data'!$L61:$CX61,1,MATCH(EK$5,'Utilisation profile'!$F61:$CR61,0))),0)","v":0},{"$f":"IF($A61>0,IF(ISNA(MATCH(EL$5,'Utilisation profile'!$F61:$CR61,0)),0,INDEX('Asset data'!$L61:$CX61,1,MATCH(EL$5,'Utilisation profile'!$F61:$CR61,0))),0)","v":0},{"$f":"IF($A61>0,IF(ISNA(MATCH(EM$5,'Utilisation profile'!$F61:$CR61,0)),0,INDEX('Asset data'!$L61:$CX61,1,MATCH(EM$5,'Utilisation profile'!$F61:$CR61,0))),0)","v":0},{"$f":"IF($A61>0,IF(ISNA(MATCH(EN$5,'Utilisation profile'!$F61:$CR61,0)),0,INDEX('Asset data'!$L61:$CX61,1,MATCH(EN$5,'Utilisation profile'!$F61:$CR61,0))),0)","v":0},{"$f":"IF($A61>0,IF(ISNA(MATCH(EO$5,'Utilisation profile'!$F61:$CR61,0)),0,INDEX('Asset data'!$L61:$CX61,1,MATCH(EO$5,'Utilisation profile'!$F61:$CR61,0))),0)","v":0},{"$f":"IF($A61>0,IF(ISNA(MATCH(EP$5,'Utilisation profile'!$F61:$CR61,0)),0,INDEX('Asset data'!$L61:$CX61,1,MATCH(EP$5,'Utilisation profile'!$F61:$CR61,0))),0)","v":0},{"$f":"IF($A61>0,IF(ISNA(MATCH(EQ$5,'Utilisation profile'!$F61:$CR61,0)),0,INDEX('Asset data'!$L61:$CX61,1,MATCH(EQ$5,'Utilisation profile'!$F61:$CR61,0))),0)","v":0},{"$f":"IF($A61>0,IF(ISNA(MATCH(ER$5,'Utilisation profile'!$F61:$CR61,0)),0,INDEX('Asset data'!$L61:$CX61,1,MATCH(ER$5,'Utilisation profile'!$F61:$CR61,0))),0)","v":0},{"$f":"IF($A61>0,IF(ISNA(MATCH(ES$5,'Utilisation profile'!$F61:$CR61,0)),0,INDEX('Asset data'!$L61:$CX61,1,MATCH(ES$5,'Utilisation profile'!$F61:$CR61,0))),0)","v":0},{"$f":"IF($A61>0,IF(ISNA(MATCH(ET$5,'Utilisation profile'!$F61:$CR61,0)),0,INDEX('Asset data'!$L61:$CX61,1,MATCH(ET$5,'Utilisation profile'!$F61:$CR61,0))),0)","v":0},{"$f":"IF($A61>0,IF(ISNA(MATCH(EU$5,'Utilisation profile'!$F61:$CR61,0)),0,INDEX('Asset data'!$L61:$CX61,1,MATCH(EU$5,'Utilisation profile'!$F61:$CR61,0))),0)","v":0},{"$f":"IF($A61>0,IF(ISNA(MATCH(EV$5,'Utilisation profile'!$F61:$CR61,0)),0,INDEX('Asset data'!$L61:$CX61,1,MATCH(EV$5,'Utilisation profile'!$F61:$CR61,0))),0)","v":0},{"$f":"IF($A61>0,IF(ISNA(MATCH(EW$5,'Utilisation profile'!$F61:$CR61,0)),0,INDEX('Asset data'!$L61:$CX61,1,MATCH(EW$5,'Utilisation profile'!$F61:$CR61,0))),0)","v":0},{"$f":"IF($A61>0,IF(ISNA(MATCH(EX$5,'Utilisation profile'!$F61:$CR61,0)),0,INDEX('Asset data'!$L61:$CX61,1,MATCH(EX$5,'Utilisation profile'!$F61:$CR61,0))),0)","v":0},{"$f":"IF($A61>0,IF(ISNA(MATCH(EY$5,'Utilisation profile'!$F61:$CR61,0)),0,INDEX('Asset data'!$L61:$CX61,1,MATCH(EY$5,'Utilisation profile'!$F61:$CR61,0))),0)","v":0},{"$f":"IF($A61>0,IF(ISNA(MATCH(EZ$5,'Utilisation profile'!$F61:$CR61,0)),0,INDEX('Asset data'!$L61:$CX61,1,MATCH(EZ$5,'Utilisation profile'!$F61:$CR61,0))),0)","v":0},{"$f":"IF($A61>0,IF(ISNA(MATCH(FA$5,'Utilisation profile'!$F61:$CR61,0)),0,INDEX('Asset data'!$L61:$CX61,1,MATCH(FA$5,'Utilisation profile'!$F61:$CR61,0))),0)","v":0}]

{"sheet":"Utilisation profile","index":11,"n_rows":61,"n_cols":157,"rows_kept":61,"cut":false,"hidden":false,"merged":[]}
["Asset calcs"]
[]
[]
[null,null,null,null,"Uth","Remaining Util"]
["ID","ID","ID","EDB ID",null,0.5,{"$f":"F5+1","v":1.5},{"$f":"G5+1","v":2.5},3.5,4.5,5.5,6.5,7.5,8.5,9.5,10.5,11.5,12.5,13.5,14.5,15.5,16.5,17.5,18.5,19.5,20.5,21.5,22.5,23.5,24.5,25.5,26.5,27.5,28.5,29.5,30.5,31.5,32.5,33.5,34.5,35.5,36.5,37.5,38.5,39.5,40.5,41.5,42.5,43.5,44.5,45.5,46.5,47.5,48.5,49.5,50.5,51.5,52.5,53.5,54.5,55.5,56.5,57.5,58.5,59.5,60.5,61.5,62.5,63.5,64.5,65.5,{"$f":"BS5+1","v":66.5},67.5,68.5,69.5,70.5,71.5,72.5,73.5,74.5,75.5,76.5,77.5,78.5,79.5,80.5,81.5,82.5,83.5,84.5,85.5,86.5,87.5,88.5,89.5,90.5,{"$f":"CR5+1","v":91.5},92.5,93.5,94.5,95.5,96.5,97.5,98.5,99.5,100.5,101.5,102.5,103.5,104.5,105.5,106.5,107.5,108.5,109.5,110.5,111.5,112.5,113.5,114.5,115.5,116.5,117.5,118.5,119.5,120.5,121.5,122.5,{"$f":"DX5+1","v":123.5},124.5,125.5,126.5,127.5,128.5,129.5,130.5,131.5,132.5,133.5,134.5,135.5,136.5,137.5,138.5,139.5,140.5,141.5,142.5,143.5,144.5,145.5,146.5,147.5,148.5,149.5,150.5,151.5]
[1,null,null,{"$f":"VLOOKUP(A6,IDtable,2)","v":"Subtransmission Lines"}]
[2,null,null,"HV Feeders"]
[3,null,null,"Zone Substation"]
[4,null,null,"Distribution Substations and LV Feeders"]
[5,null,null,0]
[6,null,null,0]
[7,null,null,0]
[8,null,null,0]
[9,null,null,{"$f":"VLOOKUP(A14,IDtable,2)","v":0}]
[10,null,null,{"$f":"VLOOKUP(A15,IDtable,2)","v":0}]
[11,null,null,{"$f":"VLOOKUP(A16,IDtable,2)","v":0}]
[12,null,null,{"$f":"VLOOKUP(A17,IDtable,2)","v":0}]
[null,null,null,"Total"]
[]
[null,null,null,"EDB categories"]
[{"$f":"'Asset data'!A21","v":0},{"$f":"'Asset data'!B21","v":0},{"$f":"'Asset data'!C21","v":0},{"$f":"'Asset data'!E21","v":0},{"$f":"'Asset data'!I21","v":0},{"$f":"ROUND(IF($A21>0,$E21-'Asset data'!L$5,0),0)","v":0},{"$f":"ROUND(IF($A21>0,$E21-'Asset data'!M$5,0),0)","v":0},{"$f":"ROUND(IF($A21>0,$E21-'Asset data'!N$5,0),0)","v":0},{"$f":"ROUND(IF($A21>0,$E21-'Asset data'!O$5,0),0)","v":0},{"$f":"ROUND(IF($A21>0,$E21-'Asset data'!P$5,0),0)","v":0},{"$f":"ROUND(IF($A21>0,$E21-'Asset data'!Q$5,0),0)","v":0},{"$f":"ROUND(IF($A21>0,$E21-'Asset data'!R$5,0),0)","v":0},{"$f":"ROUND(IF($A21>0,$E21-'Asset data'!S$5,0),0)","v":0},{"$f":"ROUND(IF($A21>0,$E21-'Asset data'!T$5,0),0)","v":0},{"$f":"ROUND(IF($A21>0,$E21-'Asset data'!U$5,0),0)","v":0},{"$f":"ROUND(IF($A21>0,$E21-'Asset data'!V$5,0),0)","v":0},{"$f":"ROUND(IF($A21>0,$E21-'Asset data'!W$5,0),0)","v":0},{"$f":"ROUND(IF($A21>0,$E21-'Asset data'!X$5,0),0)","v":0},{"$f":"ROUND(IF($A21>0,$E21-'Asset data'!Y$5,0),0)","v":0},{"$f":"ROUND(IF($A21>0,$E21-'Asset data'!Z$5,0),0)","v":0},{"$f":"ROUND(IF($A21>0,$E21-'Asset data'!AA$5,0),0)","v":0},{"$f":"ROUND(IF($A21>0,$E21-'Asset data'!AB$5,0),0)","v":0},{"$f":"ROUND(IF($A21>0,$E21-'Asset data'!AC$5,0),0)","v":0},{"$f":"ROUND(IF($A21>0,$E21-'Asset data'!AD$5,0),0)","v":0},{"$f":"ROUND(IF($A21>0,$E21-'Asset data'!AE$5,0),0)","v":0},{"$f":"ROUND(IF($A21>0,$E21-'Asset data'!AF$5,0),0)","v":0},{"$f":"ROUND(IF($A21>0,$E21-'Asset data'!AG$5,0),0)","v":0},{"$f":"ROUND(IF($A21>0,$E21-'Asset data'!AH$5,0),0)","v":0},{"$f":"ROUND(IF($A21>0,$E21-'Asset data'!AI$5,0),0)","v":0},{"$f":"ROUND(IF($A21>0,$E21-'Asset data'!AJ$5,0),0)","v":0},{"$f":"ROUND(IF($A21>0,$E21-'Asset data'!AK$5,0),0)","v":0},{"$f":"ROUND(IF($A21>0,$E21-'Asset data'!AL$5,0),0)","v":0},{"$f":"ROUND(IF($A21>0,$E21-'Asset data'!AM$5,0),0)","v":0},{"$f":"ROUND(IF($A21>0,$E21-'Asset data'!AN$5,0),0)","v":0},{"$f":"ROUND(IF($A21>0,$E21-'Asset data'!AO$5,0),0)","v":0},{"$f":"ROUND(IF($A21>0,$E21-'Asset data'!AP$5,0),0)","v":0},{"$f":"ROUND(IF($A21>0,$E21-'Asset data'!AQ$5,0),0)","v":0},{"$f":"ROUND(IF($A21>0,$E21-'Asset data'!AR$5,0),0)","v":0},{"$f":"ROUND(IF($A21>0,$E21-'Asset data'!AS$5,0),0)","v":0},{"$f":"ROUND(IF($A21>0,$E21-'Asset data'!AT$5,0),0)","v":0},{"$f":"ROUND(IF($A21>0,$E21-'Asset data'!AU$5,0),0)","v":0},{"$f":"ROUND(IF($A21>0,$E21-'Asset data'!AV$5,0),0)","v":0},{"$f":"ROUND(IF($A21>0,$E21-'Asset data'!AW$5,0),0)","v":0},{"$f":"ROUND(IF($A21>0,$E21-'Asset data'!AX$5,0),0)","v":0},{"$f":"ROUND(IF($A21>0,$E21-'Asset data'!AY$5,0),0)","v":0},{"$f":"ROUND(IF($A21>0,$E21-'Asset data'!AZ$5,0),0)","v":0},{"$f":"ROUND(IF($A21>0,$E21-'Asset data'!BA$5,0),0)","v":0},{"$f":"ROUND(IF($A21>0,$E21-'Asset data'!BB$5,0),0)","v":0},{"$f":"ROUND(IF($A21>0,$E21-'Asset data'!BC$5,0),0)","v":0},{"$f":"ROUND(IF($A21>0,$E21-'Asset data'!BD$5,0),0)","v":0},{"$f":"ROUND(IF($A21>0,$E21-'Asset data'!BE$5,0),0)","v":0},{"$f":"ROUND(IF($A21>0,$E21-'Asset data'!BF$5,0),0)","v":0},{"$f":"ROUND(IF($A21>0,$E21-'Asset data'!BG$5,0),0)","v":0},{"$f":"ROUND(IF($A21>0,$E21-'Asset data'!BH$5,0),0)","v":0},{"$f":"ROUND(IF($A21>0,$E21-'Asset data'!BI$5,0),0)","v":0},{"$f":"ROUND(IF($A21>0,$E21-'Asset data'!BJ$5,0),0)","v":0},{"$f":"ROUND(IF($A21>0,$E21-'Asset data'!BK$5,0),0)","v":0},{"$f":"ROUND(IF($A21>0,$E21-'Asset data'!BL$5,0),0)","v":0},{"$f":"ROUND(IF($A21>0,$E21-'Asset data'!BM$5,0),0)","v":0},{"$f":"ROUND(IF($A21>0,$E21-'Asset data'!BN$5,0),0)","v":0},{"$f":"ROUND(IF($A21>0,$E21-'Asset data'!BO$5,0),0)","v":0},{"$f":"ROUND(IF($A21>0,$E21-'Asset data'!BP$5,0),0)","v":0},{"$f":"ROUND(IF($A21>0,$E21-'Asset data'!BQ$5,0),0)","v":0},{"$f":"ROUND(IF($A21>0,$E21-'Asset data'!BR$5,0),0)","v":0},{"$f":"ROUND(IF($A21>0,$E21-'Asset data'!BS$5,0),0)","v":0},{"$f":"ROUND(IF($A21>0,$E21-'Asset data'!BT$5,0),0)","v":0},{"$f":"ROUND(IF($A21>0,$E21-'Asset data'!BU$5,0),0)","v":0},{"$f":"ROUND(IF($A21>0,$E21-'Asset data'!BV$5,0),0)","v":0},{"$f":"ROUND(IF($A21>0,$E21-'Asset data'!BW$5,0),0)","v":0},{"$f":"ROUND(IF($A21>0,$E21-'Asset data'!BX$5,0),0)","v":0},{"$f":"ROUND(IF($A21>0,$E21-'Asset data'!BY$5,0),0)","v":0},{"$f":"ROUND(IF($A21>0,$E21-'Asset data'!BZ$5,0),0)","v":0},{"$f":"ROUND(IF($A21>0,$E21-'Asset data'!CA$5,0),0)","v":0},{"$f":"ROUND(IF($A21>0,$E21-'Asset data'!CB$5,0),0)","v":0},{"$f":"ROUND(IF($A21>0,$E21-'Asset data'!CC$5,0),0)","v":0},{"$f":"ROUND(IF($A21>0,$E21-'Asset data'!CD$5,0),0)","v":0},{"$f":"ROUND(IF($A21>0,$E21-'Asset data'!CE$5,0),0)","v":0},{"$f":"ROUND(IF($A21>0,$E21-'Asset data'!CF$5,0),0)","v":0},{"$f":"ROUND(IF($A21>0,$E21-'Asset data'!CG$5,0),0)","v":0},{"$f":"ROUND(IF($A21>0,$E21-'Asset data'!CH$5,0),0)","v":0},{"$f":"ROUND(IF($A21>0,$E21-'Asset data'!CI$5,0),0)","v":0},{"$f":"ROUND(IF($A21>0,$E21-'Asset data'!CJ$5,0),0)","v":0},{"$f":"ROUND(IF($A21>0,$E21-'Asset data'!CK$5,0),0)","v":0},{"$f":"ROUND(IF($A21>0,$E21-'Asset data'!CL$5,0),0)","v":0},{"$f":"ROUND(IF($A21>0,$E21-'Asset data'!CM$5,0),0)","v":0},{"$f":"ROUND(IF($A21>0,$E21-'Asset data'!CN$5,0),0)","v":0},{"$f":"ROUND(IF($A21>0,$E21-'Asset data'!CO$5,0),0)","v":0},{"$f":"ROUND(IF($A21>0,$E21-'Asset data'!CP$5,0),0)","v":0},{"$f":"ROUND(IF($A21>0,$E21-'Asset data'!CQ$5,0),0)","v":0},{"$f":"ROUND(IF($A21>0,$E21-'Asset data'!CR$5,0),0)","v":0},{"$f":"ROUND(IF($A21>0,$E21-'Asset data'!CS$5,0),0)","v":0},{"$f":"ROUND(IF($A21>0,$E21-'Asset data'!CT$5,0),0)","v":0},{"$f":"ROUND(IF($A21>0,$E21-'Asset data'!CU$5,0),0)","v":0},{"$f":"ROUND(IF($A21>0,$E21-'Asset data'!CV$5,0),0)","v":0},{"$f":"ROUND(IF($A21>0,$E21-'Asset data'!CW$5,0),0)","v":0},{"$f":"ROUND(IF($A21>0,$E21-'Asset data'!CX$5,0),0)","v":0},{"$f":"ROUND(IF($A21>0,$E21-'Asset data'!CY$5,0),0)","v":0},{"$f":"ROUND(IF($A21>0,$E21-'Asset data'!CZ$5,0),0)","v":0},{"$f":"ROUND(IF($A21>0,$E21-'Asset data'!DA$5,0),0)","v":0},{"$f":"ROUND(IF($A21>0,$E21-'Asset data'!DB$5,0),0)","v":0},{"$f":"ROUND(IF($A21>0,$E21-'Asset data'!DC$5,0),0)","v":0},{"$f":"ROUND(IF($A21>0,$E21-'Asset data'!DD$5,0),0)","v":0},{"$f":"ROUND(IF($A21>0,$E21-'Asset data'!DE$5,0),0)","v":0},{"$f":"ROUND(IF($A21>0,$E21-'Asset data'!DF$5,0),0)","v":0},{"$f":"ROUND(IF($A21>0,$E21-'Asset data'!DG$5,0),0)","v":0},{"$f":"ROUND(IF($A21>0,$E21-'Asset data'!DH$5,0),0)","v":0},{"$f":"ROUND(IF($A21>0,$E21-'Asset data'!DI$5,0),0)","v":0},{"$f":"ROUND(IF($A21>0,$E21-'Asset data'!DJ$5,0),0)","v":0},{"$f":"ROUND(IF($A21>0,$E21-'Asset data'!DK$5,0),0)","v":0},{"$f":"ROUND(IF($A21>0,$E21-'Asset data'!DL$5,0),0)","v":0},{"$f":"ROUND(IF($A21>0,$E21-'Asset data'!DM$5,0),0)","v":0},{"$f":"ROUND(IF($A21>0,$E21-'Asset data'!DN$5,0),0)","v":0},{"$f":"ROUND(IF($A21>0,$E21-'Asset data'!DO$5,0),0)","v":0},{"$f":"ROUND(IF($A21>0,$E21-'Asset data'!DP$5,0),0)","v":0},{"$f":"ROUND(IF($A21>0,$E21-'Asset data'!DQ$5,0),0)","v":0},{"$f":"ROUND(IF($A21>0,$E21-'Asset data'!DR$5,0),0)","v":0},{"$f":"ROUND(IF($A21>0,$E21-'Asset data'!DS$5,0),0)","v":0},{"$f":"ROUND(IF($A21>0,$E21-'Asset data'!DT$5,0),0)","v":0},{"$f":"ROUND(IF($A21>0,$E21-'Asset data'!DU$5,0),0)","v":0},{"$f":"ROUND(IF($A21>0,$E21-'Asset data'!DV$5,0),0)","v":0},{"$f":"ROUND(IF($A21>0,$E21-'Asset data'!DW$5,0),0)","v":0},{"$f":"ROUND(IF($A21>0,$E21-'Asset data'!DX$5,0),0)","v":0},{"$f":"ROUND(IF($A21>0,$E21-'Asset data'!DY$5,0),0)","v":0},{"$f":"ROUND(IF($A21>0,$E21-'Asset data'!DZ$5,0),0)","v":0},{"$f":"ROUND(IF($A21>0,$E21-'Asset data'!EA$5,0),0)","v":0},{"$f":"ROUND(IF($A21>0,$E21-'Asset data'!EB$5,0),0)","v":0},{"$f":"ROUND(IF($A21>0,$E21-'Asset data'!EC$5,0),0)","v":0},{"$f":"ROUND(IF($A21>0,$E21-'Asset data'!ED$5,0),0)","v":0},{"$f":"ROUND(IF($A21>0,$E21-'Asset data'!EE$5,0),0)","v":0},{"$f":"ROUND(IF($A21>0,$E21-'Asset data'!EF$5,0),0)","v":0},{"$f":"ROUND(IF($A21>0,$E21-'Asset data'!EG$5,0),0)","v":0},{"$f":"ROUND(IF($A21>0,$E21-'Asset data'!EH$5,0),0)","v":0},{"$f":"ROUND(IF($A21>0,$E21-'Asset data'!EI$5,0),0)","v":0},{"$f":"ROUND(IF($A21>0,$E21-'Asset data'!EJ$5,0),0)","v":0},{"$f":"ROUND(IF($A21>0,$E21-'Asset data'!EK$5,0),0)","v":0},{"$f":"ROUND(IF($A21>0,$E21-'Asset data'!EL$5,0),0)","v":0},{"$f":"ROUND(IF($A21>0,$E21-'Asset data'!EM$5,0),0)","v":0},{"$f":"ROUND(IF($A21>0,$E21-'Asset data'!EN$5,0),0)","v":0},{"$f":"ROUND(IF($A21>0,$E21-'Asset data'!EO$5,0),0)","v":0},{"$f":"ROUND(IF($A21>0,$E21-'Asset data'!EP$5,0),0)","v":0},{"$f":"ROUND(IF($A21>0,$E21-'Asset data'!EQ$5,0),0)","v":0},{"$f":"ROUND(IF($A21>0,$E21-'Asset data'!ER$5,0),0)","v":0},{"$f":"ROUND(IF($A21>0,$E21-'Asset data'!ES$5,0),0)","v":0},{"$f":"ROUND(IF($A21>0,$E21-'Asset data'!ET$5,0),0)","v":0},{"$f":"ROUND(IF($A21>0,$E21-'Asset data'!EU$5,0),0)","v":0},{"$f":"ROUND(IF($A21>0,$E21-'Asset data'!EV$5,0),0)","v":0},{"$f":"ROUND(IF($A21>0,$E21-'Asset data'!EW$5,0),0)","v":0},{"$f":"ROUND(IF($A21>0,$E21-'Asset data'!EX$5,0),0)","v":0},{"$f":"ROUND(IF($A21>0,$E21-'Asset data'!EY$5,0),0)","v":0},{"$f":"ROUND(IF($A21>0,$E21-'Asset data'!EZ$5,0),0)","v":0},{"$f":"ROUND(IF($A21>0,$E21-'Asset data'!FA$5,0),0)","v":0},{"$f":"ROUND(IF($A21>0,$E21-'Asset data'!FB$5,0),0)","v":0},{"$f":"ROUND(IF($A21>0,$E21-'Asset data'!FC$5,0),0)","v":0},{"$f":"ROUND(IF($A21>0,$E21-'Asset data'!FD$5,0),0)","v":0},{"$f":"ROUND(IF($A21>0,$E21-'Asset data'!FE$5,0),0)","v":0},{"$f":"ROUND(IF($A21>0,$E21-'Asset data'!FF$5,0),0)","v":0},{"$f":"ROUND(IF($A21>0,$E21-'Asset data'!FG$5,0),0)","v":0}]
[{"$f":"'Asset data'!A22","v":1},{"$f":"'Asset data'!B22","v":0},{"$f":"'Asset data'!C22","v":0},{"$f":"'Asset data'!E22","v":"Subtrans <0% Growth"},{"$f":"'Asset data'!I22","v":113.40642252175499},{"$f":"ROUND(IF($A22>0,$E22-'Asset data'!L$5,0),0)","v":113},{"$f":"ROUND(IF($A22>0,$E22-'Asset data'!M$5,0),0)","v":112},{"$f":"ROUND(IF($A22>0,$E22-'Asset data'!N$5,0),0)","v":111},{"$f":"ROUND(IF($A22>0,$E22-'Asset data'!O$5,0),0)","v":110},{"$f":"ROUND(IF($A22>0,$E22-'Asset data'!P$5,0),0)","v":109},{"$f":"ROUND(IF($A22>0,$E22-'Asset data'!Q$5,0),0)","v":108},{"$f":"ROUND(IF($A22>0,$E22-'Asset data'!R$5,0),0)","v":107},{"$f":"ROUND(IF($A22>0,$E22-'Asset data'!S$5,0),0)","v":106},{"$f":"ROUND(IF($A22>0,$E22-'Asset data'!T$5,0),0)","v":105},{"$f":"ROUND(IF($A22>0,$E22-'Asset data'!U$5,0),0)","v":104},{"$f":"ROUND(IF($A22>0,$E22-'Asset data'!V$5,0),0)","v":103},{"$f":"ROUND(IF($A22>0,$E22-'Asset data'!W$5,0),0)","v":102},{"$f":"ROUND(IF($A22>0,$E22-'Asset data'!X$5,0),0)","v":101},{"$f":"ROUND(IF($A22>0,$E22-'Asset data'!Y$5,0),0)","v":100},{"$f":"ROUND(IF($A22>0,$E22-'Asset data'!Z$5,0),0)","v":99},{"$f":"ROUND(IF($A22>0,$E22-'Asset data'!AA$5,0),0)","v":98},{"$f":"ROUND(IF($A22>0,$E22-'Asset data'!AB$5,0),0)","v":97},{"$f":"ROUND(IF($A22>0,$E22-'Asset data'!AC$5,0),0)","v":96},{"$f":"ROUND(IF($A22>0,$E22-'Asset data'!AD$5,0),0)","v":95},{"$f":"ROUND(IF($A22>0,$E22-'Asset data'!AE$5,0),0)","v":94},{"$f":"ROUND(IF($A22>0,$E22-'Asset data'!AF$5,0),0)","v":93},{"$f":"ROUND(IF($A22>0,$E22-'Asset data'!AG$5,0),0)","v":92},{"$f":"ROUND(IF($A22>0,$E22-'Asset data'!AH$5,0),0)","v":91},{"$f":"ROUND(IF($A22>0,$E22-'Asset data'!AI$5,0),0)","v":90},{"$f":"ROUND(IF($A22>0,$E22-'Asset data'!AJ$5,0),0)","v":89},{"$f":"ROUND(IF($A22>0,$E22-'Asset data'!AK$5,0),0)","v":88},{"$f":"ROUND(IF($A22>0,$E22-'Asset data'!AL$5,0),0)","v":87},{"$f":"ROUND(IF($A22>0,$E22-'Asset data'!AM$5,0),0)","v":86},{"$f":"ROUND(IF($A22>0,$E22-'Asset data'!AN$5,0),0)","v":85},{"$f":"ROUND(IF($A22>0,$E22-'Asset data'!AO$5,0),0)","v":84},{"$f":"ROUND(IF($A22>0,$E22-'Asset data'!AP$5,0),0)","v":83},{"$f":"ROUND(IF($A22>0,$E22-'Asset data'!AQ$5,0),0)","v":82},{"$f":"ROUND(IF($A22>0,$E22-'Asset data'!AR$5,0),0)","v":81},{"$f":"ROUND(IF($A22>0,$E22-'Asset data'!AS$5,0),0)","v":80},{"$f":"ROUND(IF($A22>0,$E22-'Asset data'!AT$5,0),0)","v":79},{"$f":"ROUND(IF($A22>0,$E22-'Asset data'!AU$5,0),0)","v":78},{"$f":"ROUND(IF($A22>0,$E22-'Asset data'!AV$5,0),0)","v":77},{"$f":"ROUND(IF($A22>0,$E22-'Asset data'!AW$5,0),0)","v":76},{"$f":"ROUND(IF($A22>0,$E22-'Asset data'!AX$5,0),0)","v":75},{"$f":"ROUND(IF($A22>0,$E22-'Asset data'!AY$5,0),0)","v":74},{"$f":"ROUND(IF($A22>0,$E22-'Asset data'!AZ$5,0),0)","v":73},{"$f":"ROUND(IF($A22>0,$E22-'Asset data'!BA$5,0),0)","v":72},{"$f":"ROUND(IF($A22>0,$E22-'Asset data'!BB$5,0),0)","v":71},{"$f":"ROUND(IF($A22>0,$E22-'Asset data'!BC$5,0),0)","v":70},{"$f":"ROUND(IF($A22>0,$E22-'Asset data'!BD$5,0),0)","v":69},{"$f":"ROUND(IF($A22>0,$E22-'Asset data'!BE$5,0),0)","v":68},{"$f":"ROUND(IF($A22>0,$E22-'Asset data'!BF$5,0),0)","v":67},{"$f":"ROUND(IF($A22>0,$E22-'Asset data'!BG$5,0),0)","v":66},{"$f":"ROUND(IF($A22>0,$E22-'Asset data'!BH$5,0),0)","v":65},{"$f":"ROUND(IF($A22>0,$E22-'Asset data'!BI$5,0),0)","v":64},{"$f":"ROUND(IF($A22>0,$E22-'Asset data'!BJ$5,0),0)","v":63},{"$f":"ROUND(IF($A22>0,$E22-'Asset data'!BK$5,0),0)","v":62},{"$f":"ROUND(IF($A22>0,$E22-'Asset data'!BL$5,0),0)","v":61},{"$f":"ROUND(IF($A22>0,$E22-'Asset data'!BM$5,0),0)","v":60},{"$f":"ROUND(IF($A22>0,$E22-'Asset data'!BN$5,0),0)","v":59},{"$f":"ROUND(IF($A22>0,$E22-'Asset data'!BO$5,0),0)","v":58},{"$f":"ROUND(IF($A22>0,$E22-'Asset data'!BP$5,0),0)","v":57},{"$f":"ROUND(IF($A22>0,$E22-'Asset data'!BQ$5,0),0)","v":56},{"$f":"ROUND(IF($A22>0,$E22-'Asset data'!BR$5,0),0)","v":55},{"$f":"ROUND(IF($A22>0,$E22-'Asset data'!BS$5,0),0)","v":54},{"$f":"ROUND(IF($A22>0,$E22-'Asset data'!BT$5,0),0)","v":53},{"$f":"ROUND(IF($A22>0,$E22-'Asset data'!BU$5,0),0)","v":52},{"$f":"ROUND(IF($A22>0,$E22-'Asset data'!BV$5,0),0)","v":51},{"$f":"ROUND(IF($A22>0,$E22-'Asset data'!BW$5,0),0)","v":50},{"$f":"ROUND(IF($A22>0,$E22-'Asset data'!BX$5,0),0)","v":49},{"$f":"ROUND(IF($A22>0,$E22-'Asset data'!BY$5,0),0)","v":48},{"$f":"ROUND(IF($A22>0,$E22-'Asset data'!BZ$5,0),0)","v":47},{"$f":"ROUND(IF($A22>0,$E22-'Asset data'!CA$5,0),0)","v":46},{"$f":"ROUND(IF($A22>0,$E22-'Asset data'!CB$5,0),0)","v":45},{"$f":"ROUND(IF($A22>0,$E22-'Asset data'!CC$5,0),0)","v":44},{"$f":"ROUND(IF($A22>0,$E22-'Asset data'!CD$5,0),0)","v":43},{"$f":"ROUND(IF($A22>0,$E22-'Asset data'!CE$5,0),0)","v":42},{"$f":"ROUND(IF($A22>0,$E22-'Asset data'!CF$5,0),0)","v":41},{"$f":"ROUND(IF($A22>0,$E22-'Asset data'!CG$5,0),0)","v":40},{"$f":"ROUND(IF($A22>0,$E22-'Asset data'!CH$5,0),0)","v":39},{"$f":"ROUND(IF($A22>0,$E22-'Asset data'!CI$5,0),0)","v":38},{"$f":"ROUND(IF($A22>0,$E22-'Asset data'!CJ$5,0),0)","v":37},{"$f":"ROUND(IF($A22>0,$E22-'Asset data'!CK$5,0),0)","v":36},{"$f":"ROUND(IF($A22>0,$E22-'Asset data'!CL$5,0),0)","v":35},{"$f":"ROUND(IF($A22>0,$E22-'Asset data'!CM$5,0),0)","v":34},{"$f":"ROUND(IF($A22>0,$E22-'Asset data'!CN$5,0),0)","v":33},{"$f":"ROUND(IF($A22>0,$E22-'Asset data'!CO$5,0),0)","v":32},{"$f":"ROUND(IF($A22>0,$E22-'Asset data'!CP$5,0),0)","v":31},{"$f":"ROUND(IF($A22>0,$E22-'Asset data'!CQ$5,0),0)","v":30},{"$f":"ROUND(IF($A22>0,$E22-'Asset data'!CR$5,0),0)","v":29},{"$f":"ROUND(IF($A22>0,$E22-'Asset data'!CS$5,0),0)","v":28},{"$f":"ROUND(IF($A22>0,$E22-'Asset data'!CT$5,0),0)","v":27},{"$f":"ROUND(IF($A22>0,$E22-'Asset data'!CU$5,0),0)","v":26},{"$f":"ROUND(IF($A22>0,$E22-'Asset data'!CV$5,0),0)","v":25},{"$f":"ROUND(IF($A22>0,$E22-'Asset data'!CW$5,0),0)","v":24},{"$f":"ROUND(IF($A22>0,$E22-'Asset data'!CX$5,0),0)","v":23},{"$f":"ROUND(IF($A22>0,$E22-'Asset data'!CY$5,0),0)","v":22},{"$f":"ROUND(IF($A22>0,$E22-'Asset data'!CZ$5,0),0)","v":21},{"$f":"ROUND(IF($A22>0,$E22-'Asset data'!DA$5,0),0)","v":20},{"$f":"ROUND(IF($A22>0,$E22-'Asset data'!DB$5,0),0)","v":19},{"$f":"ROUND(IF($A22>0,$E22-'Asset data'!DC$5,0),0)","v":18},{"$f":"ROUND(IF($A22>0,$E22-'Asset data'!DD$5,0),0)","v":17},{"$f":"ROUND(IF($A22>0,$E22-'Asset data'!DE$5,0),0)","v":16},{"$f":"ROUND(IF($A22>0,$E22-'Asset data'!DF$5,0),0)","v":15},{"$f":"ROUND(IF($A22>0,$E22-'Asset data'!DG$5,0),0)","v":14},{"$f":"ROUND(IF($A22>0,$E22-'Asset data'!DH$5,0),0)","v":13},{"$f":"ROUND(IF($A22>0,$E22-'Asset data'!DI$5,0),0)","v":12},{"$f":"ROUND(IF($A22>0,$E22-'Asset data'!DJ$5,0),0)","v":11},{"$f":"ROUND(IF($A22>0,$E22-'Asset data'!DK$5,0),0)","v":10},{"$f":"ROUND(IF($A22>0,$E22-'Asset data'!DL$5,0),0)","v":9},{"$f":"ROUND(IF($A22>0,$E22-'Asset data'!DM$5,0),0)","v":8},{"$f":"ROUND(IF($A22>0,$E22-'Asset data'!DN$5,0),0)","v":7},{"$f":"ROUND(IF($A22>0,$E22-'Asset data'!DO$5,0),0)","v":6},{"$f":"ROUND(IF($A22>0,$E22-'Asset data'!DP$5,0),0)","v":5},{"$f":"ROUND(IF($A22>0,$E22-'Asset data'!DQ$5,0),0)","v":4},{"$f":"ROUND(IF($A22>0,$E22-'Asset data'!DR$5,0),0)","v":3},{"$f":"ROUND(IF($A22>0,$E22-'Asset data'!DS$5,0),0)","v":2},{"$f":"ROUND(IF($A22>0,$E22-'Asset data'!DT$5,0),0)","v":1},{"$f":"ROUND(IF($A22>0,$E22-'Asset data'!DU$5,0),0)","v":0},{"$f":"ROUND(IF($A22>0,$E22-'Asset data'!DV$5,0),0)","v":-1},{"$f":"ROUND(IF($A22>0,$E22-'Asset data'!DW$5,0),0)","v":-2},{"$f":"ROUND(IF($A22>0,$E22-'Asset data'!DX$5,0),0)","v":-3},{"$f":"ROUND(IF($A22>0,$E22-'Asset data'!DY$5,0),0)","v":-4},{"$f":"ROUND(IF($A22>0,$E22-'Asset data'!DZ$5,0),0)","v":-5},{"$f":"ROUND(IF($A22>0,$E22-'Asset data'!EA$5,0),0)","v":-6},{"$f":"ROUND(IF($A22>0,$E22-'Asset data'!EB$5,0),0)","v":-7},{"$f":"ROUND(IF($A22>0,$E22-'Asset data'!EC$5,0),0)","v":-8},{"$f":"ROUND(IF($A22>0,$E22-'Asset data'!ED$5,0),0)","v":-9},{"$f":"ROUND(IF($A22>0,$E22-'Asset data'!EE$5,0),0)","v":-10},{"$f":"ROUND(IF($A22>0,$E22-'Asset data'!EF$5,0),0)","v":-11},{"$f":"ROUND(IF($A22>0,$E22-'Asset data'!EG$5,0),0)","v":-12},{"$f":"ROUND(IF($A22>0,$E22-'Asset data'!EH$5,0),0)","v":-13},{"$f":"ROUND(IF($A22>0,$E22-'Asset data'!EI$5,0),0)","v":-14},{"$f":"ROUND(IF($A22>0,$E22-'Asset data'!EJ$5,0),0)","v":-15},{"$f":"ROUND(IF($A22>0,$E22-'Asset data'!EK$5,0),0)","v":-16},{"$f":"ROUND(IF($A22>0,$E22-'Asset data'!EL$5,0),0)","v":-17},{"$f":"ROUND(IF($A22>0,$E22-'Asset data'!EM$5,0),0)","v":-18},{"$f":"ROUND(IF($A22>0,$E22-'Asset data'!EN$5,0),0)","v":-19},{"$f":"ROUND(IF($A22>0,$E22-'Asset data'!EO$5,0),0)","v":-20},{"$f":"ROUND(IF($A22>0,$E22-'Asset data'!EP$5,0),0)","v":-21},{"$f":"ROUND(IF($A22>0,$E22-'Asset data'!EQ$5,0),0)","v":-22},{"$f":"ROUND(IF($A22>0,$E22-'Asset data'!ER$5,0),0)","v":-23},{"$f":"ROUND(IF($A22>0,$E22-'Asset data'!ES$5,0),0)","v":-24},{"$f":"ROUND(IF($A22>0,$E22-'Asset data'!ET$5,0),0)","v":-25},{"$f":"ROUND(IF($A22>0,$E22-'Asset data'!EU$5,0),0)","v":-26},{"$f":"ROUND(IF($A22>0,$E22-'Asset data'!EV$5,0),0)","v":-27},{"$f":"ROUND(IF($A22>0,$E22-'Asset data'!EW$5,0),0)","v":-28},{"$f":"ROUND(IF($A22>0,$E22-'Asset data'!EX$5,0),0)","v":-29},{"$f":"ROUND(IF($A22>0,$E22-'Asset data'!EY$5,0),0)","v":-30},{"$f":"ROUND(IF($A22>0,$E22-'Asset data'!EZ$5,0),0)","v":-31},{"$f":"ROUND(IF($A22>0,$E22-'Asset data'!FA$5,0),0)","v":-32},{"$f":"ROUND(IF($A22>0,$E22-'Asset data'!FB$5,0),0)","v":-33},{"$f":"ROUND(IF($A22>0,$E22-'Asset data'!FC$5,0),0)","v":-34},{"$f":"ROUND(IF($A22>0,$E22-'Asset data'!FD$5,0),0)","v":-35},{"$f":"ROUND(IF($A22>0,$E22-'Asset data'!FE$5,0),0)","v":-36},{"$f":"ROUND(IF($A22>0,$E22-'Asset data'!FF$5,0),0)","v":-37},{"$f":"ROUND(IF($A22>0,$E22-'Asset data'!FG$5,0),0)","v":-38}]
[{"$f":"'Asset data'!A23","v":1},{"$f":"'Asset data'!B23","v":0},{"$f":"'Asset data'!C23","v":0},{"$f":"'Asset data'!E23","v":"Subtrans 0-2% Growth"},{"$f":"'Asset data'!I23","v":113.40642252175499},{"$f":"ROUND(IF($A23>0,$E23-'Asset data'!L$5,0),0)","v":113},{"$f":"ROUND(IF($A23>0,$E23-'Asset data'!M$5,0),0)","v":112},{"$f":"ROUND(IF($A23>0,$E23-'Asset data'!N$5,0),0)","v":111},{"$f":"ROUND(IF($A23>0,$E23-'Asset data'!O$5,0),0)","v":110},{"$f":"ROUND(IF($A23>0,$E23-'Asset data'!P$5,0),0)","v":109},{"$f":"ROUND(IF($A23>0,$E23-'Asset data'!Q$5,0),0)","v":108},{"$f":"ROUND(IF($A23>0,$E23-'Asset data'!R$5,0),0)","v":107},{"$f":"ROUND(IF($A23>0,$E23-'Asset data'!S$5,0),0)","v":106},{"$f":"ROUND(IF($A23>0,$E23-'Asset data'!T$5,0),0)","v":105},{"$f":"ROUND(IF($A23>0,$E23-'Asset data'!U$5,0),0)","v":104},{"$f":"ROUND(IF($A23>0,$E23-'Asset data'!V$5,0),0)","v":103},{"$f":"ROUND(IF($A23>0,$E23-'Asset data'!W$5,0),0)","v":102},{"$f":"ROUND(IF($A23>0,$E23-'Asset data'!X$5,0),0)","v":101},{"$f":"ROUND(IF($A23>0,$E23-'Asset data'!Y$5,0),0)","v":100},{"$f":"ROUND(IF($A23>0,$E23-'Asset data'!Z$5,0),0)","v":99},{"$f":"ROUND(IF($A23>0,$E23-'Asset data'!AA$5,0),0)","v":98},{"$f":"ROUND(IF($A23>0,$E23-'Asset data'!AB$5,0),0)","v":97},{"$f":"ROUND(IF($A23>0,$E23-'Asset data'!AC$5,0),0)","v":96},{"$f":"ROUND(IF($A23>0,$E23-'Asset data'!AD$5,0),0)","v":95},{"$f":"ROUND(IF($A23>0,$E23-'Asset data'!AE$5,0),0)","v":94},{"$f":"ROUND(IF($A23>0,$E23-'Asset data'!AF$5,0),0)","v":93},{"$f":"ROUND(IF($A23>0,$E23-'Asset data'!AG$5,0),0)","v":92},{"$f":"ROUND(IF($A23>0,$E23-'Asset data'!AH$5,0),0)","v":91},{"$f":"ROUND(IF($A23>0,$E23-'Asset data'!AI$5,0),0)","v":90},{"$f":"ROUND(IF($A23>0,$E23-'Asset data'!AJ$5,0),0)","v":89},{"$f":"ROUND(IF($A23>0,$E23-'Asset data'!AK$5,0),0)","v":88},{"$f":"ROUND(IF($A23>0,$E23-'Asset data'!AL$5,0),0)","v":87},{"$f":"ROUND(IF($A23>0,$E23-'Asset data'!AM$5,0),0)","v":86},{"$f":"ROUND(IF($A23>0,$E23-'Asset data'!AN$5,0),0)","v":85},{"$f":"ROUND(IF($A23>0,$E23-'Asset data'!AO$5,0),0)","v":84},{"$f":"ROUND(IF($A23>0,$E23-'Asset data'!AP$5,0),0)","v":83},{"$f":"ROUND(IF($A23>0,$E23-'Asset data'!AQ$5,0),0)","v":82},{"$f":"ROUND(IF($A23>0,$E23-'Asset data'!AR$5,0),0)","v":81},{"$f":"ROUND(IF($A23>0,$E23-'Asset data'!AS$5,0),0)","v":80},{"$f":"ROUND(IF($A23>0,$E23-'Asset data'!AT$5,0),0)","v":79},{"$f":"ROUND(IF($A23>0,$E23-'Asset data'!AU$5,0),0)","v":78},{"$f":"ROUND(IF($A23>0,$E23-'Asset data'!AV$5,0),0)","v":77},{"$f":"ROUND(IF($A23>0,$E23-'Asset data'!AW$5,0),0)","v":76},{"$f":"ROUND(IF($A23>0,$E23-'Asset data'!AX$5,0),0)","v":75},{"$f":"ROUND(IF($A23>0,$E23-'Asset data'!AY$5,0),0)","v":74},{"$f":"ROUND(IF($A23>0,$E23-'Asset data'!AZ$5,0),0)","v":73},{"$f":"ROUND(IF($A23>0,$E23-'Asset data'!BA$5,0),0)","v":72},{"$f":"ROUND(IF($A23>0,$E23-'Asset data'!BB$5,0),0)","v":71},{"$f":"ROUND(IF($A23>0,$E23-'Asset data'!BC$5,0),0)","v":70},{"$f":"ROUND(IF($A23>0,$E23-'Asset data'!BD$5,0),0)","v":69},{"$f":"ROUND(IF($A23>0,$E23-'Asset data'!BE$5,0),0)","v":68},{"$f":"ROUND(IF($A23>0,$E23-'Asset data'!BF$5,0),0)","v":67},{"$f":"ROUND(IF($A23>0,$E23-'Asset data'!BG$5,0),0)","v":66},{"$f":"ROUND(IF($A23>0,$E23-'Asset data'!BH$5,0),0)","v":65},{"$f":"ROUND(IF($A23>0,$E23-'Asset data'!BI$5,0),0)","v":64},{"$f":"ROUND(IF($A23>0,$E23-'Asset data'!BJ$5,0),0)","v":63},{"$f":"ROUND(IF($A23>0,$E23-'Asset data'!BK$5,0),0)","v":62},{"$f":"ROUND(IF($A23>0,$E23-'Asset data'!BL$5,0),0)","v":61},{"$f":"ROUND(IF($A23>0,$E23-'Asset data'!BM$5,0),0)","v":60},{"$f":"ROUND(IF($A23>0,$E23-'Asset data'!BN$5,0),0)","v":59},{"$f":"ROUND(IF($A23>0,$E23-'Asset data'!BO$5,0),0)","v":58},{"$f":"ROUND(IF($A23>0,$E23-'Asset data'!BP$5,0),0)","v":57},{"$f":"ROUND(IF($A23>0,$E23-'Asset data'!BQ$5,0),0)","v":56},{"$f":"ROUND(IF($A23>0,$E23-'Asset data'!BR$5,0),0)","v":55},{"$f":"ROUND(IF($A23>0,$E23-'Asset data'!BS$5,0),0)","v":54},{"$f":"ROUND(IF($A23>0,$E23-'Asset data'!BT$5,0),0)","v":53},{"$f":"ROUND(IF($A23>0,$E23-'Asset data'!BU$5,0),0)","v":52},{"$f":"ROUND(IF($A23>0,$E23-'Asset data'!BV$5,0),0)","v":51},{"$f":"ROUND(IF($A23>0,$E23-'Asset data'!BW$5,0),0)","v":50},{"$f":"ROUND(IF($A23>0,$E23-'Asset data'!BX$5,0),0)","v":49},{"$f":"ROUND(IF($A23>0,$E23-'Asset data'!BY$5,0),0)","v":48},{"$f":"ROUND(IF($A23>0,$E23-'Asset data'!BZ$5,0),0)","v":47},{"$f":"ROUND(IF($A23>0,$E23-'Asset data'!CA$5,0),0)","v":46},{"$f":"ROUND(IF($A23>0,$E23-'Asset data'!CB$5,0),0)","v":45},{"$f":"ROUND(IF($A23>0,$E23-'Asset data'!CC$5,0),0)","v":44},{"$f":"ROUND(IF($A23>0,$E23-'Asset data'!CD$5,0),0)","v":43},{"$f":"ROUND(IF($A23>0,$E23-'Asset data'!CE$5,0),0)","v":42},{"$f":"ROUND(IF($A23>0,$E23-'Asset data'!CF$5,0),0)","v":41},{"$f":"ROUND(IF($A23>0,$E23-'Asset data'!CG$5,0),0)","v":40},{"$f":"ROUND(IF($A23>0,$E23-'Asset data'!CH$5,0),0)","v":39},{"$f":"ROUND(IF($A23>0,$E23-'Asset data'!CI$5,0),0)","v":38},{"$f":"ROUND(IF($A23>0,$E23-'Asset data'!CJ$5,0),0)","v":37},{"$f":"ROUND(IF($A23>0,$E23-'Asset data'!CK$5,0),0)","v":36},{"$f":"ROUND(IF($A23>0,$E23-'Asset data'!CL$5,0),0)","v":35},{"$f":"ROUND(IF($A23>0,$E23-'Asset data'!CM$5,0),0)","v":34},{"$f":"ROUND(IF($A23>0,$E23-'Asset data'!CN$5,0),0)","v":33},{"$f":"ROUND(IF($A23>0,$E23-'Asset data'!CO$5,0),0)","v":32},{"$f":"ROUND(IF($A23>0,$E23-'Asset data'!CP$5,0),0)","v":31},{"$f":"ROUND(IF($A23>0,$E23-'Asset data'!CQ$5,0),0)","v":30},{"$f":"ROUND(IF($A23>0,$E23-'Asset data'!CR$5,0),0)","v":29},{"$f":"ROUND(IF($A23>0,$E23-'Asset data'!CS$5,0),0)","v":28},{"$f":"ROUND(IF($A23>0,$E23-'Asset data'!CT$5,0),0)","v":27},{"$f":"ROUND(IF($A23>0,$E23-'Asset data'!CU$5,0),0)","v":26},{"$f":"ROUND(IF($A23>0,$E23-'Asset data'!CV$5,0),0)","v":25},{"$f":"ROUND(IF($A23>0,$E23-'Asset data'!CW$5,0),0)","v":24},{"$f":"ROUND(IF($A23>0,$E23-'Asset data'!CX$5,0),0)","v":23},{"$f":"ROUND(IF($A23>0,$E23-'Asset data'!CY$5,0),0)","v":22},{"$f":"ROUND(IF($A23>0,$E23-'Asset data'!CZ$5,0),0)","v":21},{"$f":"ROUND(IF($A23>0,$E23-'Asset data'!DA$5,0),0)","v":20},{"$f":"ROUND(IF($A23>0,$E23-'Asset data'!DB$5,0),0)","v":19},{"$f":"ROUND(IF($A23>0,$E23-'Asset data'!DC$5,0),0)","v":18},{"$f":"ROUND(IF($A23>0,$E23-'Asset data'!DD$5,0),0)","v":17},{"$f":"ROUND(IF($A23>0,$E23-'Asset data'!DE$5,0),0)","v":16},{"$f":"ROUND(IF($A23>0,$E23-'Asset data'!DF$5,0),0)","v":15},{"$f":"ROUND(IF($A23>0,$E23-'Asset data'!DG$5,0),0)","v":14},{"$f":"ROUND(IF($A23>0,$E23-'Asset data'!DH$5,0),0)","v":13},{"$f":"ROUND(IF($A23>0,$E23-'Asset data'!DI$5,0),0)","v":12},{"$f":"ROUND(IF($A23>0,$E23-'Asset data'!DJ$5,0),0)","v":11},{"$f":"ROUND(IF($A23>0,$E23-'Asset data'!DK$5,0),0)","v":10},{"$f":"ROUND(IF($A23>0,$E23-'Asset data'!DL$5,0),0)","v":9},{"$f":"ROUND(IF($A23>0,$E23-'Asset data'!DM$5,0),0)","v":8},{"$f":"ROUND(IF($A23>0,$E23-'Asset data'!DN$5,0),0)","v":7},{"$f":"ROUND(IF($A23>0,$E23-'Asset data'!DO$5,0),0)","v":6},{"$f":"ROUND(IF($A23>0,$E23-'Asset data'!DP$5,0),0)","v":5},{"$f":"ROUND(IF($A23>0,$E23-'Asset data'!DQ$5,0),0)","v":4},{"$f":"ROUND(IF($A23>0,$E23-'Asset data'!DR$5,0),0)","v":3},{"$f":"ROUND(IF($A23>0,$E23-'Asset data'!DS$5,0),0)","v":2},{"$f":"ROUND(IF($A23>0,$E23-'Asset data'!DT$5,0),0)","v":1},{"$f":"ROUND(IF($A23>0,$E23-'Asset data'!DU$5,0),0)","v":0},{"$f":"ROUND(IF($A23>0,$E23-'Asset data'!DV$5,0),0)","v":-1},{"$f":"ROUND(IF($A23>0,$E23-'Asset data'!DW$5,0),0)","v":-2},{"$f":"ROUND(IF($A23>0,$E23-'Asset data'!DX$5,0),0)","v":-3},{"$f":"ROUND(IF($A23>0,$E23-'Asset data'!DY$5,0),0)","v":-4},{"$f":"ROUND(IF($A23>0,$E23-'Asset data'!DZ$5,0),0)","v":-5},{"$f":"ROUND(IF($A23>0,$E23-'Asset data'!EA$5,0),0)","v":-6},{"$f":"ROUND(IF($A23>0,$E23-'Asset data'!EB$5,0),0)","v":-7},{"$f":"ROUND(IF($A23>0,$E23-'Asset data'!EC$5,0),0)","v":-8},{"$f":"ROUND(IF($A23>0,$E23-'Asset data'!ED$5,0),0)","v":-9},{"$f":"ROUND(IF($A23>0,$E23-'Asset data'!EE$5,0),0)","v":-10},{"$f":"ROUND(IF($A23>0,$E23-'Asset data'!EF$5,0),0)","v":-11},{"$f":"ROUND(IF($A23>0,$E23-'Asset data'!EG$5,0),0)","v":-12},{"$f":"ROUND(IF($A23>0,$E23-'Asset data'!EH$5,0),0)","v":-13},{"$f":"ROUND(IF($A23>0,$E23-'Asset data'!EI$5,0),0)","v":-14},{"$f":"ROUND(IF($A23>0,$E23-'Asset data'!EJ$5,0),0)","v":-15},{"$f":"ROUND(IF($A23>0,$E23-'Asset data'!EK$5,0),0)","v":-16},{"$f":"ROUND(IF($A23>0,$E23-'Asset data'!EL$5,0),0)","v":-17},{"$f":"ROUND(IF($A23>0,$E23-'Asset data'!EM$5,0),0)","v":-18},{"$f":"ROUND(IF($A23>0,$E23-'Asset data'!EN$5,0),0)","v":-19},{"$f":"ROUND(IF($A23>0,$E23-'Asset data'!EO$5,0),0)","v":-20},{"$f":"ROUND(IF($A23>0,$E23-'Asset data'!EP$5,0),0)","v":-21},{"$f":"ROUND(IF($A23>0,$E23-'Asset data'!EQ$5,0),0)","v":-22},{"$f":"ROUND(IF($A23>0,$E23-'Asset data'!ER$5,0),0)","v":-23},{"$f":"ROUND(IF($A23>0,$E23-'Asset data'!ES$5,0),0)","v":-24},{"$f":"ROUND(IF($A23>0,$E23-'Asset data'!ET$5,0),0)","v":-25},{"$f":"ROUND(IF($A23>0,$E23-'Asset data'!EU$5,0),0)","v":-26},{"$f":"ROUND(IF($A23>0,$E23-'Asset data'!EV$5,0),0)","v":-27},{"$f":"ROUND(IF($A23>0,$E23-'Asset data'!EW$5,0),0)","v":-28},{"$f":"ROUND(IF($A23>0,$E23-'Asset data'!EX$5,0),0)","v":-29},{"$f":"ROUND(IF($A23>0,$E23-'Asset data'!EY$5,0),0)","v":-30},{"$f":"ROUND(IF($A23>0,$E23-'Asset data'!EZ$5,0),0)","v":-31},{"$f":"ROUND(IF($A23>0,$E23-'Asset data'!FA$5,0),0)","v":-32},{"$f":"ROUND(IF($A23>0,$E23-'Asset data'!FB$5,0),0)","v":-33},{"$f":"ROUND(IF($A23>0,$E23-'Asset data'!FC$5,0),0)","v":-34},{"$f":"ROUND(IF($A23>0,$E23-'Asset data'!FD$5,0),0)","v":-35},{"$f":"ROUND(IF($A23>0,$E23-'Asset data'!FE$5,0),0)","v":-36},{"$f":"ROUND(IF($A23>0,$E23-'Asset data'!FF$5,0),0)","v":-37},{"$f":"ROUND(IF($A23>0,$E23-'Asset data'!FG$5,0),0)","v":-38}]
[{"$f":"'Asset data'!A24","v":1},{"$f":"'Asset data'!B24","v":0},{"$f":"'Asset data'!C24","v":0},{"$f":"'Asset data'!E24","v":"Subtrans 2-4.5% Growth"},{"$f":"'Asset data'!I24","v":113.40642252175499},{"$f":"ROUND(IF($A24>0,$E24-'Asset data'!L$5,0),0)","v":113},{"$f":"ROUND(IF($A24>0,$E24-'Asset data'!M$5,0),0)","v":112},{"$f":"ROUND(IF($A24>0,$E24-'Asset data'!N$5,0),0)","v":111},{"$f":"ROUND(IF($A24>0,$E24-'Asset data'!O$5,0),0)","v":110},{"$f":"ROUND(IF($A24>0,$E24-'Asset data'!P$5,0),0)","v":109},{"$f":"ROUND(IF($A24>0,$E24-'Asset data'!Q$5,0),0)","v":108},{"$f":"ROUND(IF($A24>0,$E24-'Asset data'!R$5,0),0)","v":107},{"$f":"ROUND(IF($A24>0,$E24-'Asset data'!S$5,0),0)","v":106},{"$f":"ROUND(IF($A24>0,$E24-'Asset data'!T$5,0),0)","v":105},{"$f":"ROUND(IF($A24>0,$E24-'Asset data'!U$5,0),0)","v":104},{"$f":"ROUND(IF($A24>0,$E24-'Asset data'!V$5,0),0)","v":103},{"$f":"ROUND(IF($A24>0,$E24-'Asset data'!W$5,0),0)","v":102},{"$f":"ROUND(IF($A24>0,$E24-'Asset data'!X$5,0),0)","v":101},{"$f":"ROUND(IF($A24>0,$E24-'Asset data'!Y$5,0),0)","v":100},{"$f":"ROUND(IF($A24>0,$E24-'Asset data'!Z$5,0),0)","v":99},{"$f":"ROUND(IF($A24>0,$E24-'Asset data'!AA$5,0),0)","v":98},{"$f":"ROUND(IF($A24>0,$E24-'Asset data'!AB$5,0),0)","v":97},{"$f":"ROUND(IF($A24>0,$E24-'Asset data'!AC$5,0),0)","v":96},{"$f":"ROUND(IF($A24>0,$E24-'Asset data'!AD$5,0),0)","v":95},{"$f":"ROUND(IF($A24>0,$E24-'Asset data'!AE$5,0),0)","v":94},{"$f":"ROUND(IF($A24>0,$E24-'Asset data'!AF$5,0),0)","v":93},{"$f":"ROUND(IF($A24>0,$E24-'Asset data'!AG$5,0),0)","v":92},{"$f":"ROUND(IF($A24>0,$E24-'Asset data'!AH$5,0),0)","v":91},{"$f":"ROUND(IF($A24>0,$E24-'Asset data'!AI$5,0),0)","v":90},{"$f":"ROUND(IF($A24>0,$E24-'Asset data'!AJ$5,0),0)","v":89},{"$f":"ROUND(IF($A24>0,$E24-'Asset data'!AK$5,0),0)","v":88},{"$f":"ROUND(IF($A24>0,$E24-'Asset data'!AL$5,0),0)","v":87},{"$f":"ROUND(IF($A24>0,$E24-'Asset data'!AM$5,0),0)","v":86},{"$f":"ROUND(IF($A24>0,$E24-'Asset data'!AN$5,0),0)","v":85},{"$f":"ROUND(IF($A24>0,$E24-'Asset data'!AO$5,0),0)","v":84},{"$f":"ROUND(IF($A24>0,$E24-'Asset data'!AP$5,0),0)","v":83},{"$f":"ROUND(IF($A24>0,$E24-'Asset data'!AQ$5,0),0)","v":82},{"$f":"ROUND(IF($A24>0,$E24-'Asset data'!AR$5,0),0)","v":81},{"$f":"ROUND(IF($A24>0,$E24-'Asset data'!AS$5,0),0)","v":80},{"$f":"ROUND(IF($A24>0,$E24-'Asset data'!AT$5,0),0)","v":79},{"$f":"ROUND(IF($A24>0,$E24-'Asset data'!AU$5,0),0)","v":78},{"$f":"ROUND(IF($A24>0,$E24-'Asset data'!AV$5,0),0)","v":77},{"$f":"ROUND(IF($A24>0,$E24-'Asset data'!AW$5,0),0)","v":76},{"$f":"ROUND(IF($A24>0,$E24-'Asset data'!AX$5,0),0)","v":75},{"$f":"ROUND(IF($A24>0,$E24-'Asset data'!AY$5,0),0)","v":74},{"$f":"ROUND(IF($A24>0,$E24-'Asset data'!AZ$5,0),0)","v":73},{"$f":"ROUND(IF($A24>0,$E24-'Asset data'!BA$5,0),0)","v":72},{"$f":"ROUND(IF($A24>0,$E24-'Asset data'!BB$5,0),0)","v":71},{"$f":"ROUND(IF($A24>0,$E24-'Asset data'!BC$5,0),0)","v":70},{"$f":"ROUND(IF($A24>0,$E24-'Asset data'!BD$5,0),0)","v":69},{"$f":"ROUND(IF($A24>0,$E24-'Asset data'!BE$5,0),0)","v":68},{"$f":"ROUND(IF($A24>0,$E24-'Asset data'!BF$5,0),0)","v":67},{"$f":"ROUND(IF($A24>0,$E24-'Asset data'!BG$5,0),0)","v":66},{"$f":"ROUND(IF($A24>0,$E24-'Asset data'!BH$5,0),0)","v":65},{"$f":"ROUND(IF($A24>0,$E24-'Asset data'!BI$5,0),0)","v":64},{"$f":"ROUND(IF($A24>0,$E24-'Asset data'!BJ$5,0),0)","v":63},{"$f":"ROUND(IF($A24>0,$E24-'Asset data'!BK$5,0),0)","v":62},{"$f":"ROUND(IF($A24>0,$E24-'Asset data'!BL$5,0),0)","v":61},{"$f":"ROUND(IF($A24>0,$E24-'Asset data'!BM$5,0),0)","v":60},{"$f":"ROUND(IF($A24>0,$E24-'Asset data'!BN$5,0),0)","v":59},{"$f":"ROUND(IF($A24>0,$E24-'Asset data'!BO$5,0),0)","v":58},{"$f":"ROUND(IF($A24>0,$E24-'Asset data'!BP$5,0),0)","v":57},{"$f":"ROUND(IF($A24>0,$E24-'Asset data'!BQ$5,0),0)","v":56},{"$f":"ROUND(IF($A24>0,$E24-'Asset data'!BR$5,0),0)","v":55},{"$f":"ROUND(IF($A24>0,$E24-'Asset data'!BS$5,0),0)","v":54},{"$f":"ROUND(IF($A24>0,$E24-'Asset data'!BT$5,0),0)","v":53},{"$f":"ROUND(IF($A24>0,$E24-'Asset data'!BU$5,0),0)","v":52},{"$f":"ROUND(IF($A24>0,$E24-'Asset data'!BV$5,0),0)","v":51},{"$f":"ROUND(IF($A24>0,$E24-'Asset data'!BW$5,0),0)","v":50},{"$f":"ROUND(IF($A24>0,$E24-'Asset data'!BX$5,0),0)","v":49},{"$f":"ROUND(IF($A24>0,$E24-'Asset data'!BY$5,0),0)","v":48},{"$f":"ROUND(IF($A24>0,$E24-'Asset data'!BZ$5,0),0)","v":47},{"$f":"ROUND(IF($A24>0,$E24-'Asset data'!CA$5,0),0)","v":46},{"$f":"ROUND(IF($A24>0,$E24-'Asset data'!CB$5,0),0)","v":45},{"$f":"ROUND(IF($A24>0,$E24-'Asset data'!CC$5,0),0)","v":44},{"$f":"ROUND(IF($A24>0,$E24-'Asset data'!CD$5,0),0)","v":43},{"$f":"ROUND(IF($A24>0,$E24-'Asset data'!CE$5,0),0)","v":42},{"$f":"ROUND(IF($A24>0,$E24-'Asset data'!CF$5,0),0)","v":41},{"$f":"ROUND(IF($A24>0,$E24-'Asset data'!CG$5,0),0)","v":40},{"$f":"ROUND(IF($A24>0,$E24-'Asset data'!CH$5,0),0)","v":39},{"$f":"ROUND(IF($A24>0,$E24-'Asset data'!CI$5,0),0)","v":38},{"$f":"ROUND(IF($A24>0,$E24-'Asset data'!CJ$5,0),0)","v":37},{"$f":"ROUND(IF($A24>0,$E24-'Asset data'!CK$5,0),0)","v":36},{"$f":"ROUND(IF($A24>0,$E24-'Asset data'!CL$5,0),0)","v":35},{"$f":"ROUND(IF($A24>0,$E24-'Asset data'!CM$5,0),0)","v":34},{"$f":"ROUND(IF($A24>0,$E24-'Asset data'!CN$5,0),0)","v":33},{"$f":"ROUND(IF($A24>0,$E24-'Asset data'!CO$5,0),0)","v":32},{"$f":"ROUND(IF($A24>0,$E24-'Asset data'!CP$5,0),0)","v":31},{"$f":"ROUND(IF($A24>0,$E24-'Asset data'!CQ$5,0),0)","v":30},{"$f":"ROUND(IF($A24>0,$E24-'Asset data'!CR$5,0),0)","v":29},{"$f":"ROUND(IF($A24>0,$E24-'Asset data'!CS$5,0),0)","v":28},{"$f":"ROUND(IF($A24>0,$E24-'Asset data'!CT$5,0),0)","v":27},{"$f":"ROUND(IF($A24>0,$E24-'Asset data'!CU$5,0),0)","v":26},{"$f":"ROUND(IF($A24>0,$E24-'Asset data'!CV$5,0),0)","v":25},{"$f":"ROUND(IF($A24>0,$E24-'Asset data'!CW$5,0),0)","v":24},{"$f":"ROUND(IF($A24>0,$E24-'Asset data'!CX$5,0),0)","v":23},{"$f":"ROUND(IF($A24>0,$E24-'Asset data'!CY$5,0),0)","v":22},{"$f":"ROUND(IF($A24>0,$E24-'Asset data'!CZ$5,0),0)","v":21},{"$f":"ROUND(IF($A24>0,$E24-'Asset data'!DA$5,0),0)","v":20},{"$f":"ROUND(IF($A24>0,$E24-'Asset data'!DB$5,0),0)","v":19},{"$f":"ROUND(IF($A24>0,$E24-'Asset data'!DC$5,0),0)","v":18},{"$f":"ROUND(IF($A24>0,$E24-'Asset data'!DD$5,0),0)","v":17},{"$f":"ROUND(IF($A24>0,$E24-'Asset data'!DE$5,0),0)","v":16},{"$f":"ROUND(IF($A24>0,$E24-'Asset data'!DF$5,0),0)","v":15},{"$f":"ROUND(IF($A24>0,$E24-'Asset data'!DG$5,0),0)","v":14},{"$f":"ROUND(IF($A24>0,$E24-'Asset data'!DH$5,0),0)","v":13},{"$f":"ROUND(IF($A24>0,$E24-'Asset data'!DI$5,0),0)","v":12},{"$f":"ROUND(IF($A24>0,$E24-'Asset data'!DJ$5,0),0)","v":11},{"$f":"ROUND(IF($A24>0,$E24-'Asset data'!DK$5,0),0)","v":10},{"$f":"ROUND(IF($A24>0,$E24-'Asset data'!DL$5,0),0)","v":9},{"$f":"ROUND(IF($A24>0,$E24-'Asset data'!DM$5,0),0)","v":8},{"$f":"ROUND(IF($A24>0,$E24-'Asset data'!DN$5,0),0)","v":7},{"$f":"ROUND(IF($A24>0,$E24-'Asset data'!DO$5,0),0)","v":6},{"$f":"ROUND(IF($A24>0,$E24-'Asset data'!DP$5,0),0)","v":5},{"$f":"ROUND(IF($A24>0,$E24-'Asset data'!DQ$5,0),0)","v":4},{"$f":"ROUND(IF($A24>0,$E24-'Asset data'!DR$5,0),0)","v":3},{"$f":"ROUND(IF($A24>0,$E24-'Asset data'!DS$5,0),0)","v":2},{"$f":"ROUND(IF($A24>0,$E24-'Asset data'!DT$5,0),0)","v":1},{"$f":"ROUND(IF($A24>0,$E24-'Asset data'!DU$5,0),0)","v":0},{"$f":"ROUND(IF($A24>0,$E24-'Asset data'!DV$5,0),0)","v":-1},{"$f":"ROUND(IF($A24>0,$E24-'Asset data'!DW$5,0),0)","v":-2},{"$f":"ROUND(IF($A24>0,$E24-'Asset data'!DX$5,0),0)","v":-3},{"$f":"ROUND(IF($A24>0,$E24-'Asset data'!DY$5,0),0)","v":-4},{"$f":"ROUND(IF($A24>0,$E24-'Asset data'!DZ$5,0),0)","v":-5},{"$f":"ROUND(IF($A24>0,$E24-'Asset data'!EA$5,0),0)","v":-6},{"$f":"ROUND(IF($A24>0,$E24-'Asset data'!EB$5,0),0)","v":-7},{"$f":"ROUND(IF($A24>0,$E24-'Asset data'!EC$5,0),0)","v":-8},{"$f":"ROUND(IF($A24>0,$E24-'Asset data'!ED$5,0),0)","v":-9},{"$f":"ROUND(IF($A24>0,$E24-'Asset data'!EE$5,0),0)","v":-10},{"$f":"ROUND(IF($A24>0,$E24-'Asset data'!EF$5,0),0)","v":-11},{"$f":"ROUND(IF($A24>0,$E24-'Asset data'!EG$5,0),0)","v":-12},{"$f":"ROUND(IF($A24>0,$E24-'Asset data'!EH$5,0),0)","v":-13},{"$f":"ROUND(IF($A24>0,$E24-'Asset data'!EI$5,0),0)","v":-14},{"$f":"ROUND(IF($A24>0,$E24-'Asset data'!EJ$5,0),0)","v":-15},{"$f":"ROUND(IF($A24>0,$E24-'Asset data'!EK$5,0),0)","v":-16},{"$f":"ROUND(IF($A24>0,$E24-'Asset data'!EL$5,0),0)","v":-17},{"$f":"ROUND(IF($A24>0,$E24-'Asset data'!EM$5,0),0)","v":-18},{"$f":"ROUND(IF($A24>0,$E24-'Asset data'!EN$5,0),0)","v":-19},{"$f":"ROUND(IF($A24>0,$E24-'Asset data'!EO$5,0),0)","v":-20},{"$f":"ROUND(IF($A24>0,$E24-'Asset data'!EP$5,0),0)","v":-21},{"$f":"ROUND(IF($A24>0,$E24-'Asset data'!EQ$5,0),0)","v":-22},{"$f":"ROUND(IF($A24>0,$E24-'Asset data'!ER$5,0),0)","v":-23},{"$f":"ROUND(IF($A24>0,$E24-'Asset data'!ES$5,0),0)","v":-24},{"$f":"ROUND(IF($A24>0,$E24-'Asset data'!ET$5,0),0)","v":-25},{"$f":"ROUND(IF($A24>0,$E24-'Asset data'!EU$5,0),0)","v":-26},{"$f":"ROUND(IF($A24>0,$E24-'Asset data'!EV$5,0),0)","v":-27},{"$f":"ROUND(IF($A24>0,$E24-'Asset data'!EW$5,0),0)","v":-28},{"$f":"ROUND(IF($A24>0,$E24-'Asset data'!EX$5,0),0)","v":-29},{"$f":"ROUND(IF($A24>0,$E24-'Asset data'!EY$5,0),0)","v":-30},{"$f":"ROUND(IF($A24>0,$E24-'Asset data'!EZ$5,0),0)","v":-31},{"$f":"ROUND(IF($A24>0,$E24-'Asset data'!FA$5,0),0)","v":-32},{"$f":"ROUND(IF($A24>0,$E24-'Asset data'!FB$5,0),0)","v":-33},{"$f":"ROUND(IF($A24>0,$E24-'Asset data'!FC$5,0),0)","v":-34},{"$f":"ROUND(IF($A24>0,$E24-'Asset data'!FD$5,0),0)","v":-35},{"$f":"ROUND(IF($A24>0,$E24-'Asset data'!FE$5,0),0)","v":-36},{"$f":"ROUND(IF($A24>0,$E24-'Asset data'!FF$5,0),0)","v":-37},{"$f":"ROUND(IF($A24>0,$E24-'Asset data'!FG$5,0),0)","v":-38}]
[{"$f":"'Asset data'!A25","v":1},{"$f":"'Asset data'!B25","v":0},{"$f":"'Asset data'!C25","v":0},{"$f":"'Asset data'!E25","v":"Subtrans 4.5% Growth"},{"$f":"'Asset data'!I25","v":113.40642252175499},{"$f":"ROUND(IF($A25>0,$E25-'Asset data'!L$5,0),0)","v":113},{"$f":"ROUND(IF($A25>0,$E25-'Asset data'!M$5,0),0)","v":112},{"$f":"ROUND(IF($A25>0,$E25-'Asset data'!N$5,0),0)","v":111},{"$f":"ROUND(IF($A25>0,$E25-'Asset data'!O$5,0),0)","v":110},{"$f":"ROUND(IF($A25>0,$E25-'Asset data'!P$5,0),0)","v":109},{"$f":"ROUND(IF($A25>0,$E25-'Asset data'!Q$5,0),0)","v":108},{"$f":"ROUND(IF($A25>0,$E25-'Asset data'!R$5,0),0)","v":107},{"$f":"ROUND(IF($A25>0,$E25-'Asset data'!S$5,0),0)","v":106},{"$f":"ROUND(IF($A25>0,$E25-'Asset data'!T$5,0),0)","v":105},{"$f":"ROUND(IF($A25>0,$E25-'Asset data'!U$5,0),0)","v":104},{"$f":"ROUND(IF($A25>0,$E25-'Asset data'!V$5,0),0)","v":103},{"$f":"ROUND(IF($A25>0,$E25-'Asset data'!W$5,0),0)","v":102},{"$f":"ROUND(IF($A25>0,$E25-'Asset data'!X$5,0),0)","v":101},{"$f":"ROUND(IF($A25>0,$E25-'Asset data'!Y$5,0),0)","v":100},{"$f":"ROUND(IF($A25>0,$E25-'Asset data'!Z$5,0),0)","v":99},{"$f":"ROUND(IF($A25>0,$E25-'Asset data'!AA$5,0),0)","v":98},{"$f":"ROUND(IF($A25>0,$E25-'Asset data'!AB$5,0),0)","v":97},{"$f":"ROUND(IF($A25>0,$E25-'Asset data'!AC$5,0),0)","v":96},{"$f":"ROUND(IF($A25>0,$E25-'Asset data'!AD$5,0),0)","v":95},{"$f":"ROUND(IF($A25>0,$E25-'Asset data'!AE$5,0),0)","v":94},{"$f":"ROUND(IF($A25>0,$E25-'Asset data'!AF$5,0),0)","v":93},{"$f":"ROUND(IF($A25>0,$E25-'Asset data'!AG$5,0),0)","v":92},{"$f":"ROUND(IF($A25>0,$E25-'Asset data'!AH$5,0),0)","v":91},{"$f":"ROUND(IF($A25>0,$E25-'Asset data'!AI$5,0),0)","v":90},{"$f":"ROUND(IF($A25>0,$E25-'Asset data'!AJ$5,0),0)","v":89},{"$f":"ROUND(IF($A25>0,$E25-'Asset data'!AK$5,0),0)","v":88},{"$f":"ROUND(IF($A25>0,$E25-'Asset data'!AL$5,0),0)","v":87},{"$f":"ROUND(IF($A25>0,$E25-'Asset data'!AM$5,0),0)","v":86},{"$f":"ROUND(IF($A25>0,$E25-'Asset data'!AN$5,0),0)","v":85},{"$f":"ROUND(IF($A25>0,$E25-'Asset data'!AO$5,0),0)","v":84},{"$f":"ROUND(IF($A25>0,$E25-'Asset data'!AP$5,0),0)","v":83},{"$f":"ROUND(IF($A25>0,$E25-'Asset data'!AQ$5,0),0)","v":82},{"$f":"ROUND(IF($A25>0,$E25-'Asset data'!AR$5,0),0)","v":81},{"$f":"ROUND(IF($A25>0,$E25-'Asset data'!AS$5,0),0)","v":80},{"$f":"ROUND(IF($A25>0,$E25-'Asset data'!AT$5,0),0)","v":79},{"$f":"ROUND(IF($A25>0,$E25-'Asset data'!AU$5,0),0)","v":78},{"$f":"ROUND(IF($A25>0,$E25-'Asset data'!AV$5,0),0)","v":77},{"$f":"ROUND(IF($A25>0,$E25-'Asset data'!AW$5,0),0)","v":76},{"$f":"ROUND(IF($A25>0,$E25-'Asset data'!AX$5,0),0)","v":75},{"$f":"ROUND(IF($A25>0,$E25-'Asset data'!AY$5,0),0)","v":74},{"$f":"ROUND(IF($A25>0,$E25-'Asset data'!AZ$5,0),0)","v":73},{"$f":"ROUND(IF($A25>0,$E25-'Asset data'!BA$5,0),0)","v":72},{"$f":"ROUND(IF($A25>0,$E25-'Asset data'!BB$5,0),0)","v":71},{"$f":"ROUND(IF($A25>0,$E25-'Asset data'!BC$5,0),0)","v":70},{"$f":"ROUND(IF($A25>0,$E25-'Asset data'!BD$5,0),0)","v":69},{"$f":"ROUND(IF($A25>0,$E25-'Asset data'!BE$5,0),0)","v":68},{"$f":"ROUND(IF($A25>0,$E25-'Asset data'!BF$5,0),0)","v":67},{"$f":"ROUND(IF($A25>0,$E25-'Asset data'!BG$5,0),0)","v":66},{"$f":"ROUND(IF($A25>0,$E25-'Asset data'!BH$5,0),0)","v":65},{"$f":"ROUND(IF($A25>0,$E25-'Asset data'!BI$5,0),0)","v":64},{"$f":"ROUND(IF($A25>0,$E25-'Asset data'!BJ$5,0),0)","v":63},{"$f":"ROUND(IF($A25>0,$E25-'Asset data'!BK$5,0),0)","v":62},{"$f":"ROUND(IF($A25>0,$E25-'Asset data'!BL$5,0),0)","v":61},{"$f":"ROUND(IF($A25>0,$E25-'Asset data'!BM$5,0),0)","v":60},{"$f":"ROUND(IF($A25>0,$E25-'Asset data'!BN$5,0),0)","v":59},{"$f":"ROUND(IF($A25>0,$E25-'Asset data'!BO$5,0),0)","v":58},{"$f":"ROUND(IF($A25>0,$E25-'Asset data'!BP$5,0),0)","v":57},{"$f":"ROUND(IF($A25>0,$E25-'Asset data'!BQ$5,0),0)","v":56},{"$f":"ROUND(IF($A25>0,$E25-'Asset data'!BR$5,0),0)","v":55},{"$f":"ROUND(IF($A25>0,$E25-'Asset data'!BS$5,0),0)","v":54},{"$f":"ROUND(IF($A25>0,$E25-'Asset data'!BT$5,0),0)","v":53},{"$f":"ROUND(IF($A25>0,$E25-'Asset data'!BU$5,0),0)","v":52},{"$f":"ROUND(IF($A25>0,$E25-'Asset data'!BV$5,0),0)","v":51},{"$f":"ROUND(IF($A25>0,$E25-'Asset data'!BW$5,0),0)","v":50},{"$f":"ROUND(IF($A25>0,$E25-'Asset data'!BX$5,0),0)","v":49},{"$f":"ROUND(IF($A25>0,$E25-'Asset data'!BY$5,0),0)","v":48},{"$f":"ROUND(IF($A25>0,$E25-'Asset data'!BZ$5,0),0)","v":47},{"$f":"ROUND(IF($A25>0,$E25-'Asset data'!CA$5,0),0)","v":46},{"$f":"ROUND(IF($A25>0,$E25-'Asset data'!CB$5,0),0)","v":45},{"$f":"ROUND(IF($A25>0,$E25-'Asset data'!CC$5,0),0)","v":44},{"$f":"ROUND(IF($A25>0,$E25-'Asset data'!CD$5,0),0)","v":43},{"$f":"ROUND(IF($A25>0,$E25-'Asset data'!CE$5,0),0)","v":42},{"$f":"ROUND(IF($A25>0,$E25-'Asset data'!CF$5,0),0)","v":41},{"$f":"ROUND(IF($A25>0,$E25-'Asset data'!CG$5,0),0)","v":40},{"$f":"ROUND(IF($A25>0,$E25-'Asset data'!CH$5,0),0)","v":39},{"$f":"ROUND(IF($A25>0,$E25-'Asset data'!CI$5,0),0)","v":38},{"$f":"ROUND(IF($A25>0,$E25-'Asset data'!CJ$5,0),0)","v":37},{"$f":"ROUND(IF($A25>0,$E25-'Asset data'!CK$5,0),0)","v":36},{"$f":"ROUND(IF($A25>0,$E25-'Asset data'!CL$5,0),0)","v":35},{"$f":"ROUND(IF($A25>0,$E25-'Asset data'!CM$5,0),0)","v":34},{"$f":"ROUND(IF($A25>0,$E25-'Asset data'!CN$5,0),0)","v":33},{"$f":"ROUND(IF($A25>0,$E25-'Asset data'!CO$5,0),0)","v":32},{"$f":"ROUND(IF($A25>0,$E25-'Asset data'!CP$5,0),0)","v":31},{"$f":"ROUND(IF($A25>0,$E25-'Asset data'!CQ$5,0),0)","v":30},{"$f":"ROUND(IF($A25>0,$E25-'Asset data'!CR$5,0),0)","v":29},{"$f":"ROUND(IF($A25>0,$E25-'Asset data'!CS$5,0),0)","v":28},{"$f":"ROUND(IF($A25>0,$E25-'Asset data'!CT$5,0),0)","v":27},{"$f":"ROUND(IF($A25>0,$E25-'Asset data'!CU$5,0),0)","v":26},{"$f":"ROUND(IF($A25>0,$E25-'Asset data'!CV$5,0),0)","v":25},{"$f":"ROUND(IF($A25>0,$E25-'Asset data'!CW$5,0),0)","v":24},{"$f":"ROUND(IF($A25>0,$E25-'Asset data'!CX$5,0),0)","v":23},{"$f":"ROUND(IF($A25>0,$E25-'Asset data'!CY$5,0),0)","v":22},{"$f":"ROUND(IF($A25>0,$E25-'Asset data'!CZ$5,0),0)","v":21},{"$f":"ROUND(IF($A25>0,$E25-'Asset data'!DA$5,0),0)","v":20},{"$f":"ROUND(IF($A25>0,$E25-'Asset data'!DB$5,0),0)","v":19},{"$f":"ROUND(IF($A25>0,$E25-'Asset data'!DC$5,0),0)","v":18},{"$f":"ROUND(IF($A25>0,$E25-'Asset data'!DD$5,0),0)","v":17},{"$f":"ROUND(IF($A25>0,$E25-'Asset data'!DE$5,0),0)","v":16},{"$f":"ROUND(IF($A25>0,$E25-'Asset data'!DF$5,0),0)","v":15},{"$f":"ROUND(IF($A25>0,$E25-'Asset data'!DG$5,0),0)","v":14},{"$f":"ROUND(IF($A25>0,$E25-'Asset data'!DH$5,0),0)","v":13},{"$f":"ROUND(IF($A25>0,$E25-'Asset data'!DI$5,0),0)","v":12},{"$f":"ROUND(IF($A25>0,$E25-'Asset data'!DJ$5,0),0)","v":11},{"$f":"ROUND(IF($A25>0,$E25-'Asset data'!DK$5,0),0)","v":10},{"$f":"ROUND(IF($A25>0,$E25-'Asset data'!DL$5,0),0)","v":9},{"$f":"ROUND(IF($A25>0,$E25-'Asset data'!DM$5,0),0)","v":8},{"$f":"ROUND(IF($A25>0,$E25-'Asset data'!DN$5,0),0)","v":7},{"$f":"ROUND(IF($A25>0,$E25-'Asset data'!DO$5,0),0)","v":6},{"$f":"ROUND(IF($A25>0,$E25-'Asset data'!DP$5,0),0)","v":5},{"$f":"ROUND(IF($A25>0,$E25-'Asset data'!DQ$5,0),0)","v":4},{"$f":"ROUND(IF($A25>0,$E25-'Asset data'!DR$5,0),0)","v":3},{"$f":"ROUND(IF($A25>0,$E25-'Asset data'!DS$5,0),0)","v":2},{"$f":"ROUND(IF($A25>0,$E25-'Asset data'!DT$5,0),0)","v":1},{"$f":"ROUND(IF($A25>0,$E25-'Asset data'!DU$5,0),0)","v":0},{"$f":"ROUND(IF($A25>0,$E25-'Asset data'!DV$5,0),0)","v":-1},{"$f":"ROUND(IF($A25>0,$E25-'Asset data'!DW$5,0),0)","v":-2},{"$f":"ROUND(IF($A25>0,$E25-'Asset data'!DX$5,0),0)","v":-3},{"$f":"ROUND(IF($A25>0,$E25-'Asset data'!DY$5,0),0)","v":-4},{"$f":"ROUND(IF($A25>0,$E25-'Asset data'!DZ$5,0),0)","v":-5},{"$f":"ROUND(IF($A25>0,$E25-'Asset data'!EA$5,0),0)","v":-6},{"$f":"ROUND(IF($A25>0,$E25-'Asset data'!EB$5,0),0)","v":-7},{"$f":"ROUND(IF($A25>0,$E25-'Asset data'!EC$5,0),0)","v":-8},{"$f":"ROUND(IF($A25>0,$E25-'Asset data'!ED$5,0),0)","v":-9},{"$f":"ROUND(IF($A25>0,$E25-'Asset data'!EE$5,0),0)","v":-10},{"$f":"ROUND(IF($A25>0,$E25-'Asset data'!EF$5,0),0)","v":-11},{"$f":"ROUND(IF($A25>0,$E25-'Asset data'!EG$5,0),0)","v":-12},{"$f":"ROUND(IF($A25>0,$E25-'Asset data'!EH$5,0),0)","v":-13},{"$f":"ROUND(IF($A25>0,$E25-'Asset data'!EI$5,0),0)","v":-14},{"$f":"ROUND(IF($A25>0,$E25-'Asset data'!EJ$5,0),0)","v":-15},{"$f":"ROUND(IF($A25>0,$E25-'Asset data'!EK$5,0),0)","v":-16},{"$f":"ROUND(IF($A25>0,$E25-'Asset data'!EL$5,0),0)","v":-17},{"$f":"ROUND(IF($A25>0,$E25-'Asset data'!EM$5,0),0)","v":-18},{"$f":"ROUND(IF($A25>0,$E25-'Asset data'!EN$5,0),0)","v":-19},{"$f":"ROUND(IF($A25>0,$E25-'Asset data'!EO$5,0),0)","v":-20},{"$f":"ROUND(IF($A25>0,$E25-'Asset data'!EP$5,0),0)","v":-21},{"$f":"ROUND(IF($A25>0,$E25-'Asset data'!EQ$5,0),0)","v":-22},{"$f":"ROUND(IF($A25>0,$E25-'Asset data'!ER$5,0),0)","v":-23},{"$f":"ROUND(IF($A25>0,$E25-'Asset data'!ES$5,0),0)","v":-24},{"$f":"ROUND(IF($A25>0,$E25-'Asset data'!ET$5,0),0)","v":-25},{"$f":"ROUND(IF($A25>0,$E25-'Asset data'!EU$5,0),0)","v":-26},{"$f":"ROUND(IF($A25>0,$E25-'Asset data'!EV$5,0),0)","v":-27},{"$f":"ROUND(IF($A25>0,$E25-'Asset data'!EW$5,0),0)","v":-28},{"$f":"ROUND(IF($A25>0,$E25-'Asset data'!EX$5,0),0)","v":-29},{"$f":"ROUND(IF($A25>0,$E25-'Asset data'!EY$5,0),0)","v":-30},{"$f":"ROUND(IF($A25>0,$E25-'Asset data'!EZ$5,0),0)","v":-31},{"$f":"ROUND(IF($A25>0,$E25-'Asset data'!FA$5,0),0)","v":-32},{"$f":"ROUND(IF($A25>0,$E25-'Asset data'!FB$5,0),0)","v":-33},{"$f":"ROUND(IF($A25>0,$E25-'Asset data'!FC$5,0),0)","v":-34},{"$f":"ROUND(IF($A25>0,$E25-'Asset data'!FD$5,0),0)","v":-35},{"$f":"ROUND(IF($A25>0,$E25-'Asset data'!FE$5,0),0)","v":-36},{"$f":"ROUND(IF($A25>0,$E25-'Asset data'!FF$5,0),0)","v":-37},{"$f":"ROUND(IF($A25>0,$E25-'Asset data'!FG$5,0),0)","v":-38}]
[{"$f":"'Asset data'!A26","v":0},{"$f":"'Asset data'!B26","v":0},{"$f":"'Asset data'!C26","v":0},{"$f":"'Asset data'!E26","v":0},{"$f":"'Asset data'!I26","v":0},{"$f":"ROUND(IF($A26>0,$E26-'Asset data'!L$5,0),0)","v":0},{"$f":"ROUND(IF($A26>0,$E26-'Asset data'!M$5,0),0)","v":0},{"$f":"ROUND(IF($A26>0,$E26-'Asset data'!N$5,0),0)","v":0},{"$f":"ROUND(IF($A26>0,$E26-'Asset data'!O$5,0),0)","v":0},{"$f":"ROUND(IF($A26>0,$E26-'Asset data'!P$5,0),0)","v":0},{"$f":"ROUND(IF($A26>0,$E26-'Asset data'!Q$5,0),0)","v":0},{"$f":"ROUND(IF($A26>0,$E26-'Asset data'!R$5,0),0)","v":0},{"$f":"ROUND(IF($A26>0,$E26-'Asset data'!S$5,0),0)","v":0},{"$f":"ROUND(IF($A26>0,$E26-'Asset data'!T$5,0),0)","v":0},{"$f":"ROUND(IF($A26>0,$E26-'Asset data'!U$5,0),0)","v":0},{"$f":"ROUND(IF($A26>0,$E26-'Asset data'!V$5,0),0)","v":0},{"$f":"ROUND(IF($A26>0,$E26-'Asset data'!W$5,0),0)","v":0},{"$f":"ROUND(IF($A26>0,$E26-'Asset data'!X$5,0),0)","v":0},{"$f":"ROUND(IF($A26>0,$E26-'Asset data'!Y$5,0),0)","v":0},{"$f":"ROUND(IF($A26>0,$E26-'Asset data'!Z$5,0),0)","v":0},{"$f":"ROUND(IF($A26>0,$E26-'Asset data'!AA$5,0),0)","v":0},{"$f":"ROUND(IF($A26>0,$E26-'Asset data'!AB$5,0),0)","v":0},{"$f":"ROUND(IF($A26>0,$E26-'Asset data'!AC$5,0),0)","v":0},{"$f":"ROUND(IF($A26>0,$E26-'Asset data'!AD$5,0),0)","v":0},{"$f":"ROUND(IF($A26>0,$E26-'Asset data'!AE$5,0),0)","v":0},{"$f":"ROUND(IF($A26>0,$E26-'Asset data'!AF$5,0),0)","v":0},{"$f":"ROUND(IF($A26>0,$E26-'Asset data'!AG$5,0),0)","v":0},{"$f":"ROUND(IF($A26>0,$E26-'Asset data'!AH$5,0),0)","v":0},{"$f":"ROUND(IF($A26>0,$E26-'Asset data'!AI$5,0),0)","v":0},{"$f":"ROUND(IF($A26>0,$E26-'Asset data'!AJ$5,0),0)","v":0},{"$f":"ROUND(IF($A26>0,$E26-'Asset data'!AK$5,0),0)","v":0},{"$f":"ROUND(IF($A26>0,$E26-'Asset data'!AL$5,0),0)","v":0},{"$f":"ROUND(IF($A26>0,$E26-'Asset data'!AM$5,0),0)","v":0},{"$f":"ROUND(IF($A26>0,$E26-'Asset data'!AN$5,0),0)","v":0},{"$f":"ROUND(IF($A26>0,$E26-'Asset data'!AO$5,0),0)","v":0},{"$f":"ROUND(IF($A26>0,$E26-'Asset data'!AP$5,0),0)","v":0},{"$f":"ROUND(IF($A26>0,$E26-'Asset data'!AQ$5,0),0)","v":0},{"$f":"ROUND(IF($A26>0,$E26-'Asset data'!AR$5,0),0)","v":0},{"$f":"ROUND(IF($A26>0,$E26-'Asset data'!AS$5,0),0)","v":0},{"$f":"ROUND(IF($A26>0,$E26-'Asset data'!AT$5,0),0)","v":0},{"$f":"ROUND(IF($A26>0,$E26-'Asset data'!AU$5,0),0)","v":0},{"$f":"ROUND(IF($A26>0,$E26-'Asset data'!AV$5,0),0)","v":0},{"$f":"ROUND(IF($A26>0,$E26-'Asset data'!AW$5,0),0)","v":0},{"$f":"ROUND(IF($A26>0,$E26-'Asset data'!AX$5,0),0)","v":0},{"$f":"ROUND(IF($A26>0,$E26-'Asset data'!AY$5,0),0)","v":0},{"$f":"ROUND(IF($A26>0,$E26-'Asset data'!AZ$5,0),0)","v":0},{"$f":"ROUND(IF($A26>0,$E26-'Asset data'!BA$5,0),0)","v":0},{"$f":"ROUND(IF($A26>0,$E26-'Asset data'!BB$5,0),0)","v":0},{"$f":"ROUND(IF($A26>0,$E26-'Asset data'!BC$5,0),0)","v":0},{"$f":"ROUND(IF($A26>0,$E26-'Asset data'!BD$5,0),0)","v":0},{"$f":"ROUND(IF($A26>0,$E26-'Asset data'!BE$5,0),0)","v":0},{"$f":"ROUND(IF($A26>0,$E26-'Asset data'!BF$5,0),0)","v":0},{"$f":"ROUND(IF($A26>0,$E26-'Asset data'!BG$5,0),0)","v":0},{"$f":"ROUND(IF($A26>0,$E26-'Asset data'!BH$5,0),0)","v":0},{"$f":"ROUND(IF($A26>0,$E26-'Asset data'!BI$5,0),0)","v":0},{"$f":"ROUND(IF($A26>0,$E26-'Asset data'!BJ$5,0),0)","v":0},{"$f":"ROUND(IF($A26>0,$E26-'Asset data'!BK$5,0),0)","v":0},{"$f":"ROUND(IF($A26>0,$E26-'Asset data'!BL$5,0),0)","v":0},{"$f":"ROUND(IF($A26>0,$E26-'Asset data'!BM$5,0),0)","v":0},{"$f":"ROUND(IF($A26>0,$E26-'Asset data'!BN$5,0),0)","v":0},{"$f":"ROUND(IF($A26>0,$E26-'Asset data'!BO$5,0),0)","v":0},{"$f":"ROUND(IF($A26>0,$E26-'Asset data'!BP$5,0),0)","v":0},{"$f":"ROUND(IF($A26>0,$E26-'Asset data'!BQ$5,0),0)","v":0},{"$f":"ROUND(IF($A26>0,$E26-'Asset data'!BR$5,0),0)","v":0},{"$f":"ROUND(IF($A26>0,$E26-'Asset data'!BS$5,0),0)","v":0},{"$f":"ROUND(IF($A26>0,$E26-'Asset data'!BT$5,0),0)","v":0},{"$f":"ROUND(IF($A26>0,$E26-'Asset data'!BU$5,0),0)","v":0},{"$f":"ROUND(IF($A26>0,$E26-'Asset data'!BV$5,0),0)","v":0},{"$f":"ROUND(IF($A26>0,$E26-'Asset data'!BW$5,0),0)","v":0},{"$f":"ROUND(IF($A26>0,$E26-'Asset data'!BX$5,0),0)","v":0},{"$f":"ROUND(IF($A26>0,$E26-'Asset data'!BY$5,0),0)","v":0},{"$f":"ROUND(IF($A26>0,$E26-'Asset data'!BZ$5,0),0)","v":0},{"$f":"ROUND(IF($A26>0,$E26-'Asset data'!CA$5,0),0)","v":0},{"$f":"ROUND(IF($A26>0,$E26-'Asset data'!CB$5,0),0)","v":0},{"$f":"ROUND(IF($A26>0,$E26-'Asset data'!CC$5,0),0)","v":0},{"$f":"ROUND(IF($A26>0,$E26-'Asset data'!CD$5,0),0)","v":0},{"$f":"ROUND(IF($A26>0,$E26-'Asset data'!CE$5,0),0)","v":0},{"$f":"ROUND(IF($A26>0,$E26-'Asset data'!CF$5,0),0)","v":0},{"$f":"ROUND(IF($A26>0,$E26-'Asset data'!CG$5,0),0)","v":0},{"$f":"ROUND(IF($A26>0,$E26-'Asset data'!CH$5,0),0)","v":0},{"$f":"ROUND(IF($A26>0,$E26-'Asset data'!CI$5,0),0)","v":0},{"$f":"ROUND(IF($A26>0,$E26-'Asset data'!CJ$5,0),0)","v":0},{"$f":"ROUND(IF($A26>0,$E26-'Asset data'!CK$5,0),0)","v":0},{"$f":"ROUND(IF($A26>0,$E26-'Asset data'!CL$5,0),0)","v":0},{"$f":"ROUND(IF($A26>0,$E26-'Asset data'!CM$5,0),0)","v":0},{"$f":"ROUND(IF($A26>0,$E26-'Asset data'!CN$5,0),0)","v":0},{"$f":"ROUND(IF($A26>0,$E26-'Asset data'!CO$5,0),0)","v":0},{"$f":"ROUND(IF($A26>0,$E26-'Asset data'!CP$5,0),0)","v":0},{"$f":"ROUND(IF($A26>0,$E26-'Asset data'!CQ$5,0),0)","v":0},{"$f":"ROUND(IF($A26>0,$E26-'Asset data'!CR$5,0),0)","v":0},{"$f":"ROUND(IF($A26>0,$E26-'Asset data'!CS$5,0),0)","v":0},{"$f":"ROUND(IF($A26>0,$E26-'Asset data'!CT$5,0),0)","v":0},{"$f":"ROUND(IF($A26>0,$E26-'Asset data'!CU$5,0),0)","v":0},{"$f":"ROUND(IF($A26>0,$E26-'Asset data'!CV$5,0),0)","v":0},{"$f":"ROUND(IF($A26>0,$E26-'Asset data'!CW$5,0),0)","v":0},{"$f":"ROUND(IF($A26>0,$E26-'Asset data'!CX$5,0),0)","v":0},{"$f":"ROUND(IF($A26>0,$E26-'Asset data'!CY$5,0),0)","v":0},{"$f":"ROUND(IF($A26>0,$E26-'Asset data'!CZ$5,0),0)","v":0},{"$f":"ROUND(IF($A26>0,$E26-'Asset data'!DA$5,0),0)","v":0},{"$f":"ROUND(IF($A26>0,$E26-'Asset data'!DB$5,0),0)","v":0},{"$f":"ROUND(IF($A26>0,$E26-'Asset data'!DC$5,0),0)","v":0},{"$f":"ROUND(IF($A26>0,$E26-'Asset data'!DD$5,0),0)","v":0},{"$f":"ROUND(IF($A26>0,$E26-'Asset data'!DE$5,0),0)","v":0},{"$f":"ROUND(IF($A26>0,$E26-'Asset data'!DF$5,0),0)","v":0},{"$f":"ROUND(IF($A26>0,$E26-'Asset data'!DG$5,0),0)","v":0},{"$f":"ROUND(IF($A26>0,$E26-'Asset data'!DH$5,0),0)","v":0},{"$f":"ROUND(IF($A26>0,$E26-'Asset data'!DI$5,0),0)","v":0},{"$f":"ROUND(IF($A26>0,$E26-'Asset data'!DJ$5,0),0)","v":0},{"$f":"ROUND(IF($A26>0,$E26-'Asset data'!DK$5,0),0)","v":0},{"$f":"ROUND(IF($A26>0,$E26-'Asset data'!DL$5,0),0)","v":0},{"$f":"ROUND(IF($A26>0,$E26-'Asset data'!DM$5,0),0)","v":0},{"$f":"ROUND(IF($A26>0,$E26-'Asset data'!DN$5,0),0)","v":0},{"$f":"ROUND(IF($A26>0,$E26-'Asset data'!DO$5,0),0)","v":0},{"$f":"ROUND(IF($A26>0,$E26-'Asset data'!DP$5,0),0)","v":0},{"$f":"ROUND(IF($A26>0,$E26-'Asset data'!DQ$5,0),0)","v":0},{"$f":"ROUND(IF($A26>0,$E26-'Asset data'!DR$5,0),0)","v":0},{"$f":"ROUND(IF($A26>0,$E26-'Asset data'!DS$5,0),0)","v":0},{"$f":"ROUND(IF($A26>0,$E26-'Asset data'!DT$5,0),0)","v":0},{"$f":"ROUND(IF($A26>0,$E26-'Asset data'!DU$5,0),0)","v":0},{"$f":"ROUND(IF($A26>0,$E26-'Asset data'!DV$5,0),0)","v":0},{"$f":"ROUND(IF($A26>0,$E26-'Asset data'!DW$5,0),0)","v":0},{"$f":"ROUND(IF($A26>0,$E26-'Asset data'!DX$5,0),0)","v":0},{"$f":"ROUND(IF($A26>0,$E26-'Asset data'!DY$5,0),0)","v":0},{"$f":"ROUND(IF($A26>0,$E26-'Asset data'!DZ$5,0),0)","v":0},{"$f":"ROUND(IF($A26>0,$E26-'Asset data'!EA$5,0),0)","v":0},{"$f":"ROUND(IF($A26>0,$E26-'Asset data'!EB$5,0),0)","v":0},{"$f":"ROUND(IF($A26>0,$E26-'Asset data'!EC$5,0),0)","v":0},{"$f":"ROUND(IF($A26>0,$E26-'Asset data'!ED$5,0),0)","v":0},{"$f":"ROUND(IF($A26>0,$E26-'Asset data'!EE$5,0),0)","v":0},{"$f":"ROUND(IF($A26>0,$E26-'Asset data'!EF$5,0),0)","v":0},{"$f":"ROUND(IF($A26>0,$E26-'Asset data'!EG$5,0),0)","v":0},{"$f":"ROUND(IF($A26>0,$E26-'Asset data'!EH$5,0),0)","v":0},{"$f":"ROUND(IF($A26>0,$E26-'Asset data'!EI$5,0),0)","v":0},{"$f":"ROUND(IF($A26>0,$E26-'Asset data'!EJ$5,0),0)","v":0},{"$f":"ROUND(IF($A26>0,$E26-'Asset data'!EK$5,0),0)","v":0},{"$f":"ROUND(IF($A26>0,$E26-'Asset data'!EL$5,0),0)","v":0},{"$f":"ROUND(IF($A26>0,$E26-'Asset data'!EM$5,0),0)","v":0},{"$f":"ROUND(IF($A26>0,$E26-'Asset data'!EN$5,0),0)","v":0},{"$f":"ROUND(IF($A26>0,$E26-'Asset data'!EO$5,0),0)","v":0},{"$f":"ROUND(IF($A26>0,$E26-'Asset data'!EP$5,0),0)","v":0},{"$f":"ROUND(IF($A26>0,$E26-'Asset data'!EQ$5,0),0)","v":0},{"$f":"ROUND(IF($A26>0,$E26-'Asset data'!ER$5,0),0)","v":0},{"$f":"ROUND(IF($A26>0,$E26-'Asset data'!ES$5,0),0)","v":0},{"$f":"ROUND(IF($A26>0,$E26-'Asset data'!ET$5,0),0)","v":0},{"$f":"ROUND(IF($A26>0,$E26-'Asset data'!EU$5,0),0)","v":0},{"$f":"ROUND(IF($A26>0,$E26-'Asset data'!EV$5,0),0)","v":0},{"$f":"ROUND(IF($A26>0,$E26-'Asset data'!EW$5,0),0)","v":0},{"$f":"ROUND(IF($A26>0,$E26-'Asset data'!EX$5,0),0)","v":0},{"$f":"ROUND(IF($A26>0,$E26-'Asset data'!EY$5,0),0)","v":0},{"$f":"ROUND(IF($A26>0,$E26-'Asset data'!EZ$5,0),0)","v":0},{"$f":"ROUND(IF($A26>0,$E26-'Asset data'!FA$5,0),0)","v":0},{"$f":"ROUND(IF($A26>0,$E26-'Asset data'!FB$5,0),0)","v":0},{"$f":"ROUND(IF($A26>0,$E26-'Asset data'!FC$5,0),0)","v":0},{"$f":"ROUND(IF($A26>0,$E26-'Asset data'!FD$5,0),0)","v":0},{"$f":"ROUND(IF($A26>0,$E26-'Asset data'!FE$5,0),0)","v":0},{"$f":"ROUND(IF($A26>0,$E26-'Asset data'!FF$5,0),0)","v":0},{"$f":"ROUND(IF($A26>0,$E26-'Asset data'!FG$5,0),0)","v":0}]
[{"$f":"'Asset data'!A27","v":0},{"$f":"'Asset data'!B27","v":0},{"$f":"'Asset data'!C27","v":0},{"$f":"'Asset data'!E27","v":0},{"$f":"'Asset data'!I27","v":0},{"$f":"ROUND(IF($A27>0,$E27-'Asset data'!L$5,0),0)","v":0},{"$f":"ROUND(IF($A27>0,$E27-'Asset data'!M$5,0),0)","v":0},{"$f":"ROUND(IF($A27>0,$E27-'Asset data'!N$5,0),0)","v":0},{"$f":"ROUND(IF($A27>0,$E27-'Asset data'!O$5,0),0)","v":0},{"$f":"ROUND(IF($A27>0,$E27-'Asset data'!P$5,0),0)","v":0},{"$f":"ROUND(IF($A27>0,$E27-'Asset data'!Q$5,0),0)","v":0},{"$f":"ROUND(IF($A27>0,$E27-'Asset data'!R$5,0),0)","v":0},{"$f":"ROUND(IF($A27>0,$E27-'Asset data'!S$5,0),0)","v":0},{"$f":"ROUND(IF($A27>0,$E27-'Asset data'!T$5,0),0)","v":0},{"$f":"ROUND(IF($A27>0,$E27-'Asset data'!U$5,0),0)","v":0},{"$f":"ROUND(IF($A27>0,$E27-'Asset data'!V$5,0),0)","v":0},{"$f":"ROUND(IF($A27>0,$E27-'Asset data'!W$5,0),0)","v":0},{"$f":"ROUND(IF($A27>0,$E27-'Asset data'!X$5,0),0)","v":0},{"$f":"ROUND(IF($A27>0,$E27-'Asset data'!Y$5,0),0)","v":0},{"$f":"ROUND(IF($A27>0,$E27-'Asset data'!Z$5,0),0)","v":0},{"$f":"ROUND(IF($A27>0,$E27-'Asset data'!AA$5,0),0)","v":0},{"$f":"ROUND(IF($A27>0,$E27-'Asset data'!AB$5,0),0)","v":0},{"$f":"ROUND(IF($A27>0,$E27-'Asset data'!AC$5,0),0)","v":0},{"$f":"ROUND(IF($A27>0,$E27-'Asset data'!AD$5,0),0)","v":0},{"$f":"ROUND(IF($A27>0,$E27-'Asset data'!AE$5,0),0)","v":0},{"$f":"ROUND(IF($A27>0,$E27-'Asset data'!AF$5,0),0)","v":0},{"$f":"ROUND(IF($A27>0,$E27-'Asset data'!AG$5,0),0)","v":0},{"$f":"ROUND(IF($A27>0,$E27-'Asset data'!AH$5,0),0)","v":0},{"$f":"ROUND(IF($A27>0,$E27-'Asset data'!AI$5,0),0)","v":0},{"$f":"ROUND(IF($A27>0,$E27-'Asset data'!AJ$5,0),0)","v":0},{"$f":"ROUND(IF($A27>0,$E27-'Asset data'!AK$5,0),0)","v":0},{"$f":"ROUND(IF($A27>0,$E27-'Asset data'!AL$5,0),0)","v":0},{"$f":"ROUND(IF($A27>0,$E27-'Asset data'!AM$5,0),0)","v":0},{"$f":"ROUND(IF($A27>0,$E27-'Asset data'!AN$5,0),0)","v":0},{"$f":"ROUND(IF($A27>0,$E27-'Asset data'!AO$5,0),0)","v":0},{"$f":"ROUND(IF($A27>0,$E27-'Asset data'!AP$5,0),0)","v":0},{"$f":"ROUND(IF($A27>0,$E27-'Asset data'!AQ$5,0),0)","v":0},{"$f":"ROUND(IF($A27>0,$E27-'Asset data'!AR$5,0),0)","v":0},{"$f":"ROUND(IF($A27>0,$E27-'Asset data'!AS$5,0),0)","v":0},{"$f":"ROUND(IF($A27>0,$E27-'Asset data'!AT$5,0),0)","v":0},{"$f":"ROUND(IF($A27>0,$E27-'Asset data'!AU$5,0),0)","v":0},{"$f":"ROUND(IF($A27>0,$E27-'Asset data'!AV$5,0),0)","v":0},{"$f":"ROUND(IF($A27>0,$E27-'Asset data'!AW$5,0),0)","v":0},{"$f":"ROUND(IF($A27>0,$E27-'Asset data'!AX$5,0),0)","v":0},{"$f":"ROUND(IF($A27>0,$E27-'Asset data'!AY$5,0),0)","v":0},{"$f":"ROUND(IF($A27>0,$E27-'Asset data'!AZ$5,0),0)","v":0},{"$f":"ROUND(IF($A27>0,$E27-'Asset data'!BA$5,0),0)","v":0},{"$f":"ROUND(IF($A27>0,$E27-'Asset data'!BB$5,0),0)","v":0},{"$f":"ROUND(IF($A27>0,$E27-'Asset data'!BC$5,0),0)","v":0},{"$f":"ROUND(IF($A27>0,$E27-'Asset data'!BD$5,0),0)","v":0},{"$f":"ROUND(IF($A27>0,$E27-'Asset data'!BE$5,0),0)","v":0},{"$f":"ROUND(IF($A27>0,$E27-'Asset data'!BF$5,0),0)","v":0},{"$f":"ROUND(IF($A27>0,$E27-'Asset data'!BG$5,0),0)","v":0},{"$f":"ROUND(IF($A27>0,$E27-'Asset data'!BH$5,0),0)","v":0},{"$f":"ROUND(IF($A27>0,$E27-'Asset data'!BI$5,0),0)","v":0},{"$f":"ROUND(IF($A27>0,$E27-'Asset data'!BJ$5,0),0)","v":0},{"$f":"ROUND(IF($A27>0,$E27-'Asset data'!BK$5,0),0)","v":0},{"$f":"ROUND(IF($A27>0,$E27-'Asset data'!BL$5,0),0)","v":0},{"$f":"ROUND(IF($A27>0,$E27-'Asset data'!BM$5,0),0)","v":0},{"$f":"ROUND(IF($A27>0,$E27-'Asset data'!BN$5,0),0)","v":0},{"$f":"ROUND(IF($A27>0,$E27-'Asset data'!BO$5,0),0)","v":0},{"$f":"ROUND(IF($A27>0,$E27-'Asset data'!BP$5,0),0)","v":0},{"$f":"ROUND(IF($A27>0,$E27-'Asset data'!BQ$5,0),0)","v":0},{"$f":"ROUND(IF($A27>0,$E27-'Asset data'!BR$5,0),0)","v":0},{"$f":"ROUND(IF($A27>0,$E27-'Asset data'!BS$5,0),0)","v":0},{"$f":"ROUND(IF($A27>0,$E27-'Asset data'!BT$5,0),0)","v":0},{"$f":"ROUND(IF($A27>0,$E27-'Asset data'!BU$5,0),0)","v":0},{"$f":"ROUND(IF($A27>0,$E27-'Asset data'!BV$5,0),0)","v":0},{"$f":"ROUND(IF($A27>0,$E27-'Asset data'!BW$5,0),0)","v":0},{"$f":"ROUND(IF($A27>0,$E27-'Asset data'!BX$5,0),0)","v":0},{"$f":"ROUND(IF($A27>0,$E27-'Asset data'!BY$5,0),0)","v":0},{"$f":"ROUND(IF($A27>0,$E27-'Asset data'!BZ$5,0),0)","v":0},{"$f":"ROUND(IF($A27>0,$E27-'Asset data'!CA$5,0),0)","v":0},{"$f":"ROUND(IF($A27>0,$E27-'Asset data'!CB$5,0),0)","v":0},{"$f":"ROUND(IF($A27>0,$E27-'Asset data'!CC$5,0),0)","v":0},{"$f":"ROUND(IF($A27>0,$E27-'Asset data'!CD$5,0),0)","v":0},{"$f":"ROUND(IF($A27>0,$E27-'Asset data'!CE$5,0),0)","v":0},{"$f":"ROUND(IF($A27>0,$E27-'Asset data'!CF$5,0),0)","v":0},{"$f":"ROUND(IF($A27>0,$E27-'Asset data'!CG$5,0),0)","v":0},{"$f":"ROUND(IF($A27>0,$E27-'Asset data'!CH$5,0),0)","v":0},{"$f":"ROUND(IF($A27>0,$E27-'Asset data'!CI$5,0),0)","v":0},{"$f":"ROUND(IF($A27>0,$E27-'Asset data'!CJ$5,0),0)","v":0},{"$f":"ROUND(IF($A27>0,$E27-'Asset data'!CK$5,0),0)","v":0},{"$f":"ROUND(IF($A27>0,$E27-'Asset data'!CL$5,0),0)","v":0},{"$f":"ROUND(IF($A27>0,$E27-'Asset data'!CM$5,0),0)","v":0},{"$f":"ROUND(IF($A27>0,$E27-'Asset data'!CN$5,0),0)","v":0},{"$f":"ROUND(IF($A27>0,$E27-'Asset data'!CO$5,0),0)","v":0},{"$f":"ROUND(IF($A27>0,$E27-'Asset data'!CP$5,0),0)","v":0},{"$f":"ROUND(IF($A27>0,$E27-'Asset data'!CQ$5,0),0)","v":0},{"$f":"ROUND(IF($A27>0,$E27-'Asset data'!CR$5,0),0)","v":0},{"$f":"ROUND(IF($A27>0,$E27-'Asset data'!CS$5,0),0)","v":0},{"$f":"ROUND(IF($A27>0,$E27-'Asset data'!CT$5,0),0)","v":0},{"$f":"ROUND(IF($A27>0,$E27-'Asset data'!CU$5,0),0)","v":0},{"$f":"ROUND(IF($A27>0,$E27-'Asset data'!CV$5,0),0)","v":0},{"$f":"ROUND(IF($A27>0,$E27-'Asset data'!CW$5,0),0)","v":0},{"$f":"ROUND(IF($A27>0,$E27-'Asset data'!CX$5,0),0)","v":0},{"$f":"ROUND(IF($A27>0,$E27-'Asset data'!CY$5,0),0)","v":0},{"$f":"ROUND(IF($A27>0,$E27-'Asset data'!CZ$5,0),0)","v":0},{"$f":"ROUND(IF($A27>0,$E27-'Asset data'!DA$5,0),0)","v":0},{"$f":"ROUND(IF($A27>0,$E27-'Asset data'!DB$5,0),0)","v":0},{"$f":"ROUND(IF($A27>0,$E27-'Asset data'!DC$5,0),0)","v":0},{"$f":"ROUND(IF($A27>0,$E27-'Asset data'!DD$5,0),0)","v":0},{"$f":"ROUND(IF($A27>0,$E27-'Asset data'!DE$5,0),0)","v":0},{"$f":"ROUND(IF($A27>0,$E27-'Asset data'!DF$5,0),0)","v":0},{"$f":"ROUND(IF($A27>0,$E27-'Asset data'!DG$5,0),0)","v":0},{"$f":"ROUND(IF($A27>0,$E27-'Asset data'!DH$5,0),0)","v":0},{"$f":"ROUND(IF($A27>0,$E27-'Asset data'!DI$5,0),0)","v":0},{"$f":"ROUND(IF($A27>0,$E27-'Asset data'!DJ$5,0),0)","v":0},{"$f":"ROUND(IF($A27>0,$E27-'Asset data'!DK$5,0),0)","v":0},{"$f":"ROUND(IF($A27>0,$E27-'Asset data'!DL$5,0),0)","v":0},{"$f":"ROUND(IF($A27>0,$E27-'Asset data'!DM$5,0),0)","v":0},{"$f":"ROUND(IF($A27>0,$E27-'Asset data'!DN$5,0),0)","v":0},{"$f":"ROUND(IF($A27>0,$E27-'Asset data'!DO$5,0),0)","v":0},{"$f":"ROUND(IF($A27>0,$E27-'Asset data'!DP$5,0),0)","v":0},{"$f":"ROUND(IF($A27>0,$E27-'Asset data'!DQ$5,0),0)","v":0},{"$f":"ROUND(IF($A27>0,$E27-'Asset data'!DR$5,0),0)","v":0},{"$f":"ROUND(IF($A27>0,$E27-'Asset data'!DS$5,0),0)","v":0},{"$f":"ROUND(IF($A27>0,$E27-'Asset data'!DT$5,0),0)","v":0},{"$f":"ROUND(IF($A27>0,$E27-'Asset data'!DU$5,0),0)","v":0},{"$f":"ROUND(IF($A27>0,$E27-'Asset data'!DV$5,0),0)","v":0},{"$f":"ROUND(IF($A27>0,$E27-'Asset data'!DW$5,0),0)","v":0},{"$f":"ROUND(IF($A27>0,$E27-'Asset data'!DX$5,0),0)","v":0},{"$f":"ROUND(IF($A27>0,$E27-'Asset data'!DY$5,0),0)","v":0},{"$f":"ROUND(IF($A27>0,$E27-'Asset data'!DZ$5,0),0)","v":0},{"$f":"ROUND(IF($A27>0,$E27-'Asset data'!EA$5,0),0)","v":0},{"$f":"ROUND(IF($A27>0,$E27-'Asset data'!EB$5,0),0)","v":0},{"$f":"ROUND(IF($A27>0,$E27-'Asset data'!EC$5,0),0)","v":0},{"$f":"ROUND(IF($A27>0,$E27-'Asset data'!ED$5,0),0)","v":0},{"$f":"ROUND(IF($A27>0,$E27-'Asset data'!EE$5,0),0)","v":0},{"$f":"ROUND(IF($A27>0,$E27-'Asset data'!EF$5,0),0)","v":0},{"$f":"ROUND(IF($A27>0,$E27-'Asset data'!EG$5,0),0)","v":0},{"$f":"ROUND(IF($A27>0,$E27-'Asset data'!EH$5,0),0)","v":0},{"$f":"ROUND(IF($A27>0,$E27-'Asset data'!EI$5,0),0)","v":0},{"$f":"ROUND(IF($A27>0,$E27-'Asset data'!EJ$5,0),0)","v":0},{"$f":"ROUND(IF($A27>0,$E27-'Asset data'!EK$5,0),0)","v":0},{"$f":"ROUND(IF($A27>0,$E27-'Asset data'!EL$5,0),0)","v":0},{"$f":"ROUND(IF($A27>0,$E27-'Asset data'!EM$5,0),0)","v":0},{"$f":"ROUND(IF($A27>0,$E27-'Asset data'!EN$5,0),0)","v":0},{"$f":"ROUND(IF($A27>0,$E27-'Asset data'!EO$5,0),0)","v":0},{"$f":"ROUND(IF($A27>0,$E27-'Asset data'!EP$5,0),0)","v":0},{"$f":"ROUND(IF($A27>0,$E27-'Asset data'!EQ$5,0),0)","v":0},{"$f":"ROUND(IF($A27>0,$E27-'Asset data'!ER$5,0),0)","v":0},{"$f":"ROUND(IF($A27>0,$E27-'Asset data'!ES$5,0),0)","v":0},{"$f":"ROUND(IF($A27>0,$E27-'Asset data'!ET$5,0),0)","v":0},{"$f":"ROUND(IF($A27>0,$E27-'Asset data'!EU$5,0),0)","v":0},{"$f":"ROUND(IF($A27>0,$E27-'Asset data'!EV$5,0),0)","v":0},{"$f":"ROUND(IF($A27>0,$E27-'Asset data'!EW$5,0),0)","v":0},{"$f":"ROUND(IF($A27>0,$E27-'Asset data'!EX$5,0),0)","v":0},{"$f":"ROUND(IF($A27>0,$E27-'Asset data'!EY$5,0),0)","v":0},{"$f":"ROUND(IF($A27>0,$E27-'Asset data'!EZ$5,0),0)","v":0},{"$f":"ROUND(IF($A27>0,$E27-'Asset data'!FA$5,0),0)","v":0},{"$f":"ROUND(IF($A27>0,$E27-'Asset data'!FB$5,0),0)","v":0},{"$f":"ROUND(IF($A27>0,$E27-'Asset data'!FC$5,0),0)","v":0},{"$f":"ROUND(IF($A27>0,$E27-'Asset data'!FD$5,0),0)","v":0},{"$f":"ROUND(IF($A27>0,$E27-'Asset data'!FE$5,0),0)","v":0},{"$f":"ROUND(IF($A27>0,$E27-'Asset data'!FF$5,0),0)","v":0},{"$f":"ROUND(IF($A27>0,$E27-'Asset data'!FG$5,0),0)","v":0}]
[{"$f":"'Asset data'!A28","v":2},{"$f":"'Asset data'!B28","v":0},{"$f":"'Asset data'!C28","v":0},{"$f":"'Asset data'!E28","v":"HV Feeders - Rural Short"},{"$f":"'Asset data'!I28","v":86.133333333333368},{"$f":"ROUND(IF($A28>0,$E28-'Asset data'!L$5,0),0)","v":86},{"$f":"ROUND(IF($A28>0,$E28-'Asset data'!M$5,0),0)","v":85},{"$f":"ROUND(IF($A28>0,$E28-'Asset data'!N$5,0),0)","v":84},{"$f":"ROUND(IF($A28>0,$E28-'Asset data'!O$5,0),0)","v":83},{"$f":"ROUND(IF($A28>0,$E28-'Asset data'!P$5,0),0)","v":82},{"$f":"ROUND(IF($A28>0,$E28-'Asset data'!Q$5,0),0)","v":81},{"$f":"ROUND(IF($A28>0,$E28-'Asset data'!R$5,0),0)","v":80},{"$f":"ROUND(IF($A28>0,$E28-'Asset data'!S$5,0),0)","v":79},{"$f":"ROUND(IF($A28>0,$E28-'Asset data'!T$5,0),0)","v":78},{"$f":"ROUND(IF($A28>0,$E28-'Asset data'!U$5,0),0)","v":77},{"$f":"ROUND(IF($A28>0,$E28-'Asset data'!V$5,0),0)","v":76},{"$f":"ROUND(IF($A28>0,$E28-'Asset data'!W$5,0),0)","v":75},{"$f":"ROUND(IF($A28>0,$E28-'Asset data'!X$5,0),0)","v":74},{"$f":"ROUND(IF($A28>0,$E28-'Asset data'!Y$5,0),0)","v":73},{"$f":"ROUND(IF($A28>0,$E28-'Asset data'!Z$5,0),0)","v":72},{"$f":"ROUND(IF($A28>0,$E28-'Asset data'!AA$5,0),0)","v":71},{"$f":"ROUND(IF($A28>0,$E28-'Asset data'!AB$5,0),0)","v":70},{"$f":"ROUND(IF($A28>0,$E28-'Asset data'!AC$5,0),0)","v":69},{"$f":"ROUND(IF($A28>0,$E28-'Asset data'!AD$5,0),0)","v":68},{"$f":"ROUND(IF($A28>0,$E28-'Asset data'!AE$5,0),0)","v":67},{"$f":"ROUND(IF($A28>0,$E28-'Asset data'!AF$5,0),0)","v":66},{"$f":"ROUND(IF($A28>0,$E28-'Asset data'!AG$5,0),0)","v":65},{"$f":"ROUND(IF($A28>0,$E28-'Asset data'!AH$5,0),0)","v":64},{"$f":"ROUND(IF($A28>0,$E28-'Asset data'!AI$5,0),0)","v":63},{"$f":"ROUND(IF($A28>0,$E28-'Asset data'!AJ$5,0),0)","v":62},{"$f":"ROUND(IF($A28>0,$E28-'Asset data'!AK$5,0),0)","v":61},{"$f":"ROUND(IF($A28>0,$E28-'Asset data'!AL$5,0),0)","v":60},{"$f":"ROUND(IF($A28>0,$E28-'Asset data'!AM$5,0),0)","v":59},{"$f":"ROUND(IF($A28>0,$E28-'Asset data'!AN$5,0),0)","v":58},{"$f":"ROUND(IF($A28>0,$E28-'Asset data'!AO$5,0),0)","v":57},{"$f":"ROUND(IF($A28>0,$E28-'Asset data'!AP$5,0),0)","v":56},{"$f":"ROUND(IF($A28>0,$E28-'Asset data'!AQ$5,0),0)","v":55},{"$f":"ROUND(IF($A28>0,$E28-'Asset data'!AR$5,0),0)","v":54},{"$f":"ROUND(IF($A28>0,$E28-'Asset data'!AS$5,0),0)","v":53},{"$f":"ROUND(IF($A28>0,$E28-'Asset data'!AT$5,0),0)","v":52},{"$f":"ROUND(IF($A28>0,$E28-'Asset data'!AU$5,0),0)","v":51},{"$f":"ROUND(IF($A28>0,$E28-'Asset data'!AV$5,0),0)","v":50},{"$f":"ROUND(IF($A28>0,$E28-'Asset data'!AW$5,0),0)","v":49},{"$f":"ROUND(IF($A28>0,$E28-'Asset data'!AX$5,0),0)","v":48},{"$f":"ROUND(IF($A28>0,$E28-'Asset data'!AY$5,0),0)","v":47},{"$f":"ROUND(IF($A28>0,$E28-'Asset data'!AZ$5,0),0)","v":46},{"$f":"ROUND(IF($A28>0,$E28-'Asset data'!BA$5,0),0)","v":45},{"$f":"ROUND(IF($A28>0,$E28-'Asset data'!BB$5,0),0)","v":44},{"$f":"ROUND(IF($A28>0,$E28-'Asset data'!BC$5,0),0)","v":43},{"$f":"ROUND(IF($A28>0,$E28-'Asset data'!BD$5,0),0)","v":42},{"$f":"ROUND(IF($A28>0,$E28-'Asset data'!BE$5,0),0)","v":41},{"$f":"ROUND(IF($A28>0,$E28-'Asset data'!BF$5,0),0)","v":40},{"$f":"ROUND(IF($A28>0,$E28-'Asset data'!BG$5,0),0)","v":39},{"$f":"ROUND(IF($A28>0,$E28-'Asset data'!BH$5,0),0)","v":38},{"$f":"ROUND(IF($A28>0,$E28-'Asset data'!BI$5,0),0)","v":37},{"$f":"ROUND(IF($A28>0,$E28-'Asset data'!BJ$5,0),0)","v":36},{"$f":"ROUND(IF($A28>0,$E28-'Asset data'!BK$5,0),0)","v":35},{"$f":"ROUND(IF($A28>0,$E28-'Asset data'!BL$5,0),0)","v":34},{"$f":"ROUND(IF($A28>0,$E28-'Asset data'!BM$5,0),0)","v":33},{"$f":"ROUND(IF($A28>0,$E28-'Asset data'!BN$5,0),0)","v":32},{"$f":"ROUND(IF($A28>0,$E28-'Asset data'!BO$5,0),0)","v":31},{"$f":"ROUND(IF($A28>0,$E28-'Asset data'!BP$5,0),0)","v":30},{"$f":"ROUND(IF($A28>0,$E28-'Asset data'!BQ$5,0),0)","v":29},{"$f":"ROUND(IF($A28>0,$E28-'Asset data'!BR$5,0),0)","v":28},{"$f":"ROUND(IF($A28>0,$E28-'Asset data'!BS$5,0),0)","v":27},{"$f":"ROUND(IF($A28>0,$E28-'Asset data'!BT$5,0),0)","v":26},{"$f":"ROUND(IF($A28>0,$E28-'Asset data'!BU$5,0),0)","v":25},{"$f":"ROUND(IF($A28>0,$E28-'Asset data'!BV$5,0),0)","v":24},{"$f":"ROUND(IF($A28>0,$E28-'Asset data'!BW$5,0),0)","v":23},{"$f":"ROUND(IF($A28>0,$E28-'Asset data'!BX$5,0),0)","v":22},{"$f":"ROUND(IF($A28>0,$E28-'Asset data'!BY$5,0),0)","v":21},{"$f":"ROUND(IF($A28>0,$E28-'Asset data'!BZ$5,0),0)","v":20},{"$f":"ROUND(IF($A28>0,$E28-'Asset data'!CA$5,0),0)","v":19},{"$f":"ROUND(IF($A28>0,$E28-'Asset data'!CB$5,0),0)","v":18},{"$f":"ROUND(IF($A28>0,$E28-'Asset data'!CC$5,0),0)","v":17},{"$f":"ROUND(IF($A28>0,$E28-'Asset data'!CD$5,0),0)","v":16},{"$f":"ROUND(IF($A28>0,$E28-'Asset data'!CE$5,0),0)","v":15},{"$f":"ROUND(IF($A28>0,$E28-'Asset data'!CF$5,0),0)","v":14},{"$f":"ROUND(IF($A28>0,$E28-'Asset data'!CG$5,0),0)","v":13},{"$f":"ROUND(IF($A28>0,$E28-'Asset data'!CH$5,0),0)","v":12},{"$f":"ROUND(IF($A28>0,$E28-'Asset data'!CI$5,0),0)","v":11},{"$f":"ROUND(IF($A28>0,$E28-'Asset data'!CJ$5,0),0)","v":10},{"$f":"ROUND(IF($A28>0,$E28-'Asset data'!CK$5,0),0)","v":9},{"$f":"ROUND(IF($A28>0,$E28-'Asset data'!CL$5,0),0)","v":8},{"$f":"ROUND(IF($A28>0,$E28-'Asset data'!CM$5,0),0)","v":7},{"$f":"ROUND(IF($A28>0,$E28-'Asset data'!CN$5,0),0)","v":6},{"$f":"ROUND(IF($A28>0,$E28-'Asset data'!CO$5,0),0)","v":5},{"$f":"ROUND(IF($A28>0,$E28-'Asset data'!CP$5,0),0)","v":4},{"$f":"ROUND(IF($A28>0,$E28-'Asset data'!CQ$5,0),0)","v":3},{"$f":"ROUND(IF($A28>0,$E28-'Asset data'!CR$5,0),0)","v":2},{"$f":"ROUND(IF($A28>0,$E28-'Asset data'!CS$5,0),0)","v":1},{"$f":"ROUND(IF($A28>0,$E28-'Asset data'!CT$5,0),0)","v":0},{"$f":"ROUND(IF($A28>0,$E28-'Asset data'!CU$5,0),0)","v":-1},{"$f":"ROUND(IF($A28>0,$E28-'Asset data'!CV$5,0),0)","v":-2},{"$f":"ROUND(IF($A28>0,$E28-'Asset data'!CW$5,0),0)","v":-3},{"$f":"ROUND(IF($A28>0,$E28-'Asset data'!CX$5,0),0)","v":-4},{"$f":"ROUND(IF($A28>0,$E28-'Asset data'!CY$5,0),0)","v":-5},{"$f":"ROUND(IF($A28>0,$E28-'Asset data'!CZ$5,0),0)","v":-6},{"$f":"ROUND(IF($A28>0,$E28-'Asset data'!DA$5,0),0)","v":-7},{"$f":"ROUND(IF($A28>0,$E28-'Asset data'!DB$5,0),0)","v":-8},{"$f":"ROUND(IF($A28>0,$E28-'Asset data'!DC$5,0),0)","v":-9},{"$f":"ROUND(IF($A28>0,$E28-'Asset data'!DD$5,0),0)","v":-10},{"$f":"ROUND(IF($A28>0,$E28-'Asset data'!DE$5,0),0)","v":-11},{"$f":"ROUND(IF($A28>0,$E28-'Asset data'!DF$5,0),0)","v":-12},{"$f":"ROUND(IF($A28>0,$E28-'Asset data'!DG$5,0),0)","v":-13},{"$f":"ROUND(IF($A28>0,$E28-'Asset data'!DH$5,0),0)","v":-14},{"$f":"ROUND(IF($A28>0,$E28-'Asset data'!DI$5,0),0)","v":-15},{"$f":"ROUND(IF($A28>0,$E28-'Asset data'!DJ$5,0),0)","v":-16},{"$f":"ROUND(IF($A28>0,$E28-'Asset data'!DK$5,0),0)","v":-17},{"$f":"ROUND(IF($A28>0,$E28-'Asset data'!DL$5,0),0)","v":-18},{"$f":"ROUND(IF($A28>0,$E28-'Asset data'!DM$5,0),0)","v":-19},{"$f":"ROUND(IF($A28>0,$E28-'Asset data'!DN$5,0),0)","v":-20},{"$f":"ROUND(IF($A28>0,$E28-'Asset data'!DO$5,0),0)","v":-21},{"$f":"ROUND(IF($A28>0,$E28-'Asset data'!DP$5,0),0)","v":-22},{"$f":"ROUND(IF($A28>0,$E28-'Asset data'!DQ$5,0),0)","v":-23},{"$f":"ROUND(IF($A28>0,$E28-'Asset data'!DR$5,0),0)","v":-24},{"$f":"ROUND(IF($A28>0,$E28-'Asset data'!DS$5,0),0)","v":-25},{"$f":"ROUND(IF($A28>0,$E28-'Asset data'!DT$5,0),0)","v":-26},{"$f":"ROUND(IF($A28>0,$E28-'Asset data'!DU$5,0),0)","v":-27},{"$f":"ROUND(IF($A28>0,$E28-'Asset data'!DV$5,0),0)","v":-28},{"$f":"ROUND(IF($A28>0,$E28-'Asset data'!DW$5,0),0)","v":-29},{"$f":"ROUND(IF($A28>0,$E28-'Asset data'!DX$5,0),0)","v":-30},{"$f":"ROUND(IF($A28>0,$E28-'Asset data'!DY$5,0),0)","v":-31},{"$f":"ROUND(IF($A28>0,$E28-'Asset data'!DZ$5,0),0)","v":-32},{"$f":"ROUND(IF($A28>0,$E28-'Asset data'!EA$5,0),0)","v":-33},{"$f":"ROUND(IF($A28>0,$E28-'Asset data'!EB$5,0),0)","v":-34},{"$f":"ROUND(IF($A28>0,$E28-'Asset data'!EC$5,0),0)","v":-35},{"$f":"ROUND(IF($A28>0,$E28-'Asset data'!ED$5,0),0)","v":-36},{"$f":"ROUND(IF($A28>0,$E28-'Asset data'!EE$5,0),0)","v":-37},{"$f":"ROUND(IF($A28>0,$E28-'Asset data'!EF$5,0),0)","v":-38},{"$f":"ROUND(IF($A28>0,$E28-'Asset data'!EG$5,0),0)","v":-39},{"$f":"ROUND(IF($A28>0,$E28-'Asset data'!EH$5,0),0)","v":-40},{"$f":"ROUND(IF($A28>0,$E28-'Asset data'!EI$5,0),0)","v":-41},{"$f":"ROUND(IF($A28>0,$E28-'Asset data'!EJ$5,0),0)","v":-42},{"$f":"ROUND(IF($A28>0,$E28-'Asset data'!EK$5,0),0)","v":-43},{"$f":"ROUND(IF($A28>0,$E28-'Asset data'!EL$5,0),0)","v":-44},{"$f":"ROUND(IF($A28>0,$E28-'Asset data'!EM$5,0),0)","v":-45},{"$f":"ROUND(IF($A28>0,$E28-'Asset data'!EN$5,0),0)","v":-46},{"$f":"ROUND(IF($A28>0,$E28-'Asset data'!EO$5,0),0)","v":-47},{"$f":"ROUND(IF($A28>0,$E28-'Asset data'!EP$5,0),0)","v":-48},{"$f":"ROUND(IF($A28>0,$E28-'Asset data'!EQ$5,0),0)","v":-49},{"$f":"ROUND(IF($A28>0,$E28-'Asset data'!ER$5,0),0)","v":-50},{"$f":"ROUND(IF($A28>0,$E28-'Asset data'!ES$5,0),0)","v":-51},{"$f":"ROUND(IF($A28>0,$E28-'Asset data'!ET$5,0),0)","v":-52},{"$f":"ROUND(IF($A28>0,$E28-'Asset data'!EU$5,0),0)","v":-53},{"$f":"ROUND(IF($A28>0,$E28-'Asset data'!EV$5,0),0)","v":-54},{"$f":"ROUND(IF($A28>0,$E28-'Asset data'!EW$5,0),0)","v":-55},{"$f":"ROUND(IF($A28>0,$E28-'Asset data'!EX$5,0),0)","v":-56},{"$f":"ROUND(IF($A28>0,$E28-'Asset data'!EY$5,0),0)","v":-57},{"$f":"ROUND(IF($A28>0,$E28-'Asset data'!EZ$5,0),0)","v":-58},{"$f":"ROUND(IF($A28>0,$E28-'Asset data'!FA$5,0),0)","v":-59},{"$f":"ROUND(IF($A28>0,$E28-'Asset data'!FB$5,0),0)","v":-60},{"$f":"ROUND(IF($A28>0,$E28-'Asset data'!FC$5,0),0)","v":-61},{"$f":"ROUND(IF($A28>0,$E28-'Asset data'!FD$5,0),0)","v":-62},{"$f":"ROUND(IF($A28>0,$E28-'Asset data'!FE$5,0),0)","v":-63},{"$f":"ROUND(IF($A28>0,$E28-'Asset data'!FF$5,0),0)","v":-64},{"$f":"ROUND(IF($A28>0,$E28-'Asset data'!FG$5,0),0)","v":-65}]
[{"$f":"'Asset data'!A29","v":2},{"$f":"'Asset data'!B29","v":0},{"$f":"'Asset data'!C29","v":0},{"$f":"'Asset data'!E29","v":"HV Feeders - Rural Long"},{"$f":"'Asset data'!I29","v":107},{"$f":"ROUND(IF($A29>0,$E29-'Asset data'!L$5,0),0)","v":107},{"$f":"ROUND(IF($A29>0,$E29-'Asset data'!M$5,0),0)","v":106},{"$f":"ROUND(IF($A29>0,$E29-'Asset data'!N$5,0),0)","v":105},{"$f":"ROUND(IF($A29>0,$E29-'Asset data'!O$5,0),0)","v":104},{"$f":"ROUND(IF($A29>0,$E29-'Asset data'!P$5,0),0)","v":103},{"$f":"ROUND(IF($A29>0,$E29-'Asset data'!Q$5,0),0)","v":102},{"$f":"ROUND(IF($A29>0,$E29-'Asset data'!R$5,0),0)","v":101},{"$f":"ROUND(IF($A29>0,$E29-'Asset data'!S$5,0),0)","v":100},{"$f":"ROUND(IF($A29>0,$E29-'Asset data'!T$5,0),0)","v":99},{"$f":"ROUND(IF($A29>0,$E29-'Asset data'!U$5,0),0)","v":98},{"$f":"ROUND(IF($A29>0,$E29-'Asset data'!V$5,0),0)","v":97},{"$f":"ROUND(IF($A29>0,$E29-'Asset data'!W$5,0),0)","v":96},{"$f":"ROUND(IF($A29>0,$E29-'Asset data'!X$5,0),0)","v":95},{"$f":"ROUND(IF($A29>0,$E29-'Asset data'!Y$5,0),0)","v":94},{"$f":"ROUND(IF($A29>0,$E29-'Asset data'!Z$5,0),0)","v":93},{"$f":"ROUND(IF($A29>0,$E29-'Asset data'!AA$5,0),0)","v":92},{"$f":"ROUND(IF($A29>0,$E29-'Asset data'!AB$5,0),0)","v":91},{"$f":"ROUND(IF($A29>0,$E29-'Asset data'!AC$5,0),0)","v":90},{"$f":"ROUND(IF($A29>0,$E29-'Asset data'!AD$5,0),0)","v":89},{"$f":"ROUND(IF($A29>0,$E29-'Asset data'!AE$5,0),0)","v":88},{"$f":"ROUND(IF($A29>0,$E29-'Asset data'!AF$5,0),0)","v":87},{"$f":"ROUND(IF($A29>0,$E29-'Asset data'!AG$5,0),0)","v":86},{"$f":"ROUND(IF($A29>0,$E29-'Asset data'!AH$5,0),0)","v":85},{"$f":"ROUND(IF($A29>0,$E29-'Asset data'!AI$5,0),0)","v":84},{"$f":"ROUND(IF($A29>0,$E29-'Asset data'!AJ$5,0),0)","v":83},{"$f":"ROUND(IF($A29>0,$E29-'Asset data'!AK$5,0),0)","v":82},{"$f":"ROUND(IF($A29>0,$E29-'Asset data'!AL$5,0),0)","v":81},{"$f":"ROUND(IF($A29>0,$E29-'Asset data'!AM$5,0),0)","v":80},{"$f":"ROUND(IF($A29>0,$E29-'Asset data'!AN$5,0),0)","v":79},{"$f":"ROUND(IF($A29>0,$E29-'Asset data'!AO$5,0),0)","v":78},{"$f":"ROUND(IF($A29>0,$E29-'Asset data'!AP$5,0),0)","v":77},{"$f":"ROUND(IF($A29>0,$E29-'Asset data'!AQ$5,0),0)","v":76},{"$f":"ROUND(IF($A29>0,$E29-'Asset data'!AR$5,0),0)","v":75},{"$f":"ROUND(IF($A29>0,$E29-'Asset data'!AS$5,0),0)","v":74},{"$f":"ROUND(IF($A29>0,$E29-'Asset data'!AT$5,0),0)","v":73},{"$f":"ROUND(IF($A29>0,$E29-'Asset data'!AU$5,0),0)","v":72},{"$f":"ROUND(IF($A29>0,$E29-'Asset data'!AV$5,0),0)","v":71},{"$f":"ROUND(IF($A29>0,$E29-'Asset data'!AW$5,0),0)","v":70},{"$f":"ROUND(IF($A29>0,$E29-'Asset data'!AX$5,0),0)","v":69},{"$f":"ROUND(IF($A29>0,$E29-'Asset data'!AY$5,0),0)","v":68},{"$f":"ROUND(IF($A29>0,$E29-'Asset data'!AZ$5,0),0)","v":67},{"$f":"ROUND(IF($A29>0,$E29-'Asset data'!BA$5,0),0)","v":66},{"$f":"ROUND(IF($A29>0,$E29-'Asset data'!BB$5,0),0)","v":65},{"$f":"ROUND(IF($A29>0,$E29-'Asset data'!BC$5,0),0)","v":64},{"$f":"ROUND(IF($A29>0,$E29-'Asset data'!BD$5,0),0)","v":63},{"$f":"ROUND(IF($A29>0,$E29-'Asset data'!BE$5,0),0)","v":62},{"$f":"ROUND(IF($A29>0,$E29-'Asset data'!BF$5,0),0)","v":61},{"$f":"ROUND(IF($A29>0,$E29-'Asset data'!BG$5,0),0)","v":60},{"$f":"ROUND(IF($A29>0,$E29-'Asset data'!BH$5,0),0)","v":59},{"$f":"ROUND(IF($A29>0,$E29-'Asset data'!BI$5,0),0)","v":58},{"$f":"ROUND(IF($A29>0,$E29-'Asset data'!BJ$5,0),0)","v":57},{"$f":"ROUND(IF($A29>0,$E29-'Asset data'!BK$5,0),0)","v":56},{"$f":"ROUND(IF($A29>0,$E29-'Asset data'!BL$5,0),0)","v":55},{"$f":"ROUND(IF($A29>0,$E29-'Asset data'!BM$5,0),0)","v":54},{"$f":"ROUND(IF($A29>0,$E29-'Asset data'!BN$5,0),0)","v":53},{"$f":"ROUND(IF($A29>0,$E29-'Asset data'!BO$5,0),0)","v":52},{"$f":"ROUND(IF($A29>0,$E29-'Asset data'!BP$5,0),0)","v":51},{"$f":"ROUND(IF($A29>0,$E29-'Asset data'!BQ$5,0),0)","v":50},{"$f":"ROUND(IF($A29>0,$E29-'Asset data'!BR$5,0),0)","v":49},{"$f":"ROUND(IF($A29>0,$E29-'Asset data'!BS$5,0),0)","v":48},{"$f":"ROUND(IF($A29>0,$E29-'Asset data'!BT$5,0),0)","v":47},{"$f":"ROUND(IF($A29>0,$E29-'Asset data'!BU$5,0),0)","v":46},{"$f":"ROUND(IF($A29>0,$E29-'Asset data'!BV$5,0),0)","v":45},{"$f":"ROUND(IF($A29>0,$E29-'Asset data'!BW$5,0),0)","v":44},{"$f":"ROUND(IF($A29>0,$E29-'Asset data'!BX$5,0),0)","v":43},{"$f":"ROUND(IF($A29>0,$E29-'Asset data'!BY$5,0),0)","v":42},{"$f":"ROUND(IF($A29>0,$E29-'Asset data'!BZ$5,0),0)","v":41},{"$f":"ROUND(IF($A29>0,$E29-'Asset data'!CA$5,0),0)","v":40},{"$f":"ROUND(IF($A29>0,$E29-'Asset data'!CB$5,0),0)","v":39},{"$f":"ROUND(IF($A29>0,$E29-'Asset data'!CC$5,0),0)","v":38},{"$f":"ROUND(IF($A29>0,$E29-'Asset data'!CD$5,0),0)","v":37},{"$f":"ROUND(IF($A29>0,$E29-'Asset data'!CE$5,0),0)","v":36},{"$f":"ROUND(IF($A29>0,$E29-'Asset data'!CF$5,0),0)","v":35},{"$f":"ROUND(IF($A29>0,$E29-'Asset data'!CG$5,0),0)","v":34},{"$f":"ROUND(IF($A29>0,$E29-'Asset data'!CH$5,0),0)","v":33},{"$f":"ROUND(IF($A29>0,$E29-'Asset data'!CI$5,0),0)","v":32},{"$f":"ROUND(IF($A29>0,$E29-'Asset data'!CJ$5,0),0)","v":31},{"$f":"ROUND(IF($A29>0,$E29-'Asset data'!CK$5,0),0)","v":30},{"$f":"ROUND(IF($A29>0,$E29-'Asset data'!CL$5,0),0)","v":29},{"$f":"ROUND(IF($A29>0,$E29-'Asset data'!CM$5,0),0)","v":28},{"$f":"ROUND(IF($A29>0,$E29-'Asset data'!CN$5,0),0)","v":27},{"$f":"ROUND(IF($A29>0,$E29-'Asset data'!CO$5,0),0)","v":26},{"$f":"ROUND(IF($A29>0,$E29-'Asset data'!CP$5,0),0)","v":25},{"$f":"ROUND(IF($A29>0,$E29-'Asset data'!CQ$5,0),0)","v":24},{"$f":"ROUND(IF($A29>0,$E29-'Asset data'!CR$5,0),0)","v":23},{"$f":"ROUND(IF($A29>0,$E29-'Asset data'!CS$5,0),0)","v":22},{"$f":"ROUND(IF($A29>0,$E29-'Asset data'!CT$5,0),0)","v":21},{"$f":"ROUND(IF($A29>0,$E29-'Asset data'!CU$5,0),0)","v":20},{"$f":"ROUND(IF($A29>0,$E29-'Asset data'!CV$5,0),0)","v":19},{"$f":"ROUND(IF($A29>0,$E29-'Asset data'!CW$5,0),0)","v":18},{"$f":"ROUND(IF($A29>0,$E29-'Asset data'!CX$5,0),0)","v":17},{"$f":"ROUND(IF($A29>0,$E29-'Asset data'!CY$5,0),0)","v":16},{"$f":"ROUND(IF($A29>0,$E29-'Asset data'!CZ$5,0),0)","v":15},{"$f":"ROUND(IF($A29>0,$E29-'Asset data'!DA$5,0),0)","v":14},{"$f":"ROUND(IF($A29>0,$E29-'Asset data'!DB$5,0),0)","v":13},{"$f":"ROUND(IF($A29>0,$E29-'Asset data'!DC$5,0),0)","v":12},{"$f":"ROUND(IF($A29>0,$E29-'Asset data'!DD$5,0),0)","v":11},{"$f":"ROUND(IF($A29>0,$E29-'Asset data'!DE$5,0),0)","v":10},{"$f":"ROUND(IF($A29>0,$E29-'Asset data'!DF$5,0),0)","v":9},{"$f":"ROUND(IF($A29>0,$E29-'Asset data'!DG$5,0),0)","v":8},{"$f":"ROUND(IF($A29>0,$E29-'Asset data'!DH$5,0),0)","v":7},{"$f":"ROUND(IF($A29>0,$E29-'Asset data'!DI$5,0),0)","v":6},{"$f":"ROUND(IF($A29>0,$E29-'Asset data'!DJ$5,0),0)","v":5},{"$f":"ROUND(IF($A29>0,$E29-'Asset data'!DK$5,0),0)","v":4},{"$f":"ROUND(IF($A29>0,$E29-'Asset data'!DL$5,0),0)","v":3},{"$f":"ROUND(IF($A29>0,$E29-'Asset data'!DM$5,0),0)","v":2},{"$f":"ROUND(IF($A29>0,$E29-'Asset data'!DN$5,0),0)","v":1},{"$f":"ROUND(IF($A29>0,$E29-'Asset data'!DO$5,0),0)","v":0},{"$f":"ROUND(IF($A29>0,$E29-'Asset data'!DP$5,0),0)","v":-1},{"$f":"ROUND(IF($A29>0,$E29-'Asset data'!DQ$5,0),0)","v":-2},{"$f":"ROUND(IF($A29>0,$E29-'Asset data'!DR$5,0),0)","v":-3},{"$f":"ROUND(IF($A29>0,$E29-'Asset data'!DS$5,0),0)","v":-4},{"$f":"ROUND(IF($A29>0,$E29-'Asset data'!DT$5,0),0)","v":-5},{"$f":"ROUND(IF($A29>0,$E29-'Asset data'!DU$5,0),0)","v":-6},{"$f":"ROUND(IF($A29>0,$E29-'Asset data'!DV$5,0),0)","v":-7},{"$f":"ROUND(IF($A29>0,$E29-'Asset data'!DW$5,0),0)","v":-8},{"$f":"ROUND(IF($A29>0,$E29-'Asset data'!DX$5,0),0)","v":-9},{"$f":"ROUND(IF($A29>0,$E29-'Asset data'!DY$5,0),0)","v":-10},{"$f":"ROUND(IF($A29>0,$E29-'Asset data'!DZ$5,0),0)","v":-11},{"$f":"ROUND(IF($A29>0,$E29-'Asset data'!EA$5,0),0)","v":-12},{"$f":"ROUND(IF($A29>0,$E29-'Asset data'!EB$5,0),0)","v":-13},{"$f":"ROUND(IF($A29>0,$E29-'Asset data'!EC$5,0),0)","v":-14},{"$f":"ROUND(IF($A29>0,$E29-'Asset data'!ED$5,0),0)","v":-15},{"$f":"ROUND(IF($A29>0,$E29-'Asset data'!EE$5,0),0)","v":-16},{"$f":"ROUND(IF($A29>0,$E29-'Asset data'!EF$5,0),0)","v":-17},{"$f":"ROUND(IF($A29>0,$E29-'Asset data'!EG$5,0),0)","v":-18},{"$f":"ROUND(IF($A29>0,$E29-'Asset data'!EH$5,0),0)","v":-19},{"$f":"ROUND(IF($A29>0,$E29-'Asset data'!EI$5,0),0)","v":-20},{"$f":"ROUND(IF($A29>0,$E29-'Asset data'!EJ$5,0),0)","v":-21},{"$f":"ROUND(IF($A29>0,$E29-'Asset data'!EK$5,0),0)","v":-22},{"$f":"ROUND(IF($A29>0,$E29-'Asset data'!EL$5,0),0)","v":-23},{"$f":"ROUND(IF($A29>0,$E29-'Asset data'!EM$5,0),0)","v":-24},{"$f":"ROUND(IF($A29>0,$E29-'Asset data'!EN$5,0),0)","v":-25},{"$f":"ROUND(IF($A29>0,$E29-'Asset data'!EO$5,0),0)","v":-26},{"$f":"ROUND(IF($A29>0,$E29-'Asset data'!EP$5,0),0)","v":-27},{"$f":"ROUND(IF($A29>0,$E29-'Asset data'!EQ$5,0),0)","v":-28},{"$f":"ROUND(IF($A29>0,$E29-'Asset data'!ER$5,0),0)","v":-29},{"$f":"ROUND(IF($A29>0,$E29-'Asset data'!ES$5,0),0)","v":-30},{"$f":"ROUND(IF($A29>0,$E29-'Asset data'!ET$5,0),0)","v":-31},{"$f":"ROUND(IF($A29>0,$E29-'Asset data'!EU$5,0),0)","v":-32},{"$f":"ROUND(IF($A29>0,$E29-'Asset data'!EV$5,0),0)","v":-33},{"$f":"ROUND(IF($A29>0,$E29-'Asset data'!EW$5,0),0)","v":-34},{"$f":"ROUND(IF($A29>0,$E29-'Asset data'!EX$5,0),0)","v":-35},{"$f":"ROUND(IF($A29>0,$E29-'Asset data'!EY$5,0),0)","v":-36},{"$f":"ROUND(IF($A29>0,$E29-'Asset data'!EZ$5,0),0)","v":-37},{"$f":"ROUND(IF($A29>0,$E29-'Asset data'!FA$5,0),0)","v":-38},{"$f":"ROUND(IF($A29>0,$E29-'Asset data'!FB$5,0),0)","v":-39},{"$f":"ROUND(IF($A29>0,$E29-'Asset data'!FC$5,0),0)","v":-40},{"$f":"ROUND(IF($A29>0,$E29-'Asset data'!FD$5,0),0)","v":-41},{"$f":"ROUND(IF($A29>0,$E29-'Asset data'!FE$5,0),0)","v":-42},{"$f":"ROUND(IF($A29>0,$E29-'Asset data'!FF$5,0),0)","v":-43},{"$f":"ROUND(IF($A29>0,$E29-'Asset data'!FG$5,0),0)","v":-44}]
[{"$f":"'Asset data'!A30","v":2},{"$f":"'Asset data'!B30","v":0},{"$f":"'Asset data'!C30","v":0},{"$f":"'Asset data'!E30","v":"HV Feeders - Urban"},{"$f":"'Asset data'!I30","v":74.704999999999941},{"$f":"ROUND(IF($A30>0,$E30-'Asset data'!L$5,0),0)","v":75},{"$f":"ROUND(IF($A30>0,$E30-'Asset data'!M$5,0),0)","v":74},{"$f":"ROUND(IF($A30>0,$E30-'Asset data'!N$5,0),0)","v":73},{"$f":"ROUND(IF($A30>0,$E30-'Asset data'!O$5,0),0)","v":72},{"$f":"ROUND(IF($A30>0,$E30-'Asset data'!P$5,0),0)","v":71},{"$f":"ROUND(IF($A30>0,$E30-'Asset data'!Q$5,0),0)","v":70},{"$f":"ROUND(IF($A30>0,$E30-'Asset data'!R$5,0),0)","v":69},{"$f":"ROUND(IF($A30>0,$E30-'Asset data'!S$5,0),0)","v":68},{"$f":"ROUND(IF($A30>0,$E30-'Asset data'!T$5,0),0)","v":67},{"$f":"ROUND(IF($A30>0,$E30-'Asset data'!U$5,0),0)","v":66},{"$f":"ROUND(IF($A30>0,$E30-'Asset data'!V$5,0),0)","v":65},{"$f":"ROUND(IF($A30>0,$E30-'Asset data'!W$5,0),0)","v":64},{"$f":"ROUND(IF($A30>0,$E30-'Asset data'!X$5,0),0)","v":63},{"$f":"ROUND(IF($A30>0,$E30-'Asset data'!Y$5,0),0)","v":62},{"$f":"ROUND(IF($A30>0,$E30-'Asset data'!Z$5,0),0)","v":61},{"$f":"ROUND(IF($A30>0,$E30-'Asset data'!AA$5,0),0)","v":60},{"$f":"ROUND(IF($A30>0,$E30-'Asset data'!AB$5,0),0)","v":59},{"$f":"ROUND(IF($A30>0,$E30-'Asset data'!AC$5,0),0)","v":58},{"$f":"ROUND(IF($A30>0,$E30-'Asset data'!AD$5,0),0)","v":57},{"$f":"ROUND(IF($A30>0,$E30-'Asset data'!AE$5,0),0)","v":56},{"$f":"ROUND(IF($A30>0,$E30-'Asset data'!AF$5,0),0)","v":55},{"$f":"ROUND(IF($A30>0,$E30-'Asset data'!AG$5,0),0)","v":54},{"$f":"ROUND(IF($A30>0,$E30-'Asset data'!AH$5,0),0)","v":53},{"$f":"ROUND(IF($A30>0,$E30-'Asset data'!AI$5,0),0)","v":52},{"$f":"ROUND(IF($A30>0,$E30-'Asset data'!AJ$5,0),0)","v":51},{"$f":"ROUND(IF($A30>0,$E30-'Asset data'!AK$5,0),0)","v":50},{"$f":"ROUND(IF($A30>0,$E30-'Asset data'!AL$5,0),0)","v":49},{"$f":"ROUND(IF($A30>0,$E30-'Asset data'!AM$5,0),0)","v":48},{"$f":"ROUND(IF($A30>0,$E30-'Asset data'!AN$5,0),0)","v":47},{"$f":"ROUND(IF($A30>0,$E30-'Asset data'!AO$5,0),0)","v":46},{"$f":"ROUND(IF($A30>0,$E30-'Asset data'!AP$5,0),0)","v":45},{"$f":"ROUND(IF($A30>0,$E30-'Asset data'!AQ$5,0),0)","v":44},{"$f":"ROUND(IF($A30>0,$E30-'Asset data'!AR$5,0),0)","v":43},{"$f":"ROUND(IF($A30>0,$E30-'Asset data'!AS$5,0),0)","v":42},{"$f":"ROUND(IF($A30>0,$E30-'Asset data'!AT$5,0),0)","v":41},{"$f":"ROUND(IF($A30>0,$E30-'Asset data'!AU$5,0),0)","v":40},{"$f":"ROUND(IF($A30>0,$E30-'Asset data'!AV$5,0),0)","v":39},{"$f":"ROUND(IF($A30>0,$E30-'Asset data'!AW$5,0),0)","v":38},{"$f":"ROUND(IF($A30>0,$E30-'Asset data'!AX$5,0),0)","v":37},{"$f":"ROUND(IF($A30>0,$E30-'Asset data'!AY$5,0),0)","v":36},{"$f":"ROUND(IF($A30>0,$E30-'Asset data'!AZ$5,0),0)","v":35},{"$f":"ROUND(IF($A30>0,$E30-'Asset data'!BA$5,0),0)","v":34},{"$f":"ROUND(IF($A30>0,$E30-'Asset data'!BB$5,0),0)","v":33},{"$f":"ROUND(IF($A30>0,$E30-'Asset data'!BC$5,0),0)","v":32},{"$f":"ROUND(IF($A30>0,$E30-'Asset data'!BD$5,0),0)","v":31},{"$f":"ROUND(IF($A30>0,$E30-'Asset data'!BE$5,0),0)","v":30},{"$f":"ROUND(IF($A30>0,$E30-'Asset data'!BF$5,0),0)","v":29},{"$f":"ROUND(IF($A30>0,$E30-'Asset data'!BG$5,0),0)","v":28},{"$f":"ROUND(IF($A30>0,$E30-'Asset data'!BH$5,0),0)","v":27},{"$f":"ROUND(IF($A30>0,$E30-'Asset data'!BI$5,0),0)","v":26},{"$f":"ROUND(IF($A30>0,$E30-'Asset data'!BJ$5,0),0)","v":25},{"$f":"ROUND(IF($A30>0,$E30-'Asset data'!BK$5,0),0)","v":24},{"$f":"ROUND(IF($A30>0,$E30-'Asset data'!BL$5,0),0)","v":23},{"$f":"ROUND(IF($A30>0,$E30-'Asset data'!BM$5,0),0)","v":22},{"$f":"ROUND(IF($A30>0,$E30-'Asset data'!BN$5,0),0)","v":21},{"$f":"ROUND(IF($A30>0,$E30-'Asset data'!BO$5,0),0)","v":20},{"$f":"ROUND(IF($A30>0,$E30-'Asset data'!BP$5,0),0)","v":19},{"$f":"ROUND(IF($A30>0,$E30-'Asset data'!BQ$5,0),0)","v":18},{"$f":"ROUND(IF($A30>0,$E30-'Asset data'!BR$5,0),0)","v":17},{"$f":"ROUND(IF($A30>0,$E30-'Asset data'!BS$5,0),0)","v":16},{"$f":"ROUND(IF($A30>0,$E30-'Asset data'!BT$5,0),0)","v":15},{"$f":"ROUND(IF($A30>0,$E30-'Asset data'!BU$5,0),0)","v":14},{"$f":"ROUND(IF($A30>0,$E30-'Asset data'!BV$5,0),0)","v":13},{"$f":"ROUND(IF($A30>0,$E30-'Asset data'!BW$5,0),0)","v":12},{"$f":"ROUND(IF($A30>0,$E30-'Asset data'!BX$5,0),0)","v":11},{"$f":"ROUND(IF($A30>0,$E30-'Asset data'!BY$5,0),0)","v":10},{"$f":"ROUND(IF($A30>0,$E30-'Asset data'!BZ$5,0),0)","v":9},{"$f":"ROUND(IF($A30>0,$E30-'Asset data'!CA$5,0),0)","v":8},{"$f":"ROUND(IF($A30>0,$E30-'Asset data'!CB$5,0),0)","v":7},{"$f":"ROUND(IF($A30>0,$E30-'Asset data'!CC$5,0),0)","v":6},{"$f":"ROUND(IF($A30>0,$E30-'Asset data'!CD$5,0),0)","v":5},{"$f":"ROUND(IF($A30>0,$E30-'Asset data'!CE$5,0),0)","v":4},{"$f":"ROUND(IF($A30>0,$E30-'Asset data'!CF$5,0),0)","v":3},{"$f":"ROUND(IF($A30>0,$E30-'Asset data'!CG$5,0),0)","v":2},{"$f":"ROUND(IF($A30>0,$E30-'Asset data'!CH$5,0),0)","v":1},{"$f":"ROUND(IF($A30>0,$E30-'Asset data'!CI$5,0),0)","v":0},{"$f":"ROUND(IF($A30>0,$E30-'Asset data'!CJ$5,0),0)","v":-1},{"$f":"ROUND(IF($A30>0,$E30-'Asset data'!CK$5,0),0)","v":-2},{"$f":"ROUND(IF($A30>0,$E30-'Asset data'!CL$5,0),0)","v":-3},{"$f":"ROUND(IF($A30>0,$E30-'Asset data'!CM$5,0),0)","v":-4},{"$f":"ROUND(IF($A30>0,$E30-'Asset data'!CN$5,0),0)","v":-5},{"$f":"ROUND(IF($A30>0,$E30-'Asset data'!CO$5,0),0)","v":-6},{"$f":"ROUND(IF($A30>0,$E30-'Asset data'!CP$5,0),0)","v":-7},{"$f":"ROUND(IF($A30>0,$E30-'Asset data'!CQ$5,0),0)","v":-8},{"$f":"ROUND(IF($A30>0,$E30-'Asset data'!CR$5,0),0)","v":-9},{"$f":"ROUND(IF($A30>0,$E30-'Asset data'!CS$5,0),0)","v":-10},{"$f":"ROUND(IF($A30>0,$E30-'Asset data'!CT$5,0),0)","v":-11},{"$f":"ROUND(IF($A30>0,$E30-'Asset data'!CU$5,0),0)","v":-12},{"$f":"ROUND(IF($A30>0,$E30-'Asset data'!CV$5,0),0)","v":-13},{"$f":"ROUND(IF($A30>0,$E30-'Asset data'!CW$5,0),0)","v":-14},{"$f":"ROUND(IF($A30>0,$E30-'Asset data'!CX$5,0),0)","v":-15},{"$f":"ROUND(IF($A30>0,$E30-'Asset data'!CY$5,0),0)","v":-16},{"$f":"ROUND(IF($A30>0,$E30-'Asset data'!CZ$5,0),0)","v":-17},{"$f":"ROUND(IF($A30>0,$E30-'Asset data'!DA$5,0),0)","v":-18},{"$f":"ROUND(IF($A30>0,$E30-'Asset data'!DB$5,0),0)","v":-19},{"$f":"ROUND(IF($A30>0,$E30-'Asset data'!DC$5,0),0)","v":-20},{"$f":"ROUND(IF($A30>0,$E30-'Asset data'!DD$5,0),0)","v":-21},{"$f":"ROUND(IF($A30>0,$E30-'Asset data'!DE$5,0),0)","v":-22},{"$f":"ROUND(IF($A30>0,$E30-'Asset data'!DF$5,0),0)","v":-23},{"$f":"ROUND(IF($A30>0,$E30-'Asset data'!DG$5,0),0)","v":-24},{"$f":"ROUND(IF($A30>0,$E30-'Asset data'!DH$5,0),0)","v":-25},{"$f":"ROUND(IF($A30>0,$E30-'Asset data'!DI$5,0),0)","v":-26},{"$f":"ROUND(IF($A30>0,$E30-'Asset data'!DJ$5,0),0)","v":-27},{"$f":"ROUND(IF($A30>0,$E30-'Asset data'!DK$5,0),0)","v":-28},{"$f":"ROUND(IF($A30>0,$E30-'Asset data'!DL$5,0),0)","v":-29},{"$f":"ROUND(IF($A30>0,$E30-'Asset data'!DM$5,0),0)","v":-30},{"$f":"ROUND(IF($A30>0,$E30-'Asset data'!DN$5,0),0)","v":-31},{"$f":"ROUND(IF($A30>0,$E30-'Asset data'!DO$5,0),0)","v":-32},{"$f":"ROUND(IF($A30>0,$E30-'Asset data'!DP$5,0),0)","v":-33},{"$f":"ROUND(IF($A30>0,$E30-'Asset data'!DQ$5,0),0)","v":-34},{"$f":"ROUND(IF($A30>0,$E30-'Asset data'!DR$5,0),0)","v":-35},{"$f":"ROUND(IF($A30>0,$E30-'Asset data'!DS$5,0),0)","v":-36},{"$f":"ROUND(IF($A30>0,$E30-'Asset data'!DT$5,0),0)","v":-37},{"$f":"ROUND(IF($A30>0,$E30-'Asset data'!DU$5,0),0)","v":-38},{"$f":"ROUND(IF($A30>0,$E30-'Asset data'!DV$5,0),0)","v":-39},{"$f":"ROUND(IF($A30>0,$E30-'Asset data'!DW$5,0),0)","v":-40},{"$f":"ROUND(IF($A30>0,$E30-'Asset data'!DX$5,0),0)","v":-41},{"$f":"ROUND(IF($A30>0,$E30-'Asset data'!DY$5,0),0)","v":-42},{"$f":"ROUND(IF($A30>0,$E30-'Asset data'!DZ$5,0),0)","v":-43},{"$f":"ROUND(IF($A30>0,$E30-'Asset data'!EA$5,0),0)","v":-44},{"$f":"ROUND(IF($A30>0,$E30-'Asset data'!EB$5,0),0)","v":-45},{"$f":"ROUND(IF($A30>0,$E30-'Asset data'!EC$5,0),0)","v":-46},{"$f":"ROUND(IF($A30>0,$E30-'Asset data'!ED$5,0),0)","v":-47},{"$f":"ROUND(IF($A30>0,$E30-'Asset data'!EE$5,0),0)","v":-48},{"$f":"ROUND(IF($A30>0,$E30-'Asset data'!EF$5,0),0)","v":-49},{"$f":"ROUND(IF($A30>0,$E30-'Asset data'!EG$5,0),0)","v":-50},{"$f":"ROUND(IF($A30>0,$E30-'Asset data'!EH$5,0),0)","v":-51},{"$f":"ROUND(IF($A30>0,$E30-'Asset data'!EI$5,0),0)","v":-52},{"$f":"ROUND(IF($A30>0,$E30-'Asset data'!EJ$5,0),0)","v":-53},{"$f":"ROUND(IF($A30>0,$E30-'Asset data'!EK$5,0),0)","v":-54},{"$f":"ROUND(IF($A30>0,$E30-'Asset data'!EL$5,0),0)","v":-55},{"$f":"ROUND(IF($A30>0,$E30-'Asset data'!EM$5,0),0)","v":-56},{"$f":"ROUND(IF($A30>0,$E30-'Asset data'!EN$5,0),0)","v":-57},{"$f":"ROUND(IF($A30>0,$E30-'Asset data'!EO$5,0),0)","v":-58},{"$f":"ROUND(IF($A30>0,$E30-'Asset data'!EP$5,0),0)","v":-59},{"$f":"ROUND(IF($A30>0,$E30-'Asset data'!EQ$5,0),0)","v":-60},{"$f":"ROUND(IF($A30>0,$E30-'Asset data'!ER$5,0),0)","v":-61},{"$f":"ROUND(IF($A30>0,$E30-'Asset data'!ES$5,0),0)","v":-62},{"$f":"ROUND(IF($A30>0,$E30-'Asset data'!ET$5,0),0)","v":-63},{"$f":"ROUND(IF($A30>0,$E30-'Asset data'!EU$5,0),0)","v":-64},{"$f":"ROUND(IF($A30>0,$E30-'Asset data'!EV$5,0),0)","v":-65},{"$f":"ROUND(IF($A30>0,$E30-'Asset data'!EW$5,0),0)","v":-66},{"$f":"ROUND(IF($A30>0,$E30-'Asset data'!EX$5,0),0)","v":-67},{"$f":"ROUND(IF($A30>0,$E30-'Asset data'!EY$5,0),0)","v":-68},{"$f":"ROUND(IF($A30>0,$E30-'Asset data'!EZ$5,0),0)","v":-69},{"$f":"ROUND(IF($A30>0,$E30-'Asset data'!FA$5,0),0)","v":-70},{"$f":"ROUND(IF($A30>0,$E30-'Asset data'!FB$5,0),0)","v":-71},{"$f":"ROUND(IF($A30>0,$E30-'Asset data'!FC$5,0),0)","v":-72},{"$f":"ROUND(IF($A30>0,$E30-'Asset data'!FD$5,0),0)","v":-73},{"$f":"ROUND(IF($A30>0,$E30-'Asset data'!FE$5,0),0)","v":-74},{"$f":"ROUND(IF($A30>0,$E30-'Asset data'!FF$5,0),0)","v":-75},{"$f":"ROUND(IF($A30>0,$E30-'Asset data'!FG$5,0),0)","v":-76}]
[{"$f":"'Asset data'!A31","v":0},{"$f":"'Asset data'!B31","v":0},{"$f":"'Asset data'!C31","v":0},{"$f":"'Asset data'!E31","v":0},{"$f":"'Asset data'!I31","v":0},{"$f":"ROUND(IF($A31>0,$E31-'Asset data'!L$5,0),0)","v":0},{"$f":"ROUND(IF($A31>0,$E31-'Asset data'!M$5,0),0)","v":0},{"$f":"ROUND(IF($A31>0,$E31-'Asset data'!N$5,0),0)","v":0},{"$f":"ROUND(IF($A31>0,$E31-'Asset data'!O$5,0),0)","v":0},{"$f":"ROUND(IF($A31>0,$E31-'Asset data'!P$5,0),0)","v":0},{"$f":"ROUND(IF($A31>0,$E31-'Asset data'!Q$5,0),0)","v":0},{"$f":"ROUND(IF($A31>0,$E31-'Asset data'!R$5,0),0)","v":0},{"$f":"ROUND(IF($A31>0,$E31-'Asset data'!S$5,0),0)","v":0},{"$f":"ROUND(IF($A31>0,$E31-'Asset data'!T$5,0),0)","v":0},{"$f":"ROUND(IF($A31>0,$E31-'Asset data'!U$5,0),0)","v":0},{"$f":"ROUND(IF($A31>0,$E31-'Asset data'!V$5,0),0)","v":0},{"$f":"ROUND(IF($A31>0,$E31-'Asset data'!W$5,0),0)","v":0},{"$f":"ROUND(IF($A31>0,$E31-'Asset data'!X$5,0),0)","v":0},{"$f":"ROUND(IF($A31>0,$E31-'Asset data'!Y$5,0),0)","v":0},{"$f":"ROUND(IF($A31>0,$E31-'Asset data'!Z$5,0),0)","v":0},{"$f":"ROUND(IF($A31>0,$E31-'Asset data'!AA$5,0),0)","v":0},{"$f":"ROUND(IF($A31>0,$E31-'Asset data'!AB$5,0),0)","v":0},{"$f":"ROUND(IF($A31>0,$E31-'Asset data'!AC$5,0),0)","v":0},{"$f":"ROUND(IF($A31>0,$E31-'Asset data'!AD$5,0),0)","v":0},{"$f":"ROUND(IF($A31>0,$E31-'Asset data'!AE$5,0),0)","v":0},{"$f":"ROUND(IF($A31>0,$E31-'Asset data'!AF$5,0),0)","v":0},{"$f":"ROUND(IF($A31>0,$E31-'Asset data'!AG$5,0),0)","v":0},{"$f":"ROUND(IF($A31>0,$E31-'Asset data'!AH$5,0),0)","v":0},{"$f":"ROUND(IF($A31>0,$E31-'Asset data'!AI$5,0),0)","v":0},{"$f":"ROUND(IF($A31>0,$E31-'Asset data'!AJ$5,0),0)","v":0},{"$f":"ROUND(IF($A31>0,$E31-'Asset data'!AK$5,0),0)","v":0},{"$f":"ROUND(IF($A31>0,$E31-'Asset data'!AL$5,0),0)","v":0},{"$f":"ROUND(IF($A31>0,$E31-'Asset data'!AM$5,0),0)","v":0},{"$f":"ROUND(IF($A31>0,$E31-'Asset data'!AN$5,0),0)","v":0},{"$f":"ROUND(IF($A31>0,$E31-'Asset data'!AO$5,0),0)","v":0},{"$f":"ROUND(IF($A31>0,$E31-'Asset data'!AP$5,0),0)","v":0},{"$f":"ROUND(IF($A31>0,$E31-'Asset data'!AQ$5,0),0)","v":0},{"$f":"ROUND(IF($A31>0,$E31-'Asset data'!AR$5,0),0)","v":0},{"$f":"ROUND(IF($A31>0,$E31-'Asset data'!AS$5,0),0)","v":0},{"$f":"ROUND(IF($A31>0,$E31-'Asset data'!AT$5,0),0)","v":0},{"$f":"ROUND(IF($A31>0,$E31-'Asset data'!AU$5,0),0)","v":0},{"$f":"ROUND(IF($A31>0,$E31-'Asset data'!AV$5,0),0)","v":0},{"$f":"ROUND(IF($A31>0,$E31-'Asset data'!AW$5,0),0)","v":0},{"$f":"ROUND(IF($A31>0,$E31-'Asset data'!AX$5,0),0)","v":0},{"$f":"ROUND(IF($A31>0,$E31-'Asset data'!AY$5,0),0)","v":0},{"$f":"ROUND(IF($A31>0,$E31-'Asset data'!AZ$5,0),0)","v":0},{"$f":"ROUND(IF($A31>0,$E31-'Asset data'!BA$5,0),0)","v":0},{"$f":"ROUND(IF($A31>0,$E31-'Asset data'!BB$5,0),0)","v":0},{"$f":"ROUND(IF($A31>0,$E31-'Asset data'!BC$5,0),0)","v":0},{"$f":"ROUND(IF($A31>0,$E31-'Asset data'!BD$5,0),0)","v":0},{"$f":"ROUND(IF($A31>0,$E31-'Asset data'!BE$5,0),0)","v":0},{"$f":"ROUND(IF($A31>0,$E31-'Asset data'!BF$5,0),0)","v":0},{"$f":"ROUND(IF($A31>0,$E31-'Asset data'!BG$5,0),0)","v":0},{"$f":"ROUND(IF($A31>0,$E31-'Asset data'!BH$5,0),0)","v":0},{"$f":"ROUND(IF($A31>0,$E31-'Asset data'!BI$5,0),0)","v":0},{"$f":"ROUND(IF($A31>0,$E31-'Asset data'!BJ$5,0),0)","v":0},{"$f":"ROUND(IF($A31>0,$E31-'Asset data'!BK$5,0),0)","v":0},{"$f":"ROUND(IF($A31>0,$E31-'Asset data'!BL$5,0),0)","v":0},{"$f":"ROUND(IF($A31>0,$E31-'Asset data'!BM$5,0),0)","v":0},{"$f":"ROUND(IF($A31>0,$E31-'Asset data'!BN$5,0),0)","v":0},{"$f":"ROUND(IF($A31>0,$E31-'Asset data'!BO$5,0),0)","v":0},{"$f":"ROUND(IF($A31>0,$E31-'Asset data'!BP$5,0),0)","v":0},{"$f":"ROUND(IF($A31>0,$E31-'Asset data'!BQ$5,0),0)","v":0},{"$f":"ROUND(IF($A31>0,$E31-'Asset data'!BR$5,0),0)","v":0},{"$f":"ROUND(IF($A31>0,$E31-'Asset data'!BS$5,0),0)","v":0},{"$f":"ROUND(IF($A31>0,$E31-'Asset data'!BT$5,0),0)","v":0},{"$f":"ROUND(IF($A31>0,$E31-'Asset data'!BU$5,0),0)","v":0},{"$f":"ROUND(IF($A31>0,$E31-'Asset data'!BV$5,0),0)","v":0},{"$f":"ROUND(IF($A31>0,$E31-'Asset data'!BW$5,0),0)","v":0},{"$f":"ROUND(IF($A31>0,$E31-'Asset data'!BX$5,0),0)","v":0},{"$f":"ROUND(IF($A31>0,$E31-'Asset data'!BY$5,0),0)","v":0},{"$f":"ROUND(IF($A31>0,$E31-'Asset data'!BZ$5,0),0)","v":0},{"$f":"ROUND(IF($A31>0,$E31-'Asset data'!CA$5,0),0)","v":0},{"$f":"ROUND(IF($A31>0,$E31-'Asset data'!CB$5,0),0)","v":0},{"$f":"ROUND(IF($A31>0,$E31-'Asset data'!CC$5,0),0)","v":0},{"$f":"ROUND(IF($A31>0,$E31-'Asset data'!CD$5,0),0)","v":0},{"$f":"ROUND(IF($A31>0,$E31-'Asset data'!CE$5,0),0)","v":0},{"$f":"ROUND(IF($A31>0,$E31-'Asset data'!CF$5,0),0)","v":0},{"$f":"ROUND(IF($A31>0,$E31-'Asset data'!CG$5,0),0)","v":0},{"$f":"ROUND(IF($A31>0,$E31-'Asset data'!CH$5,0),0)","v":0},{"$f":"ROUND(IF($A31>0,$E31-'Asset data'!CI$5,0),0)","v":0},{"$f":"ROUND(IF($A31>0,$E31-'Asset data'!CJ$5,0),0)","v":0},{"$f":"ROUND(IF($A31>0,$E31-'Asset data'!CK$5,0),0)","v":0},{"$f":"ROUND(IF($A31>0,$E31-'Asset data'!CL$5,0),0)","v":0},{"$f":"ROUND(IF($A31>0,$E31-'Asset data'!CM$5,0),0)","v":0},{"$f":"ROUND(IF($A31>0,$E31-'Asset data'!CN$5,0),0)","v":0},{"$f":"ROUND(IF($A31>0,$E31-'Asset data'!CO$5,0),0)","v":0},{"$f":"ROUND(IF($A31>0,$E31-'Asset data'!CP$5,0),0)","v":0},{"$f":"ROUND(IF($A31>0,$E31-'Asset data'!CQ$5,0),0)","v":0},{"$f":"ROUND(IF($A31>0,$E31-'Asset data'!CR$5,0),0)","v":0},{"$f":"ROUND(IF($A31>0,$E31-'Asset data'!CS$5,0),0)","v":0},{"$f":"ROUND(IF($A31>0,$E31-'Asset data'!CT$5,0),0)","v":0},{"$f":"ROUND(IF($A31>0,$E31-'Asset data'!CU$5,0),0)","v":0},{"$f":"ROUND(IF($A31>0,$E31-'Asset data'!CV$5,0),0)","v":0},{"$f":"ROUND(IF($A31>0,$E31-'Asset data'!CW$5,0),0)","v":0},{"$f":"ROUND(IF($A31>0,$E31-'Asset data'!CX$5,0),0)","v":0},{"$f":"ROUND(IF($A31>0,$E31-'Asset data'!CY$5,0),0)","v":0},{"$f":"ROUND(IF($A31>0,$E31-'Asset data'!CZ$5,0),0)","v":0},{"$f":"ROUND(IF($A31>0,$E31-'Asset data'!DA$5,0),0)","v":0},{"$f":"ROUND(IF($A31>0,$E31-'Asset data'!DB$5,0),0)","v":0},{"$f":"ROUND(IF($A31>0,$E31-'Asset data'!DC$5,0),0)","v":0},{"$f":"ROUND(IF($A31>0,$E31-'Asset data'!DD$5,0),0)","v":0},{"$f":"ROUND(IF($A31>0,$E31-'Asset data'!DE$5,0),0)","v":0},{"$f":"ROUND(IF($A31>0,$E31-'Asset data'!DF$5,0),0)","v":0},{"$f":"ROUND(IF($A31>0,$E31-'Asset data'!DG$5,0),0)","v":0},{"$f":"ROUND(IF($A31>0,$E31-'Asset data'!DH$5,0),0)","v":0},{"$f":"ROUND(IF($A31>0,$E31-'Asset data'!DI$5,0),0)","v":0},{"$f":"ROUND(IF($A31>0,$E31-'Asset data'!DJ$5,0),0)","v":0},{"$f":"ROUND(IF($A31>0,$E31-'Asset data'!DK$5,0),0)","v":0},{"$f":"ROUND(IF($A31>0,$E31-'Asset data'!DL$5,0),0)","v":0},{"$f":"ROUND(IF($A31>0,$E31-'Asset data'!DM$5,0),0)","v":0},{"$f":"ROUND(IF($A31>0,$E31-'Asset data'!DN$5,0),0)","v":0},{"$f":"ROUND(IF($A31>0,$E31-'Asset data'!DO$5,0),0)","v":0},{"$f":"ROUND(IF($A31>0,$E31-'Asset data'!DP$5,0),0)","v":0},{"$f":"ROUND(IF($A31>0,$E31-'Asset data'!DQ$5,0),0)","v":0},{"$f":"ROUND(IF($A31>0,$E31-'Asset data'!DR$5,0),0)","v":0},{"$f":"ROUND(IF($A31>0,$E31-'Asset data'!DS$5,0),0)","v":0},{"$f":"ROUND(IF($A31>0,$E31-'Asset data'!DT$5,0),0)","v":0},{"$f":"ROUND(IF($A31>0,$E31-'Asset data'!DU$5,0),0)","v":0},{"$f":"ROUND(IF($A31>0,$E31-'Asset data'!DV$5,0),0)","v":0},{"$f":"ROUND(IF($A31>0,$E31-'Asset data'!DW$5,0),0)","v":0},{"$f":"ROUND(IF($A31>0,$E31-'Asset data'!DX$5,0),0)","v":0},{"$f":"ROUND(IF($A31>0,$E31-'Asset data'!DY$5,0),0)","v":0},{"$f":"ROUND(IF($A31>0,$E31-'Asset data'!DZ$5,0),0)","v":0},{"$f":"ROUND(IF($A31>0,$E31-'Asset data'!EA$5,0),0)","v":0},{"$f":"ROUND(IF($A31>0,$E31-'Asset data'!EB$5,0),0)","v":0},{"$f":"ROUND(IF($A31>0,$E31-'Asset data'!EC$5,0),0)","v":0},{"$f":"ROUND(IF($A31>0,$E31-'Asset data'!ED$5,0),0)","v":0},{"$f":"ROUND(IF($A31>0,$E31-'Asset data'!EE$5,0),0)","v":0},{"$f":"ROUND(IF($A31>0,$E31-'Asset data'!EF$5,0),0)","v":0},{"$f":"ROUND(IF($A31>0,$E31-'Asset data'!EG$5,0),0)","v":0},{"$f":"ROUND(IF($A31>0,$E31-'Asset data'!EH$5,0),0)","v":0},{"$f":"ROUND(IF($A31>0,$E31-'Asset data'!EI$5,0),0)","v":0},{"$f":"ROUND(IF($A31>0,$E31-'Asset data'!EJ$5,0),0)","v":0},{"$f":"ROUND(IF($A31>0,$E31-'Asset data'!EK$5,0),0)","v":0},{"$f":"ROUND(IF($A31>0,$E31-'Asset data'!EL$5,0),0)","v":0},{"$f":"ROUND(IF($A31>0,$E31-'Asset data'!EM$5,0),0)","v":0},{"$f":"ROUND(IF($A31>0,$E31-'Asset data'!EN$5,0),0)","v":0},{"$f":"ROUND(IF($A31>0,$E31-'Asset data'!EO$5,0),0)","v":0},{"$f":"ROUND(IF($A31>0,$E31-'Asset data'!EP$5,0),0)","v":0},{"$f":"ROUND(IF($A31>0,$E31-'Asset data'!EQ$5,0),0)","v":0},{"$f":"ROUND(IF($A31>0,$E31-'Asset data'!ER$5,0),0)","v":0},{"$f":"ROUND(IF($A31>0,$E31-'Asset data'!ES$5,0),0)","v":0},{"$f":"ROUND(IF($A31>0,$E31-'Asset data'!ET$5,0),0)","v":0},{"$f":"ROUND(IF($A31>0,$E31-'Asset data'!EU$5,0),0)","v":0},{"$f":"ROUND(IF($A31>0,$E31-'Asset data'!EV$5,0),0)","v":0},{"$f":"ROUND(IF($A31>0,$E31-'Asset data'!EW$5,0),0)","v":0},{"$f":"ROUND(IF($A31>0,$E31-'Asset data'!EX$5,0),0)","v":0},{"$f":"ROUND(IF($A31>0,$E31-'Asset data'!EY$5,0),0)","v":0},{"$f":"ROUND(IF($A31>0,$E31-'Asset data'!EZ$5,0),0)","v":0},{"$f":"ROUND(IF($A31>0,$E31-'Asset data'!FA$5,0),0)","v":0},{"$f":"ROUND(IF($A31>0,$E31-'Asset data'!FB$5,0),0)","v":0},{"$f":"ROUND(IF($A31>0,$E31-'Asset data'!FC$5,0),0)","v":0},{"$f":"ROUND(IF($A31>0,$E31-'Asset data'!FD$5,0),0)","v":0},{"$f":"ROUND(IF($A31>0,$E31-'Asset data'!FE$5,0),0)","v":0},{"$f":"ROUND(IF($A31>0,$E31-'Asset data'!FF$5,0),0)","v":0},{"$f":"ROUND(IF($A31>0,$E31-'Asset data'!FG$5,0),0)","v":0}]
[{"$f":"'Asset data'!A32","v":0},{"$f":"'Asset data'!B32","v":0},{"$f":"'Asset data'!C32","v":0},{"$f":"'Asset data'!E32","v":0},{"$f":"'Asset data'!I32","v":0},{"$f":"ROUND(IF($A32>0,$E32-'Asset data'!L$5,0),0)","v":0},{"$f":"ROUND(IF($A32>0,$E32-'Asset data'!M$5,0),0)","v":0},{"$f":"ROUND(IF($A32>0,$E32-'Asset data'!N$5,0),0)","v":0},{"$f":"ROUND(IF($A32>0,$E32-'Asset data'!O$5,0),0)","v":0},{"$f":"ROUND(IF($A32>0,$E32-'Asset data'!P$5,0),0)","v":0},{"$f":"ROUND(IF($A32>0,$E32-'Asset data'!Q$5,0),0)","v":0},{"$f":"ROUND(IF($A32>0,$E32-'Asset data'!R$5,0),0)","v":0},{"$f":"ROUND(IF($A32>0,$E32-'Asset data'!S$5,0),0)","v":0},{"$f":"ROUND(IF($A32>0,$E32-'Asset data'!T$5,0),0)","v":0},{"$f":"ROUND(IF($A32>0,$E32-'Asset data'!U$5,0),0)","v":0},{"$f":"ROUND(IF($A32>0,$E32-'Asset data'!V$5,0),0)","v":0},{"$f":"ROUND(IF($A32>0,$E32-'Asset data'!W$5,0),0)","v":0},{"$f":"ROUND(IF($A32>0,$E32-'Asset data'!X$5,0),0)","v":0},{"$f":"ROUND(IF($A32>0,$E32-'Asset data'!Y$5,0),0)","v":0},{"$f":"ROUND(IF($A32>0,$E32-'Asset data'!Z$5,0),0)","v":0},{"$f":"ROUND(IF($A32>0,$E32-'Asset data'!AA$5,0),0)","v":0},{"$f":"ROUND(IF($A32>0,$E32-'Asset data'!AB$5,0),0)","v":0},{"$f":"ROUND(IF($A32>0,$E32-'Asset data'!AC$5,0),0)","v":0},{"$f":"ROUND(IF($A32>0,$E32-'Asset data'!AD$5,0),0)","v":0},{"$f":"ROUND(IF($A32>0,$E32-'Asset data'!AE$5,0),0)","v":0},{"$f":"ROUND(IF($A32>0,$E32-'Asset data'!AF$5,0),0)","v":0},{"$f":"ROUND(IF($A32>0,$E32-'Asset data'!AG$5,0),0)","v":0},{"$f":"ROUND(IF($A32>0,$E32-'Asset data'!AH$5,0),0)","v":0},{"$f":"ROUND(IF($A32>0,$E32-'Asset data'!AI$5,0),0)","v":0},{"$f":"ROUND(IF($A32>0,$E32-'Asset data'!AJ$5,0),0)","v":0},{"$f":"ROUND(IF($A32>0,$E32-'Asset data'!AK$5,0),0)","v":0},{"$f":"ROUND(IF($A32>0,$E32-'Asset data'!AL$5,0),0)","v":0},{"$f":"ROUND(IF($A32>0,$E32-'Asset data'!AM$5,0),0)","v":0},{"$f":"ROUND(IF($A32>0,$E32-'Asset data'!AN$5,0),0)","v":0},{"$f":"ROUND(IF($A32>0,$E32-'Asset data'!AO$5,0),0)","v":0},{"$f":"ROUND(IF($A32>0,$E32-'Asset data'!AP$5,0),0)","v":0},{"$f":"ROUND(IF($A32>0,$E32-'Asset data'!AQ$5,0),0)","v":0},{"$f":"ROUND(IF($A32>0,$E32-'Asset data'!AR$5,0),0)","v":0},{"$f":"ROUND(IF($A32>0,$E32-'Asset data'!AS$5,0),0)","v":0},{"$f":"ROUND(IF($A32>0,$E32-'Asset data'!AT$5,0),0)","v":0},{"$f":"ROUND(IF($A32>0,$E32-'Asset data'!AU$5,0),0)","v":0},{"$f":"ROUND(IF($A32>0,$E32-'Asset data'!AV$5,0),0)","v":0},{"$f":"ROUND(IF($A32>0,$E32-'Asset data'!AW$5,0),0)","v":0},{"$f":"ROUND(IF($A32>0,$E32-'Asset data'!AX$5,0),0)","v":0},{"$f":"ROUND(IF($A32>0,$E32-'Asset data'!AY$5,0),0)","v":0},{"$f":"ROUND(IF($A32>0,$E32-'Asset data'!AZ$5,0),0)","v":0},{"$f":"ROUND(IF($A32>0,$E32-'Asset data'!BA$5,0),0)","v":0},{"$f":"ROUND(IF($A32>0,$E32-'Asset data'!BB$5,0),0)","v":0},{"$f":"ROUND(IF($A32>0,$E32-'Asset data'!BC$5,0),0)","v":0},{"$f":"ROUND(IF($A32>0,$E32-'Asset data'!BD$5,0),0)","v":0},{"$f":"ROUND(IF($A32>0,$E32-'Asset data'!BE$5,0),0)","v":0},{"$f":"ROUND(IF($A32>0,$E32-'Asset data'!BF$5,0),0)","v":0},{"$f":"ROUND(IF($A32>0,$E32-'Asset data'!BG$5,0),0)","v":0},{"$f":"ROUND(IF($A32>0,$E32-'Asset data'!BH$5,0),0)","v":0},{"$f":"ROUND(IF($A32>0,$E32-'Asset data'!BI$5,0),0)","v":0},{"$f":"ROUND(IF($A32>0,$E32-'Asset data'!BJ$5,0),0)","v":0},{"$f":"ROUND(IF($A32>0,$E32-'Asset data'!BK$5,0),0)","v":0},{"$f":"ROUND(IF($A32>0,$E32-'Asset data'!BL$5,0),0)","v":0},{"$f":"ROUND(IF($A32>0,$E32-'Asset data'!BM$5,0),0)","v":0},{"$f":"ROUND(IF($A32>0,$E32-'Asset data'!BN$5,0),0)","v":0},{"$f":"ROUND(IF($A32>0,$E32-'Asset data'!BO$5,0),0)","v":0},{"$f":"ROUND(IF($A32>0,$E32-'Asset data'!BP$5,0),0)","v":0},{"$f":"ROUND(IF($A32>0,$E32-'Asset data'!BQ$5,0),0)","v":0},{"$f":"ROUND(IF($A32>0,$E32-'Asset data'!BR$5,0),0)","v":0},{"$f":"ROUND(IF($A32>0,$E32-'Asset data'!BS$5,0),0)","v":0},{"$f":"ROUND(IF($A32>0,$E32-'Asset data'!BT$5,0),0)","v":0},{"$f":"ROUND(IF($A32>0,$E32-'Asset data'!BU$5,0),0)","v":0},{"$f":"ROUND(IF($A32>0,$E32-'Asset data'!BV$5,0),0)","v":0},{"$f":"ROUND(IF($A32>0,$E32-'Asset data'!BW$5,0),0)","v":0},{"$f":"ROUND(IF($A32>0,$E32-'Asset data'!BX$5,0),0)","v":0},{"$f":"ROUND(IF($A32>0,$E32-'Asset data'!BY$5,0),0)","v":0},{"$f":"ROUND(IF($A32>0,$E32-'Asset data'!BZ$5,0),0)","v":0},{"$f":"ROUND(IF($A32>0,$E32-'Asset data'!CA$5,0),0)","v":0},{"$f":"ROUND(IF($A32>0,$E32-'Asset data'!CB$5,0),0)","v":0},{"$f":"ROUND(IF($A32>0,$E32-'Asset data'!CC$5,0),0)","v":0},{"$f":"ROUND(IF($A32>0,$E32-'Asset data'!CD$5,0),0)","v":0},{"$f":"ROUND(IF($A32>0,$E32-'Asset data'!CE$5,0),0)","v":0},{"$f":"ROUND(IF($A32>0,$E32-'Asset data'!CF$5,0),0)","v":0},{"$f":"ROUND(IF($A32>0,$E32-'Asset data'!CG$5,0),0)","v":0},{"$f":"ROUND(IF($A32>0,$E32-'Asset data'!CH$5,0),0)","v":0},{"$f":"ROUND(IF($A32>0,$E32-'Asset data'!CI$5,0),0)","v":0},{"$f":"ROUND(IF($A32>0,$E32-'Asset data'!CJ$5,0),0)","v":0},{"$f":"ROUND(IF($A32>0,$E32-'Asset data'!CK$5,0),0)","v":0},{"$f":"ROUND(IF($A32>0,$E32-'Asset data'!CL$5,0),0)","v":0},{"$f":"ROUND(IF($A32>0,$E32-'Asset data'!CM$5,0),0)","v":0},{"$f":"ROUND(IF($A32>0,$E32-'Asset data'!CN$5,0),0)","v":0},{"$f":"ROUND(IF($A32>0,$E32-'Asset data'!CO$5,0),0)","v":0},{"$f":"ROUND(IF($A32>0,$E32-'Asset data'!CP$5,0),0)","v":0},{"$f":"ROUND(IF($A32>0,$E32-'Asset data'!CQ$5,0),0)","v":0},{"$f":"ROUND(IF($A32>0,$E32-'Asset data'!CR$5,0),0)","v":0},{"$f":"ROUND(IF($A32>0,$E32-'Asset data'!CS$5,0),0)","v":0},{"$f":"ROUND(IF($A32>0,$E32-'Asset data'!CT$5,0),0)","v":0},{"$f":"ROUND(IF($A32>0,$E32-'Asset data'!CU$5,0),0)","v":0},{"$f":"ROUND(IF($A32>0,$E32-'Asset data'!CV$5,0),0)","v":0},{"$f":"ROUND(IF($A32>0,$E32-'Asset data'!CW$5,0),0)","v":0},{"$f":"ROUND(IF($A32>0,$E32-'Asset data'!CX$5,0),0)","v":0},{"$f":"ROUND(IF($A32>0,$E32-'Asset data'!CY$5,0),0)","v":0},{"$f":"ROUND(IF($A32>0,$E32-'Asset data'!CZ$5,0),0)","v":0},{"$f":"ROUND(IF($A32>0,$E32-'Asset data'!DA$5,0),0)","v":0},{"$f":"ROUND(IF($A32>0,$E32-'Asset data'!DB$5,0),0)","v":0},{"$f":"ROUND(IF($A32>0,$E32-'Asset data'!DC$5,0),0)","v":0},{"$f":"ROUND(IF($A32>0,$E32-'Asset data'!DD$5,0),0)","v":0},{"$f":"ROUND(IF($A32>0,$E32-'Asset data'!DE$5,0),0)","v":0},{"$f":"ROUND(IF($A32>0,$E32-'Asset data'!DF$5,0),0)","v":0},{"$f":"ROUND(IF($A32>0,$E32-'Asset data'!DG$5,0),0)","v":0},{"$f":"ROUND(IF($A32>0,$E32-'Asset data'!DH$5,0),0)","v":0},{"$f":"ROUND(IF($A32>0,$E32-'Asset data'!DI$5,0),0)","v":0},{"$f":"ROUND(IF($A32>0,$E32-'Asset data'!DJ$5,0),0)","v":0},{"$f":"ROUND(IF($A32>0,$E32-'Asset data'!DK$5,0),0)","v":0},{"$f":"ROUND(IF($A32>0,$E32-'Asset data'!DL$5,0),0)","v":0},{"$f":"ROUND(IF($A32>0,$E32-'Asset data'!DM$5,0),0)","v":0},{"$f":"ROUND(IF($A32>0,$E32-'Asset data'!DN$5,0),0)","v":0},{"$f":"ROUND(IF($A32>0,$E32-'Asset data'!DO$5,0),0)","v":0},{"$f":"ROUND(IF($A32>0,$E32-'Asset data'!DP$5,0),0)","v":0},{"$f":"ROUND(IF($A32>0,$E32-'Asset data'!DQ$5,0),0)","v":0},{"$f":"ROUND(IF($A32>0,$E32-'Asset data'!DR$5,0),0)","v":0},{"$f":"ROUND(IF($A32>0,$E32-'Asset data'!DS$5,0),0)","v":0},{"$f":"ROUND(IF($A32>0,$E32-'Asset data'!DT$5,0),0)","v":0},{"$f":"ROUND(IF($A32>0,$E32-'Asset data'!DU$5,0),0)","v":0},{"$f":"ROUND(IF($A32>0,$E32-'Asset data'!DV$5,0),0)","v":0},{"$f":"ROUND(IF($A32>0,$E32-'Asset data'!DW$5,0),0)","v":0},{"$f":"ROUND(IF($A32>0,$E32-'Asset data'!DX$5,0),0)","v":0},{"$f":"ROUND(IF($A32>0,$E32-'Asset data'!DY$5,0),0)","v":0},{"$f":"ROUND(IF($A32>0,$E32-'Asset data'!DZ$5,0),0)","v":0},{"$f":"ROUND(IF($A32>0,$E32-'Asset data'!EA$5,0),0)","v":0},{"$f":"ROUND(IF($A32>0,$E32-'Asset data'!EB$5,0),0)","v":0},{"$f":"ROUND(IF($A32>0,$E32-'Asset data'!EC$5,0),0)","v":0},{"$f":"ROUND(IF($A32>0,$E32-'Asset data'!ED$5,0),0)","v":0},{"$f":"ROUND(IF($A32>0,$E32-'Asset data'!EE$5,0),0)","v":0},{"$f":"ROUND(IF($A32>0,$E32-'Asset data'!EF$5,0),0)","v":0},{"$f":"ROUND(IF($A32>0,$E32-'Asset data'!EG$5,0),0)","v":0},{"$f":"ROUND(IF($A32>0,$E32-'Asset data'!EH$5,0),0)","v":0},{"$f":"ROUND(IF($A32>0,$E32-'Asset data'!EI$5,0),0)","v":0},{"$f":"ROUND(IF($A32>0,$E32-'Asset data'!EJ$5,0),0)","v":0},{"$f":"ROUND(IF($A32>0,$E32-'Asset data'!EK$5,0),0)","v":0},{"$f":"ROUND(IF($A32>0,$E32-'Asset data'!EL$5,0),0)","v":0},{"$f":"ROUND(IF($A32>0,$E32-'Asset data'!EM$5,0),0)","v":0},{"$f":"ROUND(IF($A32>0,$E32-'Asset data'!EN$5,0),0)","v":0},{"$f":"ROUND(IF($A32>0,$E32-'Asset data'!EO$5,0),0)","v":0},{"$f":"ROUND(IF($A32>0,$E32-'Asset data'!EP$5,0),0)","v":0},{"$f":"ROUND(IF($A32>0,$E32-'Asset data'!EQ$5,0),0)","v":0},{"$f":"ROUND(IF($A32>0,$E32-'Asset data'!ER$5,0),0)","v":0},{"$f":"ROUND(IF($A32>0,$E32-'Asset data'!ES$5,0),0)","v":0},{"$f":"ROUND(IF($A32>0,$E32-'Asset data'!ET$5,0),0)","v":0},{"$f":"ROUND(IF($A32>0,$E32-'Asset data'!EU$5,0),0)","v":0},{"$f":"ROUND(IF($A32>0,$E32-'Asset data'!EV$5,0),0)","v":0},{"$f":"ROUND(IF($A32>0,$E32-'Asset data'!EW$5,0),0)","v":0},{"$f":"ROUND(IF($A32>0,$E32-'Asset data'!EX$5,0),0)","v":0},{"$f":"ROUND(IF($A32>0,$E32-'Asset data'!EY$5,0),0)","v":0},{"$f":"ROUND(IF($A32>0,$E32-'Asset data'!EZ$5,0),0)","v":0},{"$f":"ROUND(IF($A32>0,$E32-'Asset data'!FA$5,0),0)","v":0},{"$f":"ROUND(IF($A32>0,$E32-'Asset data'!FB$5,0),0)","v":0},{"$f":"ROUND(IF($A32>0,$E32-'Asset data'!FC$5,0),0)","v":0},{"$f":"ROUND(IF($A32>0,$E32-'Asset data'!FD$5,0),0)","v":0},{"$f":"ROUND(IF($A32>0,$E32-'Asset data'!FE$5,0),0)","v":0},{"$f":"ROUND(IF($A32>0,$E32-'Asset data'!FF$5,0),0)","v":0},{"$f":"ROUND(IF($A32>0,$E32-'Asset data'!FG$5,0),0)","v":0}]
[{"$f":"'Asset data'!A33","v":3},{"$f":"'Asset data'!B33","v":0},{"$f":"'Asset data'!C33","v":0},{"$f":"'Asset data'!E33","v":"ZSS Urban"},{"$f":"'Asset data'!I33","v":82.92685701741712},{"$f":"ROUND(IF($A33>0,$E33-'Asset data'!L$5,0),0)","v":83},{"$f":"ROUND(IF($A33>0,$E33-'Asset data'!M$5,0),0)","v":82},{"$f":"ROUND(IF($A33>0,$E33-'Asset data'!N$5,0),0)","v":81},{"$f":"ROUND(IF($A33>0,$E33-'Asset data'!O$5,0),0)","v":80},{"$f":"ROUND(IF($A33>0,$E33-'Asset data'!P$5,0),0)","v":79},{"$f":"ROUND(IF($A33>0,$E33-'Asset data'!Q$5,0),0)","v":78},{"$f":"ROUND(IF($A33>0,$E33-'Asset data'!R$5,0),0)","v":77},{"$f":"ROUND(IF($A33>0,$E33-'Asset data'!S$5,0),0)","v":76},{"$f":"ROUND(IF($A33>0,$E33-'Asset data'!T$5,0),0)","v":75},{"$f":"ROUND(IF($A33>0,$E33-'Asset data'!U$5,0),0)","v":74},{"$f":"ROUND(IF($A33>0,$E33-'Asset data'!V$5,0),0)","v":73},{"$f":"ROUND(IF($A33>0,$E33-'Asset data'!W$5,0),0)","v":72},{"$f":"ROUND(IF($A33>0,$E33-'Asset data'!X$5,0),0)","v":71},{"$f":"ROUND(IF($A33>0,$E33-'Asset data'!Y$5,0),0)","v":70},{"$f":"ROUND(IF($A33>0,$E33-'Asset data'!Z$5,0),0)","v":69},{"$f":"ROUND(IF($A33>0,$E33-'Asset data'!AA$5,0),0)","v":68},{"$f":"ROUND(IF($A33>0,$E33-'Asset data'!AB$5,0),0)","v":67},{"$f":"ROUND(IF($A33>0,$E33-'Asset data'!AC$5,0),0)","v":66},{"$f":"ROUND(IF($A33>0,$E33-'Asset data'!AD$5,0),0)","v":65},{"$f":"ROUND(IF($A33>0,$E33-'Asset data'!AE$5,0),0)","v":64},{"$f":"ROUND(IF($A33>0,$E33-'Asset data'!AF$5,0),0)","v":63},{"$f":"ROUND(IF($A33>0,$E33-'Asset data'!AG$5,0),0)","v":62},{"$f":"ROUND(IF($A33>0,$E33-'Asset data'!AH$5,0),0)","v":61},{"$f":"ROUND(IF($A33>0,$E33-'Asset data'!AI$5,0),0)","v":60},{"$f":"ROUND(IF($A33>0,$E33-'Asset data'!AJ$5,0),0)","v":59},{"$f":"ROUND(IF($A33>0,$E33-'Asset data'!AK$5,0),0)","v":58},{"$f":"ROUND(IF($A33>0,$E33-'Asset data'!AL$5,0),0)","v":57},{"$f":"ROUND(IF($A33>0,$E33-'Asset data'!AM$5,0),0)","v":56},{"$f":"ROUND(IF($A33>0,$E33-'Asset data'!AN$5,0),0)","v":55},{"$f":"ROUND(IF($A33>0,$E33-'Asset data'!AO$5,0),0)","v":54},{"$f":"ROUND(IF($A33>0,$E33-'Asset data'!AP$5,0),0)","v":53},{"$f":"ROUND(IF($A33>0,$E33-'Asset data'!AQ$5,0),0)","v":52},{"$f":"ROUND(IF($A33>0,$E33-'Asset data'!AR$5,0),0)","v":51},{"$f":"ROUND(IF($A33>0,$E33-'Asset data'!AS$5,0),0)","v":50},{"$f":"ROUND(IF($A33>0,$E33-'Asset data'!AT$5,0),0)","v":49},{"$f":"ROUND(IF($A33>0,$E33-'Asset data'!AU$5,0),0)","v":48},{"$f":"ROUND(IF($A33>0,$E33-'Asset data'!AV$5,0),0)","v":47},{"$f":"ROUND(IF($A33>0,$E33-'Asset data'!AW$5,0),0)","v":46},{"$f":"ROUND(IF($A33>0,$E33-'Asset data'!AX$5,0),0)","v":45},{"$f":"ROUND(IF($A33>0,$E33-'Asset data'!AY$5,0),0)","v":44},{"$f":"ROUND(IF($A33>0,$E33-'Asset data'!AZ$5,0),0)","v":43},{"$f":"ROUND(IF($A33>0,$E33-'Asset data'!BA$5,0),0)","v":42},{"$f":"ROUND(IF($A33>0,$E33-'Asset data'!BB$5,0),0)","v":41},{"$f":"ROUND(IF($A33>0,$E33-'Asset data'!BC$5,0),0)","v":40},{"$f":"ROUND(IF($A33>0,$E33-'Asset data'!BD$5,0),0)","v":39},{"$f":"ROUND(IF($A33>0,$E33-'Asset data'!BE$5,0),0)","v":38},{"$f":"ROUND(IF($A33>0,$E33-'Asset data'!BF$5,0),0)","v":37},{"$f":"ROUND(IF($A33>0,$E33-'Asset data'!BG$5,0),0)","v":36},{"$f":"ROUND(IF($A33>0,$E33-'Asset data'!BH$5,0),0)","v":35},{"$f":"ROUND(IF($A33>0,$E33-'Asset data'!BI$5,0),0)","v":34},{"$f":"ROUND(IF($A33>0,$E33-'Asset data'!BJ$5,0),0)","v":33},{"$f":"ROUND(IF($A33>0,$E33-'Asset data'!BK$5,0),0)","v":32},{"$f":"ROUND(IF($A33>0,$E33-'Asset data'!BL$5,0),0)","v":31},{"$f":"ROUND(IF($A33>0,$E33-'Asset data'!BM$5,0),0)","v":30},{"$f":"ROUND(IF($A33>0,$E33-'Asset data'!BN$5,0),0)","v":29},{"$f":"ROUND(IF($A33>0,$E33-'Asset data'!BO$5,0),0)","v":28},{"$f":"ROUND(IF($A33>0,$E33-'Asset data'!BP$5,0),0)","v":27},{"$f":"ROUND(IF($A33>0,$E33-'Asset data'!BQ$5,0),0)","v":26},{"$f":"ROUND(IF($A33>0,$E33-'Asset data'!BR$5,0),0)","v":25},{"$f":"ROUND(IF($A33>0,$E33-'Asset data'!BS$5,0),0)","v":24},{"$f":"ROUND(IF($A33>0,$E33-'Asset data'!BT$5,0),0)","v":23},{"$f":"ROUND(IF($A33>0,$E33-'Asset data'!BU$5,0),0)","v":22},{"$f":"ROUND(IF($A33>0,$E33-'Asset data'!BV$5,0),0)","v":21},{"$f":"ROUND(IF($A33>0,$E33-'Asset data'!BW$5,0),0)","v":20},{"$f":"ROUND(IF($A33>0,$E33-'Asset data'!BX$5,0),0)","v":19},{"$f":"ROUND(IF($A33>0,$E33-'Asset data'!BY$5,0),0)","v":18},{"$f":"ROUND(IF($A33>0,$E33-'Asset data'!BZ$5,0),0)","v":17},{"$f":"ROUND(IF($A33>0,$E33-'Asset data'!CA$5,0),0)","v":16},{"$f":"ROUND(IF($A33>0,$E33-'Asset data'!CB$5,0),0)","v":15},{"$f":"ROUND(IF($A33>0,$E33-'Asset data'!CC$5,0),0)","v":14},{"$f":"ROUND(IF($A33>0,$E33-'Asset data'!CD$5,0),0)","v":13},{"$f":"ROUND(IF($A33>0,$E33-'Asset data'!CE$5,0),0)","v":12},{"$f":"ROUND(IF($A33>0,$E33-'Asset data'!CF$5,0),0)","v":11},{"$f":"ROUND(IF($A33>0,$E33-'Asset data'!CG$5,0),0)","v":10},{"$f":"ROUND(IF($A33>0,$E33-'Asset data'!CH$5,0),0)","v":9},{"$f":"ROUND(IF($A33>0,$E33-'Asset data'!CI$5,0),0)","v":8},{"$f":"ROUND(IF($A33>0,$E33-'Asset data'!CJ$5,0),0)","v":7},{"$f":"ROUND(IF($A33>0,$E33-'Asset data'!CK$5,0),0)","v":6},{"$f":"ROUND(IF($A33>0,$E33-'Asset data'!CL$5,0),0)","v":5},{"$f":"ROUND(IF($A33>0,$E33-'Asset data'!CM$5,0),0)","v":4},{"$f":"ROUND(IF($A33>0,$E33-'Asset data'!CN$5,0),0)","v":3},{"$f":"ROUND(IF($A33>0,$E33-'Asset data'!CO$5,0),0)","v":2},{"$f":"ROUND(IF($A33>0,$E33-'Asset data'!CP$5,0),0)","v":1},{"$f":"ROUND(IF($A33>0,$E33-'Asset data'!CQ$5,0),0)","v":0},{"$f":"ROUND(IF($A33>0,$E33-'Asset data'!CR$5,0),0)","v":-1},{"$f":"ROUND(IF($A33>0,$E33-'Asset data'!CS$5,0),0)","v":-2},{"$f":"ROUND(IF($A33>0,$E33-'Asset data'!CT$5,0),0)","v":-3},{"$f":"ROUND(IF($A33>0,$E33-'Asset data'!CU$5,0),0)","v":-4},{"$f":"ROUND(IF($A33>0,$E33-'Asset data'!CV$5,0),0)","v":-5},{"$f":"ROUND(IF($A33>0,$E33-'Asset data'!CW$5,0),0)","v":-6},{"$f":"ROUND(IF($A33>0,$E33-'Asset data'!CX$5,0),0)","v":-7},{"$f":"ROUND(IF($A33>0,$E33-'Asset data'!CY$5,0),0)","v":-8},{"$f":"ROUND(IF($A33>0,$E33-'Asset data'!CZ$5,0),0)","v":-9},{"$f":"ROUND(IF($A33>0,$E33-'Asset data'!DA$5,0),0)","v":-10},{"$f":"ROUND(IF($A33>0,$E33-'Asset data'!DB$5,0),0)","v":-11},{"$f":"ROUND(IF($A33>0,$E33-'Asset data'!DC$5,0),0)","v":-12},{"$f":"ROUND(IF($A33>0,$E33-'Asset data'!DD$5,0),0)","v":-13},{"$f":"ROUND(IF($A33>0,$E33-'Asset data'!DE$5,0),0)","v":-14},{"$f":"ROUND(IF($A33>0,$E33-'Asset data'!DF$5,0),0)","v":-15},{"$f":"ROUND(IF($A33>0,$E33-'Asset data'!DG$5,0),0)","v":-16},{"$f":"ROUND(IF($A33>0,$E33-'Asset data'!DH$5,0),0)","v":-17},{"$f":"ROUND(IF($A33>0,$E33-'Asset data'!DI$5,0),0)","v":-18},{"$f":"ROUND(IF($A33>0,$E33-'Asset data'!DJ$5,0),0)","v":-19},{"$f":"ROUND(IF($A33>0,$E33-'Asset data'!DK$5,0),0)","v":-20},{"$f":"ROUND(IF($A33>0,$E33-'Asset data'!DL$5,0),0)","v":-21},{"$f":"ROUND(IF($A33>0,$E33-'Asset data'!DM$5,0),0)","v":-22},{"$f":"ROUND(IF($A33>0,$E33-'Asset data'!DN$5,0),0)","v":-23},{"$f":"ROUND(IF($A33>0,$E33-'Asset data'!DO$5,0),0)","v":-24},{"$f":"ROUND(IF($A33>0,$E33-'Asset data'!DP$5,0),0)","v":-25},{"$f":"ROUND(IF($A33>0,$E33-'Asset data'!DQ$5,0),0)","v":-26},{"$f":"ROUND(IF($A33>0,$E33-'Asset data'!DR$5,0),0)","v":-27},{"$f":"ROUND(IF($A33>0,$E33-'Asset data'!DS$5,0),0)","v":-28},{"$f":"ROUND(IF($A33>0,$E33-'Asset data'!DT$5,0),0)","v":-29},{"$f":"ROUND(IF($A33>0,$E33-'Asset data'!DU$5,0),0)","v":-30},{"$f":"ROUND(IF($A33>0,$E33-'Asset data'!DV$5,0),0)","v":-31},{"$f":"ROUND(IF($A33>0,$E33-'Asset data'!DW$5,0),0)","v":-32},{"$f":"ROUND(IF($A33>0,$E33-'Asset data'!DX$5,0),0)","v":-33},{"$f":"ROUND(IF($A33>0,$E33-'Asset data'!DY$5,0),0)","v":-34},{"$f":"ROUND(IF($A33>0,$E33-'Asset data'!DZ$5,0),0)","v":-35},{"$f":"ROUND(IF($A33>0,$E33-'Asset data'!EA$5,0),0)","v":-36},{"$f":"ROUND(IF($A33>0,$E33-'Asset data'!EB$5,0),0)","v":-37},{"$f":"ROUND(IF($A33>0,$E33-'Asset data'!EC$5,0),0)","v":-38},{"$f":"ROUND(IF($A33>0,$E33-'Asset data'!ED$5,0),0)","v":-39},{"$f":"ROUND(IF($A33>0,$E33-'Asset data'!EE$5,0),0)","v":-40},{"$f":"ROUND(IF($A33>0,$E33-'Asset data'!EF$5,0),0)","v":-41},{"$f":"ROUND(IF($A33>0,$E33-'Asset data'!EG$5,0),0)","v":-42},{"$f":"ROUND(IF($A33>0,$E33-'Asset data'!EH$5,0),0)","v":-43},{"$f":"ROUND(IF($A33>0,$E33-'Asset data'!EI$5,0),0)","v":-44},{"$f":"ROUND(IF($A33>0,$E33-'Asset data'!EJ$5,0),0)","v":-45},{"$f":"ROUND(IF($A33>0,$E33-'Asset data'!EK$5,0),0)","v":-46},{"$f":"ROUND(IF($A33>0,$E33-'Asset data'!EL$5,0),0)","v":-47},{"$f":"ROUND(IF($A33>0,$E33-'Asset data'!EM$5,0),0)","v":-48},{"$f":"ROUND(IF($A33>0,$E33-'Asset data'!EN$5,0),0)","v":-49},{"$f":"ROUND(IF($A33>0,$E33-'Asset data'!EO$5,0),0)","v":-50},{"$f":"ROUND(IF($A33>0,$E33-'Asset data'!EP$5,0),0)","v":-51},{"$f":"ROUND(IF($A33>0,$E33-'Asset data'!EQ$5,0),0)","v":-52},{"$f":"ROUND(IF($A33>0,$E33-'Asset data'!ER$5,0),0)","v":-53},{"$f":"ROUND(IF($A33>0,$E33-'Asset data'!ES$5,0),0)","v":-54},{"$f":"ROUND(IF($A33>0,$E33-'Asset data'!ET$5,0),0)","v":-55},{"$f":"ROUND(IF($A33>0,$E33-'Asset data'!EU$5,0),0)","v":-56},{"$f":"ROUND(IF($A33>0,$E33-'Asset data'!EV$5,0),0)","v":-57},{"$f":"ROUND(IF($A33>0,$E33-'Asset data'!EW$5,0),0)","v":-58},{"$f":"ROUND(IF($A33>0,$E33-'Asset data'!EX$5,0),0)","v":-59},{"$f":"ROUND(IF($A33>0,$E33-'Asset data'!EY$5,0),0)","v":-60},{"$f":"ROUND(IF($A33>0,$E33-'Asset data'!EZ$5,0),0)","v":-61},{"$f":"ROUND(IF($A33>0,$E33-'Asset data'!FA$5,0),0)","v":-62},{"$f":"ROUND(IF($A33>0,$E33-'Asset data'!FB$5,0),0)","v":-63},{"$f":"ROUND(IF($A33>0,$E33-'Asset data'!FC$5,0),0)","v":-64},{"$f":"ROUND(IF($A33>0,$E33-'Asset data'!FD$5,0),0)","v":-65},{"$f":"ROUND(IF($A33>0,$E33-'Asset data'!FE$5,0),0)","v":-66},{"$f":"ROUND(IF($A33>0,$E33-'Asset data'!FF$5,0),0)","v":-67},{"$f":"ROUND(IF($A33>0,$E33-'Asset data'!FG$5,0),0)","v":-68}]
[{"$f":"'Asset data'!A34","v":3},{"$f":"'Asset data'!B34","v":0},{"$f":"'Asset data'!C34","v":0},{"$f":"'Asset data'!E34","v":"ZSS Rural"},{"$f":"'Asset data'!I34","v":79.321710074757661},{"$f":"ROUND(IF($A34>0,$E34-'Asset data'!L$5,0),0)","v":79},{"$f":"ROUND(IF($A34>0,$E34-'Asset data'!M$5,0),0)","v":78},{"$f":"ROUND(IF($A34>0,$E34-'Asset data'!N$5,0),0)","v":77},{"$f":"ROUND(IF($A34>0,$E34-'Asset data'!O$5,0),0)","v":76},{"$f":"ROUND(IF($A34>0,$E34-'Asset data'!P$5,0),0)","v":75},{"$f":"ROUND(IF($A34>0,$E34-'Asset data'!Q$5,0),0)","v":74},{"$f":"ROUND(IF($A34>0,$E34-'Asset data'!R$5,0),0)","v":73},{"$f":"ROUND(IF($A34>0,$E34-'Asset data'!S$5,0),0)","v":72},{"$f":"ROUND(IF($A34>0,$E34-'Asset data'!T$5,0),0)","v":71},{"$f":"ROUND(IF($A34>0,$E34-'Asset data'!U$5,0),0)","v":70},{"$f":"ROUND(IF($A34>0,$E34-'Asset data'!V$5,0),0)","v":69},{"$f":"ROUND(IF($A34>0,$E34-'Asset data'!W$5,0),0)","v":68},{"$f":"ROUND(IF($A34>0,$E34-'Asset data'!X$5,0),0)","v":67},{"$f":"ROUND(IF($A34>0,$E34-'Asset data'!Y$5,0),0)","v":66},{"$f":"ROUND(IF($A34>0,$E34-'Asset data'!Z$5,0),0)","v":65},{"$f":"ROUND(IF($A34>0,$E34-'Asset data'!AA$5,0),0)","v":64},{"$f":"ROUND(IF($A34>0,$E34-'Asset data'!AB$5,0),0)","v":63},{"$f":"ROUND(IF($A34>0,$E34-'Asset data'!AC$5,0),0)","v":62},{"$f":"ROUND(IF($A34>0,$E34-'Asset data'!AD$5,0),0)","v":61},{"$f":"ROUND(IF($A34>0,$E34-'Asset data'!AE$5,0),0)","v":60},{"$f":"ROUND(IF($A34>0,$E34-'Asset data'!AF$5,0),0)","v":59},{"$f":"ROUND(IF($A34>0,$E34-'Asset data'!AG$5,0),0)","v":58},{"$f":"ROUND(IF($A34>0,$E34-'Asset data'!AH$5,0),0)","v":57},{"$f":"ROUND(IF($A34>0,$E34-'Asset data'!AI$5,0),0)","v":56},{"$f":"ROUND(IF($A34>0,$E34-'Asset data'!AJ$5,0),0)","v":55},{"$f":"ROUND(IF($A34>0,$E34-'Asset data'!AK$5,0),0)","v":54},{"$f":"ROUND(IF($A34>0,$E34-'Asset data'!AL$5,0),0)","v":53},{"$f":"ROUND(IF($A34>0,$E34-'Asset data'!AM$5,0),0)","v":52},{"$f":"ROUND(IF($A34>0,$E34-'Asset data'!AN$5,0),0)","v":51},{"$f":"ROUND(IF($A34>0,$E34-'Asset data'!AO$5,0),0)","v":50},{"$f":"ROUND(IF($A34>0,$E34-'Asset data'!AP$5,0),0)","v":49},{"$f":"ROUND(IF($A34>0,$E34-'Asset data'!AQ$5,0),0)","v":48},{"$f":"ROUND(IF($A34>0,$E34-'Asset data'!AR$5,0),0)","v":47},{"$f":"ROUND(IF($A34>0,$E34-'Asset data'!AS$5,0),0)","v":46},{"$f":"ROUND(IF($A34>0,$E34-'Asset data'!AT$5,0),0)","v":45},{"$f":"ROUND(IF($A34>0,$E34-'Asset data'!AU$5,0),0)","v":44},{"$f":"ROUND(IF($A34>0,$E34-'Asset data'!AV$5,0),0)","v":43},{"$f":"ROUND(IF($A34>0,$E34-'Asset data'!AW$5,0),0)","v":42},{"$f":"ROUND(IF($A34>0,$E34-'Asset data'!AX$5,0),0)","v":41},{"$f":"ROUND(IF($A34>0,$E34-'Asset data'!AY$5,0),0)","v":40},{"$f":"ROUND(IF($A34>0,$E34-'Asset data'!AZ$5,0),0)","v":39},{"$f":"ROUND(IF($A34>0,$E34-'Asset data'!BA$5,0),0)","v":38},{"$f":"ROUND(IF($A34>0,$E34-'Asset data'!BB$5,0),0)","v":37},{"$f":"ROUND(IF($A34>0,$E34-'Asset data'!BC$5,0),0)","v":36},{"$f":"ROUND(IF($A34>0,$E34-'Asset data'!BD$5,0),0)","v":35},{"$f":"ROUND(IF($A34>0,$E34-'Asset data'!BE$5,0),0)","v":34},{"$f":"ROUND(IF($A34>0,$E34-'Asset data'!BF$5,0),0)","v":33},{"$f":"ROUND(IF($A34>0,$E34-'Asset data'!BG$5,0),0)","v":32},{"$f":"ROUND(IF($A34>0,$E34-'Asset data'!BH$5,0),0)","v":31},{"$f":"ROUND(IF($A34>0,$E34-'Asset data'!BI$5,0),0)","v":30},{"$f":"ROUND(IF($A34>0,$E34-'Asset data'!BJ$5,0),0)","v":29},{"$f":"ROUND(IF($A34>0,$E34-'Asset data'!BK$5,0),0)","v":28},{"$f":"ROUND(IF($A34>0,$E34-'Asset data'!BL$5,0),0)","v":27},{"$f":"ROUND(IF($A34>0,$E34-'Asset data'!BM$5,0),0)","v":26},{"$f":"ROUND(IF($A34>0,$E34-'Asset data'!BN$5,0),0)","v":25},{"$f":"ROUND(IF($A34>0,$E34-'Asset data'!BO$5,0),0)","v":24},{"$f":"ROUND(IF($A34>0,$E34-'Asset data'!BP$5,0),0)","v":23},{"$f":"ROUND(IF($A34>0,$E34-'Asset data'!BQ$5,0),0)","v":22},{"$f":"ROUND(IF($A34>0,$E34-'Asset data'!BR$5,0),0)","v":21},{"$f":"ROUND(IF($A34>0,$E34-'Asset data'!BS$5,0),0)","v":20},{"$f":"ROUND(IF($A34>0,$E34-'Asset data'!BT$5,0),0)","v":19},{"$f":"ROUND(IF($A34>0,$E34-'Asset data'!BU$5,0),0)","v":18},{"$f":"ROUND(IF($A34>0,$E34-'Asset data'!BV$5,0),0)","v":17},{"$f":"ROUND(IF($A34>0,$E34-'Asset data'!BW$5,0),0)","v":16},{"$f":"ROUND(IF($A34>0,$E34-'Asset data'!BX$5,0),0)","v":15},{"$f":"ROUND(IF($A34>0,$E34-'Asset data'!BY$5,0),0)","v":14},{"$f":"ROUND(IF($A34>0,$E34-'Asset data'!BZ$5,0),0)","v":13},{"$f":"ROUND(IF($A34>0,$E34-'Asset data'!CA$5,0),0)","v":12},{"$f":"ROUND(IF($A34>0,$E34-'Asset data'!CB$5,0),0)","v":11},{"$f":"ROUND(IF($A34>0,$E34-'Asset data'!CC$5,0),0)","v":10},{"$f":"ROUND(IF($A34>0,$E34-'Asset data'!CD$5,0),0)","v":9},{"$f":"ROUND(IF($A34>0,$E34-'Asset data'!CE$5,0),0)","v":8},{"$f":"ROUND(IF($A34>0,$E34-'Asset data'!CF$5,0),0)","v":7},{"$f":"ROUND(IF($A34>0,$E34-'Asset data'!CG$5,0),0)","v":6},{"$f":"ROUND(IF($A34>0,$E34-'Asset data'!CH$5,0),0)","v":5},{"$f":"ROUND(IF($A34>0,$E34-'Asset data'!CI$5,0),0)","v":4},{"$f":"ROUND(IF($A34>0,$E34-'Asset data'!CJ$5,0),0)","v":3},{"$f":"ROUND(IF($A34>0,$E34-'Asset data'!CK$5,0),0)","v":2},{"$f":"ROUND(IF($A34>0,$E34-'Asset data'!CL$5,0),0)","v":1},{"$f":"ROUND(IF($A34>0,$E34-'Asset data'!CM$5,0),0)","v":0},{"$f":"ROUND(IF($A34>0,$E34-'Asset data'!CN$5,0),0)","v":-1},{"$f":"ROUND(IF($A34>0,$E34-'Asset data'!CO$5,0),0)","v":-2},{"$f":"ROUND(IF($A34>0,$E34-'Asset data'!CP$5,0),0)","v":-3},{"$f":"ROUND(IF($A34>0,$E34-'Asset data'!CQ$5,0),0)","v":-4},{"$f":"ROUND(IF($A34>0,$E34-'Asset data'!CR$5,0),0)","v":-5},{"$f":"ROUND(IF($A34>0,$E34-'Asset data'!CS$5,0),0)","v":-6},{"$f":"ROUND(IF($A34>0,$E34-'Asset data'!CT$5,0),0)","v":-7},{"$f":"ROUND(IF($A34>0,$E34-'Asset data'!CU$5,0),0)","v":-8},{"$f":"ROUND(IF($A34>0,$E34-'Asset data'!CV$5,0),0)","v":-9},{"$f":"ROUND(IF($A34>0,$E34-'Asset data'!CW$5,0),0)","v":-10},{"$f":"ROUND(IF($A34>0,$E34-'Asset data'!CX$5,0),0)","v":-11},{"$f":"ROUND(IF($A34>0,$E34-'Asset data'!CY$5,0),0)","v":-12},{"$f":"ROUND(IF($A34>0,$E34-'Asset data'!CZ$5,0),0)","v":-13},{"$f":"ROUND(IF($A34>0,$E34-'Asset data'!DA$5,0),0)","v":-14},{"$f":"ROUND(IF($A34>0,$E34-'Asset data'!DB$5,0),0)","v":-15},{"$f":"ROUND(IF($A34>0,$E34-'Asset data'!DC$5,0),0)","v":-16},{"$f":"ROUND(IF($A34>0,$E34-'Asset data'!DD$5,0),0)","v":-17},{"$f":"ROUND(IF($A34>0,$E34-'Asset data'!DE$5,0),0)","v":-18},{"$f":"ROUND(IF($A34>0,$E34-'Asset data'!DF$5,0),0)","v":-19},{"$f":"ROUND(IF($A34>0,$E34-'Asset data'!DG$5,0),0)","v":-20},{"$f":"ROUND(IF($A34>0,$E34-'Asset data'!DH$5,0),0)","v":-21},{"$f":"ROUND(IF($A34>0,$E34-'Asset data'!DI$5,0),0)","v":-22},{"$f":"ROUND(IF($A34>0,$E34-'Asset data'!DJ$5,0),0)","v":-23},{"$f":"ROUND(IF($A34>0,$E34-'Asset data'!DK$5,0),0)","v":-24},{"$f":"ROUND(IF($A34>0,$E34-'Asset data'!DL$5,0),0)","v":-25},{"$f":"ROUND(IF($A34>0,$E34-'Asset data'!DM$5,0),0)","v":-26},{"$f":"ROUND(IF($A34>0,$E34-'Asset data'!DN$5,0),0)","v":-27},{"$f":"ROUND(IF($A34>0,$E34-'Asset data'!DO$5,0),0)","v":-28},{"$f":"ROUND(IF($A34>0,$E34-'Asset data'!DP$5,0),0)","v":-29},{"$f":"ROUND(IF($A34>0,$E34-'Asset data'!DQ$5,0),0)","v":-30},{"$f":"ROUND(IF($A34>0,$E34-'Asset data'!DR$5,0),0)","v":-31},{"$f":"ROUND(IF($A34>0,$E34-'Asset data'!DS$5,0),0)","v":-32},{"$f":"ROUND(IF($A34>0,$E34-'Asset data'!DT$5,0),0)","v":-33},{"$f":"ROUND(IF($A34>0,$E34-'Asset data'!DU$5,0),0)","v":-34},{"$f":"ROUND(IF($A34>0,$E34-'Asset data'!DV$5,0),0)","v":-35},{"$f":"ROUND(IF($A34>0,$E34-'Asset data'!DW$5,0),0)","v":-36},{"$f":"ROUND(IF($A34>0,$E34-'Asset data'!DX$5,0),0)","v":-37},{"$f":"ROUND(IF($A34>0,$E34-'Asset data'!DY$5,0),0)","v":-38},{"$f":"ROUND(IF($A34>0,$E34-'Asset data'!DZ$5,0),0)","v":-39},{"$f":"ROUND(IF($A34>0,$E34-'Asset data'!EA$5,0),0)","v":-40},{"$f":"ROUND(IF($A34>0,$E34-'Asset data'!EB$5,0),0)","v":-41},{"$f":"ROUND(IF($A34>0,$E34-'Asset data'!EC$5,0),0)","v":-42},{"$f":"ROUND(IF($A34>0,$E34-'Asset data'!ED$5,0),0)","v":-43},{"$f":"ROUND(IF($A34>0,$E34-'Asset data'!EE$5,0),0)","v":-44},{"$f":"ROUND(IF($A34>0,$E34-'Asset data'!EF$5,0),0)","v":-45},{"$f":"ROUND(IF($A34>0,$E34-'Asset data'!EG$5,0),0)","v":-46},{"$f":"ROUND(IF($A34>0,$E34-'Asset data'!EH$5,0),0)","v":-47},{"$f":"ROUND(IF($A34>0,$E34-'Asset data'!EI$5,0),0)","v":-48},{"$f":"ROUND(IF($A34>0,$E34-'Asset data'!EJ$5,0),0)","v":-49},{"$f":"ROUND(IF($A34>0,$E34-'Asset data'!EK$5,0),0)","v":-50},{"$f":"ROUND(IF($A34>0,$E34-'Asset data'!EL$5,0),0)","v":-51},{"$f":"ROUND(IF($A34>0,$E34-'Asset data'!EM$5,0),0)","v":-52},{"$f":"ROUND(IF($A34>0,$E34-'Asset data'!EN$5,0),0)","v":-53},{"$f":"ROUND(IF($A34>0,$E34-'Asset data'!EO$5,0),0)","v":-54},{"$f":"ROUND(IF($A34>0,$E34-'Asset data'!EP$5,0),0)","v":-55},{"$f":"ROUND(IF($A34>0,$E34-'Asset data'!EQ$5,0),0)","v":-56},{"$f":"ROUND(IF($A34>0,$E34-'Asset data'!ER$5,0),0)","v":-57},{"$f":"ROUND(IF($A34>0,$E34-'Asset data'!ES$5,0),0)","v":-58},{"$f":"ROUND(IF($A34>0,$E34-'Asset data'!ET$5,0),0)","v":-59},{"$f":"ROUND(IF($A34>0,$E34-'Asset data'!EU$5,0),0)","v":-60},{"$f":"ROUND(IF($A34>0,$E34-'Asset data'!EV$5,0),0)","v":-61},{"$f":"ROUND(IF($A34>0,$E34-'Asset data'!EW$5,0),0)","v":-62},{"$f":"ROUND(IF($A34>0,$E34-'Asset data'!EX$5,0),0)","v":-63},{"$f":"ROUND(IF($A34>0,$E34-'Asset data'!EY$5,0),0)","v":-64},{"$f":"ROUND(IF($A34>0,$E34-'Asset data'!EZ$5,0),0)","v":-65},{"$f":"ROUND(IF($A34>0,$E34-'Asset data'!FA$5,0),0)","v":-66},{"$f":"ROUND(IF($A34>0,$E34-'Asset data'!FB$5,0),0)","v":-67},{"$f":"ROUND(IF($A34>0,$E34-'Asset data'!FC$5,0),0)","v":-68},{"$f":"ROUND(IF($A34>0,$E34-'Asset data'!FD$5,0),0)","v":-69},{"$f":"ROUND(IF($A34>0,$E34-'Asset data'!FE$5,0),0)","v":-70},{"$f":"ROUND(IF($A34>0,$E34-'Asset data'!FF$5,0),0)","v":-71},{"$f":"ROUND(IF($A34>0,$E34-'Asset data'!FG$5,0),0)","v":-72}]
[{"$f":"'Asset data'!A35","v":0},{"$f":"'Asset data'!B35","v":0},{"$f":"'Asset data'!C35","v":0},{"$f":"'Asset data'!E35","v":0},{"$f":"'Asset data'!I35","v":0},{"$f":"ROUND(IF($A35>0,$E35-'Asset data'!L$5,0),0)","v":0},{"$f":"ROUND(IF($A35>0,$E35-'Asset data'!M$5,0),0)","v":0},{"$f":"ROUND(IF($A35>0,$E35-'Asset data'!N$5,0),0)","v":0},{"$f":"ROUND(IF($A35>0,$E35-'Asset data'!O$5,0),0)","v":0},{"$f":"ROUND(IF($A35>0,$E35-'Asset data'!P$5,0),0)","v":0},{"$f":"ROUND(IF($A35>0,$E35-'Asset data'!Q$5,0),0)","v":0},{"$f":"ROUND(IF($A35>0,$E35-'Asset data'!R$5,0),0)","v":0},{"$f":"ROUND(IF($A35>0,$E35-'Asset data'!S$5,0),0)","v":0},{"$f":"ROUND(IF($A35>0,$E35-'Asset data'!T$5,0),0)","v":0},{"$f":"ROUND(IF($A35>0,$E35-'Asset data'!U$5,0),0)","v":0},{"$f":"ROUND(IF($A35>0,$E35-'Asset data'!V$5,0),0)","v":0},{"$f":"ROUND(IF($A35>0,$E35-'Asset data'!W$5,0),0)","v":0},{"$f":"ROUND(IF($A35>0,$E35-'Asset data'!X$5,0),0)","v":0},{"$f":"ROUND(IF($A35>0,$E35-'Asset data'!Y$5,0),0)","v":0},{"$f":"ROUND(IF($A35>0,$E35-'Asset data'!Z$5,0),0)","v":0},{"$f":"ROUND(IF($A35>0,$E35-'Asset data'!AA$5,0),0)","v":0},{"$f":"ROUND(IF($A35>0,$E35-'Asset data'!AB$5,0),0)","v":0},{"$f":"ROUND(IF($A35>0,$E35-'Asset data'!AC$5,0),0)","v":0},{"$f":"ROUND(IF($A35>0,$E35-'Asset data'!AD$5,0),0)","v":0},{"$f":"ROUND(IF($A35>0,$E35-'Asset data'!AE$5,0),0)","v":0},{"$f":"ROUND(IF($A35>0,$E35-'Asset data'!AF$5,0),0)","v":0},{"$f":"ROUND(IF($A35>0,$E35-'Asset data'!AG$5,0),0)","v":0},{"$f":"ROUND(IF($A35>0,$E35-'Asset data'!AH$5,0),0)","v":0},{"$f":"ROUND(IF($A35>0,$E35-'Asset data'!AI$5,0),0)","v":0},{"$f":"ROUND(IF($A35>0,$E35-'Asset data'!AJ$5,0),0)","v":0},{"$f":"ROUND(IF($A35>0,$E35-'Asset data'!AK$5,0),0)","v":0},{"$f":"ROUND(IF($A35>0,$E35-'Asset data'!AL$5,0),0)","v":0},{"$f":"ROUND(IF($A35>0,$E35-'Asset data'!AM$5,0),0)","v":0},{"$f":"ROUND(IF($A35>0,$E35-'Asset data'!AN$5,0),0)","v":0},{"$f":"ROUND(IF($A35>0,$E35-'Asset data'!AO$5,0),0)","v":0},{"$f":"ROUND(IF($A35>0,$E35-'Asset data'!AP$5,0),0)","v":0},{"$f":"ROUND(IF($A35>0,$E35-'Asset data'!AQ$5,0),0)","v":0},{"$f":"ROUND(IF($A35>0,$E35-'Asset data'!AR$5,0),0)","v":0},{"$f":"ROUND(IF($A35>0,$E35-'Asset data'!AS$5,0),0)","v":0},{"$f":"ROUND(IF($A35>0,$E35-'Asset data'!AT$5,0),0)","v":0},{"$f":"ROUND(IF($A35>0,$E35-'Asset data'!AU$5,0),0)","v":0},{"$f":"ROUND(IF($A35>0,$E35-'Asset data'!AV$5,0),0)","v":0},{"$f":"ROUND(IF($A35>0,$E35-'Asset data'!AW$5,0),0)","v":0},{"$f":"ROUND(IF($A35>0,$E35-'Asset data'!AX$5,0),0)","v":0},{"$f":"ROUND(IF($A35>0,$E35-'Asset data'!AY$5,0),0)","v":0},{"$f":"ROUND(IF($A35>0,$E35-'Asset data'!AZ$5,0),0)","v":0},{"$f":"ROUND(IF($A35>0,$E35-'Asset data'!BA$5,0),0)","v":0},{"$f":"ROUND(IF($A35>0,$E35-'Asset data'!BB$5,0),0)","v":0},{"$f":"ROUND(IF($A35>0,$E35-'Asset data'!BC$5,0),0)","v":0},{"$f":"ROUND(IF($A35>0,$E35-'Asset data'!BD$5,0),0)","v":0},{"$f":"ROUND(IF($A35>0,$E35-'Asset data'!BE$5,0),0)","v":0},{"$f":"ROUND(IF($A35>0,$E35-'Asset data'!BF$5,0),0)","v":0},{"$f":"ROUND(IF($A35>0,$E35-'Asset data'!BG$5,0),0)","v":0},{"$f":"ROUND(IF($A35>0,$E35-'Asset data'!BH$5,0),0)","v":0},{"$f":"ROUND(IF($A35>0,$E35-'Asset data'!BI$5,0),0)","v":0},{"$f":"ROUND(IF($A35>0,$E35-'Asset data'!BJ$5,0),0)","v":0},{"$f":"ROUND(IF($A35>0,$E35-'Asset data'!BK$5,0),0)","v":0},{"$f":"ROUND(IF($A35>0,$E35-'Asset data'!BL$5,0),0)","v":0},{"$f":"ROUND(IF($A35>0,$E35-'Asset data'!BM$5,0),0)","v":0},{"$f":"ROUND(IF($A35>0,$E35-'Asset data'!BN$5,0),0)","v":0},{"$f":"ROUND(IF($A35>0,$E35-'Asset data'!BO$5,0),0)","v":0},{"$f":"ROUND(IF($A35>0,$E35-'Asset data'!BP$5,0),0)","v":0},{"$f":"ROUND(IF($A35>0,$E35-'Asset data'!BQ$5,0),0)","v":0},{"$f":"ROUND(IF($A35>0,$E35-'Asset data'!BR$5,0),0)","v":0},{"$f":"ROUND(IF($A35>0,$E35-'Asset data'!BS$5,0),0)","v":0},{"$f":"ROUND(IF($A35>0,$E35-'Asset data'!BT$5,0),0)","v":0},{"$f":"ROUND(IF($A35>0,$E35-'Asset data'!BU$5,0),0)","v":0},{"$f":"ROUND(IF($A35>0,$E35-'Asset data'!BV$5,0),0)","v":0},{"$f":"ROUND(IF($A35>0,$E35-'Asset data'!BW$5,0),0)","v":0},{"$f":"ROUND(IF($A35>0,$E35-'Asset data'!BX$5,0),0)","v":0},{"$f":"ROUND(IF($A35>0,$E35-'Asset data'!BY$5,0),0)","v":0},{"$f":"ROUND(IF($A35>0,$E35-'Asset data'!BZ$5,0),0)","v":0},{"$f":"ROUND(IF($A35>0,$E35-'Asset data'!CA$5,0),0)","v":0},{"$f":"ROUND(IF($A35>0,$E35-'Asset data'!CB$5,0),0)","v":0},{"$f":"ROUND(IF($A35>0,$E35-'Asset data'!CC$5,0),0)","v":0},{"$f":"ROUND(IF($A35>0,$E35-'Asset data'!CD$5,0),0)","v":0},{"$f":"ROUND(IF($A35>0,$E35-'Asset data'!CE$5,0),0)","v":0},{"$f":"ROUND(IF($A35>0,$E35-'Asset data'!CF$5,0),0)","v":0},{"$f":"ROUND(IF($A35>0,$E35-'Asset data'!CG$5,0),0)","v":0},{"$f":"ROUND(IF($A35>0,$E35-'Asset data'!CH$5,0),0)","v":0},{"$f":"ROUND(IF($A35>0,$E35-'Asset data'!CI$5,0),0)","v":0},{"$f":"ROUND(IF($A35>0,$E35-'Asset data'!CJ$5,0),0)","v":0},{"$f":"ROUND(IF($A35>0,$E35-'Asset data'!CK$5,0),0)","v":0},{"$f":"ROUND(IF($A35>0,$E35-'Asset data'!CL$5,0),0)","v":0},{"$f":"ROUND(IF($A35>0,$E35-'Asset data'!CM$5,0),0)","v":0},{"$f":"ROUND(IF($A35>0,$E35-'Asset data'!CN$5,0),0)","v":0},{"$f":"ROUND(IF($A35>0,$E35-'Asset data'!CO$5,0),0)","v":0},{"$f":"ROUND(IF($A35>0,$E35-'Asset data'!CP$5,0),0)","v":0},{"$f":"ROUND(IF($A35>0,$E35-'Asset data'!CQ$5,0),0)","v":0},{"$f":"ROUND(IF($A35>0,$E35-'Asset data'!CR$5,0),0)","v":0},{"$f":"ROUND(IF($A35>0,$E35-'Asset data'!CS$5,0),0)","v":0},{"$f":"ROUND(IF($A35>0,$E35-'Asset data'!CT$5,0),0)","v":0},{"$f":"ROUND(IF($A35>0,$E35-'Asset data'!CU$5,0),0)","v":0},{"$f":"ROUND(IF($A35>0,$E35-'Asset data'!CV$5,0),0)","v":0},{"$f":"ROUND(IF($A35>0,$E35-'Asset data'!CW$5,0),0)","v":0},{"$f":"ROUND(IF($A35>0,$E35-'Asset data'!CX$5,0),0)","v":0},{"$f":"ROUND(IF($A35>0,$E35-'Asset data'!CY$5,0),0)","v":0},{"$f":"ROUND(IF($A35>0,$E35-'Asset data'!CZ$5,0),0)","v":0},{"$f":"ROUND(IF($A35>0,$E35-'Asset data'!DA$5,0),0)","v":0},{"$f":"ROUND(IF($A35>0,$E35-'Asset data'!DB$5,0),0)","v":0},{"$f":"ROUND(IF($A35>0,$E35-'Asset data'!DC$5,0),0)","v":0},{"$f":"ROUND(IF($A35>0,$E35-'Asset data'!DD$5,0),0)","v":0},{"$f":"ROUND(IF($A35>0,$E35-'Asset data'!DE$5,0),0)","v":0},{"$f":"ROUND(IF($A35>0,$E35-'Asset data'!DF$5,0),0)","v":0},{"$f":"ROUND(IF($A35>0,$E35-'Asset data'!DG$5,0),0)","v":0},{"$f":"ROUND(IF($A35>0,$E35-'Asset data'!DH$5,0),0)","v":0},{"$f":"ROUND(IF($A35>0,$E35-'Asset data'!DI$5,0),0)","v":0},{"$f":"ROUND(IF($A35>0,$E35-'Asset data'!DJ$5,0),0)","v":0},{"$f":"ROUND(IF($A35>0,$E35-'Asset data'!DK$5,0),0)","v":0},{"$f":"ROUND(IF($A35>0,$E35-'Asset data'!DL$5,0),0)","v":0},{"$f":"ROUND(IF($A35>0,$E35-'Asset data'!DM$5,0),0)","v":0},{"$f":"ROUND(IF($A35>0,$E35-'Asset data'!DN$5,0),0)","v":0},{"$f":"ROUND(IF($A35>0,$E35-'Asset data'!DO$5,0),0)","v":0},{"$f":"ROUND(IF($A35>0,$E35-'Asset data'!DP$5,0),0)","v":0},{"$f":"ROUND(IF($A35>0,$E35-'Asset data'!DQ$5,0),0)","v":0},{"$f":"ROUND(IF($A35>0,$E35-'Asset data'!DR$5,0),0)","v":0},{"$f":"ROUND(IF($A35>0,$E35-'Asset data'!DS$5,0),0)","v":0},{"$f":"ROUND(IF($A35>0,$E35-'Asset data'!DT$5,0),0)","v":0},{"$f":"ROUND(IF($A35>0,$E35-'Asset data'!DU$5,0),0)","v":0},{"$f":"ROUND(IF($A35>0,$E35-'Asset data'!DV$5,0),0)","v":0},{"$f":"ROUND(IF($A35>0,$E35-'Asset data'!DW$5,0),0)","v":0},{"$f":"ROUND(IF($A35>0,$E35-'Asset data'!DX$5,0),0)","v":0},{"$f":"ROUND(IF($A35>0,$E35-'Asset data'!DY$5,0),0)","v":0},{"$f":"ROUND(IF($A35>0,$E35-'Asset data'!DZ$5,0),0)","v":0},{"$f":"ROUND(IF($A35>0,$E35-'Asset data'!EA$5,0),0)","v":0},{"$f":"ROUND(IF($A35>0,$E35-'Asset data'!EB$5,0),0)","v":0},{"$f":"ROUND(IF($A35>0,$E35-'Asset data'!EC$5,0),0)","v":0},{"$f":"ROUND(IF($A35>0,$E35-'Asset data'!ED$5,0),0)","v":0},{"$f":"ROUND(IF($A35>0,$E35-'Asset data'!EE$5,0),0)","v":0},{"$f":"ROUND(IF($A35>0,$E35-'Asset data'!EF$5,0),0)","v":0},{"$f":"ROUND(IF($A35>0,$E35-'Asset data'!EG$5,0),0)","v":0},{"$f":"ROUND(IF($A35>0,$E35-'Asset data'!EH$5,0),0)","v":0},{"$f":"ROUND(IF($A35>0,$E35-'Asset data'!EI$5,0),0)","v":0},{"$f":"ROUND(IF($A35>0,$E35-'Asset data'!EJ$5,0),0)","v":0},{"$f":"ROUND(IF($A35>0,$E35-'Asset data'!EK$5,0),0)","v":0},{"$f":"ROUND(IF($A35>0,$E35-'Asset data'!EL$5,0),0)","v":0},{"$f":"ROUND(IF($A35>0,$E35-'Asset data'!EM$5,0),0)","v":0},{"$f":"ROUND(IF($A35>0,$E35-'Asset data'!EN$5,0),0)","v":0},{"$f":"ROUND(IF($A35>0,$E35-'Asset data'!EO$5,0),0)","v":0},{"$f":"ROUND(IF($A35>0,$E35-'Asset data'!EP$5,0),0)","v":0},{"$f":"ROUND(IF($A35>0,$E35-'Asset data'!EQ$5,0),0)","v":0},{"$f":"ROUND(IF($A35>0,$E35-'Asset data'!ER$5,0),0)","v":0},{"$f":"ROUND(IF($A35>0,$E35-'Asset data'!ES$5,0),0)","v":0},{"$f":"ROUND(IF($A35>0,$E35-'Asset data'!ET$5,0),0)","v":0},{"$f":"ROUND(IF($A35>0,$E35-'Asset data'!EU$5,0),0)","v":0},{"$f":"ROUND(IF($A35>0,$E35-'Asset data'!EV$5,0),0)","v":0},{"$f":"ROUND(IF($A35>0,$E35-'Asset data'!EW$5,0),0)","v":0},{"$f":"ROUND(IF($A35>0,$E35-'Asset data'!EX$5,0),0)","v":0},{"$f":"ROUND(IF($A35>0,$E35-'Asset data'!EY$5,0),0)","v":0},{"$f":"ROUND(IF($A35>0,$E35-'Asset data'!EZ$5,0),0)","v":0},{"$f":"ROUND(IF($A35>0,$E35-'Asset data'!FA$5,0),0)","v":0},{"$f":"ROUND(IF($A35>0,$E35-'Asset data'!FB$5,0),0)","v":0},{"$f":"ROUND(IF($A35>0,$E35-'Asset data'!FC$5,0),0)","v":0},{"$f":"ROUND(IF($A35>0,$E35-'Asset data'!FD$5,0),0)","v":0},{"$f":"ROUND(IF($A35>0,$E35-'Asset data'!FE$5,0),0)","v":0},{"$f":"ROUND(IF($A35>0,$E35-'Asset data'!FF$5,0),0)","v":0},{"$f":"ROUND(IF($A35>0,$E35-'Asset data'!FG$5,0),0)","v":0}]
[{"$f":"'Asset data'!A36","v":0},{"$f":"'Asset data'!B36","v":0},{"$f":"'Asset data'!C36","v":0},{"$f":"'Asset data'!E36","v":0},{"$f":"'Asset data'!I36","v":0},{"$f":"ROUND(IF($A36>0,$E36-'Asset data'!L$5,0),0)","v":0},{"$f":"ROUND(IF($A36>0,$E36-'Asset data'!M$5,0),0)","v":0},{"$f":"ROUND(IF($A36>0,$E36-'Asset data'!N$5,0),0)","v":0},{"$f":"ROUND(IF($A36>0,$E36-'Asset data'!O$5,0),0)","v":0},{"$f":"ROUND(IF($A36>0,$E36-'Asset data'!P$5,0),0)","v":0},{"$f":"ROUND(IF($A36>0,$E36-'Asset data'!Q$5,0),0)","v":0},{"$f":"ROUND(IF($A36>0,$E36-'Asset data'!R$5,0),0)","v":0},{"$f":"ROUND(IF($A36>0,$E36-'Asset data'!S$5,0),0)","v":0},{"$f":"ROUND(IF($A36>0,$E36-'Asset data'!T$5,0),0)","v":0},{"$f":"ROUND(IF($A36>0,$E36-'Asset data'!U$5,0),0)","v":0},{"$f":"ROUND(IF($A36>0,$E36-'Asset data'!V$5,0),0)","v":0},{"$f":"ROUND(IF($A36>0,$E36-'Asset data'!W$5,0),0)","v":0},{"$f":"ROUND(IF($A36>0,$E36-'Asset data'!X$5,0),0)","v":0},{"$f":"ROUND(IF($A36>0,$E36-'Asset data'!Y$5,0),0)","v":0},{"$f":"ROUND(IF($A36>0,$E36-'Asset data'!Z$5,0),0)","v":0},{"$f":"ROUND(IF($A36>0,$E36-'Asset data'!AA$5,0),0)","v":0},{"$f":"ROUND(IF($A36>0,$E36-'Asset data'!AB$5,0),0)","v":0},{"$f":"ROUND(IF($A36>0,$E36-'Asset data'!AC$5,0),0)","v":0},{"$f":"ROUND(IF($A36>0,$E36-'Asset data'!AD$5,0),0)","v":0},{"$f":"ROUND(IF($A36>0,$E36-'Asset data'!AE$5,0),0)","v":0},{"$f":"ROUND(IF($A36>0,$E36-'Asset data'!AF$5,0),0)","v":0},{"$f":"ROUND(IF($A36>0,$E36-'Asset data'!AG$5,0),0)","v":0},{"$f":"ROUND(IF($A36>0,$E36-'Asset data'!AH$5,0),0)","v":0},{"$f":"ROUND(IF($A36>0,$E36-'Asset data'!AI$5,0),0)","v":0},{"$f":"ROUND(IF($A36>0,$E36-'Asset data'!AJ$5,0),0)","v":0},{"$f":"ROUND(IF($A36>0,$E36-'Asset data'!AK$5,0),0)","v":0},{"$f":"ROUND(IF($A36>0,$E36-'Asset data'!AL$5,0),0)","v":0},{"$f":"ROUND(IF($A36>0,$E36-'Asset data'!AM$5,0),0)","v":0},{"$f":"ROUND(IF($A36>0,$E36-'Asset data'!AN$5,0),0)","v":0},{"$f":"ROUND(IF($A36>0,$E36-'Asset data'!AO$5,0),0)","v":0},{"$f":"ROUND(IF($A36>0,$E36-'Asset data'!AP$5,0),0)","v":0},{"$f":"ROUND(IF($A36>0,$E36-'Asset data'!AQ$5,0),0)","v":0},{"$f":"ROUND(IF($A36>0,$E36-'Asset data'!AR$5,0),0)","v":0},{"$f":"ROUND(IF($A36>0,$E36-'Asset data'!AS$5,0),0)","v":0},{"$f":"ROUND(IF($A36>0,$E36-'Asset data'!AT$5,0),0)","v":0},{"$f":"ROUND(IF($A36>0,$E36-'Asset data'!AU$5,0),0)","v":0},{"$f":"ROUND(IF($A36>0,$E36-'Asset data'!AV$5,0),0)","v":0},{"$f":"ROUND(IF($A36>0,$E36-'Asset data'!AW$5,0),0)","v":0},{"$f":"ROUND(IF($A36>0,$E36-'Asset data'!AX$5,0),0)","v":0},{"$f":"ROUND(IF($A36>0,$E36-'Asset data'!AY$5,0),0)","v":0},{"$f":"ROUND(IF($A36>0,$E36-'Asset data'!AZ$5,0),0)","v":0},{"$f":"ROUND(IF($A36>0,$E36-'Asset data'!BA$5,0),0)","v":0},{"$f":"ROUND(IF($A36>0,$E36-'Asset data'!BB$5,0),0)","v":0},{"$f":"ROUND(IF($A36>0,$E36-'Asset data'!BC$5,0),0)","v":0},{"$f":"ROUND(IF($A36>0,$E36-'Asset data'!BD$5,0),0)","v":0},{"$f":"ROUND(IF($A36>0,$E36-'Asset data'!BE$5,0),0)","v":0},{"$f":"ROUND(IF($A36>0,$E36-'Asset data'!BF$5,0),0)","v":0},{"$f":"ROUND(IF($A36>0,$E36-'Asset data'!BG$5,0),0)","v":0},{"$f":"ROUND(IF($A36>0,$E36-'Asset data'!BH$5,0),0)","v":0},{"$f":"ROUND(IF($A36>0,$E36-'Asset data'!BI$5,0),0)","v":0},{"$f":"ROUND(IF($A36>0,$E36-'Asset data'!BJ$5,0),0)","v":0},{"$f":"ROUND(IF($A36>0,$E36-'Asset data'!BK$5,0),0)","v":0},{"$f":"ROUND(IF($A36>0,$E36-'Asset data'!BL$5,0),0)","v":0},{"$f":"ROUND(IF($A36>0,$E36-'Asset data'!BM$5,0),0)","v":0},{"$f":"ROUND(IF($A36>0,$E36-'Asset data'!BN$5,0),0)","v":0},{"$f":"ROUND(IF($A36>0,$E36-'Asset data'!BO$5,0),0)","v":0},{"$f":"ROUND(IF($A36>0,$E36-'Asset data'!BP$5,0),0)","v":0},{"$f":"ROUND(IF($A36>0,$E36-'Asset data'!BQ$5,0),0)","v":0},{"$f":"ROUND(IF($A36>0,$E36-'Asset data'!BR$5,0),0)","v":0},{"$f":"ROUND(IF($A36>0,$E36-'Asset data'!BS$5,0),0)","v":0},{"$f":"ROUND(IF($A36>0,$E36-'Asset data'!BT$5,0),0)","v":0},{"$f":"ROUND(IF($A36>0,$E36-'Asset data'!BU$5,0),0)","v":0},{"$f":"ROUND(IF($A36>0,$E36-'Asset data'!BV$5,0),0)","v":0},{"$f":"ROUND(IF($A36>0,$E36-'Asset data'!BW$5,0),0)","v":0},{"$f":"ROUND(IF($A36>0,$E36-'Asset data'!BX$5,0),0)","v":0},{"$f":"ROUND(IF($A36>0,$E36-'Asset data'!BY$5,0),0)","v":0},{"$f":"ROUND(IF($A36>0,$E36-'Asset data'!BZ$5,0),0)","v":0},{"$f":"ROUND(IF($A36>0,$E36-'Asset data'!CA$5,0),0)","v":0},{"$f":"ROUND(IF($A36>0,$E36-'Asset data'!CB$5,0),0)","v":0},{"$f":"ROUND(IF($A36>0,$E36-'Asset data'!CC$5,0),0)","v":0},{"$f":"ROUND(IF($A36>0,$E36-'Asset data'!CD$5,0),0)","v":0},{"$f":"ROUND(IF($A36>0,$E36-'Asset data'!CE$5,0),0)","v":0},{"$f":"ROUND(IF($A36>0,$E36-'Asset data'!CF$5,0),0)","v":0},{"$f":"ROUND(IF($A36>0,$E36-'Asset data'!CG$5,0),0)","v":0},{"$f":"ROUND(IF($A36>0,$E36-'Asset data'!CH$5,0),0)","v":0},{"$f":"ROUND(IF($A36>0,$E36-'Asset data'!CI$5,0),0)","v":0},{"$f":"ROUND(IF($A36>0,$E36-'Asset data'!CJ$5,0),0)","v":0},{"$f":"ROUND(IF($A36>0,$E36-'Asset data'!CK$5,0),0)","v":0},{"$f":"ROUND(IF($A36>0,$E36-'Asset data'!CL$5,0),0)","v":0},{"$f":"ROUND(IF($A36>0,$E36-'Asset data'!CM$5,0),0)","v":0},{"$f":"ROUND(IF($A36>0,$E36-'Asset data'!CN$5,0),0)","v":0},{"$f":"ROUND(IF($A36>0,$E36-'Asset data'!CO$5,0),0)","v":0},{"$f":"ROUND(IF($A36>0,$E36-'Asset data'!CP$5,0),0)","v":0},{"$f":"ROUND(IF($A36>0,$E36-'Asset data'!CQ$5,0),0)","v":0},{"$f":"ROUND(IF($A36>0,$E36-'Asset data'!CR$5,0),0)","v":0},{"$f":"ROUND(IF($A36>0,$E36-'Asset data'!CS$5,0),0)","v":0},{"$f":"ROUND(IF($A36>0,$E36-'Asset data'!CT$5,0),0)","v":0},{"$f":"ROUND(IF($A36>0,$E36-'Asset data'!CU$5,0),0)","v":0},{"$f":"ROUND(IF($A36>0,$E36-'Asset data'!CV$5,0),0)","v":0},{"$f":"ROUND(IF($A36>0,$E36-'Asset data'!CW$5,0),0)","v":0},{"$f":"ROUND(IF($A36>0,$E36-'Asset data'!CX$5,0),0)","v":0},{"$f":"ROUND(IF($A36>0,$E36-'Asset data'!CY$5,0),0)","v":0},{"$f":"ROUND(IF($A36>0,$E36-'Asset data'!CZ$5,0),0)","v":0},{"$f":"ROUND(IF($A36>0,$E36-'Asset data'!DA$5,0),0)","v":0},{"$f":"ROUND(IF($A36>0,$E36-'Asset data'!DB$5,0),0)","v":0},{"$f":"ROUND(IF($A36>0,$E36-'Asset data'!DC$5,0),0)","v":0},{"$f":"ROUND(IF($A36>0,$E36-'Asset data'!DD$5,0),0)","v":0},{"$f":"ROUND(IF($A36>0,$E36-'Asset data'!DE$5,0),0)","v":0},{"$f":"ROUND(IF($A36>0,$E36-'Asset data'!DF$5,0),0)","v":0},{"$f":"ROUND(IF($A36>0,$E36-'Asset data'!DG$5,0),0)","v":0},{"$f":"ROUND(IF($A36>0,$E36-'Asset data'!DH$5,0),0)","v":0},{"$f":"ROUND(IF($A36>0,$E36-'Asset data'!DI$5,0),0)","v":0},{"$f":"ROUND(IF($A36>0,$E36-'Asset data'!DJ$5,0),0)","v":0},{"$f":"ROUND(IF($A36>0,$E36-'Asset data'!DK$5,0),0)","v":0},{"$f":"ROUND(IF($A36>0,$E36-'Asset data'!DL$5,0),0)","v":0},{"$f":"ROUND(IF($A36>0,$E36-'Asset data'!DM$5,0),0)","v":0},{"$f":"ROUND(IF($A36>0,$E36-'Asset data'!DN$5,0),0)","v":0},{"$f":"ROUND(IF($A36>0,$E36-'Asset data'!DO$5,0),0)","v":0},{"$f":"ROUND(IF($A36>0,$E36-'Asset data'!DP$5,0),0)","v":0},{"$f":"ROUND(IF($A36>0,$E36-'Asset data'!DQ$5,0),0)","v":0},{"$f":"ROUND(IF($A36>0,$E36-'Asset data'!DR$5,0),0)","v":0},{"$f":"ROUND(IF($A36>0,$E36-'Asset data'!DS$5,0),0)","v":0},{"$f":"ROUND(IF($A36>0,$E36-'Asset data'!DT$5,0),0)","v":0},{"$f":"ROUND(IF($A36>0,$E36-'Asset data'!DU$5,0),0)","v":0},{"$f":"ROUND(IF($A36>0,$E36-'Asset data'!DV$5,0),0)","v":0},{"$f":"ROUND(IF($A36>0,$E36-'Asset data'!DW$5,0),0)","v":0},{"$f":"ROUND(IF($A36>0,$E36-'Asset data'!DX$5,0),0)","v":0},{"$f":"ROUND(IF($A36>0,$E36-'Asset data'!DY$5,0),0)","v":0},{"$f":"ROUND(IF($A36>0,$E36-'Asset data'!DZ$5,0),0)","v":0},{"$f":"ROUND(IF($A36>0,$E36-'Asset data'!EA$5,0),0)","v":0},{"$f":"ROUND(IF($A36>0,$E36-'Asset data'!EB$5,0),0)","v":0},{"$f":"ROUND(IF($A36>0,$E36-'Asset data'!EC$5,0),0)","v":0},{"$f":"ROUND(IF($A36>0,$E36-'Asset data'!ED$5,0),0)","v":0},{"$f":"ROUND(IF($A36>0,$E36-'Asset data'!EE$5,0),0)","v":0},{"$f":"ROUND(IF($A36>0,$E36-'Asset data'!EF$5,0),0)","v":0},{"$f":"ROUND(IF($A36>0,$E36-'Asset data'!EG$5,0),0)","v":0},{"$f":"ROUND(IF($A36>0,$E36-'Asset data'!EH$5,0),0)","v":0},{"$f":"ROUND(IF($A36>0,$E36-'Asset data'!EI$5,0),0)","v":0},{"$f":"ROUND(IF($A36>0,$E36-'Asset data'!EJ$5,0),0)","v":0},{"$f":"ROUND(IF($A36>0,$E36-'Asset data'!EK$5,0),0)","v":0},{"$f":"ROUND(IF($A36>0,$E36-'Asset data'!EL$5,0),0)","v":0},{"$f":"ROUND(IF($A36>0,$E36-'Asset data'!EM$5,0),0)","v":0},{"$f":"ROUND(IF($A36>0,$E36-'Asset data'!EN$5,0),0)","v":0},{"$f":"ROUND(IF($A36>0,$E36-'Asset data'!EO$5,0),0)","v":0},{"$f":"ROUND(IF($A36>0,$E36-'Asset data'!EP$5,0),0)","v":0},{"$f":"ROUND(IF($A36>0,$E36-'Asset data'!EQ$5,0),0)","v":0},{"$f":"ROUND(IF($A36>0,$E36-'Asset data'!ER$5,0),0)","v":0},{"$f":"ROUND(IF($A36>0,$E36-'Asset data'!ES$5,0),0)","v":0},{"$f":"ROUND(IF($A36>0,$E36-'Asset data'!ET$5,0),0)","v":0},{"$f":"ROUND(IF($A36>0,$E36-'Asset data'!EU$5,0),0)","v":0},{"$f":"ROUND(IF($A36>0,$E36-'Asset data'!EV$5,0),0)","v":0},{"$f":"ROUND(IF($A36>0,$E36-'Asset data'!EW$5,0),0)","v":0},{"$f":"ROUND(IF($A36>0,$E36-'Asset data'!EX$5,0),0)","v":0},{"$f":"ROUND(IF($A36>0,$E36-'Asset data'!EY$5,0),0)","v":0},{"$f":"ROUND(IF($A36>0,$E36-'Asset data'!EZ$5,0),0)","v":0},{"$f":"ROUND(IF($A36>0,$E36-'Asset data'!FA$5,0),0)","v":0},{"$f":"ROUND(IF($A36>0,$E36-'Asset data'!FB$5,0),0)","v":0},{"$f":"ROUND(IF($A36>0,$E36-'Asset data'!FC$5,0),0)","v":0},{"$f":"ROUND(IF($A36>0,$E36-'Asset data'!FD$5,0),0)","v":0},{"$f":"ROUND(IF($A36>0,$E36-'Asset data'!FE$5,0),0)","v":0},{"$f":"ROUND(IF($A36>0,$E36-'Asset data'!FF$5,0),0)","v":0},{"$f":"ROUND(IF($A36>0,$E36-'Asset data'!FG$5,0),0)","v":0}]
[{"$f":"'Asset data'!A37","v":4},{"$f":"'Asset data'!B37","v":0},{"$f":"'Asset data'!C37","v":0},{"$f":"'Asset data'!E37","v":"DB Substations and LV"},{"$f":"'Asset data'!I37","v":137},{"$f":"ROUND(IF($A37>0,$E37-'Asset data'!L$5,0),0)","v":137},{"$f":"ROUND(IF($A37>0,$E37-'Asset data'!M$5,0),0)","v":136},{"$f":"ROUND(IF($A37>0,$E37-'Asset data'!N$5,0),0)","v":135},{"$f":"ROUND(IF($A37>0,$E37-'Asset data'!O$5,0),0)","v":134},{"$f":"ROUND(IF($A37>0,$E37-'Asset data'!P$5,0),0)","v":133},{"$f":"ROUND(IF($A37>0,$E37-'Asset data'!Q$5,0),0)","v":132},{"$f":"ROUND(IF($A37>0,$E37-'Asset data'!R$5,0),0)","v":131},{"$f":"ROUND(IF($A37>0,$E37-'Asset data'!S$5,0),0)","v":130},{"$f":"ROUND(IF($A37>0,$E37-'Asset data'!T$5,0),0)","v":129},{"$f":"ROUND(IF($A37>0,$E37-'Asset data'!U$5,0),0)","v":128},{"$f":"ROUND(IF($A37>0,$E37-'Asset data'!V$5,0),0)","v":127},{"$f":"ROUND(IF($A37>0,$E37-'Asset data'!W$5,0),0)","v":126},{"$f":"ROUND(IF($A37>0,$E37-'Asset data'!X$5,0),0)","v":125},{"$f":"ROUND(IF($A37>0,$E37-'Asset data'!Y$5,0),0)","v":124},{"$f":"ROUND(IF($A37>0,$E37-'Asset data'!Z$5,0),0)","v":123},{"$f":"ROUND(IF($A37>0,$E37-'Asset data'!AA$5,0),0)","v":122},{"$f":"ROUND(IF($A37>0,$E37-'Asset data'!AB$5,0),0)","v":121},{"$f":"ROUND(IF($A37>0,$E37-'Asset data'!AC$5,0),0)","v":120},{"$f":"ROUND(IF($A37>0,$E37-'Asset data'!AD$5,0),0)","v":119},{"$f":"ROUND(IF($A37>0,$E37-'Asset data'!AE$5,0),0)","v":118},{"$f":"ROUND(IF($A37>0,$E37-'Asset data'!AF$5,0),0)","v":117},{"$f":"ROUND(IF($A37>0,$E37-'Asset data'!AG$5,0),0)","v":116},{"$f":"ROUND(IF($A37>0,$E37-'Asset data'!AH$5,0),0)","v":115},{"$f":"ROUND(IF($A37>0,$E37-'Asset data'!AI$5,0),0)","v":114},{"$f":"ROUND(IF($A37>0,$E37-'Asset data'!AJ$5,0),0)","v":113},{"$f":"ROUND(IF($A37>0,$E37-'Asset data'!AK$5,0),0)","v":112},{"$f":"ROUND(IF($A37>0,$E37-'Asset data'!AL$5,0),0)","v":111},{"$f":"ROUND(IF($A37>0,$E37-'Asset data'!AM$5,0),0)","v":110},{"$f":"ROUND(IF($A37>0,$E37-'Asset data'!AN$5,0),0)","v":109},{"$f":"ROUND(IF($A37>0,$E37-'Asset data'!AO$5,0),0)","v":108},{"$f":"ROUND(IF($A37>0,$E37-'Asset data'!AP$5,0),0)","v":107},{"$f":"ROUND(IF($A37>0,$E37-'Asset data'!AQ$5,0),0)","v":106},{"$f":"ROUND(IF($A37>0,$E37-'Asset data'!AR$5,0),0)","v":105},{"$f":"ROUND(IF($A37>0,$E37-'Asset data'!AS$5,0),0)","v":104},{"$f":"ROUND(IF($A37>0,$E37-'Asset data'!AT$5,0),0)","v":103},{"$f":"ROUND(IF($A37>0,$E37-'Asset data'!AU$5,0),0)","v":102},{"$f":"ROUND(IF($A37>0,$E37-'Asset data'!AV$5,0),0)","v":101},{"$f":"ROUND(IF($A37>0,$E37-'Asset data'!AW$5,0),0)","v":100},{"$f":"ROUND(IF($A37>0,$E37-'Asset data'!AX$5,0),0)","v":99},{"$f":"ROUND(IF($A37>0,$E37-'Asset data'!AY$5,0),0)","v":98},{"$f":"ROUND(IF($A37>0,$E37-'Asset data'!AZ$5,0),0)","v":97},{"$f":"ROUND(IF($A37>0,$E37-'Asset data'!BA$5,0),0)","v":96},{"$f":"ROUND(IF($A37>0,$E37-'Asset data'!BB$5,0),0)","v":95},{"$f":"ROUND(IF($A37>0,$E37-'Asset data'!BC$5,0),0)","v":94},{"$f":"ROUND(IF($A37>0,$E37-'Asset data'!BD$5,0),0)","v":93},{"$f":"ROUND(IF($A37>0,$E37-'Asset data'!BE$5,0),0)","v":92},{"$f":"ROUND(IF($A37>0,$E37-'Asset data'!BF$5,0),0)","v":91},{"$f":"ROUND(IF($A37>0,$E37-'Asset data'!BG$5,0),0)","v":90},{"$f":"ROUND(IF($A37>0,$E37-'Asset data'!BH$5,0),0)","v":89},{"$f":"ROUND(IF($A37>0,$E37-'Asset data'!BI$5,0),0)","v":88},{"$f":"ROUND(IF($A37>0,$E37-'Asset data'!BJ$5,0),0)","v":87},{"$f":"ROUND(IF($A37>0,$E37-'Asset data'!BK$5,0),0)","v":86},{"$f":"ROUND(IF($A37>0,$E37-'Asset data'!BL$5,0),0)","v":85},{"$f":"ROUND(IF($A37>0,$E37-'Asset data'!BM$5,0),0)","v":84},{"$f":"ROUND(IF($A37>0,$E37-'Asset data'!BN$5,0),0)","v":83},{"$f":"ROUND(IF($A37>0,$E37-'Asset data'!BO$5,0),0)","v":82},{"$f":"ROUND(IF($A37>0,$E37-'Asset data'!BP$5,0),0)","v":81},{"$f":"ROUND(IF($A37>0,$E37-'Asset data'!BQ$5,0),0)","v":80},{"$f":"ROUND(IF($A37>0,$E37-'Asset data'!BR$5,0),0)","v":79},{"$f":"ROUND(IF($A37>0,$E37-'Asset data'!BS$5,0),0)","v":78},{"$f":"ROUND(IF($A37>0,$E37-'Asset data'!BT$5,0),0)","v":77},{"$f":"ROUND(IF($A37>0,$E37-'Asset data'!BU$5,0),0)","v":76},{"$f":"ROUND(IF($A37>0,$E37-'Asset data'!BV$5,0),0)","v":75},{"$f":"ROUND(IF($A37>0,$E37-'Asset data'!BW$5,0),0)","v":74},{"$f":"ROUND(IF($A37>0,$E37-'Asset data'!BX$5,0),0)","v":73},{"$f":"ROUND(IF($A37>0,$E37-'Asset data'!BY$5,0),0)","v":72},{"$f":"ROUND(IF($A37>0,$E37-'Asset data'!BZ$5,0),0)","v":71},{"$f":"ROUND(IF($A37>0,$E37-'Asset data'!CA$5,0),0)","v":70},{"$f":"ROUND(IF($A37>0,$E37-'Asset data'!CB$5,0),0)","v":69},{"$f":"ROUND(IF($A37>0,$E37-'Asset data'!CC$5,0),0)","v":68},{"$f":"ROUND(IF($A37>0,$E37-'Asset data'!CD$5,0),0)","v":67},{"$f":"ROUND(IF($A37>0,$E37-'Asset data'!CE$5,0),0)","v":66},{"$f":"ROUND(IF($A37>0,$E37-'Asset data'!CF$5,0),0)","v":65},{"$f":"ROUND(IF($A37>0,$E37-'Asset data'!CG$5,0),0)","v":64},{"$f":"ROUND(IF($A37>0,$E37-'Asset data'!CH$5,0),0)","v":63},{"$f":"ROUND(IF($A37>0,$E37-'Asset data'!CI$5,0),0)","v":62},{"$f":"ROUND(IF($A37>0,$E37-'Asset data'!CJ$5,0),0)","v":61},{"$f":"ROUND(IF($A37>0,$E37-'Asset data'!CK$5,0),0)","v":60},{"$f":"ROUND(IF($A37>0,$E37-'Asset data'!CL$5,0),0)","v":59},{"$f":"ROUND(IF($A37>0,$E37-'Asset data'!CM$5,0),0)","v":58},{"$f":"ROUND(IF($A37>0,$E37-'Asset data'!CN$5,0),0)","v":57},{"$f":"ROUND(IF($A37>0,$E37-'Asset data'!CO$5,0),0)","v":56},{"$f":"ROUND(IF($A37>0,$E37-'Asset data'!CP$5,0),0)","v":55},{"$f":"ROUND(IF($A37>0,$E37-'Asset data'!CQ$5,0),0)","v":54},{"$f":"ROUND(IF($A37>0,$E37-'Asset data'!CR$5,0),0)","v":53},{"$f":"ROUND(IF($A37>0,$E37-'Asset data'!CS$5,0),0)","v":52},{"$f":"ROUND(IF($A37>0,$E37-'Asset data'!CT$5,0),0)","v":51},{"$f":"ROUND(IF($A37>0,$E37-'Asset data'!CU$5,0),0)","v":50},{"$f":"ROUND(IF($A37>0,$E37-'Asset data'!CV$5,0),0)","v":49},{"$f":"ROUND(IF($A37>0,$E37-'Asset data'!CW$5,0),0)","v":48},{"$f":"ROUND(IF($A37>0,$E37-'Asset data'!CX$5,0),0)","v":47},{"$f":"ROUND(IF($A37>0,$E37-'Asset data'!CY$5,0),0)","v":46},{"$f":"ROUND(IF($A37>0,$E37-'Asset data'!CZ$5,0),0)","v":45},{"$f":"ROUND(IF($A37>0,$E37-'Asset data'!DA$5,0),0)","v":44},{"$f":"ROUND(IF($A37>0,$E37-'Asset data'!DB$5,0),0)","v":43},{"$f":"ROUND(IF($A37>0,$E37-'Asset data'!DC$5,0),0)","v":42},{"$f":"ROUND(IF($A37>0,$E37-'Asset data'!DD$5,0),0)","v":41},{"$f":"ROUND(IF($A37>0,$E37-'Asset data'!DE$5,0),0)","v":40},{"$f":"ROUND(IF($A37>0,$E37-'Asset data'!DF$5,0),0)","v":39},{"$f":"ROUND(IF($A37>0,$E37-'Asset data'!DG$5,0),0)","v":38},{"$f":"ROUND(IF($A37>0,$E37-'Asset data'!DH$5,0),0)","v":37},{"$f":"ROUND(IF($A37>0,$E37-'Asset data'!DI$5,0),0)","v":36},{"$f":"ROUND(IF($A37>0,$E37-'Asset data'!DJ$5,0),0)","v":35},{"$f":"ROUND(IF($A37>0,$E37-'Asset data'!DK$5,0),0)","v":34},{"$f":"ROUND(IF($A37>0,$E37-'Asset data'!DL$5,0),0)","v":33},{"$f":"ROUND(IF($A37>0,$E37-'Asset data'!DM$5,0),0)","v":32},{"$f":"ROUND(IF($A37>0,$E37-'Asset data'!DN$5,0),0)","v":31},{"$f":"ROUND(IF($A37>0,$E37-'Asset data'!DO$5,0),0)","v":30},{"$f":"ROUND(IF($A37>0,$E37-'Asset data'!DP$5,0),0)","v":29},{"$f":"ROUND(IF($A37>0,$E37-'Asset data'!DQ$5,0),0)","v":28},{"$f":"ROUND(IF($A37>0,$E37-'Asset data'!DR$5,0),0)","v":27},{"$f":"ROUND(IF($A37>0,$E37-'Asset data'!DS$5,0),0)","v":26},{"$f":"ROUND(IF($A37>0,$E37-'Asset data'!DT$5,0),0)","v":25},{"$f":"ROUND(IF($A37>0,$E37-'Asset data'!DU$5,0),0)","v":24},{"$f":"ROUND(IF($A37>0,$E37-'Asset data'!DV$5,0),0)","v":23},{"$f":"ROUND(IF($A37>0,$E37-'Asset data'!DW$5,0),0)","v":22},{"$f":"ROUND(IF($A37>0,$E37-'Asset data'!DX$5,0),0)","v":21},{"$f":"ROUND(IF($A37>0,$E37-'Asset data'!DY$5,0),0)","v":20},{"$f":"ROUND(IF($A37>0,$E37-'Asset data'!DZ$5,0),0)","v":19},{"$f":"ROUND(IF($A37>0,$E37-'Asset data'!EA$5,0),0)","v":18},{"$f":"ROUND(IF($A37>0,$E37-'Asset data'!EB$5,0),0)","v":17},{"$f":"ROUND(IF($A37>0,$E37-'Asset data'!EC$5,0),0)","v":16},{"$f":"ROUND(IF($A37>0,$E37-'Asset data'!ED$5,0),0)","v":15},{"$f":"ROUND(IF($A37>0,$E37-'Asset data'!EE$5,0),0)","v":14},{"$f":"ROUND(IF($A37>0,$E37-'Asset data'!EF$5,0),0)","v":13},{"$f":"ROUND(IF($A37>0,$E37-'Asset data'!EG$5,0),0)","v":12},{"$f":"ROUND(IF($A37>0,$E37-'Asset data'!EH$5,0),0)","v":11},{"$f":"ROUND(IF($A37>0,$E37-'Asset data'!EI$5,0),0)","v":10},{"$f":"ROUND(IF($A37>0,$E37-'Asset data'!EJ$5,0),0)","v":9},{"$f":"ROUND(IF($A37>0,$E37-'Asset data'!EK$5,0),0)","v":8},{"$f":"ROUND(IF($A37>0,$E37-'Asset data'!EL$5,0),0)","v":7},{"$f":"ROUND(IF($A37>0,$E37-'Asset data'!EM$5,0),0)","v":6},{"$f":"ROUND(IF($A37>0,$E37-'Asset data'!EN$5,0),0)","v":5},{"$f":"ROUND(IF($A37>0,$E37-'Asset data'!EO$5,0),0)","v":4},{"$f":"ROUND(IF($A37>0,$E37-'Asset data'!EP$5,0),0)","v":3},{"$f":"ROUND(IF($A37>0,$E37-'Asset data'!EQ$5,0),0)","v":2},{"$f":"ROUND(IF($A37>0,$E37-'Asset data'!ER$5,0),0)","v":1},{"$f":"ROUND(IF($A37>0,$E37-'Asset data'!ES$5,0),0)","v":0},{"$f":"ROUND(IF($A37>0,$E37-'Asset data'!ET$5,0),0)","v":-1},{"$f":"ROUND(IF($A37>0,$E37-'Asset data'!EU$5,0),0)","v":-2},{"$f":"ROUND(IF($A37>0,$E37-'Asset data'!EV$5,0),0)","v":-3},{"$f":"ROUND(IF($A37>0,$E37-'Asset data'!EW$5,0),0)","v":-4},{"$f":"ROUND(IF($A37>0,$E37-'Asset data'!EX$5,0),0)","v":-5},{"$f":"ROUND(IF($A37>0,$E37-'Asset data'!EY$5,0),0)","v":-6},{"$f":"ROUND(IF($A37>0,$E37-'Asset data'!EZ$5,0),0)","v":-7},{"$f":"ROUND(IF($A37>0,$E37-'Asset data'!FA$5,0),0)","v":-8},{"$f":"ROUND(IF($A37>0,$E37-'Asset data'!FB$5,0),0)","v":-9},{"$f":"ROUND(IF($A37>0,$E37-'Asset data'!FC$5,0),0)","v":-10},{"$f":"ROUND(IF($A37>0,$E37-'Asset data'!FD$5,0),0)","v":-11},{"$f":"ROUND(IF($A37>0,$E37-'Asset data'!FE$5,0),0)","v":-12},{"$f":"ROUND(IF($A37>0,$E37-'Asset data'!FF$5,0),0)","v":-13},{"$f":"ROUND(IF($A37>0,$E37-'Asset data'!FG$5,0),0)","v":-14}]
[{"$f":"'Asset data'!A38","v":0},{"$f":"'Asset data'!B38","v":0},{"$f":"'Asset data'!C38","v":0},{"$f":"'Asset data'!E38","v":0},{"$f":"'Asset data'!I38","v":0},{"$f":"ROUND(IF($A38>0,$E38-'Asset data'!L$5,0),0)","v":0},{"$f":"ROUND(IF($A38>0,$E38-'Asset data'!M$5,0),0)","v":0},{"$f":"ROUND(IF($A38>0,$E38-'Asset data'!N$5,0),0)","v":0},{"$f":"ROUND(IF($A38>0,$E38-'Asset data'!O$5,0),0)","v":0},{"$f":"ROUND(IF($A38>0,$E38-'Asset data'!P$5,0),0)","v":0},{"$f":"ROUND(IF($A38>0,$E38-'Asset data'!Q$5,0),0)","v":0},{"$f":"ROUND(IF($A38>0,$E38-'Asset data'!R$5,0),0)","v":0},{"$f":"ROUND(IF($A38>0,$E38-'Asset data'!S$5,0),0)","v":0},{"$f":"ROUND(IF($A38>0,$E38-'Asset data'!T$5,0),0)","v":0},{"$f":"ROUND(IF($A38>0,$E38-'Asset data'!U$5,0),0)","v":0},{"$f":"ROUND(IF($A38>0,$E38-'Asset data'!V$5,0),0)","v":0},{"$f":"ROUND(IF($A38>0,$E38-'Asset data'!W$5,0),0)","v":0},{"$f":"ROUND(IF($A38>0,$E38-'Asset data'!X$5,0),0)","v":0},{"$f":"ROUND(IF($A38>0,$E38-'Asset data'!Y$5,0),0)","v":0},{"$f":"ROUND(IF($A38>0,$E38-'Asset data'!Z$5,0),0)","v":0},{"$f":"ROUND(IF($A38>0,$E38-'Asset data'!AA$5,0),0)","v":0},{"$f":"ROUND(IF($A38>0,$E38-'Asset data'!AB$5,0),0)","v":0},{"$f":"ROUND(IF($A38>0,$E38-'Asset data'!AC$5,0),0)","v":0},{"$f":"ROUND(IF($A38>0,$E38-'Asset data'!AD$5,0),0)","v":0},{"$f":"ROUND(IF($A38>0,$E38-'Asset data'!AE$5,0),0)","v":0},{"$f":"ROUND(IF($A38>0,$E38-'Asset data'!AF$5,0),0)","v":0},{"$f":"ROUND(IF($A38>0,$E38-'Asset data'!AG$5,0),0)","v":0},{"$f":"ROUND(IF($A38>0,$E38-'Asset data'!AH$5,0),0)","v":0},{"$f":"ROUND(IF($A38>0,$E38-'Asset data'!AI$5,0),0)","v":0},{"$f":"ROUND(IF($A38>0,$E38-'Asset data'!AJ$5,0),0)","v":0},{"$f":"ROUND(IF($A38>0,$E38-'Asset data'!AK$5,0),0)","v":0},{"$f":"ROUND(IF($A38>0,$E38-'Asset data'!AL$5,0),0)","v":0},{"$f":"ROUND(IF($A38>0,$E38-'Asset data'!AM$5,0),0)","v":0},{"$f":"ROUND(IF($A38>0,$E38-'Asset data'!AN$5,0),0)","v":0},{"$f":"ROUND(IF($A38>0,$E38-'Asset data'!AO$5,0),0)","v":0},{"$f":"ROUND(IF($A38>0,$E38-'Asset data'!AP$5,0),0)","v":0},{"$f":"ROUND(IF($A38>0,$E38-'Asset data'!AQ$5,0),0)","v":0},{"$f":"ROUND(IF($A38>0,$E38-'Asset data'!AR$5,0),0)","v":0},{"$f":"ROUND(IF($A38>0,$E38-'Asset data'!AS$5,0),0)","v":0},{"$f":"ROUND(IF($A38>0,$E38-'Asset data'!AT$5,0),0)","v":0},{"$f":"ROUND(IF($A38>0,$E38-'Asset data'!AU$5,0),0)","v":0},{"$f":"ROUND(IF($A38>0,$E38-'Asset data'!AV$5,0),0)","v":0},{"$f":"ROUND(IF($A38>0,$E38-'Asset data'!AW$5,0),0)","v":0},{"$f":"ROUND(IF($A38>0,$E38-'Asset data'!AX$5,0),0)","v":0},{"$f":"ROUND(IF($A38>0,$E38-'Asset data'!AY$5,0),0)","v":0},{"$f":"ROUND(IF($A38>0,$E38-'Asset data'!AZ$5,0),0)","v":0},{"$f":"ROUND(IF($A38>0,$E38-'Asset data'!BA$5,0),0)","v":0},{"$f":"ROUND(IF($A38>0,$E38-'Asset data'!BB$5,0),0)","v":0},{"$f":"ROUND(IF($A38>0,$E38-'Asset data'!BC$5,0),0)","v":0},{"$f":"ROUND(IF($A38>0,$E38-'Asset data'!BD$5,0),0)","v":0},{"$f":"ROUND(IF($A38>0,$E38-'Asset data'!BE$5,0),0)","v":0},{"$f":"ROUND(IF($A38>0,$E38-'Asset data'!BF$5,0),0)","v":0},{"$f":"ROUND(IF($A38>0,$E38-'Asset data'!BG$5,0),0)","v":0},{"$f":"ROUND(IF($A38>0,$E38-'Asset data'!BH$5,0),0)","v":0},{"$f":"ROUND(IF($A38>0,$E38-'Asset data'!BI$5,0),0)","v":0},{"$f":"ROUND(IF($A38>0,$E38-'Asset data'!BJ$5,0),0)","v":0},{"$f":"ROUND(IF($A38>0,$E38-'Asset data'!BK$5,0),0)","v":0},{"$f":"ROUND(IF($A38>0,$E38-'Asset data'!BL$5,0),0)","v":0},{"$f":"ROUND(IF($A38>0,$E38-'Asset data'!BM$5,0),0)","v":0},{"$f":"ROUND(IF($A38>0,$E38-'Asset data'!BN$5,0),0)","v":0},{"$f":"ROUND(IF($A38>0,$E38-'Asset data'!BO$5,0),0)","v":0},{"$f":"ROUND(IF($A38>0,$E38-'Asset data'!BP$5,0),0)","v":0},{"$f":"ROUND(IF($A38>0,$E38-'Asset data'!BQ$5,0),0)","v":0},{"$f":"ROUND(IF($A38>0,$E38-'Asset data'!BR$5,0),0)","v":0},{"$f":"ROUND(IF($A38>0,$E38-'Asset data'!BS$5,0),0)","v":0},{"$f":"ROUND(IF($A38>0,$E38-'Asset data'!BT$5,0),0)","v":0},{"$f":"ROUND(IF($A38>0,$E38-'Asset data'!BU$5,0),0)","v":0},{"$f":"ROUND(IF($A38>0,$E38-'Asset data'!BV$5,0),0)","v":0},{"$f":"ROUND(IF($A38>0,$E38-'Asset data'!BW$5,0),0)","v":0},{"$f":"ROUND(IF($A38>0,$E38-'Asset data'!BX$5,0),0)","v":0},{"$f":"ROUND(IF($A38>0,$E38-'Asset data'!BY$5,0),0)","v":0},{"$f":"ROUND(IF($A38>0,$E38-'Asset data'!BZ$5,0),0)","v":0},{"$f":"ROUND(IF($A38>0,$E38-'Asset data'!CA$5,0),0)","v":0},{"$f":"ROUND(IF($A38>0,$E38-'Asset data'!CB$5,0),0)","v":0},{"$f":"ROUND(IF($A38>0,$E38-'Asset data'!CC$5,0),0)","v":0},{"$f":"ROUND(IF($A38>0,$E38-'Asset data'!CD$5,0),0)","v":0},{"$f":"ROUND(IF($A38>0,$E38-'Asset data'!CE$5,0),0)","v":0},{"$f":"ROUND(IF($A38>0,$E38-'Asset data'!CF$5,0),0)","v":0},{"$f":"ROUND(IF($A38>0,$E38-'Asset data'!CG$5,0),0)","v":0},{"$f":"ROUND(IF($A38>0,$E38-'Asset data'!CH$5,0),0)","v":0},{"$f":"ROUND(IF($A38>0,$E38-'Asset data'!CI$5,0),0)","v":0},{"$f":"ROUND(IF($A38>0,$E38-'Asset data'!CJ$5,0),0)","v":0},{"$f":"ROUND(IF($A38>0,$E38-'Asset data'!CK$5,0),0)","v":0},{"$f":"ROUND(IF($A38>0,$E38-'Asset data'!CL$5,0),0)","v":0},{"$f":"ROUND(IF($A38>0,$E38-'Asset data'!CM$5,0),0)","v":0},{"$f":"ROUND(IF($A38>0,$E38-'Asset data'!CN$5,0),0)","v":0},{"$f":"ROUND(IF($A38>0,$E38-'Asset data'!CO$5,0),0)","v":0},{"$f":"ROUND(IF($A38>0,$E38-'Asset data'!CP$5,0),0)","v":0},{"$f":"ROUND(IF($A38>0,$E38-'Asset data'!CQ$5,0),0)","v":0},{"$f":"ROUND(IF($A38>0,$E38-'Asset data'!CR$5,0),0)","v":0},{"$f":"ROUND(IF($A38>0,$E38-'Asset data'!CS$5,0),0)","v":0},{"$f":"ROUND(IF($A38>0,$E38-'Asset data'!CT$5,0),0)","v":0},{"$f":"ROUND(IF($A38>0,$E38-'Asset data'!CU$5,0),0)","v":0},{"$f":"ROUND(IF($A38>0,$E38-'Asset data'!CV$5,0),0)","v":0},{"$f":"ROUND(IF($A38>0,$E38-'Asset data'!CW$5,0),0)","v":0},{"$f":"ROUND(IF($A38>0,$E38-'Asset data'!CX$5,0),0)","v":0},{"$f":"ROUND(IF($A38>0,$E38-'Asset data'!CY$5,0),0)","v":0},{"$f":"ROUND(IF($A38>0,$E38-'Asset data'!CZ$5,0),0)","v":0},{"$f":"ROUND(IF($A38>0,$E38-'Asset data'!DA$5,0),0)","v":0},{"$f":"ROUND(IF($A38>0,$E38-'Asset data'!DB$5,0),0)","v":0},{"$f":"ROUND(IF($A38>0,$E38-'Asset data'!DC$5,0),0)","v":0},{"$f":"ROUND(IF($A38>0,$E38-'Asset data'!DD$5,0),0)","v":0},{"$f":"ROUND(IF($A38>0,$E38-'Asset data'!DE$5,0),0)","v":0},{"$f":"ROUND(IF($A38>0,$E38-'Asset data'!DF$5,0),0)","v":0},{"$f":"ROUND(IF($A38>0,$E38-'Asset data'!DG$5,0),0)","v":0},{"$f":"ROUND(IF($A38>0,$E38-'Asset data'!DH$5,0),0)","v":0},{"$f":"ROUND(IF($A38>0,$E38-'Asset data'!DI$5,0),0)","v":0},{"$f":"ROUND(IF($A38>0,$E38-'Asset data'!DJ$5,0),0)","v":0},{"$f":"ROUND(IF($A38>0,$E38-'Asset data'!DK$5,0),0)","v":0},{"$f":"ROUND(IF($A38>0,$E38-'Asset data'!DL$5,0),0)","v":0},{"$f":"ROUND(IF($A38>0,$E38-'Asset data'!DM$5,0),0)","v":0},{"$f":"ROUND(IF($A38>0,$E38-'Asset data'!DN$5,0),0)","v":0},{"$f":"ROUND(IF($A38>0,$E38-'Asset data'!DO$5,0),0)","v":0},{"$f":"ROUND(IF($A38>0,$E38-'Asset data'!DP$5,0),0)","v":0},{"$f":"ROUND(IF($A38>0,$E38-'Asset data'!DQ$5,0),0)","v":0},{"$f":"ROUND(IF($A38>0,$E38-'Asset data'!DR$5,0),0)","v":0},{"$f":"ROUND(IF($A38>0,$E38-'Asset data'!DS$5,0),0)","v":0},{"$f":"ROUND(IF($A38>0,$E38-'Asset data'!DT$5,0),0)","v":0},{"$f":"ROUND(IF($A38>0,$E38-'Asset data'!DU$5,0),0)","v":0},{"$f":"ROUND(IF($A38>0,$E38-'Asset data'!DV$5,0),0)","v":0},{"$f":"ROUND(IF($A38>0,$E38-'Asset data'!DW$5,0),0)","v":0},{"$f":"ROUND(IF($A38>0,$E38-'Asset data'!DX$5,0),0)","v":0},{"$f":"ROUND(IF($A38>0,$E38-'Asset data'!DY$5,0),0)","v":0},{"$f":"ROUND(IF($A38>0,$E38-'Asset data'!DZ$5,0),0)","v":0},{"$f":"ROUND(IF($A38>0,$E38-'Asset data'!EA$5,0),0)","v":0},{"$f":"ROUND(IF($A38>0,$E38-'Asset data'!EB$5,0),0)","v":0},{"$f":"ROUND(IF($A38>0,$E38-'Asset data'!EC$5,0),0)","v":0},{"$f":"ROUND(IF($A38>0,$E38-'Asset data'!ED$5,0),0)","v":0},{"$f":"ROUND(IF($A38>0,$E38-'Asset data'!EE$5,0),0)","v":0},{"$f":"ROUND(IF($A38>0,$E38-'Asset data'!EF$5,0),0)","v":0},{"$f":"ROUND(IF($A38>0,$E38-'Asset data'!EG$5,0),0)","v":0},{"$f":"ROUND(IF($A38>0,$E38-'Asset data'!EH$5,0),0)","v":0},{"$f":"ROUND(IF($A38>0,$E38-'Asset data'!EI$5,0),0)","v":0},{"$f":"ROUND(IF($A38>0,$E38-'Asset data'!EJ$5,0),0)","v":0},{"$f":"ROUND(IF($A38>0,$E38-'Asset data'!EK$5,0),0)","v":0},{"$f":"ROUND(IF($A38>0,$E38-'Asset data'!EL$5,0),0)","v":0},{"$f":"ROUND(IF($A38>0,$E38-'Asset data'!EM$5,0),0)","v":0},{"$f":"ROUND(IF($A38>0,$E38-'Asset data'!EN$5,0),0)","v":0},{"$f":"ROUND(IF($A38>0,$E38-'Asset data'!EO$5,0),0)","v":0},{"$f":"ROUND(IF($A38>0,$E38-'Asset data'!EP$5,0),0)","v":0},{"$f":"ROUND(IF($A38>0,$E38-'Asset data'!EQ$5,0),0)","v":0},{"$f":"ROUND(IF($A38>0,$E38-'Asset data'!ER$5,0),0)","v":0},{"$f":"ROUND(IF($A38>0,$E38-'Asset data'!ES$5,0),0)","v":0},{"$f":"ROUND(IF($A38>0,$E38-'Asset data'!ET$5,0),0)","v":0},{"$f":"ROUND(IF($A38>0,$E38-'Asset data'!EU$5,0),0)","v":0},{"$f":"ROUND(IF($A38>0,$E38-'Asset data'!EV$5,0),0)","v":0},{"$f":"ROUND(IF($A38>0,$E38-'Asset data'!EW$5,0),0)","v":0},{"$f":"ROUND(IF($A38>0,$E38-'Asset data'!EX$5,0),0)","v":0},{"$f":"ROUND(IF($A38>0,$E38-'Asset data'!EY$5,0),0)","v":0},{"$f":"ROUND(IF($A38>0,$E38-'Asset data'!EZ$5,0),0)","v":0},{"$f":"ROUND(IF($A38>0,$E38-'Asset data'!FA$5,0),0)","v":0},{"$f":"ROUND(IF($A38>0,$E38-'Asset data'!FB$5,0),0)","v":0},{"$f":"ROUND(IF($A38>0,$E38-'Asset data'!FC$5,0),0)","v":0},{"$f":"ROUND(IF($A38>0,$E38-'Asset data'!FD$5,0),0)","v":0},{"$f":"ROUND(IF($A38>0,$E38-'Asset data'!FE$5,0),0)","v":0},{"$f":"ROUND(IF($A38>0,$E38-'Asset data'!FF$5,0),0)","v":0},{"$f":"ROUND(IF($A38>0,$E38-'Asset data'!FG$5,0),0)","v":0}]
[{"$f":"'Asset data'!A39","v":0},{"$f":"'Asset data'!B39","v":0},{"$f":"'Asset data'!C39","v":0},{"$f":"'Asset data'!E39","v":0},{"$f":"'Asset data'!I39","v":0},{"$f":"ROUND(IF($A39>0,$E39-'Asset data'!L$5,0),0)","v":0},{"$f":"ROUND(IF($A39>0,$E39-'Asset data'!M$5,0),0)","v":0},{"$f":"ROUND(IF($A39>0,$E39-'Asset data'!N$5,0),0)","v":0},{"$f":"ROUND(IF($A39>0,$E39-'Asset data'!O$5,0),0)","v":0},{"$f":"ROUND(IF($A39>0,$E39-'Asset data'!P$5,0),0)","v":0},{"$f":"ROUND(IF($A39>0,$E39-'Asset data'!Q$5,0),0)","v":0},{"$f":"ROUND(IF($A39>0,$E39-'Asset data'!R$5,0),0)","v":0},{"$f":"ROUND(IF($A39>0,$E39-'Asset data'!S$5,0),0)","v":0},{"$f":"ROUND(IF($A39>0,$E39-'Asset data'!T$5,0),0)","v":0},{"$f":"ROUND(IF($A39>0,$E39-'Asset data'!U$5,0),0)","v":0},{"$f":"ROUND(IF($A39>0,$E39-'Asset data'!V$5,0),0)","v":0},{"$f":"ROUND(IF($A39>0,$E39-'Asset data'!W$5,0),0)","v":0},{"$f":"ROUND(IF($A39>0,$E39-'Asset data'!X$5,0),0)","v":0},{"$f":"ROUND(IF($A39>0,$E39-'Asset data'!Y$5,0),0)","v":0},{"$f":"ROUND(IF($A39>0,$E39-'Asset data'!Z$5,0),0)","v":0},{"$f":"ROUND(IF($A39>0,$E39-'Asset data'!AA$5,0),0)","v":0},{"$f":"ROUND(IF($A39>0,$E39-'Asset data'!AB$5,0),0)","v":0},{"$f":"ROUND(IF($A39>0,$E39-'Asset data'!AC$5,0),0)","v":0},{"$f":"ROUND(IF($A39>0,$E39-'Asset data'!AD$5,0),0)","v":0},{"$f":"ROUND(IF($A39>0,$E39-'Asset data'!AE$5,0),0)","v":0},{"$f":"ROUND(IF($A39>0,$E39-'Asset data'!AF$5,0),0)","v":0},{"$f":"ROUND(IF($A39>0,$E39-'Asset data'!AG$5,0),0)","v":0},{"$f":"ROUND(IF($A39>0,$E39-'Asset data'!AH$5,0),0)","v":0},{"$f":"ROUND(IF($A39>0,$E39-'Asset data'!AI$5,0),0)","v":0},{"$f":"ROUND(IF($A39>0,$E39-'Asset data'!AJ$5,0),0)","v":0},{"$f":"ROUND(IF($A39>0,$E39-'Asset data'!AK$5,0),0)","v":0},{"$f":"ROUND(IF($A39>0,$E39-'Asset data'!AL$5,0),0)","v":0},{"$f":"ROUND(IF($A39>0,$E39-'Asset data'!AM$5,0),0)","v":0},{"$f":"ROUND(IF($A39>0,$E39-'Asset data'!AN$5,0),0)","v":0},{"$f":"ROUND(IF($A39>0,$E39-'Asset data'!AO$5,0),0)","v":0},{"$f":"ROUND(IF($A39>0,$E39-'Asset data'!AP$5,0),0)","v":0},{"$f":"ROUND(IF($A39>0,$E39-'Asset data'!AQ$5,0),0)","v":0},{"$f":"ROUND(IF($A39>0,$E39-'Asset data'!AR$5,0),0)","v":0},{"$f":"ROUND(IF($A39>0,$E39-'Asset data'!AS$5,0),0)","v":0},{"$f":"ROUND(IF($A39>0,$E39-'Asset data'!AT$5,0),0)","v":0},{"$f":"ROUND(IF($A39>0,$E39-'Asset data'!AU$5,0),0)","v":0},{"$f":"ROUND(IF($A39>0,$E39-'Asset data'!AV$5,0),0)","v":0},{"$f":"ROUND(IF($A39>0,$E39-'Asset data'!AW$5,0),0)","v":0},{"$f":"ROUND(IF($A39>0,$E39-'Asset data'!AX$5,0),0)","v":0},{"$f":"ROUND(IF($A39>0,$E39-'Asset data'!AY$5,0),0)","v":0},{"$f":"ROUND(IF($A39>0,$E39-'Asset data'!AZ$5,0),0)","v":0},{"$f":"ROUND(IF($A39>0,$E39-'Asset data'!BA$5,0),0)","v":0},{"$f":"ROUND(IF($A39>0,$E39-'Asset data'!BB$5,0),0)","v":0},{"$f":"ROUND(IF($A39>0,$E39-'Asset data'!BC$5,0),0)","v":0},{"$f":"ROUND(IF($A39>0,$E39-'Asset data'!BD$5,0),0)","v":0},{"$f":"ROUND(IF($A39>0,$E39-'Asset data'!BE$5,0),0)","v":0},{"$f":"ROUND(IF($A39>0,$E39-'Asset data'!BF$5,0),0)","v":0},{"$f":"ROUND(IF($A39>0,$E39-'Asset data'!BG$5,0),0)","v":0},{"$f":"ROUND(IF($A39>0,$E39-'Asset data'!BH$5,0),0)","v":0},{"$f":"ROUND(IF($A39>0,$E39-'Asset data'!BI$5,0),0)","v":0},{"$f":"ROUND(IF($A39>0,$E39-'Asset data'!BJ$5,0),0)","v":0},{"$f":"ROUND(IF($A39>0,$E39-'Asset data'!BK$5,0),0)","v":0},{"$f":"ROUND(IF($A39>0,$E39-'Asset data'!BL$5,0),0)","v":0},{"$f":"ROUND(IF($A39>0,$E39-'Asset data'!BM$5,0),0)","v":0},{"$f":"ROUND(IF($A39>0,$E39-'Asset data'!BN$5,0),0)","v":0},{"$f":"ROUND(IF($A39>0,$E39-'Asset data'!BO$5,0),0)","v":0},{"$f":"ROUND(IF($A39>0,$E39-'Asset data'!BP$5,0),0)","v":0},{"$f":"ROUND(IF($A39>0,$E39-'Asset data'!BQ$5,0),0)","v":0},{"$f":"ROUND(IF($A39>0,$E39-'Asset data'!BR$5,0),0)","v":0},{"$f":"ROUND(IF($A39>0,$E39-'Asset data'!BS$5,0),0)","v":0},{"$f":"ROUND(IF($A39>0,$E39-'Asset data'!BT$5,0),0)","v":0},{"$f":"ROUND(IF($A39>0,$E39-'Asset data'!BU$5,0),0)","v":0},{"$f":"ROUND(IF($A39>0,$E39-'Asset data'!BV$5,0),0)","v":0},{"$f":"ROUND(IF($A39>0,$E39-'Asset data'!BW$5,0),0)","v":0},{"$f":"ROUND(IF($A39>0,$E39-'Asset data'!BX$5,0),0)","v":0},{"$f":"ROUND(IF($A39>0,$E39-'Asset data'!BY$5,0),0)","v":0},{"$f":"ROUND(IF($A39>0,$E39-'Asset data'!BZ$5,0),0)","v":0},{"$f":"ROUND(IF($A39>0,$E39-'Asset data'!CA$5,0),0)","v":0},{"$f":"ROUND(IF($A39>0,$E39-'Asset data'!CB$5,0),0)","v":0},{"$f":"ROUND(IF($A39>0,$E39-'Asset data'!CC$5,0),0)","v":0},{"$f":"ROUND(IF($A39>0,$E39-'Asset data'!CD$5,0),0)","v":0},{"$f":"ROUND(IF($A39>0,$E39-'Asset data'!CE$5,0),0)","v":0},{"$f":"ROUND(IF($A39>0,$E39-'Asset data'!CF$5,0),0)","v":0},{"$f":"ROUND(IF($A39>0,$E39-'Asset data'!CG$5,0),0)","v":0},{"$f":"ROUND(IF($A39>0,$E39-'Asset data'!CH$5,0),0)","v":0},{"$f":"ROUND(IF($A39>0,$E39-'Asset data'!CI$5,0),0)","v":0},{"$f":"ROUND(IF($A39>0,$E39-'Asset data'!CJ$5,0),0)","v":0},{"$f":"ROUND(IF($A39>0,$E39-'Asset data'!CK$5,0),0)","v":0},{"$f":"ROUND(IF($A39>0,$E39-'Asset data'!CL$5,0),0)","v":0},{"$f":"ROUND(IF($A39>0,$E39-'Asset data'!CM$5,0),0)","v":0},{"$f":"ROUND(IF($A39>0,$E39-'Asset data'!CN$5,0),0)","v":0},{"$f":"ROUND(IF($A39>0,$E39-'Asset data'!CO$5,0),0)","v":0},{"$f":"ROUND(IF($A39>0,$E39-'Asset data'!CP$5,0),0)","v":0},{"$f":"ROUND(IF($A39>0,$E39-'Asset data'!CQ$5,0),0)","v":0},{"$f":"ROUND(IF($A39>0,$E39-'Asset data'!CR$5,0),0)","v":0},{"$f":"ROUND(IF($A39>0,$E39-'Asset data'!CS$5,0),0)","v":0},{"$f":"ROUND(IF($A39>0,$E39-'Asset data'!CT$5,0),0)","v":0},{"$f":"ROUND(IF($A39>0,$E39-'Asset data'!CU$5,0),0)","v":0},{"$f":"ROUND(IF($A39>0,$E39-'Asset data'!CV$5,0),0)","v":0},{"$f":"ROUND(IF($A39>0,$E39-'Asset data'!CW$5,0),0)","v":0},{"$f":"ROUND(IF($A39>0,$E39-'Asset data'!CX$5,0),0)","v":0},{"$f":"ROUND(IF($A39>0,$E39-'Asset data'!CY$5,0),0)","v":0},{"$f":"ROUND(IF($A39>0,$E39-'Asset data'!CZ$5,0),0)","v":0},{"$f":"ROUND(IF($A39>0,$E39-'Asset data'!DA$5,0),0)","v":0},{"$f":"ROUND(IF($A39>0,$E39-'Asset data'!DB$5,0),0)","v":0},{"$f":"ROUND(IF($A39>0,$E39-'Asset data'!DC$5,0),0)","v":0},{"$f":"ROUND(IF($A39>0,$E39-'Asset data'!DD$5,0),0)","v":0},{"$f":"ROUND(IF($A39>0,$E39-'Asset data'!DE$5,0),0)","v":0},{"$f":"ROUND(IF($A39>0,$E39-'Asset data'!DF$5,0),0)","v":0},{"$f":"ROUND(IF($A39>0,$E39-'Asset data'!DG$5,0),0)","v":0},{"$f":"ROUND(IF($A39>0,$E39-'Asset data'!DH$5,0),0)","v":0},{"$f":"ROUND(IF($A39>0,$E39-'Asset data'!DI$5,0),0)","v":0},{"$f":"ROUND(IF($A39>0,$E39-'Asset data'!DJ$5,0),0)","v":0},{"$f":"ROUND(IF($A39>0,$E39-'Asset data'!DK$5,0),0)","v":0},{"$f":"ROUND(IF($A39>0,$E39-'Asset data'!DL$5,0),0)","v":0},{"$f":"ROUND(IF($A39>0,$E39-'Asset data'!DM$5,0),0)","v":0},{"$f":"ROUND(IF($A39>0,$E39-'Asset data'!DN$5,0),0)","v":0},{"$f":"ROUND(IF($A39>0,$E39-'Asset data'!DO$5,0),0)","v":0},{"$f":"ROUND(IF($A39>0,$E39-'Asset data'!DP$5,0),0)","v":0},{"$f":"ROUND(IF($A39>0,$E39-'Asset data'!DQ$5,0),0)","v":0},{"$f":"ROUND(IF($A39>0,$E39-'Asset data'!DR$5,0),0)","v":0},{"$f":"ROUND(IF($A39>0,$E39-'Asset data'!DS$5,0),0)","v":0},{"$f":"ROUND(IF($A39>0,$E39-'Asset data'!DT$5,0),0)","v":0},{"$f":"ROUND(IF($A39>0,$E39-'Asset data'!DU$5,0),0)","v":0},{"$f":"ROUND(IF($A39>0,$E39-'Asset data'!DV$5,0),0)","v":0},{"$f":"ROUND(IF($A39>0,$E39-'Asset data'!DW$5,0),0)","v":0},{"$f":"ROUND(IF($A39>0,$E39-'Asset data'!DX$5,0),0)","v":0},{"$f":"ROUND(IF($A39>0,$E39-'Asset data'!DY$5,0),0)","v":0},{"$f":"ROUND(IF($A39>0,$E39-'Asset data'!DZ$5,0),0)","v":0},{"$f":"ROUND(IF($A39>0,$E39-'Asset data'!EA$5,0),0)","v":0},{"$f":"ROUND(IF($A39>0,$E39-'Asset data'!EB$5,0),0)","v":0},{"$f":"ROUND(IF($A39>0,$E39-'Asset data'!EC$5,0),0)","v":0},{"$f":"ROUND(IF($A39>0,$E39-'Asset data'!ED$5,0),0)","v":0},{"$f":"ROUND(IF($A39>0,$E39-'Asset data'!EE$5,0),0)","v":0},{"$f":"ROUND(IF($A39>0,$E39-'Asset data'!EF$5,0),0)","v":0},{"$f":"ROUND(IF($A39>0,$E39-'Asset data'!EG$5,0),0)","v":0},{"$f":"ROUND(IF($A39>0,$E39-'Asset data'!EH$5,0),0)","v":0},{"$f":"ROUND(IF($A39>0,$E39-'Asset data'!EI$5,0),0)","v":0},{"$f":"ROUND(IF($A39>0,$E39-'Asset data'!EJ$5,0),0)","v":0},{"$f":"ROUND(IF($A39>0,$E39-'Asset data'!EK$5,0),0)","v":0},{"$f":"ROUND(IF($A39>0,$E39-'Asset data'!EL$5,0),0)","v":0},{"$f":"ROUND(IF($A39>0,$E39-'Asset data'!EM$5,0),0)","v":0},{"$f":"ROUND(IF($A39>0,$E39-'Asset data'!EN$5,0),0)","v":0},{"$f":"ROUND(IF($A39>0,$E39-'Asset data'!EO$5,0),0)","v":0},{"$f":"ROUND(IF($A39>0,$E39-'Asset data'!EP$5,0),0)","v":0},{"$f":"ROUND(IF($A39>0,$E39-'Asset data'!EQ$5,0),0)","v":0},{"$f":"ROUND(IF($A39>0,$E39-'Asset data'!ER$5,0),0)","v":0},{"$f":"ROUND(IF($A39>0,$E39-'Asset data'!ES$5,0),0)","v":0},{"$f":"ROUND(IF($A39>0,$E39-'Asset data'!ET$5,0),0)","v":0},{"$f":"ROUND(IF($A39>0,$E39-'Asset data'!EU$5,0),0)","v":0},{"$f":"ROUND(IF($A39>0,$E39-'Asset data'!EV$5,0),0)","v":0},{"$f":"ROUND(IF($A39>0,$E39-'Asset data'!EW$5,0),0)","v":0},{"$f":"ROUND(IF($A39>0,$E39-'Asset data'!EX$5,0),0)","v":0},{"$f":"ROUND(IF($A39>0,$E39-'Asset data'!EY$5,0),0)","v":0},{"$f":"ROUND(IF($A39>0,$E39-'Asset data'!EZ$5,0),0)","v":0},{"$f":"ROUND(IF($A39>0,$E39-'Asset data'!FA$5,0),0)","v":0},{"$f":"ROUND(IF($A39>0,$E39-'Asset data'!FB$5,0),0)","v":0},{"$f":"ROUND(IF($A39>0,$E39-'Asset data'!FC$5,0),0)","v":0},{"$f":"ROUND(IF($A39>0,$E39-'Asset data'!FD$5,0),0)","v":0},{"$f":"ROUND(IF($A39>0,$E39-'Asset data'!FE$5,0),0)","v":0},{"$f":"ROUND(IF($A39>0,$E39-'Asset data'!FF$5,0),0)","v":0},{"$f":"ROUND(IF($A39>0,$E39-'Asset data'!FG$5,0),0)","v":0}]
[{"$f":"'Asset data'!A40","v":0},{"$f":"'Asset data'!B40","v":0},{"$f":"'Asset data'!C40","v":0},{"$f":"'Asset data'!E40","v":0},{"$f":"'Asset data'!I40","v":0},{"$f":"ROUND(IF($A40>0,$E40-'Asset data'!L$5,0),0)","v":0},{"$f":"ROUND(IF($A40>0,$E40-'Asset data'!M$5,0),0)","v":0},{"$f":"ROUND(IF($A40>0,$E40-'Asset data'!N$5,0),0)","v":0},{"$f":"ROUND(IF($A40>0,$E40-'Asset data'!O$5,0),0)","v":0},{"$f":"ROUND(IF($A40>0,$E40-'Asset data'!P$5,0),0)","v":0},{"$f":"ROUND(IF($A40>0,$E40-'Asset data'!Q$5,0),0)","v":0},{"$f":"ROUND(IF($A40>0,$E40-'Asset data'!R$5,0),0)","v":0},{"$f":"ROUND(IF($A40>0,$E40-'Asset data'!S$5,0),0)","v":0},{"$f":"ROUND(IF($A40>0,$E40-'Asset data'!T$5,0),0)","v":0},{"$f":"ROUND(IF($A40>0,$E40-'Asset data'!U$5,0),0)","v":0},{"$f":"ROUND(IF($A40>0,$E40-'Asset data'!V$5,0),0)","v":0},{"$f":"ROUND(IF($A40>0,$E40-'Asset data'!W$5,0),0)","v":0},{"$f":"ROUND(IF($A40>0,$E40-'Asset data'!X$5,0),0)","v":0},{"$f":"ROUND(IF($A40>0,$E40-'Asset data'!Y$5,0),0)","v":0},{"$f":"ROUND(IF($A40>0,$E40-'Asset data'!Z$5,0),0)","v":0},{"$f":"ROUND(IF($A40>0,$E40-'Asset data'!AA$5,0),0)","v":0},{"$f":"ROUND(IF($A40>0,$E40-'Asset data'!AB$5,0),0)","v":0},{"$f":"ROUND(IF($A40>0,$E40-'Asset data'!AC$5,0),0)","v":0},{"$f":"ROUND(IF($A40>0,$E40-'Asset data'!AD$5,0),0)","v":0},{"$f":"ROUND(IF($A40>0,$E40-'Asset data'!AE$5,0),0)","v":0},{"$f":"ROUND(IF($A40>0,$E40-'Asset data'!AF$5,0),0)","v":0},{"$f":"ROUND(IF($A40>0,$E40-'Asset data'!AG$5,0),0)","v":0},{"$f":"ROUND(IF($A40>0,$E40-'Asset data'!AH$5,0),0)","v":0},{"$f":"ROUND(IF($A40>0,$E40-'Asset data'!AI$5,0),0)","v":0},{"$f":"ROUND(IF($A40>0,$E40-'Asset data'!AJ$5,0),0)","v":0},{"$f":"ROUND(IF($A40>0,$E40-'Asset data'!AK$5,0),0)","v":0},{"$f":"ROUND(IF($A40>0,$E40-'Asset data'!AL$5,0),0)","v":0},{"$f":"ROUND(IF($A40>0,$E40-'Asset data'!AM$5,0),0)","v":0},{"$f":"ROUND(IF($A40>0,$E40-'Asset data'!AN$5,0),0)","v":0},{"$f":"ROUND(IF($A40>0,$E40-'Asset data'!AO$5,0),0)","v":0},{"$f":"ROUND(IF($A40>0,$E40-'Asset data'!AP$5,0),0)","v":0},{"$f":"ROUND(IF($A40>0,$E40-'Asset data'!AQ$5,0),0)","v":0},{"$f":"ROUND(IF($A40>0,$E40-'Asset data'!AR$5,0),0)","v":0},{"$f":"ROUND(IF($A40>0,$E40-'Asset data'!AS$5,0),0)","v":0},{"$f":"ROUND(IF($A40>0,$E40-'Asset data'!AT$5,0),0)","v":0},{"$f":"ROUND(IF($A40>0,$E40-'Asset data'!AU$5,0),0)","v":0},{"$f":"ROUND(IF($A40>0,$E40-'Asset data'!AV$5,0),0)","v":0},{"$f":"ROUND(IF($A40>0,$E40-'Asset data'!AW$5,0),0)","v":0},{"$f":"ROUND(IF($A40>0,$E40-'Asset data'!AX$5,0),0)","v":0},{"$f":"ROUND(IF($A40>0,$E40-'Asset data'!AY$5,0),0)","v":0},{"$f":"ROUND(IF($A40>0,$E40-'Asset data'!AZ$5,0),0)","v":0},{"$f":"ROUND(IF($A40>0,$E40-'Asset data'!BA$5,0),0)","v":0},{"$f":"ROUND(IF($A40>0,$E40-'Asset data'!BB$5,0),0)","v":0},{"$f":"ROUND(IF($A40>0,$E40-'Asset data'!BC$5,0),0)","v":0},{"$f":"ROUND(IF($A40>0,$E40-'Asset data'!BD$5,0),0)","v":0},{"$f":"ROUND(IF($A40>0,$E40-'Asset data'!BE$5,0),0)","v":0},{"$f":"ROUND(IF($A40>0,$E40-'Asset data'!BF$5,0),0)","v":0},{"$f":"ROUND(IF($A40>0,$E40-'Asset data'!BG$5,0),0)","v":0},{"$f":"ROUND(IF($A40>0,$E40-'Asset data'!BH$5,0),0)","v":0},{"$f":"ROUND(IF($A40>0,$E40-'Asset data'!BI$5,0),0)","v":0},{"$f":"ROUND(IF($A40>0,$E40-'Asset data'!BJ$5,0),0)","v":0},{"$f":"ROUND(IF($A40>0,$E40-'Asset data'!BK$5,0),0)","v":0},{"$f":"ROUND(IF($A40>0,$E40-'Asset data'!BL$5,0),0)","v":0},{"$f":"ROUND(IF($A40>0,$E40-'Asset data'!BM$5,0),0)","v":0},{"$f":"ROUND(IF($A40>0,$E40-'Asset data'!BN$5,0),0)","v":0},{"$f":"ROUND(IF($A40>0,$E40-'Asset data'!BO$5,0),0)","v":0},{"$f":"ROUND(IF($A40>0,$E40-'Asset data'!BP$5,0),0)","v":0},{"$f":"ROUND(IF($A40>0,$E40-'Asset data'!BQ$5,0),0)","v":0},{"$f":"ROUND(IF($A40>0,$E40-'Asset data'!BR$5,0),0)","v":0},{"$f":"ROUND(IF($A40>0,$E40-'Asset data'!BS$5,0),0)","v":0},{"$f":"ROUND(IF($A40>0,$E40-'Asset data'!BT$5,0),0)","v":0},{"$f":"ROUND(IF($A40>0,$E40-'Asset data'!BU$5,0),0)","v":0},{"$f":"ROUND(IF($A40>0,$E40-'Asset data'!BV$5,0),0)","v":0},{"$f":"ROUND(IF($A40>0,$E40-'Asset data'!BW$5,0),0)","v":0},{"$f":"ROUND(IF($A40>0,$E40-'Asset data'!BX$5,0),0)","v":0},{"$f":"ROUND(IF($A40>0,$E40-'Asset data'!BY$5,0),0)","v":0},{"$f":"ROUND(IF($A40>0,$E40-'Asset data'!BZ$5,0),0)","v":0},{"$f":"ROUND(IF($A40>0,$E40-'Asset data'!CA$5,0),0)","v":0},{"$f":"ROUND(IF($A40>0,$E40-'Asset data'!CB$5,0),0)","v":0},{"$f":"ROUND(IF($A40>0,$E40-'Asset data'!CC$5,0),0)","v":0},{"$f":"ROUND(IF($A40>0,$E40-'Asset data'!CD$5,0),0)","v":0},{"$f":"ROUND(IF($A40>0,$E40-'Asset data'!CE$5,0),0)","v":0},{"$f":"ROUND(IF($A40>0,$E40-'Asset data'!CF$5,0),0)","v":0},{"$f":"ROUND(IF($A40>0,$E40-'Asset data'!CG$5,0),0)","v":0},{"$f":"ROUND(IF($A40>0,$E40-'Asset data'!CH$5,0),0)","v":0},{"$f":"ROUND(IF($A40>0,$E40-'Asset data'!CI$5,0),0)","v":0},{"$f":"ROUND(IF($A40>0,$E40-'Asset data'!CJ$5,0),0)","v":0},{"$f":"ROUND(IF($A40>0,$E40-'Asset data'!CK$5,0),0)","v":0},{"$f":"ROUND(IF($A40>0,$E40-'Asset data'!CL$5,0),0)","v":0},{"$f":"ROUND(IF($A40>0,$E40-'Asset data'!CM$5,0),0)","v":0},{"$f":"ROUND(IF($A40>0,$E40-'Asset data'!CN$5,0),0)","v":0},{"$f":"ROUND(IF($A40>0,$E40-'Asset data'!CO$5,0),0)","v":0},{"$f":"ROUND(IF($A40>0,$E40-'Asset data'!CP$5,0),0)","v":0},{"$f":"ROUND(IF($A40>0,$E40-'Asset data'!CQ$5,0),0)","v":0},{"$f":"ROUND(IF($A40>0,$E40-'Asset data'!CR$5,0),0)","v":0},{"$f":"ROUND(IF($A40>0,$E40-'Asset data'!CS$5,0),0)","v":0},{"$f":"ROUND(IF($A40>0,$E40-'Asset data'!CT$5,0),0)","v":0},{"$f":"ROUND(IF($A40>0,$E40-'Asset data'!CU$5,0),0)","v":0},{"$f":"ROUND(IF($A40>0,$E40-'Asset data'!CV$5,0),0)","v":0},{"$f":"ROUND(IF($A40>0,$E40-'Asset data'!CW$5,0),0)","v":0},{"$f":"ROUND(IF($A40>0,$E40-'Asset data'!CX$5,0),0)","v":0},{"$f":"ROUND(IF($A40>0,$E40-'Asset data'!CY$5,0),0)","v":0},{"$f":"ROUND(IF($A40>0,$E40-'Asset data'!CZ$5,0),0)","v":0},{"$f":"ROUND(IF($A40>0,$E40-'Asset data'!DA$5,0),0)","v":0},{"$f":"ROUND(IF($A40>0,$E40-'Asset data'!DB$5,0),0)","v":0},{"$f":"ROUND(IF($A40>0,$E40-'Asset data'!DC$5,0),0)","v":0},{"$f":"ROUND(IF($A40>0,$E40-'Asset data'!DD$5,0),0)","v":0},{"$f":"ROUND(IF($A40>0,$E40-'Asset data'!DE$5,0),0)","v":0},{"$f":"ROUND(IF($A40>0,$E40-'Asset data'!DF$5,0),0)","v":0},{"$f":"ROUND(IF($A40>0,$E40-'Asset data'!DG$5,0),0)","v":0},{"$f":"ROUND(IF($A40>0,$E40-'Asset data'!DH$5,0),0)","v":0},{"$f":"ROUND(IF($A40>0,$E40-'Asset data'!DI$5,0),0)","v":0},{"$f":"ROUND(IF($A40>0,$E40-'Asset data'!DJ$5,0),0)","v":0},{"$f":"ROUND(IF($A40>0,$E40-'Asset data'!DK$5,0),0)","v":0},{"$f":"ROUND(IF($A40>0,$E40-'Asset data'!DL$5,0),0)","v":0},{"$f":"ROUND(IF($A40>0,$E40-'Asset data'!DM$5,0),0)","v":0},{"$f":"ROUND(IF($A40>0,$E40-'Asset data'!DN$5,0),0)","v":0},{"$f":"ROUND(IF($A40>0,$E40-'Asset data'!DO$5,0),0)","v":0},{"$f":"ROUND(IF($A40>0,$E40-'Asset data'!DP$5,0),0)","v":0},{"$f":"ROUND(IF($A40>0,$E40-'Asset data'!DQ$5,0),0)","v":0},{"$f":"ROUND(IF($A40>0,$E40-'Asset data'!DR$5,0),0)","v":0},{"$f":"ROUND(IF($A40>0,$E40-'Asset data'!DS$5,0),0)","v":0},{"$f":"ROUND(IF($A40>0,$E40-'Asset data'!DT$5,0),0)","v":0},{"$f":"ROUND(IF($A40>0,$E40-'Asset data'!DU$5,0),0)","v":0},{"$f":"ROUND(IF($A40>0,$E40-'Asset data'!DV$5,0),0)","v":0},{"$f":"ROUND(IF($A40>0,$E40-'Asset data'!DW$5,0),0)","v":0},{"$f":"ROUND(IF($A40>0,$E40-'Asset data'!DX$5,0),0)","v":0},{"$f":"ROUND(IF($A40>0,$E40-'Asset data'!DY$5,0),0)","v":0},{"$f":"ROUND(IF($A40>0,$E40-'Asset data'!DZ$5,0),0)","v":0},{"$f":"ROUND(IF($A40>0,$E40-'Asset data'!EA$5,0),0)","v":0},{"$f":"ROUND(IF($A40>0,$E40-'Asset data'!EB$5,0),0)","v":0},{"$f":"ROUND(IF($A40>0,$E40-'Asset data'!EC$5,0),0)","v":0},{"$f":"ROUND(IF($A40>0,$E40-'Asset data'!ED$5,0),0)","v":0},{"$f":"ROUND(IF($A40>0,$E40-'Asset data'!EE$5,0),0)","v":0},{"$f":"ROUND(IF($A40>0,$E40-'Asset data'!EF$5,0),0)","v":0},{"$f":"ROUND(IF($A40>0,$E40-'Asset data'!EG$5,0),0)","v":0},{"$f":"ROUND(IF($A40>0,$E40-'Asset data'!EH$5,0),0)","v":0},{"$f":"ROUND(IF($A40>0,$E40-'Asset data'!EI$5,0),0)","v":0},{"$f":"ROUND(IF($A40>0,$E40-'Asset data'!EJ$5,0),0)","v":0},{"$f":"ROUND(IF($A40>0,$E40-'Asset data'!EK$5,0),0)","v":0},{"$f":"ROUND(IF($A40>0,$E40-'Asset data'!EL$5,0),0)","v":0},{"$f":"ROUND(IF($A40>0,$E40-'Asset data'!EM$5,0),0)","v":0},{"$f":"ROUND(IF($A40>0,$E40-'Asset data'!EN$5,0),0)","v":0},{"$f":"ROUND(IF($A40>0,$E40-'Asset data'!EO$5,0),0)","v":0},{"$f":"ROUND(IF($A40>0,$E40-'Asset data'!EP$5,0),0)","v":0},{"$f":"ROUND(IF($A40>0,$E40-'Asset data'!EQ$5,0),0)","v":0},{"$f":"ROUND(IF($A40>0,$E40-'Asset data'!ER$5,0),0)","v":0},{"$f":"ROUND(IF($A40>0,$E40-'Asset data'!ES$5,0),0)","v":0},{"$f":"ROUND(IF($A40>0,$E40-'Asset data'!ET$5,0),0)","v":0},{"$f":"ROUND(IF($A40>0,$E40-'Asset data'!EU$5,0),0)","v":0},{"$f":"ROUND(IF($A40>0,$E40-'Asset data'!EV$5,0),0)","v":0},{"$f":"ROUND(IF($A40>0,$E40-'Asset data'!EW$5,0),0)","v":0},{"$f":"ROUND(IF($A40>0,$E40-'Asset data'!EX$5,0),0)","v":0},{"$f":"ROUND(IF($A40>0,$E40-'Asset data'!EY$5,0),0)","v":0},{"$f":"ROUND(IF($A40>0,$E40-'Asset data'!EZ$5,0),0)","v":0},{"$f":"ROUND(IF($A40>0,$E40-'Asset data'!FA$5,0),0)","v":0},{"$f":"ROUND(IF($A40>0,$E40-'Asset data'!FB$5,0),0)","v":0},{"$f":"ROUND(IF($A40>0,$E40-'Asset data'!FC$5,0),0)","v":0},{"$f":"ROUND(IF($A40>0,$E40-'Asset data'!FD$5,0),0)","v":0},{"$f":"ROUND(IF($A40>0,$E40-'Asset data'!FE$5,0),0)","v":0},{"$f":"ROUND(IF($A40>0,$E40-'Asset data'!FF$5,0),0)","v":0},{"$f":"ROUND(IF($A40>0,$E40-'Asset data'!FG$5,0),0)","v":0}]
[{"$f":"'Asset data'!A41","v":0},{"$f":"'Asset data'!B41","v":0},{"$f":"'Asset data'!C41","v":0},{"$f":"'Asset data'!E41","v":0},{"$f":"'Asset data'!I41","v":0},{"$f":"ROUND(IF($A41>0,$E41-'Asset data'!L$5,0),0)","v":0},{"$f":"ROUND(IF($A41>0,$E41-'Asset data'!M$5,0),0)","v":0},{"$f":"ROUND(IF($A41>0,$E41-'Asset data'!N$5,0),0)","v":0},{"$f":"ROUND(IF($A41>0,$E41-'Asset data'!O$5,0),0)","v":0},{"$f":"ROUND(IF($A41>0,$E41-'Asset data'!P$5,0),0)","v":0},{"$f":"ROUND(IF($A41>0,$E41-'Asset data'!Q$5,0),0)","v":0},{"$f":"ROUND(IF($A41>0,$E41-'Asset data'!R$5,0),0)","v":0},{"$f":"ROUND(IF($A41>0,$E41-'Asset data'!S$5,0),0)","v":0},{"$f":"ROUND(IF($A41>0,$E41-'Asset data'!T$5,0),0)","v":0},{"$f":"ROUND(IF($A41>0,$E41-'Asset data'!U$5,0),0)","v":0},{"$f":"ROUND(IF($A41>0,$E41-'Asset data'!V$5,0),0)","v":0},{"$f":"ROUND(IF($A41>0,$E41-'Asset data'!W$5,0),0)","v":0},{"$f":"ROUND(IF($A41>0,$E41-'Asset data'!X$5,0),0)","v":0},{"$f":"ROUND(IF($A41>0,$E41-'Asset data'!Y$5,0),0)","v":0},{"$f":"ROUND(IF($A41>0,$E41-'Asset data'!Z$5,0),0)","v":0},{"$f":"ROUND(IF($A41>0,$E41-'Asset data'!AA$5,0),0)","v":0},{"$f":"ROUND(IF($A41>0,$E41-'Asset data'!AB$5,0),0)","v":0},{"$f":"ROUND(IF($A41>0,$E41-'Asset data'!AC$5,0),0)","v":0},{"$f":"ROUND(IF($A41>0,$E41-'Asset data'!AD$5,0),0)","v":0},{"$f":"ROUND(IF($A41>0,$E41-'Asset data'!AE$5,0),0)","v":0},{"$f":"ROUND(IF($A41>0,$E41-'Asset data'!AF$5,0),0)","v":0},{"$f":"ROUND(IF($A41>0,$E41-'Asset data'!AG$5,0),0)","v":0},{"$f":"ROUND(IF($A41>0,$E41-'Asset data'!AH$5,0),0)","v":0},{"$f":"ROUND(IF($A41>0,$E41-'Asset data'!AI$5,0),0)","v":0},{"$f":"ROUND(IF($A41>0,$E41-'Asset data'!AJ$5,0),0)","v":0},{"$f":"ROUND(IF($A41>0,$E41-'Asset data'!AK$5,0),0)","v":0},{"$f":"ROUND(IF($A41>0,$E41-'Asset data'!AL$5,0),0)","v":0},{"$f":"ROUND(IF($A41>0,$E41-'Asset data'!AM$5,0),0)","v":0},{"$f":"ROUND(IF($A41>0,$E41-'Asset data'!AN$5,0),0)","v":0},{"$f":"ROUND(IF($A41>0,$E41-'Asset data'!AO$5,0),0)","v":0},{"$f":"ROUND(IF($A41>0,$E41-'Asset data'!AP$5,0),0)","v":0},{"$f":"ROUND(IF($A41>0,$E41-'Asset data'!AQ$5,0),0)","v":0},{"$f":"ROUND(IF($A41>0,$E41-'Asset data'!AR$5,0),0)","v":0},{"$f":"ROUND(IF($A41>0,$E41-'Asset data'!AS$5,0),0)","v":0},{"$f":"ROUND(IF($A41>0,$E41-'Asset data'!AT$5,0),0)","v":0},{"$f":"ROUND(IF($A41>0,$E41-'Asset data'!AU$5,0),0)","v":0},{"$f":"ROUND(IF($A41>0,$E41-'Asset data'!AV$5,0),0)","v":0},{"$f":"ROUND(IF($A41>0,$E41-'Asset data'!AW$5,0),0)","v":0},{"$f":"ROUND(IF($A41>0,$E41-'Asset data'!AX$5,0),0)","v":0},{"$f":"ROUND(IF($A41>0,$E41-'Asset data'!AY$5,0),0)","v":0},{"$f":"ROUND(IF($A41>0,$E41-'Asset data'!AZ$5,0),0)","v":0},{"$f":"ROUND(IF($A41>0,$E41-'Asset data'!BA$5,0),0)","v":0},{"$f":"ROUND(IF($A41>0,$E41-'Asset data'!BB$5,0),0)","v":0},{"$f":"ROUND(IF($A41>0,$E41-'Asset data'!BC$5,0),0)","v":0},{"$f":"ROUND(IF($A41>0,$E41-'Asset data'!BD$5,0),0)","v":0},{"$f":"ROUND(IF($A41>0,$E41-'Asset data'!BE$5,0),0)","v":0},{"$f":"ROUND(IF($A41>0,$E41-'Asset data'!BF$5,0),0)","v":0},{"$f":"ROUND(IF($A41>0,$E41-'Asset data'!BG$5,0),0)","v":0},{"$f":"ROUND(IF($A41>0,$E41-'Asset data'!BH$5,0),0)","v":0},{"$f":"ROUND(IF($A41>0,$E41-'Asset data'!BI$5,0),0)","v":0},{"$f":"ROUND(IF($A41>0,$E41-'Asset data'!BJ$5,0),0)","v":0},{"$f":"ROUND(IF($A41>0,$E41-'Asset data'!BK$5,0),0)","v":0},{"$f":"ROUND(IF($A41>0,$E41-'Asset data'!BL$5,0),0)","v":0},{"$f":"ROUND(IF($A41>0,$E41-'Asset data'!BM$5,0),0)","v":0},{"$f":"ROUND(IF($A41>0,$E41-'Asset data'!BN$5,0),0)","v":0},{"$f":"ROUND(IF($A41>0,$E41-'Asset data'!BO$5,0),0)","v":0},{"$f":"ROUND(IF($A41>0,$E41-'Asset data'!BP$5,0),0)","v":0},{"$f":"ROUND(IF($A41>0,$E41-'Asset data'!BQ$5,0),0)","v":0},{"$f":"ROUND(IF($A41>0,$E41-'Asset data'!BR$5,0),0)","v":0},{"$f":"ROUND(IF($A41>0,$E41-'Asset data'!BS$5,0),0)","v":0},{"$f":"ROUND(IF($A41>0,$E41-'Asset data'!BT$5,0),0)","v":0},{"$f":"ROUND(IF($A41>0,$E41-'Asset data'!BU$5,0),0)","v":0},{"$f":"ROUND(IF($A41>0,$E41-'Asset data'!BV$5,0),0)","v":0},{"$f":"ROUND(IF($A41>0,$E41-'Asset data'!BW$5,0),0)","v":0},{"$f":"ROUND(IF($A41>0,$E41-'Asset data'!BX$5,0),0)","v":0},{"$f":"ROUND(IF($A41>0,$E41-'Asset data'!BY$5,0),0)","v":0},{"$f":"ROUND(IF($A41>0,$E41-'Asset data'!BZ$5,0),0)","v":0},{"$f":"ROUND(IF($A41>0,$E41-'Asset data'!CA$5,0),0)","v":0},{"$f":"ROUND(IF($A41>0,$E41-'Asset data'!CB$5,0),0)","v":0},{"$f":"ROUND(IF($A41>0,$E41-'Asset data'!CC$5,0),0)","v":0},{"$f":"ROUND(IF($A41>0,$E41-'Asset data'!CD$5,0),0)","v":0},{"$f":"ROUND(IF($A41>0,$E41-'Asset data'!CE$5,0),0)","v":0},{"$f":"ROUND(IF($A41>0,$E41-'Asset data'!CF$5,0),0)","v":0},{"$f":"ROUND(IF($A41>0,$E41-'Asset data'!CG$5,0),0)","v":0},{"$f":"ROUND(IF($A41>0,$E41-'Asset data'!CH$5,0),0)","v":0},{"$f":"ROUND(IF($A41>0,$E41-'Asset data'!CI$5,0),0)","v":0},{"$f":"ROUND(IF($A41>0,$E41-'Asset data'!CJ$5,0),0)","v":0},{"$f":"ROUND(IF($A41>0,$E41-'Asset data'!CK$5,0),0)","v":0},{"$f":"ROUND(IF($A41>0,$E41-'Asset data'!CL$5,0),0)","v":0},{"$f":"ROUND(IF($A41>0,$E41-'Asset data'!CM$5,0),0)","v":0},{"$f":"ROUND(IF($A41>0,$E41-'Asset data'!CN$5,0),0)","v":0},{"$f":"ROUND(IF($A41>0,$E41-'Asset data'!CO$5,0),0)","v":0},{"$f":"ROUND(IF($A41>0,$E41-'Asset data'!CP$5,0),0)","v":0},{"$f":"ROUND(IF($A41>0,$E41-'Asset data'!CQ$5,0),0)","v":0},{"$f":"ROUND(IF($A41>0,$E41-'Asset data'!CR$5,0),0)","v":0},{"$f":"ROUND(IF($A41>0,$E41-'Asset data'!CS$5,0),0)","v":0},{"$f":"ROUND(IF($A41>0,$E41-'Asset data'!CT$5,0),0)","v":0},{"$f":"ROUND(IF($A41>0,$E41-'Asset data'!CU$5,0),0)","v":0},{"$f":"ROUND(IF($A41>0,$E41-'Asset data'!CV$5,0),0)","v":0},{"$f":"ROUND(IF($A41>0,$E41-'Asset data'!CW$5,0),0)","v":0},{"$f":"ROUND(IF($A41>0,$E41-'Asset data'!CX$5,0),0)","v":0},{"$f":"ROUND(IF($A41>0,$E41-'Asset data'!CY$5,0),0)","v":0},{"$f":"ROUND(IF($A41>0,$E41-'Asset data'!CZ$5,0),0)","v":0},{"$f":"ROUND(IF($A41>0,$E41-'Asset data'!DA$5,0),0)","v":0},{"$f":"ROUND(IF($A41>0,$E41-'Asset data'!DB$5,0),0)","v":0},{"$f":"ROUND(IF($A41>0,$E41-'Asset data'!DC$5,0),0)","v":0},{"$f":"ROUND(IF($A41>0,$E41-'Asset data'!DD$5,0),0)","v":0},{"$f":"ROUND(IF($A41>0,$E41-'Asset data'!DE$5,0),0)","v":0},{"$f":"ROUND(IF($A41>0,$E41-'Asset data'!DF$5,0),0)","v":0},{"$f":"ROUND(IF($A41>0,$E41-'Asset data'!DG$5,0),0)","v":0},{"$f":"ROUND(IF($A41>0,$E41-'Asset data'!DH$5,0),0)","v":0},{"$f":"ROUND(IF($A41>0,$E41-'Asset data'!DI$5,0),0)","v":0},{"$f":"ROUND(IF($A41>0,$E41-'Asset data'!DJ$5,0),0)","v":0},{"$f":"ROUND(IF($A41>0,$E41-'Asset data'!DK$5,0),0)","v":0},{"$f":"ROUND(IF($A41>0,$E41-'Asset data'!DL$5,0),0)","v":0},{"$f":"ROUND(IF($A41>0,$E41-'Asset data'!DM$5,0),0)","v":0},{"$f":"ROUND(IF($A41>0,$E41-'Asset data'!DN$5,0),0)","v":0},{"$f":"ROUND(IF($A41>0,$E41-'Asset data'!DO$5,0),0)","v":0},{"$f":"ROUND(IF($A41>0,$E41-'Asset data'!DP$5,0),0)","v":0},{"$f":"ROUND(IF($A41>0,$E41-'Asset data'!DQ$5,0),0)","v":0},{"$f":"ROUND(IF($A41>0,$E41-'Asset data'!DR$5,0),0)","v":0},{"$f":"ROUND(IF($A41>0,$E41-'Asset data'!DS$5,0),0)","v":0},{"$f":"ROUND(IF($A41>0,$E41-'Asset data'!DT$5,0),0)","v":0},{"$f":"ROUND(IF($A41>0,$E41-'Asset data'!DU$5,0),0)","v":0},{"$f":"ROUND(IF($A41>0,$E41-'Asset data'!DV$5,0),0)","v":0},{"$f":"ROUND(IF($A41>0,$E41-'Asset data'!DW$5,0),0)","v":0},{"$f":"ROUND(IF($A41>0,$E41-'Asset data'!DX$5,0),0)","v":0},{"$f":"ROUND(IF($A41>0,$E41-'Asset data'!DY$5,0),0)","v":0},{"$f":"ROUND(IF($A41>0,$E41-'Asset data'!DZ$5,0),0)","v":0},{"$f":"ROUND(IF($A41>0,$E41-'Asset data'!EA$5,0),0)","v":0},{"$f":"ROUND(IF($A41>0,$E41-'Asset data'!EB$5,0),0)","v":0},{"$f":"ROUND(IF($A41>0,$E41-'Asset data'!EC$5,0),0)","v":0},{"$f":"ROUND(IF($A41>0,$E41-'Asset data'!ED$5,0),0)","v":0},{"$f":"ROUND(IF($A41>0,$E41-'Asset data'!EE$5,0),0)","v":0},{"$f":"ROUND(IF($A41>0,$E41-'Asset data'!EF$5,0),0)","v":0},{"$f":"ROUND(IF($A41>0,$E41-'Asset data'!EG$5,0),0)","v":0},{"$f":"ROUND(IF($A41>0,$E41-'Asset data'!EH$5,0),0)","v":0},{"$f":"ROUND(IF($A41>0,$E41-'Asset data'!EI$5,0),0)","v":0},{"$f":"ROUND(IF($A41>0,$E41-'Asset data'!EJ$5,0),0)","v":0},{"$f":"ROUND(IF($A41>0,$E41-'Asset data'!EK$5,0),0)","v":0},{"$f":"ROUND(IF($A41>0,$E41-'Asset data'!EL$5,0),0)","v":0},{"$f":"ROUND(IF($A41>0,$E41-'Asset data'!EM$5,0),0)","v":0},{"$f":"ROUND(IF($A41>0,$E41-'Asset data'!EN$5,0),0)","v":0},{"$f":"ROUND(IF($A41>0,$E41-'Asset data'!EO$5,0),0)","v":0},{"$f":"ROUND(IF($A41>0,$E41-'Asset data'!EP$5,0),0)","v":0},{"$f":"ROUND(IF($A41>0,$E41-'Asset data'!EQ$5,0),0)","v":0},{"$f":"ROUND(IF($A41>0,$E41-'Asset data'!ER$5,0),0)","v":0},{"$f":"ROUND(IF($A41>0,$E41-'Asset data'!ES$5,0),0)","v":0},{"$f":"ROUND(IF($A41>0,$E41-'Asset data'!ET$5,0),0)","v":0},{"$f":"ROUND(IF($A41>0,$E41-'Asset data'!EU$5,0),0)","v":0},{"$f":"ROUND(IF($A41>0,$E41-'Asset data'!EV$5,0),0)","v":0},{"$f":"ROUND(IF($A41>0,$E41-'Asset data'!EW$5,0),0)","v":0},{"$f":"ROUND(IF($A41>0,$E41-'Asset data'!EX$5,0),0)","v":0},{"$f":"ROUND(IF($A41>0,$E41-'Asset data'!EY$5,0),0)","v":0},{"$f":"ROUND(IF($A41>0,$E41-'Asset data'!EZ$5,0),0)","v":0},{"$f":"ROUND(IF($A41>0,$E41-'Asset data'!FA$5,0),0)","v":0},{"$f":"ROUND(IF($A41>0,$E41-'Asset data'!FB$5,0),0)","v":0},{"$f":"ROUND(IF($A41>0,$E41-'Asset data'!FC$5,0),0)","v":0},{"$f":"ROUND(IF($A41>0,$E41-'Asset data'!FD$5,0),0)","v":0},{"$f":"ROUND(IF($A41>0,$E41-'Asset data'!FE$5,0),0)","v":0},{"$f":"ROUND(IF($A41>0,$E41-'Asset data'!FF$5,0),0)","v":0},{"$f":"ROUND(IF($A41>0,$E41-'Asset data'!FG$5,0),0)","v":0}]
[{"$f":"'Asset data'!A42","v":0},{"$f":"'Asset data'!B42","v":0},{"$f":"'Asset data'!C42","v":0},{"$f":"'Asset data'!E42","v":0},{"$f":"'Asset data'!I42","v":0},{"$f":"ROUND(IF($A42>0,$E42-'Asset data'!L$5,0),0)","v":0},{"$f":"ROUND(IF($A42>0,$E42-'Asset data'!M$5,0),0)","v":0},{"$f":"ROUND(IF($A42>0,$E42-'Asset data'!N$5,0),0)","v":0},{"$f":"ROUND(IF($A42>0,$E42-'Asset data'!O$5,0),0)","v":0},{"$f":"ROUND(IF($A42>0,$E42-'Asset data'!P$5,0),0)","v":0},{"$f":"ROUND(IF($A42>0,$E42-'Asset data'!Q$5,0),0)","v":0},{"$f":"ROUND(IF($A42>0,$E42-'Asset data'!R$5,0),0)","v":0},{"$f":"ROUND(IF($A42>0,$E42-'Asset data'!S$5,0),0)","v":0},{"$f":"ROUND(IF($A42>0,$E42-'Asset data'!T$5,0),0)","v":0},{"$f":"ROUND(IF($A42>0,$E42-'Asset data'!U$5,0),0)","v":0},{"$f":"ROUND(IF($A42>0,$E42-'Asset data'!V$5,0),0)","v":0},{"$f":"ROUND(IF($A42>0,$E42-'Asset data'!W$5,0),0)","v":0},{"$f":"ROUND(IF($A42>0,$E42-'Asset data'!X$5,0),0)","v":0},{"$f":"ROUND(IF($A42>0,$E42-'Asset data'!Y$5,0),0)","v":0},{"$f":"ROUND(IF($A42>0,$E42-'Asset data'!Z$5,0),0)","v":0},{"$f":"ROUND(IF($A42>0,$E42-'Asset data'!AA$5,0),0)","v":0},{"$f":"ROUND(IF($A42>0,$E42-'Asset data'!AB$5,0),0)","v":0},{"$f":"ROUND(IF($A42>0,$E42-'Asset data'!AC$5,0),0)","v":0},{"$f":"ROUND(IF($A42>0,$E42-'Asset data'!AD$5,0),0)","v":0},{"$f":"ROUND(IF($A42>0,$E42-'Asset data'!AE$5,0),0)","v":0},{"$f":"ROUND(IF($A42>0,$E42-'Asset data'!AF$5,0),0)","v":0},{"$f":"ROUND(IF($A42>0,$E42-'Asset data'!AG$5,0),0)","v":0},{"$f":"ROUND(IF($A42>0,$E42-'Asset data'!AH$5,0),0)","v":0},{"$f":"ROUND(IF($A42>0,$E42-'Asset data'!AI$5,0),0)","v":0},{"$f":"ROUND(IF($A42>0,$E42-'Asset data'!AJ$5,0),0)","v":0},{"$f":"ROUND(IF($A42>0,$E42-'Asset data'!AK$5,0),0)","v":0},{"$f":"ROUND(IF($A42>0,$E42-'Asset data'!AL$5,0),0)","v":0},{"$f":"ROUND(IF($A42>0,$E42-'Asset data'!AM$5,0),0)","v":0},{"$f":"ROUND(IF($A42>0,$E42-'Asset data'!AN$5,0),0)","v":0},{"$f":"ROUND(IF($A42>0,$E42-'Asset data'!AO$5,0),0)","v":0},{"$f":"ROUND(IF($A42>0,$E42-'Asset data'!AP$5,0),0)","v":0},{"$f":"ROUND(IF($A42>0,$E42-'Asset data'!AQ$5,0),0)","v":0},{"$f":"ROUND(IF($A42>0,$E42-'Asset data'!AR$5,0),0)","v":0},{"$f":"ROUND(IF($A42>0,$E42-'Asset data'!AS$5,0),0)","v":0},{"$f":"ROUND(IF($A42>0,$E42-'Asset data'!AT$5,0),0)","v":0},{"$f":"ROUND(IF($A42>0,$E42-'Asset data'!AU$5,0),0)","v":0},{"$f":"ROUND(IF($A42>0,$E42-'Asset data'!AV$5,0),0)","v":0},{"$f":"ROUND(IF($A42>0,$E42-'Asset data'!AW$5,0),0)","v":0},{"$f":"ROUND(IF($A42>0,$E42-'Asset data'!AX$5,0),0)","v":0},{"$f":"ROUND(IF($A42>0,$E42-'Asset data'!AY$5,0),0)","v":0},{"$f":"ROUND(IF($A42>0,$E42-'Asset data'!AZ$5,0),0)","v":0},{"$f":"ROUND(IF($A42>0,$E42-'Asset data'!BA$5,0),0)","v":0},{"$f":"ROUND(IF($A42>0,$E42-'Asset data'!BB$5,0),0)","v":0},{"$f":"ROUND(IF($A42>0,$E42-'Asset data'!BC$5,0),0)","v":0},{"$f":"ROUND(IF($A42>0,$E42-'Asset data'!BD$5,0),0)","v":0},{"$f":"ROUND(IF($A42>0,$E42-'Asset data'!BE$5,0),0)","v":0},{"$f":"ROUND(IF($A42>0,$E42-'Asset data'!BF$5,0),0)","v":0},{"$f":"ROUND(IF($A42>0,$E42-'Asset data'!BG$5,0),0)","v":0},{"$f":"ROUND(IF($A42>0,$E42-'Asset data'!BH$5,0),0)","v":0},{"$f":"ROUND(IF($A42>0,$E42-'Asset data'!BI$5,0),0)","v":0},{"$f":"ROUND(IF($A42>0,$E42-'Asset data'!BJ$5,0),0)","v":0},{"$f":"ROUND(IF($A42>0,$E42-'Asset data'!BK$5,0),0)","v":0},{"$f":"ROUND(IF($A42>0,$E42-'Asset data'!BL$5,0),0)","v":0},{"$f":"ROUND(IF($A42>0,$E42-'Asset data'!BM$5,0),0)","v":0},{"$f":"ROUND(IF($A42>0,$E42-'Asset data'!BN$5,0),0)","v":0},{"$f":"ROUND(IF($A42>0,$E42-'Asset data'!BO$5,0),0)","v":0},{"$f":"ROUND(IF($A42>0,$E42-'Asset data'!BP$5,0),0)","v":0},{"$f":"ROUND(IF($A42>0,$E42-'Asset data'!BQ$5,0),0)","v":0},{"$f":"ROUND(IF($A42>0,$E42-'Asset data'!BR$5,0),0)","v":0},{"$f":"ROUND(IF($A42>0,$E42-'Asset data'!BS$5,0),0)","v":0},{"$f":"ROUND(IF($A42>0,$E42-'Asset data'!BT$5,0),0)","v":0},{"$f":"ROUND(IF($A42>0,$E42-'Asset data'!BU$5,0),0)","v":0},{"$f":"ROUND(IF($A42>0,$E42-'Asset data'!BV$5,0),0)","v":0},{"$f":"ROUND(IF($A42>0,$E42-'Asset data'!BW$5,0),0)","v":0},{"$f":"ROUND(IF($A42>0,$E42-'Asset data'!BX$5,0),0)","v":0},{"$f":"ROUND(IF($A42>0,$E42-'Asset data'!BY$5,0),0)","v":0},{"$f":"ROUND(IF($A42>0,$E42-'Asset data'!BZ$5,0),0)","v":0},{"$f":"ROUND(IF($A42>0,$E42-'Asset data'!CA$5,0),0)","v":0},{"$f":"ROUND(IF($A42>0,$E42-'Asset data'!CB$5,0),0)","v":0},{"$f":"ROUND(IF($A42>0,$E42-'Asset data'!CC$5,0),0)","v":0},{"$f":"ROUND(IF($A42>0,$E42-'Asset data'!CD$5,0),0)","v":0},{"$f":"ROUND(IF($A42>0,$E42-'Asset data'!CE$5,0),0)","v":0},{"$f":"ROUND(IF($A42>0,$E42-'Asset data'!CF$5,0),0)","v":0},{"$f":"ROUND(IF($A42>0,$E42-'Asset data'!CG$5,0),0)","v":0},{"$f":"ROUND(IF($A42>0,$E42-'Asset data'!CH$5,0),0)","v":0},{"$f":"ROUND(IF($A42>0,$E42-'Asset data'!CI$5,0),0)","v":0},{"$f":"ROUND(IF($A42>0,$E42-'Asset data'!CJ$5,0),0)","v":0},{"$f":"ROUND(IF($A42>0,$E42-'Asset data'!CK$5,0),0)","v":0},{"$f":"ROUND(IF($A42>0,$E42-'Asset data'!CL$5,0),0)","v":0},{"$f":"ROUND(IF($A42>0,$E42-'Asset data'!CM$5,0),0)","v":0},{"$f":"ROUND(IF($A42>0,$E42-'Asset data'!CN$5,0),0)","v":0},{"$f":"ROUND(IF($A42>0,$E42-'Asset data'!CO$5,0),0)","v":0},{"$f":"ROUND(IF($A42>0,$E42-'Asset data'!CP$5,0),0)","v":0},{"$f":"ROUND(IF($A42>0,$E42-'Asset data'!CQ$5,0),0)","v":0},{"$f":"ROUND(IF($A42>0,$E42-'Asset data'!CR$5,0),0)","v":0},{"$f":"ROUND(IF($A42>0,$E42-'Asset data'!CS$5,0),0)","v":0},{"$f":"ROUND(IF($A42>0,$E42-'Asset data'!CT$5,0),0)","v":0},{"$f":"ROUND(IF($A42>0,$E42-'Asset data'!CU$5,0),0)","v":0},{"$f":"ROUND(IF($A42>0,$E42-'Asset data'!CV$5,0),0)","v":0},{"$f":"ROUND(IF($A42>0,$E42-'Asset data'!CW$5,0),0)","v":0},{"$f":"ROUND(IF($A42>0,$E42-'Asset data'!CX$5,0),0)","v":0},{"$f":"ROUND(IF($A42>0,$E42-'Asset data'!CY$5,0),0)","v":0},{"$f":"ROUND(IF($A42>0,$E42-'Asset data'!CZ$5,0),0)","v":0},{"$f":"ROUND(IF($A42>0,$E42-'Asset data'!DA$5,0),0)","v":0},{"$f":"ROUND(IF($A42>0,$E42-'Asset data'!DB$5,0),0)","v":0},{"$f":"ROUND(IF($A42>0,$E42-'Asset data'!DC$5,0),0)","v":0},{"$f":"ROUND(IF($A42>0,$E42-'Asset data'!DD$5,0),0)","v":0},{"$f":"ROUND(IF($A42>0,$E42-'Asset data'!DE$5,0),0)","v":0},{"$f":"ROUND(IF($A42>0,$E42-'Asset data'!DF$5,0),0)","v":0},{"$f":"ROUND(IF($A42>0,$E42-'Asset data'!DG$5,0),0)","v":0},{"$f":"ROUND(IF($A42>0,$E42-'Asset data'!DH$5,0),0)","v":0},{"$f":"ROUND(IF($A42>0,$E42-'Asset data'!DI$5,0),0)","v":0},{"$f":"ROUND(IF($A42>0,$E42-'Asset data'!DJ$5,0),0)","v":0},{"$f":"ROUND(IF($A42>0,$E42-'Asset data'!DK$5,0),0)","v":0},{"$f":"ROUND(IF($A42>0,$E42-'Asset data'!DL$5,0),0)","v":0},{"$f":"ROUND(IF($A42>0,$E42-'Asset data'!DM$5,0),0)","v":0},{"$f":"ROUND(IF($A42>0,$E42-'Asset data'!DN$5,0),0)","v":0},{"$f":"ROUND(IF($A42>0,$E42-'Asset data'!DO$5,0),0)","v":0},{"$f":"ROUND(IF($A42>0,$E42-'Asset data'!DP$5,0),0)","v":0},{"$f":"ROUND(IF($A42>0,$E42-'Asset data'!DQ$5,0),0)","v":0},{"$f":"ROUND(IF($A42>0,$E42-'Asset data'!DR$5,0),0)","v":0},{"$f":"ROUND(IF($A42>0,$E42-'Asset data'!DS$5,0),0)","v":0},{"$f":"ROUND(IF($A42>0,$E42-'Asset data'!DT$5,0),0)","v":0},{"$f":"ROUND(IF($A42>0,$E42-'Asset data'!DU$5,0),0)","v":0},{"$f":"ROUND(IF($A42>0,$E42-'Asset data'!DV$5,0),0)","v":0},{"$f":"ROUND(IF($A42>0,$E42-'Asset data'!DW$5,0),0)","v":0},{"$f":"ROUND(IF($A42>0,$E42-'Asset data'!DX$5,0),0)","v":0},{"$f":"ROUND(IF($A42>0,$E42-'Asset data'!DY$5,0),0)","v":0},{"$f":"ROUND(IF($A42>0,$E42-'Asset data'!DZ$5,0),0)","v":0},{"$f":"ROUND(IF($A42>0,$E42-'Asset data'!EA$5,0),0)","v":0},{"$f":"ROUND(IF($A42>0,$E42-'Asset data'!EB$5,0),0)","v":0},{"$f":"ROUND(IF($A42>0,$E42-'Asset data'!EC$5,0),0)","v":0},{"$f":"ROUND(IF($A42>0,$E42-'Asset data'!ED$5,0),0)","v":0},{"$f":"ROUND(IF($A42>0,$E42-'Asset data'!EE$5,0),0)","v":0},{"$f":"ROUND(IF($A42>0,$E42-'Asset data'!EF$5,0),0)","v":0},{"$f":"ROUND(IF($A42>0,$E42-'Asset data'!EG$5,0),0)","v":0},{"$f":"ROUND(IF($A42>0,$E42-'Asset data'!EH$5,0),0)","v":0},{"$f":"ROUND(IF($A42>0,$E42-'Asset data'!EI$5,0),0)","v":0},{"$f":"ROUND(IF($A42>0,$E42-'Asset data'!EJ$5,0),0)","v":0},{"$f":"ROUND(IF($A42>0,$E42-'Asset data'!EK$5,0),0)","v":0},{"$f":"ROUND(IF($A42>0,$E42-'Asset data'!EL$5,0),0)","v":0},{"$f":"ROUND(IF($A42>0,$E42-'Asset data'!EM$5,0),0)","v":0},{"$f":"ROUND(IF($A42>0,$E42-'Asset data'!EN$5,0),0)","v":0},{"$f":"ROUND(IF($A42>0,$E42-'Asset data'!EO$5,0),0)","v":0},{"$f":"ROUND(IF($A42>0,$E42-'Asset data'!EP$5,0),0)","v":0},{"$f":"ROUND(IF($A42>0,$E42-'Asset data'!EQ$5,0),0)","v":0},{"$f":"ROUND(IF($A42>0,$E42-'Asset data'!ER$5,0),0)","v":0},{"$f":"ROUND(IF($A42>0,$E42-'Asset data'!ES$5,0),0)","v":0},{"$f":"ROUND(IF($A42>0,$E42-'Asset data'!ET$5,0),0)","v":0},{"$f":"ROUND(IF($A42>0,$E42-'Asset data'!EU$5,0),0)","v":0},{"$f":"ROUND(IF($A42>0,$E42-'Asset data'!EV$5,0),0)","v":0},{"$f":"ROUND(IF($A42>0,$E42-'Asset data'!EW$5,0),0)","v":0},{"$f":"ROUND(IF($A42>0,$E42-'Asset data'!EX$5,0),0)","v":0},{"$f":"ROUND(IF($A42>0,$E42-'Asset data'!EY$5,0),0)","v":0},{"$f":"ROUND(IF($A42>0,$E42-'Asset data'!EZ$5,0),0)","v":0},{"$f":"ROUND(IF($A42>0,$E42-'Asset data'!FA$5,0),0)","v":0},{"$f":"ROUND(IF($A42>0,$E42-'Asset data'!FB$5,0),0)","v":0},{"$f":"ROUND(IF($A42>0,$E42-'Asset data'!FC$5,0),0)","v":0},{"$f":"ROUND(IF($A42>0,$E42-'Asset data'!FD$5,0),0)","v":0},{"$f":"ROUND(IF($A42>0,$E42-'Asset data'!FE$5,0),0)","v":0},{"$f":"ROUND(IF($A42>0,$E42-'Asset data'!FF$5,0),0)","v":0},{"$f":"ROUND(IF($A42>0,$E42-'Asset data'!FG$5,0),0)","v":0}]
[{"$f":"'Asset data'!A43","v":0},{"$f":"'Asset data'!B43","v":0},{"$f":"'Asset data'!C43","v":0},{"$f":"'Asset data'!E43","v":0},{"$f":"'Asset data'!I43","v":0},{"$f":"ROUND(IF($A43>0,$E43-'Asset data'!L$5,0),0)","v":0},{"$f":"ROUND(IF($A43>0,$E43-'Asset data'!M$5,0),0)","v":0},{"$f":"ROUND(IF($A43>0,$E43-'Asset data'!N$5,0),0)","v":0},{"$f":"ROUND(IF($A43>0,$E43-'Asset data'!O$5,0),0)","v":0},{"$f":"ROUND(IF($A43>0,$E43-'Asset data'!P$5,0),0)","v":0},{"$f":"ROUND(IF($A43>0,$E43-'Asset data'!Q$5,0),0)","v":0},{"$f":"ROUND(IF($A43>0,$E43-'Asset data'!R$5,0),0)","v":0},{"$f":"ROUND(IF($A43>0,$E43-'Asset data'!S$5,0),0)","v":0},{"$f":"ROUND(IF($A43>0,$E43-'Asset data'!T$5,0),0)","v":0},{"$f":"ROUND(IF($A43>0,$E43-'Asset data'!U$5,0),0)","v":0},{"$f":"ROUND(IF($A43>0,$E43-'Asset data'!V$5,0),0)","v":0},{"$f":"ROUND(IF($A43>0,$E43-'Asset data'!W$5,0),0)","v":0},{"$f":"ROUND(IF($A43>0,$E43-'Asset data'!X$5,0),0)","v":0},{"$f":"ROUND(IF($A43>0,$E43-'Asset data'!Y$5,0),0)","v":0},{"$f":"ROUND(IF($A43>0,$E43-'Asset data'!Z$5,0),0)","v":0},{"$f":"ROUND(IF($A43>0,$E43-'Asset data'!AA$5,0),0)","v":0},{"$f":"ROUND(IF($A43>0,$E43-'Asset data'!AB$5,0),0)","v":0},{"$f":"ROUND(IF($A43>0,$E43-'Asset data'!AC$5,0),0)","v":0},{"$f":"ROUND(IF($A43>0,$E43-'Asset data'!AD$5,0),0)","v":0},{"$f":"ROUND(IF($A43>0,$E43-'Asset data'!AE$5,0),0)","v":0},{"$f":"ROUND(IF($A43>0,$E43-'Asset data'!AF$5,0),0)","v":0},{"$f":"ROUND(IF($A43>0,$E43-'Asset data'!AG$5,0),0)","v":0},{"$f":"ROUND(IF($A43>0,$E43-'Asset data'!AH$5,0),0)","v":0},{"$f":"ROUND(IF($A43>0,$E43-'Asset data'!AI$5,0),0)","v":0},{"$f":"ROUND(IF($A43>0,$E43-'Asset data'!AJ$5,0),0)","v":0},{"$f":"ROUND(IF($A43>0,$E43-'Asset data'!AK$5,0),0)","v":0},{"$f":"ROUND(IF($A43>0,$E43-'Asset data'!AL$5,0),0)","v":0},{"$f":"ROUND(IF($A43>0,$E43-'Asset data'!AM$5,0),0)","v":0},{"$f":"ROUND(IF($A43>0,$E43-'Asset data'!AN$5,0),0)","v":0},{"$f":"ROUND(IF($A43>0,$E43-'Asset data'!AO$5,0),0)","v":0},{"$f":"ROUND(IF($A43>0,$E43-'Asset data'!AP$5,0),0)","v":0},{"$f":"ROUND(IF($A43>0,$E43-'Asset data'!AQ$5,0),0)","v":0},{"$f":"ROUND(IF($A43>0,$E43-'Asset data'!AR$5,0),0)","v":0},{"$f":"ROUND(IF($A43>0,$E43-'Asset data'!AS$5,0),0)","v":0},{"$f":"ROUND(IF($A43>0,$E43-'Asset data'!AT$5,0),0)","v":0},{"$f":"ROUND(IF($A43>0,$E43-'Asset data'!AU$5,0),0)","v":0},{"$f":"ROUND(IF($A43>0,$E43-'Asset data'!AV$5,0),0)","v":0},{"$f":"ROUND(IF($A43>0,$E43-'Asset data'!AW$5,0),0)","v":0},{"$f":"ROUND(IF($A43>0,$E43-'Asset data'!AX$5,0),0)","v":0},{"$f":"ROUND(IF($A43>0,$E43-'Asset data'!AY$5,0),0)","v":0},{"$f":"ROUND(IF($A43>0,$E43-'Asset data'!AZ$5,0),0)","v":0},{"$f":"ROUND(IF($A43>0,$E43-'Asset data'!BA$5,0),0)","v":0},{"$f":"ROUND(IF($A43>0,$E43-'Asset data'!BB$5,0),0)","v":0},{"$f":"ROUND(IF($A43>0,$E43-'Asset data'!BC$5,0),0)","v":0},{"$f":"ROUND(IF($A43>0,$E43-'Asset data'!BD$5,0),0)","v":0},{"$f":"ROUND(IF($A43>0,$E43-'Asset data'!BE$5,0),0)","v":0},{"$f":"ROUND(IF($A43>0,$E43-'Asset data'!BF$5,0),0)","v":0},{"$f":"ROUND(IF($A43>0,$E43-'Asset data'!BG$5,0),0)","v":0},{"$f":"ROUND(IF($A43>0,$E43-'Asset data'!BH$5,0),0)","v":0},{"$f":"ROUND(IF($A43>0,$E43-'Asset data'!BI$5,0),0)","v":0},{"$f":"ROUND(IF($A43>0,$E43-'Asset data'!BJ$5,0),0)","v":0},{"$f":"ROUND(IF($A43>0,$E43-'Asset data'!BK$5,0),0)","v":0},{"$f":"ROUND(IF($A43>0,$E43-'Asset data'!BL$5,0),0)","v":0},{"$f":"ROUND(IF($A43>0,$E43-'Asset data'!BM$5,0),0)","v":0},{"$f":"ROUND(IF($A43>0,$E43-'Asset data'!BN$5,0),0)","v":0},{"$f":"ROUND(IF($A43>0,$E43-'Asset data'!BO$5,0),0)","v":0},{"$f":"ROUND(IF($A43>0,$E43-'Asset data'!BP$5,0),0)","v":0},{"$f":"ROUND(IF($A43>0,$E43-'Asset data'!BQ$5,0),0)","v":0},{"$f":"ROUND(IF($A43>0,$E43-'Asset data'!BR$5,0),0)","v":0},{"$f":"ROUND(IF($A43>0,$E43-'Asset data'!BS$5,0),0)","v":0},{"$f":"ROUND(IF($A43>0,$E43-'Asset data'!BT$5,0),0)","v":0},{"$f":"ROUND(IF($A43>0,$E43-'Asset data'!BU$5,0),0)","v":0},{"$f":"ROUND(IF($A43>0,$E43-'Asset data'!BV$5,0),0)","v":0},{"$f":"ROUND(IF($A43>0,$E43-'Asset data'!BW$5,0),0)","v":0},{"$f":"ROUND(IF($A43>0,$E43-'Asset data'!BX$5,0),0)","v":0},{"$f":"ROUND(IF($A43>0,$E43-'Asset data'!BY$5,0),0)","v":0},{"$f":"ROUND(IF($A43>0,$E43-'Asset data'!BZ$5,0),0)","v":0},{"$f":"ROUND(IF($A43>0,$E43-'Asset data'!CA$5,0),0)","v":0},{"$f":"ROUND(IF($A43>0,$E43-'Asset data'!CB$5,0),0)","v":0},{"$f":"ROUND(IF($A43>0,$E43-'Asset data'!CC$5,0),0)","v":0},{"$f":"ROUND(IF($A43>0,$E43-'Asset data'!CD$5,0),0)","v":0},{"$f":"ROUND(IF($A43>0,$E43-'Asset data'!CE$5,0),0)","v":0},{"$f":"ROUND(IF($A43>0,$E43-'Asset data'!CF$5,0),0)","v":0},{"$f":"ROUND(IF($A43>0,$E43-'Asset data'!CG$5,0),0)","v":0},{"$f":"ROUND(IF($A43>0,$E43-'Asset data'!CH$5,0),0)","v":0},{"$f":"ROUND(IF($A43>0,$E43-'Asset data'!CI$5,0),0)","v":0},{"$f":"ROUND(IF($A43>0,$E43-'Asset data'!CJ$5,0),0)","v":0},{"$f":"ROUND(IF($A43>0,$E43-'Asset data'!CK$5,0),0)","v":0},{"$f":"ROUND(IF($A43>0,$E43-'Asset data'!CL$5,0),0)","v":0},{"$f":"ROUND(IF($A43>0,$E43-'Asset data'!CM$5,0),0)","v":0},{"$f":"ROUND(IF($A43>0,$E43-'Asset data'!CN$5,0),0)","v":0},{"$f":"ROUND(IF($A43>0,$E43-'Asset data'!CO$5,0),0)","v":0},{"$f":"ROUND(IF($A43>0,$E43-'Asset data'!CP$5,0),0)","v":0},{"$f":"ROUND(IF($A43>0,$E43-'Asset data'!CQ$5,0),0)","v":0},{"$f":"ROUND(IF($A43>0,$E43-'Asset data'!CR$5,0),0)","v":0},{"$f":"ROUND(IF($A43>0,$E43-'Asset data'!CS$5,0),0)","v":0},{"$f":"ROUND(IF($A43>0,$E43-'Asset data'!CT$5,0),0)","v":0},{"$f":"ROUND(IF($A43>0,$E43-'Asset data'!CU$5,0),0)","v":0},{"$f":"ROUND(IF($A43>0,$E43-'Asset data'!CV$5,0),0)","v":0},{"$f":"ROUND(IF($A43>0,$E43-'Asset data'!CW$5,0),0)","v":0},{"$f":"ROUND(IF($A43>0,$E43-'Asset data'!CX$5,0),0)","v":0},{"$f":"ROUND(IF($A43>0,$E43-'Asset data'!CY$5,0),0)","v":0},{"$f":"ROUND(IF($A43>0,$E43-'Asset data'!CZ$5,0),0)","v":0},{"$f":"ROUND(IF($A43>0,$E43-'Asset data'!DA$5,0),0)","v":0},{"$f":"ROUND(IF($A43>0,$E43-'Asset data'!DB$5,0),0)","v":0},{"$f":"ROUND(IF($A43>0,$E43-'Asset data'!DC$5,0),0)","v":0},{"$f":"ROUND(IF($A43>0,$E43-'Asset data'!DD$5,0),0)","v":0},{"$f":"ROUND(IF($A43>0,$E43-'Asset data'!DE$5,0),0)","v":0},{"$f":"ROUND(IF($A43>0,$E43-'Asset data'!DF$5,0),0)","v":0},{"$f":"ROUND(IF($A43>0,$E43-'Asset data'!DG$5,0),0)","v":0},{"$f":"ROUND(IF($A43>0,$E43-'Asset data'!DH$5,0),0)","v":0},{"$f":"ROUND(IF($A43>0,$E43-'Asset data'!DI$5,0),0)","v":0},{"$f":"ROUND(IF($A43>0,$E43-'Asset data'!DJ$5,0),0)","v":0},{"$f":"ROUND(IF($A43>0,$E43-'Asset data'!DK$5,0),0)","v":0},{"$f":"ROUND(IF($A43>0,$E43-'Asset data'!DL$5,0),0)","v":0},{"$f":"ROUND(IF($A43>0,$E43-'Asset data'!DM$5,0),0)","v":0},{"$f":"ROUND(IF($A43>0,$E43-'Asset data'!DN$5,0),0)","v":0},{"$f":"ROUND(IF($A43>0,$E43-'Asset data'!DO$5,0),0)","v":0},{"$f":"ROUND(IF($A43>0,$E43-'Asset data'!DP$5,0),0)","v":0},{"$f":"ROUND(IF($A43>0,$E43-'Asset data'!DQ$5,0),0)","v":0},{"$f":"ROUND(IF($A43>0,$E43-'Asset data'!DR$5,0),0)","v":0},{"$f":"ROUND(IF($A43>0,$E43-'Asset data'!DS$5,0),0)","v":0},{"$f":"ROUND(IF($A43>0,$E43-'Asset data'!DT$5,0),0)","v":0},{"$f":"ROUND(IF($A43>0,$E43-'Asset data'!DU$5,0),0)","v":0},{"$f":"ROUND(IF($A43>0,$E43-'Asset data'!DV$5,0),0)","v":0},{"$f":"ROUND(IF($A43>0,$E43-'Asset data'!DW$5,0),0)","v":0},{"$f":"ROUND(IF($A43>0,$E43-'Asset data'!DX$5,0),0)","v":0},{"$f":"ROUND(IF($A43>0,$E43-'Asset data'!DY$5,0),0)","v":0},{"$f":"ROUND(IF($A43>0,$E43-'Asset data'!DZ$5,0),0)","v":0},{"$f":"ROUND(IF($A43>0,$E43-'Asset data'!EA$5,0),0)","v":0},{"$f":"ROUND(IF($A43>0,$E43-'Asset data'!EB$5,0),0)","v":0},{"$f":"ROUND(IF($A43>0,$E43-'Asset data'!EC$5,0),0)","v":0},{"$f":"ROUND(IF($A43>0,$E43-'Asset data'!ED$5,0),0)","v":0},{"$f":"ROUND(IF($A43>0,$E43-'Asset data'!EE$5,0),0)","v":0},{"$f":"ROUND(IF($A43>0,$E43-'Asset data'!EF$5,0),0)","v":0},{"$f":"ROUND(IF($A43>0,$E43-'Asset data'!EG$5,0),0)","v":0},{"$f":"ROUND(IF($A43>0,$E43-'Asset data'!EH$5,0),0)","v":0},{"$f":"ROUND(IF($A43>0,$E43-'Asset data'!EI$5,0),0)","v":0},{"$f":"ROUND(IF($A43>0,$E43-'Asset data'!EJ$5,0),0)","v":0},{"$f":"ROUND(IF($A43>0,$E43-'Asset data'!EK$5,0),0)","v":0},{"$f":"ROUND(IF($A43>0,$E43-'Asset data'!EL$5,0),0)","v":0},{"$f":"ROUND(IF($A43>0,$E43-'Asset data'!EM$5,0),0)","v":0},{"$f":"ROUND(IF($A43>0,$E43-'Asset data'!EN$5,0),0)","v":0},{"$f":"ROUND(IF($A43>0,$E43-'Asset data'!EO$5,0),0)","v":0},{"$f":"ROUND(IF($A43>0,$E43-'Asset data'!EP$5,0),0)","v":0},{"$f":"ROUND(IF($A43>0,$E43-'Asset data'!EQ$5,0),0)","v":0},{"$f":"ROUND(IF($A43>0,$E43-'Asset data'!ER$5,0),0)","v":0},{"$f":"ROUND(IF($A43>0,$E43-'Asset data'!ES$5,0),0)","v":0},{"$f":"ROUND(IF($A43>0,$E43-'Asset data'!ET$5,0),0)","v":0},{"$f":"ROUND(IF($A43>0,$E43-'Asset data'!EU$5,0),0)","v":0},{"$f":"ROUND(IF($A43>0,$E43-'Asset data'!EV$5,0),0)","v":0},{"$f":"ROUND(IF($A43>0,$E43-'Asset data'!EW$5,0),0)","v":0},{"$f":"ROUND(IF($A43>0,$E43-'Asset data'!EX$5,0),0)","v":0},{"$f":"ROUND(IF($A43>0,$E43-'Asset data'!EY$5,0),0)","v":0},{"$f":"ROUND(IF($A43>0,$E43-'Asset data'!EZ$5,0),0)","v":0},{"$f":"ROUND(IF($A43>0,$E43-'Asset data'!FA$5,0),0)","v":0},{"$f":"ROUND(IF($A43>0,$E43-'Asset data'!FB$5,0),0)","v":0},{"$f":"ROUND(IF($A43>0,$E43-'Asset data'!FC$5,0),0)","v":0},{"$f":"ROUND(IF($A43>0,$E43-'Asset data'!FD$5,0),0)","v":0},{"$f":"ROUND(IF($A43>0,$E43-'Asset data'!FE$5,0),0)","v":0},{"$f":"ROUND(IF($A43>0,$E43-'Asset data'!FF$5,0),0)","v":0},{"$f":"ROUND(IF($A43>0,$E43-'Asset data'!FG$5,0),0)","v":0}]
[{"$f":"'Asset data'!A44","v":0},{"$f":"'Asset data'!B44","v":0},{"$f":"'Asset data'!C44","v":0},{"$f":"'Asset data'!E44","v":0},{"$f":"'Asset data'!I44","v":0},{"$f":"ROUND(IF($A44>0,$E44-'Asset data'!L$5,0),0)","v":0},{"$f":"ROUND(IF($A44>0,$E44-'Asset data'!M$5,0),0)","v":0},{"$f":"ROUND(IF($A44>0,$E44-'Asset data'!N$5,0),0)","v":0},{"$f":"ROUND(IF($A44>0,$E44-'Asset data'!O$5,0),0)","v":0},{"$f":"ROUND(IF($A44>0,$E44-'Asset data'!P$5,0),0)","v":0},{"$f":"ROUND(IF($A44>0,$E44-'Asset data'!Q$5,0),0)","v":0},{"$f":"ROUND(IF($A44>0,$E44-'Asset data'!R$5,0),0)","v":0},{"$f":"ROUND(IF($A44>0,$E44-'Asset data'!S$5,0),0)","v":0},{"$f":"ROUND(IF($A44>0,$E44-'Asset data'!T$5,0),0)","v":0},{"$f":"ROUND(IF($A44>0,$E44-'Asset data'!U$5,0),0)","v":0},{"$f":"ROUND(IF($A44>0,$E44-'Asset data'!V$5,0),0)","v":0},{"$f":"ROUND(IF($A44>0,$E44-'Asset data'!W$5,0),0)","v":0},{"$f":"ROUND(IF($A44>0,$E44-'Asset data'!X$5,0),0)","v":0},{"$f":"ROUND(IF($A44>0,$E44-'Asset data'!Y$5,0),0)","v":0},{"$f":"ROUND(IF($A44>0,$E44-'Asset data'!Z$5,0),0)","v":0},{"$f":"ROUND(IF($A44>0,$E44-'Asset data'!AA$5,0),0)","v":0},{"$f":"ROUND(IF($A44>0,$E44-'Asset data'!AB$5,0),0)","v":0},{"$f":"ROUND(IF($A44>0,$E44-'Asset data'!AC$5,0),0)","v":0},{"$f":"ROUND(IF($A44>0,$E44-'Asset data'!AD$5,0),0)","v":0},{"$f":"ROUND(IF($A44>0,$E44-'Asset data'!AE$5,0),0)","v":0},{"$f":"ROUND(IF($A44>0,$E44-'Asset data'!AF$5,0),0)","v":0},{"$f":"ROUND(IF($A44>0,$E44-'Asset data'!AG$5,0),0)","v":0},{"$f":"ROUND(IF($A44>0,$E44-'Asset data'!AH$5,0),0)","v":0},{"$f":"ROUND(IF($A44>0,$E44-'Asset data'!AI$5,0),0)","v":0},{"$f":"ROUND(IF($A44>0,$E44-'Asset data'!AJ$5,0),0)","v":0},{"$f":"ROUND(IF($A44>0,$E44-'Asset data'!AK$5,0),0)","v":0},{"$f":"ROUND(IF($A44>0,$E44-'Asset data'!AL$5,0),0)","v":0},{"$f":"ROUND(IF($A44>0,$E44-'Asset data'!AM$5,0),0)","v":0},{"$f":"ROUND(IF($A44>0,$E44-'Asset data'!AN$5,0),0)","v":0},{"$f":"ROUND(IF($A44>0,$E44-'Asset data'!AO$5,0),0)","v":0},{"$f":"ROUND(IF($A44>0,$E44-'Asset data'!AP$5,0),0)","v":0},{"$f":"ROUND(IF($A44>0,$E44-'Asset data'!AQ$5,0),0)","v":0},{"$f":"ROUND(IF($A44>0,$E44-'Asset data'!AR$5,0),0)","v":0},{"$f":"ROUND(IF($A44>0,$E44-'Asset data'!AS$5,0),0)","v":0},{"$f":"ROUND(IF($A44>0,$E44-'Asset data'!AT$5,0),0)","v":0},{"$f":"ROUND(IF($A44>0,$E44-'Asset data'!AU$5,0),0)","v":0},{"$f":"ROUND(IF($A44>0,$E44-'Asset data'!AV$5,0),0)","v":0},{"$f":"ROUND(IF($A44>0,$E44-'Asset data'!AW$5,0),0)","v":0},{"$f":"ROUND(IF($A44>0,$E44-'Asset data'!AX$5,0),0)","v":0},{"$f":"ROUND(IF($A44>0,$E44-'Asset data'!AY$5,0),0)","v":0},{"$f":"ROUND(IF($A44>0,$E44-'Asset data'!AZ$5,0),0)","v":0},{"$f":"ROUND(IF($A44>0,$E44-'Asset data'!BA$5,0),0)","v":0},{"$f":"ROUND(IF($A44>0,$E44-'Asset data'!BB$5,0),0)","v":0},{"$f":"ROUND(IF($A44>0,$E44-'Asset data'!BC$5,0),0)","v":0},{"$f":"ROUND(IF($A44>0,$E44-'Asset data'!BD$5,0),0)","v":0},{"$f":"ROUND(IF($A44>0,$E44-'Asset data'!BE$5,0),0)","v":0},{"$f":"ROUND(IF($A44>0,$E44-'Asset data'!BF$5,0),0)","v":0},{"$f":"ROUND(IF($A44>0,$E44-'Asset data'!BG$5,0),0)","v":0},{"$f":"ROUND(IF($A44>0,$E44-'Asset data'!BH$5,0),0)","v":0},{"$f":"ROUND(IF($A44>0,$E44-'Asset data'!BI$5,0),0)","v":0},{"$f":"ROUND(IF($A44>0,$E44-'Asset data'!BJ$5,0),0)","v":0},{"$f":"ROUND(IF($A44>0,$E44-'Asset data'!BK$5,0),0)","v":0},{"$f":"ROUND(IF($A44>0,$E44-'Asset data'!BL$5,0),0)","v":0},{"$f":"ROUND(IF($A44>0,$E44-'Asset data'!BM$5,0),0)","v":0},{"$f":"ROUND(IF($A44>0,$E44-'Asset data'!BN$5,0),0)","v":0},{"$f":"ROUND(IF($A44>0,$E44-'Asset data'!BO$5,0),0)","v":0},{"$f":"ROUND(IF($A44>0,$E44-'Asset data'!BP$5,0),0)","v":0},{"$f":"ROUND(IF($A44>0,$E44-'Asset data'!BQ$5,0),0)","v":0},{"$f":"ROUND(IF($A44>0,$E44-'Asset data'!BR$5,0),0)","v":0},{"$f":"ROUND(IF($A44>0,$E44-'Asset data'!BS$5,0),0)","v":0},{"$f":"ROUND(IF($A44>0,$E44-'Asset data'!BT$5,0),0)","v":0},{"$f":"ROUND(IF($A44>0,$E44-'Asset data'!BU$5,0),0)","v":0},{"$f":"ROUND(IF($A44>0,$E44-'Asset data'!BV$5,0),0)","v":0},{"$f":"ROUND(IF($A44>0,$E44-'Asset data'!BW$5,0),0)","v":0},{"$f":"ROUND(IF($A44>0,$E44-'Asset data'!BX$5,0),0)","v":0},{"$f":"ROUND(IF($A44>0,$E44-'Asset data'!BY$5,0),0)","v":0},{"$f":"ROUND(IF($A44>0,$E44-'Asset data'!BZ$5,0),0)","v":0},{"$f":"ROUND(IF($A44>0,$E44-'Asset data'!CA$5,0),0)","v":0},{"$f":"ROUND(IF($A44>0,$E44-'Asset data'!CB$5,0),0)","v":0},{"$f":"ROUND(IF($A44>0,$E44-'Asset data'!CC$5,0),0)","v":0},{"$f":"ROUND(IF($A44>0,$E44-'Asset data'!CD$5,0),0)","v":0},{"$f":"ROUND(IF($A44>0,$E44-'Asset data'!CE$5,0),0)","v":0},{"$f":"ROUND(IF($A44>0,$E44-'Asset data'!CF$5,0),0)","v":0},{"$f":"ROUND(IF($A44>0,$E44-'Asset data'!CG$5,0),0)","v":0},{"$f":"ROUND(IF($A44>0,$E44-'Asset data'!CH$5,0),0)","v":0},{"$f":"ROUND(IF($A44>0,$E44-'Asset data'!CI$5,0),0)","v":0},{"$f":"ROUND(IF($A44>0,$E44-'Asset data'!CJ$5,0),0)","v":0},{"$f":"ROUND(IF($A44>0,$E44-'Asset data'!CK$5,0),0)","v":0},{"$f":"ROUND(IF($A44>0,$E44-'Asset data'!CL$5,0),0)","v":0},{"$f":"ROUND(IF($A44>0,$E44-'Asset data'!CM$5,0),0)","v":0},{"$f":"ROUND(IF($A44>0,$E44-'Asset data'!CN$5,0),0)","v":0},{"$f":"ROUND(IF($A44>0,$E44-'Asset data'!CO$5,0),0)","v":0},{"$f":"ROUND(IF($A44>0,$E44-'Asset data'!CP$5,0),0)","v":0},{"$f":"ROUND(IF($A44>0,$E44-'Asset data'!CQ$5,0),0)","v":0},{"$f":"ROUND(IF($A44>0,$E44-'Asset data'!CR$5,0),0)","v":0},{"$f":"ROUND(IF($A44>0,$E44-'Asset data'!CS$5,0),0)","v":0},{"$f":"ROUND(IF($A44>0,$E44-'Asset data'!CT$5,0),0)","v":0},{"$f":"ROUND(IF($A44>0,$E44-'Asset data'!CU$5,0),0)","v":0},{"$f":"ROUND(IF($A44>0,$E44-'Asset data'!CV$5,0),0)","v":0},{"$f":"ROUND(IF($A44>0,$E44-'Asset data'!CW$5,0),0)","v":0},{"$f":"ROUND(IF($A44>0,$E44-'Asset data'!CX$5,0),0)","v":0},{"$f":"ROUND(IF($A44>0,$E44-'Asset data'!CY$5,0),0)","v":0},{"$f":"ROUND(IF($A44>0,$E44-'Asset data'!CZ$5,0),0)","v":0},{"$f":"ROUND(IF($A44>0,$E44-'Asset data'!DA$5,0),0)","v":0},{"$f":"ROUND(IF($A44>0,$E44-'Asset data'!DB$5,0),0)","v":0},{"$f":"ROUND(IF($A44>0,$E44-'Asset data'!DC$5,0),0)","v":0},{"$f":"ROUND(IF($A44>0,$E44-'Asset data'!DD$5,0),0)","v":0},{"$f":"ROUND(IF($A44>0,$E44-'Asset data'!DE$5,0),0)","v":0},{"$f":"ROUND(IF($A44>0,$E44-'Asset data'!DF$5,0),0)","v":0},{"$f":"ROUND(IF($A44>0,$E44-'Asset data'!DG$5,0),0)","v":0},{"$f":"ROUND(IF($A44>0,$E44-'Asset data'!DH$5,0),0)","v":0},{"$f":"ROUND(IF($A44>0,$E44-'Asset data'!DI$5,0),0)","v":0},{"$f":"ROUND(IF($A44>0,$E44-'Asset data'!DJ$5,0),0)","v":0},{"$f":"ROUND(IF($A44>0,$E44-'Asset data'!DK$5,0),0)","v":0},{"$f":"ROUND(IF($A44>0,$E44-'Asset data'!DL$5,0),0)","v":0},{"$f":"ROUND(IF($A44>0,$E44-'Asset data'!DM$5,0),0)","v":0},{"$f":"ROUND(IF($A44>0,$E44-'Asset data'!DN$5,0),0)","v":0},{"$f":"ROUND(IF($A44>0,$E44-'Asset data'!DO$5,0),0)","v":0},{"$f":"ROUND(IF($A44>0,$E44-'Asset data'!DP$5,0),0)","v":0},{"$f":"ROUND(IF($A44>0,$E44-'Asset data'!DQ$5,0),0)","v":0},{"$f":"ROUND(IF($A44>0,$E44-'Asset data'!DR$5,0),0)","v":0},{"$f":"ROUND(IF($A44>0,$E44-'Asset data'!DS$5,0),0)","v":0},{"$f":"ROUND(IF($A44>0,$E44-'Asset data'!DT$5,0),0)","v":0},{"$f":"ROUND(IF($A44>0,$E44-'Asset data'!DU$5,0),0)","v":0},{"$f":"ROUND(IF($A44>0,$E44-'Asset data'!DV$5,0),0)","v":0},{"$f":"ROUND(IF($A44>0,$E44-'Asset data'!DW$5,0),0)","v":0},{"$f":"ROUND(IF($A44>0,$E44-'Asset data'!DX$5,0),0)","v":0},{"$f":"ROUND(IF($A44>0,$E44-'Asset data'!DY$5,0),0)","v":0},{"$f":"ROUND(IF($A44>0,$E44-'Asset data'!DZ$5,0),0)","v":0},{"$f":"ROUND(IF($A44>0,$E44-'Asset data'!EA$5,0),0)","v":0},{"$f":"ROUND(IF($A44>0,$E44-'Asset data'!EB$5,0),0)","v":0},{"$f":"ROUND(IF($A44>0,$E44-'Asset data'!EC$5,0),0)","v":0},{"$f":"ROUND(IF($A44>0,$E44-'Asset data'!ED$5,0),0)","v":0},{"$f":"ROUND(IF($A44>0,$E44-'Asset data'!EE$5,0),0)","v":0},{"$f":"ROUND(IF($A44>0,$E44-'Asset data'!EF$5,0),0)","v":0},{"$f":"ROUND(IF($A44>0,$E44-'Asset data'!EG$5,0),0)","v":0},{"$f":"ROUND(IF($A44>0,$E44-'Asset data'!EH$5,0),0)","v":0},{"$f":"ROUND(IF($A44>0,$E44-'Asset data'!EI$5,0),0)","v":0},{"$f":"ROUND(IF($A44>0,$E44-'Asset data'!EJ$5,0),0)","v":0},{"$f":"ROUND(IF($A44>0,$E44-'Asset data'!EK$5,0),0)","v":0},{"$f":"ROUND(IF($A44>0,$E44-'Asset data'!EL$5,0),0)","v":0},{"$f":"ROUND(IF($A44>0,$E44-'Asset data'!EM$5,0),0)","v":0},{"$f":"ROUND(IF($A44>0,$E44-'Asset data'!EN$5,0),0)","v":0},{"$f":"ROUND(IF($A44>0,$E44-'Asset data'!EO$5,0),0)","v":0},{"$f":"ROUND(IF($A44>0,$E44-'Asset data'!EP$5,0),0)","v":0},{"$f":"ROUND(IF($A44>0,$E44-'Asset data'!EQ$5,0),0)","v":0},{"$f":"ROUND(IF($A44>0,$E44-'Asset data'!ER$5,0),0)","v":0},{"$f":"ROUND(IF($A44>0,$E44-'Asset data'!ES$5,0),0)","v":0},{"$f":"ROUND(IF($A44>0,$E44-'Asset data'!ET$5,0),0)","v":0},{"$f":"ROUND(IF($A44>0,$E44-'Asset data'!EU$5,0),0)","v":0},{"$f":"ROUND(IF($A44>0,$E44-'Asset data'!EV$5,0),0)","v":0},{"$f":"ROUND(IF($A44>0,$E44-'Asset data'!EW$5,0),0)","v":0},{"$f":"ROUND(IF($A44>0,$E44-'Asset data'!EX$5,0),0)","v":0},{"$f":"ROUND(IF($A44>0,$E44-'Asset data'!EY$5,0),0)","v":0},{"$f":"ROUND(IF($A44>0,$E44-'Asset data'!EZ$5,0),0)","v":0},{"$f":"ROUND(IF($A44>0,$E44-'Asset data'!FA$5,0),0)","v":0},{"$f":"ROUND(IF($A44>0,$E44-'Asset data'!FB$5,0),0)","v":0},{"$f":"ROUND(IF($A44>0,$E44-'Asset data'!FC$5,0),0)","v":0},{"$f":"ROUND(IF($A44>0,$E44-'Asset data'!FD$5,0),0)","v":0},{"$f":"ROUND(IF($A44>0,$E44-'Asset data'!FE$5,0),0)","v":0},{"$f":"ROUND(IF($A44>0,$E44-'Asset data'!FF$5,0),0)","v":0},{"$f":"ROUND(IF($A44>0,$E44-'Asset data'!FG$5,0),0)","v":0}]
[{"$f":"'Asset data'!A45","v":0},{"$f":"'Asset data'!B45","v":0},{"$f":"'Asset data'!C45","v":0},{"$f":"'Asset data'!E45","v":0},{"$f":"'Asset data'!I45","v":0},{"$f":"ROUND(IF($A45>0,$E45-'Asset data'!L$5,0),0)","v":0},{"$f":"ROUND(IF($A45>0,$E45-'Asset data'!M$5,0),0)","v":0},{"$f":"ROUND(IF($A45>0,$E45-'Asset data'!N$5,0),0)","v":0},{"$f":"ROUND(IF($A45>0,$E45-'Asset data'!O$5,0),0)","v":0},{"$f":"ROUND(IF($A45>0,$E45-'Asset data'!P$5,0),0)","v":0},{"$f":"ROUND(IF($A45>0,$E45-'Asset data'!Q$5,0),0)","v":0},{"$f":"ROUND(IF($A45>0,$E45-'Asset data'!R$5,0),0)","v":0},{"$f":"ROUND(IF($A45>0,$E45-'Asset data'!S$5,0),0)","v":0},{"$f":"ROUND(IF($A45>0,$E45-'Asset data'!T$5,0),0)","v":0},{"$f":"ROUND(IF($A45>0,$E45-'Asset data'!U$5,0),0)","v":0},{"$f":"ROUND(IF($A45>0,$E45-'Asset data'!V$5,0),0)","v":0},{"$f":"ROUND(IF($A45>0,$E45-'Asset data'!W$5,0),0)","v":0},{"$f":"ROUND(IF($A45>0,$E45-'Asset data'!X$5,0),0)","v":0},{"$f":"ROUND(IF($A45>0,$E45-'Asset data'!Y$5,0),0)","v":0},{"$f":"ROUND(IF($A45>0,$E45-'Asset data'!Z$5,0),0)","v":0},{"$f":"ROUND(IF($A45>0,$E45-'Asset data'!AA$5,0),0)","v":0},{"$f":"ROUND(IF($A45>0,$E45-'Asset data'!AB$5,0),0)","v":0},{"$f":"ROUND(IF($A45>0,$E45-'Asset data'!AC$5,0),0)","v":0},{"$f":"ROUND(IF($A45>0,$E45-'Asset data'!AD$5,0),0)","v":0},{"$f":"ROUND(IF($A45>0,$E45-'Asset data'!AE$5,0),0)","v":0},{"$f":"ROUND(IF($A45>0,$E45-'Asset data'!AF$5,0),0)","v":0},{"$f":"ROUND(IF($A45>0,$E45-'Asset data'!AG$5,0),0)","v":0},{"$f":"ROUND(IF($A45>0,$E45-'Asset data'!AH$5,0),0)","v":0},{"$f":"ROUND(IF($A45>0,$E45-'Asset data'!AI$5,0),0)","v":0},{"$f":"ROUND(IF($A45>0,$E45-'Asset data'!AJ$5,0),0)","v":0},{"$f":"ROUND(IF($A45>0,$E45-'Asset data'!AK$5,0),0)","v":0},{"$f":"ROUND(IF($A45>0,$E45-'Asset data'!AL$5,0),0)","v":0},{"$f":"ROUND(IF($A45>0,$E45-'Asset data'!AM$5,0),0)","v":0},{"$f":"ROUND(IF($A45>0,$E45-'Asset data'!AN$5,0),0)","v":0},{"$f":"ROUND(IF($A45>0,$E45-'Asset data'!AO$5,0),0)","v":0},{"$f":"ROUND(IF($A45>0,$E45-'Asset data'!AP$5,0),0)","v":0},{"$f":"ROUND(IF($A45>0,$E45-'Asset data'!AQ$5,0),0)","v":0},{"$f":"ROUND(IF($A45>0,$E45-'Asset data'!AR$5,0),0)","v":0},{"$f":"ROUND(IF($A45>0,$E45-'Asset data'!AS$5,0),0)","v":0},{"$f":"ROUND(IF($A45>0,$E45-'Asset data'!AT$5,0),0)","v":0},{"$f":"ROUND(IF($A45>0,$E45-'Asset data'!AU$5,0),0)","v":0},{"$f":"ROUND(IF($A45>0,$E45-'Asset data'!AV$5,0),0)","v":0},{"$f":"ROUND(IF($A45>0,$E45-'Asset data'!AW$5,0),0)","v":0},{"$f":"ROUND(IF($A45>0,$E45-'Asset data'!AX$5,0),0)","v":0},{"$f":"ROUND(IF($A45>0,$E45-'Asset data'!AY$5,0),0)","v":0},{"$f":"ROUND(IF($A45>0,$E45-'Asset data'!AZ$5,0),0)","v":0},{"$f":"ROUND(IF($A45>0,$E45-'Asset data'!BA$5,0),0)","v":0},{"$f":"ROUND(IF($A45>0,$E45-'Asset data'!BB$5,0),0)","v":0},{"$f":"ROUND(IF($A45>0,$E45-'Asset data'!BC$5,0),0)","v":0},{"$f":"ROUND(IF($A45>0,$E45-'Asset data'!BD$5,0),0)","v":0},{"$f":"ROUND(IF($A45>0,$E45-'Asset data'!BE$5,0),0)","v":0},{"$f":"ROUND(IF($A45>0,$E45-'Asset data'!BF$5,0),0)","v":0},{"$f":"ROUND(IF($A45>0,$E45-'Asset data'!BG$5,0),0)","v":0},{"$f":"ROUND(IF($A45>0,$E45-'Asset data'!BH$5,0),0)","v":0},{"$f":"ROUND(IF($A45>0,$E45-'Asset data'!BI$5,0),0)","v":0},{"$f":"ROUND(IF($A45>0,$E45-'Asset data'!BJ$5,0),0)","v":0},{"$f":"ROUND(IF($A45>0,$E45-'Asset data'!BK$5,0),0)","v":0},{"$f":"ROUND(IF($A45>0,$E45-'Asset data'!BL$5,0),0)","v":0},{"$f":"ROUND(IF($A45>0,$E45-'Asset data'!BM$5,0),0)","v":0},{"$f":"ROUND(IF($A45>0,$E45-'Asset data'!BN$5,0),0)","v":0},{"$f":"ROUND(IF($A45>0,$E45-'Asset data'!BO$5,0),0)","v":0},{"$f":"ROUND(IF($A45>0,$E45-'Asset data'!BP$5,0),0)","v":0},{"$f":"ROUND(IF($A45>0,$E45-'Asset data'!BQ$5,0),0)","v":0},{"$f":"ROUND(IF($A45>0,$E45-'Asset data'!BR$5,0),0)","v":0},{"$f":"ROUND(IF($A45>0,$E45-'Asset data'!BS$5,0),0)","v":0},{"$f":"ROUND(IF($A45>0,$E45-'Asset data'!BT$5,0),0)","v":0},{"$f":"ROUND(IF($A45>0,$E45-'Asset data'!BU$5,0),0)","v":0},{"$f":"ROUND(IF($A45>0,$E45-'Asset data'!BV$5,0),0)","v":0},{"$f":"ROUND(IF($A45>0,$E45-'Asset data'!BW$5,0),0)","v":0},{"$f":"ROUND(IF($A45>0,$E45-'Asset data'!BX$5,0),0)","v":0},{"$f":"ROUND(IF($A45>0,$E45-'Asset data'!BY$5,0),0)","v":0},{"$f":"ROUND(IF($A45>0,$E45-'Asset data'!BZ$5,0),0)","v":0},{"$f":"ROUND(IF($A45>0,$E45-'Asset data'!CA$5,0),0)","v":0},{"$f":"ROUND(IF($A45>0,$E45-'Asset data'!CB$5,0),0)","v":0},{"$f":"ROUND(IF($A45>0,$E45-'Asset data'!CC$5,0),0)","v":0},{"$f":"ROUND(IF($A45>0,$E45-'Asset data'!CD$5,0),0)","v":0},{"$f":"ROUND(IF($A45>0,$E45-'Asset data'!CE$5,0),0)","v":0},{"$f":"ROUND(IF($A45>0,$E45-'Asset data'!CF$5,0),0)","v":0},{"$f":"ROUND(IF($A45>0,$E45-'Asset data'!CG$5,0),0)","v":0},{"$f":"ROUND(IF($A45>0,$E45-'Asset data'!CH$5,0),0)","v":0},{"$f":"ROUND(IF($A45>0,$E45-'Asset data'!CI$5,0),0)","v":0},{"$f":"ROUND(IF($A45>0,$E45-'Asset data'!CJ$5,0),0)","v":0},{"$f":"ROUND(IF($A45>0,$E45-'Asset data'!CK$5,0),0)","v":0},{"$f":"ROUND(IF($A45>0,$E45-'Asset data'!CL$5,0),0)","v":0},{"$f":"ROUND(IF($A45>0,$E45-'Asset data'!CM$5,0),0)","v":0},{"$f":"ROUND(IF($A45>0,$E45-'Asset data'!CN$5,0),0)","v":0},{"$f":"ROUND(IF($A45>0,$E45-'Asset data'!CO$5,0),0)","v":0},{"$f":"ROUND(IF($A45>0,$E45-'Asset data'!CP$5,0),0)","v":0},{"$f":"ROUND(IF($A45>0,$E45-'Asset data'!CQ$5,0),0)","v":0},{"$f":"ROUND(IF($A45>0,$E45-'Asset data'!CR$5,0),0)","v":0},{"$f":"ROUND(IF($A45>0,$E45-'Asset data'!CS$5,0),0)","v":0},{"$f":"ROUND(IF($A45>0,$E45-'Asset data'!CT$5,0),0)","v":0},{"$f":"ROUND(IF($A45>0,$E45-'Asset data'!CU$5,0),0)","v":0},{"$f":"ROUND(IF($A45>0,$E45-'Asset data'!CV$5,0),0)","v":0},{"$f":"ROUND(IF($A45>0,$E45-'Asset data'!CW$5,0),0)","v":0},{"$f":"ROUND(IF($A45>0,$E45-'Asset data'!CX$5,0),0)","v":0},{"$f":"ROUND(IF($A45>0,$E45-'Asset data'!CY$5,0),0)","v":0},{"$f":"ROUND(IF($A45>0,$E45-'Asset data'!CZ$5,0),0)","v":0},{"$f":"ROUND(IF($A45>0,$E45-'Asset data'!DA$5,0),0)","v":0},{"$f":"ROUND(IF($A45>0,$E45-'Asset data'!DB$5,0),0)","v":0},{"$f":"ROUND(IF($A45>0,$E45-'Asset data'!DC$5,0),0)","v":0},{"$f":"ROUND(IF($A45>0,$E45-'Asset data'!DD$5,0),0)","v":0},{"$f":"ROUND(IF($A45>0,$E45-'Asset data'!DE$5,0),0)","v":0},{"$f":"ROUND(IF($A45>0,$E45-'Asset data'!DF$5,0),0)","v":0},{"$f":"ROUND(IF($A45>0,$E45-'Asset data'!DG$5,0),0)","v":0},{"$f":"ROUND(IF($A45>0,$E45-'Asset data'!DH$5,0),0)","v":0},{"$f":"ROUND(IF($A45>0,$E45-'Asset data'!DI$5,0),0)","v":0},{"$f":"ROUND(IF($A45>0,$E45-'Asset data'!DJ$5,0),0)","v":0},{"$f":"ROUND(IF($A45>0,$E45-'Asset data'!DK$5,0),0)","v":0},{"$f":"ROUND(IF($A45>0,$E45-'Asset data'!DL$5,0),0)","v":0},{"$f":"ROUND(IF($A45>0,$E45-'Asset data'!DM$5,0),0)","v":0},{"$f":"ROUND(IF($A45>0,$E45-'Asset data'!DN$5,0),0)","v":0},{"$f":"ROUND(IF($A45>0,$E45-'Asset data'!DO$5,0),0)","v":0},{"$f":"ROUND(IF($A45>0,$E45-'Asset data'!DP$5,0),0)","v":0},{"$f":"ROUND(IF($A45>0,$E45-'Asset data'!DQ$5,0),0)","v":0},{"$f":"ROUND(IF($A45>0,$E45-'Asset data'!DR$5,0),0)","v":0},{"$f":"ROUND(IF($A45>0,$E45-'Asset data'!DS$5,0),0)","v":0},{"$f":"ROUND(IF($A45>0,$E45-'Asset data'!DT$5,0),0)","v":0},{"$f":"ROUND(IF($A45>0,$E45-'Asset data'!DU$5,0),0)","v":0},{"$f":"ROUND(IF($A45>0,$E45-'Asset data'!DV$5,0),0)","v":0},{"$f":"ROUND(IF($A45>0,$E45-'Asset data'!DW$5,0),0)","v":0},{"$f":"ROUND(IF($A45>0,$E45-'Asset data'!DX$5,0),0)","v":0},{"$f":"ROUND(IF($A45>0,$E45-'Asset data'!DY$5,0),0)","v":0},{"$f":"ROUND(IF($A45>0,$E45-'Asset data'!DZ$5,0),0)","v":0},{"$f":"ROUND(IF($A45>0,$E45-'Asset data'!EA$5,0),0)","v":0},{"$f":"ROUND(IF($A45>0,$E45-'Asset data'!EB$5,0),0)","v":0},{"$f":"ROUND(IF($A45>0,$E45-'Asset data'!EC$5,0),0)","v":0},{"$f":"ROUND(IF($A45>0,$E45-'Asset data'!ED$5,0),0)","v":0},{"$f":"ROUND(IF($A45>0,$E45-'Asset data'!EE$5,0),0)","v":0},{"$f":"ROUND(IF($A45>0,$E45-'Asset data'!EF$5,0),0)","v":0},{"$f":"ROUND(IF($A45>0,$E45-'Asset data'!EG$5,0),0)","v":0},{"$f":"ROUND(IF($A45>0,$E45-'Asset data'!EH$5,0),0)","v":0},{"$f":"ROUND(IF($A45>0,$E45-'Asset data'!EI$5,0),0)","v":0},{"$f":"ROUND(IF($A45>0,$E45-'Asset data'!EJ$5,0),0)","v":0},{"$f":"ROUND(IF($A45>0,$E45-'Asset data'!EK$5,0),0)","v":0},{"$f":"ROUND(IF($A45>0,$E45-'Asset data'!EL$5,0),0)","v":0},{"$f":"ROUND(IF($A45>0,$E45-'Asset data'!EM$5,0),0)","v":0},{"$f":"ROUND(IF($A45>0,$E45-'Asset data'!EN$5,0),0)","v":0},{"$f":"ROUND(IF($A45>0,$E45-'Asset data'!EO$5,0),0)","v":0},{"$f":"ROUND(IF($A45>0,$E45-'Asset data'!EP$5,0),0)","v":0},{"$f":"ROUND(IF($A45>0,$E45-'Asset data'!EQ$5,0),0)","v":0},{"$f":"ROUND(IF($A45>0,$E45-'Asset data'!ER$5,0),0)","v":0},{"$f":"ROUND(IF($A45>0,$E45-'Asset data'!ES$5,0),0)","v":0},{"$f":"ROUND(IF($A45>0,$E45-'Asset data'!ET$5,0),0)","v":0},{"$f":"ROUND(IF($A45>0,$E45-'Asset data'!EU$5,0),0)","v":0},{"$f":"ROUND(IF($A45>0,$E45-'Asset data'!EV$5,0),0)","v":0},{"$f":"ROUND(IF($A45>0,$E45-'Asset data'!EW$5,0),0)","v":0},{"$f":"ROUND(IF($A45>0,$E45-'Asset data'!EX$5,0),0)","v":0},{"$f":"ROUND(IF($A45>0,$E45-'Asset data'!EY$5,0),0)","v":0},{"$f":"ROUND(IF($A45>0,$E45-'Asset data'!EZ$5,0),0)","v":0},{"$f":"ROUND(IF($A45>0,$E45-'Asset data'!FA$5,0),0)","v":0},{"$f":"ROUND(IF($A45>0,$E45-'Asset data'!FB$5,0),0)","v":0},{"$f":"ROUND(IF($A45>0,$E45-'Asset data'!FC$5,0),0)","v":0},{"$f":"ROUND(IF($A45>0,$E45-'Asset data'!FD$5,0),0)","v":0},{"$f":"ROUND(IF($A45>0,$E45-'Asset data'!FE$5,0),0)","v":0},{"$f":"ROUND(IF($A45>0,$E45-'Asset data'!FF$5,0),0)","v":0},{"$f":"ROUND(IF($A45>0,$E45-'Asset data'!FG$5,0),0)","v":0}]
[{"$f":"'Asset data'!A46","v":0},{"$f":"'Asset data'!B46","v":0},{"$f":"'Asset data'!C46","v":0},{"$f":"'Asset data'!E46","v":0},{"$f":"'Asset data'!I46","v":0},{"$f":"ROUND(IF($A46>0,$E46-'Asset data'!L$5,0),0)","v":0},{"$f":"ROUND(IF($A46>0,$E46-'Asset data'!M$5,0),0)","v":0},{"$f":"ROUND(IF($A46>0,$E46-'Asset data'!N$5,0),0)","v":0},{"$f":"ROUND(IF($A46>0,$E46-'Asset data'!O$5,0),0)","v":0},{"$f":"ROUND(IF($A46>0,$E46-'Asset data'!P$5,0),0)","v":0},{"$f":"ROUND(IF($A46>0,$E46-'Asset data'!Q$5,0),0)","v":0},{"$f":"ROUND(IF($A46>0,$E46-'Asset data'!R$5,0),0)","v":0},{"$f":"ROUND(IF($A46>0,$E46-'Asset data'!S$5,0),0)","v":0},{"$f":"ROUND(IF($A46>0,$E46-'Asset data'!T$5,0),0)","v":0},{"$f":"ROUND(IF($A46>0,$E46-'Asset data'!U$5,0),0)","v":0},{"$f":"ROUND(IF($A46>0,$E46-'Asset data'!V$5,0),0)","v":0},{"$f":"ROUND(IF($A46>0,$E46-'Asset data'!W$5,0),0)","v":0},{"$f":"ROUND(IF($A46>0,$E46-'Asset data'!X$5,0),0)","v":0},{"$f":"ROUND(IF($A46>0,$E46-'Asset data'!Y$5,0),0)","v":0},{"$f":"ROUND(IF($A46>0,$E46-'Asset data'!Z$5,0),0)","v":0},{"$f":"ROUND(IF($A46>0,$E46-'Asset data'!AA$5,0),0)","v":0},{"$f":"ROUND(IF($A46>0,$E46-'Asset data'!AB$5,0),0)","v":0},{"$f":"ROUND(IF($A46>0,$E46-'Asset data'!AC$5,0),0)","v":0},{"$f":"ROUND(IF($A46>0,$E46-'Asset data'!AD$5,0),0)","v":0},{"$f":"ROUND(IF($A46>0,$E46-'Asset data'!AE$5,0),0)","v":0},{"$f":"ROUND(IF($A46>0,$E46-'Asset data'!AF$5,0),0)","v":0},{"$f":"ROUND(IF($A46>0,$E46-'Asset data'!AG$5,0),0)","v":0},{"$f":"ROUND(IF($A46>0,$E46-'Asset data'!AH$5,0),0)","v":0},{"$f":"ROUND(IF($A46>0,$E46-'Asset data'!AI$5,0),0)","v":0},{"$f":"ROUND(IF($A46>0,$E46-'Asset data'!AJ$5,0),0)","v":0},{"$f":"ROUND(IF($A46>0,$E46-'Asset data'!AK$5,0),0)","v":0},{"$f":"ROUND(IF($A46>0,$E46-'Asset data'!AL$5,0),0)","v":0},{"$f":"ROUND(IF($A46>0,$E46-'Asset data'!AM$5,0),0)","v":0},{"$f":"ROUND(IF($A46>0,$E46-'Asset data'!AN$5,0),0)","v":0},{"$f":"ROUND(IF($A46>0,$E46-'Asset data'!AO$5,0),0)","v":0},{"$f":"ROUND(IF($A46>0,$E46-'Asset data'!AP$5,0),0)","v":0},{"$f":"ROUND(IF($A46>0,$E46-'Asset data'!AQ$5,0),0)","v":0},{"$f":"ROUND(IF($A46>0,$E46-'Asset data'!AR$5,0),0)","v":0},{"$f":"ROUND(IF($A46>0,$E46-'Asset data'!AS$5,0),0)","v":0},{"$f":"ROUND(IF($A46>0,$E46-'Asset data'!AT$5,0),0)","v":0},{"$f":"ROUND(IF($A46>0,$E46-'Asset data'!AU$5,0),0)","v":0},{"$f":"ROUND(IF($A46>0,$E46-'Asset data'!AV$5,0),0)","v":0},{"$f":"ROUND(IF($A46>0,$E46-'Asset data'!AW$5,0),0)","v":0},{"$f":"ROUND(IF($A46>0,$E46-'Asset data'!AX$5,0),0)","v":0},{"$f":"ROUND(IF($A46>0,$E46-'Asset data'!AY$5,0),0)","v":0},{"$f":"ROUND(IF($A46>0,$E46-'Asset data'!AZ$5,0),0)","v":0},{"$f":"ROUND(IF($A46>0,$E46-'Asset data'!BA$5,0),0)","v":0},{"$f":"ROUND(IF($A46>0,$E46-'Asset data'!BB$5,0),0)","v":0},{"$f":"ROUND(IF($A46>0,$E46-'Asset data'!BC$5,0),0)","v":0},{"$f":"ROUND(IF($A46>0,$E46-'Asset data'!BD$5,0),0)","v":0},{"$f":"ROUND(IF($A46>0,$E46-'Asset data'!BE$5,0),0)","v":0},{"$f":"ROUND(IF($A46>0,$E46-'Asset data'!BF$5,0),0)","v":0},{"$f":"ROUND(IF($A46>0,$E46-'Asset data'!BG$5,0),0)","v":0},{"$f":"ROUND(IF($A46>0,$E46-'Asset data'!BH$5,0),0)","v":0},{"$f":"ROUND(IF($A46>0,$E46-'Asset data'!BI$5,0),0)","v":0},{"$f":"ROUND(IF($A46>0,$E46-'Asset data'!BJ$5,0),0)","v":0},{"$f":"ROUND(IF($A46>0,$E46-'Asset data'!BK$5,0),0)","v":0},{"$f":"ROUND(IF($A46>0,$E46-'Asset data'!BL$5,0),0)","v":0},{"$f":"ROUND(IF($A46>0,$E46-'Asset data'!BM$5,0),0)","v":0},{"$f":"ROUND(IF($A46>0,$E46-'Asset data'!BN$5,0),0)","v":0},{"$f":"ROUND(IF($A46>0,$E46-'Asset data'!BO$5,0),0)","v":0},{"$f":"ROUND(IF($A46>0,$E46-'Asset data'!BP$5,0),0)","v":0},{"$f":"ROUND(IF($A46>0,$E46-'Asset data'!BQ$5,0),0)","v":0},{"$f":"ROUND(IF($A46>0,$E46-'Asset data'!BR$5,0),0)","v":0},{"$f":"ROUND(IF($A46>0,$E46-'Asset data'!BS$5,0),0)","v":0},{"$f":"ROUND(IF($A46>0,$E46-'Asset data'!BT$5,0),0)","v":0},{"$f":"ROUND(IF($A46>0,$E46-'Asset data'!BU$5,0),0)","v":0},{"$f":"ROUND(IF($A46>0,$E46-'Asset data'!BV$5,0),0)","v":0},{"$f":"ROUND(IF($A46>0,$E46-'Asset data'!BW$5,0),0)","v":0},{"$f":"ROUND(IF($A46>0,$E46-'Asset data'!BX$5,0),0)","v":0},{"$f":"ROUND(IF($A46>0,$E46-'Asset data'!BY$5,0),0)","v":0},{"$f":"ROUND(IF($A46>0,$E46-'Asset data'!BZ$5,0),0)","v":0},{"$f":"ROUND(IF($A46>0,$E46-'Asset data'!CA$5,0),0)","v":0},{"$f":"ROUND(IF($A46>0,$E46-'Asset data'!CB$5,0),0)","v":0},{"$f":"ROUND(IF($A46>0,$E46-'Asset data'!CC$5,0),0)","v":0},{"$f":"ROUND(IF($A46>0,$E46-'Asset data'!CD$5,0),0)","v":0},{"$f":"ROUND(IF($A46>0,$E46-'Asset data'!CE$5,0),0)","v":0},{"$f":"ROUND(IF($A46>0,$E46-'Asset data'!CF$5,0),0)","v":0},{"$f":"ROUND(IF($A46>0,$E46-'Asset data'!CG$5,0),0)","v":0},{"$f":"ROUND(IF($A46>0,$E46-'Asset data'!CH$5,0),0)","v":0},{"$f":"ROUND(IF($A46>0,$E46-'Asset data'!CI$5,0),0)","v":0},{"$f":"ROUND(IF($A46>0,$E46-'Asset data'!CJ$5,0),0)","v":0},{"$f":"ROUND(IF($A46>0,$E46-'Asset data'!CK$5,0),0)","v":0},{"$f":"ROUND(IF($A46>0,$E46-'Asset data'!CL$5,0),0)","v":0},{"$f":"ROUND(IF($A46>0,$E46-'Asset data'!CM$5,0),0)","v":0},{"$f":"ROUND(IF($A46>0,$E46-'Asset data'!CN$5,0),0)","v":0},{"$f":"ROUND(IF($A46>0,$E46-'Asset data'!CO$5,0),0)","v":0},{"$f":"ROUND(IF($A46>0,$E46-'Asset data'!CP$5,0),0)","v":0},{"$f":"ROUND(IF($A46>0,$E46-'Asset data'!CQ$5,0),0)","v":0},{"$f":"ROUND(IF($A46>0,$E46-'Asset data'!CR$5,0),0)","v":0},{"$f":"ROUND(IF($A46>0,$E46-'Asset data'!CS$5,0),0)","v":0},{"$f":"ROUND(IF($A46>0,$E46-'Asset data'!CT$5,0),0)","v":0},{"$f":"ROUND(IF($A46>0,$E46-'Asset data'!CU$5,0),0)","v":0},{"$f":"ROUND(IF($A46>0,$E46-'Asset data'!CV$5,0),0)","v":0},{"$f":"ROUND(IF($A46>0,$E46-'Asset data'!CW$5,0),0)","v":0},{"$f":"ROUND(IF($A46>0,$E46-'Asset data'!CX$5,0),0)","v":0},{"$f":"ROUND(IF($A46>0,$E46-'Asset data'!CY$5,0),0)","v":0},{"$f":"ROUND(IF($A46>0,$E46-'Asset data'!CZ$5,0),0)","v":0},{"$f":"ROUND(IF($A46>0,$E46-'Asset data'!DA$5,0),0)","v":0},{"$f":"ROUND(IF($A46>0,$E46-'Asset data'!DB$5,0),0)","v":0},{"$f":"ROUND(IF($A46>0,$E46-'Asset data'!DC$5,0),0)","v":0},{"$f":"ROUND(IF($A46>0,$E46-'Asset data'!DD$5,0),0)","v":0},{"$f":"ROUND(IF($A46>0,$E46-'Asset data'!DE$5,0),0)","v":0},{"$f":"ROUND(IF($A46>0,$E46-'Asset data'!DF$5,0),0)","v":0},{"$f":"ROUND(IF($A46>0,$E46-'Asset data'!DG$5,0),0)","v":0},{"$f":"ROUND(IF($A46>0,$E46-'Asset data'!DH$5,0),0)","v":0},{"$f":"ROUND(IF($A46>0,$E46-'Asset data'!DI$5,0),0)","v":0},{"$f":"ROUND(IF($A46>0,$E46-'Asset data'!DJ$5,0),0)","v":0},{"$f":"ROUND(IF($A46>0,$E46-'Asset data'!DK$5,0),0)","v":0},{"$f":"ROUND(IF($A46>0,$E46-'Asset data'!DL$5,0),0)","v":0},{"$f":"ROUND(IF($A46>0,$E46-'Asset data'!DM$5,0),0)","v":0},{"$f":"ROUND(IF($A46>0,$E46-'Asset data'!DN$5,0),0)","v":0},{"$f":"ROUND(IF($A46>0,$E46-'Asset data'!DO$5,0),0)","v":0},{"$f":"ROUND(IF($A46>0,$E46-'Asset data'!DP$5,0),0)","v":0},{"$f":"ROUND(IF($A46>0,$E46-'Asset data'!DQ$5,0),0)","v":0},{"$f":"ROUND(IF($A46>0,$E46-'Asset data'!DR$5,0),0)","v":0},{"$f":"ROUND(IF($A46>0,$E46-'Asset data'!DS$5,0),0)","v":0},{"$f":"ROUND(IF($A46>0,$E46-'Asset data'!DT$5,0),0)","v":0},{"$f":"ROUND(IF($A46>0,$E46-'Asset data'!DU$5,0),0)","v":0},{"$f":"ROUND(IF($A46>0,$E46-'Asset data'!DV$5,0),0)","v":0},{"$f":"ROUND(IF($A46>0,$E46-'Asset data'!DW$5,0),0)","v":0},{"$f":"ROUND(IF($A46>0,$E46-'Asset data'!DX$5,0),0)","v":0},{"$f":"ROUND(IF($A46>0,$E46-'Asset data'!DY$5,0),0)","v":0},{"$f":"ROUND(IF($A46>0,$E46-'Asset data'!DZ$5,0),0)","v":0},{"$f":"ROUND(IF($A46>0,$E46-'Asset data'!EA$5,0),0)","v":0},{"$f":"ROUND(IF($A46>0,$E46-'Asset data'!EB$5,0),0)","v":0},{"$f":"ROUND(IF($A46>0,$E46-'Asset data'!EC$5,0),0)","v":0},{"$f":"ROUND(IF($A46>0,$E46-'Asset data'!ED$5,0),0)","v":0},{"$f":"ROUND(IF($A46>0,$E46-'Asset data'!EE$5,0),0)","v":0},{"$f":"ROUND(IF($A46>0,$E46-'Asset data'!EF$5,0),0)","v":0},{"$f":"ROUND(IF($A46>0,$E46-'Asset data'!EG$5,0),0)","v":0},{"$f":"ROUND(IF($A46>0,$E46-'Asset data'!EH$5,0),0)","v":0},{"$f":"ROUND(IF($A46>0,$E46-'Asset data'!EI$5,0),0)","v":0},{"$f":"ROUND(IF($A46>0,$E46-'Asset data'!EJ$5,0),0)","v":0},{"$f":"ROUND(IF($A46>0,$E46-'Asset data'!EK$5,0),0)","v":0},{"$f":"ROUND(IF($A46>0,$E46-'Asset data'!EL$5,0),0)","v":0},{"$f":"ROUND(IF($A46>0,$E46-'Asset data'!EM$5,0),0)","v":0},{"$f":"ROUND(IF($A46>0,$E46-'Asset data'!EN$5,0),0)","v":0},{"$f":"ROUND(IF($A46>0,$E46-'Asset data'!EO$5,0),0)","v":0},{"$f":"ROUND(IF($A46>0,$E46-'Asset data'!EP$5,0),0)","v":0},{"$f":"ROUND(IF($A46>0,$E46-'Asset data'!EQ$5,0),0)","v":0},{"$f":"ROUND(IF($A46>0,$E46-'Asset data'!ER$5,0),0)","v":0},{"$f":"ROUND(IF($A46>0,$E46-'Asset data'!ES$5,0),0)","v":0},{"$f":"ROUND(IF($A46>0,$E46-'Asset data'!ET$5,0),0)","v":0},{"$f":"ROUND(IF($A46>0,$E46-'Asset data'!EU$5,0),0)","v":0},{"$f":"ROUND(IF($A46>0,$E46-'Asset data'!EV$5,0),0)","v":0},{"$f":"ROUND(IF($A46>0,$E46-'Asset data'!EW$5,0),0)","v":0},{"$f":"ROUND(IF($A46>0,$E46-'Asset data'!EX$5,0),0)","v":0},{"$f":"ROUND(IF($A46>0,$E46-'Asset data'!EY$5,0),0)","v":0},{"$f":"ROUND(IF($A46>0,$E46-'Asset data'!EZ$5,0),0)","v":0},{"$f":"ROUND(IF($A46>0,$E46-'Asset data'!FA$5,0),0)","v":0},{"$f":"ROUND(IF($A46>0,$E46-'Asset data'!FB$5,0),0)","v":0},{"$f":"ROUND(IF($A46>0,$E46-'Asset data'!FC$5,0),0)","v":0},{"$f":"ROUND(IF($A46>0,$E46-'Asset data'!FD$5,0),0)","v":0},{"$f":"ROUND(IF($A46>0,$E46-'Asset data'!FE$5,0),0)","v":0},{"$f":"ROUND(IF($A46>0,$E46-'Asset data'!FF$5,0),0)","v":0},{"$f":"ROUND(IF($A46>0,$E46-'Asset data'!FG$5,0),0)","v":0}]
[{"$f":"'Asset data'!A47","v":0},{"$f":"'Asset data'!B47","v":0},{"$f":"'Asset data'!C47","v":0},{"$f":"'Asset data'!E47","v":0},{"$f":"'Asset data'!I47","v":0},{"$f":"ROUND(IF($A47>0,$E47-'Asset data'!L$5,0),0)","v":0},{"$f":"ROUND(IF($A47>0,$E47-'Asset data'!M$5,0),0)","v":0},{"$f":"ROUND(IF($A47>0,$E47-'Asset data'!N$5,0),0)","v":0},{"$f":"ROUND(IF($A47>0,$E47-'Asset data'!O$5,0),0)","v":0},{"$f":"ROUND(IF($A47>0,$E47-'Asset data'!P$5,0),0)","v":0},{"$f":"ROUND(IF($A47>0,$E47-'Asset data'!Q$5,0),0)","v":0},{"$f":"ROUND(IF($A47>0,$E47-'Asset data'!R$5,0),0)","v":0},{"$f":"ROUND(IF($A47>0,$E47-'Asset data'!S$5,0),0)","v":0},{"$f":"ROUND(IF($A47>0,$E47-'Asset data'!T$5,0),0)","v":0},{"$f":"ROUND(IF($A47>0,$E47-'Asset data'!U$5,0),0)","v":0},{"$f":"ROUND(IF($A47>0,$E47-'Asset data'!V$5,0),0)","v":0},{"$f":"ROUND(IF($A47>0,$E47-'Asset data'!W$5,0),0)","v":0},{"$f":"ROUND(IF($A47>0,$E47-'Asset data'!X$5,0),0)","v":0},{"$f":"ROUND(IF($A47>0,$E47-'Asset data'!Y$5,0),0)","v":0},{"$f":"ROUND(IF($A47>0,$E47-'Asset data'!Z$5,0),0)","v":0},{"$f":"ROUND(IF($A47>0,$E47-'Asset data'!AA$5,0),0)","v":0},{"$f":"ROUND(IF($A47>0,$E47-'Asset data'!AB$5,0),0)","v":0},{"$f":"ROUND(IF($A47>0,$E47-'Asset data'!AC$5,0),0)","v":0},{"$f":"ROUND(IF($A47>0,$E47-'Asset data'!AD$5,0),0)","v":0},{"$f":"ROUND(IF($A47>0,$E47-'Asset data'!AE$5,0),0)","v":0},{"$f":"ROUND(IF($A47>0,$E47-'Asset data'!AF$5,0),0)","v":0},{"$f":"ROUND(IF($A47>0,$E47-'Asset data'!AG$5,0),0)","v":0},{"$f":"ROUND(IF($A47>0,$E47-'Asset data'!AH$5,0),0)","v":0},{"$f":"ROUND(IF($A47>0,$E47-'Asset data'!AI$5,0),0)","v":0},{"$f":"ROUND(IF($A47>0,$E47-'Asset data'!AJ$5,0),0)","v":0},{"$f":"ROUND(IF($A47>0,$E47-'Asset data'!AK$5,0),0)","v":0},{"$f":"ROUND(IF($A47>0,$E47-'Asset data'!AL$5,0),0)","v":0},{"$f":"ROUND(IF($A47>0,$E47-'Asset data'!AM$5,0),0)","v":0},{"$f":"ROUND(IF($A47>0,$E47-'Asset data'!AN$5,0),0)","v":0},{"$f":"ROUND(IF($A47>0,$E47-'Asset data'!AO$5,0),0)","v":0},{"$f":"ROUND(IF($A47>0,$E47-'Asset data'!AP$5,0),0)","v":0},{"$f":"ROUND(IF($A47>0,$E47-'Asset data'!AQ$5,0),0)","v":0},{"$f":"ROUND(IF($A47>0,$E47-'Asset data'!AR$5,0),0)","v":0},{"$f":"ROUND(IF($A47>0,$E47-'Asset data'!AS$5,0),0)","v":0},{"$f":"ROUND(IF($A47>0,$E47-'Asset data'!AT$5,0),0)","v":0},{"$f":"ROUND(IF($A47>0,$E47-'Asset data'!AU$5,0),0)","v":0},{"$f":"ROUND(IF($A47>0,$E47-'Asset data'!AV$5,0),0)","v":0},{"$f":"ROUND(IF($A47>0,$E47-'Asset data'!AW$5,0),0)","v":0},{"$f":"ROUND(IF($A47>0,$E47-'Asset data'!AX$5,0),0)","v":0},{"$f":"ROUND(IF($A47>0,$E47-'Asset data'!AY$5,0),0)","v":0},{"$f":"ROUND(IF($A47>0,$E47-'Asset data'!AZ$5,0),0)","v":0},{"$f":"ROUND(IF($A47>0,$E47-'Asset data'!BA$5,0),0)","v":0},{"$f":"ROUND(IF($A47>0,$E47-'Asset data'!BB$5,0),0)","v":0},{"$f":"ROUND(IF($A47>0,$E47-'Asset data'!BC$5,0),0)","v":0},{"$f":"ROUND(IF($A47>0,$E47-'Asset data'!BD$5,0),0)","v":0},{"$f":"ROUND(IF($A47>0,$E47-'Asset data'!BE$5,0),0)","v":0},{"$f":"ROUND(IF($A47>0,$E47-'Asset data'!BF$5,0),0)","v":0},{"$f":"ROUND(IF($A47>0,$E47-'Asset data'!BG$5,0),0)","v":0},{"$f":"ROUND(IF($A47>0,$E47-'Asset data'!BH$5,0),0)","v":0},{"$f":"ROUND(IF($A47>0,$E47-'Asset data'!BI$5,0),0)","v":0},{"$f":"ROUND(IF($A47>0,$E47-'Asset data'!BJ$5,0),0)","v":0},{"$f":"ROUND(IF($A47>0,$E47-'Asset data'!BK$5,0),0)","v":0},{"$f":"ROUND(IF($A47>0,$E47-'Asset data'!BL$5,0),0)","v":0},{"$f":"ROUND(IF($A47>0,$E47-'Asset data'!BM$5,0),0)","v":0},{"$f":"ROUND(IF($A47>0,$E47-'Asset data'!BN$5,0),0)","v":0},{"$f":"ROUND(IF($A47>0,$E47-'Asset data'!BO$5,0),0)","v":0},{"$f":"ROUND(IF($A47>0,$E47-'Asset data'!BP$5,0),0)","v":0},{"$f":"ROUND(IF($A47>0,$E47-'Asset data'!BQ$5,0),0)","v":0},{"$f":"ROUND(IF($A47>0,$E47-'Asset data'!BR$5,0),0)","v":0},{"$f":"ROUND(IF($A47>0,$E47-'Asset data'!BS$5,0),0)","v":0},{"$f":"ROUND(IF($A47>0,$E47-'Asset data'!BT$5,0),0)","v":0},{"$f":"ROUND(IF($A47>0,$E47-'Asset data'!BU$5,0),0)","v":0},{"$f":"ROUND(IF($A47>0,$E47-'Asset data'!BV$5,0),0)","v":0},{"$f":"ROUND(IF($A47>0,$E47-'Asset data'!BW$5,0),0)","v":0},{"$f":"ROUND(IF($A47>0,$E47-'Asset data'!BX$5,0),0)","v":0},{"$f":"ROUND(IF($A47>0,$E47-'Asset data'!BY$5,0),0)","v":0},{"$f":"ROUND(IF($A47>0,$E47-'Asset data'!BZ$5,0),0)","v":0},{"$f":"ROUND(IF($A47>0,$E47-'Asset data'!CA$5,0),0)","v":0},{"$f":"ROUND(IF($A47>0,$E47-'Asset data'!CB$5,0),0)","v":0},{"$f":"ROUND(IF($A47>0,$E47-'Asset data'!CC$5,0),0)","v":0},{"$f":"ROUND(IF($A47>0,$E47-'Asset data'!CD$5,0),0)","v":0},{"$f":"ROUND(IF($A47>0,$E47-'Asset data'!CE$5,0),0)","v":0},{"$f":"ROUND(IF($A47>0,$E47-'Asset data'!CF$5,0),0)","v":0},{"$f":"ROUND(IF($A47>0,$E47-'Asset data'!CG$5,0),0)","v":0},{"$f":"ROUND(IF($A47>0,$E47-'Asset data'!CH$5,0),0)","v":0},{"$f":"ROUND(IF($A47>0,$E47-'Asset data'!CI$5,0),0)","v":0},{"$f":"ROUND(IF($A47>0,$E47-'Asset data'!CJ$5,0),0)","v":0},{"$f":"ROUND(IF($A47>0,$E47-'Asset data'!CK$5,0),0)","v":0},{"$f":"ROUND(IF($A47>0,$E47-'Asset data'!CL$5,0),0)","v":0},{"$f":"ROUND(IF($A47>0,$E47-'Asset data'!CM$5,0),0)","v":0},{"$f":"ROUND(IF($A47>0,$E47-'Asset data'!CN$5,0),0)","v":0},{"$f":"ROUND(IF($A47>0,$E47-'Asset data'!CO$5,0),0)","v":0},{"$f":"ROUND(IF($A47>0,$E47-'Asset data'!CP$5,0),0)","v":0},{"$f":"ROUND(IF($A47>0,$E47-'Asset data'!CQ$5,0),0)","v":0},{"$f":"ROUND(IF($A47>0,$E47-'Asset data'!CR$5,0),0)","v":0},{"$f":"ROUND(IF($A47>0,$E47-'Asset data'!CS$5,0),0)","v":0},{"$f":"ROUND(IF($A47>0,$E47-'Asset data'!CT$5,0),0)","v":0},{"$f":"ROUND(IF($A47>0,$E47-'Asset data'!CU$5,0),0)","v":0},{"$f":"ROUND(IF($A47>0,$E47-'Asset data'!CV$5,0),0)","v":0},{"$f":"ROUND(IF($A47>0,$E47-'Asset data'!CW$5,0),0)","v":0},{"$f":"ROUND(IF($A47>0,$E47-'Asset data'!CX$5,0),0)","v":0},{"$f":"ROUND(IF($A47>0,$E47-'Asset data'!CY$5,0),0)","v":0},{"$f":"ROUND(IF($A47>0,$E47-'Asset data'!CZ$5,0),0)","v":0},{"$f":"ROUND(IF($A47>0,$E47-'Asset data'!DA$5,0),0)","v":0},{"$f":"ROUND(IF($A47>0,$E47-'Asset data'!DB$5,0),0)","v":0},{"$f":"ROUND(IF($A47>0,$E47-'Asset data'!DC$5,0),0)","v":0},{"$f":"ROUND(IF($A47>0,$E47-'Asset data'!DD$5,0),0)","v":0},{"$f":"ROUND(IF($A47>0,$E47-'Asset data'!DE$5,0),0)","v":0},{"$f":"ROUND(IF($A47>0,$E47-'Asset data'!DF$5,0),0)","v":0},{"$f":"ROUND(IF($A47>0,$E47-'Asset data'!DG$5,0),0)","v":0},{"$f":"ROUND(IF($A47>0,$E47-'Asset data'!DH$5,0),0)","v":0},{"$f":"ROUND(IF($A47>0,$E47-'Asset data'!DI$5,0),0)","v":0},{"$f":"ROUND(IF($A47>0,$E47-'Asset data'!DJ$5,0),0)","v":0},{"$f":"ROUND(IF($A47>0,$E47-'Asset data'!DK$5,0),0)","v":0},{"$f":"ROUND(IF($A47>0,$E47-'Asset data'!DL$5,0),0)","v":0},{"$f":"ROUND(IF($A47>0,$E47-'Asset data'!DM$5,0),0)","v":0},{"$f":"ROUND(IF($A47>0,$E47-'Asset data'!DN$5,0),0)","v":0},{"$f":"ROUND(IF($A47>0,$E47-'Asset data'!DO$5,0),0)","v":0},{"$f":"ROUND(IF($A47>0,$E47-'Asset data'!DP$5,0),0)","v":0},{"$f":"ROUND(IF($A47>0,$E47-'Asset data'!DQ$5,0),0)","v":0},{"$f":"ROUND(IF($A47>0,$E47-'Asset data'!DR$5,0),0)","v":0},{"$f":"ROUND(IF($A47>0,$E47-'Asset data'!DS$5,0),0)","v":0},{"$f":"ROUND(IF($A47>0,$E47-'Asset data'!DT$5,0),0)","v":0},{"$f":"ROUND(IF($A47>0,$E47-'Asset data'!DU$5,0),0)","v":0},{"$f":"ROUND(IF($A47>0,$E47-'Asset data'!DV$5,0),0)","v":0},{"$f":"ROUND(IF($A47>0,$E47-'Asset data'!DW$5,0),0)","v":0},{"$f":"ROUND(IF($A47>0,$E47-'Asset data'!DX$5,0),0)","v":0},{"$f":"ROUND(IF($A47>0,$E47-'Asset data'!DY$5,0),0)","v":0},{"$f":"ROUND(IF($A47>0,$E47-'Asset data'!DZ$5,0),0)","v":0},{"$f":"ROUND(IF($A47>0,$E47-'Asset data'!EA$5,0),0)","v":0},{"$f":"ROUND(IF($A47>0,$E47-'Asset data'!EB$5,0),0)","v":0},{"$f":"ROUND(IF($A47>0,$E47-'Asset data'!EC$5,0),0)","v":0},{"$f":"ROUND(IF($A47>0,$E47-'Asset data'!ED$5,0),0)","v":0},{"$f":"ROUND(IF($A47>0,$E47-'Asset data'!EE$5,0),0)","v":0},{"$f":"ROUND(IF($A47>0,$E47-'Asset data'!EF$5,0),0)","v":0},{"$f":"ROUND(IF($A47>0,$E47-'Asset data'!EG$5,0),0)","v":0},{"$f":"ROUND(IF($A47>0,$E47-'Asset data'!EH$5,0),0)","v":0},{"$f":"ROUND(IF($A47>0,$E47-'Asset data'!EI$5,0),0)","v":0},{"$f":"ROUND(IF($A47>0,$E47-'Asset data'!EJ$5,0),0)","v":0},{"$f":"ROUND(IF($A47>0,$E47-'Asset data'!EK$5,0),0)","v":0},{"$f":"ROUND(IF($A47>0,$E47-'Asset data'!EL$5,0),0)","v":0},{"$f":"ROUND(IF($A47>0,$E47-'Asset data'!EM$5,0),0)","v":0},{"$f":"ROUND(IF($A47>0,$E47-'Asset data'!EN$5,0),0)","v":0},{"$f":"ROUND(IF($A47>0,$E47-'Asset data'!EO$5,0),0)","v":0},{"$f":"ROUND(IF($A47>0,$E47-'Asset data'!EP$5,0),0)","v":0},{"$f":"ROUND(IF($A47>0,$E47-'Asset data'!EQ$5,0),0)","v":0},{"$f":"ROUND(IF($A47>0,$E47-'Asset data'!ER$5,0),0)","v":0},{"$f":"ROUND(IF($A47>0,$E47-'Asset data'!ES$5,0),0)","v":0},{"$f":"ROUND(IF($A47>0,$E47-'Asset data'!ET$5,0),0)","v":0},{"$f":"ROUND(IF($A47>0,$E47-'Asset data'!EU$5,0),0)","v":0},{"$f":"ROUND(IF($A47>0,$E47-'Asset data'!EV$5,0),0)","v":0},{"$f":"ROUND(IF($A47>0,$E47-'Asset data'!EW$5,0),0)","v":0},{"$f":"ROUND(IF($A47>0,$E47-'Asset data'!EX$5,0),0)","v":0},{"$f":"ROUND(IF($A47>0,$E47-'Asset data'!EY$5,0),0)","v":0},{"$f":"ROUND(IF($A47>0,$E47-'Asset data'!EZ$5,0),0)","v":0},{"$f":"ROUND(IF($A47>0,$E47-'Asset data'!FA$5,0),0)","v":0},{"$f":"ROUND(IF($A47>0,$E47-'Asset data'!FB$5,0),0)","v":0},{"$f":"ROUND(IF($A47>0,$E47-'Asset data'!FC$5,0),0)","v":0},{"$f":"ROUND(IF($A47>0,$E47-'Asset data'!FD$5,0),0)","v":0},{"$f":"ROUND(IF($A47>0,$E47-'Asset data'!FE$5,0),0)","v":0},{"$f":"ROUND(IF($A47>0,$E47-'Asset data'!FF$5,0),0)","v":0},{"$f":"ROUND(IF($A47>0,$E47-'Asset data'!FG$5,0),0)","v":0}]
[{"$f":"'Asset data'!A48","v":0},{"$f":"'Asset data'!B48","v":0},{"$f":"'Asset data'!C48","v":0},{"$f":"'Asset data'!E48","v":0},{"$f":"'Asset data'!I48","v":0},{"$f":"ROUND(IF($A48>0,$E48-'Asset data'!L$5,0),0)","v":0},{"$f":"ROUND(IF($A48>0,$E48-'Asset data'!M$5,0),0)","v":0},{"$f":"ROUND(IF($A48>0,$E48-'Asset data'!N$5,0),0)","v":0},{"$f":"ROUND(IF($A48>0,$E48-'Asset data'!O$5,0),0)","v":0},{"$f":"ROUND(IF($A48>0,$E48-'Asset data'!P$5,0),0)","v":0},{"$f":"ROUND(IF($A48>0,$E48-'Asset data'!Q$5,0),0)","v":0},{"$f":"ROUND(IF($A48>0,$E48-'Asset data'!R$5,0),0)","v":0},{"$f":"ROUND(IF($A48>0,$E48-'Asset data'!S$5,0),0)","v":0},{"$f":"ROUND(IF($A48>0,$E48-'Asset data'!T$5,0),0)","v":0},{"$f":"ROUND(IF($A48>0,$E48-'Asset data'!U$5,0),0)","v":0},{"$f":"ROUND(IF($A48>0,$E48-'Asset data'!V$5,0),0)","v":0},{"$f":"ROUND(IF($A48>0,$E48-'Asset data'!W$5,0),0)","v":0},{"$f":"ROUND(IF($A48>0,$E48-'Asset data'!X$5,0),0)","v":0},{"$f":"ROUND(IF($A48>0,$E48-'Asset data'!Y$5,0),0)","v":0},{"$f":"ROUND(IF($A48>0,$E48-'Asset data'!Z$5,0),0)","v":0},{"$f":"ROUND(IF($A48>0,$E48-'Asset data'!AA$5,0),0)","v":0},{"$f":"ROUND(IF($A48>0,$E48-'Asset data'!AB$5,0),0)","v":0},{"$f":"ROUND(IF($A48>0,$E48-'Asset data'!AC$5,0),0)","v":0},{"$f":"ROUND(IF($A48>0,$E48-'Asset data'!AD$5,0),0)","v":0},{"$f":"ROUND(IF($A48>0,$E48-'Asset data'!AE$5,0),0)","v":0},{"$f":"ROUND(IF($A48>0,$E48-'Asset data'!AF$5,0),0)","v":0},{"$f":"ROUND(IF($A48>0,$E48-'Asset data'!AG$5,0),0)","v":0},{"$f":"ROUND(IF($A48>0,$E48-'Asset data'!AH$5,0),0)","v":0},{"$f":"ROUND(IF($A48>0,$E48-'Asset data'!AI$5,0),0)","v":0},{"$f":"ROUND(IF($A48>0,$E48-'Asset data'!AJ$5,0),0)","v":0},{"$f":"ROUND(IF($A48>0,$E48-'Asset data'!AK$5,0),0)","v":0},{"$f":"ROUND(IF($A48>0,$E48-'Asset data'!AL$5,0),0)","v":0},{"$f":"ROUND(IF($A48>0,$E48-'Asset data'!AM$5,0),0)","v":0},{"$f":"ROUND(IF($A48>0,$E48-'Asset data'!AN$5,0),0)","v":0},{"$f":"ROUND(IF($A48>0,$E48-'Asset data'!AO$5,0),0)","v":0},{"$f":"ROUND(IF($A48>0,$E48-'Asset data'!AP$5,0),0)","v":0},{"$f":"ROUND(IF($A48>0,$E48-'Asset data'!AQ$5,0),0)","v":0},{"$f":"ROUND(IF($A48>0,$E48-'Asset data'!AR$5,0),0)","v":0},{"$f":"ROUND(IF($A48>0,$E48-'Asset data'!AS$5,0),0)","v":0},{"$f":"ROUND(IF($A48>0,$E48-'Asset data'!AT$5,0),0)","v":0},{"$f":"ROUND(IF($A48>0,$E48-'Asset data'!AU$5,0),0)","v":0},{"$f":"ROUND(IF($A48>0,$E48-'Asset data'!AV$5,0),0)","v":0},{"$f":"ROUND(IF($A48>0,$E48-'Asset data'!AW$5,0),0)","v":0},{"$f":"ROUND(IF($A48>0,$E48-'Asset data'!AX$5,0),0)","v":0},{"$f":"ROUND(IF($A48>0,$E48-'Asset data'!AY$5,0),0)","v":0},{"$f":"ROUND(IF($A48>0,$E48-'Asset data'!AZ$5,0),0)","v":0},{"$f":"ROUND(IF($A48>0,$E48-'Asset data'!BA$5,0),0)","v":0},{"$f":"ROUND(IF($A48>0,$E48-'Asset data'!BB$5,0),0)","v":0},{"$f":"ROUND(IF($A48>0,$E48-'Asset data'!BC$5,0),0)","v":0},{"$f":"ROUND(IF($A48>0,$E48-'Asset data'!BD$5,0),0)","v":0},{"$f":"ROUND(IF($A48>0,$E48-'Asset data'!BE$5,0),0)","v":0},{"$f":"ROUND(IF($A48>0,$E48-'Asset data'!BF$5,0),0)","v":0},{"$f":"ROUND(IF($A48>0,$E48-'Asset data'!BG$5,0),0)","v":0},{"$f":"ROUND(IF($A48>0,$E48-'Asset data'!BH$5,0),0)","v":0},{"$f":"ROUND(IF($A48>0,$E48-'Asset data'!BI$5,0),0)","v":0},{"$f":"ROUND(IF($A48>0,$E48-'Asset data'!BJ$5,0),0)","v":0},{"$f":"ROUND(IF($A48>0,$E48-'Asset data'!BK$5,0),0)","v":0},{"$f":"ROUND(IF($A48>0,$E48-'Asset data'!BL$5,0),0)","v":0},{"$f":"ROUND(IF($A48>0,$E48-'Asset data'!BM$5,0),0)","v":0},{"$f":"ROUND(IF($A48>0,$E48-'Asset data'!BN$5,0),0)","v":0},{"$f":"ROUND(IF($A48>0,$E48-'Asset data'!BO$5,0),0)","v":0},{"$f":"ROUND(IF($A48>0,$E48-'Asset data'!BP$5,0),0)","v":0},{"$f":"ROUND(IF($A48>0,$E48-'Asset data'!BQ$5,0),0)","v":0},{"$f":"ROUND(IF($A48>0,$E48-'Asset data'!BR$5,0),0)","v":0},{"$f":"ROUND(IF($A48>0,$E48-'Asset data'!BS$5,0),0)","v":0},{"$f":"ROUND(IF($A48>0,$E48-'Asset data'!BT$5,0),0)","v":0},{"$f":"ROUND(IF($A48>0,$E48-'Asset data'!BU$5,0),0)","v":0},{"$f":"ROUND(IF($A48>0,$E48-'Asset data'!BV$5,0),0)","v":0},{"$f":"ROUND(IF($A48>0,$E48-'Asset data'!BW$5,0),0)","v":0},{"$f":"ROUND(IF($A48>0,$E48-'Asset data'!BX$5,0),0)","v":0},{"$f":"ROUND(IF($A48>0,$E48-'Asset data'!BY$5,0),0)","v":0},{"$f":"ROUND(IF($A48>0,$E48-'Asset data'!BZ$5,0),0)","v":0},{"$f":"ROUND(IF($A48>0,$E48-'Asset data'!CA$5,0),0)","v":0},{"$f":"ROUND(IF($A48>0,$E48-'Asset data'!CB$5,0),0)","v":0},{"$f":"ROUND(IF($A48>0,$E48-'Asset data'!CC$5,0),0)","v":0},{"$f":"ROUND(IF($A48>0,$E48-'Asset data'!CD$5,0),0)","v":0},{"$f":"ROUND(IF($A48>0,$E48-'Asset data'!CE$5,0),0)","v":0},{"$f":"ROUND(IF($A48>0,$E48-'Asset data'!CF$5,0),0)","v":0},{"$f":"ROUND(IF($A48>0,$E48-'Asset data'!CG$5,0),0)","v":0},{"$f":"ROUND(IF($A48>0,$E48-'Asset data'!CH$5,0),0)","v":0},{"$f":"ROUND(IF($A48>0,$E48-'Asset data'!CI$5,0),0)","v":0},{"$f":"ROUND(IF($A48>0,$E48-'Asset data'!CJ$5,0),0)","v":0},{"$f":"ROUND(IF($A48>0,$E48-'Asset data'!CK$5,0),0)","v":0},{"$f":"ROUND(IF($A48>0,$E48-'Asset data'!CL$5,0),0)","v":0},{"$f":"ROUND(IF($A48>0,$E48-'Asset data'!CM$5,0),0)","v":0},{"$f":"ROUND(IF($A48>0,$E48-'Asset data'!CN$5,0),0)","v":0},{"$f":"ROUND(IF($A48>0,$E48-'Asset data'!CO$5,0),0)","v":0},{"$f":"ROUND(IF($A48>0,$E48-'Asset data'!CP$5,0),0)","v":0},{"$f":"ROUND(IF($A48>0,$E48-'Asset data'!CQ$5,0),0)","v":0},{"$f":"ROUND(IF($A48>0,$E48-'Asset data'!CR$5,0),0)","v":0},{"$f":"ROUND(IF($A48>0,$E48-'Asset data'!CS$5,0),0)","v":0},{"$f":"ROUND(IF($A48>0,$E48-'Asset data'!CT$5,0),0)","v":0},{"$f":"ROUND(IF($A48>0,$E48-'Asset data'!CU$5,0),0)","v":0},{"$f":"ROUND(IF($A48>0,$E48-'Asset data'!CV$5,0),0)","v":0},{"$f":"ROUND(IF($A48>0,$E48-'Asset data'!CW$5,0),0)","v":0},{"$f":"ROUND(IF($A48>0,$E48-'Asset data'!CX$5,0),0)","v":0},{"$f":"ROUND(IF($A48>0,$E48-'Asset data'!CY$5,0),0)","v":0},{"$f":"ROUND(IF($A48>0,$E48-'Asset data'!CZ$5,0),0)","v":0},{"$f":"ROUND(IF($A48>0,$E48-'Asset data'!DA$5,0),0)","v":0},{"$f":"ROUND(IF($A48>0,$E48-'Asset data'!DB$5,0),0)","v":0},{"$f":"ROUND(IF($A48>0,$E48-'Asset data'!DC$5,0),0)","v":0},{"$f":"ROUND(IF($A48>0,$E48-'Asset data'!DD$5,0),0)","v":0},{"$f":"ROUND(IF($A48>0,$E48-'Asset data'!DE$5,0),0)","v":0},{"$f":"ROUND(IF($A48>0,$E48-'Asset data'!DF$5,0),0)","v":0},{"$f":"ROUND(IF($A48>0,$E48-'Asset data'!DG$5,0),0)","v":0},{"$f":"ROUND(IF($A48>0,$E48-'Asset data'!DH$5,0),0)","v":0},{"$f":"ROUND(IF($A48>0,$E48-'Asset data'!DI$5,0),0)","v":0},{"$f":"ROUND(IF($A48>0,$E48-'Asset data'!DJ$5,0),0)","v":0},{"$f":"ROUND(IF($A48>0,$E48-'Asset data'!DK$5,0),0)","v":0},{"$f":"ROUND(IF($A48>0,$E48-'Asset data'!DL$5,0),0)","v":0},{"$f":"ROUND(IF($A48>0,$E48-'Asset data'!DM$5,0),0)","v":0},{"$f":"ROUND(IF($A48>0,$E48-'Asset data'!DN$5,0),0)","v":0},{"$f":"ROUND(IF($A48>0,$E48-'Asset data'!DO$5,0),0)","v":0},{"$f":"ROUND(IF($A48>0,$E48-'Asset data'!DP$5,0),0)","v":0},{"$f":"ROUND(IF($A48>0,$E48-'Asset data'!DQ$5,0),0)","v":0},{"$f":"ROUND(IF($A48>0,$E48-'Asset data'!DR$5,0),0)","v":0},{"$f":"ROUND(IF($A48>0,$E48-'Asset data'!DS$5,0),0)","v":0},{"$f":"ROUND(IF($A48>0,$E48-'Asset data'!DT$5,0),0)","v":0},{"$f":"ROUND(IF($A48>0,$E48-'Asset data'!DU$5,0),0)","v":0},{"$f":"ROUND(IF($A48>0,$E48-'Asset data'!DV$5,0),0)","v":0},{"$f":"ROUND(IF($A48>0,$E48-'Asset data'!DW$5,0),0)","v":0},{"$f":"ROUND(IF($A48>0,$E48-'Asset data'!DX$5,0),0)","v":0},{"$f":"ROUND(IF($A48>0,$E48-'Asset data'!DY$5,0),0)","v":0},{"$f":"ROUND(IF($A48>0,$E48-'Asset data'!DZ$5,0),0)","v":0},{"$f":"ROUND(IF($A48>0,$E48-'Asset data'!EA$5,0),0)","v":0},{"$f":"ROUND(IF($A48>0,$E48-'Asset data'!EB$5,0),0)","v":0},{"$f":"ROUND(IF($A48>0,$E48-'Asset data'!EC$5,0),0)","v":0},{"$f":"ROUND(IF($A48>0,$E48-'Asset data'!ED$5,0),0)","v":0},{"$f":"ROUND(IF($A48>0,$E48-'Asset data'!EE$5,0),0)","v":0},{"$f":"ROUND(IF($A48>0,$E48-'Asset data'!EF$5,0),0)","v":0},{"$f":"ROUND(IF($A48>0,$E48-'Asset data'!EG$5,0),0)","v":0},{"$f":"ROUND(IF($A48>0,$E48-'Asset data'!EH$5,0),0)","v":0},{"$f":"ROUND(IF($A48>0,$E48-'Asset data'!EI$5,0),0)","v":0},{"$f":"ROUND(IF($A48>0,$E48-'Asset data'!EJ$5,0),0)","v":0},{"$f":"ROUND(IF($A48>0,$E48-'Asset data'!EK$5,0),0)","v":0},{"$f":"ROUND(IF($A48>0,$E48-'Asset data'!EL$5,0),0)","v":0},{"$f":"ROUND(IF($A48>0,$E48-'Asset data'!EM$5,0),0)","v":0},{"$f":"ROUND(IF($A48>0,$E48-'Asset data'!EN$5,0),0)","v":0},{"$f":"ROUND(IF($A48>0,$E48-'Asset data'!EO$5,0),0)","v":0},{"$f":"ROUND(IF($A48>0,$E48-'Asset data'!EP$5,0),0)","v":0},{"$f":"ROUND(IF($A48>0,$E48-'Asset data'!EQ$5,0),0)","v":0},{"$f":"ROUND(IF($A48>0,$E48-'Asset data'!ER$5,0),0)","v":0},{"$f":"ROUND(IF($A48>0,$E48-'Asset data'!ES$5,0),0)","v":0},{"$f":"ROUND(IF($A48>0,$E48-'Asset data'!ET$5,0),0)","v":0},{"$f":"ROUND(IF($A48>0,$E48-'Asset data'!EU$5,0),0)","v":0},{"$f":"ROUND(IF($A48>0,$E48-'Asset data'!EV$5,0),0)","v":0},{"$f":"ROUND(IF($A48>0,$E48-'Asset data'!EW$5,0),0)","v":0},{"$f":"ROUND(IF($A48>0,$E48-'Asset data'!EX$5,0),0)","v":0},{"$f":"ROUND(IF($A48>0,$E48-'Asset data'!EY$5,0),0)","v":0},{"$f":"ROUND(IF($A48>0,$E48-'Asset data'!EZ$5,0),0)","v":0},{"$f":"ROUND(IF($A48>0,$E48-'Asset data'!FA$5,0),0)","v":0},{"$f":"ROUND(IF($A48>0,$E48-'Asset data'!FB$5,0),0)","v":0},{"$f":"ROUND(IF($A48>0,$E48-'Asset data'!FC$5,0),0)","v":0},{"$f":"ROUND(IF($A48>0,$E48-'Asset data'!FD$5,0),0)","v":0},{"$f":"ROUND(IF($A48>0,$E48-'Asset data'!FE$5,0),0)","v":0},{"$f":"ROUND(IF($A48>0,$E48-'Asset data'!FF$5,0),0)","v":0},{"$f":"ROUND(IF($A48>0,$E48-'Asset data'!FG$5,0),0)","v":0}]
[{"$f":"'Asset data'!A49","v":0},{"$f":"'Asset data'!B49","v":0},{"$f":"'Asset data'!C49","v":0},{"$f":"'Asset data'!E49","v":0},{"$f":"'Asset data'!I49","v":0},{"$f":"ROUND(IF($A49>0,$E49-'Asset data'!L$5,0),0)","v":0},{"$f":"ROUND(IF($A49>0,$E49-'Asset data'!M$5,0),0)","v":0},{"$f":"ROUND(IF($A49>0,$E49-'Asset data'!N$5,0),0)","v":0},{"$f":"ROUND(IF($A49>0,$E49-'Asset data'!O$5,0),0)","v":0},{"$f":"ROUND(IF($A49>0,$E49-'Asset data'!P$5,0),0)","v":0},{"$f":"ROUND(IF($A49>0,$E49-'Asset data'!Q$5,0),0)","v":0},{"$f":"ROUND(IF($A49>0,$E49-'Asset data'!R$5,0),0)","v":0},{"$f":"ROUND(IF($A49>0,$E49-'Asset data'!S$5,0),0)","v":0},{"$f":"ROUND(IF($A49>0,$E49-'Asset data'!T$5,0),0)","v":0},{"$f":"ROUND(IF($A49>0,$E49-'Asset data'!U$5,0),0)","v":0},{"$f":"ROUND(IF($A49>0,$E49-'Asset data'!V$5,0),0)","v":0},{"$f":"ROUND(IF($A49>0,$E49-'Asset data'!W$5,0),0)","v":0},{"$f":"ROUND(IF($A49>0,$E49-'Asset data'!X$5,0),0)","v":0},{"$f":"ROUND(IF($A49>0,$E49-'Asset data'!Y$5,0),0)","v":0},{"$f":"ROUND(IF($A49>0,$E49-'Asset data'!Z$5,0),0)","v":0},{"$f":"ROUND(IF($A49>0,$E49-'Asset data'!AA$5,0),0)","v":0},{"$f":"ROUND(IF($A49>0,$E49-'Asset data'!AB$5,0),0)","v":0},{"$f":"ROUND(IF($A49>0,$E49-'Asset data'!AC$5,0),0)","v":0},{"$f":"ROUND(IF($A49>0,$E49-'Asset data'!AD$5,0),0)","v":0},{"$f":"ROUND(IF($A49>0,$E49-'Asset data'!AE$5,0),0)","v":0},{"$f":"ROUND(IF($A49>0,$E49-'Asset data'!AF$5,0),0)","v":0},{"$f":"ROUND(IF($A49>0,$E49-'Asset data'!AG$5,0),0)","v":0},{"$f":"ROUND(IF($A49>0,$E49-'Asset data'!AH$5,0),0)","v":0},{"$f":"ROUND(IF($A49>0,$E49-'Asset data'!AI$5,0),0)","v":0},{"$f":"ROUND(IF($A49>0,$E49-'Asset data'!AJ$5,0),0)","v":0},{"$f":"ROUND(IF($A49>0,$E49-'Asset data'!AK$5,0),0)","v":0},{"$f":"ROUND(IF($A49>0,$E49-'Asset data'!AL$5,0),0)","v":0},{"$f":"ROUND(IF($A49>0,$E49-'Asset data'!AM$5,0),0)","v":0},{"$f":"ROUND(IF($A49>0,$E49-'Asset data'!AN$5,0),0)","v":0},{"$f":"ROUND(IF($A49>0,$E49-'Asset data'!AO$5,0),0)","v":0},{"$f":"ROUND(IF($A49>0,$E49-'Asset data'!AP$5,0),0)","v":0},{"$f":"ROUND(IF($A49>0,$E49-'Asset data'!AQ$5,0),0)","v":0},{"$f":"ROUND(IF($A49>0,$E49-'Asset data'!AR$5,0),0)","v":0},{"$f":"ROUND(IF($A49>0,$E49-'Asset data'!AS$5,0),0)","v":0},{"$f":"ROUND(IF($A49>0,$E49-'Asset data'!AT$5,0),0)","v":0},{"$f":"ROUND(IF($A49>0,$E49-'Asset data'!AU$5,0),0)","v":0},{"$f":"ROUND(IF($A49>0,$E49-'Asset data'!AV$5,0),0)","v":0},{"$f":"ROUND(IF($A49>0,$E49-'Asset data'!AW$5,0),0)","v":0},{"$f":"ROUND(IF($A49>0,$E49-'Asset data'!AX$5,0),0)","v":0},{"$f":"ROUND(IF($A49>0,$E49-'Asset data'!AY$5,0),0)","v":0},{"$f":"ROUND(IF($A49>0,$E49-'Asset data'!AZ$5,0),0)","v":0},{"$f":"ROUND(IF($A49>0,$E49-'Asset data'!BA$5,0),0)","v":0},{"$f":"ROUND(IF($A49>0,$E49-'Asset data'!BB$5,0),0)","v":0},{"$f":"ROUND(IF($A49>0,$E49-'Asset data'!BC$5,0),0)","v":0},{"$f":"ROUND(IF($A49>0,$E49-'Asset data'!BD$5,0),0)","v":0},{"$f":"ROUND(IF($A49>0,$E49-'Asset data'!BE$5,0),0)","v":0},{"$f":"ROUND(IF($A49>0,$E49-'Asset data'!BF$5,0),0)","v":0},{"$f":"ROUND(IF($A49>0,$E49-'Asset data'!BG$5,0),0)","v":0},{"$f":"ROUND(IF($A49>0,$E49-'Asset data'!BH$5,0),0)","v":0},{"$f":"ROUND(IF($A49>0,$E49-'Asset data'!BI$5,0),0)","v":0},{"$f":"ROUND(IF($A49>0,$E49-'Asset data'!BJ$5,0),0)","v":0},{"$f":"ROUND(IF($A49>0,$E49-'Asset data'!BK$5,0),0)","v":0},{"$f":"ROUND(IF($A49>0,$E49-'Asset data'!BL$5,0),0)","v":0},{"$f":"ROUND(IF($A49>0,$E49-'Asset data'!BM$5,0),0)","v":0},{"$f":"ROUND(IF($A49>0,$E49-'Asset data'!BN$5,0),0)","v":0},{"$f":"ROUND(IF($A49>0,$E49-'Asset data'!BO$5,0),0)","v":0},{"$f":"ROUND(IF($A49>0,$E49-'Asset data'!BP$5,0),0)","v":0},{"$f":"ROUND(IF($A49>0,$E49-'Asset data'!BQ$5,0),0)","v":0},{"$f":"ROUND(IF($A49>0,$E49-'Asset data'!BR$5,0),0)","v":0},{"$f":"ROUND(IF($A49>0,$E49-'Asset data'!BS$5,0),0)","v":0},{"$f":"ROUND(IF($A49>0,$E49-'Asset data'!BT$5,0),0)","v":0},{"$f":"ROUND(IF($A49>0,$E49-'Asset data'!BU$5,0),0)","v":0},{"$f":"ROUND(IF($A49>0,$E49-'Asset data'!BV$5,0),0)","v":0},{"$f":"ROUND(IF($A49>0,$E49-'Asset data'!BW$5,0),0)","v":0},{"$f":"ROUND(IF($A49>0,$E49-'Asset data'!BX$5,0),0)","v":0},{"$f":"ROUND(IF($A49>0,$E49-'Asset data'!BY$5,0),0)","v":0},{"$f":"ROUND(IF($A49>0,$E49-'Asset data'!BZ$5,0),0)","v":0},{"$f":"ROUND(IF($A49>0,$E49-'Asset data'!CA$5,0),0)","v":0},{"$f":"ROUND(IF($A49>0,$E49-'Asset data'!CB$5,0),0)","v":0},{"$f":"ROUND(IF($A49>0,$E49-'Asset data'!CC$5,0),0)","v":0},{"$f":"ROUND(IF($A49>0,$E49-'Asset data'!CD$5,0),0)","v":0},{"$f":"ROUND(IF($A49>0,$E49-'Asset data'!CE$5,0),0)","v":0},{"$f":"ROUND(IF($A49>0,$E49-'Asset data'!CF$5,0),0)","v":0},{"$f":"ROUND(IF($A49>0,$E49-'Asset data'!CG$5,0),0)","v":0},{"$f":"ROUND(IF($A49>0,$E49-'Asset data'!CH$5,0),0)","v":0},{"$f":"ROUND(IF($A49>0,$E49-'Asset data'!CI$5,0),0)","v":0},{"$f":"ROUND(IF($A49>0,$E49-'Asset data'!CJ$5,0),0)","v":0},{"$f":"ROUND(IF($A49>0,$E49-'Asset data'!CK$5,0),0)","v":0},{"$f":"ROUND(IF($A49>0,$E49-'Asset data'!CL$5,0),0)","v":0},{"$f":"ROUND(IF($A49>0,$E49-'Asset data'!CM$5,0),0)","v":0},{"$f":"ROUND(IF($A49>0,$E49-'Asset data'!CN$5,0),0)","v":0},{"$f":"ROUND(IF($A49>0,$E49-'Asset data'!CO$5,0),0)","v":0},{"$f":"ROUND(IF($A49>0,$E49-'Asset data'!CP$5,0),0)","v":0},{"$f":"ROUND(IF($A49>0,$E49-'Asset data'!CQ$5,0),0)","v":0},{"$f":"ROUND(IF($A49>0,$E49-'Asset data'!CR$5,0),0)","v":0},{"$f":"ROUND(IF($A49>0,$E49-'Asset data'!CS$5,0),0)","v":0},{"$f":"ROUND(IF($A49>0,$E49-'Asset data'!CT$5,0),0)","v":0},{"$f":"ROUND(IF($A49>0,$E49-'Asset data'!CU$5,0),0)","v":0},{"$f":"ROUND(IF($A49>0,$E49-'Asset data'!CV$5,0),0)","v":0},{"$f":"ROUND(IF($A49>0,$E49-'Asset data'!CW$5,0),0)","v":0},{"$f":"ROUND(IF($A49>0,$E49-'Asset data'!CX$5,0),0)","v":0},{"$f":"ROUND(IF($A49>0,$E49-'Asset data'!CY$5,0),0)","v":0},{"$f":"ROUND(IF($A49>0,$E49-'Asset data'!CZ$5,0),0)","v":0},{"$f":"ROUND(IF($A49>0,$E49-'Asset data'!DA$5,0),0)","v":0},{"$f":"ROUND(IF($A49>0,$E49-'Asset data'!DB$5,0),0)","v":0},{"$f":"ROUND(IF($A49>0,$E49-'Asset data'!DC$5,0),0)","v":0},{"$f":"ROUND(IF($A49>0,$E49-'Asset data'!DD$5,0),0)","v":0},{"$f":"ROUND(IF($A49>0,$E49-'Asset data'!DE$5,0),0)","v":0},{"$f":"ROUND(IF($A49>0,$E49-'Asset data'!DF$5,0),0)","v":0},{"$f":"ROUND(IF($A49>0,$E49-'Asset data'!DG$5,0),0)","v":0},{"$f":"ROUND(IF($A49>0,$E49-'Asset data'!DH$5,0),0)","v":0},{"$f":"ROUND(IF($A49>0,$E49-'Asset data'!DI$5,0),0)","v":0},{"$f":"ROUND(IF($A49>0,$E49-'Asset data'!DJ$5,0),0)","v":0},{"$f":"ROUND(IF($A49>0,$E49-'Asset data'!DK$5,0),0)","v":0},{"$f":"ROUND(IF($A49>0,$E49-'Asset data'!DL$5,0),0)","v":0},{"$f":"ROUND(IF($A49>0,$E49-'Asset data'!DM$5,0),0)","v":0},{"$f":"ROUND(IF($A49>0,$E49-'Asset data'!DN$5,0),0)","v":0},{"$f":"ROUND(IF($A49>0,$E49-'Asset data'!DO$5,0),0)","v":0},{"$f":"ROUND(IF($A49>0,$E49-'Asset data'!DP$5,0),0)","v":0},{"$f":"ROUND(IF($A49>0,$E49-'Asset data'!DQ$5,0),0)","v":0},{"$f":"ROUND(IF($A49>0,$E49-'Asset data'!DR$5,0),0)","v":0},{"$f":"ROUND(IF($A49>0,$E49-'Asset data'!DS$5,0),0)","v":0},{"$f":"ROUND(IF($A49>0,$E49-'Asset data'!DT$5,0),0)","v":0},{"$f":"ROUND(IF($A49>0,$E49-'Asset data'!DU$5,0),0)","v":0},{"$f":"ROUND(IF($A49>0,$E49-'Asset data'!DV$5,0),0)","v":0},{"$f":"ROUND(IF($A49>0,$E49-'Asset data'!DW$5,0),0)","v":0},{"$f":"ROUND(IF($A49>0,$E49-'Asset data'!DX$5,0),0)","v":0},{"$f":"ROUND(IF($A49>0,$E49-'Asset data'!DY$5,0),0)","v":0},{"$f":"ROUND(IF($A49>0,$E49-'Asset data'!DZ$5,0),0)","v":0},{"$f":"ROUND(IF($A49>0,$E49-'Asset data'!EA$5,0),0)","v":0},{"$f":"ROUND(IF($A49>0,$E49-'Asset data'!EB$5,0),0)","v":0},{"$f":"ROUND(IF($A49>0,$E49-'Asset data'!EC$5,0),0)","v":0},{"$f":"ROUND(IF($A49>0,$E49-'Asset data'!ED$5,0),0)","v":0},{"$f":"ROUND(IF($A49>0,$E49-'Asset data'!EE$5,0),0)","v":0},{"$f":"ROUND(IF($A49>0,$E49-'Asset data'!EF$5,0),0)","v":0},{"$f":"ROUND(IF($A49>0,$E49-'Asset data'!EG$5,0),0)","v":0},{"$f":"ROUND(IF($A49>0,$E49-'Asset data'!EH$5,0),0)","v":0},{"$f":"ROUND(IF($A49>0,$E49-'Asset data'!EI$5,0),0)","v":0},{"$f":"ROUND(IF($A49>0,$E49-'Asset data'!EJ$5,0),0)","v":0},{"$f":"ROUND(IF($A49>0,$E49-'Asset data'!EK$5,0),0)","v":0},{"$f":"ROUND(IF($A49>0,$E49-'Asset data'!EL$5,0),0)","v":0},{"$f":"ROUND(IF($A49>0,$E49-'Asset data'!EM$5,0),0)","v":0},{"$f":"ROUND(IF($A49>0,$E49-'Asset data'!EN$5,0),0)","v":0},{"$f":"ROUND(IF($A49>0,$E49-'Asset data'!EO$5,0),0)","v":0},{"$f":"ROUND(IF($A49>0,$E49-'Asset data'!EP$5,0),0)","v":0},{"$f":"ROUND(IF($A49>0,$E49-'Asset data'!EQ$5,0),0)","v":0},{"$f":"ROUND(IF($A49>0,$E49-'Asset data'!ER$5,0),0)","v":0},{"$f":"ROUND(IF($A49>0,$E49-'Asset data'!ES$5,0),0)","v":0},{"$f":"ROUND(IF($A49>0,$E49-'Asset data'!ET$5,0),0)","v":0},{"$f":"ROUND(IF($A49>0,$E49-'Asset data'!EU$5,0),0)","v":0},{"$f":"ROUND(IF($A49>0,$E49-'Asset data'!EV$5,0),0)","v":0},{"$f":"ROUND(IF($A49>0,$E49-'Asset data'!EW$5,0),0)","v":0},{"$f":"ROUND(IF($A49>0,$E49-'Asset data'!EX$5,0),0)","v":0},{"$f":"ROUND(IF($A49>0,$E49-'Asset data'!EY$5,0),0)","v":0},{"$f":"ROUND(IF($A49>0,$E49-'Asset data'!EZ$5,0),0)","v":0},{"$f":"ROUND(IF($A49>0,$E49-'Asset data'!FA$5,0),0)","v":0},{"$f":"ROUND(IF($A49>0,$E49-'Asset data'!FB$5,0),0)","v":0},{"$f":"ROUND(IF($A49>0,$E49-'Asset data'!FC$5,0),0)","v":0},{"$f":"ROUND(IF($A49>0,$E49-'Asset data'!FD$5,0),0)","v":0},{"$f":"ROUND(IF($A49>0,$E49-'Asset data'!FE$5,0),0)","v":0},{"$f":"ROUND(IF($A49>0,$E49-'Asset data'!FF$5,0),0)","v":0},{"$f":"ROUND(IF($A49>0,$E49-'Asset data'!FG$5,0),0)","v":0}]
[{"$f":"'Asset data'!A50","v":0},{"$f":"'Asset data'!B50","v":0},{"$f":"'Asset data'!C50","v":0},{"$f":"'Asset data'!E50","v":0},{"$f":"'Asset data'!I50","v":0},{"$f":"ROUND(IF($A50>0,$E50-'Asset data'!L$5,0),0)","v":0},{"$f":"ROUND(IF($A50>0,$E50-'Asset data'!M$5,0),0)","v":0},{"$f":"ROUND(IF($A50>0,$E50-'Asset data'!N$5,0),0)","v":0},{"$f":"ROUND(IF($A50>0,$E50-'Asset data'!O$5,0),0)","v":0},{"$f":"ROUND(IF($A50>0,$E50-'Asset data'!P$5,0),0)","v":0},{"$f":"ROUND(IF($A50>0,$E50-'Asset data'!Q$5,0),0)","v":0},{"$f":"ROUND(IF($A50>0,$E50-'Asset data'!R$5,0),0)","v":0},{"$f":"ROUND(IF($A50>0,$E50-'Asset data'!S$5,0),0)","v":0},{"$f":"ROUND(IF($A50>0,$E50-'Asset data'!T$5,0),0)","v":0},{"$f":"ROUND(IF($A50>0,$E50-'Asset data'!U$5,0),0)","v":0},{"$f":"ROUND(IF($A50>0,$E50-'Asset data'!V$5,0),0)","v":0},{"$f":"ROUND(IF($A50>0,$E50-'Asset data'!W$5,0),0)","v":0},{"$f":"ROUND(IF($A50>0,$E50-'Asset data'!X$5,0),0)","v":0},{"$f":"ROUND(IF($A50>0,$E50-'Asset data'!Y$5,0),0)","v":0},{"$f":"ROUND(IF($A50>0,$E50-'Asset data'!Z$5,0),0)","v":0},{"$f":"ROUND(IF($A50>0,$E50-'Asset data'!AA$5,0),0)","v":0},{"$f":"ROUND(IF($A50>0,$E50-'Asset data'!AB$5,0),0)","v":0},{"$f":"ROUND(IF($A50>0,$E50-'Asset data'!AC$5,0),0)","v":0},{"$f":"ROUND(IF($A50>0,$E50-'Asset data'!AD$5,0),0)","v":0},{"$f":"ROUND(IF($A50>0,$E50-'Asset data'!AE$5,0),0)","v":0},{"$f":"ROUND(IF($A50>0,$E50-'Asset data'!AF$5,0),0)","v":0},{"$f":"ROUND(IF($A50>0,$E50-'Asset data'!AG$5,0),0)","v":0},{"$f":"ROUND(IF($A50>0,$E50-'Asset data'!AH$5,0),0)","v":0},{"$f":"ROUND(IF($A50>0,$E50-'Asset data'!AI$5,0),0)","v":0},{"$f":"ROUND(IF($A50>0,$E50-'Asset data'!AJ$5,0),0)","v":0},{"$f":"ROUND(IF($A50>0,$E50-'Asset data'!AK$5,0),0)","v":0},{"$f":"ROUND(IF($A50>0,$E50-'Asset data'!AL$5,0),0)","v":0},{"$f":"ROUND(IF($A50>0,$E50-'Asset data'!AM$5,0),0)","v":0},{"$f":"ROUND(IF($A50>0,$E50-'Asset data'!AN$5,0),0)","v":0},{"$f":"ROUND(IF($A50>0,$E50-'Asset data'!AO$5,0),0)","v":0},{"$f":"ROUND(IF($A50>0,$E50-'Asset data'!AP$5,0),0)","v":0},{"$f":"ROUND(IF($A50>0,$E50-'Asset data'!AQ$5,0),0)","v":0},{"$f":"ROUND(IF($A50>0,$E50-'Asset data'!AR$5,0),0)","v":0},{"$f":"ROUND(IF($A50>0,$E50-'Asset data'!AS$5,0),0)","v":0},{"$f":"ROUND(IF($A50>0,$E50-'Asset data'!AT$5,0),0)","v":0},{"$f":"ROUND(IF($A50>0,$E50-'Asset data'!AU$5,0),0)","v":0},{"$f":"ROUND(IF($A50>0,$E50-'Asset data'!AV$5,0),0)","v":0},{"$f":"ROUND(IF($A50>0,$E50-'Asset data'!AW$5,0),0)","v":0},{"$f":"ROUND(IF($A50>0,$E50-'Asset data'!AX$5,0),0)","v":0},{"$f":"ROUND(IF($A50>0,$E50-'Asset data'!AY$5,0),0)","v":0},{"$f":"ROUND(IF($A50>0,$E50-'Asset data'!AZ$5,0),0)","v":0},{"$f":"ROUND(IF($A50>0,$E50-'Asset data'!BA$5,0),0)","v":0},{"$f":"ROUND(IF($A50>0,$E50-'Asset data'!BB$5,0),0)","v":0},{"$f":"ROUND(IF($A50>0,$E50-'Asset data'!BC$5,0),0)","v":0},{"$f":"ROUND(IF($A50>0,$E50-'Asset data'!BD$5,0),0)","v":0},{"$f":"ROUND(IF($A50>0,$E50-'Asset data'!BE$5,0),0)","v":0},{"$f":"ROUND(IF($A50>0,$E50-'Asset data'!BF$5,0),0)","v":0},{"$f":"ROUND(IF($A50>0,$E50-'Asset data'!BG$5,0),0)","v":0},{"$f":"ROUND(IF($A50>0,$E50-'Asset data'!BH$5,0),0)","v":0},{"$f":"ROUND(IF($A50>0,$E50-'Asset data'!BI$5,0),0)","v":0},{"$f":"ROUND(IF($A50>0,$E50-'Asset data'!BJ$5,0),0)","v":0},{"$f":"ROUND(IF($A50>0,$E50-'Asset data'!BK$5,0),0)","v":0},{"$f":"ROUND(IF($A50>0,$E50-'Asset data'!BL$5,0),0)","v":0},{"$f":"ROUND(IF($A50>0,$E50-'Asset data'!BM$5,0),0)","v":0},{"$f":"ROUND(IF($A50>0,$E50-'Asset data'!BN$5,0),0)","v":0},{"$f":"ROUND(IF($A50>0,$E50-'Asset data'!BO$5,0),0)","v":0},{"$f":"ROUND(IF($A50>0,$E50-'Asset data'!BP$5,0),0)","v":0},{"$f":"ROUND(IF($A50>0,$E50-'Asset data'!BQ$5,0),0)","v":0},{"$f":"ROUND(IF($A50>0,$E50-'Asset data'!BR$5,0),0)","v":0},{"$f":"ROUND(IF($A50>0,$E50-'Asset data'!BS$5,0),0)","v":0},{"$f":"ROUND(IF($A50>0,$E50-'Asset data'!BT$5,0),0)","v":0},{"$f":"ROUND(IF($A50>0,$E50-'Asset data'!BU$5,0),0)","v":0},{"$f":"ROUND(IF($A50>0,$E50-'Asset data'!BV$5,0),0)","v":0},{"$f":"ROUND(IF($A50>0,$E50-'Asset data'!BW$5,0),0)","v":0},{"$f":"ROUND(IF($A50>0,$E50-'Asset data'!BX$5,0),0)","v":0},{"$f":"ROUND(IF($A50>0,$E50-'Asset data'!BY$5,0),0)","v":0},{"$f":"ROUND(IF($A50>0,$E50-'Asset data'!BZ$5,0),0)","v":0},{"$f":"ROUND(IF($A50>0,$E50-'Asset data'!CA$5,0),0)","v":0},{"$f":"ROUND(IF($A50>0,$E50-'Asset data'!CB$5,0),0)","v":0},{"$f":"ROUND(IF($A50>0,$E50-'Asset data'!CC$5,0),0)","v":0},{"$f":"ROUND(IF($A50>0,$E50-'Asset data'!CD$5,0),0)","v":0},{"$f":"ROUND(IF($A50>0,$E50-'Asset data'!CE$5,0),0)","v":0},{"$f":"ROUND(IF($A50>0,$E50-'Asset data'!CF$5,0),0)","v":0},{"$f":"ROUND(IF($A50>0,$E50-'Asset data'!CG$5,0),0)","v":0},{"$f":"ROUND(IF($A50>0,$E50-'Asset data'!CH$5,0),0)","v":0},{"$f":"ROUND(IF($A50>0,$E50-'Asset data'!CI$5,0),0)","v":0},{"$f":"ROUND(IF($A50>0,$E50-'Asset data'!CJ$5,0),0)","v":0},{"$f":"ROUND(IF($A50>0,$E50-'Asset data'!CK$5,0),0)","v":0},{"$f":"ROUND(IF($A50>0,$E50-'Asset data'!CL$5,0),0)","v":0},{"$f":"ROUND(IF($A50>0,$E50-'Asset data'!CM$5,0),0)","v":0},{"$f":"ROUND(IF($A50>0,$E50-'Asset data'!CN$5,0),0)","v":0},{"$f":"ROUND(IF($A50>0,$E50-'Asset data'!CO$5,0),0)","v":0},{"$f":"ROUND(IF($A50>0,$E50-'Asset data'!CP$5,0),0)","v":0},{"$f":"ROUND(IF($A50>0,$E50-'Asset data'!CQ$5,0),0)","v":0},{"$f":"ROUND(IF($A50>0,$E50-'Asset data'!CR$5,0),0)","v":0},{"$f":"ROUND(IF($A50>0,$E50-'Asset data'!CS$5,0),0)","v":0},{"$f":"ROUND(IF($A50>0,$E50-'Asset data'!CT$5,0),0)","v":0},{"$f":"ROUND(IF($A50>0,$E50-'Asset data'!CU$5,0),0)","v":0},{"$f":"ROUND(IF($A50>0,$E50-'Asset data'!CV$5,0),0)","v":0},{"$f":"ROUND(IF($A50>0,$E50-'Asset data'!CW$5,0),0)","v":0},{"$f":"ROUND(IF($A50>0,$E50-'Asset data'!CX$5,0),0)","v":0},{"$f":"ROUND(IF($A50>0,$E50-'Asset data'!CY$5,0),0)","v":0},{"$f":"ROUND(IF($A50>0,$E50-'Asset data'!CZ$5,0),0)","v":0},{"$f":"ROUND(IF($A50>0,$E50-'Asset data'!DA$5,0),0)","v":0},{"$f":"ROUND(IF($A50>0,$E50-'Asset data'!DB$5,0),0)","v":0},{"$f":"ROUND(IF($A50>0,$E50-'Asset data'!DC$5,0),0)","v":0},{"$f":"ROUND(IF($A50>0,$E50-'Asset data'!DD$5,0),0)","v":0},{"$f":"ROUND(IF($A50>0,$E50-'Asset data'!DE$5,0),0)","v":0},{"$f":"ROUND(IF($A50>0,$E50-'Asset data'!DF$5,0),0)","v":0},{"$f":"ROUND(IF($A50>0,$E50-'Asset data'!DG$5,0),0)","v":0},{"$f":"ROUND(IF($A50>0,$E50-'Asset data'!DH$5,0),0)","v":0},{"$f":"ROUND(IF($A50>0,$E50-'Asset data'!DI$5,0),0)","v":0},{"$f":"ROUND(IF($A50>0,$E50-'Asset data'!DJ$5,0),0)","v":0},{"$f":"ROUND(IF($A50>0,$E50-'Asset data'!DK$5,0),0)","v":0},{"$f":"ROUND(IF($A50>0,$E50-'Asset data'!DL$5,0),0)","v":0},{"$f":"ROUND(IF($A50>0,$E50-'Asset data'!DM$5,0),0)","v":0},{"$f":"ROUND(IF($A50>0,$E50-'Asset data'!DN$5,0),0)","v":0},{"$f":"ROUND(IF($A50>0,$E50-'Asset data'!DO$5,0),0)","v":0},{"$f":"ROUND(IF($A50>0,$E50-'Asset data'!DP$5,0),0)","v":0},{"$f":"ROUND(IF($A50>0,$E50-'Asset data'!DQ$5,0),0)","v":0},{"$f":"ROUND(IF($A50>0,$E50-'Asset data'!DR$5,0),0)","v":0},{"$f":"ROUND(IF($A50>0,$E50-'Asset data'!DS$5,0),0)","v":0},{"$f":"ROUND(IF($A50>0,$E50-'Asset data'!DT$5,0),0)","v":0},{"$f":"ROUND(IF($A50>0,$E50-'Asset data'!DU$5,0),0)","v":0},{"$f":"ROUND(IF($A50>0,$E50-'Asset data'!DV$5,0),0)","v":0},{"$f":"ROUND(IF($A50>0,$E50-'Asset data'!DW$5,0),0)","v":0},{"$f":"ROUND(IF($A50>0,$E50-'Asset data'!DX$5,0),0)","v":0},{"$f":"ROUND(IF($A50>0,$E50-'Asset data'!DY$5,0),0)","v":0},{"$f":"ROUND(IF($A50>0,$E50-'Asset data'!DZ$5,0),0)","v":0},{"$f":"ROUND(IF($A50>0,$E50-'Asset data'!EA$5,0),0)","v":0},{"$f":"ROUND(IF($A50>0,$E50-'Asset data'!EB$5,0),0)","v":0},{"$f":"ROUND(IF($A50>0,$E50-'Asset data'!EC$5,0),0)","v":0},{"$f":"ROUND(IF($A50>0,$E50-'Asset data'!ED$5,0),0)","v":0},{"$f":"ROUND(IF($A50>0,$E50-'Asset data'!EE$5,0),0)","v":0},{"$f":"ROUND(IF($A50>0,$E50-'Asset data'!EF$5,0),0)","v":0},{"$f":"ROUND(IF($A50>0,$E50-'Asset data'!EG$5,0),0)","v":0},{"$f":"ROUND(IF($A50>0,$E50-'Asset data'!EH$5,0),0)","v":0},{"$f":"ROUND(IF($A50>0,$E50-'Asset data'!EI$5,0),0)","v":0},{"$f":"ROUND(IF($A50>0,$E50-'Asset data'!EJ$5,0),0)","v":0},{"$f":"ROUND(IF($A50>0,$E50-'Asset data'!EK$5,0),0)","v":0},{"$f":"ROUND(IF($A50>0,$E50-'Asset data'!EL$5,0),0)","v":0},{"$f":"ROUND(IF($A50>0,$E50-'Asset data'!EM$5,0),0)","v":0},{"$f":"ROUND(IF($A50>0,$E50-'Asset data'!EN$5,0),0)","v":0},{"$f":"ROUND(IF($A50>0,$E50-'Asset data'!EO$5,0),0)","v":0},{"$f":"ROUND(IF($A50>0,$E50-'Asset data'!EP$5,0),0)","v":0},{"$f":"ROUND(IF($A50>0,$E50-'Asset data'!EQ$5,0),0)","v":0},{"$f":"ROUND(IF($A50>0,$E50-'Asset data'!ER$5,0),0)","v":0},{"$f":"ROUND(IF($A50>0,$E50-'Asset data'!ES$5,0),0)","v":0},{"$f":"ROUND(IF($A50>0,$E50-'Asset data'!ET$5,0),0)","v":0},{"$f":"ROUND(IF($A50>0,$E50-'Asset data'!EU$5,0),0)","v":0},{"$f":"ROUND(IF($A50>0,$E50-'Asset data'!EV$5,0),0)","v":0},{"$f":"ROUND(IF($A50>0,$E50-'Asset data'!EW$5,0),0)","v":0},{"$f":"ROUND(IF($A50>0,$E50-'Asset data'!EX$5,0),0)","v":0},{"$f":"ROUND(IF($A50>0,$E50-'Asset data'!EY$5,0),0)","v":0},{"$f":"ROUND(IF($A50>0,$E50-'Asset data'!EZ$5,0),0)","v":0},{"$f":"ROUND(IF($A50>0,$E50-'Asset data'!FA$5,0),0)","v":0},{"$f":"ROUND(IF($A50>0,$E50-'Asset data'!FB$5,0),0)","v":0},{"$f":"ROUND(IF($A50>0,$E50-'Asset data'!FC$5,0),0)","v":0},{"$f":"ROUND(IF($A50>0,$E50-'Asset data'!FD$5,0),0)","v":0},{"$f":"ROUND(IF($A50>0,$E50-'Asset data'!FE$5,0),0)","v":0},{"$f":"ROUND(IF($A50>0,$E50-'Asset data'!FF$5,0),0)","v":0},{"$f":"ROUND(IF($A50>0,$E50-'Asset data'!FG$5,0),0)","v":0}]
[{"$f":"'Asset data'!A51","v":0},{"$f":"'Asset data'!B51","v":0},{"$f":"'Asset data'!C51","v":0},{"$f":"'Asset data'!E51","v":0},{"$f":"'Asset data'!I51","v":0},{"$f":"ROUND(IF($A51>0,$E51-'Asset data'!L$5,0),0)","v":0},{"$f":"ROUND(IF($A51>0,$E51-'Asset data'!M$5,0),0)","v":0},{"$f":"ROUND(IF($A51>0,$E51-'Asset data'!N$5,0),0)","v":0},{"$f":"ROUND(IF($A51>0,$E51-'Asset data'!O$5,0),0)","v":0},{"$f":"ROUND(IF($A51>0,$E51-'Asset data'!P$5,0),0)","v":0},{"$f":"ROUND(IF($A51>0,$E51-'Asset data'!Q$5,0),0)","v":0},{"$f":"ROUND(IF($A51>0,$E51-'Asset data'!R$5,0),0)","v":0},{"$f":"ROUND(IF($A51>0,$E51-'Asset data'!S$5,0),0)","v":0},{"$f":"ROUND(IF($A51>0,$E51-'Asset data'!T$5,0),0)","v":0},{"$f":"ROUND(IF($A51>0,$E51-'Asset data'!U$5,0),0)","v":0},{"$f":"ROUND(IF($A51>0,$E51-'Asset data'!V$5,0),0)","v":0},{"$f":"ROUND(IF($A51>0,$E51-'Asset data'!W$5,0),0)","v":0},{"$f":"ROUND(IF($A51>0,$E51-'Asset data'!X$5,0),0)","v":0},{"$f":"ROUND(IF($A51>0,$E51-'Asset data'!Y$5,0),0)","v":0},{"$f":"ROUND(IF($A51>0,$E51-'Asset data'!Z$5,0),0)","v":0},{"$f":"ROUND(IF($A51>0,$E51-'Asset data'!AA$5,0),0)","v":0},{"$f":"ROUND(IF($A51>0,$E51-'Asset data'!AB$5,0),0)","v":0},{"$f":"ROUND(IF($A51>0,$E51-'Asset data'!AC$5,0),0)","v":0},{"$f":"ROUND(IF($A51>0,$E51-'Asset data'!AD$5,0),0)","v":0},{"$f":"ROUND(IF($A51>0,$E51-'Asset data'!AE$5,0),0)","v":0},{"$f":"ROUND(IF($A51>0,$E51-'Asset data'!AF$5,0),0)","v":0},{"$f":"ROUND(IF($A51>0,$E51-'Asset data'!AG$5,0),0)","v":0},{"$f":"ROUND(IF($A51>0,$E51-'Asset data'!AH$5,0),0)","v":0},{"$f":"ROUND(IF($A51>0,$E51-'Asset data'!AI$5,0),0)","v":0},{"$f":"ROUND(IF($A51>0,$E51-'Asset data'!AJ$5,0),0)","v":0},{"$f":"ROUND(IF($A51>0,$E51-'Asset data'!AK$5,0),0)","v":0},{"$f":"ROUND(IF($A51>0,$E51-'Asset data'!AL$5,0),0)","v":0},{"$f":"ROUND(IF($A51>0,$E51-'Asset data'!AM$5,0),0)","v":0},{"$f":"ROUND(IF($A51>0,$E51-'Asset data'!AN$5,0),0)","v":0},{"$f":"ROUND(IF($A51>0,$E51-'Asset data'!AO$5,0),0)","v":0},{"$f":"ROUND(IF($A51>0,$E51-'Asset data'!AP$5,0),0)","v":0},{"$f":"ROUND(IF($A51>0,$E51-'Asset data'!AQ$5,0),0)","v":0},{"$f":"ROUND(IF($A51>0,$E51-'Asset data'!AR$5,0),0)","v":0},{"$f":"ROUND(IF($A51>0,$E51-'Asset data'!AS$5,0),0)","v":0},{"$f":"ROUND(IF($A51>0,$E51-'Asset data'!AT$5,0),0)","v":0},{"$f":"ROUND(IF($A51>0,$E51-'Asset data'!AU$5,0),0)","v":0},{"$f":"ROUND(IF($A51>0,$E51-'Asset data'!AV$5,0),0)","v":0},{"$f":"ROUND(IF($A51>0,$E51-'Asset data'!AW$5,0),0)","v":0},{"$f":"ROUND(IF($A51>0,$E51-'Asset data'!AX$5,0),0)","v":0},{"$f":"ROUND(IF($A51>0,$E51-'Asset data'!AY$5,0),0)","v":0},{"$f":"ROUND(IF($A51>0,$E51-'Asset data'!AZ$5,0),0)","v":0},{"$f":"ROUND(IF($A51>0,$E51-'Asset data'!BA$5,0),0)","v":0},{"$f":"ROUND(IF($A51>0,$E51-'Asset data'!BB$5,0),0)","v":0},{"$f":"ROUND(IF($A51>0,$E51-'Asset data'!BC$5,0),0)","v":0},{"$f":"ROUND(IF($A51>0,$E51-'Asset data'!BD$5,0),0)","v":0},{"$f":"ROUND(IF($A51>0,$E51-'Asset data'!BE$5,0),0)","v":0},{"$f":"ROUND(IF($A51>0,$E51-'Asset data'!BF$5,0),0)","v":0},{"$f":"ROUND(IF($A51>0,$E51-'Asset data'!BG$5,0),0)","v":0},{"$f":"ROUND(IF($A51>0,$E51-'Asset data'!BH$5,0),0)","v":0},{"$f":"ROUND(IF($A51>0,$E51-'Asset data'!BI$5,0),0)","v":0},{"$f":"ROUND(IF($A51>0,$E51-'Asset data'!BJ$5,0),0)","v":0},{"$f":"ROUND(IF($A51>0,$E51-'Asset data'!BK$5,0),0)","v":0},{"$f":"ROUND(IF($A51>0,$E51-'Asset data'!BL$5,0),0)","v":0},{"$f":"ROUND(IF($A51>0,$E51-'Asset data'!BM$5,0),0)","v":0},{"$f":"ROUND(IF($A51>0,$E51-'Asset data'!BN$5,0),0)","v":0},{"$f":"ROUND(IF($A51>0,$E51-'Asset data'!BO$5,0),0)","v":0},{"$f":"ROUND(IF($A51>0,$E51-'Asset data'!BP$5,0),0)","v":0},{"$f":"ROUND(IF($A51>0,$E51-'Asset data'!BQ$5,0),0)","v":0},{"$f":"ROUND(IF($A51>0,$E51-'Asset data'!BR$5,0),0)","v":0},{"$f":"ROUND(IF($A51>0,$E51-'Asset data'!BS$5,0),0)","v":0},{"$f":"ROUND(IF($A51>0,$E51-'Asset data'!BT$5,0),0)","v":0},{"$f":"ROUND(IF($A51>0,$E51-'Asset data'!BU$5,0),0)","v":0},{"$f":"ROUND(IF($A51>0,$E51-'Asset data'!BV$5,0),0)","v":0},{"$f":"ROUND(IF($A51>0,$E51-'Asset data'!BW$5,0),0)","v":0},{"$f":"ROUND(IF($A51>0,$E51-'Asset data'!BX$5,0),0)","v":0},{"$f":"ROUND(IF($A51>0,$E51-'Asset data'!BY$5,0),0)","v":0},{"$f":"ROUND(IF($A51>0,$E51-'Asset data'!BZ$5,0),0)","v":0},{"$f":"ROUND(IF($A51>0,$E51-'Asset data'!CA$5,0),0)","v":0},{"$f":"ROUND(IF($A51>0,$E51-'Asset data'!CB$5,0),0)","v":0},{"$f":"ROUND(IF($A51>0,$E51-'Asset data'!CC$5,0),0)","v":0},{"$f":"ROUND(IF($A51>0,$E51-'Asset data'!CD$5,0),0)","v":0},{"$f":"ROUND(IF($A51>0,$E51-'Asset data'!CE$5,0),0)","v":0},{"$f":"ROUND(IF($A51>0,$E51-'Asset data'!CF$5,0),0)","v":0},{"$f":"ROUND(IF($A51>0,$E51-'Asset data'!CG$5,0),0)","v":0},{"$f":"ROUND(IF($A51>0,$E51-'Asset data'!CH$5,0),0)","v":0},{"$f":"ROUND(IF($A51>0,$E51-'Asset data'!CI$5,0),0)","v":0},{"$f":"ROUND(IF($A51>0,$E51-'Asset data'!CJ$5,0),0)","v":0},{"$f":"ROUND(IF($A51>0,$E51-'Asset data'!CK$5,0),0)","v":0},{"$f":"ROUND(IF($A51>0,$E51-'Asset data'!CL$5,0),0)","v":0},{"$f":"ROUND(IF($A51>0,$E51-'Asset data'!CM$5,0),0)","v":0},{"$f":"ROUND(IF($A51>0,$E51-'Asset data'!CN$5,0),0)","v":0},{"$f":"ROUND(IF($A51>0,$E51-'Asset data'!CO$5,0),0)","v":0},{"$f":"ROUND(IF($A51>0,$E51-'Asset data'!CP$5,0),0)","v":0},{"$f":"ROUND(IF($A51>0,$E51-'Asset data'!CQ$5,0),0)","v":0},{"$f":"ROUND(IF($A51>0,$E51-'Asset data'!CR$5,0),0)","v":0},{"$f":"ROUND(IF($A51>0,$E51-'Asset data'!CS$5,0),0)","v":0},{"$f":"ROUND(IF($A51>0,$E51-'Asset data'!CT$5,0),0)","v":0},{"$f":"ROUND(IF($A51>0,$E51-'Asset data'!CU$5,0),0)","v":0},{"$f":"ROUND(IF($A51>0,$E51-'Asset data'!CV$5,0),0)","v":0},{"$f":"ROUND(IF($A51>0,$E51-'Asset data'!CW$5,0),0)","v":0},{"$f":"ROUND(IF($A51>0,$E51-'Asset data'!CX$5,0),0)","v":0},{"$f":"ROUND(IF($A51>0,$E51-'Asset data'!CY$5,0),0)","v":0},{"$f":"ROUND(IF($A51>0,$E51-'Asset data'!CZ$5,0),0)","v":0},{"$f":"ROUND(IF($A51>0,$E51-'Asset data'!DA$5,0),0)","v":0},{"$f":"ROUND(IF($A51>0,$E51-'Asset data'!DB$5,0),0)","v":0},{"$f":"ROUND(IF($A51>0,$E51-'Asset data'!DC$5,0),0)","v":0},{"$f":"ROUND(IF($A51>0,$E51-'Asset data'!DD$5,0),0)","v":0},{"$f":"ROUND(IF($A51>0,$E51-'Asset data'!DE$5,0),0)","v":0},{"$f":"ROUND(IF($A51>0,$E51-'Asset data'!DF$5,0),0)","v":0},{"$f":"ROUND(IF($A51>0,$E51-'Asset data'!DG$5,0),0)","v":0},{"$f":"ROUND(IF($A51>0,$E51-'Asset data'!DH$5,0),0)","v":0},{"$f":"ROUND(IF($A51>0,$E51-'Asset data'!DI$5,0),0)","v":0},{"$f":"ROUND(IF($A51>0,$E51-'Asset data'!DJ$5,0),0)","v":0},{"$f":"ROUND(IF($A51>0,$E51-'Asset data'!DK$5,0),0)","v":0},{"$f":"ROUND(IF($A51>0,$E51-'Asset data'!DL$5,0),0)","v":0},{"$f":"ROUND(IF($A51>0,$E51-'Asset data'!DM$5,0),0)","v":0},{"$f":"ROUND(IF($A51>0,$E51-'Asset data'!DN$5,0),0)","v":0},{"$f":"ROUND(IF($A51>0,$E51-'Asset data'!DO$5,0),0)","v":0},{"$f":"ROUND(IF($A51>0,$E51-'Asset data'!DP$5,0),0)","v":0},{"$f":"ROUND(IF($A51>0,$E51-'Asset data'!DQ$5,0),0)","v":0},{"$f":"ROUND(IF($A51>0,$E51-'Asset data'!DR$5,0),0)","v":0},{"$f":"ROUND(IF($A51>0,$E51-'Asset data'!DS$5,0),0)","v":0},{"$f":"ROUND(IF($A51>0,$E51-'Asset data'!DT$5,0),0)","v":0},{"$f":"ROUND(IF($A51>0,$E51-'Asset data'!DU$5,0),0)","v":0},{"$f":"ROUND(IF($A51>0,$E51-'Asset data'!DV$5,0),0)","v":0},{"$f":"ROUND(IF($A51>0,$E51-'Asset data'!DW$5,0),0)","v":0},{"$f":"ROUND(IF($A51>0,$E51-'Asset data'!DX$5,0),0)","v":0},{"$f":"ROUND(IF($A51>0,$E51-'Asset data'!DY$5,0),0)","v":0},{"$f":"ROUND(IF($A51>0,$E51-'Asset data'!DZ$5,0),0)","v":0},{"$f":"ROUND(IF($A51>0,$E51-'Asset data'!EA$5,0),0)","v":0},{"$f":"ROUND(IF($A51>0,$E51-'Asset data'!EB$5,0),0)","v":0},{"$f":"ROUND(IF($A51>0,$E51-'Asset data'!EC$5,0),0)","v":0},{"$f":"ROUND(IF($A51>0,$E51-'Asset data'!ED$5,0),0)","v":0},{"$f":"ROUND(IF($A51>0,$E51-'Asset data'!EE$5,0),0)","v":0},{"$f":"ROUND(IF($A51>0,$E51-'Asset data'!EF$5,0),0)","v":0},{"$f":"ROUND(IF($A51>0,$E51-'Asset data'!EG$5,0),0)","v":0},{"$f":"ROUND(IF($A51>0,$E51-'Asset data'!EH$5,0),0)","v":0},{"$f":"ROUND(IF($A51>0,$E51-'Asset data'!EI$5,0),0)","v":0},{"$f":"ROUND(IF($A51>0,$E51-'Asset data'!EJ$5,0),0)","v":0},{"$f":"ROUND(IF($A51>0,$E51-'Asset data'!EK$5,0),0)","v":0},{"$f":"ROUND(IF($A51>0,$E51-'Asset data'!EL$5,0),0)","v":0},{"$f":"ROUND(IF($A51>0,$E51-'Asset data'!EM$5,0),0)","v":0},{"$f":"ROUND(IF($A51>0,$E51-'Asset data'!EN$5,0),0)","v":0},{"$f":"ROUND(IF($A51>0,$E51-'Asset data'!EO$5,0),0)","v":0},{"$f":"ROUND(IF($A51>0,$E51-'Asset data'!EP$5,0),0)","v":0},{"$f":"ROUND(IF($A51>0,$E51-'Asset data'!EQ$5,0),0)","v":0},{"$f":"ROUND(IF($A51>0,$E51-'Asset data'!ER$5,0),0)","v":0},{"$f":"ROUND(IF($A51>0,$E51-'Asset data'!ES$5,0),0)","v":0},{"$f":"ROUND(IF($A51>0,$E51-'Asset data'!ET$5,0),0)","v":0},{"$f":"ROUND(IF($A51>0,$E51-'Asset data'!EU$5,0),0)","v":0},{"$f":"ROUND(IF($A51>0,$E51-'Asset data'!EV$5,0),0)","v":0},{"$f":"ROUND(IF($A51>0,$E51-'Asset data'!EW$5,0),0)","v":0},{"$f":"ROUND(IF($A51>0,$E51-'Asset data'!EX$5,0),0)","v":0},{"$f":"ROUND(IF($A51>0,$E51-'Asset data'!EY$5,0),0)","v":0},{"$f":"ROUND(IF($A51>0,$E51-'Asset data'!EZ$5,0),0)","v":0},{"$f":"ROUND(IF($A51>0,$E51-'Asset data'!FA$5,0),0)","v":0},{"$f":"ROUND(IF($A51>0,$E51-'Asset data'!FB$5,0),0)","v":0},{"$f":"ROUND(IF($A51>0,$E51-'Asset data'!FC$5,0),0)","v":0},{"$f":"ROUND(IF($A51>0,$E51-'Asset data'!FD$5,0),0)","v":0},{"$f":"ROUND(IF($A51>0,$E51-'Asset data'!FE$5,0),0)","v":0},{"$f":"ROUND(IF($A51>0,$E51-'Asset data'!FF$5,0),0)","v":0},{"$f":"ROUND(IF($A51>0,$E51-'Asset data'!FG$5,0),0)","v":0}]
[{"$f":"'Asset data'!A52","v":0},{"$f":"'Asset data'!B52","v":0},{"$f":"'Asset data'!C52","v":0},{"$f":"'Asset data'!E52","v":0},{"$f":"'Asset data'!I52","v":0},{"$f":"ROUND(IF($A52>0,$E52-'Asset data'!L$5,0),0)","v":0},{"$f":"ROUND(IF($A52>0,$E52-'Asset data'!M$5,0),0)","v":0},{"$f":"ROUND(IF($A52>0,$E52-'Asset data'!N$5,0),0)","v":0},{"$f":"ROUND(IF($A52>0,$E52-'Asset data'!O$5,0),0)","v":0},{"$f":"ROUND(IF($A52>0,$E52-'Asset data'!P$5,0),0)","v":0},{"$f":"ROUND(IF($A52>0,$E52-'Asset data'!Q$5,0),0)","v":0},{"$f":"ROUND(IF($A52>0,$E52-'Asset data'!R$5,0),0)","v":0},{"$f":"ROUND(IF($A52>0,$E52-'Asset data'!S$5,0),0)","v":0},{"$f":"ROUND(IF($A52>0,$E52-'Asset data'!T$5,0),0)","v":0},{"$f":"ROUND(IF($A52>0,$E52-'Asset data'!U$5,0),0)","v":0},{"$f":"ROUND(IF($A52>0,$E52-'Asset data'!V$5,0),0)","v":0},{"$f":"ROUND(IF($A52>0,$E52-'Asset data'!W$5,0),0)","v":0},{"$f":"ROUND(IF($A52>0,$E52-'Asset data'!X$5,0),0)","v":0},{"$f":"ROUND(IF($A52>0,$E52-'Asset data'!Y$5,0),0)","v":0},{"$f":"ROUND(IF($A52>0,$E52-'Asset data'!Z$5,0),0)","v":0},{"$f":"ROUND(IF($A52>0,$E52-'Asset data'!AA$5,0),0)","v":0},{"$f":"ROUND(IF($A52>0,$E52-'Asset data'!AB$5,0),0)","v":0},{"$f":"ROUND(IF($A52>0,$E52-'Asset data'!AC$5,0),0)","v":0},{"$f":"ROUND(IF($A52>0,$E52-'Asset data'!AD$5,0),0)","v":0},{"$f":"ROUND(IF($A52>0,$E52-'Asset data'!AE$5,0),0)","v":0},{"$f":"ROUND(IF($A52>0,$E52-'Asset data'!AF$5,0),0)","v":0},{"$f":"ROUND(IF($A52>0,$E52-'Asset data'!AG$5,0),0)","v":0},{"$f":"ROUND(IF($A52>0,$E52-'Asset data'!AH$5,0),0)","v":0},{"$f":"ROUND(IF($A52>0,$E52-'Asset data'!AI$5,0),0)","v":0},{"$f":"ROUND(IF($A52>0,$E52-'Asset data'!AJ$5,0),0)","v":0},{"$f":"ROUND(IF($A52>0,$E52-'Asset data'!AK$5,0),0)","v":0},{"$f":"ROUND(IF($A52>0,$E52-'Asset data'!AL$5,0),0)","v":0},{"$f":"ROUND(IF($A52>0,$E52-'Asset data'!AM$5,0),0)","v":0},{"$f":"ROUND(IF($A52>0,$E52-'Asset data'!AN$5,0),0)","v":0},{"$f":"ROUND(IF($A52>0,$E52-'Asset data'!AO$5,0),0)","v":0},{"$f":"ROUND(IF($A52>0,$E52-'Asset data'!AP$5,0),0)","v":0},{"$f":"ROUND(IF($A52>0,$E52-'Asset data'!AQ$5,0),0)","v":0},{"$f":"ROUND(IF($A52>0,$E52-'Asset data'!AR$5,0),0)","v":0},{"$f":"ROUND(IF($A52>0,$E52-'Asset data'!AS$5,0),0)","v":0},{"$f":"ROUND(IF($A52>0,$E52-'Asset data'!AT$5,0),0)","v":0},{"$f":"ROUND(IF($A52>0,$E52-'Asset data'!AU$5,0),0)","v":0},{"$f":"ROUND(IF($A52>0,$E52-'Asset data'!AV$5,0),0)","v":0},{"$f":"ROUND(IF($A52>0,$E52-'Asset data'!AW$5,0),0)","v":0},{"$f":"ROUND(IF($A52>0,$E52-'Asset data'!AX$5,0),0)","v":0},{"$f":"ROUND(IF($A52>0,$E52-'Asset data'!AY$5,0),0)","v":0},{"$f":"ROUND(IF($A52>0,$E52-'Asset data'!AZ$5,0),0)","v":0},{"$f":"ROUND(IF($A52>0,$E52-'Asset data'!BA$5,0),0)","v":0},{"$f":"ROUND(IF($A52>0,$E52-'Asset data'!BB$5,0),0)","v":0},{"$f":"ROUND(IF($A52>0,$E52-'Asset data'!BC$5,0),0)","v":0},{"$f":"ROUND(IF($A52>0,$E52-'Asset data'!BD$5,0),0)","v":0},{"$f":"ROUND(IF($A52>0,$E52-'Asset data'!BE$5,0),0)","v":0},{"$f":"ROUND(IF($A52>0,$E52-'Asset data'!BF$5,0),0)","v":0},{"$f":"ROUND(IF($A52>0,$E52-'Asset data'!BG$5,0),0)","v":0},{"$f":"ROUND(IF($A52>0,$E52-'Asset data'!BH$5,0),0)","v":0},{"$f":"ROUND(IF($A52>0,$E52-'Asset data'!BI$5,0),0)","v":0},{"$f":"ROUND(IF($A52>0,$E52-'Asset data'!BJ$5,0),0)","v":0},{"$f":"ROUND(IF($A52>0,$E52-'Asset data'!BK$5,0),0)","v":0},{"$f":"ROUND(IF($A52>0,$E52-'Asset data'!BL$5,0),0)","v":0},{"$f":"ROUND(IF($A52>0,$E52-'Asset data'!BM$5,0),0)","v":0},{"$f":"ROUND(IF($A52>0,$E52-'Asset data'!BN$5,0),0)","v":0},{"$f":"ROUND(IF($A52>0,$E52-'Asset data'!BO$5,0),0)","v":0},{"$f":"ROUND(IF($A52>0,$E52-'Asset data'!BP$5,0),0)","v":0},{"$f":"ROUND(IF($A52>0,$E52-'Asset data'!BQ$5,0),0)","v":0},{"$f":"ROUND(IF($A52>0,$E52-'Asset data'!BR$5,0),0)","v":0},{"$f":"ROUND(IF($A52>0,$E52-'Asset data'!BS$5,0),0)","v":0},{"$f":"ROUND(IF($A52>0,$E52-'Asset data'!BT$5,0),0)","v":0},{"$f":"ROUND(IF($A52>0,$E52-'Asset data'!BU$5,0),0)","v":0},{"$f":"ROUND(IF($A52>0,$E52-'Asset data'!BV$5,0),0)","v":0},{"$f":"ROUND(IF($A52>0,$E52-'Asset data'!BW$5,0),0)","v":0},{"$f":"ROUND(IF($A52>0,$E52-'Asset data'!BX$5,0),0)","v":0},{"$f":"ROUND(IF($A52>0,$E52-'Asset data'!BY$5,0),0)","v":0},{"$f":"ROUND(IF($A52>0,$E52-'Asset data'!BZ$5,0),0)","v":0},{"$f":"ROUND(IF($A52>0,$E52-'Asset data'!CA$5,0),0)","v":0},{"$f":"ROUND(IF($A52>0,$E52-'Asset data'!CB$5,0),0)","v":0},{"$f":"ROUND(IF($A52>0,$E52-'Asset data'!CC$5,0),0)","v":0},{"$f":"ROUND(IF($A52>0,$E52-'Asset data'!CD$5,0),0)","v":0},{"$f":"ROUND(IF($A52>0,$E52-'Asset data'!CE$5,0),0)","v":0},{"$f":"ROUND(IF($A52>0,$E52-'Asset data'!CF$5,0),0)","v":0},{"$f":"ROUND(IF($A52>0,$E52-'Asset data'!CG$5,0),0)","v":0},{"$f":"ROUND(IF($A52>0,$E52-'Asset data'!CH$5,0),0)","v":0},{"$f":"ROUND(IF($A52>0,$E52-'Asset data'!CI$5,0),0)","v":0},{"$f":"ROUND(IF($A52>0,$E52-'Asset data'!CJ$5,0),0)","v":0},{"$f":"ROUND(IF($A52>0,$E52-'Asset data'!CK$5,0),0)","v":0},{"$f":"ROUND(IF($A52>0,$E52-'Asset data'!CL$5,0),0)","v":0},{"$f":"ROUND(IF($A52>0,$E52-'Asset data'!CM$5,0),0)","v":0},{"$f":"ROUND(IF($A52>0,$E52-'Asset data'!CN$5,0),0)","v":0},{"$f":"ROUND(IF($A52>0,$E52-'Asset data'!CO$5,0),0)","v":0},{"$f":"ROUND(IF($A52>0,$E52-'Asset data'!CP$5,0),0)","v":0},{"$f":"ROUND(IF($A52>0,$E52-'Asset data'!CQ$5,0),0)","v":0},{"$f":"ROUND(IF($A52>0,$E52-'Asset data'!CR$5,0),0)","v":0},{"$f":"ROUND(IF($A52>0,$E52-'Asset data'!CS$5,0),0)","v":0},{"$f":"ROUND(IF($A52>0,$E52-'Asset data'!CT$5,0),0)","v":0},{"$f":"ROUND(IF($A52>0,$E52-'Asset data'!CU$5,0),0)","v":0},{"$f":"ROUND(IF($A52>0,$E52-'Asset data'!CV$5,0),0)","v":0},{"$f":"ROUND(IF($A52>0,$E52-'Asset data'!CW$5,0),0)","v":0},{"$f":"ROUND(IF($A52>0,$E52-'Asset data'!CX$5,0),0)","v":0},{"$f":"ROUND(IF($A52>0,$E52-'Asset data'!CY$5,0),0)","v":0},{"$f":"ROUND(IF($A52>0,$E52-'Asset data'!CZ$5,0),0)","v":0},{"$f":"ROUND(IF($A52>0,$E52-'Asset data'!DA$5,0),0)","v":0},{"$f":"ROUND(IF($A52>0,$E52-'Asset data'!DB$5,0),0)","v":0},{"$f":"ROUND(IF($A52>0,$E52-'Asset data'!DC$5,0),0)","v":0},{"$f":"ROUND(IF($A52>0,$E52-'Asset data'!DD$5,0),0)","v":0},{"$f":"ROUND(IF($A52>0,$E52-'Asset data'!DE$5,0),0)","v":0},{"$f":"ROUND(IF($A52>0,$E52-'Asset data'!DF$5,0),0)","v":0},{"$f":"ROUND(IF($A52>0,$E52-'Asset data'!DG$5,0),0)","v":0},{"$f":"ROUND(IF($A52>0,$E52-'Asset data'!DH$5,0),0)","v":0},{"$f":"ROUND(IF($A52>0,$E52-'Asset data'!DI$5,0),0)","v":0},{"$f":"ROUND(IF($A52>0,$E52-'Asset data'!DJ$5,0),0)","v":0},{"$f":"ROUND(IF($A52>0,$E52-'Asset data'!DK$5,0),0)","v":0},{"$f":"ROUND(IF($A52>0,$E52-'Asset data'!DL$5,0),0)","v":0},{"$f":"ROUND(IF($A52>0,$E52-'Asset data'!DM$5,0),0)","v":0},{"$f":"ROUND(IF($A52>0,$E52-'Asset data'!DN$5,0),0)","v":0},{"$f":"ROUND(IF($A52>0,$E52-'Asset data'!DO$5,0),0)","v":0},{"$f":"ROUND(IF($A52>0,$E52-'Asset data'!DP$5,0),0)","v":0},{"$f":"ROUND(IF($A52>0,$E52-'Asset data'!DQ$5,0),0)","v":0},{"$f":"ROUND(IF($A52>0,$E52-'Asset data'!DR$5,0),0)","v":0},{"$f":"ROUND(IF($A52>0,$E52-'Asset data'!DS$5,0),0)","v":0},{"$f":"ROUND(IF($A52>0,$E52-'Asset data'!DT$5,0),0)","v":0},{"$f":"ROUND(IF($A52>0,$E52-'Asset data'!DU$5,0),0)","v":0},{"$f":"ROUND(IF($A52>0,$E52-'Asset data'!DV$5,0),0)","v":0},{"$f":"ROUND(IF($A52>0,$E52-'Asset data'!DW$5,0),0)","v":0},{"$f":"ROUND(IF($A52>0,$E52-'Asset data'!DX$5,0),0)","v":0},{"$f":"ROUND(IF($A52>0,$E52-'Asset data'!DY$5,0),0)","v":0},{"$f":"ROUND(IF($A52>0,$E52-'Asset data'!DZ$5,0),0)","v":0},{"$f":"ROUND(IF($A52>0,$E52-'Asset data'!EA$5,0),0)","v":0},{"$f":"ROUND(IF($A52>0,$E52-'Asset data'!EB$5,0),0)","v":0},{"$f":"ROUND(IF($A52>0,$E52-'Asset data'!EC$5,0),0)","v":0},{"$f":"ROUND(IF($A52>0,$E52-'Asset data'!ED$5,0),0)","v":0},{"$f":"ROUND(IF($A52>0,$E52-'Asset data'!EE$5,0),0)","v":0},{"$f":"ROUND(IF($A52>0,$E52-'Asset data'!EF$5,0),0)","v":0},{"$f":"ROUND(IF($A52>0,$E52-'Asset data'!EG$5,0),0)","v":0},{"$f":"ROUND(IF($A52>0,$E52-'Asset data'!EH$5,0),0)","v":0},{"$f":"ROUND(IF($A52>0,$E52-'Asset data'!EI$5,0),0)","v":0},{"$f":"ROUND(IF($A52>0,$E52-'Asset data'!EJ$5,0),0)","v":0},{"$f":"ROUND(IF($A52>0,$E52-'Asset data'!EK$5,0),0)","v":0},{"$f":"ROUND(IF($A52>0,$E52-'Asset data'!EL$5,0),0)","v":0},{"$f":"ROUND(IF($A52>0,$E52-'Asset data'!EM$5,0),0)","v":0},{"$f":"ROUND(IF($A52>0,$E52-'Asset data'!EN$5,0),0)","v":0},{"$f":"ROUND(IF($A52>0,$E52-'Asset data'!EO$5,0),0)","v":0},{"$f":"ROUND(IF($A52>0,$E52-'Asset data'!EP$5,0),0)","v":0},{"$f":"ROUND(IF($A52>0,$E52-'Asset data'!EQ$5,0),0)","v":0},{"$f":"ROUND(IF($A52>0,$E52-'Asset data'!ER$5,0),0)","v":0},{"$f":"ROUND(IF($A52>0,$E52-'Asset data'!ES$5,0),0)","v":0},{"$f":"ROUND(IF($A52>0,$E52-'Asset data'!ET$5,0),0)","v":0},{"$f":"ROUND(IF($A52>0,$E52-'Asset data'!EU$5,0),0)","v":0},{"$f":"ROUND(IF($A52>0,$E52-'Asset data'!EV$5,0),0)","v":0},{"$f":"ROUND(IF($A52>0,$E52-'Asset data'!EW$5,0),0)","v":0},{"$f":"ROUND(IF($A52>0,$E52-'Asset data'!EX$5,0),0)","v":0},{"$f":"ROUND(IF($A52>0,$E52-'Asset data'!EY$5,0),0)","v":0},{"$f":"ROUND(IF($A52>0,$E52-'Asset data'!EZ$5,0),0)","v":0},{"$f":"ROUND(IF($A52>0,$E52-'Asset data'!FA$5,0),0)","v":0},{"$f":"ROUND(IF($A52>0,$E52-'Asset data'!FB$5,0),0)","v":0},{"$f":"ROUND(IF($A52>0,$E52-'Asset data'!FC$5,0),0)","v":0},{"$f":"ROUND(IF($A52>0,$E52-'Asset data'!FD$5,0),0)","v":0},{"$f":"ROUND(IF($A52>0,$E52-'Asset data'!FE$5,0),0)","v":0},{"$f":"ROUND(IF($A52>0,$E52-'Asset data'!FF$5,0),0)","v":0},{"$f":"ROUND(IF($A52>0,$E52-'Asset data'!FG$5,0),0)","v":0}]
[{"$f":"'Asset data'!A53","v":0},{"$f":"'Asset data'!B53","v":0},{"$f":"'Asset data'!C53","v":0},{"$f":"'Asset data'!E53","v":0},{"$f":"'Asset data'!I53","v":0},{"$f":"ROUND(IF($A53>0,$E53-'Asset data'!L$5,0),0)","v":0},{"$f":"ROUND(IF($A53>0,$E53-'Asset data'!M$5,0),0)","v":0},{"$f":"ROUND(IF($A53>0,$E53-'Asset data'!N$5,0),0)","v":0},{"$f":"ROUND(IF($A53>0,$E53-'Asset data'!O$5,0),0)","v":0},{"$f":"ROUND(IF($A53>0,$E53-'Asset data'!P$5,0),0)","v":0},{"$f":"ROUND(IF($A53>0,$E53-'Asset data'!Q$5,0),0)","v":0},{"$f":"ROUND(IF($A53>0,$E53-'Asset data'!R$5,0),0)","v":0},{"$f":"ROUND(IF($A53>0,$E53-'Asset data'!S$5,0),0)","v":0},{"$f":"ROUND(IF($A53>0,$E53-'Asset data'!T$5,0),0)","v":0},{"$f":"ROUND(IF($A53>0,$E53-'Asset data'!U$5,0),0)","v":0},{"$f":"ROUND(IF($A53>0,$E53-'Asset data'!V$5,0),0)","v":0},{"$f":"ROUND(IF($A53>0,$E53-'Asset data'!W$5,0),0)","v":0},{"$f":"ROUND(IF($A53>0,$E53-'Asset data'!X$5,0),0)","v":0},{"$f":"ROUND(IF($A53>0,$E53-'Asset data'!Y$5,0),0)","v":0},{"$f":"ROUND(IF($A53>0,$E53-'Asset data'!Z$5,0),0)","v":0},{"$f":"ROUND(IF($A53>0,$E53-'Asset data'!AA$5,0),0)","v":0},{"$f":"ROUND(IF($A53>0,$E53-'Asset data'!AB$5,0),0)","v":0},{"$f":"ROUND(IF($A53>0,$E53-'Asset data'!AC$5,0),0)","v":0},{"$f":"ROUND(IF($A53>0,$E53-'Asset data'!AD$5,0),0)","v":0},{"$f":"ROUND(IF($A53>0,$E53-'Asset data'!AE$5,0),0)","v":0},{"$f":"ROUND(IF($A53>0,$E53-'Asset data'!AF$5,0),0)","v":0},{"$f":"ROUND(IF($A53>0,$E53-'Asset data'!AG$5,0),0)","v":0},{"$f":"ROUND(IF($A53>0,$E53-'Asset data'!AH$5,0),0)","v":0},{"$f":"ROUND(IF($A53>0,$E53-'Asset data'!AI$5,0),0)","v":0},{"$f":"ROUND(IF($A53>0,$E53-'Asset data'!AJ$5,0),0)","v":0},{"$f":"ROUND(IF($A53>0,$E53-'Asset data'!AK$5,0),0)","v":0},{"$f":"ROUND(IF($A53>0,$E53-'Asset data'!AL$5,0),0)","v":0},{"$f":"ROUND(IF($A53>0,$E53-'Asset data'!AM$5,0),0)","v":0},{"$f":"ROUND(IF($A53>0,$E53-'Asset data'!AN$5,0),0)","v":0},{"$f":"ROUND(IF($A53>0,$E53-'Asset data'!AO$5,0),0)","v":0},{"$f":"ROUND(IF($A53>0,$E53-'Asset data'!AP$5,0),0)","v":0},{"$f":"ROUND(IF($A53>0,$E53-'Asset data'!AQ$5,0),0)","v":0},{"$f":"ROUND(IF($A53>0,$E53-'Asset data'!AR$5,0),0)","v":0},{"$f":"ROUND(IF($A53>0,$E53-'Asset data'!AS$5,0),0)","v":0},{"$f":"ROUND(IF($A53>0,$E53-'Asset data'!AT$5,0),0)","v":0},{"$f":"ROUND(IF($A53>0,$E53-'Asset data'!AU$5,0),0)","v":0},{"$f":"ROUND(IF($A53>0,$E53-'Asset data'!AV$5,0),0)","v":0},{"$f":"ROUND(IF($A53>0,$E53-'Asset data'!AW$5,0),0)","v":0},{"$f":"ROUND(IF($A53>0,$E53-'Asset data'!AX$5,0),0)","v":0},{"$f":"ROUND(IF($A53>0,$E53-'Asset data'!AY$5,0),0)","v":0},{"$f":"ROUND(IF($A53>0,$E53-'Asset data'!AZ$5,0),0)","v":0},{"$f":"ROUND(IF($A53>0,$E53-'Asset data'!BA$5,0),0)","v":0},{"$f":"ROUND(IF($A53>0,$E53-'Asset data'!BB$5,0),0)","v":0},{"$f":"ROUND(IF($A53>0,$E53-'Asset data'!BC$5,0),0)","v":0},{"$f":"ROUND(IF($A53>0,$E53-'Asset data'!BD$5,0),0)","v":0},{"$f":"ROUND(IF($A53>0,$E53-'Asset data'!BE$5,0),0)","v":0},{"$f":"ROUND(IF($A53>0,$E53-'Asset data'!BF$5,0),0)","v":0},{"$f":"ROUND(IF($A53>0,$E53-'Asset data'!BG$5,0),0)","v":0},{"$f":"ROUND(IF($A53>0,$E53-'Asset data'!BH$5,0),0)","v":0},{"$f":"ROUND(IF($A53>0,$E53-'Asset data'!BI$5,0),0)","v":0},{"$f":"ROUND(IF($A53>0,$E53-'Asset data'!BJ$5,0),0)","v":0},{"$f":"ROUND(IF($A53>0,$E53-'Asset data'!BK$5,0),0)","v":0},{"$f":"ROUND(IF($A53>0,$E53-'Asset data'!BL$5,0),0)","v":0},{"$f":"ROUND(IF($A53>0,$E53-'Asset data'!BM$5,0),0)","v":0},{"$f":"ROUND(IF($A53>0,$E53-'Asset data'!BN$5,0),0)","v":0},{"$f":"ROUND(IF($A53>0,$E53-'Asset data'!BO$5,0),0)","v":0},{"$f":"ROUND(IF($A53>0,$E53-'Asset data'!BP$5,0),0)","v":0},{"$f":"ROUND(IF($A53>0,$E53-'Asset data'!BQ$5,0),0)","v":0},{"$f":"ROUND(IF($A53>0,$E53-'Asset data'!BR$5,0),0)","v":0},{"$f":"ROUND(IF($A53>0,$E53-'Asset data'!BS$5,0),0)","v":0},{"$f":"ROUND(IF($A53>0,$E53-'Asset data'!BT$5,0),0)","v":0},{"$f":"ROUND(IF($A53>0,$E53-'Asset data'!BU$5,0),0)","v":0},{"$f":"ROUND(IF($A53>0,$E53-'Asset data'!BV$5,0),0)","v":0},{"$f":"ROUND(IF($A53>0,$E53-'Asset data'!BW$5,0),0)","v":0},{"$f":"ROUND(IF($A53>0,$E53-'Asset data'!BX$5,0),0)","v":0},{"$f":"ROUND(IF($A53>0,$E53-'Asset data'!BY$5,0),0)","v":0},{"$f":"ROUND(IF($A53>0,$E53-'Asset data'!BZ$5,0),0)","v":0},{"$f":"ROUND(IF($A53>0,$E53-'Asset data'!CA$5,0),0)","v":0},{"$f":"ROUND(IF($A53>0,$E53-'Asset data'!CB$5,0),0)","v":0},{"$f":"ROUND(IF($A53>0,$E53-'Asset data'!CC$5,0),0)","v":0},{"$f":"ROUND(IF($A53>0,$E53-'Asset data'!CD$5,0),0)","v":0},{"$f":"ROUND(IF($A53>0,$E53-'Asset data'!CE$5,0),0)","v":0},{"$f":"ROUND(IF($A53>0,$E53-'Asset data'!CF$5,0),0)","v":0},{"$f":"ROUND(IF($A53>0,$E53-'Asset data'!CG$5,0),0)","v":0},{"$f":"ROUND(IF($A53>0,$E53-'Asset data'!CH$5,0),0)","v":0},{"$f":"ROUND(IF($A53>0,$E53-'Asset data'!CI$5,0),0)","v":0},{"$f":"ROUND(IF($A53>0,$E53-'Asset data'!CJ$5,0),0)","v":0},{"$f":"ROUND(IF($A53>0,$E53-'Asset data'!CK$5,0),0)","v":0},{"$f":"ROUND(IF($A53>0,$E53-'Asset data'!CL$5,0),0)","v":0},{"$f":"ROUND(IF($A53>0,$E53-'Asset data'!CM$5,0),0)","v":0},{"$f":"ROUND(IF($A53>0,$E53-'Asset data'!CN$5,0),0)","v":0},{"$f":"ROUND(IF($A53>0,$E53-'Asset data'!CO$5,0),0)","v":0},{"$f":"ROUND(IF($A53>0,$E53-'Asset data'!CP$5,0),0)","v":0},{"$f":"ROUND(IF($A53>0,$E53-'Asset data'!CQ$5,0),0)","v":0},{"$f":"ROUND(IF($A53>0,$E53-'Asset data'!CR$5,0),0)","v":0},{"$f":"ROUND(IF($A53>0,$E53-'Asset data'!CS$5,0),0)","v":0},{"$f":"ROUND(IF($A53>0,$E53-'Asset data'!CT$5,0),0)","v":0},{"$f":"ROUND(IF($A53>0,$E53-'Asset data'!CU$5,0),0)","v":0},{"$f":"ROUND(IF($A53>0,$E53-'Asset data'!CV$5,0),0)","v":0},{"$f":"ROUND(IF($A53>0,$E53-'Asset data'!CW$5,0),0)","v":0},{"$f":"ROUND(IF($A53>0,$E53-'Asset data'!CX$5,0),0)","v":0},{"$f":"ROUND(IF($A53>0,$E53-'Asset data'!CY$5,0),0)","v":0},{"$f":"ROUND(IF($A53>0,$E53-'Asset data'!CZ$5,0),0)","v":0},{"$f":"ROUND(IF($A53>0,$E53-'Asset data'!DA$5,0),0)","v":0},{"$f":"ROUND(IF($A53>0,$E53-'Asset data'!DB$5,0),0)","v":0},{"$f":"ROUND(IF($A53>0,$E53-'Asset data'!DC$5,0),0)","v":0},{"$f":"ROUND(IF($A53>0,$E53-'Asset data'!DD$5,0),0)","v":0},{"$f":"ROUND(IF($A53>0,$E53-'Asset data'!DE$5,0),0)","v":0},{"$f":"ROUND(IF($A53>0,$E53-'Asset data'!DF$5,0),0)","v":0},{"$f":"ROUND(IF($A53>0,$E53-'Asset data'!DG$5,0),0)","v":0},{"$f":"ROUND(IF($A53>0,$E53-'Asset data'!DH$5,0),0)","v":0},{"$f":"ROUND(IF($A53>0,$E53-'Asset data'!DI$5,0),0)","v":0},{"$f":"ROUND(IF($A53>0,$E53-'Asset data'!DJ$5,0),0)","v":0},{"$f":"ROUND(IF($A53>0,$E53-'Asset data'!DK$5,0),0)","v":0},{"$f":"ROUND(IF($A53>0,$E53-'Asset data'!DL$5,0),0)","v":0},{"$f":"ROUND(IF($A53>0,$E53-'Asset data'!DM$5,0),0)","v":0},{"$f":"ROUND(IF($A53>0,$E53-'Asset data'!DN$5,0),0)","v":0},{"$f":"ROUND(IF($A53>0,$E53-'Asset data'!DO$5,0),0)","v":0},{"$f":"ROUND(IF($A53>0,$E53-'Asset data'!DP$5,0),0)","v":0},{"$f":"ROUND(IF($A53>0,$E53-'Asset data'!DQ$5,0),0)","v":0},{"$f":"ROUND(IF($A53>0,$E53-'Asset data'!DR$5,0),0)","v":0},{"$f":"ROUND(IF($A53>0,$E53-'Asset data'!DS$5,0),0)","v":0},{"$f":"ROUND(IF($A53>0,$E53-'Asset data'!DT$5,0),0)","v":0},{"$f":"ROUND(IF($A53>0,$E53-'Asset data'!DU$5,0),0)","v":0},{"$f":"ROUND(IF($A53>0,$E53-'Asset data'!DV$5,0),0)","v":0},{"$f":"ROUND(IF($A53>0,$E53-'Asset data'!DW$5,0),0)","v":0},{"$f":"ROUND(IF($A53>0,$E53-'Asset data'!DX$5,0),0)","v":0},{"$f":"ROUND(IF($A53>0,$E53-'Asset data'!DY$5,0),0)","v":0},{"$f":"ROUND(IF($A53>0,$E53-'Asset data'!DZ$5,0),0)","v":0},{"$f":"ROUND(IF($A53>0,$E53-'Asset data'!EA$5,0),0)","v":0},{"$f":"ROUND(IF($A53>0,$E53-'Asset data'!EB$5,0),0)","v":0},{"$f":"ROUND(IF($A53>0,$E53-'Asset data'!EC$5,0),0)","v":0},{"$f":"ROUND(IF($A53>0,$E53-'Asset data'!ED$5,0),0)","v":0},{"$f":"ROUND(IF($A53>0,$E53-'Asset data'!EE$5,0),0)","v":0},{"$f":"ROUND(IF($A53>0,$E53-'Asset data'!EF$5,0),0)","v":0},{"$f":"ROUND(IF($A53>0,$E53-'Asset data'!EG$5,0),0)","v":0},{"$f":"ROUND(IF($A53>0,$E53-'Asset data'!EH$5,0),0)","v":0},{"$f":"ROUND(IF($A53>0,$E53-'Asset data'!EI$5,0),0)","v":0},{"$f":"ROUND(IF($A53>0,$E53-'Asset data'!EJ$5,0),0)","v":0},{"$f":"ROUND(IF($A53>0,$E53-'Asset data'!EK$5,0),0)","v":0},{"$f":"ROUND(IF($A53>0,$E53-'Asset data'!EL$5,0),0)","v":0},{"$f":"ROUND(IF($A53>0,$E53-'Asset data'!EM$5,0),0)","v":0},{"$f":"ROUND(IF($A53>0,$E53-'Asset data'!EN$5,0),0)","v":0},{"$f":"ROUND(IF($A53>0,$E53-'Asset data'!EO$5,0),0)","v":0},{"$f":"ROUND(IF($A53>0,$E53-'Asset data'!EP$5,0),0)","v":0},{"$f":"ROUND(IF($A53>0,$E53-'Asset data'!EQ$5,0),0)","v":0},{"$f":"ROUND(IF($A53>0,$E53-'Asset data'!ER$5,0),0)","v":0},{"$f":"ROUND(IF($A53>0,$E53-'Asset data'!ES$5,0),0)","v":0},{"$f":"ROUND(IF($A53>0,$E53-'Asset data'!ET$5,0),0)","v":0},{"$f":"ROUND(IF($A53>0,$E53-'Asset data'!EU$5,0),0)","v":0},{"$f":"ROUND(IF($A53>0,$E53-'Asset data'!EV$5,0),0)","v":0},{"$f":"ROUND(IF($A53>0,$E53-'Asset data'!EW$5,0),0)","v":0},{"$f":"ROUND(IF($A53>0,$E53-'Asset data'!EX$5,0),0)","v":0},{"$f":"ROUND(IF($A53>0,$E53-'Asset data'!EY$5,0),0)","v":0},{"$f":"ROUND(IF($A53>0,$E53-'Asset data'!EZ$5,0),0)","v":0},{"$f":"ROUND(IF($A53>0,$E53-'Asset data'!FA$5,0),0)","v":0},{"$f":"ROUND(IF($A53>0,$E53-'Asset data'!FB$5,0),0)","v":0},{"$f":"ROUND(IF($A53>0,$E53-'Asset data'!FC$5,0),0)","v":0},{"$f":"ROUND(IF($A53>0,$E53-'Asset data'!FD$5,0),0)","v":0},{"$f":"ROUND(IF($A53>0,$E53-'Asset data'!FE$5,0),0)","v":0},{"$f":"ROUND(IF($A53>0,$E53-'Asset data'!FF$5,0),0)","v":0},{"$f":"ROUND(IF($A53>0,$E53-'Asset data'!FG$5,0),0)","v":0}]
[{"$f":"'Asset data'!A54","v":0},{"$f":"'Asset data'!B54","v":0},{"$f":"'Asset data'!C54","v":0},{"$f":"'Asset data'!E54","v":0},{"$f":"'Asset data'!I54","v":0},{"$f":"ROUND(IF($A54>0,$E54-'Asset data'!L$5,0),0)","v":0},{"$f":"ROUND(IF($A54>0,$E54-'Asset data'!M$5,0),0)","v":0},{"$f":"ROUND(IF($A54>0,$E54-'Asset data'!N$5,0),0)","v":0},{"$f":"ROUND(IF($A54>0,$E54-'Asset data'!O$5,0),0)","v":0},{"$f":"ROUND(IF($A54>0,$E54-'Asset data'!P$5,0),0)","v":0},{"$f":"ROUND(IF($A54>0,$E54-'Asset data'!Q$5,0),0)","v":0},{"$f":"ROUND(IF($A54>0,$E54-'Asset data'!R$5,0),0)","v":0},{"$f":"ROUND(IF($A54>0,$E54-'Asset data'!S$5,0),0)","v":0},{"$f":"ROUND(IF($A54>0,$E54-'Asset data'!T$5,0),0)","v":0},{"$f":"ROUND(IF($A54>0,$E54-'Asset data'!U$5,0),0)","v":0},{"$f":"ROUND(IF($A54>0,$E54-'Asset data'!V$5,0),0)","v":0},{"$f":"ROUND(IF($A54>0,$E54-'Asset data'!W$5,0),0)","v":0},{"$f":"ROUND(IF($A54>0,$E54-'Asset data'!X$5,0),0)","v":0},{"$f":"ROUND(IF($A54>0,$E54-'Asset data'!Y$5,0),0)","v":0},{"$f":"ROUND(IF($A54>0,$E54-'Asset data'!Z$5,0),0)","v":0},{"$f":"ROUND(IF($A54>0,$E54-'Asset data'!AA$5,0),0)","v":0},{"$f":"ROUND(IF($A54>0,$E54-'Asset data'!AB$5,0),0)","v":0},{"$f":"ROUND(IF($A54>0,$E54-'Asset data'!AC$5,0),0)","v":0},{"$f":"ROUND(IF($A54>0,$E54-'Asset data'!AD$5,0),0)","v":0},{"$f":"ROUND(IF($A54>0,$E54-'Asset data'!AE$5,0),0)","v":0},{"$f":"ROUND(IF($A54>0,$E54-'Asset data'!AF$5,0),0)","v":0},{"$f":"ROUND(IF($A54>0,$E54-'Asset data'!AG$5,0),0)","v":0},{"$f":"ROUND(IF($A54>0,$E54-'Asset data'!AH$5,0),0)","v":0},{"$f":"ROUND(IF($A54>0,$E54-'Asset data'!AI$5,0),0)","v":0},{"$f":"ROUND(IF($A54>0,$E54-'Asset data'!AJ$5,0),0)","v":0},{"$f":"ROUND(IF($A54>0,$E54-'Asset data'!AK$5,0),0)","v":0},{"$f":"ROUND(IF($A54>0,$E54-'Asset data'!AL$5,0),0)","v":0},{"$f":"ROUND(IF($A54>0,$E54-'Asset data'!AM$5,0),0)","v":0},{"$f":"ROUND(IF($A54>0,$E54-'Asset data'!AN$5,0),0)","v":0},{"$f":"ROUND(IF($A54>0,$E54-'Asset data'!AO$5,0),0)","v":0},{"$f":"ROUND(IF($A54>0,$E54-'Asset data'!AP$5,0),0)","v":0},{"$f":"ROUND(IF($A54>0,$E54-'Asset data'!AQ$5,0),0)","v":0},{"$f":"ROUND(IF($A54>0,$E54-'Asset data'!AR$5,0),0)","v":0},{"$f":"ROUND(IF($A54>0,$E54-'Asset data'!AS$5,0),0)","v":0},{"$f":"ROUND(IF($A54>0,$E54-'Asset data'!AT$5,0),0)","v":0},{"$f":"ROUND(IF($A54>0,$E54-'Asset data'!AU$5,0),0)","v":0},{"$f":"ROUND(IF($A54>0,$E54-'Asset data'!AV$5,0),0)","v":0},{"$f":"ROUND(IF($A54>0,$E54-'Asset data'!AW$5,0),0)","v":0},{"$f":"ROUND(IF($A54>0,$E54-'Asset data'!AX$5,0),0)","v":0},{"$f":"ROUND(IF($A54>0,$E54-'Asset data'!AY$5,0),0)","v":0},{"$f":"ROUND(IF($A54>0,$E54-'Asset data'!AZ$5,0),0)","v":0},{"$f":"ROUND(IF($A54>0,$E54-'Asset data'!BA$5,0),0)","v":0},{"$f":"ROUND(IF($A54>0,$E54-'Asset data'!BB$5,0),0)","v":0},{"$f":"ROUND(IF($A54>0,$E54-'Asset data'!BC$5,0),0)","v":0},{"$f":"ROUND(IF($A54>0,$E54-'Asset data'!BD$5,0),0)","v":0},{"$f":"ROUND(IF($A54>0,$E54-'Asset data'!BE$5,0),0)","v":0},{"$f":"ROUND(IF($A54>0,$E54-'Asset data'!BF$5,0),0)","v":0},{"$f":"ROUND(IF($A54>0,$E54-'Asset data'!BG$5,0),0)","v":0},{"$f":"ROUND(IF($A54>0,$E54-'Asset data'!BH$5,0),0)","v":0},{"$f":"ROUND(IF($A54>0,$E54-'Asset data'!BI$5,0),0)","v":0},{"$f":"ROUND(IF($A54>0,$E54-'Asset data'!BJ$5,0),0)","v":0},{"$f":"ROUND(IF($A54>0,$E54-'Asset data'!BK$5,0),0)","v":0},{"$f":"ROUND(IF($A54>0,$E54-'Asset data'!BL$5,0),0)","v":0},{"$f":"ROUND(IF($A54>0,$E54-'Asset data'!BM$5,0),0)","v":0},{"$f":"ROUND(IF($A54>0,$E54-'Asset data'!BN$5,0),0)","v":0},{"$f":"ROUND(IF($A54>0,$E54-'Asset data'!BO$5,0),0)","v":0},{"$f":"ROUND(IF($A54>0,$E54-'Asset data'!BP$5,0),0)","v":0},{"$f":"ROUND(IF($A54>0,$E54-'Asset data'!BQ$5,0),0)","v":0},{"$f":"ROUND(IF($A54>0,$E54-'Asset data'!BR$5,0),0)","v":0},{"$f":"ROUND(IF($A54>0,$E54-'Asset data'!BS$5,0),0)","v":0},{"$f":"ROUND(IF($A54>0,$E54-'Asset data'!BT$5,0),0)","v":0},{"$f":"ROUND(IF($A54>0,$E54-'Asset data'!BU$5,0),0)","v":0},{"$f":"ROUND(IF($A54>0,$E54-'Asset data'!BV$5,0),0)","v":0},{"$f":"ROUND(IF($A54>0,$E54-'Asset data'!BW$5,0),0)","v":0},{"$f":"ROUND(IF($A54>0,$E54-'Asset data'!BX$5,0),0)","v":0},{"$f":"ROUND(IF($A54>0,$E54-'Asset data'!BY$5,0),0)","v":0},{"$f":"ROUND(IF($A54>0,$E54-'Asset data'!BZ$5,0),0)","v":0},{"$f":"ROUND(IF($A54>0,$E54-'Asset data'!CA$5,0),0)","v":0},{"$f":"ROUND(IF($A54>0,$E54-'Asset data'!CB$5,0),0)","v":0},{"$f":"ROUND(IF($A54>0,$E54-'Asset data'!CC$5,0),0)","v":0},{"$f":"ROUND(IF($A54>0,$E54-'Asset data'!CD$5,0),0)","v":0},{"$f":"ROUND(IF($A54>0,$E54-'Asset data'!CE$5,0),0)","v":0},{"$f":"ROUND(IF($A54>0,$E54-'Asset data'!CF$5,0),0)","v":0},{"$f":"ROUND(IF($A54>0,$E54-'Asset data'!CG$5,0),0)","v":0},{"$f":"ROUND(IF($A54>0,$E54-'Asset data'!CH$5,0),0)","v":0},{"$f":"ROUND(IF($A54>0,$E54-'Asset data'!CI$5,0),0)","v":0},{"$f":"ROUND(IF($A54>0,$E54-'Asset data'!CJ$5,0),0)","v":0},{"$f":"ROUND(IF($A54>0,$E54-'Asset data'!CK$5,0),0)","v":0},{"$f":"ROUND(IF($A54>0,$E54-'Asset data'!CL$5,0),0)","v":0},{"$f":"ROUND(IF($A54>0,$E54-'Asset data'!CM$5,0),0)","v":0},{"$f":"ROUND(IF($A54>0,$E54-'Asset data'!CN$5,0),0)","v":0},{"$f":"ROUND(IF($A54>0,$E54-'Asset data'!CO$5,0),0)","v":0},{"$f":"ROUND(IF($A54>0,$E54-'Asset data'!CP$5,0),0)","v":0},{"$f":"ROUND(IF($A54>0,$E54-'Asset data'!CQ$5,0),0)","v":0},{"$f":"ROUND(IF($A54>0,$E54-'Asset data'!CR$5,0),0)","v":0},{"$f":"ROUND(IF($A54>0,$E54-'Asset data'!CS$5,0),0)","v":0},{"$f":"ROUND(IF($A54>0,$E54-'Asset data'!CT$5,0),0)","v":0},{"$f":"ROUND(IF($A54>0,$E54-'Asset data'!CU$5,0),0)","v":0},{"$f":"ROUND(IF($A54>0,$E54-'Asset data'!CV$5,0),0)","v":0},{"$f":"ROUND(IF($A54>0,$E54-'Asset data'!CW$5,0),0)","v":0},{"$f":"ROUND(IF($A54>0,$E54-'Asset data'!CX$5,0),0)","v":0},{"$f":"ROUND(IF($A54>0,$E54-'Asset data'!CY$5,0),0)","v":0},{"$f":"ROUND(IF($A54>0,$E54-'Asset data'!CZ$5,0),0)","v":0},{"$f":"ROUND(IF($A54>0,$E54-'Asset data'!DA$5,0),0)","v":0},{"$f":"ROUND(IF($A54>0,$E54-'Asset data'!DB$5,0),0)","v":0},{"$f":"ROUND(IF($A54>0,$E54-'Asset data'!DC$5,0),0)","v":0},{"$f":"ROUND(IF($A54>0,$E54-'Asset data'!DD$5,0),0)","v":0},{"$f":"ROUND(IF($A54>0,$E54-'Asset data'!DE$5,0),0)","v":0},{"$f":"ROUND(IF($A54>0,$E54-'Asset data'!DF$5,0),0)","v":0},{"$f":"ROUND(IF($A54>0,$E54-'Asset data'!DG$5,0),0)","v":0},{"$f":"ROUND(IF($A54>0,$E54-'Asset data'!DH$5,0),0)","v":0},{"$f":"ROUND(IF($A54>0,$E54-'Asset data'!DI$5,0),0)","v":0},{"$f":"ROUND(IF($A54>0,$E54-'Asset data'!DJ$5,0),0)","v":0},{"$f":"ROUND(IF($A54>0,$E54-'Asset data'!DK$5,0),0)","v":0},{"$f":"ROUND(IF($A54>0,$E54-'Asset data'!DL$5,0),0)","v":0},{"$f":"ROUND(IF($A54>0,$E54-'Asset data'!DM$5,0),0)","v":0},{"$f":"ROUND(IF($A54>0,$E54-'Asset data'!DN$5,0),0)","v":0},{"$f":"ROUND(IF($A54>0,$E54-'Asset data'!DO$5,0),0)","v":0},{"$f":"ROUND(IF($A54>0,$E54-'Asset data'!DP$5,0),0)","v":0},{"$f":"ROUND(IF($A54>0,$E54-'Asset data'!DQ$5,0),0)","v":0},{"$f":"ROUND(IF($A54>0,$E54-'Asset data'!DR$5,0),0)","v":0},{"$f":"ROUND(IF($A54>0,$E54-'Asset data'!DS$5,0),0)","v":0},{"$f":"ROUND(IF($A54>0,$E54-'Asset data'!DT$5,0),0)","v":0},{"$f":"ROUND(IF($A54>0,$E54-'Asset data'!DU$5,0),0)","v":0},{"$f":"ROUND(IF($A54>0,$E54-'Asset data'!DV$5,0),0)","v":0},{"$f":"ROUND(IF($A54>0,$E54-'Asset data'!DW$5,0),0)","v":0},{"$f":"ROUND(IF($A54>0,$E54-'Asset data'!DX$5,0),0)","v":0},{"$f":"ROUND(IF($A54>0,$E54-'Asset data'!DY$5,0),0)","v":0},{"$f":"ROUND(IF($A54>0,$E54-'Asset data'!DZ$5,0),0)","v":0},{"$f":"ROUND(IF($A54>0,$E54-'Asset data'!EA$5,0),0)","v":0},{"$f":"ROUND(IF($A54>0,$E54-'Asset data'!EB$5,0),0)","v":0},{"$f":"ROUND(IF($A54>0,$E54-'Asset data'!EC$5,0),0)","v":0},{"$f":"ROUND(IF($A54>0,$E54-'Asset data'!ED$5,0),0)","v":0},{"$f":"ROUND(IF($A54>0,$E54-'Asset data'!EE$5,0),0)","v":0},{"$f":"ROUND(IF($A54>0,$E54-'Asset data'!EF$5,0),0)","v":0},{"$f":"ROUND(IF($A54>0,$E54-'Asset data'!EG$5,0),0)","v":0},{"$f":"ROUND(IF($A54>0,$E54-'Asset data'!EH$5,0),0)","v":0},{"$f":"ROUND(IF($A54>0,$E54-'Asset data'!EI$5,0),0)","v":0},{"$f":"ROUND(IF($A54>0,$E54-'Asset data'!EJ$5,0),0)","v":0},{"$f":"ROUND(IF($A54>0,$E54-'Asset data'!EK$5,0),0)","v":0},{"$f":"ROUND(IF($A54>0,$E54-'Asset data'!EL$5,0),0)","v":0},{"$f":"ROUND(IF($A54>0,$E54-'Asset data'!EM$5,0),0)","v":0},{"$f":"ROUND(IF($A54>0,$E54-'Asset data'!EN$5,0),0)","v":0},{"$f":"ROUND(IF($A54>0,$E54-'Asset data'!EO$5,0),0)","v":0},{"$f":"ROUND(IF($A54>0,$E54-'Asset data'!EP$5,0),0)","v":0},{"$f":"ROUND(IF($A54>0,$E54-'Asset data'!EQ$5,0),0)","v":0},{"$f":"ROUND(IF($A54>0,$E54-'Asset data'!ER$5,0),0)","v":0},{"$f":"ROUND(IF($A54>0,$E54-'Asset data'!ES$5,0),0)","v":0},{"$f":"ROUND(IF($A54>0,$E54-'Asset data'!ET$5,0),0)","v":0},{"$f":"ROUND(IF($A54>0,$E54-'Asset data'!EU$5,0),0)","v":0},{"$f":"ROUND(IF($A54>0,$E54-'Asset data'!EV$5,0),0)","v":0},{"$f":"ROUND(IF($A54>0,$E54-'Asset data'!EW$5,0),0)","v":0},{"$f":"ROUND(IF($A54>0,$E54-'Asset data'!EX$5,0),0)","v":0},{"$f":"ROUND(IF($A54>0,$E54-'Asset data'!EY$5,0),0)","v":0},{"$f":"ROUND(IF($A54>0,$E54-'Asset data'!EZ$5,0),0)","v":0},{"$f":"ROUND(IF($A54>0,$E54-'Asset data'!FA$5,0),0)","v":0},{"$f":"ROUND(IF($A54>0,$E54-'Asset data'!FB$5,0),0)","v":0},{"$f":"ROUND(IF($A54>0,$E54-'Asset data'!FC$5,0),0)","v":0},{"$f":"ROUND(IF($A54>0,$E54-'Asset data'!FD$5,0),0)","v":0},{"$f":"ROUND(IF($A54>0,$E54-'Asset data'!FE$5,0),0)","v":0},{"$f":"ROUND(IF($A54>0,$E54-'Asset data'!FF$5,0),0)","v":0},{"$f":"ROUND(IF($A54>0,$E54-'Asset data'!FG$5,0),0)","v":0}]
[{"$f":"'Asset data'!A55","v":0},{"$f":"'Asset data'!B55","v":0},{"$f":"'Asset data'!C55","v":0},{"$f":"'Asset data'!E55","v":0},{"$f":"'Asset data'!I55","v":0},{"$f":"ROUND(IF($A55>0,$E55-'Asset data'!L$5,0),0)","v":0},{"$f":"ROUND(IF($A55>0,$E55-'Asset data'!M$5,0),0)","v":0},{"$f":"ROUND(IF($A55>0,$E55-'Asset data'!N$5,0),0)","v":0},{"$f":"ROUND(IF($A55>0,$E55-'Asset data'!O$5,0),0)","v":0},{"$f":"ROUND(IF($A55>0,$E55-'Asset data'!P$5,0),0)","v":0},{"$f":"ROUND(IF($A55>0,$E55-'Asset data'!Q$5,0),0)","v":0},{"$f":"ROUND(IF($A55>0,$E55-'Asset data'!R$5,0),0)","v":0},{"$f":"ROUND(IF($A55>0,$E55-'Asset data'!S$5,0),0)","v":0},{"$f":"ROUND(IF($A55>0,$E55-'Asset data'!T$5,0),0)","v":0},{"$f":"ROUND(IF($A55>0,$E55-'Asset data'!U$5,0),0)","v":0},{"$f":"ROUND(IF($A55>0,$E55-'Asset data'!V$5,0),0)","v":0},{"$f":"ROUND(IF($A55>0,$E55-'Asset data'!W$5,0),0)","v":0},{"$f":"ROUND(IF($A55>0,$E55-'Asset data'!X$5,0),0)","v":0},{"$f":"ROUND(IF($A55>0,$E55-'Asset data'!Y$5,0),0)","v":0},{"$f":"ROUND(IF($A55>0,$E55-'Asset data'!Z$5,0),0)","v":0},{"$f":"ROUND(IF($A55>0,$E55-'Asset data'!AA$5,0),0)","v":0},{"$f":"ROUND(IF($A55>0,$E55-'Asset data'!AB$5,0),0)","v":0},{"$f":"ROUND(IF($A55>0,$E55-'Asset data'!AC$5,0),0)","v":0},{"$f":"ROUND(IF($A55>0,$E55-'Asset data'!AD$5,0),0)","v":0},{"$f":"ROUND(IF($A55>0,$E55-'Asset data'!AE$5,0),0)","v":0},{"$f":"ROUND(IF($A55>0,$E55-'Asset data'!AF$5,0),0)","v":0},{"$f":"ROUND(IF($A55>0,$E55-'Asset data'!AG$5,0),0)","v":0},{"$f":"ROUND(IF($A55>0,$E55-'Asset data'!AH$5,0),0)","v":0},{"$f":"ROUND(IF($A55>0,$E55-'Asset data'!AI$5,0),0)","v":0},{"$f":"ROUND(IF($A55>0,$E55-'Asset data'!AJ$5,0),0)","v":0},{"$f":"ROUND(IF($A55>0,$E55-'Asset data'!AK$5,0),0)","v":0},{"$f":"ROUND(IF($A55>0,$E55-'Asset data'!AL$5,0),0)","v":0},{"$f":"ROUND(IF($A55>0,$E55-'Asset data'!AM$5,0),0)","v":0},{"$f":"ROUND(IF($A55>0,$E55-'Asset data'!AN$5,0),0)","v":0},{"$f":"ROUND(IF($A55>0,$E55-'Asset data'!AO$5,0),0)","v":0},{"$f":"ROUND(IF($A55>0,$E55-'Asset data'!AP$5,0),0)","v":0},{"$f":"ROUND(IF($A55>0,$E55-'Asset data'!AQ$5,0),0)","v":0},{"$f":"ROUND(IF($A55>0,$E55-'Asset data'!AR$5,0),0)","v":0},{"$f":"ROUND(IF($A55>0,$E55-'Asset data'!AS$5,0),0)","v":0},{"$f":"ROUND(IF($A55>0,$E55-'Asset data'!AT$5,0),0)","v":0},{"$f":"ROUND(IF($A55>0,$E55-'Asset data'!AU$5,0),0)","v":0},{"$f":"ROUND(IF($A55>0,$E55-'Asset data'!AV$5,0),0)","v":0},{"$f":"ROUND(IF($A55>0,$E55-'Asset data'!AW$5,0),0)","v":0},{"$f":"ROUND(IF($A55>0,$E55-'Asset data'!AX$5,0),0)","v":0},{"$f":"ROUND(IF($A55>0,$E55-'Asset data'!AY$5,0),0)","v":0},{"$f":"ROUND(IF($A55>0,$E55-'Asset data'!AZ$5,0),0)","v":0},{"$f":"ROUND(IF($A55>0,$E55-'Asset data'!BA$5,0),0)","v":0},{"$f":"ROUND(IF($A55>0,$E55-'Asset data'!BB$5,0),0)","v":0},{"$f":"ROUND(IF($A55>0,$E55-'Asset data'!BC$5,0),0)","v":0},{"$f":"ROUND(IF($A55>0,$E55-'Asset data'!BD$5,0),0)","v":0},{"$f":"ROUND(IF($A55>0,$E55-'Asset data'!BE$5,0),0)","v":0},{"$f":"ROUND(IF($A55>0,$E55-'Asset data'!BF$5,0),0)","v":0},{"$f":"ROUND(IF($A55>0,$E55-'Asset data'!BG$5,0),0)","v":0},{"$f":"ROUND(IF($A55>0,$E55-'Asset data'!BH$5,0),0)","v":0},{"$f":"ROUND(IF($A55>0,$E55-'Asset data'!BI$5,0),0)","v":0},{"$f":"ROUND(IF($A55>0,$E55-'Asset data'!BJ$5,0),0)","v":0},{"$f":"ROUND(IF($A55>0,$E55-'Asset data'!BK$5,0),0)","v":0},{"$f":"ROUND(IF($A55>0,$E55-'Asset data'!BL$5,0),0)","v":0},{"$f":"ROUND(IF($A55>0,$E55-'Asset data'!BM$5,0),0)","v":0},{"$f":"ROUND(IF($A55>0,$E55-'Asset data'!BN$5,0),0)","v":0},{"$f":"ROUND(IF($A55>0,$E55-'Asset data'!BO$5,0),0)","v":0},{"$f":"ROUND(IF($A55>0,$E55-'Asset data'!BP$5,0),0)","v":0},{"$f":"ROUND(IF($A55>0,$E55-'Asset data'!BQ$5,0),0)","v":0},{"$f":"ROUND(IF($A55>0,$E55-'Asset data'!BR$5,0),0)","v":0},{"$f":"ROUND(IF($A55>0,$E55-'Asset data'!BS$5,0),0)","v":0},{"$f":"ROUND(IF($A55>0,$E55-'Asset data'!BT$5,0),0)","v":0},{"$f":"ROUND(IF($A55>0,$E55-'Asset data'!BU$5,0),0)","v":0},{"$f":"ROUND(IF($A55>0,$E55-'Asset data'!BV$5,0),0)","v":0},{"$f":"ROUND(IF($A55>0,$E55-'Asset data'!BW$5,0),0)","v":0},{"$f":"ROUND(IF($A55>0,$E55-'Asset data'!BX$5,0),0)","v":0},{"$f":"ROUND(IF($A55>0,$E55-'Asset data'!BY$5,0),0)","v":0},{"$f":"ROUND(IF($A55>0,$E55-'Asset data'!BZ$5,0),0)","v":0},{"$f":"ROUND(IF($A55>0,$E55-'Asset data'!CA$5,0),0)","v":0},{"$f":"ROUND(IF($A55>0,$E55-'Asset data'!CB$5,0),0)","v":0},{"$f":"ROUND(IF($A55>0,$E55-'Asset data'!CC$5,0),0)","v":0},{"$f":"ROUND(IF($A55>0,$E55-'Asset data'!CD$5,0),0)","v":0},{"$f":"ROUND(IF($A55>0,$E55-'Asset data'!CE$5,0),0)","v":0},{"$f":"ROUND(IF($A55>0,$E55-'Asset data'!CF$5,0),0)","v":0},{"$f":"ROUND(IF($A55>0,$E55-'Asset data'!CG$5,0),0)","v":0},{"$f":"ROUND(IF($A55>0,$E55-'Asset data'!CH$5,0),0)","v":0},{"$f":"ROUND(IF($A55>0,$E55-'Asset data'!CI$5,0),0)","v":0},{"$f":"ROUND(IF($A55>0,$E55-'Asset data'!CJ$5,0),0)","v":0},{"$f":"ROUND(IF($A55>0,$E55-'Asset data'!CK$5,0),0)","v":0},{"$f":"ROUND(IF($A55>0,$E55-'Asset data'!CL$5,0),0)","v":0},{"$f":"ROUND(IF($A55>0,$E55-'Asset data'!CM$5,0),0)","v":0},{"$f":"ROUND(IF($A55>0,$E55-'Asset data'!CN$5,0),0)","v":0},{"$f":"ROUND(IF($A55>0,$E55-'Asset data'!CO$5,0),0)","v":0},{"$f":"ROUND(IF($A55>0,$E55-'Asset data'!CP$5,0),0)","v":0},{"$f":"ROUND(IF($A55>0,$E55-'Asset data'!CQ$5,0),0)","v":0},{"$f":"ROUND(IF($A55>0,$E55-'Asset data'!CR$5,0),0)","v":0},{"$f":"ROUND(IF($A55>0,$E55-'Asset data'!CS$5,0),0)","v":0},{"$f":"ROUND(IF($A55>0,$E55-'Asset data'!CT$5,0),0)","v":0},{"$f":"ROUND(IF($A55>0,$E55-'Asset data'!CU$5,0),0)","v":0},{"$f":"ROUND(IF($A55>0,$E55-'Asset data'!CV$5,0),0)","v":0},{"$f":"ROUND(IF($A55>0,$E55-'Asset data'!CW$5,0),0)","v":0},{"$f":"ROUND(IF($A55>0,$E55-'Asset data'!CX$5,0),0)","v":0},{"$f":"ROUND(IF($A55>0,$E55-'Asset data'!CY$5,0),0)","v":0},{"$f":"ROUND(IF($A55>0,$E55-'Asset data'!CZ$5,0),0)","v":0},{"$f":"ROUND(IF($A55>0,$E55-'Asset data'!DA$5,0),0)","v":0},{"$f":"ROUND(IF($A55>0,$E55-'Asset data'!DB$5,0),0)","v":0},{"$f":"ROUND(IF($A55>0,$E55-'Asset data'!DC$5,0),0)","v":0},{"$f":"ROUND(IF($A55>0,$E55-'Asset data'!DD$5,0),0)","v":0},{"$f":"ROUND(IF($A55>0,$E55-'Asset data'!DE$5,0),0)","v":0},{"$f":"ROUND(IF($A55>0,$E55-'Asset data'!DF$5,0),0)","v":0},{"$f":"ROUND(IF($A55>0,$E55-'Asset data'!DG$5,0),0)","v":0},{"$f":"ROUND(IF($A55>0,$E55-'Asset data'!DH$5,0),0)","v":0},{"$f":"ROUND(IF($A55>0,$E55-'Asset data'!DI$5,0),0)","v":0},{"$f":"ROUND(IF($A55>0,$E55-'Asset data'!DJ$5,0),0)","v":0},{"$f":"ROUND(IF($A55>0,$E55-'Asset data'!DK$5,0),0)","v":0},{"$f":"ROUND(IF($A55>0,$E55-'Asset data'!DL$5,0),0)","v":0},{"$f":"ROUND(IF($A55>0,$E55-'Asset data'!DM$5,0),0)","v":0},{"$f":"ROUND(IF($A55>0,$E55-'Asset data'!DN$5,0),0)","v":0},{"$f":"ROUND(IF($A55>0,$E55-'Asset data'!DO$5,0),0)","v":0},{"$f":"ROUND(IF($A55>0,$E55-'Asset data'!DP$5,0),0)","v":0},{"$f":"ROUND(IF($A55>0,$E55-'Asset data'!DQ$5,0),0)","v":0},{"$f":"ROUND(IF($A55>0,$E55-'Asset data'!DR$5,0),0)","v":0},{"$f":"ROUND(IF($A55>0,$E55-'Asset data'!DS$5,0),0)","v":0},{"$f":"ROUND(IF($A55>0,$E55-'Asset data'!DT$5,0),0)","v":0},{"$f":"ROUND(IF($A55>0,$E55-'Asset data'!DU$5,0),0)","v":0},{"$f":"ROUND(IF($A55>0,$E55-'Asset data'!DV$5,0),0)","v":0},{"$f":"ROUND(IF($A55>0,$E55-'Asset data'!DW$5,0),0)","v":0},{"$f":"ROUND(IF($A55>0,$E55-'Asset data'!DX$5,0),0)","v":0},{"$f":"ROUND(IF($A55>0,$E55-'Asset data'!DY$5,0),0)","v":0},{"$f":"ROUND(IF($A55>0,$E55-'Asset data'!DZ$5,0),0)","v":0},{"$f":"ROUND(IF($A55>0,$E55-'Asset data'!EA$5,0),0)","v":0},{"$f":"ROUND(IF($A55>0,$E55-'Asset data'!EB$5,0),0)","v":0},{"$f":"ROUND(IF($A55>0,$E55-'Asset data'!EC$5,0),0)","v":0},{"$f":"ROUND(IF($A55>0,$E55-'Asset data'!ED$5,0),0)","v":0},{"$f":"ROUND(IF($A55>0,$E55-'Asset data'!EE$5,0),0)","v":0},{"$f":"ROUND(IF($A55>0,$E55-'Asset data'!EF$5,0),0)","v":0},{"$f":"ROUND(IF($A55>0,$E55-'Asset data'!EG$5,0),0)","v":0},{"$f":"ROUND(IF($A55>0,$E55-'Asset data'!EH$5,0),0)","v":0},{"$f":"ROUND(IF($A55>0,$E55-'Asset data'!EI$5,0),0)","v":0},{"$f":"ROUND(IF($A55>0,$E55-'Asset data'!EJ$5,0),0)","v":0},{"$f":"ROUND(IF($A55>0,$E55-'Asset data'!EK$5,0),0)","v":0},{"$f":"ROUND(IF($A55>0,$E55-'Asset data'!EL$5,0),0)","v":0},{"$f":"ROUND(IF($A55>0,$E55-'Asset data'!EM$5,0),0)","v":0},{"$f":"ROUND(IF($A55>0,$E55-'Asset data'!EN$5,0),0)","v":0},{"$f":"ROUND(IF($A55>0,$E55-'Asset data'!EO$5,0),0)","v":0},{"$f":"ROUND(IF($A55>0,$E55-'Asset data'!EP$5,0),0)","v":0},{"$f":"ROUND(IF($A55>0,$E55-'Asset data'!EQ$5,0),0)","v":0},{"$f":"ROUND(IF($A55>0,$E55-'Asset data'!ER$5,0),0)","v":0},{"$f":"ROUND(IF($A55>0,$E55-'Asset data'!ES$5,0),0)","v":0},{"$f":"ROUND(IF($A55>0,$E55-'Asset data'!ET$5,0),0)","v":0},{"$f":"ROUND(IF($A55>0,$E55-'Asset data'!EU$5,0),0)","v":0},{"$f":"ROUND(IF($A55>0,$E55-'Asset data'!EV$5,0),0)","v":0},{"$f":"ROUND(IF($A55>0,$E55-'Asset data'!EW$5,0),0)","v":0},{"$f":"ROUND(IF($A55>0,$E55-'Asset data'!EX$5,0),0)","v":0},{"$f":"ROUND(IF($A55>0,$E55-'Asset data'!EY$5,0),0)","v":0},{"$f":"ROUND(IF($A55>0,$E55-'Asset data'!EZ$5,0),0)","v":0},{"$f":"ROUND(IF($A55>0,$E55-'Asset data'!FA$5,0),0)","v":0},{"$f":"ROUND(IF($A55>0,$E55-'Asset data'!FB$5,0),0)","v":0},{"$f":"ROUND(IF($A55>0,$E55-'Asset data'!FC$5,0),0)","v":0},{"$f":"ROUND(IF($A55>0,$E55-'Asset data'!FD$5,0),0)","v":0},{"$f":"ROUND(IF($A55>0,$E55-'Asset data'!FE$5,0),0)","v":0},{"$f":"ROUND(IF($A55>0,$E55-'Asset data'!FF$5,0),0)","v":0},{"$f":"ROUND(IF($A55>0,$E55-'Asset data'!FG$5,0),0)","v":0}]
[{"$f":"'Asset data'!A56","v":0},{"$f":"'Asset data'!B56","v":0},{"$f":"'Asset data'!C56","v":0},{"$f":"'Asset data'!E56","v":0},{"$f":"'Asset data'!I56","v":0},{"$f":"ROUND(IF($A56>0,$E56-'Asset data'!L$5,0),0)","v":0},{"$f":"ROUND(IF($A56>0,$E56-'Asset data'!M$5,0),0)","v":0},{"$f":"ROUND(IF($A56>0,$E56-'Asset data'!N$5,0),0)","v":0},{"$f":"ROUND(IF($A56>0,$E56-'Asset data'!O$5,0),0)","v":0},{"$f":"ROUND(IF($A56>0,$E56-'Asset data'!P$5,0),0)","v":0},{"$f":"ROUND(IF($A56>0,$E56-'Asset data'!Q$5,0),0)","v":0},{"$f":"ROUND(IF($A56>0,$E56-'Asset data'!R$5,0),0)","v":0},{"$f":"ROUND(IF($A56>0,$E56-'Asset data'!S$5,0),0)","v":0},{"$f":"ROUND(IF($A56>0,$E56-'Asset data'!T$5,0),0)","v":0},{"$f":"ROUND(IF($A56>0,$E56-'Asset data'!U$5,0),0)","v":0},{"$f":"ROUND(IF($A56>0,$E56-'Asset data'!V$5,0),0)","v":0},{"$f":"ROUND(IF($A56>0,$E56-'Asset data'!W$5,0),0)","v":0},{"$f":"ROUND(IF($A56>0,$E56-'Asset data'!X$5,0),0)","v":0},{"$f":"ROUND(IF($A56>0,$E56-'Asset data'!Y$5,0),0)","v":0},{"$f":"ROUND(IF($A56>0,$E56-'Asset data'!Z$5,0),0)","v":0},{"$f":"ROUND(IF($A56>0,$E56-'Asset data'!AA$5,0),0)","v":0},{"$f":"ROUND(IF($A56>0,$E56-'Asset data'!AB$5,0),0)","v":0},{"$f":"ROUND(IF($A56>0,$E56-'Asset data'!AC$5,0),0)","v":0},{"$f":"ROUND(IF($A56>0,$E56-'Asset data'!AD$5,0),0)","v":0},{"$f":"ROUND(IF($A56>0,$E56-'Asset data'!AE$5,0),0)","v":0},{"$f":"ROUND(IF($A56>0,$E56-'Asset data'!AF$5,0),0)","v":0},{"$f":"ROUND(IF($A56>0,$E56-'Asset data'!AG$5,0),0)","v":0},{"$f":"ROUND(IF($A56>0,$E56-'Asset data'!AH$5,0),0)","v":0},{"$f":"ROUND(IF($A56>0,$E56-'Asset data'!AI$5,0),0)","v":0},{"$f":"ROUND(IF($A56>0,$E56-'Asset data'!AJ$5,0),0)","v":0},{"$f":"ROUND(IF($A56>0,$E56-'Asset data'!AK$5,0),0)","v":0},{"$f":"ROUND(IF($A56>0,$E56-'Asset data'!AL$5,0),0)","v":0},{"$f":"ROUND(IF($A56>0,$E56-'Asset data'!AM$5,0),0)","v":0},{"$f":"ROUND(IF($A56>0,$E56-'Asset data'!AN$5,0),0)","v":0},{"$f":"ROUND(IF($A56>0,$E56-'Asset data'!AO$5,0),0)","v":0},{"$f":"ROUND(IF($A56>0,$E56-'Asset data'!AP$5,0),0)","v":0},{"$f":"ROUND(IF($A56>0,$E56-'Asset data'!AQ$5,0),0)","v":0},{"$f":"ROUND(IF($A56>0,$E56-'Asset data'!AR$5,0),0)","v":0},{"$f":"ROUND(IF($A56>0,$E56-'Asset data'!AS$5,0),0)","v":0},{"$f":"ROUND(IF($A56>0,$E56-'Asset data'!AT$5,0),0)","v":0},{"$f":"ROUND(IF($A56>0,$E56-'Asset data'!AU$5,0),0)","v":0},{"$f":"ROUND(IF($A56>0,$E56-'Asset data'!AV$5,0),0)","v":0},{"$f":"ROUND(IF($A56>0,$E56-'Asset data'!AW$5,0),0)","v":0},{"$f":"ROUND(IF($A56>0,$E56-'Asset data'!AX$5,0),0)","v":0},{"$f":"ROUND(IF($A56>0,$E56-'Asset data'!AY$5,0),0)","v":0},{"$f":"ROUND(IF($A56>0,$E56-'Asset data'!AZ$5,0),0)","v":0},{"$f":"ROUND(IF($A56>0,$E56-'Asset data'!BA$5,0),0)","v":0},{"$f":"ROUND(IF($A56>0,$E56-'Asset data'!BB$5,0),0)","v":0},{"$f":"ROUND(IF($A56>0,$E56-'Asset data'!BC$5,0),0)","v":0},{"$f":"ROUND(IF($A56>0,$E56-'Asset data'!BD$5,0),0)","v":0},{"$f":"ROUND(IF($A56>0,$E56-'Asset data'!BE$5,0),0)","v":0},{"$f":"ROUND(IF($A56>0,$E56-'Asset data'!BF$5,0),0)","v":0},{"$f":"ROUND(IF($A56>0,$E56-'Asset data'!BG$5,0),0)","v":0},{"$f":"ROUND(IF($A56>0,$E56-'Asset data'!BH$5,0),0)","v":0},{"$f":"ROUND(IF($A56>0,$E56-'Asset data'!BI$5,0),0)","v":0},{"$f":"ROUND(IF($A56>0,$E56-'Asset data'!BJ$5,0),0)","v":0},{"$f":"ROUND(IF($A56>0,$E56-'Asset data'!BK$5,0),0)","v":0},{"$f":"ROUND(IF($A56>0,$E56-'Asset data'!BL$5,0),0)","v":0},{"$f":"ROUND(IF($A56>0,$E56-'Asset data'!BM$5,0),0)","v":0},{"$f":"ROUND(IF($A56>0,$E56-'Asset data'!BN$5,0),0)","v":0},{"$f":"ROUND(IF($A56>0,$E56-'Asset data'!BO$5,0),0)","v":0},{"$f":"ROUND(IF($A56>0,$E56-'Asset data'!BP$5,0),0)","v":0},{"$f":"ROUND(IF($A56>0,$E56-'Asset data'!BQ$5,0),0)","v":0},{"$f":"ROUND(IF($A56>0,$E56-'Asset data'!BR$5,0),0)","v":0},{"$f":"ROUND(IF($A56>0,$E56-'Asset data'!BS$5,0),0)","v":0},{"$f":"ROUND(IF($A56>0,$E56-'Asset data'!BT$5,0),0)","v":0},{"$f":"ROUND(IF($A56>0,$E56-'Asset data'!BU$5,0),0)","v":0},{"$f":"ROUND(IF($A56>0,$E56-'Asset data'!BV$5,0),0)","v":0},{"$f":"ROUND(IF($A56>0,$E56-'Asset data'!BW$5,0),0)","v":0},{"$f":"ROUND(IF($A56>0,$E56-'Asset data'!BX$5,0),0)","v":0},{"$f":"ROUND(IF($A56>0,$E56-'Asset data'!BY$5,0),0)","v":0},{"$f":"ROUND(IF($A56>0,$E56-'Asset data'!BZ$5,0),0)","v":0},{"$f":"ROUND(IF($A56>0,$E56-'Asset data'!CA$5,0),0)","v":0},{"$f":"ROUND(IF($A56>0,$E56-'Asset data'!CB$5,0),0)","v":0},{"$f":"ROUND(IF($A56>0,$E56-'Asset data'!CC$5,0),0)","v":0},{"$f":"ROUND(IF($A56>0,$E56-'Asset data'!CD$5,0),0)","v":0},{"$f":"ROUND(IF($A56>0,$E56-'Asset data'!CE$5,0),0)","v":0},{"$f":"ROUND(IF($A56>0,$E56-'Asset data'!CF$5,0),0)","v":0},{"$f":"ROUND(IF($A56>0,$E56-'Asset data'!CG$5,0),0)","v":0},{"$f":"ROUND(IF($A56>0,$E56-'Asset data'!CH$5,0),0)","v":0},{"$f":"ROUND(IF($A56>0,$E56-'Asset data'!CI$5,0),0)","v":0},{"$f":"ROUND(IF($A56>0,$E56-'Asset data'!CJ$5,0),0)","v":0},{"$f":"ROUND(IF($A56>0,$E56-'Asset data'!CK$5,0),0)","v":0},{"$f":"ROUND(IF($A56>0,$E56-'Asset data'!CL$5,0),0)","v":0},{"$f":"ROUND(IF($A56>0,$E56-'Asset data'!CM$5,0),0)","v":0},{"$f":"ROUND(IF($A56>0,$E56-'Asset data'!CN$5,0),0)","v":0},{"$f":"ROUND(IF($A56>0,$E56-'Asset data'!CO$5,0),0)","v":0},{"$f":"ROUND(IF($A56>0,$E56-'Asset data'!CP$5,0),0)","v":0},{"$f":"ROUND(IF($A56>0,$E56-'Asset data'!CQ$5,0),0)","v":0},{"$f":"ROUND(IF($A56>0,$E56-'Asset data'!CR$5,0),0)","v":0},{"$f":"ROUND(IF($A56>0,$E56-'Asset data'!CS$5,0),0)","v":0},{"$f":"ROUND(IF($A56>0,$E56-'Asset data'!CT$5,0),0)","v":0},{"$f":"ROUND(IF($A56>0,$E56-'Asset data'!CU$5,0),0)","v":0},{"$f":"ROUND(IF($A56>0,$E56-'Asset data'!CV$5,0),0)","v":0},{"$f":"ROUND(IF($A56>0,$E56-'Asset data'!CW$5,0),0)","v":0},{"$f":"ROUND(IF($A56>0,$E56-'Asset data'!CX$5,0),0)","v":0},{"$f":"ROUND(IF($A56>0,$E56-'Asset data'!CY$5,0),0)","v":0},{"$f":"ROUND(IF($A56>0,$E56-'Asset data'!CZ$5,0),0)","v":0},{"$f":"ROUND(IF($A56>0,$E56-'Asset data'!DA$5,0),0)","v":0},{"$f":"ROUND(IF($A56>0,$E56-'Asset data'!DB$5,0),0)","v":0},{"$f":"ROUND(IF($A56>0,$E56-'Asset data'!DC$5,0),0)","v":0},{"$f":"ROUND(IF($A56>0,$E56-'Asset data'!DD$5,0),0)","v":0},{"$f":"ROUND(IF($A56>0,$E56-'Asset data'!DE$5,0),0)","v":0},{"$f":"ROUND(IF($A56>0,$E56-'Asset data'!DF$5,0),0)","v":0},{"$f":"ROUND(IF($A56>0,$E56-'Asset data'!DG$5,0),0)","v":0},{"$f":"ROUND(IF($A56>0,$E56-'Asset data'!DH$5,0),0)","v":0},{"$f":"ROUND(IF($A56>0,$E56-'Asset data'!DI$5,0),0)","v":0},{"$f":"ROUND(IF($A56>0,$E56-'Asset data'!DJ$5,0),0)","v":0},{"$f":"ROUND(IF($A56>0,$E56-'Asset data'!DK$5,0),0)","v":0},{"$f":"ROUND(IF($A56>0,$E56-'Asset data'!DL$5,0),0)","v":0},{"$f":"ROUND(IF($A56>0,$E56-'Asset data'!DM$5,0),0)","v":0},{"$f":"ROUND(IF($A56>0,$E56-'Asset data'!DN$5,0),0)","v":0},{"$f":"ROUND(IF($A56>0,$E56-'Asset data'!DO$5,0),0)","v":0},{"$f":"ROUND(IF($A56>0,$E56-'Asset data'!DP$5,0),0)","v":0},{"$f":"ROUND(IF($A56>0,$E56-'Asset data'!DQ$5,0),0)","v":0},{"$f":"ROUND(IF($A56>0,$E56-'Asset data'!DR$5,0),0)","v":0},{"$f":"ROUND(IF($A56>0,$E56-'Asset data'!DS$5,0),0)","v":0},{"$f":"ROUND(IF($A56>0,$E56-'Asset data'!DT$5,0),0)","v":0},{"$f":"ROUND(IF($A56>0,$E56-'Asset data'!DU$5,0),0)","v":0},{"$f":"ROUND(IF($A56>0,$E56-'Asset data'!DV$5,0),0)","v":0},{"$f":"ROUND(IF($A56>0,$E56-'Asset data'!DW$5,0),0)","v":0},{"$f":"ROUND(IF($A56>0,$E56-'Asset data'!DX$5,0),0)","v":0},{"$f":"ROUND(IF($A56>0,$E56-'Asset data'!DY$5,0),0)","v":0},{"$f":"ROUND(IF($A56>0,$E56-'Asset data'!DZ$5,0),0)","v":0},{"$f":"ROUND(IF($A56>0,$E56-'Asset data'!EA$5,0),0)","v":0},{"$f":"ROUND(IF($A56>0,$E56-'Asset data'!EB$5,0),0)","v":0},{"$f":"ROUND(IF($A56>0,$E56-'Asset data'!EC$5,0),0)","v":0},{"$f":"ROUND(IF($A56>0,$E56-'Asset data'!ED$5,0),0)","v":0},{"$f":"ROUND(IF($A56>0,$E56-'Asset data'!EE$5,0),0)","v":0},{"$f":"ROUND(IF($A56>0,$E56-'Asset data'!EF$5,0),0)","v":0},{"$f":"ROUND(IF($A56>0,$E56-'Asset data'!EG$5,0),0)","v":0},{"$f":"ROUND(IF($A56>0,$E56-'Asset data'!EH$5,0),0)","v":0},{"$f":"ROUND(IF($A56>0,$E56-'Asset data'!EI$5,0),0)","v":0},{"$f":"ROUND(IF($A56>0,$E56-'Asset data'!EJ$5,0),0)","v":0},{"$f":"ROUND(IF($A56>0,$E56-'Asset data'!EK$5,0),0)","v":0},{"$f":"ROUND(IF($A56>0,$E56-'Asset data'!EL$5,0),0)","v":0},{"$f":"ROUND(IF($A56>0,$E56-'Asset data'!EM$5,0),0)","v":0},{"$f":"ROUND(IF($A56>0,$E56-'Asset data'!EN$5,0),0)","v":0},{"$f":"ROUND(IF($A56>0,$E56-'Asset data'!EO$5,0),0)","v":0},{"$f":"ROUND(IF($A56>0,$E56-'Asset data'!EP$5,0),0)","v":0},{"$f":"ROUND(IF($A56>0,$E56-'Asset data'!EQ$5,0),0)","v":0},{"$f":"ROUND(IF($A56>0,$E56-'Asset data'!ER$5,0),0)","v":0},{"$f":"ROUND(IF($A56>0,$E56-'Asset data'!ES$5,0),0)","v":0},{"$f":"ROUND(IF($A56>0,$E56-'Asset data'!ET$5,0),0)","v":0},{"$f":"ROUND(IF($A56>0,$E56-'Asset data'!EU$5,0),0)","v":0},{"$f":"ROUND(IF($A56>0,$E56-'Asset data'!EV$5,0),0)","v":0},{"$f":"ROUND(IF($A56>0,$E56-'Asset data'!EW$5,0),0)","v":0},{"$f":"ROUND(IF($A56>0,$E56-'Asset data'!EX$5,0),0)","v":0},{"$f":"ROUND(IF($A56>0,$E56-'Asset data'!EY$5,0),0)","v":0},{"$f":"ROUND(IF($A56>0,$E56-'Asset data'!EZ$5,0),0)","v":0},{"$f":"ROUND(IF($A56>0,$E56-'Asset data'!FA$5,0),0)","v":0},{"$f":"ROUND(IF($A56>0,$E56-'Asset data'!FB$5,0),0)","v":0},{"$f":"ROUND(IF($A56>0,$E56-'Asset data'!FC$5,0),0)","v":0},{"$f":"ROUND(IF($A56>0,$E56-'Asset data'!FD$5,0),0)","v":0},{"$f":"ROUND(IF($A56>0,$E56-'Asset data'!FE$5,0),0)","v":0},{"$f":"ROUND(IF($A56>0,$E56-'Asset data'!FF$5,0),0)","v":0},{"$f":"ROUND(IF($A56>0,$E56-'Asset data'!FG$5,0),0)","v":0}]
[{"$f":"'Asset data'!A57","v":0},{"$f":"'Asset data'!B57","v":0},{"$f":"'Asset data'!C57","v":0},{"$f":"'Asset data'!E57","v":0},{"$f":"'Asset data'!I57","v":0},{"$f":"ROUND(IF($A57>0,$E57-'Asset data'!L$5,0),0)","v":0},{"$f":"ROUND(IF($A57>0,$E57-'Asset data'!M$5,0),0)","v":0},{"$f":"ROUND(IF($A57>0,$E57-'Asset data'!N$5,0),0)","v":0},{"$f":"ROUND(IF($A57>0,$E57-'Asset data'!O$5,0),0)","v":0},{"$f":"ROUND(IF($A57>0,$E57-'Asset data'!P$5,0),0)","v":0},{"$f":"ROUND(IF($A57>0,$E57-'Asset data'!Q$5,0),0)","v":0},{"$f":"ROUND(IF($A57>0,$E57-'Asset data'!R$5,0),0)","v":0},{"$f":"ROUND(IF($A57>0,$E57-'Asset data'!S$5,0),0)","v":0},{"$f":"ROUND(IF($A57>0,$E57-'Asset data'!T$5,0),0)","v":0},{"$f":"ROUND(IF($A57>0,$E57-'Asset data'!U$5,0),0)","v":0},{"$f":"ROUND(IF($A57>0,$E57-'Asset data'!V$5,0),0)","v":0},{"$f":"ROUND(IF($A57>0,$E57-'Asset data'!W$5,0),0)","v":0},{"$f":"ROUND(IF($A57>0,$E57-'Asset data'!X$5,0),0)","v":0},{"$f":"ROUND(IF($A57>0,$E57-'Asset data'!Y$5,0),0)","v":0},{"$f":"ROUND(IF($A57>0,$E57-'Asset data'!Z$5,0),0)","v":0},{"$f":"ROUND(IF($A57>0,$E57-'Asset data'!AA$5,0),0)","v":0},{"$f":"ROUND(IF($A57>0,$E57-'Asset data'!AB$5,0),0)","v":0},{"$f":"ROUND(IF($A57>0,$E57-'Asset data'!AC$5,0),0)","v":0},{"$f":"ROUND(IF($A57>0,$E57-'Asset data'!AD$5,0),0)","v":0},{"$f":"ROUND(IF($A57>0,$E57-'Asset data'!AE$5,0),0)","v":0},{"$f":"ROUND(IF($A57>0,$E57-'Asset data'!AF$5,0),0)","v":0},{"$f":"ROUND(IF($A57>0,$E57-'Asset data'!AG$5,0),0)","v":0},{"$f":"ROUND(IF($A57>0,$E57-'Asset data'!AH$5,0),0)","v":0},{"$f":"ROUND(IF($A57>0,$E57-'Asset data'!AI$5,0),0)","v":0},{"$f":"ROUND(IF($A57>0,$E57-'Asset data'!AJ$5,0),0)","v":0},{"$f":"ROUND(IF($A57>0,$E57-'Asset data'!AK$5,0),0)","v":0},{"$f":"ROUND(IF($A57>0,$E57-'Asset data'!AL$5,0),0)","v":0},{"$f":"ROUND(IF($A57>0,$E57-'Asset data'!AM$5,0),0)","v":0},{"$f":"ROUND(IF($A57>0,$E57-'Asset data'!AN$5,0),0)","v":0},{"$f":"ROUND(IF($A57>0,$E57-'Asset data'!AO$5,0),0)","v":0},{"$f":"ROUND(IF($A57>0,$E57-'Asset data'!AP$5,0),0)","v":0},{"$f":"ROUND(IF($A57>0,$E57-'Asset data'!AQ$5,0),0)","v":0},{"$f":"ROUND(IF($A57>0,$E57-'Asset data'!AR$5,0),0)","v":0},{"$f":"ROUND(IF($A57>0,$E57-'Asset data'!AS$5,0),0)","v":0},{"$f":"ROUND(IF($A57>0,$E57-'Asset data'!AT$5,0),0)","v":0},{"$f":"ROUND(IF($A57>0,$E57-'Asset data'!AU$5,0),0)","v":0},{"$f":"ROUND(IF($A57>0,$E57-'Asset data'!AV$5,0),0)","v":0},{"$f":"ROUND(IF($A57>0,$E57-'Asset data'!AW$5,0),0)","v":0},{"$f":"ROUND(IF($A57>0,$E57-'Asset data'!AX$5,0),0)","v":0},{"$f":"ROUND(IF($A57>0,$E57-'Asset data'!AY$5,0),0)","v":0},{"$f":"ROUND(IF($A57>0,$E57-'Asset data'!AZ$5,0),0)","v":0},{"$f":"ROUND(IF($A57>0,$E57-'Asset data'!BA$5,0),0)","v":0},{"$f":"ROUND(IF($A57>0,$E57-'Asset data'!BB$5,0),0)","v":0},{"$f":"ROUND(IF($A57>0,$E57-'Asset data'!BC$5,0),0)","v":0},{"$f":"ROUND(IF($A57>0,$E57-'Asset data'!BD$5,0),0)","v":0},{"$f":"ROUND(IF($A57>0,$E57-'Asset data'!BE$5,0),0)","v":0},{"$f":"ROUND(IF($A57>0,$E57-'Asset data'!BF$5,0),0)","v":0},{"$f":"ROUND(IF($A57>0,$E57-'Asset data'!BG$5,0),0)","v":0},{"$f":"ROUND(IF($A57>0,$E57-'Asset data'!BH$5,0),0)","v":0},{"$f":"ROUND(IF($A57>0,$E57-'Asset data'!BI$5,0),0)","v":0},{"$f":"ROUND(IF($A57>0,$E57-'Asset data'!BJ$5,0),0)","v":0},{"$f":"ROUND(IF($A57>0,$E57-'Asset data'!BK$5,0),0)","v":0},{"$f":"ROUND(IF($A57>0,$E57-'Asset data'!BL$5,0),0)","v":0},{"$f":"ROUND(IF($A57>0,$E57-'Asset data'!BM$5,0),0)","v":0},{"$f":"ROUND(IF($A57>0,$E57-'Asset data'!BN$5,0),0)","v":0},{"$f":"ROUND(IF($A57>0,$E57-'Asset data'!BO$5,0),0)","v":0},{"$f":"ROUND(IF($A57>0,$E57-'Asset data'!BP$5,0),0)","v":0},{"$f":"ROUND(IF($A57>0,$E57-'Asset data'!BQ$5,0),0)","v":0},{"$f":"ROUND(IF($A57>0,$E57-'Asset data'!BR$5,0),0)","v":0},{"$f":"ROUND(IF($A57>0,$E57-'Asset data'!BS$5,0),0)","v":0},{"$f":"ROUND(IF($A57>0,$E57-'Asset data'!BT$5,0),0)","v":0},{"$f":"ROUND(IF($A57>0,$E57-'Asset data'!BU$5,0),0)","v":0},{"$f":"ROUND(IF($A57>0,$E57-'Asset data'!BV$5,0),0)","v":0},{"$f":"ROUND(IF($A57>0,$E57-'Asset data'!BW$5,0),0)","v":0},{"$f":"ROUND(IF($A57>0,$E57-'Asset data'!BX$5,0),0)","v":0},{"$f":"ROUND(IF($A57>0,$E57-'Asset data'!BY$5,0),0)","v":0},{"$f":"ROUND(IF($A57>0,$E57-'Asset data'!BZ$5,0),0)","v":0},{"$f":"ROUND(IF($A57>0,$E57-'Asset data'!CA$5,0),0)","v":0},{"$f":"ROUND(IF($A57>0,$E57-'Asset data'!CB$5,0),0)","v":0},{"$f":"ROUND(IF($A57>0,$E57-'Asset data'!CC$5,0),0)","v":0},{"$f":"ROUND(IF($A57>0,$E57-'Asset data'!CD$5,0),0)","v":0},{"$f":"ROUND(IF($A57>0,$E57-'Asset data'!CE$5,0),0)","v":0},{"$f":"ROUND(IF($A57>0,$E57-'Asset data'!CF$5,0),0)","v":0},{"$f":"ROUND(IF($A57>0,$E57-'Asset data'!CG$5,0),0)","v":0},{"$f":"ROUND(IF($A57>0,$E57-'Asset data'!CH$5,0),0)","v":0},{"$f":"ROUND(IF($A57>0,$E57-'Asset data'!CI$5,0),0)","v":0},{"$f":"ROUND(IF($A57>0,$E57-'Asset data'!CJ$5,0),0)","v":0},{"$f":"ROUND(IF($A57>0,$E57-'Asset data'!CK$5,0),0)","v":0},{"$f":"ROUND(IF($A57>0,$E57-'Asset data'!CL$5,0),0)","v":0},{"$f":"ROUND(IF($A57>0,$E57-'Asset data'!CM$5,0),0)","v":0},{"$f":"ROUND(IF($A57>0,$E57-'Asset data'!CN$5,0),0)","v":0},{"$f":"ROUND(IF($A57>0,$E57-'Asset data'!CO$5,0),0)","v":0},{"$f":"ROUND(IF($A57>0,$E57-'Asset data'!CP$5,0),0)","v":0},{"$f":"ROUND(IF($A57>0,$E57-'Asset data'!CQ$5,0),0)","v":0},{"$f":"ROUND(IF($A57>0,$E57-'Asset data'!CR$5,0),0)","v":0},{"$f":"ROUND(IF($A57>0,$E57-'Asset data'!CS$5,0),0)","v":0},{"$f":"ROUND(IF($A57>0,$E57-'Asset data'!CT$5,0),0)","v":0},{"$f":"ROUND(IF($A57>0,$E57-'Asset data'!CU$5,0),0)","v":0},{"$f":"ROUND(IF($A57>0,$E57-'Asset data'!CV$5,0),0)","v":0},{"$f":"ROUND(IF($A57>0,$E57-'Asset data'!CW$5,0),0)","v":0},{"$f":"ROUND(IF($A57>0,$E57-'Asset data'!CX$5,0),0)","v":0},{"$f":"ROUND(IF($A57>0,$E57-'Asset data'!CY$5,0),0)","v":0},{"$f":"ROUND(IF($A57>0,$E57-'Asset data'!CZ$5,0),0)","v":0},{"$f":"ROUND(IF($A57>0,$E57-'Asset data'!DA$5,0),0)","v":0},{"$f":"ROUND(IF($A57>0,$E57-'Asset data'!DB$5,0),0)","v":0},{"$f":"ROUND(IF($A57>0,$E57-'Asset data'!DC$5,0),0)","v":0},{"$f":"ROUND(IF($A57>0,$E57-'Asset data'!DD$5,0),0)","v":0},{"$f":"ROUND(IF($A57>0,$E57-'Asset data'!DE$5,0),0)","v":0},{"$f":"ROUND(IF($A57>0,$E57-'Asset data'!DF$5,0),0)","v":0},{"$f":"ROUND(IF($A57>0,$E57-'Asset data'!DG$5,0),0)","v":0},{"$f":"ROUND(IF($A57>0,$E57-'Asset data'!DH$5,0),0)","v":0},{"$f":"ROUND(IF($A57>0,$E57-'Asset data'!DI$5,0),0)","v":0},{"$f":"ROUND(IF($A57>0,$E57-'Asset data'!DJ$5,0),0)","v":0},{"$f":"ROUND(IF($A57>0,$E57-'Asset data'!DK$5,0),0)","v":0},{"$f":"ROUND(IF($A57>0,$E57-'Asset data'!DL$5,0),0)","v":0},{"$f":"ROUND(IF($A57>0,$E57-'Asset data'!DM$5,0),0)","v":0},{"$f":"ROUND(IF($A57>0,$E57-'Asset data'!DN$5,0),0)","v":0},{"$f":"ROUND(IF($A57>0,$E57-'Asset data'!DO$5,0),0)","v":0},{"$f":"ROUND(IF($A57>0,$E57-'Asset data'!DP$5,0),0)","v":0},{"$f":"ROUND(IF($A57>0,$E57-'Asset data'!DQ$5,0),0)","v":0},{"$f":"ROUND(IF($A57>0,$E57-'Asset data'!DR$5,0),0)","v":0},{"$f":"ROUND(IF($A57>0,$E57-'Asset data'!DS$5,0),0)","v":0},{"$f":"ROUND(IF($A57>0,$E57-'Asset data'!DT$5,0),0)","v":0},{"$f":"ROUND(IF($A57>0,$E57-'Asset data'!DU$5,0),0)","v":0},{"$f":"ROUND(IF($A57>0,$E57-'Asset data'!DV$5,0),0)","v":0},{"$f":"ROUND(IF($A57>0,$E57-'Asset data'!DW$5,0),0)","v":0},{"$f":"ROUND(IF($A57>0,$E57-'Asset data'!DX$5,0),0)","v":0},{"$f":"ROUND(IF($A57>0,$E57-'Asset data'!DY$5,0),0)","v":0},{"$f":"ROUND(IF($A57>0,$E57-'Asset data'!DZ$5,0),0)","v":0},{"$f":"ROUND(IF($A57>0,$E57-'Asset data'!EA$5,0),0)","v":0},{"$f":"ROUND(IF($A57>0,$E57-'Asset data'!EB$5,0),0)","v":0},{"$f":"ROUND(IF($A57>0,$E57-'Asset data'!EC$5,0),0)","v":0},{"$f":"ROUND(IF($A57>0,$E57-'Asset data'!ED$5,0),0)","v":0},{"$f":"ROUND(IF($A57>0,$E57-'Asset data'!EE$5,0),0)","v":0},{"$f":"ROUND(IF($A57>0,$E57-'Asset data'!EF$5,0),0)","v":0},{"$f":"ROUND(IF($A57>0,$E57-'Asset data'!EG$5,0),0)","v":0},{"$f":"ROUND(IF($A57>0,$E57-'Asset data'!EH$5,0),0)","v":0},{"$f":"ROUND(IF($A57>0,$E57-'Asset data'!EI$5,0),0)","v":0},{"$f":"ROUND(IF($A57>0,$E57-'Asset data'!EJ$5,0),0)","v":0},{"$f":"ROUND(IF($A57>0,$E57-'Asset data'!EK$5,0),0)","v":0},{"$f":"ROUND(IF($A57>0,$E57-'Asset data'!EL$5,0),0)","v":0},{"$f":"ROUND(IF($A57>0,$E57-'Asset data'!EM$5,0),0)","v":0},{"$f":"ROUND(IF($A57>0,$E57-'Asset data'!EN$5,0),0)","v":0},{"$f":"ROUND(IF($A57>0,$E57-'Asset data'!EO$5,0),0)","v":0},{"$f":"ROUND(IF($A57>0,$E57-'Asset data'!EP$5,0),0)","v":0},{"$f":"ROUND(IF($A57>0,$E57-'Asset data'!EQ$5,0),0)","v":0},{"$f":"ROUND(IF($A57>0,$E57-'Asset data'!ER$5,0),0)","v":0},{"$f":"ROUND(IF($A57>0,$E57-'Asset data'!ES$5,0),0)","v":0},{"$f":"ROUND(IF($A57>0,$E57-'Asset data'!ET$5,0),0)","v":0},{"$f":"ROUND(IF($A57>0,$E57-'Asset data'!EU$5,0),0)","v":0},{"$f":"ROUND(IF($A57>0,$E57-'Asset data'!EV$5,0),0)","v":0},{"$f":"ROUND(IF($A57>0,$E57-'Asset data'!EW$5,0),0)","v":0},{"$f":"ROUND(IF($A57>0,$E57-'Asset data'!EX$5,0),0)","v":0},{"$f":"ROUND(IF($A57>0,$E57-'Asset data'!EY$5,0),0)","v":0},{"$f":"ROUND(IF($A57>0,$E57-'Asset data'!EZ$5,0),0)","v":0},{"$f":"ROUND(IF($A57>0,$E57-'Asset data'!FA$5,0),0)","v":0},{"$f":"ROUND(IF($A57>0,$E57-'Asset data'!FB$5,0),0)","v":0},{"$f":"ROUND(IF($A57>0,$E57-'Asset data'!FC$5,0),0)","v":0},{"$f":"ROUND(IF($A57>0,$E57-'Asset data'!FD$5,0),0)","v":0},{"$f":"ROUND(IF($A57>0,$E57-'Asset data'!FE$5,0),0)","v":0},{"$f":"ROUND(IF($A57>0,$E57-'Asset data'!FF$5,0),0)","v":0},{"$f":"ROUND(IF($A57>0,$E57-'Asset data'!FG$5,0),0)","v":0}]
[{"$f":"'Asset data'!A58","v":0},{"$f":"'Asset data'!B58","v":0},{"$f":"'Asset data'!C58","v":0},{"$f":"'Asset data'!E58","v":0},{"$f":"'Asset data'!I58","v":0},{"$f":"ROUND(IF($A58>0,$E58-'Asset data'!L$5,0),0)","v":0},{"$f":"ROUND(IF($A58>0,$E58-'Asset data'!M$5,0),0)","v":0},{"$f":"ROUND(IF($A58>0,$E58-'Asset data'!N$5,0),0)","v":0},{"$f":"ROUND(IF($A58>0,$E58-'Asset data'!O$5,0),0)","v":0},{"$f":"ROUND(IF($A58>0,$E58-'Asset data'!P$5,0),0)","v":0},{"$f":"ROUND(IF($A58>0,$E58-'Asset data'!Q$5,0),0)","v":0},{"$f":"ROUND(IF($A58>0,$E58-'Asset data'!R$5,0),0)","v":0},{"$f":"ROUND(IF($A58>0,$E58-'Asset data'!S$5,0),0)","v":0},{"$f":"ROUND(IF($A58>0,$E58-'Asset data'!T$5,0),0)","v":0},{"$f":"ROUND(IF($A58>0,$E58-'Asset data'!U$5,0),0)","v":0},{"$f":"ROUND(IF($A58>0,$E58-'Asset data'!V$5,0),0)","v":0},{"$f":"ROUND(IF($A58>0,$E58-'Asset data'!W$5,0),0)","v":0},{"$f":"ROUND(IF($A58>0,$E58-'Asset data'!X$5,0),0)","v":0},{"$f":"ROUND(IF($A58>0,$E58-'Asset data'!Y$5,0),0)","v":0},{"$f":"ROUND(IF($A58>0,$E58-'Asset data'!Z$5,0),0)","v":0},{"$f":"ROUND(IF($A58>0,$E58-'Asset data'!AA$5,0),0)","v":0},{"$f":"ROUND(IF($A58>0,$E58-'Asset data'!AB$5,0),0)","v":0},{"$f":"ROUND(IF($A58>0,$E58-'Asset data'!AC$5,0),0)","v":0},{"$f":"ROUND(IF($A58>0,$E58-'Asset data'!AD$5,0),0)","v":0},{"$f":"ROUND(IF($A58>0,$E58-'Asset data'!AE$5,0),0)","v":0},{"$f":"ROUND(IF($A58>0,$E58-'Asset data'!AF$5,0),0)","v":0},{"$f":"ROUND(IF($A58>0,$E58-'Asset data'!AG$5,0),0)","v":0},{"$f":"ROUND(IF($A58>0,$E58-'Asset data'!AH$5,0),0)","v":0},{"$f":"ROUND(IF($A58>0,$E58-'Asset data'!AI$5,0),0)","v":0},{"$f":"ROUND(IF($A58>0,$E58-'Asset data'!AJ$5,0),0)","v":0},{"$f":"ROUND(IF($A58>0,$E58-'Asset data'!AK$5,0),0)","v":0},{"$f":"ROUND(IF($A58>0,$E58-'Asset data'!AL$5,0),0)","v":0},{"$f":"ROUND(IF($A58>0,$E58-'Asset data'!AM$5,0),0)","v":0},{"$f":"ROUND(IF($A58>0,$E58-'Asset data'!AN$5,0),0)","v":0},{"$f":"ROUND(IF($A58>0,$E58-'Asset data'!AO$5,0),0)","v":0},{"$f":"ROUND(IF($A58>0,$E58-'Asset data'!AP$5,0),0)","v":0},{"$f":"ROUND(IF($A58>0,$E58-'Asset data'!AQ$5,0),0)","v":0},{"$f":"ROUND(IF($A58>0,$E58-'Asset data'!AR$5,0),0)","v":0},{"$f":"ROUND(IF($A58>0,$E58-'Asset data'!AS$5,0),0)","v":0},{"$f":"ROUND(IF($A58>0,$E58-'Asset data'!AT$5,0),0)","v":0},{"$f":"ROUND(IF($A58>0,$E58-'Asset data'!AU$5,0),0)","v":0},{"$f":"ROUND(IF($A58>0,$E58-'Asset data'!AV$5,0),0)","v":0},{"$f":"ROUND(IF($A58>0,$E58-'Asset data'!AW$5,0),0)","v":0},{"$f":"ROUND(IF($A58>0,$E58-'Asset data'!AX$5,0),0)","v":0},{"$f":"ROUND(IF($A58>0,$E58-'Asset data'!AY$5,0),0)","v":0},{"$f":"ROUND(IF($A58>0,$E58-'Asset data'!AZ$5,0),0)","v":0},{"$f":"ROUND(IF($A58>0,$E58-'Asset data'!BA$5,0),0)","v":0},{"$f":"ROUND(IF($A58>0,$E58-'Asset data'!BB$5,0),0)","v":0},{"$f":"ROUND(IF($A58>0,$E58-'Asset data'!BC$5,0),0)","v":0},{"$f":"ROUND(IF($A58>0,$E58-'Asset data'!BD$5,0),0)","v":0},{"$f":"ROUND(IF($A58>0,$E58-'Asset data'!BE$5,0),0)","v":0},{"$f":"ROUND(IF($A58>0,$E58-'Asset data'!BF$5,0),0)","v":0},{"$f":"ROUND(IF($A58>0,$E58-'Asset data'!BG$5,0),0)","v":0},{"$f":"ROUND(IF($A58>0,$E58-'Asset data'!BH$5,0),0)","v":0},{"$f":"ROUND(IF($A58>0,$E58-'Asset data'!BI$5,0),0)","v":0},{"$f":"ROUND(IF($A58>0,$E58-'Asset data'!BJ$5,0),0)","v":0},{"$f":"ROUND(IF($A58>0,$E58-'Asset data'!BK$5,0),0)","v":0},{"$f":"ROUND(IF($A58>0,$E58-'Asset data'!BL$5,0),0)","v":0},{"$f":"ROUND(IF($A58>0,$E58-'Asset data'!BM$5,0),0)","v":0},{"$f":"ROUND(IF($A58>0,$E58-'Asset data'!BN$5,0),0)","v":0},{"$f":"ROUND(IF($A58>0,$E58-'Asset data'!BO$5,0),0)","v":0},{"$f":"ROUND(IF($A58>0,$E58-'Asset data'!BP$5,0),0)","v":0},{"$f":"ROUND(IF($A58>0,$E58-'Asset data'!BQ$5,0),0)","v":0},{"$f":"ROUND(IF($A58>0,$E58-'Asset data'!BR$5,0),0)","v":0},{"$f":"ROUND(IF($A58>0,$E58-'Asset data'!BS$5,0),0)","v":0},{"$f":"ROUND(IF($A58>0,$E58-'Asset data'!BT$5,0),0)","v":0},{"$f":"ROUND(IF($A58>0,$E58-'Asset data'!BU$5,0),0)","v":0},{"$f":"ROUND(IF($A58>0,$E58-'Asset data'!BV$5,0),0)","v":0},{"$f":"ROUND(IF($A58>0,$E58-'Asset data'!BW$5,0),0)","v":0},{"$f":"ROUND(IF($A58>0,$E58-'Asset data'!BX$5,0),0)","v":0},{"$f":"ROUND(IF($A58>0,$E58-'Asset data'!BY$5,0),0)","v":0},{"$f":"ROUND(IF($A58>0,$E58-'Asset data'!BZ$5,0),0)","v":0},{"$f":"ROUND(IF($A58>0,$E58-'Asset data'!CA$5,0),0)","v":0},{"$f":"ROUND(IF($A58>0,$E58-'Asset data'!CB$5,0),0)","v":0},{"$f":"ROUND(IF($A58>0,$E58-'Asset data'!CC$5,0),0)","v":0},{"$f":"ROUND(IF($A58>0,$E58-'Asset data'!CD$5,0),0)","v":0},{"$f":"ROUND(IF($A58>0,$E58-'Asset data'!CE$5,0),0)","v":0},{"$f":"ROUND(IF($A58>0,$E58-'Asset data'!CF$5,0),0)","v":0},{"$f":"ROUND(IF($A58>0,$E58-'Asset data'!CG$5,0),0)","v":0},{"$f":"ROUND(IF($A58>0,$E58-'Asset data'!CH$5,0),0)","v":0},{"$f":"ROUND(IF($A58>0,$E58-'Asset data'!CI$5,0),0)","v":0},{"$f":"ROUND(IF($A58>0,$E58-'Asset data'!CJ$5,0),0)","v":0},{"$f":"ROUND(IF($A58>0,$E58-'Asset data'!CK$5,0),0)","v":0},{"$f":"ROUND(IF($A58>0,$E58-'Asset data'!CL$5,0),0)","v":0},{"$f":"ROUND(IF($A58>0,$E58-'Asset data'!CM$5,0),0)","v":0},{"$f":"ROUND(IF($A58>0,$E58-'Asset data'!CN$5,0),0)","v":0},{"$f":"ROUND(IF($A58>0,$E58-'Asset data'!CO$5,0),0)","v":0},{"$f":"ROUND(IF($A58>0,$E58-'Asset data'!CP$5,0),0)","v":0},{"$f":"ROUND(IF($A58>0,$E58-'Asset data'!CQ$5,0),0)","v":0},{"$f":"ROUND(IF($A58>0,$E58-'Asset data'!CR$5,0),0)","v":0},{"$f":"ROUND(IF($A58>0,$E58-'Asset data'!CS$5,0),0)","v":0},{"$f":"ROUND(IF($A58>0,$E58-'Asset data'!CT$5,0),0)","v":0},{"$f":"ROUND(IF($A58>0,$E58-'Asset data'!CU$5,0),0)","v":0},{"$f":"ROUND(IF($A58>0,$E58-'Asset data'!CV$5,0),0)","v":0},{"$f":"ROUND(IF($A58>0,$E58-'Asset data'!CW$5,0),0)","v":0},{"$f":"ROUND(IF($A58>0,$E58-'Asset data'!CX$5,0),0)","v":0},{"$f":"ROUND(IF($A58>0,$E58-'Asset data'!CY$5,0),0)","v":0},{"$f":"ROUND(IF($A58>0,$E58-'Asset data'!CZ$5,0),0)","v":0},{"$f":"ROUND(IF($A58>0,$E58-'Asset data'!DA$5,0),0)","v":0},{"$f":"ROUND(IF($A58>0,$E58-'Asset data'!DB$5,0),0)","v":0},{"$f":"ROUND(IF($A58>0,$E58-'Asset data'!DC$5,0),0)","v":0},{"$f":"ROUND(IF($A58>0,$E58-'Asset data'!DD$5,0),0)","v":0},{"$f":"ROUND(IF($A58>0,$E58-'Asset data'!DE$5,0),0)","v":0},{"$f":"ROUND(IF($A58>0,$E58-'Asset data'!DF$5,0),0)","v":0},{"$f":"ROUND(IF($A58>0,$E58-'Asset data'!DG$5,0),0)","v":0},{"$f":"ROUND(IF($A58>0,$E58-'Asset data'!DH$5,0),0)","v":0},{"$f":"ROUND(IF($A58>0,$E58-'Asset data'!DI$5,0),0)","v":0},{"$f":"ROUND(IF($A58>0,$E58-'Asset data'!DJ$5,0),0)","v":0},{"$f":"ROUND(IF($A58>0,$E58-'Asset data'!DK$5,0),0)","v":0},{"$f":"ROUND(IF($A58>0,$E58-'Asset data'!DL$5,0),0)","v":0},{"$f":"ROUND(IF($A58>0,$E58-'Asset data'!DM$5,0),0)","v":0},{"$f":"ROUND(IF($A58>0,$E58-'Asset data'!DN$5,0),0)","v":0},{"$f":"ROUND(IF($A58>0,$E58-'Asset data'!DO$5,0),0)","v":0},{"$f":"ROUND(IF($A58>0,$E58-'Asset data'!DP$5,0),0)","v":0},{"$f":"ROUND(IF($A58>0,$E58-'Asset data'!DQ$5,0),0)","v":0},{"$f":"ROUND(IF($A58>0,$E58-'Asset data'!DR$5,0),0)","v":0},{"$f":"ROUND(IF($A58>0,$E58-'Asset data'!DS$5,0),0)","v":0},{"$f":"ROUND(IF($A58>0,$E58-'Asset data'!DT$5,0),0)","v":0},{"$f":"ROUND(IF($A58>0,$E58-'Asset data'!DU$5,0),0)","v":0},{"$f":"ROUND(IF($A58>0,$E58-'Asset data'!DV$5,0),0)","v":0},{"$f":"ROUND(IF($A58>0,$E58-'Asset data'!DW$5,0),0)","v":0},{"$f":"ROUND(IF($A58>0,$E58-'Asset data'!DX$5,0),0)","v":0},{"$f":"ROUND(IF($A58>0,$E58-'Asset data'!DY$5,0),0)","v":0},{"$f":"ROUND(IF($A58>0,$E58-'Asset data'!DZ$5,0),0)","v":0},{"$f":"ROUND(IF($A58>0,$E58-'Asset data'!EA$5,0),0)","v":0},{"$f":"ROUND(IF($A58>0,$E58-'Asset data'!EB$5,0),0)","v":0},{"$f":"ROUND(IF($A58>0,$E58-'Asset data'!EC$5,0),0)","v":0},{"$f":"ROUND(IF($A58>0,$E58-'Asset data'!ED$5,0),0)","v":0},{"$f":"ROUND(IF($A58>0,$E58-'Asset data'!EE$5,0),0)","v":0},{"$f":"ROUND(IF($A58>0,$E58-'Asset data'!EF$5,0),0)","v":0},{"$f":"ROUND(IF($A58>0,$E58-'Asset data'!EG$5,0),0)","v":0},{"$f":"ROUND(IF($A58>0,$E58-'Asset data'!EH$5,0),0)","v":0},{"$f":"ROUND(IF($A58>0,$E58-'Asset data'!EI$5,0),0)","v":0},{"$f":"ROUND(IF($A58>0,$E58-'Asset data'!EJ$5,0),0)","v":0},{"$f":"ROUND(IF($A58>0,$E58-'Asset data'!EK$5,0),0)","v":0},{"$f":"ROUND(IF($A58>0,$E58-'Asset data'!EL$5,0),0)","v":0},{"$f":"ROUND(IF($A58>0,$E58-'Asset data'!EM$5,0),0)","v":0},{"$f":"ROUND(IF($A58>0,$E58-'Asset data'!EN$5,0),0)","v":0},{"$f":"ROUND(IF($A58>0,$E58-'Asset data'!EO$5,0),0)","v":0},{"$f":"ROUND(IF($A58>0,$E58-'Asset data'!EP$5,0),0)","v":0},{"$f":"ROUND(IF($A58>0,$E58-'Asset data'!EQ$5,0),0)","v":0},{"$f":"ROUND(IF($A58>0,$E58-'Asset data'!ER$5,0),0)","v":0},{"$f":"ROUND(IF($A58>0,$E58-'Asset data'!ES$5,0),0)","v":0},{"$f":"ROUND(IF($A58>0,$E58-'Asset data'!ET$5,0),0)","v":0},{"$f":"ROUND(IF($A58>0,$E58-'Asset data'!EU$5,0),0)","v":0},{"$f":"ROUND(IF($A58>0,$E58-'Asset data'!EV$5,0),0)","v":0},{"$f":"ROUND(IF($A58>0,$E58-'Asset data'!EW$5,0),0)","v":0},{"$f":"ROUND(IF($A58>0,$E58-'Asset data'!EX$5,0),0)","v":0},{"$f":"ROUND(IF($A58>0,$E58-'Asset data'!EY$5,0),0)","v":0},{"$f":"ROUND(IF($A58>0,$E58-'Asset data'!EZ$5,0),0)","v":0},{"$f":"ROUND(IF($A58>0,$E58-'Asset data'!FA$5,0),0)","v":0},{"$f":"ROUND(IF($A58>0,$E58-'Asset data'!FB$5,0),0)","v":0},{"$f":"ROUND(IF($A58>0,$E58-'Asset data'!FC$5,0),0)","v":0},{"$f":"ROUND(IF($A58>0,$E58-'Asset data'!FD$5,0),0)","v":0},{"$f":"ROUND(IF($A58>0,$E58-'Asset data'!FE$5,0),0)","v":0},{"$f":"ROUND(IF($A58>0,$E58-'Asset data'!FF$5,0),0)","v":0},{"$f":"ROUND(IF($A58>0,$E58-'Asset data'!FG$5,0),0)","v":0}]
[{"$f":"'Asset data'!A59","v":0},{"$f":"'Asset data'!B59","v":0},{"$f":"'Asset data'!C59","v":0},{"$f":"'Asset data'!E59","v":0},{"$f":"'Asset data'!I59","v":0},{"$f":"ROUND(IF($A59>0,$E59-'Asset data'!L$5,0),0)","v":0},{"$f":"ROUND(IF($A59>0,$E59-'Asset data'!M$5,0),0)","v":0},{"$f":"ROUND(IF($A59>0,$E59-'Asset data'!N$5,0),0)","v":0},{"$f":"ROUND(IF($A59>0,$E59-'Asset data'!O$5,0),0)","v":0},{"$f":"ROUND(IF($A59>0,$E59-'Asset data'!P$5,0),0)","v":0},{"$f":"ROUND(IF($A59>0,$E59-'Asset data'!Q$5,0),0)","v":0},{"$f":"ROUND(IF($A59>0,$E59-'Asset data'!R$5,0),0)","v":0},{"$f":"ROUND(IF($A59>0,$E59-'Asset data'!S$5,0),0)","v":0},{"$f":"ROUND(IF($A59>0,$E59-'Asset data'!T$5,0),0)","v":0},{"$f":"ROUND(IF($A59>0,$E59-'Asset data'!U$5,0),0)","v":0},{"$f":"ROUND(IF($A59>0,$E59-'Asset data'!V$5,0),0)","v":0},{"$f":"ROUND(IF($A59>0,$E59-'Asset data'!W$5,0),0)","v":0},{"$f":"ROUND(IF($A59>0,$E59-'Asset data'!X$5,0),0)","v":0},{"$f":"ROUND(IF($A59>0,$E59-'Asset data'!Y$5,0),0)","v":0},{"$f":"ROUND(IF($A59>0,$E59-'Asset data'!Z$5,0),0)","v":0},{"$f":"ROUND(IF($A59>0,$E59-'Asset data'!AA$5,0),0)","v":0},{"$f":"ROUND(IF($A59>0,$E59-'Asset data'!AB$5,0),0)","v":0},{"$f":"ROUND(IF($A59>0,$E59-'Asset data'!AC$5,0),0)","v":0},{"$f":"ROUND(IF($A59>0,$E59-'Asset data'!AD$5,0),0)","v":0},{"$f":"ROUND(IF($A59>0,$E59-'Asset data'!AE$5,0),0)","v":0},{"$f":"ROUND(IF($A59>0,$E59-'Asset data'!AF$5,0),0)","v":0},{"$f":"ROUND(IF($A59>0,$E59-'Asset data'!AG$5,0),0)","v":0},{"$f":"ROUND(IF($A59>0,$E59-'Asset data'!AH$5,0),0)","v":0},{"$f":"ROUND(IF($A59>0,$E59-'Asset data'!AI$5,0),0)","v":0},{"$f":"ROUND(IF($A59>0,$E59-'Asset data'!AJ$5,0),0)","v":0},{"$f":"ROUND(IF($A59>0,$E59-'Asset data'!AK$5,0),0)","v":0},{"$f":"ROUND(IF($A59>0,$E59-'Asset data'!AL$5,0),0)","v":0},{"$f":"ROUND(IF($A59>0,$E59-'Asset data'!AM$5,0),0)","v":0},{"$f":"ROUND(IF($A59>0,$E59-'Asset data'!AN$5,0),0)","v":0},{"$f":"ROUND(IF($A59>0,$E59-'Asset data'!AO$5,0),0)","v":0},{"$f":"ROUND(IF($A59>0,$E59-'Asset data'!AP$5,0),0)","v":0},{"$f":"ROUND(IF($A59>0,$E59-'Asset data'!AQ$5,0),0)","v":0},{"$f":"ROUND(IF($A59>0,$E59-'Asset data'!AR$5,0),0)","v":0},{"$f":"ROUND(IF($A59>0,$E59-'Asset data'!AS$5,0),0)","v":0},{"$f":"ROUND(IF($A59>0,$E59-'Asset data'!AT$5,0),0)","v":0},{"$f":"ROUND(IF($A59>0,$E59-'Asset data'!AU$5,0),0)","v":0},{"$f":"ROUND(IF($A59>0,$E59-'Asset data'!AV$5,0),0)","v":0},{"$f":"ROUND(IF($A59>0,$E59-'Asset data'!AW$5,0),0)","v":0},{"$f":"ROUND(IF($A59>0,$E59-'Asset data'!AX$5,0),0)","v":0},{"$f":"ROUND(IF($A59>0,$E59-'Asset data'!AY$5,0),0)","v":0},{"$f":"ROUND(IF($A59>0,$E59-'Asset data'!AZ$5,0),0)","v":0},{"$f":"ROUND(IF($A59>0,$E59-'Asset data'!BA$5,0),0)","v":0},{"$f":"ROUND(IF($A59>0,$E59-'Asset data'!BB$5,0),0)","v":0},{"$f":"ROUND(IF($A59>0,$E59-'Asset data'!BC$5,0),0)","v":0},{"$f":"ROUND(IF($A59>0,$E59-'Asset data'!BD$5,0),0)","v":0},{"$f":"ROUND(IF($A59>0,$E59-'Asset data'!BE$5,0),0)","v":0},{"$f":"ROUND(IF($A59>0,$E59-'Asset data'!BF$5,0),0)","v":0},{"$f":"ROUND(IF($A59>0,$E59-'Asset data'!BG$5,0),0)","v":0},{"$f":"ROUND(IF($A59>0,$E59-'Asset data'!BH$5,0),0)","v":0},{"$f":"ROUND(IF($A59>0,$E59-'Asset data'!BI$5,0),0)","v":0},{"$f":"ROUND(IF($A59>0,$E59-'Asset data'!BJ$5,0),0)","v":0},{"$f":"ROUND(IF($A59>0,$E59-'Asset data'!BK$5,0),0)","v":0},{"$f":"ROUND(IF($A59>0,$E59-'Asset data'!BL$5,0),0)","v":0},{"$f":"ROUND(IF($A59>0,$E59-'Asset data'!BM$5,0),0)","v":0},{"$f":"ROUND(IF($A59>0,$E59-'Asset data'!BN$5,0),0)","v":0},{"$f":"ROUND(IF($A59>0,$E59-'Asset data'!BO$5,0),0)","v":0},{"$f":"ROUND(IF($A59>0,$E59-'Asset data'!BP$5,0),0)","v":0},{"$f":"ROUND(IF($A59>0,$E59-'Asset data'!BQ$5,0),0)","v":0},{"$f":"ROUND(IF($A59>0,$E59-'Asset data'!BR$5,0),0)","v":0},{"$f":"ROUND(IF($A59>0,$E59-'Asset data'!BS$5,0),0)","v":0},{"$f":"ROUND(IF($A59>0,$E59-'Asset data'!BT$5,0),0)","v":0},{"$f":"ROUND(IF($A59>0,$E59-'Asset data'!BU$5,0),0)","v":0},{"$f":"ROUND(IF($A59>0,$E59-'Asset data'!BV$5,0),0)","v":0},{"$f":"ROUND(IF($A59>0,$E59-'Asset data'!BW$5,0),0)","v":0},{"$f":"ROUND(IF($A59>0,$E59-'Asset data'!BX$5,0),0)","v":0},{"$f":"ROUND(IF($A59>0,$E59-'Asset data'!BY$5,0),0)","v":0},{"$f":"ROUND(IF($A59>0,$E59-'Asset data'!BZ$5,0),0)","v":0},{"$f":"ROUND(IF($A59>0,$E59-'Asset data'!CA$5,0),0)","v":0},{"$f":"ROUND(IF($A59>0,$E59-'Asset data'!CB$5,0),0)","v":0},{"$f":"ROUND(IF($A59>0,$E59-'Asset data'!CC$5,0),0)","v":0},{"$f":"ROUND(IF($A59>0,$E59-'Asset data'!CD$5,0),0)","v":0},{"$f":"ROUND(IF($A59>0,$E59-'Asset data'!CE$5,0),0)","v":0},{"$f":"ROUND(IF($A59>0,$E59-'Asset data'!CF$5,0),0)","v":0},{"$f":"ROUND(IF($A59>0,$E59-'Asset data'!CG$5,0),0)","v":0},{"$f":"ROUND(IF($A59>0,$E59-'Asset data'!CH$5,0),0)","v":0},{"$f":"ROUND(IF($A59>0,$E59-'Asset data'!CI$5,0),0)","v":0},{"$f":"ROUND(IF($A59>0,$E59-'Asset data'!CJ$5,0),0)","v":0},{"$f":"ROUND(IF($A59>0,$E59-'Asset data'!CK$5,0),0)","v":0},{"$f":"ROUND(IF($A59>0,$E59-'Asset data'!CL$5,0),0)","v":0},{"$f":"ROUND(IF($A59>0,$E59-'Asset data'!CM$5,0),0)","v":0},{"$f":"ROUND(IF($A59>0,$E59-'Asset data'!CN$5,0),0)","v":0},{"$f":"ROUND(IF($A59>0,$E59-'Asset data'!CO$5,0),0)","v":0},{"$f":"ROUND(IF($A59>0,$E59-'Asset data'!CP$5,0),0)","v":0},{"$f":"ROUND(IF($A59>0,$E59-'Asset data'!CQ$5,0),0)","v":0},{"$f":"ROUND(IF($A59>0,$E59-'Asset data'!CR$5,0),0)","v":0},{"$f":"ROUND(IF($A59>0,$E59-'Asset data'!CS$5,0),0)","v":0},{"$f":"ROUND(IF($A59>0,$E59-'Asset data'!CT$5,0),0)","v":0},{"$f":"ROUND(IF($A59>0,$E59-'Asset data'!CU$5,0),0)","v":0},{"$f":"ROUND(IF($A59>0,$E59-'Asset data'!CV$5,0),0)","v":0},{"$f":"ROUND(IF($A59>0,$E59-'Asset data'!CW$5,0),0)","v":0},{"$f":"ROUND(IF($A59>0,$E59-'Asset data'!CX$5,0),0)","v":0},{"$f":"ROUND(IF($A59>0,$E59-'Asset data'!CY$5,0),0)","v":0},{"$f":"ROUND(IF($A59>0,$E59-'Asset data'!CZ$5,0),0)","v":0},{"$f":"ROUND(IF($A59>0,$E59-'Asset data'!DA$5,0),0)","v":0},{"$f":"ROUND(IF($A59>0,$E59-'Asset data'!DB$5,0),0)","v":0},{"$f":"ROUND(IF($A59>0,$E59-'Asset data'!DC$5,0),0)","v":0},{"$f":"ROUND(IF($A59>0,$E59-'Asset data'!DD$5,0),0)","v":0},{"$f":"ROUND(IF($A59>0,$E59-'Asset data'!DE$5,0),0)","v":0},{"$f":"ROUND(IF($A59>0,$E59-'Asset data'!DF$5,0),0)","v":0},{"$f":"ROUND(IF($A59>0,$E59-'Asset data'!DG$5,0),0)","v":0},{"$f":"ROUND(IF($A59>0,$E59-'Asset data'!DH$5,0),0)","v":0},{"$f":"ROUND(IF($A59>0,$E59-'Asset data'!DI$5,0),0)","v":0},{"$f":"ROUND(IF($A59>0,$E59-'Asset data'!DJ$5,0),0)","v":0},{"$f":"ROUND(IF($A59>0,$E59-'Asset data'!DK$5,0),0)","v":0},{"$f":"ROUND(IF($A59>0,$E59-'Asset data'!DL$5,0),0)","v":0},{"$f":"ROUND(IF($A59>0,$E59-'Asset data'!DM$5,0),0)","v":0},{"$f":"ROUND(IF($A59>0,$E59-'Asset data'!DN$5,0),0)","v":0},{"$f":"ROUND(IF($A59>0,$E59-'Asset data'!DO$5,0),0)","v":0},{"$f":"ROUND(IF($A59>0,$E59-'Asset data'!DP$5,0),0)","v":0},{"$f":"ROUND(IF($A59>0,$E59-'Asset data'!DQ$5,0),0)","v":0},{"$f":"ROUND(IF($A59>0,$E59-'Asset data'!DR$5,0),0)","v":0},{"$f":"ROUND(IF($A59>0,$E59-'Asset data'!DS$5,0),0)","v":0},{"$f":"ROUND(IF($A59>0,$E59-'Asset data'!DT$5,0),0)","v":0},{"$f":"ROUND(IF($A59>0,$E59-'Asset data'!DU$5,0),0)","v":0},{"$f":"ROUND(IF($A59>0,$E59-'Asset data'!DV$5,0),0)","v":0},{"$f":"ROUND(IF($A59>0,$E59-'Asset data'!DW$5,0),0)","v":0},{"$f":"ROUND(IF($A59>0,$E59-'Asset data'!DX$5,0),0)","v":0},{"$f":"ROUND(IF($A59>0,$E59-'Asset data'!DY$5,0),0)","v":0},{"$f":"ROUND(IF($A59>0,$E59-'Asset data'!DZ$5,0),0)","v":0},{"$f":"ROUND(IF($A59>0,$E59-'Asset data'!EA$5,0),0)","v":0},{"$f":"ROUND(IF($A59>0,$E59-'Asset data'!EB$5,0),0)","v":0},{"$f":"ROUND(IF($A59>0,$E59-'Asset data'!EC$5,0),0)","v":0},{"$f":"ROUND(IF($A59>0,$E59-'Asset data'!ED$5,0),0)","v":0},{"$f":"ROUND(IF($A59>0,$E59-'Asset data'!EE$5,0),0)","v":0},{"$f":"ROUND(IF($A59>0,$E59-'Asset data'!EF$5,0),0)","v":0},{"$f":"ROUND(IF($A59>0,$E59-'Asset data'!EG$5,0),0)","v":0},{"$f":"ROUND(IF($A59>0,$E59-'Asset data'!EH$5,0),0)","v":0},{"$f":"ROUND(IF($A59>0,$E59-'Asset data'!EI$5,0),0)","v":0},{"$f":"ROUND(IF($A59>0,$E59-'Asset data'!EJ$5,0),0)","v":0},{"$f":"ROUND(IF($A59>0,$E59-'Asset data'!EK$5,0),0)","v":0},{"$f":"ROUND(IF($A59>0,$E59-'Asset data'!EL$5,0),0)","v":0},{"$f":"ROUND(IF($A59>0,$E59-'Asset data'!EM$5,0),0)","v":0},{"$f":"ROUND(IF($A59>0,$E59-'Asset data'!EN$5,0),0)","v":0},{"$f":"ROUND(IF($A59>0,$E59-'Asset data'!EO$5,0),0)","v":0},{"$f":"ROUND(IF($A59>0,$E59-'Asset data'!EP$5,0),0)","v":0},{"$f":"ROUND(IF($A59>0,$E59-'Asset data'!EQ$5,0),0)","v":0},{"$f":"ROUND(IF($A59>0,$E59-'Asset data'!ER$5,0),0)","v":0},{"$f":"ROUND(IF($A59>0,$E59-'Asset data'!ES$5,0),0)","v":0},{"$f":"ROUND(IF($A59>0,$E59-'Asset data'!ET$5,0),0)","v":0},{"$f":"ROUND(IF($A59>0,$E59-'Asset data'!EU$5,0),0)","v":0},{"$f":"ROUND(IF($A59>0,$E59-'Asset data'!EV$5,0),0)","v":0},{"$f":"ROUND(IF($A59>0,$E59-'Asset data'!EW$5,0),0)","v":0},{"$f":"ROUND(IF($A59>0,$E59-'Asset data'!EX$5,0),0)","v":0},{"$f":"ROUND(IF($A59>0,$E59-'Asset data'!EY$5,0),0)","v":0},{"$f":"ROUND(IF($A59>0,$E59-'Asset data'!EZ$5,0),0)","v":0},{"$f":"ROUND(IF($A59>0,$E59-'Asset data'!FA$5,0),0)","v":0},{"$f":"ROUND(IF($A59>0,$E59-'Asset data'!FB$5,0),0)","v":0},{"$f":"ROUND(IF($A59>0,$E59-'Asset data'!FC$5,0),0)","v":0},{"$f":"ROUND(IF($A59>0,$E59-'Asset data'!FD$5,0),0)","v":0},{"$f":"ROUND(IF($A59>0,$E59-'Asset data'!FE$5,0),0)","v":0},{"$f":"ROUND(IF($A59>0,$E59-'Asset data'!FF$5,0),0)","v":0},{"$f":"ROUND(IF($A59>0,$E59-'Asset data'!FG$5,0),0)","v":0}]
[{"$f":"'Asset data'!A60","v":0},{"$f":"'Asset data'!B60","v":0},{"$f":"'Asset data'!C60","v":0},{"$f":"'Asset data'!E60","v":0},{"$f":"'Asset data'!I60","v":0},{"$f":"ROUND(IF($A60>0,$E60-'Asset data'!L$5,0),0)","v":0},{"$f":"ROUND(IF($A60>0,$E60-'Asset data'!M$5,0),0)","v":0},{"$f":"ROUND(IF($A60>0,$E60-'Asset data'!N$5,0),0)","v":0},{"$f":"ROUND(IF($A60>0,$E60-'Asset data'!O$5,0),0)","v":0},{"$f":"ROUND(IF($A60>0,$E60-'Asset data'!P$5,0),0)","v":0},{"$f":"ROUND(IF($A60>0,$E60-'Asset data'!Q$5,0),0)","v":0},{"$f":"ROUND(IF($A60>0,$E60-'Asset data'!R$5,0),0)","v":0},{"$f":"ROUND(IF($A60>0,$E60-'Asset data'!S$5,0),0)","v":0},{"$f":"ROUND(IF($A60>0,$E60-'Asset data'!T$5,0),0)","v":0},{"$f":"ROUND(IF($A60>0,$E60-'Asset data'!U$5,0),0)","v":0},{"$f":"ROUND(IF($A60>0,$E60-'Asset data'!V$5,0),0)","v":0},{"$f":"ROUND(IF($A60>0,$E60-'Asset data'!W$5,0),0)","v":0},{"$f":"ROUND(IF($A60>0,$E60-'Asset data'!X$5,0),0)","v":0},{"$f":"ROUND(IF($A60>0,$E60-'Asset data'!Y$5,0),0)","v":0},{"$f":"ROUND(IF($A60>0,$E60-'Asset data'!Z$5,0),0)","v":0},{"$f":"ROUND(IF($A60>0,$E60-'Asset data'!AA$5,0),0)","v":0},{"$f":"ROUND(IF($A60>0,$E60-'Asset data'!AB$5,0),0)","v":0},{"$f":"ROUND(IF($A60>0,$E60-'Asset data'!AC$5,0),0)","v":0},{"$f":"ROUND(IF($A60>0,$E60-'Asset data'!AD$5,0),0)","v":0},{"$f":"ROUND(IF($A60>0,$E60-'Asset data'!AE$5,0),0)","v":0},{"$f":"ROUND(IF($A60>0,$E60-'Asset data'!AF$5,0),0)","v":0},{"$f":"ROUND(IF($A60>0,$E60-'Asset data'!AG$5,0),0)","v":0},{"$f":"ROUND(IF($A60>0,$E60-'Asset data'!AH$5,0),0)","v":0},{"$f":"ROUND(IF($A60>0,$E60-'Asset data'!AI$5,0),0)","v":0},{"$f":"ROUND(IF($A60>0,$E60-'Asset data'!AJ$5,0),0)","v":0},{"$f":"ROUND(IF($A60>0,$E60-'Asset data'!AK$5,0),0)","v":0},{"$f":"ROUND(IF($A60>0,$E60-'Asset data'!AL$5,0),0)","v":0},{"$f":"ROUND(IF($A60>0,$E60-'Asset data'!AM$5,0),0)","v":0},{"$f":"ROUND(IF($A60>0,$E60-'Asset data'!AN$5,0),0)","v":0},{"$f":"ROUND(IF($A60>0,$E60-'Asset data'!AO$5,0),0)","v":0},{"$f":"ROUND(IF($A60>0,$E60-'Asset data'!AP$5,0),0)","v":0},{"$f":"ROUND(IF($A60>0,$E60-'Asset data'!AQ$5,0),0)","v":0},{"$f":"ROUND(IF($A60>0,$E60-'Asset data'!AR$5,0),0)","v":0},{"$f":"ROUND(IF($A60>0,$E60-'Asset data'!AS$5,0),0)","v":0},{"$f":"ROUND(IF($A60>0,$E60-'Asset data'!AT$5,0),0)","v":0},{"$f":"ROUND(IF($A60>0,$E60-'Asset data'!AU$5,0),0)","v":0},{"$f":"ROUND(IF($A60>0,$E60-'Asset data'!AV$5,0),0)","v":0},{"$f":"ROUND(IF($A60>0,$E60-'Asset data'!AW$5,0),0)","v":0},{"$f":"ROUND(IF($A60>0,$E60-'Asset data'!AX$5,0),0)","v":0},{"$f":"ROUND(IF($A60>0,$E60-'Asset data'!AY$5,0),0)","v":0},{"$f":"ROUND(IF($A60>0,$E60-'Asset data'!AZ$5,0),0)","v":0},{"$f":"ROUND(IF($A60>0,$E60-'Asset data'!BA$5,0),0)","v":0},{"$f":"ROUND(IF($A60>0,$E60-'Asset data'!BB$5,0),0)","v":0},{"$f":"ROUND(IF($A60>0,$E60-'Asset data'!BC$5,0),0)","v":0},{"$f":"ROUND(IF($A60>0,$E60-'Asset data'!BD$5,0),0)","v":0},{"$f":"ROUND(IF($A60>0,$E60-'Asset data'!BE$5,0),0)","v":0},{"$f":"ROUND(IF($A60>0,$E60-'Asset data'!BF$5,0),0)","v":0},{"$f":"ROUND(IF($A60>0,$E60-'Asset data'!BG$5,0),0)","v":0},{"$f":"ROUND(IF($A60>0,$E60-'Asset data'!BH$5,0),0)","v":0},{"$f":"ROUND(IF($A60>0,$E60-'Asset data'!BI$5,0),0)","v":0},{"$f":"ROUND(IF($A60>0,$E60-'Asset data'!BJ$5,0),0)","v":0},{"$f":"ROUND(IF($A60>0,$E60-'Asset data'!BK$5,0),0)","v":0},{"$f":"ROUND(IF($A60>0,$E60-'Asset data'!BL$5,0),0)","v":0},{"$f":"ROUND(IF($A60>0,$E60-'Asset data'!BM$5,0),0)","v":0},{"$f":"ROUND(IF($A60>0,$E60-'Asset data'!BN$5,0),0)","v":0},{"$f":"ROUND(IF($A60>0,$E60-'Asset data'!BO$5,0),0)","v":0},{"$f":"ROUND(IF($A60>0,$E60-'Asset data'!BP$5,0),0)","v":0},{"$f":"ROUND(IF($A60>0,$E60-'Asset data'!BQ$5,0),0)","v":0},{"$f":"ROUND(IF($A60>0,$E60-'Asset data'!BR$5,0),0)","v":0},{"$f":"ROUND(IF($A60>0,$E60-'Asset data'!BS$5,0),0)","v":0},{"$f":"ROUND(IF($A60>0,$E60-'Asset data'!BT$5,0),0)","v":0},{"$f":"ROUND(IF($A60>0,$E60-'Asset data'!BU$5,0),0)","v":0},{"$f":"ROUND(IF($A60>0,$E60-'Asset data'!BV$5,0),0)","v":0},{"$f":"ROUND(IF($A60>0,$E60-'Asset data'!BW$5,0),0)","v":0},{"$f":"ROUND(IF($A60>0,$E60-'Asset data'!BX$5,0),0)","v":0},{"$f":"ROUND(IF($A60>0,$E60-'Asset data'!BY$5,0),0)","v":0},{"$f":"ROUND(IF($A60>0,$E60-'Asset data'!BZ$5,0),0)","v":0},{"$f":"ROUND(IF($A60>0,$E60-'Asset data'!CA$5,0),0)","v":0},{"$f":"ROUND(IF($A60>0,$E60-'Asset data'!CB$5,0),0)","v":0},{"$f":"ROUND(IF($A60>0,$E60-'Asset data'!CC$5,0),0)","v":0},{"$f":"ROUND(IF($A60>0,$E60-'Asset data'!CD$5,0),0)","v":0},{"$f":"ROUND(IF($A60>0,$E60-'Asset data'!CE$5,0),0)","v":0},{"$f":"ROUND(IF($A60>0,$E60-'Asset data'!CF$5,0),0)","v":0},{"$f":"ROUND(IF($A60>0,$E60-'Asset data'!CG$5,0),0)","v":0},{"$f":"ROUND(IF($A60>0,$E60-'Asset data'!CH$5,0),0)","v":0},{"$f":"ROUND(IF($A60>0,$E60-'Asset data'!CI$5,0),0)","v":0},{"$f":"ROUND(IF($A60>0,$E60-'Asset data'!CJ$5,0),0)","v":0},{"$f":"ROUND(IF($A60>0,$E60-'Asset data'!CK$5,0),0)","v":0},{"$f":"ROUND(IF($A60>0,$E60-'Asset data'!CL$5,0),0)","v":0},{"$f":"ROUND(IF($A60>0,$E60-'Asset data'!CM$5,0),0)","v":0},{"$f":"ROUND(IF($A60>0,$E60-'Asset data'!CN$5,0),0)","v":0},{"$f":"ROUND(IF($A60>0,$E60-'Asset data'!CO$5,0),0)","v":0},{"$f":"ROUND(IF($A60>0,$E60-'Asset data'!CP$5,0),0)","v":0},{"$f":"ROUND(IF($A60>0,$E60-'Asset data'!CQ$5,0),0)","v":0},{"$f":"ROUND(IF($A60>0,$E60-'Asset data'!CR$5,0),0)","v":0},{"$f":"ROUND(IF($A60>0,$E60-'Asset data'!CS$5,0),0)","v":0},{"$f":"ROUND(IF($A60>0,$E60-'Asset data'!CT$5,0),0)","v":0},{"$f":"ROUND(IF($A60>0,$E60-'Asset data'!CU$5,0),0)","v":0},{"$f":"ROUND(IF($A60>0,$E60-'Asset data'!CV$5,0),0)","v":0},{"$f":"ROUND(IF($A60>0,$E60-'Asset data'!CW$5,0),0)","v":0},{"$f":"ROUND(IF($A60>0,$E60-'Asset data'!CX$5,0),0)","v":0},{"$f":"ROUND(IF($A60>0,$E60-'Asset data'!CY$5,0),0)","v":0},{"$f":"ROUND(IF($A60>0,$E60-'Asset data'!CZ$5,0),0)","v":0},{"$f":"ROUND(IF($A60>0,$E60-'Asset data'!DA$5,0),0)","v":0},{"$f":"ROUND(IF($A60>0,$E60-'Asset data'!DB$5,0),0)","v":0},{"$f":"ROUND(IF($A60>0,$E60-'Asset data'!DC$5,0),0)","v":0},{"$f":"ROUND(IF($A60>0,$E60-'Asset data'!DD$5,0),0)","v":0},{"$f":"ROUND(IF($A60>0,$E60-'Asset data'!DE$5,0),0)","v":0},{"$f":"ROUND(IF($A60>0,$E60-'Asset data'!DF$5,0),0)","v":0},{"$f":"ROUND(IF($A60>0,$E60-'Asset data'!DG$5,0),0)","v":0},{"$f":"ROUND(IF($A60>0,$E60-'Asset data'!DH$5,0),0)","v":0},{"$f":"ROUND(IF($A60>0,$E60-'Asset data'!DI$5,0),0)","v":0},{"$f":"ROUND(IF($A60>0,$E60-'Asset data'!DJ$5,0),0)","v":0},{"$f":"ROUND(IF($A60>0,$E60-'Asset data'!DK$5,0),0)","v":0},{"$f":"ROUND(IF($A60>0,$E60-'Asset data'!DL$5,0),0)","v":0},{"$f":"ROUND(IF($A60>0,$E60-'Asset data'!DM$5,0),0)","v":0},{"$f":"ROUND(IF($A60>0,$E60-'Asset data'!DN$5,0),0)","v":0},{"$f":"ROUND(IF($A60>0,$E60-'Asset data'!DO$5,0),0)","v":0},{"$f":"ROUND(IF($A60>0,$E60-'Asset data'!DP$5,0),0)","v":0},{"$f":"ROUND(IF($A60>0,$E60-'Asset data'!DQ$5,0),0)","v":0},{"$f":"ROUND(IF($A60>0,$E60-'Asset data'!DR$5,0),0)","v":0},{"$f":"ROUND(IF($A60>0,$E60-'Asset data'!DS$5,0),0)","v":0},{"$f":"ROUND(IF($A60>0,$E60-'Asset data'!DT$5,0),0)","v":0},{"$f":"ROUND(IF($A60>0,$E60-'Asset data'!DU$5,0),0)","v":0},{"$f":"ROUND(IF($A60>0,$E60-'Asset data'!DV$5,0),0)","v":0},{"$f":"ROUND(IF($A60>0,$E60-'Asset data'!DW$5,0),0)","v":0},{"$f":"ROUND(IF($A60>0,$E60-'Asset data'!DX$5,0),0)","v":0},{"$f":"ROUND(IF($A60>0,$E60-'Asset data'!DY$5,0),0)","v":0},{"$f":"ROUND(IF($A60>0,$E60-'Asset data'!DZ$5,0),0)","v":0},{"$f":"ROUND(IF($A60>0,$E60-'Asset data'!EA$5,0),0)","v":0},{"$f":"ROUND(IF($A60>0,$E60-'Asset data'!EB$5,0),0)","v":0},{"$f":"ROUND(IF($A60>0,$E60-'Asset data'!EC$5,0),0)","v":0},{"$f":"ROUND(IF($A60>0,$E60-'Asset data'!ED$5,0),0)","v":0},{"$f":"ROUND(IF($A60>0,$E60-'Asset data'!EE$5,0),0)","v":0},{"$f":"ROUND(IF($A60>0,$E60-'Asset data'!EF$5,0),0)","v":0},{"$f":"ROUND(IF($A60>0,$E60-'Asset data'!EG$5,0),0)","v":0},{"$f":"ROUND(IF($A60>0,$E60-'Asset data'!EH$5,0),0)","v":0},{"$f":"ROUND(IF($A60>0,$E60-'Asset data'!EI$5,0),0)","v":0},{"$f":"ROUND(IF($A60>0,$E60-'Asset data'!EJ$5,0),0)","v":0},{"$f":"ROUND(IF($A60>0,$E60-'Asset data'!EK$5,0),0)","v":0},{"$f":"ROUND(IF($A60>0,$E60-'Asset data'!EL$5,0),0)","v":0},{"$f":"ROUND(IF($A60>0,$E60-'Asset data'!EM$5,0),0)","v":0},{"$f":"ROUND(IF($A60>0,$E60-'Asset data'!EN$5,0),0)","v":0},{"$f":"ROUND(IF($A60>0,$E60-'Asset data'!EO$5,0),0)","v":0},{"$f":"ROUND(IF($A60>0,$E60-'Asset data'!EP$5,0),0)","v":0},{"$f":"ROUND(IF($A60>0,$E60-'Asset data'!EQ$5,0),0)","v":0},{"$f":"ROUND(IF($A60>0,$E60-'Asset data'!ER$5,0),0)","v":0},{"$f":"ROUND(IF($A60>0,$E60-'Asset data'!ES$5,0),0)","v":0},{"$f":"ROUND(IF($A60>0,$E60-'Asset data'!ET$5,0),0)","v":0},{"$f":"ROUND(IF($A60>0,$E60-'Asset data'!EU$5,0),0)","v":0},{"$f":"ROUND(IF($A60>0,$E60-'Asset data'!EV$5,0),0)","v":0},{"$f":"ROUND(IF($A60>0,$E60-'Asset data'!EW$5,0),0)","v":0},{"$f":"ROUND(IF($A60>0,$E60-'Asset data'!EX$5,0),0)","v":0},{"$f":"ROUND(IF($A60>0,$E60-'Asset data'!EY$5,0),0)","v":0},{"$f":"ROUND(IF($A60>0,$E60-'Asset data'!EZ$5,0),0)","v":0},{"$f":"ROUND(IF($A60>0,$E60-'Asset data'!FA$5,0),0)","v":0},{"$f":"ROUND(IF($A60>0,$E60-'Asset data'!FB$5,0),0)","v":0},{"$f":"ROUND(IF($A60>0,$E60-'Asset data'!FC$5,0),0)","v":0},{"$f":"ROUND(IF($A60>0,$E60-'Asset data'!FD$5,0),0)","v":0},{"$f":"ROUND(IF($A60>0,$E60-'Asset data'!FE$5,0),0)","v":0},{"$f":"ROUND(IF($A60>0,$E60-'Asset data'!FF$5,0),0)","v":0},{"$f":"ROUND(IF($A60>0,$E60-'Asset data'!FG$5,0),0)","v":0}]
[{"$f":"'Asset data'!A61","v":0},{"$f":"'Asset data'!B61","v":0},{"$f":"'Asset data'!C61","v":0},{"$f":"'Asset data'!E61","v":0},{"$f":"'Asset data'!I61","v":0},{"$f":"ROUND(IF($A61>0,$E61-'Asset data'!L$5,0),0)","v":0},{"$f":"ROUND(IF($A61>0,$E61-'Asset data'!M$5,0),0)","v":0},{"$f":"ROUND(IF($A61>0,$E61-'Asset data'!N$5,0),0)","v":0},{"$f":"ROUND(IF($A61>0,$E61-'Asset data'!O$5,0),0)","v":0},{"$f":"ROUND(IF($A61>0,$E61-'Asset data'!P$5,0),0)","v":0},{"$f":"ROUND(IF($A61>0,$E61-'Asset data'!Q$5,0),0)","v":0},{"$f":"ROUND(IF($A61>0,$E61-'Asset data'!R$5,0),0)","v":0},{"$f":"ROUND(IF($A61>0,$E61-'Asset data'!S$5,0),0)","v":0},{"$f":"ROUND(IF($A61>0,$E61-'Asset data'!T$5,0),0)","v":0},{"$f":"ROUND(IF($A61>0,$E61-'Asset data'!U$5,0),0)","v":0},{"$f":"ROUND(IF($A61>0,$E61-'Asset data'!V$5,0),0)","v":0},{"$f":"ROUND(IF($A61>0,$E61-'Asset data'!W$5,0),0)","v":0},{"$f":"ROUND(IF($A61>0,$E61-'Asset data'!X$5,0),0)","v":0},{"$f":"ROUND(IF($A61>0,$E61-'Asset data'!Y$5,0),0)","v":0},{"$f":"ROUND(IF($A61>0,$E61-'Asset data'!Z$5,0),0)","v":0},{"$f":"ROUND(IF($A61>0,$E61-'Asset data'!AA$5,0),0)","v":0},{"$f":"ROUND(IF($A61>0,$E61-'Asset data'!AB$5,0),0)","v":0},{"$f":"ROUND(IF($A61>0,$E61-'Asset data'!AC$5,0),0)","v":0},{"$f":"ROUND(IF($A61>0,$E61-'Asset data'!AD$5,0),0)","v":0},{"$f":"ROUND(IF($A61>0,$E61-'Asset data'!AE$5,0),0)","v":0},{"$f":"ROUND(IF($A61>0,$E61-'Asset data'!AF$5,0),0)","v":0},{"$f":"ROUND(IF($A61>0,$E61-'Asset data'!AG$5,0),0)","v":0},{"$f":"ROUND(IF($A61>0,$E61-'Asset data'!AH$5,0),0)","v":0},{"$f":"ROUND(IF($A61>0,$E61-'Asset data'!AI$5,0),0)","v":0},{"$f":"ROUND(IF($A61>0,$E61-'Asset data'!AJ$5,0),0)","v":0},{"$f":"ROUND(IF($A61>0,$E61-'Asset data'!AK$5,0),0)","v":0},{"$f":"ROUND(IF($A61>0,$E61-'Asset data'!AL$5,0),0)","v":0},{"$f":"ROUND(IF($A61>0,$E61-'Asset data'!AM$5,0),0)","v":0},{"$f":"ROUND(IF($A61>0,$E61-'Asset data'!AN$5,0),0)","v":0},{"$f":"ROUND(IF($A61>0,$E61-'Asset data'!AO$5,0),0)","v":0},{"$f":"ROUND(IF($A61>0,$E61-'Asset data'!AP$5,0),0)","v":0},{"$f":"ROUND(IF($A61>0,$E61-'Asset data'!AQ$5,0),0)","v":0},{"$f":"ROUND(IF($A61>0,$E61-'Asset data'!AR$5,0),0)","v":0},{"$f":"ROUND(IF($A61>0,$E61-'Asset data'!AS$5,0),0)","v":0},{"$f":"ROUND(IF($A61>0,$E61-'Asset data'!AT$5,0),0)","v":0},{"$f":"ROUND(IF($A61>0,$E61-'Asset data'!AU$5,0),0)","v":0},{"$f":"ROUND(IF($A61>0,$E61-'Asset data'!AV$5,0),0)","v":0},{"$f":"ROUND(IF($A61>0,$E61-'Asset data'!AW$5,0),0)","v":0},{"$f":"ROUND(IF($A61>0,$E61-'Asset data'!AX$5,0),0)","v":0},{"$f":"ROUND(IF($A61>0,$E61-'Asset data'!AY$5,0),0)","v":0},{"$f":"ROUND(IF($A61>0,$E61-'Asset data'!AZ$5,0),0)","v":0},{"$f":"ROUND(IF($A61>0,$E61-'Asset data'!BA$5,0),0)","v":0},{"$f":"ROUND(IF($A61>0,$E61-'Asset data'!BB$5,0),0)","v":0},{"$f":"ROUND(IF($A61>0,$E61-'Asset data'!BC$5,0),0)","v":0},{"$f":"ROUND(IF($A61>0,$E61-'Asset data'!BD$5,0),0)","v":0},{"$f":"ROUND(IF($A61>0,$E61-'Asset data'!BE$5,0),0)","v":0},{"$f":"ROUND(IF($A61>0,$E61-'Asset data'!BF$5,0),0)","v":0},{"$f":"ROUND(IF($A61>0,$E61-'Asset data'!BG$5,0),0)","v":0},{"$f":"ROUND(IF($A61>0,$E61-'Asset data'!BH$5,0),0)","v":0},{"$f":"ROUND(IF($A61>0,$E61-'Asset data'!BI$5,0),0)","v":0},{"$f":"ROUND(IF($A61>0,$E61-'Asset data'!BJ$5,0),0)","v":0},{"$f":"ROUND(IF($A61>0,$E61-'Asset data'!BK$5,0),0)","v":0},{"$f":"ROUND(IF($A61>0,$E61-'Asset data'!BL$5,0),0)","v":0},{"$f":"ROUND(IF($A61>0,$E61-'Asset data'!BM$5,0),0)","v":0},{"$f":"ROUND(IF($A61>0,$E61-'Asset data'!BN$5,0),0)","v":0},{"$f":"ROUND(IF($A61>0,$E61-'Asset data'!BO$5,0),0)","v":0},{"$f":"ROUND(IF($A61>0,$E61-'Asset data'!BP$5,0),0)","v":0},{"$f":"ROUND(IF($A61>0,$E61-'Asset data'!BQ$5,0),0)","v":0},{"$f":"ROUND(IF($A61>0,$E61-'Asset data'!BR$5,0),0)","v":0},{"$f":"ROUND(IF($A61>0,$E61-'Asset data'!BS$5,0),0)","v":0},{"$f":"ROUND(IF($A61>0,$E61-'Asset data'!BT$5,0),0)","v":0},{"$f":"ROUND(IF($A61>0,$E61-'Asset data'!BU$5,0),0)","v":0},{"$f":"ROUND(IF($A61>0,$E61-'Asset data'!BV$5,0),0)","v":0},{"$f":"ROUND(IF($A61>0,$E61-'Asset data'!BW$5,0),0)","v":0},{"$f":"ROUND(IF($A61>0,$E61-'Asset data'!BX$5,0),0)","v":0},{"$f":"ROUND(IF($A61>0,$E61-'Asset data'!BY$5,0),0)","v":0},{"$f":"ROUND(IF($A61>0,$E61-'Asset data'!BZ$5,0),0)","v":0},{"$f":"ROUND(IF($A61>0,$E61-'Asset data'!CA$5,0),0)","v":0},{"$f":"ROUND(IF($A61>0,$E61-'Asset data'!CB$5,0),0)","v":0},{"$f":"ROUND(IF($A61>0,$E61-'Asset data'!CC$5,0),0)","v":0},{"$f":"ROUND(IF($A61>0,$E61-'Asset data'!CD$5,0),0)","v":0},{"$f":"ROUND(IF($A61>0,$E61-'Asset data'!CE$5,0),0)","v":0},{"$f":"ROUND(IF($A61>0,$E61-'Asset data'!CF$5,0),0)","v":0},{"$f":"ROUND(IF($A61>0,$E61-'Asset data'!CG$5,0),0)","v":0},{"$f":"ROUND(IF($A61>0,$E61-'Asset data'!CH$5,0),0)","v":0},{"$f":"ROUND(IF($A61>0,$E61-'Asset data'!CI$5,0),0)","v":0},{"$f":"ROUND(IF($A61>0,$E61-'Asset data'!CJ$5,0),0)","v":0},{"$f":"ROUND(IF($A61>0,$E61-'Asset data'!CK$5,0),0)","v":0},{"$f":"ROUND(IF($A61>0,$E61-'Asset data'!CL$5,0),0)","v":0},{"$f":"ROUND(IF($A61>0,$E61-'Asset data'!CM$5,0),0)","v":0},{"$f":"ROUND(IF($A61>0,$E61-'Asset data'!CN$5,0),0)","v":0},{"$f":"ROUND(IF($A61>0,$E61-'Asset data'!CO$5,0),0)","v":0},{"$f":"ROUND(IF($A61>0,$E61-'Asset data'!CP$5,0),0)","v":0},{"$f":"ROUND(IF($A61>0,$E61-'Asset data'!CQ$5,0),0)","v":0},{"$f":"ROUND(IF($A61>0,$E61-'Asset data'!CR$5,0),0)","v":0},{"$f":"ROUND(IF($A61>0,$E61-'Asset data'!CS$5,0),0)","v":0},{"$f":"ROUND(IF($A61>0,$E61-'Asset data'!CT$5,0),0)","v":0},{"$f":"ROUND(IF($A61>0,$E61-'Asset data'!CU$5,0),0)","v":0},{"$f":"ROUND(IF($A61>0,$E61-'Asset data'!CV$5,0),0)","v":0},{"$f":"ROUND(IF($A61>0,$E61-'Asset data'!CW$5,0),0)","v":0},{"$f":"ROUND(IF($A61>0,$E61-'Asset data'!CX$5,0),0)","v":0},{"$f":"ROUND(IF($A61>0,$E61-'Asset data'!CY$5,0),0)","v":0},{"$f":"ROUND(IF($A61>0,$E61-'Asset data'!CZ$5,0),0)","v":0},{"$f":"ROUND(IF($A61>0,$E61-'Asset data'!DA$5,0),0)","v":0},{"$f":"ROUND(IF($A61>0,$E61-'Asset data'!DB$5,0),0)","v":0},{"$f":"ROUND(IF($A61>0,$E61-'Asset data'!DC$5,0),0)","v":0},{"$f":"ROUND(IF($A61>0,$E61-'Asset data'!DD$5,0),0)","v":0},{"$f":"ROUND(IF($A61>0,$E61-'Asset data'!DE$5,0),0)","v":0},{"$f":"ROUND(IF($A61>0,$E61-'Asset data'!DF$5,0),0)","v":0},{"$f":"ROUND(IF($A61>0,$E61-'Asset data'!DG$5,0),0)","v":0},{"$f":"ROUND(IF($A61>0,$E61-'Asset data'!DH$5,0),0)","v":0},{"$f":"ROUND(IF($A61>0,$E61-'Asset data'!DI$5,0),0)","v":0},{"$f":"ROUND(IF($A61>0,$E61-'Asset data'!DJ$5,0),0)","v":0},{"$f":"ROUND(IF($A61>0,$E61-'Asset data'!DK$5,0),0)","v":0},{"$f":"ROUND(IF($A61>0,$E61-'Asset data'!DL$5,0),0)","v":0},{"$f":"ROUND(IF($A61>0,$E61-'Asset data'!DM$5,0),0)","v":0},{"$f":"ROUND(IF($A61>0,$E61-'Asset data'!DN$5,0),0)","v":0},{"$f":"ROUND(IF($A61>0,$E61-'Asset data'!DO$5,0),0)","v":0},{"$f":"ROUND(IF($A61>0,$E61-'Asset data'!DP$5,0),0)","v":0},{"$f":"ROUND(IF($A61>0,$E61-'Asset data'!DQ$5,0),0)","v":0},{"$f":"ROUND(IF($A61>0,$E61-'Asset data'!DR$5,0),0)","v":0},{"$f":"ROUND(IF($A61>0,$E61-'Asset data'!DS$5,0),0)","v":0},{"$f":"ROUND(IF($A61>0,$E61-'Asset data'!DT$5,0),0)","v":0},{"$f":"ROUND(IF($A61>0,$E61-'Asset data'!DU$5,0),0)","v":0},{"$f":"ROUND(IF($A61>0,$E61-'Asset data'!DV$5,0),0)","v":0},{"$f":"ROUND(IF($A61>0,$E61-'Asset data'!DW$5,0),0)","v":0},{"$f":"ROUND(IF($A61>0,$E61-'Asset data'!DX$5,0),0)","v":0},{"$f":"ROUND(IF($A61>0,$E61-'Asset data'!DY$5,0),0)","v":0},{"$f":"ROUND(IF($A61>0,$E61-'Asset data'!DZ$5,0),0)","v":0},{"$f":"ROUND(IF($A61>0,$E61-'Asset data'!EA$5,0),0)","v":0},{"$f":"ROUND(IF($A61>0,$E61-'Asset data'!EB$5,0),0)","v":0},{"$f":"ROUND(IF($A61>0,$E61-'Asset data'!EC$5,0),0)","v":0},{"$f":"ROUND(IF($A61>0,$E61-'Asset data'!ED$5,0),0)","v":0},{"$f":"ROUND(IF($A61>0,$E61-'Asset data'!EE$5,0),0)","v":0},{"$f":"ROUND(IF($A61>0,$E61-'Asset data'!EF$5,0),0)","v":0},{"$f":"ROUND(IF($A61>0,$E61-'Asset data'!EG$5,0),0)","v":0},{"$f":"ROUND(IF($A61>0,$E61-'Asset data'!EH$5,0),0)","v":0},{"$f":"ROUND(IF($A61>0,$E61-'Asset data'!EI$5,0),0)","v":0},{"$f":"ROUND(IF($A61>0,$E61-'Asset data'!EJ$5,0),0)","v":0},{"$f":"ROUND(IF($A61>0,$E61-'Asset data'!EK$5,0),0)","v":0},{"$f":"ROUND(IF($A61>0,$E61-'Asset data'!EL$5,0),0)","v":0},{"$f":"ROUND(IF($A61>0,$E61-'Asset data'!EM$5,0),0)","v":0},{"$f":"ROUND(IF($A61>0,$E61-'Asset data'!EN$5,0),0)","v":0},{"$f":"ROUND(IF($A61>0,$E61-'Asset data'!EO$5,0),0)","v":0},{"$f":"ROUND(IF($A61>0,$E61-'Asset data'!EP$5,0),0)","v":0},{"$f":"ROUND(IF($A61>0,$E61-'Asset data'!EQ$5,0),0)","v":0},{"$f":"ROUND(IF($A61>0,$E61-'Asset data'!ER$5,0),0)","v":0},{"$f":"ROUND(IF($A61>0,$E61-'Asset data'!ES$5,0),0)","v":0},{"$f":"ROUND(IF($A61>0,$E61-'Asset data'!ET$5,0),0)","v":0},{"$f":"ROUND(IF($A61>0,$E61-'Asset data'!EU$5,0),0)","v":0},{"$f":"ROUND(IF($A61>0,$E61-'Asset data'!EV$5,0),0)","v":0},{"$f":"ROUND(IF($A61>0,$E61-'Asset data'!EW$5,0),0)","v":0},{"$f":"ROUND(IF($A61>0,$E61-'Asset data'!EX$5,0),0)","v":0},{"$f":"ROUND(IF($A61>0,$E61-'Asset data'!EY$5,0),0)","v":0},{"$f":"ROUND(IF($A61>0,$E61-'Asset data'!EZ$5,0),0)","v":0},{"$f":"ROUND(IF($A61>0,$E61-'Asset data'!FA$5,0),0)","v":0},{"$f":"ROUND(IF($A61>0,$E61-'Asset data'!FB$5,0),0)","v":0},{"$f":"ROUND(IF($A61>0,$E61-'Asset data'!FC$5,0),0)","v":0},{"$f":"ROUND(IF($A61>0,$E61-'Asset data'!FD$5,0),0)","v":0},{"$f":"ROUND(IF($A61>0,$E61-'Asset data'!FE$5,0),0)","v":0},{"$f":"ROUND(IF($A61>0,$E61-'Asset data'!FF$5,0),0)","v":0},{"$f":"ROUND(IF($A61>0,$E61-'Asset data'!FG$5,0),0)","v":0}]

{"sheet":"Sheet1","index":12,"n_rows":0,"n_cols":0,"rows_kept":0,"cut":false,"hidden":false,"merged":[]}